## Graph
Product Raw Data
Collimated LEDs for Nikon Eclipse (Bayonet Mount) Microscopes
DISCLAIMER: The data presented here are typical. Slight variations in performance data will occur from lot to lot. Please contact Technical Support with any questions regarding the use or reliability of this data.
This data may be used in publications. However, please cite Thorlabs as the source.
Additional Information:
Each Collimated LED consists of a Mounted LED attached to a microscope-port-compatible collimation package. The data presented on the Normalized Spectra tab are for the bare (uncollimated) LEDs. The data in the graph to the left and on the the Normalized Output Spectrum tab has been scaled to the approximate total beam power of the LED through the collimation package for Nikon Eclipse Microscopes.
Due to variations in the manufacturing process and operating parameters such as temperature and current, the actual spectral output of any given LED will vary. Output plots are only intended to be used as a guideline.

## Spectra Scaled to Beam Power
LED Item # |  | M365L3-C5 |  | M365LP1-C5 |  | M385L2-C5 |  | M385L3-C5 |  | M385LP1-C5 |  | M405L4-C5 |  | M405LP1-C5 |  | M455L3-C5 |  | M455L4-C5 |  | M470L5-C5 |  | M505L4-C5 |  | M530L4-C5 |  | M590L4-C5 |  | M617L4-C5 |  | M625L3-C5 |  | M625L4-C5 |  | M660L4-C5 |  | M780L3-C5 |  | M810L3-C5 |  | M850L3-C5 |  | M940L3-C5 |  | MCWHL8-C5
Approximate Total Beam Power with Collimation Adapter for Nikon Eclipse Microscopes (mW) |  | 320 |  | 435 |  | 120 |  | 410 |  | 630 |  | 380 |  | 570 |  | 400 |  | 630 |  | 487 |  | 220 |  | 200 |  | 130 |  | 360 |  | 300 |  | 630 |  | 520 |  | 170 |  | 225 |  | 370 |  | 340 |  | 549
| Scaling Constant | 26.5756 |  | 32.4308 |  | 9.5526 |  | 32.547 |  | 46.902 |  | 23.7072 |  | 34.8004 |  | 16.6298 |  | 27.7179 |  | 14.9691 |  | 5.3677 |  | 4.8402 |  | 6.5954 |  | 17.3688 |  | 15.5995 |  | 24.6701 |  | 20.3626 |  | 4.5385 |  | 6.185 |  | 10.7239 |  | 4.6452 |  | 4.6452
Spectra |  | Wavelength (nm) | Spectral Flux (mW/nm) | Wavelength (nm) | Spectral Flux (mW/nm) | Wavelength (nm) | Spectral Flux (mW/nm) | Wavelength (nm) | Spectral Flux (mW/nm) | Wavelength (nm) | Spectral Flux (mW/nm) | Wavelength (nm) | Spectral Flux (mW/nm) | Wavelength (nm) | Spectral Flux (mW/nm) | Wavelength (nm) | Spectral Flux (mW/nm) | Wavelength (nm) | Spectral Flux (mW/nm) | Wavelength (nm) | Spectral Flux (mW/nm) | Wavelength (nm) | Spectral Flux (mW/nm) | Wavelength (nm) | Spectral Flux (mW/nm) | Wavelength (nm) | Spectral Flux (mW/nm) | Wavelength (nm) | Spectral Flux (mW/nm) | Wavelength (nm) | Spectral Flux (mW/nm) | Wavelength (nm) | Spectral Flux (mW/nm) | Wavelength (nm) | Spectral Flux (mW/nm) | Wavelength (nm) | Spectral Flux (mW/nm) | Wavelength (nm) | Spectral Flux (mW/nm) | Wavelength (nm) | Spectral Flux (mW/nm) | Wavelength (nm) | Spectral Flux (mW/nm) | Wavelength (nm) | Spectral Flux (mW/nm)
|  | 200.0376 | 0.033506 | 199.9755 | -0.031063 | 319.0612 | 0.00033209 | 200.0376 | 0.031929 | 199.9755 | 0 | 192.9252 | 0 | 199.9755 | 0 | 320.1482 | 0.00019056 | 200.0376 | 0 | 200.0376 | 0 | 200.0376 | 0 | 200.0376 | 5.0119e-05 | 200.0376 | 0 | 200.0376 | 0 | 320.1482 | 0 | 200.0376 | 0.0083992 | 199.9755 | 0 | 498.5586 | 0.0070347 | 199.9755 | 0 | 497.0539 | 7.1499e-05 | 498.5586 | 0.018349 | 199.7603 | 0
|  | 200.2403 | 0.010176 | 200.1769 | -0.016428 | 319.1756 | 0 | 200.2403 | -0.021895 | 200.1769 | 0 | 193.13 | 0 | 200.1769 | 0 | 320.2569 | 0.00018739 | 200.2403 | 0 | 200.2403 | 0 | 200.2403 | 0 | 200.2403 | 0 | 200.2403 | 0 | 200.2403 | 0 | 320.2569 | 0 | 200.2403 | 0 | 200.1769 | 0 | 498.7121 | 0.0092585 | 200.1769 | 0 | 497.2087 | 0.00032174 | 498.7121 | 0.018442 | 199.9619 | 0
|  | 200.443 | 0.0031809 | 200.3784 | 0.0032147 | 319.2899 | 0 | 200.443 | -0.012337 | 200.3784 | 0 | 193.3348 | 0 | 200.3784 | 0 | 320.3656 | 0.0001669 | 200.443 | 0 | 200.443 | 0 | 200.443 | 0 | 200.443 | 6.3932e-05 | 200.443 | 0 | 200.443 | 0 | 320.3656 | 0 | 200.443 | 0.0062544 | 200.3784 | 0 | 498.8657 | 0.007897 | 200.3784 | 0 | 497.3637 | 0 | 498.8657 | 0.01742 | 200.1636 | 0
|  | 200.6458 | 0.01354 | 200.5799 | -0.0042612 | 319.4043 | 0.0082822 | 200.6458 | -0.0053901 | 200.5799 | 0 | 193.5396 | 0 | 200.5799 | 0 | 320.4742 | 0.00014864 | 200.6458 | 0 | 200.6458 | 0 | 200.6458 | 0 | 200.6458 | 0 | 200.6458 | 0 | 200.6458 | 0 | 320.4742 | 0 | 200.6458 | 0 | 200.5799 | 0 | 499.0192 | 0.0089408 | 200.5799 | 0 | 497.5186 | 0 | 499.0192 | 0.018395 | 200.3652 | 0
|  | 200.8485 | 0.010241 | 200.7814 | 0.027217 | 319.5186 | 0 | 200.8485 | 0.0052936 | 200.7814 | 0 | 193.7444 | 0 | 200.7814 | 0 | 320.583 | 0.00013877 | 200.8485 | 0 | 200.8485 | 0 | 200.8485 | 0 | 200.8485 | 7.9198e-05 | 200.8485 | 0 | 200.8485 | 0 | 320.583 | 0 | 200.8485 | 0.012032 | 200.7814 | 0 | 499.1728 | 0.0084416 | 200.7814 | 0 | 497.6735 | 0 | 499.1728 | 0.017698 | 200.5669 | 0
|  | 201.0513 | 0.0096249 | 200.9829 | 0.0057056 | 319.633 | 0.0036442 | 201.0513 | 0.00026956 | 200.9829 | 0 | 193.9493 | 0 | 200.9829 | 0 | 320.6917 | 0.00013225 | 201.0513 | 0 | 201.0513 | 0 | 201.0513 | 0 | 201.0513 | 0 | 201.0513 | 0 | 201.0513 | 0 | 320.6917 | 0 | 201.0513 | 0 | 200.9829 | 0 | 499.3263 | 0.0031922 | 200.9829 | 0 | 497.8284 | 0.00032174 | 499.3263 | 0.018395 | 200.7686 | 0
|  | 201.2541 | -0.0073286 | 201.1845 | 0.017451 | 319.7473 | 0 | 201.2541 | -0.0014332 | 201.1845 | 0 | 194.1542 | 0 | 201.1845 | 0 | 320.8004 | 0.00014622 | 201.2541 | 0 | 201.2541 | 0 | 201.2541 | 0 | 201.2541 | 6.0993e-05 | 201.2541 | 0 | 201.2541 | 0 | 320.8004 | 0 | 201.2541 | 0.0051721 | 201.1845 | 0 | 499.4799 | 0.0060816 | 201.1845 | 0 | 497.9833 | 0 | 499.4799 | 0.017373 | 200.9703 | 0
|  | 201.4569 | 0.0087377 | 201.3861 | -0.020885 | 319.8616 | 0.0031472 | 201.4569 | -0.026665 | 201.3861 | 0 | 194.359 | 0 | 201.3861 | 0 | 320.9091 | 0.00013393 | 201.4569 | 0 | 201.4569 | 0 | 201.4569 | 0 | 201.4569 | 0 | 201.4569 | 0 | 201.4569 | 0 | 320.9091 | 0 | 201.4569 | 0 | 201.3861 | 0 | 499.6335 | 0.0059 | 201.3861 | 0 | 498.1383 | 0.00032174 | 499.6335 | 0.018163 | 201.1721 | 0
|  | 201.6597 | 0.034585 | 201.5876 | 0.027867 | 319.976 | 0 | 201.6597 | 0.0081461 | 201.5876 | 0 | 194.5639 | 0 | 201.5876 | 0 | 321.0178 | 0.00014082 | 201.6597 | 0 | 201.6597 | 0 | 201.6597 | 0 | 201.6597 | 8.6821e-05 | 201.6597 | 0 | 201.6597 | 0 | 321.0178 | 0 | 201.6597 | 0.011492 | 201.5876 | 0 | 499.7871 | 0.01003 | 201.5876 | 0 | 498.2932 | 0 | 499.7871 | 0.017373 | 201.3738 | 0
|  | 201.8626 | -0.0027473 | 201.7892 | -0.014867 | 320.0903 | 0 | 201.8626 | -0.014633 | 201.7892 | 0 | 194.7688 | 0 | 201.7892 | 0 | 321.1266 | 0.00013225 | 201.8626 | 0 | 201.8626 | 0 | 201.8626 | 0 | 201.8626 | 0 | 201.8626 | 0 | 201.8626 | 0 | 321.1266 | 0 | 201.8626 | 0 | 201.7893 | 0 | 499.9407 | 0.0083962 | 201.7892 | 0 | 498.4482 | 0.00010725 | 499.9407 | 0.018349 | 201.5756 | 0
|  | 202.0655 | 0.035965 | 201.9909 | 0.07418 | 320.2046 | 0.0013283 | 202.0655 | 0.041275 | 201.9909 | 0 | 194.9738 | 0 | 201.9909 | 0 | 321.2353 | 0.00014362 | 202.0655 | 0 | 202.0655 | 0 | 202.0655 | 0 | 202.0655 | 0.00014164 | 202.0655 | 0 | 202.0655 | 0 | 321.2353 | 0 | 202.0655 | 0.015344 | 201.9909 | 0 | 500.0942 | 0.0046293 | 201.9909 | 0 | 498.6032 | 7.1499e-05 | 500.0942 | 0.017605 | 201.7774 | 0
|  | 202.2683 | -0.0065243 | 202.1925 | -0.0076792 | 320.3189 | 0.0043067 | 202.2683 | 0.0075019 | 202.1925 | 0 | 195.1787 | 0 | 202.1925 | 0 | 321.3441 | 0.00013393 | 202.2683 | 0 | 202.2683 | 0 | 202.2683 | 0 | 202.2683 | 0 | 202.2683 | 0 | 202.2683 | 0 | 321.3441 | 0 | 202.2683 | 0 | 202.1925 | 0 | 500.2479 | 0.0048562 | 202.1925 | 0 | 498.7581 | 0.00053624 | 500.2479 | 0.018813 | 201.9792 | 0
|  | 202.4713 | 0.037884 | 202.3942 | 0.014233 | 320.4332 | 0.0026565 | 202.4713 | 0.01462 | 202.3942 | 0 | 195.3836 | 0 | 202.3942 | 0 | 321.4528 | 0.00012797 | 202.4712 | 0 | 202.4712 | 0 | 202.4712 | 0 | 202.4713 | 7.5057e-05 | 202.4712 | 0 | 202.4712 | 0 | 321.4528 | 0 | 202.4712 | 0.0066581 | 202.3942 | 0 | 500.4015 | 0.0087593 | 202.3942 | 0 | 498.9131 | 0 | 500.4015 | 0.017977 | 202.181 | 0
|  | 202.6742 | -0.00055867 | 202.5959 | -0.016528 | 320.5475 | 0 | 202.6742 | -0.022567 | 202.5959 | 0 | 195.5886 | 0 | 202.5959 | 0 | 321.5616 | 0.00013151 | 202.6742 | 0 | 202.6742 | 0 | 202.6742 | 0 | 202.6742 | 0 | 202.6742 | 0 | 202.6742 | 0 | 321.5616 | 0 | 202.6742 | 0 | 202.5959 | 0 | 500.5551 | 0.0066262 | 202.5959 | 0 | 499.0681 | 0.00032174 | 500.5551 | 0.019046 | 202.3828 | 0
|  | 202.8771 | 0.018391 | 202.7976 | 0.014692 | 320.6619 | 0 | 202.8771 | -0.00055896 | 202.7976 | 0 | 195.7936 | 0 | 202.7976 | 0 | 321.6704 | 0.00014268 | 202.8771 | 0 | 202.8771 | 0 | 202.8771 | 0 | 202.8771 | 9.5491e-05 | 202.8771 | 0 | 202.8771 | 0 | 321.6704 | 0 | 202.8771 | 0.012273 | 202.7976 | 0 | 500.7088 | 0.0098939 | 202.7976 | 0 | 499.2231 | 0 | 500.7088 | 0.017791 | 202.5846 | 0
|  | 203.08 | -0.0063089 | 202.9993 | -0.014422 | 320.7761 | 0.0031472 | 203.08 | 0.0012735 | 202.9993 | 0 | 195.9986 | 0 | 202.9993 | 0 | 321.7791 | 0.00015218 | 203.0801 | 0 | 203.0801 | 0 | 203.0801 | 0 | 203.08 | 0 | 203.0801 | 0 | 203.0801 | 0 | 321.7791 | 0 | 203.08 | 0 | 202.9993 | 0 | 500.8624 | 0.0087139 | 202.9993 | 0 | 499.3781 | 0.00010725 | 500.8624 | 0.018813 | 202.7865 | 0
|  | 203.283 | 0.018991 | 203.201 | 0.0014633 | 320.8904 | 0 | 203.283 | 0.0091622 | 203.201 | 0 | 196.2036 | 0 | 203.201 | 0 | 321.8879 | 0.00015535 | 203.283 | 0 | 203.283 | 0 | 203.283 | 0 | 203.283 | 5.6093e-05 | 203.283 | 0 | 203.283 | 0 | 321.8879 | 0 | 203.283 | 0.0084334 | 203.201 | 0 | 501.0161 | 0.014659 | 203.201 | 0 | 499.5331 | 0 | 501.0161 | 0.018024 | 202.9884 | 0
|  | 203.486 | 0.017608 | 203.4028 | -0.023513 | 321.0047 | 0.0021534 | 203.486 | -0.010276 | 203.4028 | 0 | 196.4086 | 0 | 203.4028 | 0 | 321.9967 | 0.00015479 | 203.486 | 0 | 203.486 | 0 | 203.486 | 0 | 203.486 | 0 | 203.486 | 0 | 203.486 | 0 | 321.9967 | 0 | 203.486 | 0 | 203.4028 | 0 | 501.1698 | 0.0078062 | 203.4028 | 0 | 499.6881 | 0.00010725 | 501.1698 | 0.019278 | 203.1902 | 0
|  | 203.689 | 0.027378 | 203.6046 | 0.008612 | 321.119 | 0 | 203.689 | 0.010295 | 203.6046 | 0 | 196.6136 | 0 | 203.6046 | 0 | 322.1055 | 0.00015218 | 203.689 | 0 | 203.689 | 0 | 203.689 | 0 | 203.689 | 8.6925e-05 | 203.689 | 0 | 203.689 | 0 | 322.1055 | 0 | 203.689 | 0.01071 | 203.6045 | 0 | 501.3234 | 0.01003 | 203.6046 | 0 | 499.8432 | 7.1499e-05 | 501.3234 | 0.018535 | 203.3921 | 0
|  | 203.892 | -0.010196 | 203.8063 | 0.0034538 | 321.2333 | 0.0029816 | 203.892 | -0.02616 | 203.8063 | 0 | 196.8187 | 0 | 203.8063 | 0 | 322.2143 | 0.00016001 | 203.892 | 0 | 203.892 | 0 | 203.892 | 0 | 203.892 | 0 | 203.892 | 0 | 203.892 | 0 | 322.2143 | 0 | 203.892 | 0 | 203.8064 | 0 | 501.4771 | 0.0083962 | 203.8063 | 0 | 499.9982 | 0.00010725 | 501.4771 | 0.019649 | 203.594 | 0
|  | 204.0951 | 0.030778 | 204.0082 | 0.015277 | 321.3476 | 0 | 204.0951 | 0.011631 | 204.0082 | 0 | 197.0237 | 0 | 204.0082 | 0 | 322.3231 | 0.00017249 | 204.0951 | 0 | 204.0951 | 0 | 204.0951 | 0 | 204.0951 | 8.9081e-05 | 204.0951 | 0 | 204.0951 | 0 | 322.3231 | 0 | 204.0951 | 0.011362 | 204.0082 | 0 | 501.6308 | 0.010938 | 204.0082 | 0 | 500.1532 | 7.1499e-05 | 501.6308 | 0.01886 | 203.796 | 0
|  | 204.2981 | -0.0078521 | 204.21 | -0.018214 | 321.4619 | 0.012227 | 204.2981 | -0.023303 | 204.21 | 0 | 197.2288 | 0 | 204.21 | 0 | 322.4319 | 0.00018348 | 204.2981 | 0 | 204.2981 | 0 | 204.2981 | 0 | 204.2981 | 0 | 204.2981 | 0 | 204.2981 | 0 | 322.4319 | 0 | 204.2981 | 0 | 204.21 | 0 | 501.7845 | 0.0080785 | 204.21 | 0 | 500.3083 | 0.00032174 | 501.7845 | 0.019649 | 203.9979 | 0
|  | 204.5012 | 0.028616 | 204.4118 | -0.0028989 | 321.5762 | 0.0046488 | 204.5012 | 0.0020637 | 204.4118 | 0 | 197.4339 | 0 | 204.4118 | 0 | 322.5407 | 0.00017118 | 204.5012 | 0 | 204.5012 | 0 | 204.5012 | 0 | 204.5012 | 5.244e-05 | 204.5012 | 0 | 204.5012 | 0 | 322.5407 | 0 | 204.5012 | 0.006273 | 204.4118 | 0 | 501.9382 | 0.013343 | 204.4118 | 0 | 500.4633 | 0 | 501.9382 | 0.018302 | 204.1998 | 0
|  | 204.7043 | 0.0024827 | 204.6137 | -0.0075171 | 321.6904 | 0 | 204.7043 | -0.021514 | 204.6137 | 0 | 197.639 | 0 | 204.6137 | 0 | 322.6495 | 0.00015926 | 204.7043 | 0 | 204.7043 | 0 | 204.7043 | 0 | 204.7043 | 0 | 204.7043 | 0 | 204.7043 | 0 | 322.6495 | 0 | 204.7043 | 0 | 204.6137 | 0 | 502.092 | 0.006127 | 204.6137 | 0 | 500.6184 | 0.00032174 | 502.092 | 0.018813 | 204.4018 | 0
|  | 204.9074 | 0.027651 | 204.8156 | 0.027841 | 321.8047 | 0.0073053 | 204.9074 | 0.033515 | 204.8156 | 0 | 197.8441 | 0 | 204.8156 | 0 | 322.7584 | 0.00014864 | 204.9074 | 0 | 204.9074 | 0 | 204.9074 | 0 | 204.9074 | 0.00013857 | 204.9074 | 0 | 204.9074 | 0 | 322.7584 | 0 | 204.9074 | 0.011531 | 204.8156 | 0 | 502.2457 | 0.0087593 | 204.8156 | 0 | 500.7735 | 0 | 502.2457 | 0.017745 | 204.6038 | 0
|  | 205.1105 | -0.0094009 | 205.0175 | -0.021509 | 321.919 | 0.0049694 | 205.1105 | -0.023604 | 205.0175 | 0 | 198.0493 | 0 | 205.0175 | 0 | 322.8672 | 0.00012964 | 205.1105 | 0 | 205.1105 | 0 | 205.1105 | 0 | 205.1105 | 0 | 205.1105 | 0 | 205.1105 | 0 | 322.8672 | 0 | 205.1105 | 0 | 205.0175 | 0 | 502.3995 | 0.0098031 | 205.0175 | 0 | 500.9286 | 0.00032174 | 502.3995 | 0.019138 | 204.8058 | 0
|  | 205.3136 | 0.0080209 | 205.2194 | 0.01951 | 322.0332 | 0 | 205.3136 | 0.006358 | 205.2194 | 0 | 198.2544 | 0 | 205.2194 | 0 | 322.976 | 0.00011586 | 205.3136 | 0 | 205.3136 | 0 | 205.3136 | 0 | 205.3136 | 7.6107e-05 | 205.3136 | 0 | 205.3136 | 0 | 322.976 | 0 | 205.3136 | 0.006548 | 205.2194 | 0 | 502.5532 | 0.011029 | 205.2194 | 0 | 501.0836 | 0 | 502.5532 | 0.018024 | 205.0078 | 0
|  | 205.5168 | 0.009547 | 205.4214 | -0.0061681 | 322.1475 | 0.0039755 | 205.5168 | 0.0097693 | 205.4214 | 0 | 198.4595 | 0 | 205.4214 | 0 | 323.0849 | 9.444e-05 | 205.5168 | 0 | 205.5168 | 0 | 205.5168 | 0 | 205.5168 | 0 | 205.5168 | 0 | 205.5168 | 0 | 323.0849 | 0 | 205.5168 | 0 | 205.4214 | 0 | 502.707 | 0.0048108 | 205.4214 | 0 | 501.2387 | 0 | 502.707 | 0.019046 | 205.2098 | 0
|  | 205.72 | 0.023146 | 205.6233 | -0.014404 | 322.2617 | 0 | 205.72 | 0.0058617 | 205.6233 | 0 | 198.6647 | 0 | 205.6233 | 0 | 323.1938 | 0.00010021 | 205.72 | 0 | 205.72 | 0 | 205.72 | 0 | 205.72 | 5.8245e-05 | 205.72 | 0 | 205.72 | 0 | 323.1938 | 0 | 205.72 | 0.009153 | 205.6233 | 0 | 502.8607 | 0.014024 | 205.6233 | 0 | 501.3938 | 0 | 502.8607 | 0.017791 | 205.4118 | 0
|  | 205.9232 | 0.0004646 | 205.8253 | -0.0030636 | 322.376 | 0 | 205.9232 | -0.0095591 | 205.8253 | 0 | 198.8699 | 0 | 205.8253 | 0 | 323.3026 | 0.00011195 | 205.9232 | 0 | 205.9232 | 0 | 205.9232 | 0 | 205.9232 | 0 | 205.9232 | 0 | 205.9232 | 0 | 323.3026 | 0 | 205.9232 | 0 | 205.8253 | 0 | 503.0145 | 0.0068531 | 205.8253 | 0 | 501.5489 | 0.00032174 | 503.0145 | 0.019046 | 205.6139 | 0
|  | 206.1264 | 0.017637 | 206.0273 | 0.047685 | 322.4902 | 0 | 206.1264 | 0.0087052 | 206.0273 | 0 | 199.0751 | 0 | 206.0273 | 0 | 323.4115 | 0.00011884 | 206.1264 | 0 | 206.1264 | 0 | 206.1264 | 0 | 206.1264 | 0.00012103 | 206.1264 | 0 | 206.1264 | 0 | 323.4115 | 0 | 206.1264 | 0.0092592 | 206.0273 | 0 | 503.1683 | 0.0085324 | 206.0273 | 0 | 501.7041 | 0 | 503.1683 | 0.018024 | 205.816 | 0
|  | 206.3296 | -0.00097354 | 206.2293 | 0.0063086 | 322.6045 | 0.013374 | 206.3296 | 0.0044456 | 206.2293 | 0 | 199.2803 | 0 | 206.2293 | 0 | 323.5204 | 0.00012052 | 206.3296 | 0 | 206.3296 | 0 | 206.3296 | 0 | 206.3296 | 0 | 206.3296 | 0 | 206.3296 | 0 | 323.5204 | 0 | 206.3296 | 0 | 206.2293 | 0 | 503.3221 | 0.0050377 | 206.2293 | 0 | 501.8592 | 0.00010725 | 503.3221 | 0.01872 | 206.018 | 0
|  | 206.5328 | 0.030171 | 206.4314 | 0.012627 | 322.7187 | 0.0031546 | 206.5328 | 0.0058177 | 206.4314 | 0 | 199.4856 | 0 | 206.4314 | 0 | 323.6292 | 0.00013523 | 206.5328 | 0 | 206.5328 | 0 | 206.5328 | 0 | 206.5328 | 5.1552e-05 | 206.5328 | 0 | 206.5328 | 0 | 323.6292 | 0 | 206.5328 | 0.0084832 | 206.4314 | 0 | 503.4759 | 0.0083054 | 206.4314 | 0 | 502.0143 | 7.1499e-05 | 503.4759 | 0.017605 | 206.2201 | 0
|  | 206.7361 | -0.024014 | 206.6334 | 0.0025075 | 322.833 | 0.0038098 | 206.7361 | 0.0074248 | 206.6334 | 0 | 199.6908 | 0 | 206.6334 | 0 | 323.7381 | 0.00012964 | 206.7361 | 0 | 206.7361 | 0 | 206.7361 | 0 | 206.7361 | 0 | 206.7361 | 0 | 206.7361 | 0 | 323.7381 | 0 | 206.7361 | 0 | 206.6334 | 0 | 503.6298 | 0.0048562 | 206.6334 | 0 | 502.1695 | 0.00032174 | 503.6298 | 0.01886 | 206.4223 | 0
|  | 206.9394 | 0.019936 | 206.8355 | 0.031832 | 322.9472 | 0 | 206.9394 | 0.0062523 | 206.8355 | 0 | 199.8961 | 0 | 206.8355 | 0 | 323.847 | 0.00011977 | 206.9394 | 0 | 206.9394 | 0 | 206.9394 | 0 | 206.9394 | 8.1765e-05 | 206.9394 | 0 | 206.9394 | 0 | 323.847 | 0 | 206.9394 | 0.006967 | 206.8355 | 0 | 503.7836 | 0.010938 | 206.8355 | 0 | 502.3246 | 0 | 503.7836 | 0.018163 | 206.6244 | 0
|  | 207.1427 | -0.0045564 | 207.0376 | 0.0001811 | 323.0614 | 0.0041411 | 207.1427 | 0.005514 | 207.0376 | 0 | 200.1013 | 0 | 207.0376 | 0 | 323.9559 | 0.00011009 | 207.1427 | 0 | 207.1427 | 0 | 207.1427 | 0 | 207.1427 | 0 | 207.1427 | 0 | 207.1427 | 0 | 323.9559 | 0 | 207.1427 | 0 | 207.0376 | 0 | 503.9374 | 0.00708 | 207.0376 | 0 | 502.4798 | 0.00010725 | 503.9374 | 0.019231 | 206.8265 | 0
|  | 207.346 | 0.03429 | 207.2397 | 0.013812 | 323.1756 | 0 | 207.346 | 0.014105 | 207.2397 | 0 | 200.3066 | 0 | 207.2397 | 0 | 324.0648 | 0.00012573 | 207.346 | 0 | 207.346 | 0 | 207.346 | 0 | 207.346 | 5.7823e-05 | 207.346 | 0 | 207.346 | 0 | 324.0648 | 0 | 207.346 | 0.0039494 | 207.2397 | 0 | 504.0913 | 0.013071 | 207.2397 | 0 | 502.6349 | 7.1499e-05 | 504.0913 | 0.017884 | 207.0287 | 0
|  | 207.5493 | -0.0075955 | 207.4418 | -0.025967 | 323.2899 | 0.010794 | 207.5493 | 0.0011822 | 207.4418 | 0 | 200.5119 | 0 | 207.4418 | 0 | 324.1737 | 0.00013616 | 207.5493 | 0 | 207.5493 | 0 | 207.5493 | 0 | 207.5493 | 0 | 207.5493 | 0 | 207.5493 | 0 | 324.1737 | 0 | 207.5493 | 0 | 207.4418 | 0 | 504.2451 | 0.0052646 | 207.4418 | 0 | 502.7901 | 0.00010725 | 504.2451 | 0.018767 | 207.2308 | 0
|  | 207.7526 | 0.011538 | 207.644 | -0.010206 | 323.4041 | 0 | 207.7526 | 0.011384 | 207.644 | 0 | 200.7172 | 0 | 207.644 | 0 | 324.2826 | 0.00014492 | 207.7526 | 0 | 207.7526 | 0 | 207.7526 | 0 | 207.7526 | 4.3195e-05 | 207.7526 | 0 | 207.7526 | 0 | 324.2826 | 0 | 207.7526 | 0.0088064 | 207.644 | 0 | 504.399 | 0.0091677 | 207.644 | 0 | 502.9453 | 0.00028599 | 504.399 | 0.018116 | 207.433 | 0
|  | 207.956 | 0.016972 | 207.8462 | -0.0066773 | 323.5183 | 0.0033129 | 207.956 | -0.025667 | 207.8462 | 0 | 200.9226 | 0 | 207.8462 | 0 | 324.3916 | 0.00015125 | 207.956 | 0 | 207.956 | 0 | 207.956 | 0 | 207.956 | 0 | 207.956 | 0 | 207.956 | 0 | 324.3916 | 0 | 207.956 | 0 | 207.8462 | 0 | 504.5529 | 0.010302 | 207.8462 | 0 | 503.1005 | 0.00032174 | 504.5529 | 0.019324 | 207.6352 | 0
|  | 208.1594 | 0.034417 | 208.0483 | 0.0057661 | 323.6325 | 0 | 208.1594 | 0.0038065 | 208.0483 | 0 | 201.1279 | 0 | 208.0483 | 0 | 324.5005 | 0.00015926 | 208.1594 | 0 | 208.1594 | 0 | 208.1594 | 0 | 208.1594 | 4.8587e-05 | 208.1594 | 0 | 208.1594 | 0 | 324.5005 | 0 | 208.1594 | 0.0089722 | 208.0483 | 0 | 504.7067 | 0.0072616 | 208.0483 | 0 | 503.2557 | 0.00071499 | 504.7067 | 0.018442 | 207.8374 | 0
|  | 208.3628 | 0.0095716 | 208.2506 | -0.011006 | 323.7467 | 0.002816 | 208.3628 | -0.0060122 | 208.2506 | 0 | 201.3333 | 0 | 208.2506 | 0 | 324.6094 | 0.00015535 | 208.3628 | 0 | 208.3628 | 0 | 208.3628 | 0 | 208.3628 | 0 | 208.3628 | 0 | 208.3628 | 0 | 324.6094 | 0 | 208.3628 | 0 | 208.2506 | 0 | 504.8606 | 0.00472 | 208.2506 | 0 | 503.4109 | 0.00032174 | 504.8606 | 0.019278 | 208.0397 | 0
|  | 208.5662 | 0.010605 | 208.4528 | 0.0015507 | 323.8609 | 0 | 208.5662 | 0.011835 | 208.4528 | 0 | 201.5386 | 0 | 208.4528 | 0 | 324.7184 | 0.00013188 | 208.5662 | 0 | 208.5662 | 0 | 208.5662 | 0 | 208.5662 | 9.1544e-05 | 208.5662 | 0 | 208.5662 | 0 | 324.7184 | 0 | 208.5662 | 0.0057501 | 208.4528 | 0 | 505.0145 | 0.01357 | 208.4528 | 0 | 503.5661 | 7.1499e-05 | 505.0145 | 0.018349 | 208.2419 | 0
|  | 208.7696 | -0.015061 | 208.655 | -0.026633 | 323.9751 | 0.00082819 | 208.7696 | -0.018775 | 208.655 | 0 | 201.744 | 0 | 208.655 | 0 | 324.8273 | 0.00013132 | 208.7696 | 0 | 208.7696 | 0 | 208.7696 | 0 | 208.7696 | 0 | 208.7696 | 0 | 208.7696 | 0 | 324.8273 | 0 | 208.7696 | 0 | 208.655 | 0 | 505.1684 | 0.010847 | 208.655 | 0 | 503.7213 | 0 | 505.1684 | 0.019324 | 208.4442 | 0
|  | 208.9731 | 0.020747 | 208.8573 | 0.015264 | 324.0893 | 0.0039847 | 208.9731 | 0.0053932 | 208.8573 | 0 | 201.9494 | 0 | 208.8573 | 0 | 324.9363 | 0.00012313 | 208.9731 | 0 | 208.9731 | 0 | 208.9731 | 0 | 208.9731 | 6.7494e-05 | 208.9731 | 0 | 208.9731 | 0 | 324.9363 | 0 | 208.9731 | 0.010336 | 208.8573 | 0 | 505.3224 | 0.0118 | 208.8573 | 0 | 503.8765 | 7.1499e-05 | 505.3224 | 0.018488 | 208.6464 | 0
|  | 209.1765 | 0.010976 | 209.0596 | -0.024697 | 324.2035 | 0.0064601 | 209.1765 | -0.016725 | 209.0596 | 0 | 202.1548 | 0 | 209.0596 | 0 | 325.0452 | 0.00014958 | 209.1765 | 0 | 209.1765 | 0 | 209.1765 | 0 | 209.1765 | 0 | 209.1765 | 0 | 209.1765 | 0 | 325.0452 | 0 | 209.1765 | 0 | 209.0596 | 0 | 505.4763 | 0.0066262 | 209.0596 | 0 | 504.0317 | 0.00032174 | 505.4763 | 0.019185 | 208.8487 | 0
|  | 209.38 | 0.026934 | 209.2619 | -0.0032324 | 324.3177 | 0.0026565 | 209.38 | 0.01972 | 209.2619 | 0 | 202.3603 | 0 | 209.2619 | 0 | 325.1542 | 0.00013542 | 209.38 | 0 | 209.38 | 0 | 209.38 | 0 | 209.38 | 9.3607e-05 | 209.38 | 0 | 209.38 | 0 | 325.1542 | 0 | 209.38 | 0.0093538 | 209.2619 | 0 | 505.6302 | 0.012435 | 209.2619 | 0 | 504.187 | 0 | 505.6302 | 0.018442 | 209.051 | 0
|  | 209.5835 | -0.0018678 | 209.4642 | -0.042041 | 324.4319 | 0.0072884 | 209.5835 | -0.01218 | 209.4642 | 0 | 202.5657 | 0 | 209.4642 | 0 | 325.2632 | 0.00015349 | 209.5835 | 0 | 209.5835 | 0 | 209.5835 | 0 | 209.5835 | 0 | 209.5835 | 0 | 209.5835 | 0 | 325.2632 | 0 | 209.5835 | 0 | 209.4642 | 0 | 505.7842 | 0.00767 | 209.4642 | 0 | 504.3422 | 0 | 505.7842 | 0.019417 | 209.2533 | 0
|  | 209.787 | 0.018027 | 209.6665 | 0.022466 | 324.5461 | 0 | 209.787 | 0.018596 | 209.6665 | 0 | 202.7712 | 0 | 209.6665 | 0 | 325.3721 | 0.00015405 | 209.787 | 0 | 209.787 | 0 | 209.787 | 0 | 209.787 | 8.3687e-05 | 209.787 | 0 | 209.787 | 0 | 325.3721 | 0 | 209.787 | 0.0073031 | 209.6665 | 0 | 505.9381 | 0.0059908 | 209.6665 | 0 | 504.4975 | 0.00028599 | 505.9381 | 0.01872 | 209.4556 | 0
|  | 209.9905 | -0.02266 | 209.8689 | -0.033432 | 324.6603 | 0.00066254 | 209.9905 | -0.016438 | 209.8689 | 0 | 202.9766 | 0 | 209.8689 | 0 | 325.4811 | 0.00016355 | 209.9905 | 0 | 209.9905 | 0 | 209.9905 | 0 | 209.9905 | 0 | 209.9905 | 0 | 209.9905 | 0 | 325.4811 | 0 | 209.9905 | 0 | 209.8689 | 0 | 506.0921 | 0.010756 | 209.8689 | 0 | 504.6527 | 0.00010725 | 506.0921 | 0.019324 | 209.658 | 0
|  | 210.1941 | 0.016193 | 210.0712 | 0.040587 | 324.7744 | 0 | 210.1941 | 0.0032901 | 210.0712 | 0 | 203.1821 | 0 | 210.0712 | 0 | 325.5901 | 0.00014343 | 210.1941 | 0 | 210.1941 | 0 | 210.1941 | 0 | 210.1941 | 9.1552e-05 | 210.1941 | 0 | 210.1941 | 0 | 325.5901 | 0 | 210.1941 | 0.0099405 | 210.0712 | 0 | 506.2461 | 0.013252 | 210.0712 | 0 | 504.808 | 0 | 506.2461 | 0.018256 | 209.8603 | 0
|  | 210.3977 | -0.0028125 | 210.2736 | -0.018818 | 324.8886 | 0.0016565 | 210.3977 | -0.0090935 | 210.2736 | 0 | 203.3876 | 0 | 210.2736 | 0 | 325.6991 | 0.00011791 | 210.3977 | 0 | 210.3977 | 0 | 210.3977 | 0 | 210.3977 | 0 | 210.3977 | 0 | 210.3977 | 0 | 325.6991 | 0 | 210.3977 | 0 | 210.2736 | 0 | 506.4001 | 0.0045385 | 210.2736 | 0 | 504.9633 | 0.00032174 | 506.4001 | 0.019324 | 210.0627 | 0
|  | 210.6012 | 0.019515 | 210.476 | 0.03157 | 325.0028 | 0 | 210.6012 | 0.0076073 | 210.476 | 0 | 203.5931 | 0 | 210.476 | 0 | 325.8081 | 9.5371e-05 | 210.6012 | 0 | 210.6012 | 0 | 210.6012 | 0 | 210.6012 | 0.00010411 | 210.6012 | 0 | 210.6012 | 0 | 325.8081 | 0 | 210.6012 | 0.01037 | 210.476 | 0 | 506.5541 | 0.0039093 | 210.476 | 0 | 505.1186 | 0 | 506.5541 | 0.018674 | 210.2651 | 0
|  | 210.8048 | 0.0090332 | 210.6785 | 0.0039066 | 325.1169 | 0.0053006 | 210.8048 | -0.01884 | 210.6785 | 0 | 203.7986 | 0 | 210.6785 | 0 | 325.9171 | 8.941e-05 | 210.8048 | 0 | 210.8048 | 0 | 210.8048 | 0 | 210.8048 | 0 | 210.8048 | 0 | 210.8048 | 0 | 325.9171 | 0 | 210.8048 | 0 | 210.6785 | 0 | 506.7081 | 0.0069439 | 210.6785 | 0 | 505.2738 | 0.00010725 | 506.7081 | 0.019649 | 210.4675 | 0
|  | 211.0085 | 0.017053 | 210.8809 | 0.046878 | 325.2311 | 0 | 211.0085 | 0.021777 | 210.8809 | 0 | 204.0042 | 0 | 210.8809 | 0 | 326.0261 | 9.1832e-05 | 211.0085 | 0 | 211.0085 | 0 | 211.0085 | 0 | 211.0085 | 0.00010861 | 211.0085 | 0 | 211.0085 | 0 | 326.0261 | 0 | 211.0085 | 0.01387 | 210.8809 | 0 | 506.8621 | 0.011664 | 210.8809 | 0 | 505.4291 | 0 | 506.8621 | 0.018442 | 210.6699 | 0
|  | 211.2121 | -0.0092537 | 211.0834 | -0.036103 | 325.3453 | 0.01089 | 211.2121 | -0.036141 | 211.0834 | 0 | 204.2097 | 0 | 211.0834 | 0 | 326.1352 | 0.00011437 | 211.2121 | 0 | 211.2121 | 0 | 211.2121 | 0 | 211.2121 | 0 | 211.2121 | 0 | 211.2121 | 0 | 326.1352 | 0 | 211.2121 | 0 | 211.0834 | 0 | 507.0161 | 0.0010375 | 211.0834 | 0 | 505.5845 | 0.00010725 | 507.0161 | 0.019603 | 210.8723 | 0
|  | 211.4157 | 0.043599 | 211.2859 | 0.012375 | 325.4594 | 0 | 211.4157 | -0.00050877 | 211.2859 | 0 | 204.4153 | 0 | 211.2859 | 0 | 326.2442 | 0.00012145 | 211.4157 | 0 | 211.4157 | 0 | 211.4157 | 0 | 211.4157 | 6.061e-05 | 211.4157 | 0 | 211.4157 | 0 | 326.2442 | 0 | 211.4157 | 0.0087815 | 211.2859 | 0 | 507.1701 | 0.0074885 | 211.2859 | 0 | 505.7398 | 7.1499e-05 | 507.1701 | 0.019046 | 211.0747 | 0
|  | 211.6194 | 0.0039214 | 211.4884 | -0.020083 | 325.5736 | 0 | 211.6194 | -0.0072298 | 211.4884 | 0 | 204.6209 | 0 | 211.4884 | 0 | 326.3532 | 0.0001574 | 211.6194 | 0 | 211.6194 | 0 | 211.6194 | 0 | 211.6194 | 0 | 211.6194 | 0 | 211.6194 | 0 | 326.3532 | 0 | 211.6194 | 0 | 211.4884 | 0 | 507.3241 | 0.0091677 | 211.4884 | 0 | 505.8951 | 0 | 507.3241 | 0.020021 | 211.2772 | 0
|  | 211.8231 | 0.02224 | 211.6909 | 0.0081148 | 325.6877 | 0 | 211.8231 | 0.0036862 | 211.6909 | 0 | 204.8265 | 0 | 211.6909 | 0 | 326.4623 | 0.00016317 | 211.8231 | 0 | 211.8231 | 0 | 211.8231 | 0 | 211.8231 | 4.1982e-05 | 211.8231 | 0 | 211.8231 | 0 | 326.4623 | 0 | 211.8231 | 0.0043447 | 211.6909 | 0 | 507.4782 | 0.011346 | 211.6909 | 0 | 506.0504 | 0 | 507.4782 | 0.018813 | 211.4797 | 0
|  | 212.0268 | 0.016482 | 211.8934 | 0.0096113 | 325.8018 | 0.004638 | 212.0268 | -0.00055708 | 211.8934 | 0 | 205.0321 | 0 | 211.8934 | 0 | 326.5713 | 0.00018553 | 212.0268 | 0 | 212.0268 | 0 | 212.0268 | 0 | 212.0268 | 1.1624e-06 | 212.0268 | 0 | 212.0268 | 0 | 326.5713 | 0 | 212.0268 | 0 | 211.8934 | 0 | 507.6322 | 0.011482 | 211.8934 | 0 | 506.2058 | 0.00010725 | 507.6322 | 0.019649 | 211.6822 | 0
|  | 212.2305 | 0.014352 | 212.096 | 0.0051634 | 325.916 | 0 | 212.2305 | 0.0049391 | 212.096 | 0 | 205.2377 | 0 | 212.096 | 0 | 326.6804 | 0.00015665 | 212.2305 | 0 | 212.2305 | 0 | 212.2305 | 0 | 212.2305 | 4.6404e-05 | 212.2305 | 0 | 212.2305 | 0 | 326.6804 | 0 | 212.2305 | 0.0074496 | 212.096 | 0 | 507.7863 | 0.0052646 | 212.096 | 0 | 506.3611 | 7.1499e-05 | 507.7863 | 0.019231 | 211.8847 | 0
|  | 212.4342 | -0.0073103 | 212.2986 | -0.017762 | 326.0301 | 0 | 212.4342 | -0.022666 | 212.2986 | 0 | 205.4434 | 0 | 212.2986 | 0 | 326.7894 | 0.00016168 | 212.4342 | 0 | 212.4342 | 0 | 212.4342 | 0 | 212.4342 | 0 | 212.4342 | 0 | 212.4342 | 0 | 326.7894 | 0 | 212.4342 | 0 | 212.2986 | 0 | 507.9404 | 0.0059 | 212.2986 | 0 | 506.5165 | 0.00010725 | 507.9404 | 0.019928 | 212.0872 | 0
|  | 212.638 | 0.011353 | 212.5012 | -6.3075e-05 | 326.1442 | 0 | 212.638 | 0.0112 | 212.5012 | 0 | 205.649 | 0 | 212.5012 | 0 | 326.8985 | 0.00012573 | 212.638 | 0 | 212.638 | 0 | 212.638 | 0 | 212.638 | 4.9226e-05 | 212.638 | 0 | 212.638 | 0 | 326.8985 | 0 | 212.638 | 0.011103 | 212.5012 | 0 | 508.0945 | 0.007897 | 212.5012 | 0 | 506.6718 | 7.1499e-05 | 508.0945 | 0.018813 | 212.2897 | 0
|  | 212.8418 | -0.012085 | 212.7038 | -0.0028678 | 326.2584 | 0.002816 | 212.8418 | -0.01161 | 212.7038 | 0 | 205.8547 | 0 | 212.7038 | 0 | 327.0076 | 0.00013225 | 212.8418 | 0 | 212.8418 | 0 | 212.8418 | 0 | 212.8418 | 0 | 212.8418 | 0 | 212.8418 | 0 | 327.0076 | 0 | 212.8417 | 0 | 212.7038 | 0 | 508.2486 | 0.010529 | 212.7038 | 0 | 506.8272 | 0.00032174 | 508.2486 | 0.01951 | 212.4922 | 0
|  | 213.0455 | 0.0097296 | 212.9064 | -0.037636 | 326.3725 | 0 | 213.0455 | -0.00121 | 212.9064 | 0 | 206.0603 | 0 | 212.9064 | 0 | 327.1166 | 0.0001302 | 213.0455 | 0 | 213.0455 | 0 | 213.0455 | 0 | 213.0455 | 2.7851e-05 | 213.0455 | 0 | 213.0455 | 0 | 327.1166 | 0 | 213.0455 | 0.0012124 | 212.9064 | 0 | 508.4027 | 0.01062 | 212.9064 | 0 | 506.9826 | 0 | 508.4027 | 0.018999 | 212.6948 | 0
|  | 213.2493 | 0.001433 | 213.1091 | -0.014288 | 326.4866 | 0.0029816 | 213.2493 | -0.018013 | 213.1091 | 0 | 206.2661 | 0 | 213.1091 | 0 | 327.2257 | 0.00014604 | 213.2493 | 0 | 213.2493 | 0 | 213.2493 | 0 | 213.2493 | 0 | 213.2493 | 0 | 213.2493 | 0 | 327.2257 | 0 | 213.2493 | 0 | 213.1091 | 0 | 508.5568 | 0.0058093 | 213.1091 | 0 | 507.1379 | 0.00053624 | 508.5568 | 0.01951 | 212.8973 | 0
|  | 213.4532 | 0.023046 | 213.3117 | 0.075917 | 326.6008 | 0.0011622 | 213.4532 | -0.0053106 | 213.3117 | 0 | 206.4718 | 0 | 213.3117 | 0 | 327.3348 | 0.00013486 | 213.4532 | 0 | 213.4532 | 0 | 213.4532 | 0 | 213.4532 | 0.00012867 | 213.4532 | 0 | 213.4532 | 0 | 327.3348 | 0 | 213.4532 | 0.0080443 | 213.3117 | 0 | 508.7109 | 0.010529 | 213.3117 | 0 | 507.2933 | 0 | 508.7109 | 0.018209 | 213.1 | 0
|  | 213.657 | 0.00053906 | 213.5144 | -0.020555 | 326.7149 | 0.0096482 | 213.657 | -0.010986 | 213.5144 | 0 | 206.6775 | 0 | 213.5144 | 0 | 327.4439 | 0.0001384 | 213.657 | 0 | 213.657 | 0 | 213.657 | 0 | 213.657 | 0 | 213.657 | 0 | 213.657 | 0 | 327.4439 | 0 | 213.657 | 0 | 213.5144 | 0 | 508.865 | 0.0043095 | 213.5144 | 0 | 507.4487 | 0.00010725 | 508.865 | 0.019046 | 213.3025 | 0
|  | 213.8608 | 0.014562 | 213.7171 | 0.0071686 | 326.829 | 0.0064751 | 213.8608 | -0.013487 | 213.7171 | 0 | 206.8832 | 0 | 213.7171 | 0 | 327.553 | 0.00013579 | 213.8608 | 0 | 213.8608 | 0 | 213.8608 | 0 | 213.8608 | 3.1163e-05 | 213.8608 | 0 | 213.8608 | 0 | 327.553 | 0 | 213.8608 | 0.0057636 | 213.7171 | 0 | 509.0192 | 0.0083054 | 213.7171 | 0 | 507.6041 | 7.1499e-05 | 509.0192 | 0.018488 | 213.5052 | 0
|  | 214.0647 | 0.0046316 | 213.9199 | -0.017314 | 326.9431 | 0.0024847 | 214.0647 | -0.0014693 | 213.9199 | 0 | 207.089 | 0 | 213.9199 | 0 | 327.6621 | 0.00014436 | 214.0647 | 0 | 214.0647 | 0 | 214.0647 | 0 | 214.0647 | 0 | 214.0647 | 0 | 214.0647 | 0 | 327.6621 | 0 | 214.0647 | 0 | 213.9199 | 0 | 509.1733 | 0.010529 | 213.9199 | 0 | 507.7595 | 0.00032174 | 509.1733 | 0.019556 | 213.7078 | 0
|  | 214.2686 | 0.01702 | 214.1226 | 0.038961 | 327.0572 | 0 | 214.2686 | 0.030103 | 214.1226 | 0 | 207.2947 | 0 | 214.1226 | 0 | 327.7712 | 0.00013486 | 214.2686 | 0 | 214.2686 | 0 | 214.2686 | 0 | 214.2686 | 7.7826e-05 | 214.2686 | 0 | 214.2686 | 0 | 327.7712 | 0 | 214.2686 | 0.0067097 | 214.1226 | 0 | 509.3275 | 0.009667 | 214.1226 | 0 | 507.915 | 0 | 509.3275 | 0.018349 | 213.9104 | 0
|  | 214.4725 | -0.013452 | 214.3254 | 0.0068046 | 327.1713 | 0.0076196 | 214.4725 | -0.0009149 | 214.3254 | 0 | 207.5005 | 0 | 214.3254 | 0 | 327.8803 | 0.00013672 | 214.4725 | 0 | 214.4725 | 0 | 214.4725 | 0 | 214.4725 | 0 | 214.4725 | 0 | 214.4725 | 0 | 327.8803 | 0 | 214.4725 | 0 | 214.3254 | 0 | 509.4816 | 0.010393 | 214.3254 | 0 | 508.0704 | 0 | 509.4816 | 0.018999 | 214.1131 | 0
|  | 214.6764 | 0.021088 | 214.5281 | 0.0081578 | 327.2854 | 0.0028225 | 214.6764 | 0.00050838 | 214.5281 | 0 | 207.7063 | 0 | 214.5281 | 0 | 327.9895 | 0.0001384 | 214.6764 | 0 | 214.6764 | 0 | 214.6764 | 0 | 214.6764 | 4.8202e-05 | 214.6764 | 0 | 214.6764 | 0 | 327.9895 | 0 | 214.6764 | 0.0069933 | 214.5282 | 0 | 509.6358 | 0.01003 | 214.5281 | 0 | 508.2258 | 7.1499e-05 | 509.6358 | 0.017745 | 214.3158 | 0
|  | 214.8804 | -0.025193 | 214.7309 | -0.03078 | 327.3995 | 0.0029816 | 214.8804 | -0.013141 | 214.7309 | 0 | 207.9121 | 0 | 214.7309 | 0 | 328.0986 | 0.00014008 | 214.8804 | 0 | 214.8804 | 0 | 214.8804 | 0 | 214.8804 | 0 | 214.8804 | 0 | 214.8804 | 0 | 328.0986 | 0 | 214.8804 | 0 | 214.731 | 0 | 509.79 | 0.011709 | 214.7309 | 0 | 508.3813 | 0.00010725 | 509.79 | 0.018767 | 214.5184 | 0
|  | 215.0843 | 0.016345 | 214.9338 | 0.013109 | 327.5136 | 0.0014942 | 215.0843 | -0.0022697 | 214.9338 | 0 | 208.1179 | 0 | 214.9338 | 0 | 328.2077 | 0.0001384 | 215.0843 | 0 | 215.0843 | 0 | 215.0843 | 0 | 215.0843 | 4.7449e-05 | 215.0843 | 0 | 215.0843 | 0 | 328.2077 | 0 | 215.0843 | 0.005538 | 214.9338 | 0 | 509.9442 | 0.012844 | 214.9338 | 0 | 508.5367 | 0 | 509.9442 | 0.018209 | 214.7211 | 0
|  | 215.2883 | 0.012965 | 215.1366 | -0.039242 | 327.6277 | 0 | 215.2883 | -0.0011348 | 215.1366 | 0 | 208.3238 | 0 | 215.1366 | 0 | 328.3169 | 0.00013914 | 215.2883 | 0 | 215.2883 | 0 | 215.2883 | 0 | 215.2883 | 0 | 215.2883 | 0 | 215.2883 | 0 | 328.3169 | 0 | 215.2883 | 0 | 215.1366 | 0 | 510.0984 | 0.012299 | 215.1366 | 0 | 508.6922 | 0 | 510.0984 | 0.019742 | 214.9238 | 0
|  | 215.4923 | 0.022611 | 215.3395 | 0.00012135 | 327.7418 | 0.0048149 | 215.4923 | 0.0062055 | 215.3395 | 0 | 208.5296 | 0 | 215.3395 | 0 | 328.426 | 0.00014697 | 215.4923 | 0 | 215.4923 | 0 | 215.4923 | 0 | 215.4923 | 5.2672e-05 | 215.4923 | 0 | 215.4923 | 0 | 328.426 | 0 | 215.4923 | 0.0060387 | 215.3395 | 0 | 510.2526 | 0.010756 | 215.3395 | 0 | 508.8476 | 7.1499e-05 | 510.2526 | 0.018999 | 215.1266 | 0
|  | 215.6963 | -0.019763 | 215.5423 | -0.0078937 | 327.8558 | 0.0062945 | 215.6963 | -0.009014 | 215.5423 | 0 | 208.7355 | 0 | 215.5423 | 0 | 328.5352 | 0.00015516 | 215.6963 | 0 | 215.6963 | 0 | 215.6963 | 0 | 215.6963 | 0 | 215.6963 | 0 | 215.6963 | 0 | 328.5352 | 0 | 215.6963 | 0 | 215.5423 | 0 | 510.4068 | 0.010711 | 215.5423 | 0 | 509.0031 | 0.00010725 | 510.4068 | 0.020114 | 215.3293 | 0
|  | 215.9003 | 0.021809 | 215.7452 | 0.0014 | 327.9699 | 0 | 215.9003 | 0.00057394 | 215.7452 | 0 | 208.9413 | 0 | 215.7452 | 0 | 328.6443 | 0.00015386 | 215.9003 | 0 | 215.9003 | 0 | 215.9003 | 0 | 215.9003 | 3.0836e-05 | 215.9003 | 0 | 215.9003 | 0 | 328.6443 | 0 | 215.9003 | 0.005343 | 215.7452 | 0 | 510.5611 | 0 | 215.7452 | 0 | 509.1586 | 7.1499e-05 | 510.5611 | 0.019046 | 215.5321 | 0
|  | 216.1043 | -0.0019236 | 215.9481 | -0.015078 | 328.084 | 0.0034785 | 216.1043 | 0.0094521 | 215.9481 | 0 | 209.1472 | 0 | 215.9481 | 0 | 328.7535 | 0.00015312 | 216.1043 | 0 | 216.1043 | 0 | 216.1043 | 0 | 216.1043 | 0 | 216.1043 | 0 | 216.1043 | 0 | 328.7535 | 0 | 216.1043 | 0 | 215.9481 | 0 | 510.7153 | 0.006127 | 215.9481 | 0 | 509.3141 | 0.00032174 | 510.7153 | 0.0203 | 215.7348 | 0
|  | 216.3084 | 0.0061816 | 216.1511 | 0.0024073 | 328.1981 | 0.0068072 | 216.3084 | 0.024311 | 216.1511 | 0 | 209.3531 | 0 | 216.1511 | 0 | 328.8627 | 0.00016001 | 216.3084 | 0 | 216.3084 | 0 | 216.3084 | 0 | 216.3084 | 5.609e-05 | 216.3084 | 0 | 216.3084 | 0 | 328.8627 | 0 | 216.3084 | 0.012081 | 216.1511 | 0 | 510.8695 | 0.0093947 | 216.1511 | 0 | 509.4696 | 0 | 510.8695 | 0.019278 | 215.9376 | 0
|  | 216.5125 | 0.0082593 | 216.354 | 0.0024217 | 328.3121 | 0.005135 | 216.5125 | -0.0066403 | 216.354 | 0 | 209.5591 | 0 | 216.354 | 0 | 328.9719 | 0.00016727 | 216.5125 | 0 | 216.5125 | 0 | 216.5125 | 0 | 216.5125 | 0 | 216.5125 | 0 | 216.5125 | 0 | 328.9719 | 0 | 216.5125 | 0 | 216.354 | 0 | 511.0238 | 0.0086231 | 216.354 | 0 | 509.6251 | 0.00053624 | 511.0238 | 0.020764 | 216.1404 | 0
|  | 216.7166 | 0.0071215 | 216.557 | 0.0062283 | 328.4262 | 0 | 216.7166 | 0.002093 | 216.557 | 0 | 209.765 | 0 | 216.557 | 0 | 329.0811 | 0.00016615 | 216.7166 | 0 | 216.7166 | 0 | 216.7166 | 0 | 216.7166 | 6.6353e-05 | 216.7166 | 0 | 216.7166 | 0 | 329.0811 | 0 | 216.7166 | 0.0068783 | 216.557 | 0 | 511.1781 | 0.010711 | 216.557 | 0 | 509.7806 | 7.1499e-05 | 511.1781 | 0.01951 | 216.3432 | 0
|  | 216.9207 | 0.0015063 | 216.76 | -0.022344 | 328.5403 | 0 | 216.9207 | -0.0082785 | 216.76 | 0 | 209.9709 | 0 | 216.76 | 0 | 329.1903 | 0.00014473 | 216.9207 | 0 | 216.9207 | 0 | 216.9207 | 0 | 216.9207 | 0 | 216.9207 | 0 | 216.9207 | 0 | 329.1903 | 0 | 216.9206 | 0 | 216.76 | 0 | 511.3323 | 0.0080785 | 216.76 | 0 | 509.9361 | 0 | 511.3323 | 0.020346 | 216.5461 | 0
|  | 217.1248 | 0.040743 | 216.963 | 0.0089712 | 328.6543 | 0 | 217.1248 | -0.0026236 | 216.963 | 0 | 210.1769 | 0 | 216.963 | 0 | 329.2995 | 0.00013393 | 217.1248 | 0 | 217.1248 | 0 | 217.1248 | 0 | 217.1248 | 7.8407e-05 | 217.1248 | 0 | 217.1248 | 0 | 329.2995 | 0 | 217.1248 | 0.0092771 | 216.963 | 0 | 511.4866 | 0.0073524 | 216.963 | 0 | 510.0916 | 0.00028599 | 511.4866 | 0.01872 | 216.7489 | 0
|  | 217.3289 | -0.016627 | 217.166 | 0.00095239 | 328.7684 | 0.0097437 | 217.3289 | 0.0093839 | 217.166 | 0 | 210.3829 | 0 | 217.166 | 0 | 329.4087 | 0.00013616 | 217.3289 | 0 | 217.3289 | 0 | 217.3289 | 0 | 217.3289 | 0 | 217.3289 | 0 | 217.3289 | 0 | 329.4087 | 0 | 217.3289 | 0 | 217.166 | 0 | 511.6409 | 0.0030326 | 217.166 | 0 | 510.2471 | 0.00032174 | 511.6409 | 0.019649 | 216.9518 | 0
|  | 217.5331 | 0.021349 | 217.369 | 0.026577 | 328.8824 | 0.00049804 | 217.5331 | 0.017318 | 217.369 | 0 | 210.5889 | 0 | 217.369 | 0 | 329.5179 | 0.0001371 | 217.5331 | 0 | 217.5331 | 0 | 217.5331 | 0 | 217.5331 | 6.7442e-05 | 217.5331 | 0 | 217.5331 | 0 | 329.5179 | 0 | 217.5331 | 0.0085231 | 217.369 | 0 | 511.7952 | 0.0087593 | 217.369 | 0 | 510.4027 | 0 | 511.7952 | 0.01886 | 217.1546 | 0
|  | 217.7372 | 0.0087538 | 217.5721 | -0.026153 | 328.9965 | 0.0044724 | 217.7372 | -0.0093085 | 217.5721 | 0 | 210.7948 | 0 | 217.5721 | 0 | 329.6271 | 0.00014306 | 217.7372 | 0 | 217.7372 | 0 | 217.7372 | 0 | 217.7372 | 0 | 217.7372 | 0 | 217.7372 | 0 | 329.6271 | 0 | 217.7372 | 0 | 217.5721 | 0 | 511.9495 | 0 | 217.5721 | 0 | 510.5582 | 0 | 511.9495 | 0.019649 | 217.3575 | 0
|  | 217.9414 | 0.024629 | 217.7752 | 0.028854 | 329.1105 | 0 | 217.9414 | -0.007596 | 217.7752 | 0 | 211.0009 | 0 | 217.7752 | 0 | 329.7363 | 0.00013151 | 217.9414 | 0 | 217.9414 | 0 | 217.9414 | 0 | 217.9414 | 6.9425e-05 | 217.9414 | 0 | 217.9414 | 0 | 329.7363 | 0 | 217.9414 | 0.0064702 | 217.7752 | 0 | 512.1038 | 0.0071708 | 217.7752 | 0 | 510.7138 | 0.00028599 | 512.1038 | 0.018535 | 217.5604 | 0
|  | 218.1456 | 0.0062527 | 217.9783 | -0.027094 | 329.2246 | 0.0016565 | 218.1456 | 0.00073915 | 217.9783 | 0 | 211.2069 | 0 | 217.9783 | 0 | 329.8455 | 0.0001479 | 218.1456 | 0 | 218.1456 | 0 | 218.1456 | 0 | 218.1456 | 0 | 218.1456 | 0 | 218.1456 | 0 | 329.8455 | 0 | 218.1456 | 0 | 217.9783 | 0 | 512.2582 | 0.00767 | 217.9783 | 0 | 510.8693 | 0.00010725 | 512.2582 | 0.019371 | 217.7633 | 0
|  | 218.3499 | 0.00012188 | 218.1814 | 0.006189 | 329.3386 | 0 | 218.3499 | 0.0088155 | 218.1814 | 0 | 211.4129 | 0 | 218.1814 | 0 | 329.9548 | 0.00012275 | 218.3499 | 0 | 218.3499 | 0 | 218.3499 | 0 | 218.3499 | 4.9203e-05 | 218.3499 | 0 | 218.3499 | 0 | 329.9548 | 0 | 218.3499 | 0.0075403 | 218.1814 | 0 | 512.4125 | 0.013343 | 218.1814 | 0 | 511.0249 | 7.1499e-05 | 512.4125 | 0.018674 | 217.9662 | 0
|  | 218.5541 | 0.0039877 | 218.3845 | -0.035415 | 329.4526 | 0 | 218.5541 | -0.033398 | 218.3845 | 0 | 211.619 | 0 | 218.3845 | 0 | 330.064 | 0.00012666 | 218.5541 | 0 | 218.5541 | 0 | 218.5541 | 0 | 218.5541 | 0 | 218.5541 | 0 | 218.5541 | 0 | 330.064 | 0 | 218.5541 | 0 | 218.3845 | 0 | 512.5669 | 0.0093947 | 218.3845 | 0 | 511.1805 | 0.00010725 | 512.5669 | 0.019742 | 218.1692 | 0
|  | 218.7584 | 0.017423 | 218.5877 | 0.0067885 | 329.5667 | 0 | 218.7584 | 0.023113 | 218.5877 | 0 | 211.8251 | 0 | 218.5877 | 0 | 330.1733 | 0.00011661 | 218.7584 | 0 | 218.7584 | 0 | 218.7584 | 0 | 218.7584 | 7.8144e-05 | 218.7584 | 0 | 218.7584 | 0 | 330.1733 | 0 | 218.7584 | 0.0056041 | 218.5877 | 0 | 512.7212 | 0.013661 | 218.5877 | 0 | 511.3361 | 0 | 512.7212 | 0.018999 | 218.3721 | 0
|  | 218.9626 | -0.0022973 | 218.7908 | -0.015175 | 329.6807 | 0.0034785 | 218.9626 | -0.010722 | 218.7908 | 0 | 212.0311 | 0 | 218.7908 | 0 | 330.2825 | 0.00012499 | 218.9626 | 0 | 218.9626 | 0 | 218.9626 | 0 | 218.9626 | 0 | 218.9626 | 0 | 218.9626 | 0 | 330.2825 | 0 | 218.9626 | 0 | 218.7908 | 0 | 512.8756 | 0.0118 | 218.7908 | 0 | 511.4917 | 0.00010725 | 512.8756 | 0.019835 | 218.5751 | 0
|  | 219.1669 | 0.040834 | 218.994 | 0.0080963 | 329.7947 | 0 | 219.1669 | 0.0070936 | 218.994 | 0 | 212.2372 | 0 | 218.994 | 0 | 330.3918 | 0.00011921 | 219.1669 | 0 | 219.1669 | 0 | 219.1669 | 0 | 219.1669 | 6.9788e-05 | 219.1669 | 0 | 219.1669 | 0 | 330.3918 | 0 | 219.1669 | 0.0090262 | 218.994 | 0 | 513.0299 | 0.0177 | 218.994 | 0 | 511.6473 | 0 | 513.0299 | 0.018581 | 218.7781 | 0
|  | 219.3712 | 0.0067678 | 219.1972 | -0.049209 | 329.9087 | 0.0072884 | 219.3712 | -0.017206 | 219.1972 | 0 | 212.4434 | 0 | 219.1972 | 0 | 330.5011 | 0.00013151 | 219.3712 | 0 | 219.3712 | 0 | 219.3712 | 0 | 219.3712 | 0 | 219.3712 | 0 | 219.3712 | 0 | 330.5011 | 0 | 219.3713 | 0 | 219.1972 | 0 | 513.1843 | 0.0056731 | 219.1972 | 0 | 511.8029 | 0 | 513.1843 | 0.019696 | 218.9811 | 0
|  | 219.5756 | 0.020346 | 219.4004 | 0.024097 | 330.0227 | 0 | 219.5756 | 0.016609 | 219.4004 | 0 | 212.6495 | 0 | 219.4004 | 0 | 330.6103 | 0.00013672 | 219.5756 | 0 | 219.5756 | 0 | 219.5756 | 0 | 219.5756 | 9.229e-05 | 219.5756 | 0 | 219.5756 | 0 | 330.6103 | 0 | 219.5756 | 0.0089896 | 219.4005 | 0 | 513.3387 | 0.0097124 | 219.4004 | 0 | 511.9585 | 0 | 513.3387 | 0.018535 | 219.1841 | 0
|  | 219.7799 | -0.010097 | 219.6037 | -0.023285 | 330.1368 | 0.0082822 | 219.7799 | -0.0037488 | 219.6037 | 0 | 212.8556 | 0 | 219.6037 | 0 | 330.7196 | 0.00016131 | 219.7799 | 0 | 219.7799 | 0 | 219.7799 | 0 | 219.7799 | 0 | 219.7799 | 0 | 219.7799 | 0 | 330.7196 | 0 | 219.7799 | 0 | 219.6037 | 0 | 513.4931 | 0.0094854 | 219.6037 | 0 | 512.1141 | 0.00010725 | 513.4931 | 0.019882 | 219.3871 | 0
|  | 219.9843 | 0.02191 | 219.807 | 0.003543 | 330.2508 | 0.0068072 | 219.9843 | -0.008324 | 219.807 | 0 | 213.0618 | 0 | 219.807 | 0 | 330.8289 | 0.00016988 | 219.9843 | 0 | 219.9843 | 0 | 219.9843 | 0 | 219.9843 | 4.4817e-05 | 219.9843 | 0 | 219.9843 | 0 | 330.8289 | 0 | 219.9843 | 0.0045386 | 219.807 | 0 | 513.6475 | 0.007897 | 219.807 | 0 | 512.2697 | 0.00050049 | 513.6475 | 0.018395 | 219.5901 | 0
|  | 220.1886 | 0.0039839 | 220.0102 | 0.00096948 | 330.3648 | 0.002816 | 220.1886 | -0.018617 | 220.0102 | 0 | 213.268 | 0 | 220.0102 | 0 | 330.9382 | 0.00018776 | 220.1886 | 0 | 220.1886 | 0 | 220.1886 | 0 | 220.1886 | 0 | 220.1886 | 0 | 220.1886 | 0 | 330.9382 | 0 | 220.1886 | 0 | 220.0102 | 0 | 513.802 | 0.0097577 | 220.0102 | 0 | 512.4254 | 0.00010725 | 513.802 | 0.019464 | 219.7932 | 0
|  | 220.393 | 0.0092843 | 220.2135 | 0.0051266 | 330.4788 | 0.0011622 | 220.393 | 0.019625 | 220.2135 | 0 | 213.4741 | 0 | 220.2135 | 0 | 331.0475 | 0.00017435 | 220.393 | 0 | 220.393 | 0 | 220.393 | 0 | 220.393 | 2.725e-05 | 220.393 | 0 | 220.393 | 0 | 331.0475 | 0 | 220.393 | 0.0024431 | 220.2135 | 0 | 513.9564 | 0.009667 | 220.2135 | 0 | 512.581 | 7.1499e-05 | 513.9564 | 0.018442 | 219.9963 | 0
|  | 220.5974 | 0.0074369 | 220.4168 | -0.026168 | 330.5928 | 0.0026503 | 220.5974 | 0.0096793 | 220.4168 | 0 | 213.6803 | 0 | 220.4168 | 0 | 331.1568 | 0.00016578 | 220.5974 | 0 | 220.5974 | 0 | 220.5974 | 0 | 220.5974 | 0 | 220.5974 | 0 | 220.5974 | 0 | 331.1568 | 0 | 220.5974 | 0 | 220.4169 | 0 | 514.1108 | 0.0094854 | 220.4168 | 0 | 512.7367 | 0.00010725 | 514.1108 | 0.019556 | 220.1994 | 0
|  | 220.8019 | 0.019988 | 220.6202 | 0.016553 | 330.7068 | 0 | 220.8019 | 0.011386 | 220.6202 | 0 | 213.8865 | 0 | 220.6202 | 0 | 331.2661 | 0.00015051 | 220.8019 | 0 | 220.8019 | 0 | 220.8019 | 0 | 220.8019 | 4.9475e-05 | 220.8019 | 0 | 220.8019 | 0 | 331.2661 | 0 | 220.8019 | 0.0058981 | 220.6202 | 0 | 514.2653 | 0.0097124 | 220.6202 | 0 | 512.8923 | 7.1499e-05 | 514.2653 | 0.01872 | 220.4025 | 0
|  | 221.0063 | 0.014904 | 220.8235 | -0.038783 | 330.8208 | 0.00049697 | 221.0063 | -0.0087188 | 220.8235 | 0 | 214.0928 | 0 | 220.8235 | 0 | 331.3754 | 0.00015312 | 221.0063 | 0 | 221.0063 | 0 | 221.0063 | 0 | 221.0063 | 0 | 221.0063 | 0 | 221.0063 | 0 | 331.3754 | 0 | 221.0063 | 0 | 220.8235 | 0 | 514.4197 | 0.0044691 | 220.8235 | 0 | 513.048 | 0 | 514.4197 | 0.01951 | 220.6056 | 0
|  | 221.2108 | 0.024064 | 221.0269 | 0.01644 | 330.9348 | 0.00066409 | 221.2108 | 0.0082788 | 221.0269 | 0 | 214.299 | 0 | 221.0269 | 0 | 331.4847 | 0.00014045 | 221.2108 | 0 | 221.2108 | 0 | 221.2108 | 0 | 221.2108 | 7.6846e-05 | 221.2108 | 0 | 221.2108 | 0 | 331.4847 | 0 | 221.2108 | 0.0074304 | 221.0269 | 0 | 514.5742 | 0.0098031 | 221.0269 | 0 | 513.2037 | 7.1499e-05 | 514.5742 | 0.01872 | 220.8087 | 0
|  | 221.4153 | -0.0074402 | 221.2303 | -0.018314 | 331.0488 | 0 | 221.4153 | -0.0080312 | 221.2303 | 0 | 214.5053 | 0 | 221.2303 | 0 | 331.594 | 0.0001479 | 221.4152 | 0 | 221.4152 | 0 | 221.4152 | 0 | 221.4153 | 0 | 221.4152 | 0 | 221.4152 | 0 | 331.594 | 0 | 221.4152 | 0 | 221.2303 | 0 | 514.7287 | 0.0074885 | 221.2303 | 0 | 513.3593 | 0.00010725 | 514.7287 | 0.019556 | 221.0118 | 0
|  | 221.6197 | 0.026601 | 221.4337 | 0.041013 | 331.1628 | 0 | 221.6197 | 0.012027 | 221.4337 | 0 | 214.7115 | 0 | 221.4337 | 0 | 331.7034 | 0.0001153 | 221.6197 | 0 | 221.6197 | 0 | 221.6197 | 0 | 221.6197 | 5.5279e-05 | 221.6197 | 0 | 221.6197 | 0 | 331.7034 | 0 | 221.6197 | 0.0068385 | 221.4337 | 0 | 514.8831 | 0.015658 | 221.4337 | 0 | 513.515 | 7.1499e-05 | 514.8831 | 0.018535 | 221.215 | 0
|  | 221.8242 | -0.021975 | 221.6371 | -0.008131 | 331.2767 | 0.002319 | 221.8242 | -0.015148 | 221.6371 | 0 | 214.9178 | 0 | 221.6371 | 0 | 331.8127 | 0.00012629 | 221.8242 | 0 | 221.8242 | 0 | 221.8242 | 0 | 221.8242 | 0 | 221.8242 | 0 | 221.8242 | 0 | 331.8127 | 0 | 221.8243 | 0 | 221.6371 | 0 | 515.0376 | 0.0057639 | 221.6371 | 0 | 513.6707 | 0.00032174 | 515.0376 | 0.019696 | 221.4181 | 0
|  | 222.0288 | 0.043315 | 221.8406 | 0.018385 | 331.3907 | 0.0079694 | 222.0288 | 0.0011786 | 221.8406 | 0 | 215.1241 | 0 | 221.8406 | 0 | 331.9221 | 0.00011921 | 222.0288 | 0 | 222.0288 | 0 | 222.0288 | 0 | 222.0288 | 7.7288e-05 | 222.0288 | 0 | 222.0288 | 0 | 331.9221 | 0 | 222.0288 | 0.0078695 | 221.8406 | 0 | 515.1921 | 0.0083054 | 221.8406 | 0 | 513.8264 | 7.1499e-05 | 515.1921 | 0.01872 | 221.6213 | 0
|  | 222.2333 | 0.00091695 | 222.044 | -0.0085551 | 331.5047 | 0.012418 | 222.2333 | 0.0047473 | 222.044 | 0 | 215.3304 | 0 | 222.044 | 0 | 332.0314 | 0.00014268 | 222.2333 | 0 | 222.2333 | 0 | 222.2333 | 0 | 222.2333 | 0 | 222.2333 | 0 | 222.2333 | 0 | 332.0314 | 0 | 222.2333 | 0 | 222.044 | 0 | 515.3466 | 0.0063085 | 222.044 | 0 | 513.9821 | 0.00032174 | 515.3466 | 0.01951 | 221.8245 | 0
|  | 222.4379 | 0.020004 | 222.2475 | 0.023116 | 331.6187 | 0 | 222.4379 | 0.0017535 | 222.2475 | 0 | 215.5367 | 0 | 222.2475 | 0 | 332.1408 | 0.0001248 | 222.4379 | 0 | 222.4379 | 0 | 222.4379 | 0 | 222.4379 | 5.2946e-05 | 222.4379 | 0 | 222.4379 | 0 | 332.1408 | 0 | 222.4379 | 0.0079381 | 222.2475 | 0 | 515.5012 | 0.0087593 | 222.2475 | 0 | 514.1378 | 0 | 515.5012 | 0.017931 | 222.0277 | 0
|  | 222.6425 | -0.0093958 | 222.451 | -0.0076588 | 331.7326 | 0.011081 | 222.6425 | -0.017364 | 222.451 | 0 | 215.7431 | 0 | 222.451 | 0 | 332.2501 | 0.00012964 | 222.6425 | 0 | 222.6425 | 0 | 222.6425 | 0 | 222.6425 | 0 | 222.6425 | 0 | 222.6425 | 0 | 332.2501 | 0.000105 | 222.6425 | 0 | 222.451 | 0 | 515.6557 | 0.0098939 | 222.451 | 0 | 514.2936 | 0.00010725 | 515.6557 | 0.018906 | 222.231 | 0
|  | 222.847 | 0.016832 | 222.6545 | 0.034699 | 331.8466 | 0 | 222.847 | 0.0095555 | 222.6545 | 0 | 215.9494 | 0 | 222.6545 | 0 | 332.3595 | 0.00011828 | 222.8471 | 0 | 222.8471 | 0 | 222.8471 | 0 | 222.847 | 6.9601e-05 | 222.8471 | 0 | 222.8471 | 0 | 332.3595 | 6.3379e-05 | 222.847 | 0.0049285 | 222.6546 | 0 | 515.8102 | 0.013071 | 222.6545 | 0 | 514.4493 | 7.1499e-05 | 515.8102 | 0.018163 | 222.4342 | 0
|  | 223.0517 | -0.014109 | 222.8581 | 0.0049267 | 331.9606 | 0 | 223.0517 | -0.0041449 | 222.8581 | 0 | 216.1558 | 0 | 222.8581 | 0 | 332.4689 | 0.00014343 | 223.0517 | 0 | 223.0517 | 0 | 223.0517 | 0 | 223.0517 | 5.3246e-06 | 223.0517 | 0 | 223.0517 | 0 | 332.4689 | 6.8347e-05 | 223.0517 | 0 | 222.8581 | 0 | 515.9647 | 0.010075 | 222.8581 | 0 | 514.605 | 0.00032174 | 515.9647 | 0.019371 | 222.6375 | 0
|  | 223.2563 | 0.020175 | 223.0616 | 0.0075087 | 332.0745 | 0 | 223.2563 | 0.00025131 | 223.0616 | 0 | 216.3622 | 0 | 223.0616 | 0 | 332.5783 | 0.00014231 | 223.2563 | 0 | 223.2563 | 0 | 223.2563 | 0 | 223.2563 | 4.9847e-05 | 223.2563 | 0 | 223.2563 | 0 | 332.5783 | 0.00011014 | 223.2563 | 0.0088474 | 223.0616 | 0 | 516.1193 | 0.012708 | 223.0616 | 0 | 514.7608 | 0 | 516.1193 | 0.018302 | 222.8407 | 0
|  | 223.4609 | -0.0037655 | 223.2652 | -0.021979 | 332.1885 | 0.00049697 | 223.4609 | -0.017048 | 223.2652 | 0 | 216.5685 | 0 | 223.2652 | 0 | 332.6877 | 0.00015349 | 223.4609 | 0 | 223.4609 | 0 | 223.4609 | 0 | 223.4609 | 0 | 223.4609 | 0 | 223.4609 | 0 | 332.6877 | 0.00010004 | 223.4609 | 0 | 223.2652 | 0 | 516.2739 | 0.0083054 | 223.2652 | 0 | 514.9165 | 0.00032174 | 516.2739 | 0.019603 | 223.044 | 0
|  | 223.6656 | -0.0013951 | 223.4688 | 0.0030987 | 332.3024 | 0 | 223.6656 | 0.0089282 | 223.4688 | 0 | 216.7749 | 0 | 223.4688 | 0 | 332.7971 | 0.00013654 | 223.6656 | 0 | 223.6656 | 0 | 223.6656 | 0 | 223.6656 | 2.4836e-05 | 223.6656 | 0 | 223.6656 | 0 | 332.7971 | 0.00010004 | 223.6656 | 0.002249 | 223.4688 | 0 | 516.4284 | 0.012753 | 223.4688 | 0 | 515.0723 | 0 | 516.4284 | 0.018581 | 223.2473 | 0
|  | 223.8703 | 0.012146 | 223.6724 | 0.0027194 | 332.4164 | 0.012801 | 223.8703 | -0.0049231 | 223.6724 | 0 | 216.9814 | 0 | 223.6724 | 0 | 332.9065 | 0.0001384 | 223.8703 | 0 | 223.8703 | 0 | 223.8703 | 0 | 223.8703 | 0 | 223.8703 | 0 | 223.8703 | 0 | 332.9065 | 0.00011014 | 223.8703 | 0 | 223.6724 | 0 | 516.583 | 0.014024 | 223.6724 | 0 | 515.2281 | 0.00032174 | 516.583 | 0.020207 | 223.4506 | 0
|  | 224.075 | 0.015536 | 223.876 | 0.012928 | 332.5303 | 0 | 224.075 | 0.0097322 | 223.876 | 0 | 217.1878 | 0 | 223.876 | 0 | 333.0159 | 0.00014045 | 224.075 | 0 | 224.075 | 0 | 224.075 | 0 | 224.075 | 8.1242e-05 | 224.075 | 0 | 224.075 | 0 | 333.0159 | 0.00013515 | 224.075 | 0.0039163 | 223.876 | 0 | 516.7376 | 0.011029 | 223.876 | 0 | 515.3839 | 0 | 516.7376 | 0.018906 | 223.654 | 0
|  | 224.2797 | -0.012864 | 224.0797 | -0.046517 | 332.6442 | 0.0041411 | 224.2797 | -0.011255 | 224.0797 | 0 | 217.3943 | 0 | 224.0797 | 0 | 333.1253 | 0.00014082 | 224.2797 | 0 | 224.2797 | 0 | 224.2797 | 0 | 224.2797 | 0 | 224.2797 | 0 | 224.2797 | 0 | 333.1253 | 0.00014337 | 224.2797 | 0 | 224.0797 | 0 | 516.8922 | 0.009667 | 224.0797 | 0 | 515.5396 | 0.00010725 | 516.8922 | 0.020393 | 223.8573 | 0
|  | 224.4844 | 0.022833 | 224.2834 | -0.0026902 | 332.7582 | 0.0029886 | 224.4844 | 0.00010445 | 224.2834 | 0 | 217.6007 | 0 | 224.2834 | 0 | 333.2347 | 0.00014958 | 224.4844 | 0 | 224.4844 | 0 | 224.4844 | 0 | 224.4844 | 2.7711e-05 | 224.4844 | 0 | 224.4844 | 0 | 333.2347 | 0.0001134 | 224.4844 | 0 | 224.2834 | 0 | 517.0468 | 0.009667 | 224.2834 | 0 | 515.6954 | 0 | 517.0468 | 0.01872 | 224.0606 | 0
|  | 224.6891 | -0.016683 | 224.487 | 0.0080829 | 332.8721 | 0 | 224.6891 | -0.0079309 | 224.487 | 0 | 217.8072 | 0 | 224.487 | 0 | 333.3441 | 0.00015051 | 224.6891 | 0 | 224.6891 | 0 | 224.6891 | 0 | 224.6891 | 0 | 224.6891 | 0 | 224.6891 | 0 | 333.3441 | 0.00011682 | 224.6892 | 0 | 224.487 | 0 | 517.2014 | 0.0070347 | 224.487 | 0 | 515.8512 | 0.00032174 | 517.2014 | 0.019928 | 224.264 | 0
|  | 224.8939 | 0.013054 | 224.6907 | -0.0070153 | 332.9861 | 0 | 224.8939 | 0.0049685 | 224.6907 | 0 | 218.0137 | 0 | 224.6907 | 0 | 333.4535 | 0.0001479 | 224.8939 | 0 | 224.8939 | 0 | 224.8939 | 0 | 224.8939 | 4.3304e-05 | 224.8939 | 0 | 224.8939 | 0 | 333.4535 | 0.00010004 | 224.8939 | 0.0090714 | 224.6908 | 0 | 517.3561 | 0.0065354 | 224.6907 | 0 | 516.007 | 0 | 517.3561 | 0.01872 | 224.4674 | 0
|  | 225.0987 | -0.00055765 | 224.8945 | -0.018774 | 333.1 | 0.012801 | 225.0987 | -0.012044 | 224.8945 | 0 | 218.2202 | 0 | 224.8945 | 0 | 333.563 | 0.00015405 | 225.0987 | 0 | 225.0987 | 0 | 225.0987 | 0 | 225.0987 | 0 | 225.0987 | 0 | 225.0987 | 0 | 333.563 | 9.5069e-05 | 225.0987 | 0 | 224.8945 | 0 | 517.5107 | 0.0052646 | 224.8945 | 0 | 516.1628 | 0.00032174 | 517.5107 | 0.020207 | 224.6708 | 0
|  | 225.3035 | 0.01966 | 225.0982 | 0.021141 | 333.2139 | 0.01175 | 225.3035 | 0.0067033 | 225.0982 | 0 | 218.4267 | 0 | 225.0982 | 0 | 333.6724 | 0.00014566 | 225.3035 | 0 | 225.3035 | 0 | 225.3035 | 0 | 225.3035 | 7.7373e-05 | 225.3035 | 0 | 225.3035 | 0 | 333.6724 | 8.1708e-05 | 225.3035 | 0.014559 | 225.0982 | 0 | 517.6653 | 0.0070347 | 225.0982 | 0 | 516.3187 | 0 | 517.6653 | 0.019371 | 224.8742 | 0
|  | 225.5083 | -0.019739 | 225.302 | -0.045763 | 333.3278 | 0.0086135 | 225.5083 | -0.018077 | 225.302 | 0 | 218.6332 | 0 | 225.302 | 0 | 333.7819 | 0.00016746 | 225.5083 | 0 | 225.5083 | 0 | 225.5083 | 0 | 225.5083 | 0 | 225.5083 | 0 | 225.5083 | 0 | 333.7819 | 8.6676e-05 | 225.5083 | 0 | 225.302 | 0 | 517.82 | 0.011482 | 225.302 | 0 | 516.4745 | 0.00032174 | 517.82 | 0.020114 | 225.0776 | 0
|  | 225.7131 | 0.0063771 | 225.5057 | 0.0038941 | 333.4418 | 0 | 225.7131 | -0.0062838 | 225.5057 | 0 | 218.8398 | 0 | 225.5057 | 0 | 333.8913 | 0.00015535 | 225.7131 | 0 | 225.7131 | 0 | 225.7131 | 0 | 225.7131 | 4.3618e-05 | 225.7131 | 0 | 225.7131 | 0 | 333.8913 | 9.0102e-05 | 225.7131 | 0.0061209 | 225.5057 | 0 | 517.9746 | 0.0045385 | 225.5057 | 0 | 516.6303 | 0 | 517.9746 | 0.018953 | 225.281 | 0
|  | 225.918 | 0.0011052 | 225.7095 | -0.016137 | 333.5557 | 0.0043067 | 225.918 | -0.005855 | 225.7095 | 0 | 219.0463 | 0 | 225.7095 | 0 | 334.0008 | 0.00015349 | 225.918 | 0 | 225.918 | 0 | 225.918 | 0 | 225.918 | 0 | 225.918 | 0 | 225.918 | 0 | 334.0008 | 8.5134e-05 | 225.918 | 0 | 225.7095 | 0 | 518.1293 | 0.0083054 | 225.7095 | 0 | 516.7862 | 0.00010725 | 518.1293 | 0.019649 | 225.4845 | 0
|  | 226.1228 | 0.032863 | 225.9133 | 0.020252 | 333.6696 | 0.0046488 | 226.1228 | 0.019558 | 225.9133 | 0 | 219.2529 | 0 | 225.9133 | 0 | 334.1103 | 0.00013095 | 226.1228 | 0 | 226.1228 | 0 | 226.1228 | 0 | 226.1228 | 7.9809e-05 | 226.1228 | 0 | 226.1228 | 0 | 334.1103 | 5.6699e-05 | 226.1228 | 0.0094961 | 225.9133 | 0 | 518.284 | 0.0093947 | 225.9133 | 0 | 516.942 | 7.1499e-05 | 518.284 | 0.018349 | 225.688 | 0
|  | 226.3277 | 0.011227 | 226.1172 | -0.025825 | 333.7835 | 0.0082822 | 226.3277 | -0.014087 | 226.1172 | 0 | 219.4595 | 0 | 226.1172 | 0 | 334.2197 | 0.00013654 | 226.3277 | 0 | 226.3277 | 0 | 226.3277 | 0 | 226.3277 | 0 | 226.3277 | 0 | 226.3277 | 0 | 334.2197 | 7.1773e-05 | 226.3277 | 0 | 226.1172 | 0 | 518.4387 | 0.0058093 | 226.1172 | 0 | 517.0979 | 0.00010725 | 518.4387 | 0.019231 | 225.8914 | 0
|  | 226.5326 | 0.041956 | 226.321 | 0.02543 | 333.8974 | 0 | 226.5326 | 0.012374 | 226.321 | 0 | 219.6661 | 0 | 226.321 | 0 | 334.3292 | 0.00013281 | 226.5326 | 0 | 226.5326 | 0 | 226.5326 | 0 | 226.5326 | 6.8114e-05 | 226.5326 | 0 | 226.5326 | 0 | 334.3292 | 6.8347e-05 | 226.5326 | 0.0088805 | 226.321 | 0 | 518.5934 | 0.0099847 | 226.321 | 0 | 517.2537 | 0 | 518.5934 | 0.018209 | 226.0949 | 0
|  | 226.7375 | 0.01854 | 226.5249 | -0.0053017 | 334.0113 | 0.0057976 | 226.7375 | 0.0019498 | 226.5249 | 0 | 219.8727 | 0 | 226.5249 | 0 | 334.4387 | 0.0001276 | 226.7375 | 0 | 226.7375 | 0 | 226.7375 | 0 | 226.7375 | 0 | 226.7375 | 0 | 226.7375 | 0 | 334.4387 | 7.9995e-05 | 226.7375 | 0 | 226.5249 | 0 | 518.7481 | 0.0031124 | 226.5249 | 0 | 517.4096 | 0 | 518.7481 | 0.01951 | 226.2985 | 0
|  | 226.9424 | 0.0071702 | 226.7288 | 0.034285 | 334.1252 | 0 | 226.9424 | -0.0011481 | 226.7288 | 0 | 220.0793 | 0 | 226.7288 | 0 | 334.5482 | 0.00012089 | 226.9424 | 0 | 226.9424 | 0 | 226.9424 | 0 | 226.9424 | 6.4436e-05 | 226.9424 | 0 | 226.9424 | 0 | 334.5482 | 0.00010672 | 226.9424 | 0.0076117 | 226.7288 | 0 | 518.9028 | 0.0051739 | 226.7288 | 0 | 517.5655 | 0 | 518.9028 | 0.01872 | 226.502 | 0
|  | 227.1474 | -0.016857 | 226.9327 | -0.01869 | 334.2391 | 0.00099385 | 227.1474 | 0.0040808 | 226.9327 | 0 | 220.286 | 0 | 226.9327 | 0 | 334.6577 | 0.0001302 | 227.1474 | 0 | 227.1474 | 0 | 227.1474 | 0 | 227.1474 | 0 | 227.1474 | 0 | 227.1474 | 0 | 334.6577 | 0.00011837 | 227.1474 | 0 | 226.9327 | 0 | 519.0575 | 0.010847 | 226.9327 | 0 | 517.7214 | 0 | 519.0575 | 0.019696 | 226.7055 | 0
|  | 227.3524 | 0.019852 | 227.1366 | -0.0010418 | 334.353 | 0 | 227.3524 | 0.01743 | 227.1366 | 0 | 220.4926 | 0 | 227.1366 | 0 | 334.7672 | 0.0001384 | 227.3524 | 0 | 227.3524 | 0 | 227.3524 | 0 | 227.3524 | 5.2832e-05 | 227.3524 | 0 | 227.3524 | 0 | 334.7672 | 0.00012847 | 227.3524 | 0.0056218 | 227.1366 | 0 | 519.2123 | 0.014342 | 227.1366 | 0 | 517.8773 | 7.1499e-05 | 519.2123 | 0.018627 | 226.9091 | 0
|  | 227.5573 | -0.018627 | 227.3405 | -0.010659 | 334.4669 | 0.0076196 | 227.5573 | -0.0027174 | 227.3405 | 0 | 220.6993 | 0 | 227.3405 | 0 | 334.8767 | 0.00013393 | 227.5573 | 0 | 227.5573 | 0 | 227.5573 | 0 | 227.5573 | 0 | 227.5573 | 0 | 227.5573 | 0 | 334.8767 | 0.00013841 | 227.5573 | 0 | 227.3405 | 0 | 519.367 | 0.0038306 | 227.3405 | 0 | 518.0332 | 0 | 519.367 | 0.019185 | 227.1126 | 0
|  | 227.7623 | 0.019763 | 227.5445 | 0.020558 | 334.5808 | 0 | 227.7623 | 0.042569 | 227.5445 | 0 | 220.906 | 0 | 227.5445 | 0 | 334.9862 | 0.00011716 | 227.7623 | 0 | 227.7623 | 0 | 227.7623 | 0 | 227.7623 | 4.5291e-05 | 227.7623 | 0 | 227.7623 | 0 | 334.9862 | 0.00014012 | 227.7623 | 0.0030519 | 227.5445 | 0 | 519.5217 | 0.014932 | 227.5445 | 0 | 518.1891 | 7.1499e-05 | 519.5217 | 0.01807 | 227.3162 | 0
|  | 227.9673 | 0.0085215 | 227.7485 | -0.010869 | 334.6947 | 0.0044724 | 227.9673 | -0.02034 | 227.7485 | 0 | 221.1127 | 0 | 227.7485 | 0 | 335.0957 | 0.00011363 | 227.9673 | 0 | 227.9673 | 0 | 227.9673 | 0 | 227.9673 | 0 | 227.9673 | 0 | 227.9673 | 0 | 335.0957 | 0.00015006 | 227.9673 | 0 | 227.7485 | 0 | 519.6765 | 0.0087593 | 227.7485 | 0 | 518.345 | 0 | 519.6765 | 0.019464 | 227.5198 | 0
|  | 228.1724 | 0.043348 | 227.9525 | 0.0404 | 334.8086 | 0.0031546 | 228.1724 | 0.0080844 | 227.9525 | 0 | 221.3194 | 0 | 227.9525 | 0 | 335.2052 | 0.00012741 | 228.1724 | 0 | 228.1724 | 0 | 228.1724 | 0 | 228.1724 | 7.5475e-05 | 228.1724 | 0 | 228.1724 | 0 | 335.2052 | 0.000105 | 228.1724 | 0.013497 | 227.9525 | 0 | 519.8313 | 0.019379 | 227.9525 | 0 | 518.5009 | 7.1499e-05 | 519.8313 | 0.018813 | 227.7234 | 0
|  | 228.3774 | -0.0024495 | 228.1565 | -0.0067322 | 334.9224 | 0 | 228.3774 | -0.017689 | 228.1565 | 0 | 221.5261 | 0 | 228.1565 | 0 | 335.3148 | 0.00014362 | 228.3774 | 0 | 228.3774 | 0 | 228.3774 | 0 | 228.3774 | 0 | 228.3774 | 0 | 228.3774 | 0 | 335.3148 | 0.00014183 | 228.3774 | 0 | 228.1565 | 0 | 519.986 | 0.013389 | 228.1565 | 0 | 518.6569 | 0.00010725 | 519.986 | 0.020067 | 227.927 | 0
|  | 228.5825 | 0.041544 | 228.3605 | 9.27e-05 | 335.0363 | 0.0053129 | 228.5825 | -0.0016891 | 228.3605 | 0 | 221.7328 | 0 | 228.3605 | 0 | 335.4243 | 0.00013412 | 228.5825 | 0 | 228.5825 | 0 | 228.5825 | 0 | 228.5825 | 3.9273e-05 | 228.5825 | 0 | 228.5825 | 0 | 335.4243 | 0.00011511 | 228.5825 | 0.0050165 | 228.3605 | 0 | 520.1408 | 0.002952 | 228.3605 | 0 | 518.8128 | 7.1499e-05 | 520.1408 | 0.018535 | 228.1307 | 0
|  | 228.7876 | -0.0039032 | 228.5646 | -0.0085614 | 335.1502 | 0.016717 | 228.7876 | -0.0033617 | 228.5646 | 0 | 221.9396 | 0 | 228.5646 | 0 | 335.5339 | 0.00013654 | 228.7876 | 0 | 228.7876 | 0 | 228.7876 | 0 | 228.7876 | 0 | 228.7876 | 0 | 228.7876 | 0 | 335.5339 | 0.00013841 | 228.7876 | 0 | 228.5646 | 0 | 520.2956 | 0.0041498 | 228.5646 | 0 | 518.9688 | 0 | 520.2956 | 0.019835 | 228.3343 | 0
|  | 228.9926 | 0.022543 | 228.7686 | 0.01762 | 335.264 | 0.0053129 | 228.9926 | 0.010184 | 228.7686 | 0 | 222.1464 | 0 | 228.7686 | 0 | 335.6434 | 0.00013616 | 228.9926 | 0 | 228.9926 | 0 | 228.9926 | 0 | 228.9926 | 6.5861e-05 | 228.9926 | 0 | 228.9926 | 0 | 335.6434 | 8.6676e-05 | 228.9926 | 0.0073435 | 228.7686 | 0 | 520.4504 | 0.0097124 | 228.7686 | 0 | 519.1247 | 7.1499e-05 | 520.4504 | 0.018999 | 228.538 | 0
|  | 229.1978 | 0.0081149 | 228.9727 | 0.0079958 | 335.3779 | 0.0039755 | 229.1978 | -0.005382 | 228.9727 | 0 | 222.3531 | 0 | 228.9727 | 0 | 335.753 | 0.00014492 | 229.1978 | 0 | 229.1978 | 0 | 229.1978 | 0 | 229.1978 | 0 | 229.1978 | 0 | 229.1978 | 0 | 335.753 | 0.00010004 | 229.1978 | 0 | 228.9727 | 0 | 520.6052 | 0.017019 | 228.9727 | 0 | 519.2807 | 0.00032174 | 520.6052 | 0.020114 | 228.7416 | 0
|  | 229.4029 | 0.019961 | 229.1768 | 0.021246 | 335.4918 | 0 | 229.4029 | 0.0012189 | 229.1768 | 0 | 222.5599 | 0 | 229.1768 | 0 | 335.8625 | 0.00011977 | 229.4029 | 0 | 229.4029 | 0 | 229.4029 | 0 | 229.4029 | 6.9027e-05 | 229.4029 | 0 | 229.4029 | 0 | 335.8625 | 0.00011511 | 229.4029 | 0.0061234 | 229.1768 | 0 | 520.7601 | 0.015476 | 229.1768 | 0 | 519.4366 | 0 | 520.7601 | 0.01872 | 228.9453 | 0
|  | 229.608 | 0.0025805 | 229.3809 | -0.024021 | 335.6056 | 0 | 229.608 | -0.0014546 | 229.3809 | 0 | 222.7667 | 0 | 229.3809 | 0 | 335.9721 | 0.00013151 | 229.608 | 0 | 229.608 | 0 | 229.608 | 0 | 229.608 | 0 | 229.608 | 0 | 229.608 | 0 | 335.9721 | 0.00017849 | 229.608 | 0 | 229.381 | 0 | 520.9149 | 0.006717 | 229.3809 | 0 | 519.5926 | 0.00032174 | 520.9149 | 0.019417 | 229.149 | 0
|  | 229.8132 | 0.04 | 229.5851 | 0.0053009 | 335.7195 | 0.0023244 | 229.8132 | 0.00799 | 229.5851 | 0 | 222.9736 | 0 | 229.5851 | 0 | 336.0817 | 0.00012797 | 229.8132 | 0 | 229.8132 | 0 | 229.8132 | 0 | 229.8132 | 4.1211e-05 | 229.8132 | 0 | 229.8132 | 0 | 336.0817 | 0.0001802 | 229.8132 | 0.0079268 | 229.5851 | 0 | 521.0697 | 0.012299 | 229.5851 | 0 | 519.7486 | 0 | 521.0697 | 0.018349 | 229.3528 | 0
|  | 230.0184 | 0.0032168 | 229.7892 | -0.028666 | 335.8333 | 0.0059632 | 230.0184 | -0.022543 | 229.7892 | 0 | 223.1804 | 0 | 229.7892 | 0 | 336.1913 | 0.00013095 | 230.0184 | 0 | 230.0184 | 0 | 230.0184 | 0 | 230.0184 | 0 | 230.0184 | 0 | 230.0184 | 0 | 336.1913 | 0.00015674 | 230.0184 | 0 | 229.7893 | 0 | 521.2246 | 0.0095762 | 229.7892 | 0 | 519.9046 | 0 | 521.2246 | 0.019556 | 229.5565 | 0
|  | 230.2236 | 0.011137 | 229.9934 | 0.0047828 | 335.9472 | 0 | 230.2236 | -0.00096515 | 229.9934 | 0 | 223.3873 | 0 | 229.9934 | 0 | 336.3009 | 0.00011847 | 230.2236 | 0 | 230.2236 | 0 | 230.2236 | 0 | 230.2236 | 6.327e-05 | 230.2236 | 0 | 230.2236 | 0 | 336.3009 | 8.6676e-05 | 230.2236 | 0.012968 | 229.9934 | 0 | 521.3794 | 0.012935 | 229.9934 | 0 | 520.0606 | 0 | 521.3794 | 0.01872 | 229.7603 | 0
|  | 230.4288 | 0.004544 | 230.1976 | -0.053332 | 336.0611 | 0.014711 | 230.4288 | -0.0027716 | 230.1976 | 0 | 223.5941 | 0 | 230.1976 | 0 | 336.4104 | 0.00013356 | 230.4288 | 0 | 230.4288 | 0 | 230.4288 | 0 | 230.4288 | 0 | 230.4288 | 0 | 230.4288 | 0 | 336.4104 | 5.6699e-05 | 230.4288 | 0 | 230.1976 | 0 | 521.5343 | 0.0084416 | 230.1976 | 0 | 520.2166 | 0.00010725 | 521.5343 | 0.019882 | 229.964 | 0
|  | 230.634 | 0.030454 | 230.4018 | 0.012084 | 336.1749 | 0.0058111 | 230.634 | 0.01007 | 230.4018 | 0 | 223.801 | 0 | 230.4018 | 0 | 336.52 | 0.00013933 | 230.634 | 0 | 230.634 | 0 | 230.634 | 0 | 230.634 | 4.3179e-05 | 230.634 | 0 | 230.634 | 0 | 336.52 | 1.8329e-05 | 230.634 | 0.0079777 | 230.4018 | 0 | 521.6892 | 0.0091677 | 230.4018 | 0 | 520.3726 | 0 | 521.6892 | 0.018767 | 230.1678 | 0
|  | 230.8393 | 0.016364 | 230.6061 | 0.00018074 | 336.2887 | 0.011463 | 230.8393 | -0.0049736 | 230.6061 | 0 | 224.0079 | 0 | 230.6061 | 0 | 336.6297 | 0.00015051 | 230.8393 | 0 | 230.8393 | 0 | 230.8393 | 0 | 230.8393 | 0 | 230.8393 | 0 | 230.8393 | 0 | 336.6297 | 5.3444e-05 | 230.8393 | 0 | 230.6061 | 0 | 521.8441 | 0.009077 | 230.6061 | 0 | 520.5286 | 0.00010725 | 521.8441 | 0.01951 | 230.3716 | 0
|  | 231.0445 | 0.025773 | 230.8103 | 0.019604 | 336.4026 | 0 | 231.0445 | 0.0044039 | 230.8103 | 0 | 224.2148 | 0 | 230.8103 | 0 | 336.7393 | 0.00013188 | 231.0445 | 0 | 231.0445 | 0 | 231.0445 | 0 | 231.0445 | 6.4456e-05 | 231.0445 | 0 | 231.0445 | 0 | 336.7393 | 0.00012847 | 231.0445 | 0.0043087 | 230.8103 | 0 | 521.9989 | 0.010393 | 230.8103 | 0 | 520.6847 | 7.1499e-05 | 521.9989 | 0.018581 | 230.5754 | 0
|  | 231.2498 | 0.0020529 | 231.0146 | -0.018946 | 336.5164 | 0.0034785 | 231.2498 | -0.010334 | 231.0146 | 0 | 224.4217 | 0 | 231.0146 | 0 | 336.8489 | 0.00011959 | 231.2498 | 0 | 231.2498 | 0 | 231.2498 | 0 | 231.2498 | 0 | 231.2498 | 0 | 231.2498 | 0 | 336.8489 | 0.00014183 | 231.2498 | 0 | 231.0146 | 0 | 522.1538 | 0.0059908 | 231.0146 | 0 | 520.8407 | 0.00010725 | 522.1538 | 0.019278 | 230.7792 | 0
|  | 231.4551 | 0.036898 | 231.2189 | -0.019211 | 336.6302 | 0.0064751 | 231.4551 | 0.012639 | 231.2189 | 0 | 224.6286 | 0 | 231.2189 | 0 | 336.9585 | 0.00011698 | 231.4551 | 0 | 231.4551 | 0 | 231.4551 | 0 | 231.4551 | 9.7348e-06 | 231.4551 | 0 | 231.4551 | 0 | 336.9585 | 0.00014012 | 231.4551 | 0.001919 | 231.2189 | 0 | 522.3088 | 0.0063085 | 231.2189 | 0 | 520.9967 | 0 | 522.3088 | 0.018442 | 230.983 | 0
|  | 231.6604 | -0.0016664 | 231.4232 | 0.0011899 | 336.7441 | 0.012227 | 231.6604 | -0.0097492 | 231.4232 | 0 | 224.8356 | 0 | 231.4232 | 0 | 337.0681 | 0.00013002 | 231.6604 | 0 | 231.6604 | 0 | 231.6604 | 0 | 231.6604 | 0 | 231.6604 | 0 | 231.6604 | 0 | 337.0681 | 0.00010175 | 231.6604 | 0 | 231.4232 | 0 | 522.4637 | 0.015068 | 231.4232 | 0 | 521.1528 | 0.00032174 | 522.4637 | 0.019324 | 231.1869 | 0
|  | 231.8657 | 0.013112 | 231.6275 | -0.011506 | 336.8579 | 0.00099619 | 231.8657 | -0.0060214 | 231.6275 | 0 | 225.0425 | 0 | 231.6275 | 0 | 337.1778 | 0.00013542 | 231.8657 | 0 | 231.8657 | 0 | 231.8657 | 0 | 231.8657 | 5.5384e-05 | 231.8657 | 0 | 231.8657 | 0 | 337.1778 | 0.0001235 | 231.8657 | 0.0076186 | 231.6275 | 0 | 522.6186 | 0.0083962 | 231.6275 | 0 | 521.3089 | 0 | 522.6186 | 0.018581 | 231.3907 | 0
|  | 232.0711 | -0.00056646 | 231.8318 | -0.01705 | 336.9717 | 0.0074539 | 232.0711 | -0.011704 | 231.8318 | 0 | 225.2495 | 0 | 231.8318 | 0 | 337.2874 | 0.00014231 | 232.0711 | 0 | 232.0711 | 0 | 232.0711 | 0 | 232.0711 | 0 | 232.0711 | 0 | 232.0711 | 0 | 337.2874 | 0.00013687 | 232.0711 | 0 | 231.8318 | 0 | 522.7735 | 0.011029 | 231.8318 | 0 | 521.4649 | 0.00032174 | 522.7735 | 0.019464 | 231.5946 | 0
|  | 232.2764 | 0.042688 | 232.0362 | 0.018036 | 337.0855 | 0 | 232.2764 | 0.0077289 | 232.0362 | 0 | 225.4565 | 0 | 232.0362 | 0 | 337.397 | 0.00013877 | 232.2764 | 0 | 232.2764 | 0 | 232.2764 | 0 | 232.2764 | 4.611e-05 | 232.2764 | 0 | 232.2764 | 0 | 337.397 | 0.00010346 | 232.2764 | 0.0088106 | 232.0362 | 0 | 522.9285 | 0.011392 | 232.0362 | 0 | 521.621 | 0 | 522.9285 | 0.018395 | 231.7985 | 0
|  | 232.4818 | -0.010313 | 232.2406 | -0.026259 | 337.1994 | 0.0038098 | 232.4818 | -0.0092959 | 232.2406 | 0 | 225.6635 | 0 | 232.2406 | 0 | 337.5067 | 0.00015125 | 232.4818 | 0 | 232.4818 | 0 | 232.4818 | 0 | 232.4818 | 0 | 232.4818 | 0 | 232.4818 | 0 | 337.5067 | 0.000105 | 232.4818 | 0 | 232.2406 | 0 | 523.0834 | 0.010393 | 232.2406 | 0 | 521.7771 | 0.00032174 | 523.0834 | 0.019417 | 232.0024 | 0
|  | 232.6872 | 0.0042733 | 232.445 | -0.0099589 | 337.3132 | 0.0029886 | 232.6872 | 0.0064801 | 232.445 | 0 | 225.8705 | 0 | 232.445 | 0 | 337.6164 | 0.00014473 | 232.6872 | 0 | 232.6872 | 0 | 232.6872 | 0 | 232.6872 | 3.1203e-05 | 232.6872 | 0 | 232.6872 | 0 | 337.6164 | 0.00010843 | 232.6872 | 0.008331 | 232.445 | 0 | 523.2384 | 0.015385 | 232.445 | 0 | 521.9331 | 0 | 523.2384 | 0.018349 | 232.2063 | 0
|  | 232.8926 | -0.0084092 | 232.6494 | -0.01444 | 337.427 | 0.0053006 | 232.8926 | -0.012953 | 232.6494 | 0 | 226.0775 | 0 | 232.6494 | 0 | 337.726 | 0.00013952 | 232.8926 | 0 | 232.8926 | 0 | 232.8926 | 0 | 232.8926 | 0 | 232.8926 | 0 | 232.8926 | 0 | 337.726 | 0.00017506 | 232.8926 | 0 | 232.6494 | 0 | 523.3934 | 0.009667 | 232.6494 | 0 | 522.0892 | 0.00032174 | 523.3934 | 0.01951 | 232.4103 | 0
|  | 233.0981 | 0.040819 | 232.8538 | 0.022955 | 337.5408 | 0 | 233.0981 | 0.0076909 | 232.8538 | 0 | 226.2846 | 0 | 232.8538 | 0 | 337.8357 | 0.00014697 | 233.0981 | 0 | 233.0981 | 0 | 233.0981 | 0 | 233.0981 | 7.483e-05 | 233.0981 | 0 | 233.0981 | 0 | 337.8357 | 0.00016016 | 233.0981 | 0.0057844 | 232.8538 | 0 | 523.5483 | 0.0095762 | 232.8538 | 0 | 522.2453 | 0 | 523.5483 | 0.018581 | 232.6142 | 0
|  | 233.3035 | 0.0016536 | 233.0583 | -0.021618 | 337.6546 | 0 | 233.3035 | -0.026246 | 233.0583 | 0 | 226.4916 | 0 | 233.0583 | 0 | 337.9454 | 0.00016392 | 233.3035 | 0 | 233.3035 | 0 | 233.3035 | 0 | 233.3035 | 0 | 233.3035 | 0 | 233.3035 | 0 | 337.9454 | 0.00015519 | 233.3035 | 0 | 233.0583 | 0 | 523.7033 | 0.014115 | 233.0583 | 0 | 522.4014 | 0.00010725 | 523.7033 | 0.019649 | 232.8182 | 0
|  | 233.509 | 0.015716 | 233.2627 | 0.0013394 | 337.7684 | 0.0063091 | 233.509 | 0.010296 | 233.2627 | 0 | 226.6987 | 0 | 233.2627 | 0 | 338.0551 | 0.00018292 | 233.509 | 0 | 233.509 | 0 | 233.509 | 0 | 233.509 | 2.6766e-05 | 233.509 | 0 | 233.509 | 0 | 338.0551 | 0.00011511 | 233.509 | 0.0028424 | 233.2627 | 0 | 523.8583 | 0.014977 | 233.2627 | 0 | 522.5576 | 0 | 523.8583 | 0.018163 | 233.0222 | 0
|  | 233.7144 | -0.0034557 | 233.4672 | -0.01094 | 337.8822 | 0.00033132 | 233.7144 | -0.0070699 | 233.4672 | 0 | 226.9058 | 0 | 233.4672 | 0 | 338.1648 | 0.00016262 | 233.7144 | 0 | 233.7144 | 0 | 233.7144 | 0 | 233.7144 | 0 | 233.7144 | 0 | 233.7144 | 0 | 338.1648 | 0.00011014 | 233.7144 | 0 | 233.4672 | 0 | 524.0133 | 0.0097577 | 233.4672 | 0 | 522.7137 | 0 | 524.0133 | 0.019417 | 233.2261 | 0
|  | 233.9199 | 0.021508 | 233.6717 | 0.012254 | 337.996 | 0 | 233.9199 | 0.0094331 | 233.6717 | 0 | 227.1129 | 0 | 233.6717 | 0 | 338.2745 | 0.00013225 | 233.9199 | 0 | 233.9199 | 0 | 233.9199 | 0 | 233.9199 | 6.9405e-05 | 233.9199 | 0 | 233.9199 | 0 | 338.2745 | 9.6782e-05 | 233.9199 | 0.0056236 | 233.6717 | 0 | 524.1684 | 0.011029 | 233.6717 | 0 | 522.8698 | 7.1499e-05 | 524.1684 | 0.018209 | 233.4301 | 0
|  | 234.1255 | 0.0084851 | 233.8763 | -0.014475 | 338.1098 | 0.0064601 | 234.1255 | -0.020333 | 233.8763 | 0 | 227.32 | 0 | 233.8763 | 0 | 338.3841 | 0.00014734 | 234.1255 | 0 | 234.1255 | 0 | 234.1255 | 0 | 234.1255 | 0 | 234.1255 | 0 | 234.1255 | 0 | 338.3841 | 0.00010346 | 234.1255 | 0 | 233.8762 | 0 | 524.3234 | 0.0075793 | 233.8763 | 0 | 523.026 | 0.00010725 | 524.3234 | 0.019603 | 233.6342 | 0
|  | 234.331 | 0.034316 | 234.0808 | 0.0028731 | 338.2236 | 0.0078033 | 234.331 | 0.0053693 | 234.0808 | 0 | 227.5271 | 0 | 234.0808 | 0 | 338.4939 | 0.00015125 | 234.331 | 0 | 234.331 | 0 | 234.331 | 0 | 234.331 | 5.4657e-05 | 234.331 | 0 | 234.331 | 0 | 338.4939 | 9.5069e-05 | 234.331 | 0.0075023 | 234.0808 | 0 | 524.4784 | 0.014296 | 234.0808 | 0 | 523.1821 | 7.1499e-05 | 524.4784 | 0.018024 | 233.8382 | 0
|  | 234.5365 | -0.0028199 | 234.2854 | -0.011199 | 338.3374 | 0.002816 | 234.5365 | -0.010121 | 234.2854 | 0 | 227.7343 | 0 | 234.2854 | 0 | 338.6036 | 0.00015833 | 234.5365 | 0 | 234.5365 | 0 | 234.5365 | 0 | 234.5365 | 0 | 234.5365 | 0 | 234.5365 | 0 | 338.6036 | 0.00010004 | 234.5365 | 0 | 234.2853 | 0 | 524.6335 | 0.0074431 | 234.2854 | 0 | 523.3383 | 0.00032174 | 524.6335 | 0.019231 | 234.0422 | 0
|  | 234.7421 | 0.02398 | 234.4899 | 0.00049468 | 338.4511 | 0 | 234.7421 | 0.025289 | 234.4899 | 0 | 227.9414 | 0 | 234.4899 | 0 | 338.7133 | 0.00012108 | 234.7421 | 0 | 234.7421 | 0 | 234.7421 | 0 | 234.7421 | 2.9575e-05 | 234.7421 | 0 | 234.7421 | 0 | 338.7133 | 0.00012008 | 234.7421 | 0.0070521 | 234.4899 | 0 | 524.7885 | 0.014523 | 234.4899 | 0 | 523.4944 | 7.1499e-05 | 524.7885 | 0.018163 | 234.2463 | 0
|  | 234.9477 | -0.014587 | 234.6945 | -0.018255 | 338.5649 | 0.0092761 | 234.9477 | -0.00041307 | 234.6945 | 0 | 228.1486 | 0 | 234.6945 | 0 | 338.823 | 0.00014213 | 234.9477 | 0 | 234.9477 | 0 | 234.9477 | 0 | 234.9477 | 0 | 234.9477 | 0 | 234.9477 | 0 | 338.823 | 0.00011014 | 234.9477 | 0 | 234.6945 | 0 | 524.9436 | 0.00708 | 234.6945 | 0 | 523.6506 | 0.00032174 | 524.9436 | 0.019231 | 234.4504 | 0
|  | 235.1533 | -0.0040276 | 234.8991 | -0.025519 | 338.6787 | 0 | 235.1533 | -0.006038 | 234.8991 | 0 | 228.3558 | 0 | 234.8991 | 0 | 338.9327 | 0.00014343 | 235.1533 | 0 | 235.1533 | 0 | 235.1533 | 0 | 235.1533 | 4.5302e-05 | 235.1533 | 0 | 235.1533 | 0 | 338.9327 | 0.00013344 | 235.1533 | 0.0068989 | 234.8991 | 0 | 525.0986 | 0.012617 | 234.8991 | 0 | 523.8068 | 7.1499e-05 | 525.0986 | 0.017931 | 234.6544 | 0
|  | 235.3589 | -0.010689 | 235.1038 | -0.020455 | 338.7925 | 0.0039755 | 235.3589 | -0.0036832 | 235.1038 | 0 | 228.563 | 0 | 235.1038 | 0 | 339.0425 | 0.00016485 | 235.3589 | 0 | 235.3589 | 0 | 235.3589 | 0 | 235.3589 | 0 | 235.3589 | 0 | 235.3589 | 0 | 339.0425 | 9.6782e-05 | 235.3589 | 0 | 235.1038 | 0 | 525.2537 | 0.0015163 | 235.1038 | 0 | 523.9629 | 0.00010725 | 525.2537 | 0.018813 | 234.8586 | 0
|  | 235.5645 | 0.012758 | 235.3084 | 0.053064 | 338.9062 | 0 | 235.5645 | 0.0026873 | 235.3084 | 0 | 228.7702 | 0 | 235.3084 | 0 | 339.1522 | 0.00014399 | 235.5645 | 0 | 235.5645 | 0 | 235.5645 | 0 | 235.5645 | 0.00010434 | 235.5645 | 0 | 235.5645 | 0 | 339.1522 | 0.00010672 | 235.5645 | 0.007114 | 235.3084 | 0 | 525.4088 | 0.014614 | 235.3084 | 0 | 524.1191 | 0 | 525.4088 | 0.017838 | 235.0627 | 0
|  | 235.7701 | -0.0074058 | 235.5131 | -0.00049996 | 339.02 | 0.0011595 | 235.7701 | -0.0040196 | 235.5131 | 0 | 228.9774 | 0 | 235.5131 | 0 | 339.262 | 0.00014734 | 235.7701 | 0 | 235.7701 | 0 | 235.7701 | 0 | 235.7701 | 0 | 235.7701 | 0 | 235.7701 | 0 | 339.262 | 7.5028e-05 | 235.7701 | 0 | 235.5131 | 0 | 525.5639 | 0.012617 | 235.5131 | 0 | 524.2753 | 0.00010725 | 525.5639 | 0.01872 | 235.2668 | 0
|  | 235.9758 | 0.017409 | 235.7178 | 0.0083724 | 339.1338 | 0 | 235.9758 | -0.00048395 | 235.7178 | 0 | 229.1846 | 0 | 235.7178 | 0 | 339.3717 | 0.00014864 | 235.9758 | 0 | 235.9758 | 0 | 235.9758 | 0 | 235.9758 | 4.3514e-05 | 235.9758 | 0 | 235.9758 | 0 | 339.3717 | 0.00012505 | 235.9758 | 0.0092256 | 235.7178 | 0 | 525.719 | 0.011891 | 235.7178 | 0 | 524.4315 | 0.00028599 | 525.719 | 0.017698 | 235.4709 | 0
|  | 236.1815 | 3.9234e-05 | 235.9225 | 0.014775 | 339.2475 | 0.0053006 | 236.1815 | -0.016164 | 235.9225 | 0 | 229.3919 | 0 | 235.9225 | 0 | 339.4815 | 0.0001587 | 236.1815 | 0 | 236.1815 | 0 | 236.1815 | 0 | 236.1815 | 0 | 236.1815 | 0 | 236.1815 | 0 | 339.4815 | 0.00013841 | 236.1815 | 0 | 235.9225 | 0 | 525.8741 | 0.0118 | 235.9225 | 0 | 524.5877 | 0.00010725 | 525.8741 | 0.01886 | 235.6751 | 0
|  | 236.3872 | 0.033165 | 236.1272 | -0.0042455 | 339.3613 | 0 | 236.3872 | 0.0017513 | 236.1272 | 0 | 229.5991 | 0 | 236.1272 | 0 | 339.5913 | 0.00014008 | 236.3872 | 0 | 236.3872 | 0 | 236.3872 | 0 | 236.3872 | 2.3447e-05 | 236.3872 | 0 | 236.3872 | 0 | 339.5913 | 0.00013669 | 236.3872 | 0.0060879 | 236.1272 | 0 | 526.0292 | 0.013252 | 236.1272 | 0 | 524.744 | 7.1499e-05 | 526.0292 | 0.018302 | 235.8793 | 0
|  | 236.5929 | -0.0063766 | 236.3319 | 0.0022715 | 339.4751 | 0.012227 | 236.5929 | -0.015533 | 236.3319 | 0 | 229.8064 | 0 | 236.3319 | 0 | 339.701 | 0.00014436 | 236.5929 | 0 | 236.5929 | 0 | 236.5929 | 0 | 236.5929 | 0 | 236.5929 | 0 | 236.5929 | 0 | 339.701 | 0.0001134 | 236.5929 | 0 | 236.3319 | 0 | 526.1843 | 0.015159 | 236.3319 | 0 | 524.9002 | 0.00032174 | 526.1843 | 0.019603 | 236.0834 | 0
|  | 236.7986 | 0.0078767 | 236.5367 | 0.011554 | 339.5888 | 0 | 236.7986 | 0.019377 | 236.5367 | 0 | 230.0137 | 0 | 236.5367 | 0 | 339.8108 | 0.00014622 | 236.7986 | 0 | 236.7986 | 0 | 236.7986 | 0 | 236.7986 | 2.8012e-05 | 236.7986 | 0 | 236.7986 | 0 | 339.8108 | 0.00013173 | 236.7986 | 0.0059107 | 236.5367 | 0 | 526.3395 | 0.0091677 | 236.5367 | 0 | 525.0564 | 0 | 526.3395 | 0.018535 | 236.2876 | 0
|  | 237.0044 | -0.015777 | 236.7415 | -0.030432 | 339.7026 | 0 | 237.0044 | -0.007866 | 236.7415 | 0 | 230.221 | 0 | 236.7415 | 0 | 339.9206 | 0.00016783 | 237.0044 | 0 | 237.0044 | 0 | 237.0044 | 0 | 237.0044 | 0 | 237.0044 | 0 | 237.0044 | 0 | 339.9206 | 0.00013173 | 237.0044 | 0 | 236.7415 | 0 | 526.4946 | 0.0063085 | 236.7415 | 0 | 525.2127 | 0.00032174 | 526.4946 | 0.019278 | 236.4918 | 0
|  | 237.2101 | 0.018307 | 236.9463 | 0.024739 | 339.8163 | 0 | 237.2101 | 0.020474 | 236.9463 | 0 | 230.4283 | 0 | 236.9463 | 0 | 340.0304 | 0.0001479 | 237.2101 | 0 | 237.2101 | 0 | 237.2101 | 0 | 237.2101 | 4.3696e-05 | 237.2101 | 0 | 237.2101 | 0 | 340.0304 | 0.00012847 | 237.2101 | 0.0060537 | 236.9463 | 0 | 526.6498 | 0.012209 | 236.9463 | 0 | 525.3689 | 7.1499e-05 | 526.6498 | 0.018209 | 236.6961 | 0
|  | 237.4159 | -0.014323 | 237.1511 | -0.021296 | 339.9301 | 0.0087791 | 237.4159 | 0.0014348 | 237.1511 | 0 | 230.6357 | 0 | 237.1511 | 0 | 340.1402 | 0.00015479 | 237.4159 | 0 | 237.4159 | 0 | 237.4159 | 0 | 237.4159 | 0 | 237.4159 | 0 | 237.4159 | 0 | 340.1402 | 0.00011682 | 237.4159 | 0 | 237.1511 | 0 | 526.8049 | 0.0011173 | 237.1511 | 0 | 525.5252 | 0 | 526.8049 | 0.018953 | 236.9003 | 0
|  | 237.6217 | 0.027522 | 237.3559 | 0.0030011 | 340.0438 | 0.00033209 | 237.6217 | -0.010714 | 237.3559 | 0 | 230.843 | 0 | 237.3559 | 0 | 340.25 | 0.00013877 | 237.6217 | 0 | 237.6217 | 0 | 237.6217 | 0 | 237.6217 | 3.3851e-05 | 237.6217 | 0 | 237.6217 | 0 | 340.25 | 0.0001468 | 237.6217 | 0.0050375 | 237.3559 | 0 | 526.9601 | 0.013797 | 237.3559 | 0 | 525.6814 | 7.1499e-05 | 526.9601 | 0.018116 | 237.1046 | 0
|  | 237.8275 | 0.0092634 | 237.5608 | -0.0054371 | 340.1576 | 0.0081166 | 237.8275 | -0.010572 | 237.5608 | 0 | 231.0504 | 0 | 237.5608 | 0 | 340.3598 | 0.00014753 | 237.8275 | 0 | 237.8275 | 0 | 237.8275 | 0 | 237.8275 | 0 | 237.8275 | 0 | 237.8275 | 0 | 340.3598 | 0.00015177 | 237.8275 | 0 | 237.5608 | 0 | 527.1153 | 0.01062 | 237.5608 | 0 | 525.8377 | 0 | 527.1153 | 0.018953 | 237.3089 | 0
|  | 238.0333 | 0.041961 | 237.7656 | 0.0022021 | 340.2713 | 0 | 238.0333 | 0.021686 | 237.7656 | 0 | 231.2577 | 0 | 237.7656 | 0 | 340.4696 | 0.00013151 | 238.0333 | 0 | 238.0333 | 0 | 238.0333 | 0 | 238.0333 | 6.4017e-05 | 238.0333 | 0 | 238.0333 | 0 | 340.4696 | 0.00014337 | 238.0333 | 0.0063738 | 237.7656 | 0 | 527.2705 | 0.011482 | 237.7656 | 0 | 525.994 | 7.1499e-05 | 527.2705 | 0.018256 | 237.5131 | 0
|  | 238.2392 | -0.0015985 | 237.9705 | 0.0071286 | 340.385 | 0 | 238.2392 | 0.0015804 | 237.9705 | 0 | 231.4651 | 0 | 237.9705 | 0 | 340.5794 | 0.00012629 | 238.2392 | 0 | 238.2392 | 0 | 238.2392 | 0 | 238.2392 | 0 | 238.2392 | 0 | 238.2392 | 0 | 340.5794 | 0.00011511 | 238.2392 | 0 | 237.9705 | 0 | 527.4257 | 0.0084416 | 237.9705 | 0 | 526.1503 | 0.00032174 | 527.4257 | 0.018627 | 237.7174 | 0
|  | 238.445 | 0.042689 | 238.1754 | 0.0059158 | 340.4987 | 0 | 238.445 | 0.027586 | 238.1754 | 0 | 231.6725 | 0 | 238.1754 | 0 | 340.6893 | 0.00012368 | 238.445 | 0 | 238.445 | 0 | 238.445 | 0 | 238.445 | 4.041e-05 | 238.445 | 0 | 238.445 | 0 | 340.6893 | 8.1708e-05 | 238.445 | 0.0039004 | 238.1754 | 0 | 527.5809 | 0.011255 | 238.1754 | 0 | 526.3065 | 7.1499e-05 | 527.5809 | 0.017605 | 237.9217 | 0
|  | 238.6509 | -0.0037917 | 238.3803 | -0.015242 | 340.6125 | 0.013947 | 238.6509 | -0.031256 | 238.3803 | 0 | 231.8799 | 0 | 238.3803 | 0 | 340.7991 | 0.00014138 | 238.6509 | 0 | 238.6509 | 0 | 238.6509 | 0 | 238.6509 | 0 | 238.6509 | 0 | 238.6509 | 0 | 340.7991 | 8.5134e-05 | 238.6509 | 0 | 238.3803 | 0 | 527.7361 | 0.0043893 | 238.3803 | 0 | 526.4628 | 0.00010725 | 527.7361 | 0.018256 | 238.1261 | 0
|  | 238.8568 | 0.03057 | 238.5853 | 0.0028884 | 340.7262 | 0 | 238.8568 | 0.023818 | 238.5853 | 0 | 232.0874 | 0 | 238.5853 | 0 | 340.9089 | 0.0001479 | 238.8568 | 0 | 238.8568 | 0 | 238.8568 | 0 | 238.8568 | 3.6605e-05 | 238.8568 | 0 | 238.8568 | 0 | 340.9089 | 0.00012505 | 238.8568 | 0.0086426 | 238.5853 | 0 | 527.8913 | 0.0077608 | 238.5853 | 0 | 526.6191 | 0 | 527.8913 | 0.017605 | 238.3304 | 0
|  | 239.0627 | 0.025295 | 238.7902 | 0.033836 | 340.8399 | 0.0087791 | 239.0627 | -0.00604 | 238.7902 | 0 | 232.2948 | 0 | 238.7902 | 0 | 341.0188 | 0.00015013 | 239.0627 | 0 | 239.0627 | 0 | 239.0627 | 0 | 239.0627 | 2.3094e-05 | 239.0627 | 0 | 239.0627 | 0 | 341.0188 | 0.00013841 | 239.0627 | 0 | 238.7902 | 0 | 528.0466 | 0.0059908 | 238.7902 | 0 | 526.7755 | 0 | 528.0466 | 0.018767 | 238.5348 | 0
|  | 239.2686 | 0.03465 | 238.9952 | 0.013703 | 340.9536 | 0 | 239.2686 | -0.010287 | 238.9952 | 0 | 232.5023 | 0 | 238.9952 | 0 | 341.1286 | 0.00013747 | 239.2686 | 0 | 239.2686 | 0 | 239.2686 | 0 | 239.2686 | 5.2906e-05 | 239.2686 | 0 | 239.2686 | 0 | 341.1286 | 0.00016187 | 239.2686 | 0.0076501 | 238.9952 | 0 | 528.2018 | 0.014432 | 238.9952 | 0 | 526.9318 | 7.1499e-05 | 528.2018 | 0.017884 | 238.7391 | 0
|  | 239.4746 | -0.0084689 | 239.2002 | -0.020133 | 341.0674 | 0.002319 | 239.4746 | -0.013914 | 239.2002 | 0 | 232.7097 | 0 | 239.2002 | 0 | 341.2385 | 0.00014958 | 239.4746 | 0 | 239.4746 | 0 | 239.4746 | 0 | 239.4746 | 0 | 239.4746 | 0 | 239.4746 | 0 | 341.2385 | 0.00010843 | 239.4746 | 0 | 239.2002 | 0 | 528.3571 | 0.0080785 | 239.2002 | 0 | 527.0881 | 0.00053624 | 528.3571 | 0.01872 | 238.9435 | 0
|  | 239.6805 | 0.011309 | 239.4052 | 0.0091687 | 341.1811 | 0 | 239.6805 | 0.026498 | 239.4052 | 0 | 232.9172 | 0 | 239.4052 | 0 | 341.3483 | 0.00014231 | 239.6805 | 0 | 239.6805 | 0 | 239.6805 | 0 | 239.6805 | 5.72e-05 | 239.6805 | 0 | 239.6805 | 0 | 341.3483 | 0.00014851 | 239.6805 | 0.0094674 | 239.4052 | 0 | 528.5123 | 0.017065 | 239.4052 | 0 | 527.2445 | 0 | 528.5123 | 0.017513 | 239.1479 | 0
|  | 239.8865 | 0.013595 | 239.6102 | -0.0077662 | 341.2948 | 0.0062945 | 239.8865 | -0.0076198 | 239.6102 | 0 | 233.1247 | 0 | 239.6102 | 0 | 341.4582 | 0.00015218 | 239.8865 | 0 | 239.8865 | 0 | 239.8865 | 0 | 239.8865 | 0 | 239.8865 | 0 | 239.8865 | 0 | 341.4582 | 0.00014337 | 239.8865 | 0 | 239.6102 | 0 | 528.6676 | 0.0097577 | 239.6102 | 0 | 527.4008 | 0.00010725 | 528.6676 | 0.018349 | 239.3523 | 0
|  | 240.0925 | 0.03615 | 239.8153 | 0.01383 | 341.4085 | 0.0026565 | 240.0925 | -0.0067603 | 239.8153 | 0 | 233.3322 | 0 | 239.8153 | 0 | 341.5681 | 0.00014343 | 240.0925 | 0 | 240.0925 | 0 | 240.0925 | 0 | 240.0925 | 4.6562e-05 | 240.0925 | 0 | 240.0925 | 0 | 341.5681 | 0.00015006 | 240.0925 | 0.0037583 | 239.8153 | 0 | 528.8229 | 0.012345 | 239.8153 | 0 | 527.5571 | 7.1499e-05 | 528.8229 | 0.017559 | 239.5567 | 0
|  | 240.2985 | 0.010613 | 240.0204 | -0.030554 | 341.5222 | 0 | 240.2985 | -0.0063241 | 240.0204 | 0 | 233.5397 | 0 | 240.0204 | 0 | 341.678 | 0.00014529 | 240.2985 | 0 | 240.2985 | 0 | 240.2985 | 0 | 240.2985 | 0 | 240.2985 | 0 | 240.2985 | 0 | 341.678 | 0.00016016 | 240.2985 | 0 | 240.0204 | 0 | 528.9782 | 0.0017557 | 240.0204 | 0 | 527.7135 | 0 | 528.9782 | 0.018349 | 239.7612 | 0
|  | 240.5045 | 0.0048049 | 240.2254 | 0.01246 | 341.6359 | 0 | 240.5045 | 0.0099346 | 240.2254 | 0 | 233.7473 | 0 | 240.2254 | 0 | 341.7878 | 0.00014138 | 240.5045 | 0 | 240.5045 | 0 | 240.5045 | 0 | 240.5045 | 3.7566e-05 | 240.5045 | 0 | 240.5045 | 0 | 341.7878 | 0.00014509 | 240.5045 | 0.006922 | 240.2254 | 0 | 529.1335 | 0.014523 | 240.2254 | 0 | 527.8699 | 7.1499e-05 | 529.1335 | 0.01742 | 239.9656 | 0
|  | 240.7106 | 0.0059758 | 240.4305 | -0.00040037 | 341.7496 | 0.0049694 | 240.7106 | 0.0075464 | 240.4305 | 0 | 233.9548 | 0 | 240.4305 | 0 | 341.8977 | 0.0001492 | 240.7106 | 0 | 240.7106 | 0 | 240.7106 | 0 | 240.7106 | 0 | 240.7106 | 0 | 240.7106 | 0 | 341.8977 | 0.0002035 | 240.7106 | 0 | 240.4305 | 0 | 529.2888 | 0.0083054 | 240.4305 | 0 | 528.0262 | 0.00032174 | 529.2888 | 0.018163 | 240.1701 | 0
|  | 240.9166 | 0.030417 | 240.6357 | 0.011876 | 341.8633 | 0 | 240.9166 | 0.00024222 | 240.6357 | 0 | 234.1624 | 0 | 240.6357 | 0 | 342.0076 | 0.00015051 | 240.9166 | 0 | 240.9166 | 0 | 240.9166 | 0 | 240.9166 | 5.3077e-05 | 240.9166 | 0 | 240.9166 | 0 | 342.0076 | 0.0001468 | 240.9166 | 0.0061017 | 240.6356 | 0 | 529.4441 | 0.0097124 | 240.6357 | 0 | 528.1826 | 0 | 529.4441 | 0.01742 | 240.3746 | 0
|  | 241.1227 | -0.00018482 | 240.8408 | -0.034391 | 341.977 | 0 | 241.1227 | -0.0087425 | 240.8408 | 0 | 234.37 | 0 | 240.8408 | 0 | 342.1175 | 0.00013784 | 241.1227 | 0 | 241.1227 | 0 | 241.1227 | 0 | 241.1227 | 0 | 241.1227 | 0 | 241.1227 | 0 | 342.1175 | 0.00013344 | 241.1227 | 0 | 240.8408 | 0 | 529.5994 | 0.013025 | 240.8408 | 0 | 528.339 | 0 | 529.5994 | 0.018395 | 240.5791 | 0
|  | 241.3288 | 0.02479 | 241.0459 | 0.017744 | 342.0907 | 0 | 241.3288 | 0.010266 | 241.0459 | 0 | 234.5776 | 0 | 241.0459 | 0 | 342.2274 | 0.00013151 | 241.3288 | 0 | 241.3288 | 0 | 241.3288 | 0 | 241.3288 | 5.0205e-05 | 241.3288 | 0 | 241.3288 | 0 | 342.2274 | 7.3315e-05 | 241.3288 | 0.0068989 | 241.046 | 0 | 529.7547 | 0.013071 | 241.0459 | 0 | 528.4954 | 0 | 529.7547 | 0.017791 | 240.7835 | 0
|  | 241.5349 | -0.0014276 | 241.2511 | -0.024626 | 342.2044 | 0.001822 | 241.5349 | -0.018952 | 241.2511 | 0 | 234.7852 | 0 | 241.2511 | 0 | 342.3374 | 0.00013151 | 241.5349 | 0 | 241.5349 | 0 | 241.5349 | 0 | 241.5349 | 0 | 241.5349 | 0 | 241.5349 | 0 | 342.3374 | 9.5069e-05 | 241.5349 | 0 | 241.2511 | 0 | 529.9101 | 0.0050377 | 241.2511 | 0 | 528.6518 | 0.00010725 | 529.9101 | 0.01872 | 240.9881 | 0
|  | 241.741 | 0.030912 | 241.4563 | 0.024941 | 342.318 | 0.0021584 | 241.741 | 0.011869 | 241.4563 | 0 | 234.9928 | 0 | 241.4563 | 0 | 342.4473 | 0.00013933 | 241.741 | 0 | 241.741 | 0 | 241.741 | 0 | 241.741 | 5.5816e-05 | 241.741 | 0 | 241.741 | 0 | 342.4473 | 0.00013344 | 241.741 | 0.0050188 | 241.4563 | 0 | 530.0654 | 0.016656 | 241.4563 | 0 | 528.8082 | 7.1499e-05 | 530.0654 | 0.017884 | 241.1926 | 0
|  | 241.9472 | 0.0020638 | 241.6615 | -0.022035 | 342.4317 | 0.0011595 | 241.9472 | -0.0054936 | 241.6615 | 0 | 235.2004 | 0 | 241.6615 | 0 | 342.5572 | 0.00013058 | 241.9472 | 0 | 241.9472 | 0 | 241.9472 | 0 | 241.9472 | 0 | 241.9472 | 0 | 241.9472 | 0 | 342.5572 | 0.00012847 | 241.9472 | 0 | 241.6615 | 0 | 530.2208 | 0.0051739 | 241.6615 | 0 | 528.9646 | 0 | 530.2208 | 0.018627 | 241.3972 | 0
|  | 242.1533 | 0.014122 | 241.8667 | 0.025084 | 342.5454 | 0 | 242.1533 | 0.015567 | 241.8667 | 0 | 235.4081 | 0 | 241.8667 | 0 | 342.6671 | 0.00012927 | 242.1533 | 0 | 242.1533 | 0 | 242.1533 | 0 | 242.1533 | 6.5574e-05 | 242.1533 | 0 | 242.1533 | 0 | 342.6671 | 0.00013841 | 242.1533 | 0.0088351 | 241.8667 | 0 | 530.3761 | 0.015567 | 241.8667 | 0 | 529.121 | 0 | 530.3761 | 0.017745 | 241.6017 | 0
|  | 242.3595 | -0.0055398 | 242.072 | -0.019932 | 342.6591 | 0.0044724 | 242.3595 | -0.016704 | 242.072 | 0 | 235.6158 | 0 | 242.072 | 0 | 342.7771 | 0.0001289 | 242.3595 | 0 | 242.3595 | 0 | 242.3595 | 0 | 242.3595 | 0 | 242.3595 | 0 | 242.3595 | 0 | 342.7771 | 0.00011511 | 242.3595 | 0 | 242.072 | 0 | 530.5315 | 0.0050377 | 242.072 | 0 | 529.2775 | 0.00010725 | 530.5315 | 0.018674 | 241.8063 | 0
|  | 242.5657 | 0.039365 | 242.2773 | 0.025782 | 342.7727 | 0 | 242.5657 | 0.0065566 | 242.2773 | 0 | 235.8234 | 0 | 242.2773 | 0 | 342.887 | 0.00015349 | 242.5657 | 0 | 242.5657 | 0 | 242.5657 | 0 | 242.5657 | 4.3181e-05 | 242.5657 | 0 | 242.5657 | 0 | 342.887 | 0.00012505 | 242.5657 | 0.0066527 | 242.2773 | 0 | 530.6869 | 0.0084416 | 242.2773 | 0 | 529.4339 | 7.1499e-05 | 530.6869 | 0.017605 | 242.0109 | 0
|  | 242.7719 | 0.029315 | 242.4825 | -0.014037 | 342.8864 | 0.0013252 | 242.7719 | -0.017413 | 242.4825 | 0 | 236.0311 | 0 | 242.4825 | 0 | 342.997 | 0.00015796 | 242.7719 | 0 | 242.7719 | 0 | 242.7719 | 0 | 242.7719 | 0 | 242.7719 | 0 | 242.7719 | 0 | 342.997 | 8.6676e-05 | 242.7719 | 0 | 242.4825 | 0 | 530.8423 | 0.0039902 | 242.4825 | 0 | 529.5903 | 0.00032174 | 530.8423 | 0.018163 | 242.2155 | 0
|  | 242.9781 | 0.022787 | 242.6878 | 0.030897 | 343.0001 | 0 | 242.9781 | -0.0060168 | 242.6878 | 0 | 236.2388 | 0 | 242.6878 | 0 | 343.1069 | 0.00015479 | 242.9781 | 0 | 242.9781 | 0 | 242.9781 | 0 | 242.9781 | 8.6083e-05 | 242.9781 | 0 | 242.9781 | 0 | 343.1069 | 6.8347e-05 | 242.9781 | 0.010999 | 242.6878 | 0 | 530.9977 | 0.013661 | 242.6878 | 0 | 529.7468 | 7.1499e-05 | 530.9977 | 0.017327 | 242.4201 | 0
|  | 243.1844 | -0.0045935 | 242.8932 | -0.010141 | 343.1138 | 0.010317 | 243.1844 | -0.020883 | 242.8932 | 0 | 236.4465 | 0 | 242.8932 | 0 | 343.2169 | 0.00013672 | 243.1844 | 0 | 243.1844 | 0 | 243.1844 | 0 | 243.1844 | 0 | 243.1844 | 0 | 243.1844 | 0 | 343.2169 | 8.6676e-05 | 243.1844 | 0 | 242.8931 | 0 | 531.1531 | 0.0041498 | 242.8932 | 0 | 529.9032 | 0.00010725 | 531.1531 | 0.018349 | 242.6248 | 0
|  | 243.3906 | 0.015605 | 243.0985 | 0.0065645 | 343.2274 | 0 | 243.3906 | 0.02169 | 243.0985 | 0 | 236.6543 | 0 | 243.0985 | 0 | 343.3269 | 0.00014045 | 243.3906 | 0 | 243.3906 | 0 | 243.3906 | 0 | 243.3906 | 4.9934e-05 | 243.3906 | 0 | 243.3906 | 0 | 343.3269 | 0.00014851 | 243.3906 | 0.006912 | 243.0985 | 0 | 531.3085 | 0.013389 | 243.0985 | 0 | 530.0597 | 0 | 531.3085 | 0.017652 | 242.8294 | 0
|  | 243.5969 | 0.0044229 | 243.3038 | -0.027136 | 343.3411 | 0.0026503 | 243.5969 | -0.022718 | 243.3038 | 0 | 236.862 | 0 | 243.3038 | 0 | 343.4368 | 0.00014343 | 243.5969 | 0 | 243.5969 | 0 | 243.5969 | 0 | 243.5969 | 0 | 243.5969 | 0 | 243.5969 | 0 | 343.4368 | 0.00016684 | 243.5969 | 0 | 243.3038 | 0 | 531.4639 | 0.012118 | 243.3038 | 0 | 530.2162 | 0.00032174 | 531.4639 | 0.018627 | 243.0341 | 0
|  | 243.8032 | 0.018746 | 243.5092 | -0.015493 | 343.4547 | 0.00083014 | 243.8032 | 0.013573 | 243.5092 | 0 | 237.0698 | 0 | 243.5092 | 0 | 343.5468 | 0.00013747 | 243.8032 | 0 | 243.8032 | 0 | 243.8032 | 0 | 243.8032 | 1.8933e-05 | 243.8032 | 0 | 243.8032 | 0 | 343.5468 | 0.00015348 | 243.8032 | 0.0049986 | 243.5092 | 0 | 531.6194 | 0.013479 | 243.5092 | 0 | 530.3727 | 0 | 531.6194 | 0.017698 | 243.2387 | 0
|  | 244.0095 | 0.00088585 | 243.7146 | -0.009658 | 343.5684 | 0.0066257 | 244.0095 | -0.030238 | 243.7146 | 0 | 237.2775 | 0 | 243.7146 | 0 | 343.6568 | 0.00014306 | 244.0095 | 0 | 244.0095 | 0 | 244.0095 | 0 | 244.0095 | 0 | 244.0095 | 0 | 244.0095 | 0 | 343.6568 | 0.00014509 | 244.0095 | 0 | 243.7146 | 0 | 531.7748 | 0.0079877 | 243.7146 | 0 | 530.5292 | 0.00032174 | 531.7748 | 0.018488 | 243.4434 | 0
|  | 244.2158 | 0.013665 | 243.92 | 0.0133 | 343.682 | 0 | 244.2158 | 0.012482 | 243.92 | 0 | 237.4853 | 0 | 243.92 | 0 | 343.7668 | 0.00013784 | 244.2158 | 0 | 244.2158 | 0 | 244.2158 | 0 | 244.2158 | 2.4487e-05 | 244.2158 | 0 | 244.2158 | 0 | 343.7668 | 0.00011511 | 244.2158 | 0.0044865 | 243.92 | 0 | 531.9303 | 0.014932 | 243.92 | 0 | 530.6857 | 7.1499e-05 | 531.9303 | 0.017513 | 243.6481 | 0
|  | 244.4221 | 0.0030998 | 244.1254 | -0.018835 | 343.7957 | 0.0026503 | 244.4221 | 0.010514 | 244.1254 | 0 | 237.6931 | 0 | 244.1254 | 0 | 343.8768 | 0.00014753 | 244.4221 | 0 | 244.4221 | 0 | 244.4221 | 0 | 244.4221 | 0 | 244.4221 | 0 | 244.4221 | 0 | 343.8768 | 0.0001134 | 244.4221 | 0 | 244.1254 | 0 | 532.0857 | 0.0071708 | 244.1254 | 0 | 530.8421 | 0.00010725 | 532.0857 | 0.018395 | 243.8528 | 0
|  | 244.6285 | 0.041411 | 244.3309 | -0.013817 | 343.9093 | 0.0014942 | 244.6285 | 0.012228 | 244.3309 | 0 | 237.9009 | 0 | 244.3309 | 0 | 343.9868 | 0.00013579 | 244.6285 | 0 | 244.6285 | 0 | 244.6285 | 0 | 244.6285 | 2.3576e-05 | 244.6285 | 0 | 244.6285 | 0 | 343.9868 | 7.9995e-05 | 244.6285 | 0.0073318 | 244.3309 | 0 | 532.2412 | 0.011074 | 244.3309 | 0 | 530.9987 | 0 | 532.2412 | 0.017559 | 244.0576 | 0
|  | 244.8349 | -0.00076484 | 244.5363 | 0.018327 | 344.023 | 0.0033129 | 244.8349 | 0.0068167 | 244.5363 | 0 | 238.1088 | 0 | 244.5363 | 0 | 344.0968 | 0.00014995 | 244.8349 | 0 | 244.8349 | 0 | 244.8349 | 0 | 244.8349 | 0 | 244.8349 | 0 | 244.8349 | 0 | 344.0968 | 0.00012847 | 244.8349 | 0 | 244.5363 | 0 | 532.3967 | 0.011074 | 244.5363 | 0 | 531.1552 | 0.00032174 | 532.3967 | 0.018209 | 244.2623 | 0
|  | 245.0413 | 0.034468 | 244.7418 | -0.0039919 | 344.1366 | 0 | 245.0413 | 0.034346 | 244.7418 | 0 | 238.3166 | 0 | 244.7418 | 0 | 344.2068 | 0.00015833 | 245.0413 | 0 | 245.0413 | 0 | 245.0413 | 0 | 245.0413 | 3.3033e-05 | 245.0413 | 0 | 245.0413 | 0 | 344.2068 | 0.00013173 | 245.0413 | 0.0054355 | 244.7418 | 0 | 532.5522 | 0.014024 | 244.7418 | 0 | 531.3117 | 0 | 532.5522 | 0.017095 | 244.4671 | 0
|  | 245.2477 | -0.005042 | 244.9473 | 0.0075598 | 344.2502 | 0.0062945 | 245.2477 | -0.034953 | 244.9473 | 0 | 238.5244 | 0 | 244.9473 | 0 | 344.3169 | 0.00015013 | 245.2477 | 0 | 245.2477 | 0 | 245.2477 | 0 | 245.2477 | 0 | 245.2477 | 0 | 245.2477 | 0 | 344.3169 | 0.00013344 | 245.2477 | 0 | 244.9473 | 0 | 532.7077 | 0.0093493 | 244.9473 | 0 | 531.4682 | 0.00010725 | 532.7077 | 0.018209 | 244.6718 | 0
|  | 245.4541 | 0.021901 | 245.1528 | 0.035363 | 344.3639 | 0 | 245.4541 | 0.0098744 | 245.1528 | 0 | 238.7323 | 0 | 245.1528 | 0 | 344.4269 | 0.00013654 | 245.4541 | 0 | 245.4541 | 0 | 245.4541 | 0 | 245.4541 | 7.986e-05 | 245.4541 | 0 | 245.4541 | 0 | 344.4269 | 0.00012676 | 245.4541 | 0.0091591 | 245.1528 | 0 | 532.8632 | 0.013343 | 245.1528 | 0 | 531.6248 | 0 | 532.8632 | 0.017327 | 244.8766 | 0
|  | 245.6605 | -0.0197 | 245.3584 | -0.048814 | 344.4775 | 0.011463 | 245.6605 | -0.013174 | 245.3584 | 0 | 238.9402 | 0 | 245.3584 | 0 | 344.5369 | 0.00014604 | 245.6605 | 0 | 245.6605 | 0 | 245.6605 | 0 | 245.6605 | 0 | 245.6605 | 0 | 245.6605 | 0 | 344.5369 | 0.00013515 | 245.6605 | 0 | 245.3584 | 0 | 533.0187 | 0.0065354 | 245.3584 | 0 | 531.7813 | 0.00010725 | 533.0187 | 0.018488 | 245.0814 | 0
|  | 245.867 | 0.038263 | 245.5639 | -0.0047329 | 344.5911 | 0.0051469 | 245.867 | 0.011545 | 245.5639 | 0 | 239.1481 | 0 | 245.5639 | 0 | 344.647 | 0.0001466 | 245.867 | 0 | 245.867 | 0 | 245.867 | 0 | 245.867 | 5.014e-05 | 245.867 | 0 | 245.867 | 0 | 344.647 | 0.00013687 | 245.867 | 0.0067808 | 245.5639 | 0 | 533.1742 | 0.016021 | 245.5639 | 0 | 531.9379 | 0 | 533.1742 | 0.01742 | 245.2862 | 0
|  | 246.0734 | 0.0064482 | 245.7695 | -0.003222 | 344.7048 | 0.0072884 | 246.0734 | -0.014247 | 245.7695 | 0 | 239.356 | 0 | 245.7695 | 0 | 344.757 | 0.00016168 | 246.0734 | 0 | 246.0734 | 0 | 246.0734 | 0 | 246.0734 | 0 | 246.0734 | 0 | 246.0734 | 0 | 344.757 | 0.00012505 | 246.0734 | 0 | 245.7695 | 0 | 533.3297 | 0.0066262 | 245.7695 | 0 | 532.0944 | 0 | 533.3297 | 0.018442 | 245.4911 | 0
|  | 246.2799 | 0.0362 | 245.9751 | 0.0023932 | 344.8184 | 0 | 246.2799 | 0.041401 | 245.9751 | 0 | 239.5639 | 0 | 245.9751 | 0 | 344.8671 | 0.0001492 | 246.2799 | 0 | 246.2799 | 0 | 246.2799 | 0 | 246.2799 | 5.4244e-05 | 246.2799 | 0 | 246.2799 | 0 | 344.8671 | 9.3356e-05 | 246.2799 | 0.0054944 | 245.9751 | 0 | 533.4853 | 0.017382 | 245.9751 | 0 | 532.251 | 0 | 533.4853 | 0.017466 | 245.6959 | 0
|  | 246.4864 | -0.0054783 | 246.1807 | -0.0042844 | 344.932 | 0.0062945 | 246.4864 | -0.022467 | 246.1807 | 0 | 239.7719 | 0 | 246.1807 | 0 | 344.9771 | 0.00015088 | 246.4864 | 0 | 246.4864 | 0 | 246.4864 | 0 | 246.4864 | 0 | 246.4864 | 0 | 246.4864 | 0 | 344.9771 | 0.00011837 | 246.4864 | 0 | 246.1807 | 0 | 533.6408 | 0.0082147 | 246.1807 | 0 | 532.4076 | 0.00010725 | 533.6408 | 0.018488 | 245.9008 | 0
|  | 246.6929 | 0.010353 | 246.3863 | -0.0050492 | 345.0456 | 0 | 246.6929 | 0.0084937 | 246.3863 | 0 | 239.9798 | 0 | 246.3863 | 0 | 345.0872 | 0.00013523 | 246.693 | 0 | 246.693 | 0 | 246.693 | 0 | 246.6929 | 6.8221e-05 | 246.693 | 0 | 246.693 | 0 | 345.0872 | 0.00013841 | 246.6929 | 0.0066637 | 246.3863 | 0 | 533.7964 | 0.013162 | 246.3863 | 0 | 532.5642 | 0 | 533.7964 | 0.017513 | 246.1056 | 0
|  | 246.8995 | -0.0029908 | 246.5919 | -0.016125 | 345.1592 | 0.0021534 | 246.8995 | -0.0022333 | 246.5919 | 0 | 240.1878 | 0 | 246.5919 | 0 | 345.1972 | 0.00012275 | 246.8995 | 0 | 246.8995 | 0 | 246.8995 | 0 | 246.8995 | 0 | 246.8995 | 0 | 246.8995 | 0 | 345.1972 | 0.0001802 | 246.8995 | 0 | 246.5919 | 0 | 533.9519 | 0.01239 | 246.5919 | 0 | 532.7207 | 0.00010725 | 533.9519 | 0.01807 | 246.3105 | 0
|  | 247.106 | 0.032276 | 246.7976 | 0.012709 | 345.2729 | 0 | 247.106 | -0.0045414 | 246.7976 | 0 | 240.3958 | 0 | 246.7976 | 0 | 345.3073 | 0.000114 | 247.106 | 0 | 247.106 | 0 | 247.106 | 0 | 247.106 | 6.5356e-05 | 247.106 | 0 | 247.106 | 0 | 345.3073 | 0.00016016 | 247.106 | 0.005382 | 246.7976 | 0 | 534.1075 | 0.013252 | 246.7976 | 0 | 532.8773 | 0.00028599 | 534.1075 | 0.017141 | 246.5154 | 0
|  | 247.3126 | -0.0079644 | 247.0033 | -0.01697 | 345.3865 | 0.00049697 | 247.3126 | -0.024155 | 247.0033 | 0 | 240.6037 | 0 | 247.0033 | 0 | 345.4174 | 0.00011325 | 247.3126 | 0 | 247.3126 | 0 | 247.3126 | 0 | 247.3126 | 0 | 247.3126 | 0 | 247.3126 | 0 | 345.4174 | 0.00015006 | 247.3126 | 0 | 247.0033 | 0 | 534.2631 | 0.016702 | 247.0033 | 0 | 533.0339 | 0.00010725 | 534.2631 | 0.017977 | 246.7203 | 0
|  | 247.5192 | 0.034456 | 247.209 | 0.009713 | 345.5001 | 0.0058111 | 247.5192 | 0.035256 | 247.209 | 0 | 240.8117 | 0 | 247.209 | 0 | 345.5275 | 0.00012313 | 247.5192 | 0 | 247.5192 | 0 | 247.5192 | 0 | 247.5192 | 7.9615e-05 | 247.5192 | 0 | 247.5192 | 0 | 345.5275 | 0.00013173 | 247.5192 | 0.0066161 | 247.2089 | 0 | 534.4187 | 0.0083962 | 247.209 | 0 | 533.1906 | 0 | 534.4187 | 0.017373 | 246.9253 | 0
|  | 247.7258 | -0.010291 | 247.4147 | 0.0027727 | 345.6137 | 0.0038098 | 247.7258 | -0.016734 | 247.4147 | 0 | 241.0198 | 0 | 247.4147 | 0 | 345.6376 | 0.00014734 | 247.7258 | 0 | 247.7258 | 0 | 247.7258 | 0 | 247.7258 | 0 | 247.7258 | 0 | 247.7258 | 0 | 345.6376 | 0.00012505 | 247.7258 | 0 | 247.4147 | 0 | 534.5743 | 0.011664 | 247.4147 | 0 | 533.3472 | 0.00032174 | 534.5743 | 0.01807 | 247.1302 | 0
|  | 247.9324 | 0.030647 | 247.6204 | 0.024068 | 345.7273 | 0 | 247.9324 | 0.019295 | 247.6204 | 0 | 241.2278 | 0 | 247.6204 | 0 | 345.7477 | 0.00015274 | 247.9324 | 0 | 247.9324 | 0 | 247.9324 | 0 | 247.9324 | 7.8646e-05 | 247.9324 | 0 | 247.9324 | 0 | 345.7477 | 0.00012179 | 247.9324 | 0.0072508 | 247.6204 | 0 | 534.7299 | 0.0022339 | 247.6204 | 0 | 533.5038 | 0.00028599 | 534.7299 | 0.01728 | 247.3351 | 0
|  | 248.139 | 0.0064256 | 247.8261 | -0.016782 | 345.8409 | 0.0066257 | 248.139 | 0.015305 | 247.8261 | 0 | 241.4358 | 0 | 247.8261 | 0 | 345.8578 | 0.00015349 | 248.139 | 0 | 248.139 | 0 | 248.139 | 0 | 248.139 | 0 | 248.139 | 0 | 248.139 | 0 | 345.8578 | 0.00012179 | 248.139 | 0 | 247.8261 | 0 | 534.8855 | 0.0081239 | 247.8261 | 0 | 533.6604 | 0.00032174 | 534.8855 | 0.018488 | 247.5401 | 0
|  | 248.3457 | 0.040767 | 248.0319 | -0.0039161 | 345.9545 | 0 | 248.3457 | 0.0039128 | 248.0319 | 0 | 241.6439 | 0 | 248.0319 | 0 | 345.9679 | 0.00013151 | 248.3457 | 0 | 248.3457 | 0 | 248.3457 | 0 | 248.3457 | 8.2123e-06 | 248.3457 | 0 | 248.3457 | 0 | 345.9679 | 0.00011511 | 248.3457 | 0.0069908 | 248.0319 | 0 | 535.0411 | 0.010393 | 248.0319 | 0 | 533.8171 | 7.1499e-05 | 535.0411 | 0.017605 | 247.7451 | 0
|  | 248.5524 | -0.0010828 | 248.2377 | -0.017992 | 346.0681 | 0.0066257 | 248.5524 | 0.0083561 | 248.2377 | 0 | 241.852 | 0 | 248.2377 | 0 | 346.078 | 0.00012145 | 248.5524 | 0 | 248.5524 | 0 | 248.5524 | 0 | 248.5524 | 0 | 248.5524 | 0 | 248.5524 | 0 | 346.078 | 0.00014337 | 248.5523 | 0 | 248.2377 | 0 | 535.1967 | 0.003671 | 248.2377 | 0 | 533.9737 | 0.00032174 | 535.1967 | 0.018488 | 247.9501 | 0
|  | 248.759 | 0.036425 | 248.4435 | -0.0057874 | 346.1816 | 0.0028225 | 248.759 | 0.012702 | 248.4435 | 0 | 242.06 | 0 | 248.4435 | 0 | 346.1881 | 0.00011009 | 248.759 | 0 | 248.759 | 0 | 248.759 | 0 | 248.759 | 5.848e-05 | 248.759 | 0 | 248.759 | 0 | 346.1881 | 0.00013344 | 248.7591 | 0.0063843 | 248.4435 | 0 | 535.3524 | 0.0098031 | 248.4435 | 0 | 534.1304 | 7.1499e-05 | 535.3524 | 0.017373 | 248.1551 | 0
|  | 248.9657 | -0.011702 | 248.6493 | -0.0091583 | 346.2952 | 0.00066254 | 248.9657 | -0.0069737 | 248.6493 | 0 | 242.2681 | 0 | 248.6493 | 0 | 346.2983 | 0.0001371 | 248.9657 | 0 | 248.9657 | 0 | 248.9657 | 0 | 248.9657 | 0 | 248.9657 | 0 | 248.9657 | 0 | 346.2983 | 0.00015006 | 248.9657 | 0 | 248.6493 | 0 | 535.508 | 0.0097577 | 248.6493 | 0 | 534.287 | 0 | 535.508 | 0.018349 | 248.3601 | 0
|  | 249.1725 | 0.0178 | 248.8551 | 0.0086694 | 346.4088 | 0 | 249.1725 | 0.0036688 | 248.8551 | 0 | 242.4763 | 0 | 248.8551 | 0 | 346.4084 | 0.00014008 | 249.1725 | 0 | 249.1725 | 0 | 249.1725 | 0 | 249.1725 | 6.1148e-05 | 249.1725 | 0 | 249.1725 | 0 | 346.4084 | 0.0001134 | 249.1724 | 0.0098383 | 248.8551 | 0 | 535.6637 | 0.014523 | 248.8551 | 0 | 534.4437 | 7.1499e-05 | 535.6637 | 0.017466 | 248.5651 | 0
|  | 249.3792 | -0.014983 | 249.061 | -0.0073247 | 346.5224 | 0.0033129 | 249.3792 | -0.018179 | 249.061 | 0 | 242.6844 | 0 | 249.061 | 0 | 346.5185 | 0.00015926 | 249.3792 | 0 | 249.3792 | 0 | 249.3792 | 0 | 249.3792 | 0 | 249.3792 | 0 | 249.3792 | 0 | 346.5185 | 0.00013173 | 249.3792 | 0 | 249.061 | 0 | 535.8194 | 0.0097577 | 249.061 | 0 | 534.6004 | 0.00010725 | 535.8194 | 0.018442 | 248.7702 | 0
|  | 249.5859 | 0.025513 | 249.2669 | -0.0024813 | 346.636 | 0 | 249.5859 | 0.022136 | 249.2669 | 0 | 242.8925 | 0 | 249.2669 | 0 | 346.6287 | 0.00014082 | 249.5859 | 0 | 249.5859 | 0 | 249.5859 | 0 | 249.5859 | 4.8689e-05 | 249.5859 | 0 | 249.5859 | 0 | 346.6287 | 0.00012179 | 249.5859 | 0.0026886 | 249.2669 | 0 | 535.9751 | 0.011255 | 249.2669 | 0 | 534.7571 | 7.1499e-05 | 535.9751 | 0.017605 | 248.9753 | 0
|  | 249.7927 | 0.0072544 | 249.4728 | -0.044461 | 346.7496 | 0 | 249.7927 | 0.0087706 | 249.4728 | 0 | 243.1007 | 0 | 249.4728 | 0 | 346.7388 | 0.00014864 | 249.7927 | 0 | 249.7927 | 0 | 249.7927 | 0 | 249.7927 | 0 | 249.7927 | 0 | 249.7927 | 0 | 346.7388 | 0.00011511 | 249.7927 | 0 | 249.4728 | 0 | 536.1307 | 0.010121 | 249.4728 | 0 | 534.9137 | 0.00010725 | 536.1307 | 0.018349 | 249.1803 | 0
|  | 249.9995 | -0.00016197 | 249.6787 | -0.012286 | 346.8631 | 0 | 249.9995 | 0.010547 | 249.6787 | 0 | 243.3089 | 0 | 249.6787 | 0 | 346.849 | 0.00013225 | 249.9995 | 0 | 249.9995 | 0 | 249.9995 | 0 | 249.9995 | 4.1467e-05 | 249.9995 | 0 | 249.9995 | 0 | 346.849 | 0.00011014 | 249.9995 | 0.0039288 | 249.6787 | 0 | 536.2864 | 0.0093947 | 249.6787 | 0 | 535.0704 | 7.1499e-05 | 536.2864 | 0.017187 | 249.3854 | 0
|  | 250.2063 | 0.0062597 | 249.8846 | -0.010388 | 346.9767 | 0.012418 | 250.2063 | -0.02698 | 249.8846 | 0 | 243.517 | 0 | 249.8846 | 0 | 346.9592 | 0.00013654 | 250.2063 | 0 | 250.2063 | 0 | 250.2063 | 0 | 250.2063 | 0 | 250.2063 | 0 | 250.2063 | 0 | 346.9592 | 7.6741e-05 | 250.2063 | 0 | 249.8846 | 0 | 536.4421 | 0.0087593 | 249.8846 | 0 | 535.2271 | 0.00010725 | 536.4421 | 0.017884 | 249.5905 | 0
|  | 250.4131 | 0.035263 | 250.0905 | 0.0025443 | 347.0903 | 0 | 250.4131 | -0.0086248 | 250.0905 | 0 | 243.7252 | 0 | 250.0905 | 0 | 347.0693 | 0.00012704 | 250.4131 | 0 | 250.4131 | 0 | 250.4131 | 0 | 250.4131 | 4.6141e-05 | 250.4131 | 0 | 250.4131 | 0 | 347.0693 | 9.6782e-05 | 250.4131 | 0.010432 | 250.0905 | 0 | 536.5978 | 0.016021 | 250.0905 | 0 | 535.3839 | 0 | 536.5978 | 0.016723 | 249.7956 | 0
|  | 250.6199 | -0.0076094 | 250.2965 | -0.0028038 | 347.2038 | 0.0016565 | 250.6199 | -0.020385 | 250.2965 | 0 | 243.9334 | 0 | 250.2965 | 0 | 347.1795 | 0.00013263 | 250.6199 | 0 | 250.6199 | 0 | 250.6199 | 0 | 250.6199 | 0 | 250.6199 | 0 | 250.6199 | 0 | 347.1795 | 8.3421e-05 | 250.6199 | 0 | 250.2965 | 0 | 536.7536 | 0.014024 | 250.2965 | 0 | 535.5406 | 0 | 536.7536 | 0.017791 | 250.0008 | 0
|  | 250.8268 | 0.027872 | 250.5025 | -0.0020056 | 347.3174 | 0 | 250.8268 | 0.012064 | 250.5025 | 0 | 244.1416 | 0 | 250.5025 | 0 | 347.2897 | 0.00012871 | 250.8268 | 0 | 250.8268 | 0 | 250.8268 | 0 | 250.8268 | 3.9972e-05 | 250.8268 | 0 | 250.8268 | 0 | 347.2897 | 0.00011014 | 250.8268 | 0.0078912 | 250.5025 | 0 | 536.9093 | 0.012753 | 250.5025 | 0 | 535.6973 | 7.1499e-05 | 536.9093 | 0.017048 | 250.2059 | 0
|  | 251.0336 | 0.017886 | 250.7085 | -0.021011 | 347.431 | 0.0014908 | 251.0336 | 0.00042305 | 250.7085 | 0 | 244.3499 | 0 | 250.7085 | 0 | 347.3999 | 0.00014604 | 251.0336 | 0 | 251.0336 | 0 | 251.0336 | 0 | 251.0336 | 0 | 251.0336 | 0 | 251.0336 | 0 | 347.3999 | 9.6782e-05 | 251.0336 | 0 | 250.7085 | 0 | 537.065 | 0.010529 | 250.7085 | 0 | 535.854 | 0.00010725 | 537.065 | 0.018209 | 250.4111 | 0
|  | 251.2405 | 0.026738 | 250.9145 | 0.0055641 | 347.5445 | 0 | 251.2405 | 0.0015902 | 250.9145 | 0 | 244.5581 | 0 | 250.9145 | 0 | 347.5101 | 0.00014473 | 251.2405 | 0 | 251.2405 | 0 | 251.2405 | 0 | 251.2405 | 2.9351e-05 | 251.2405 | 0 | 251.2405 | 0 | 347.5101 | 0.00011014 | 251.2405 | 0.0036241 | 250.9145 | 0 | 537.2208 | 0.013706 | 250.9145 | 0 | 536.0108 | 7.1499e-05 | 537.2208 | 0.017187 | 250.6163 | 0
|  | 251.4474 | -0.0097412 | 251.1205 | 0.01328 | 347.6581 | 0.00082819 | 251.4474 | -0.010587 | 251.1205 | 0 | 244.7664 | 0 | 251.1205 | 0 | 347.6203 | 0.00015926 | 251.4474 | 0 | 251.4474 | 0 | 251.4474 | 0 | 251.4474 | 0 | 251.4474 | 0 | 251.4474 | 0 | 347.6203 | 0.00013173 | 251.4474 | 0 | 251.1205 | 0 | 537.3765 | 0.0086231 | 251.1205 | 0 | 536.1675 | 0.00032174 | 537.3765 | 0.017745 | 250.8215 | 0
|  | 251.6543 | 0.023285 | 251.3266 | -0.021011 | 347.7716 | 0.0018263 | 251.6543 | 0.023492 | 251.3266 | 0 | 244.9747 | 0 | 251.3266 | 0 | 347.7305 | 0.00014753 | 251.6543 | 0 | 251.6543 | 0 | 251.6543 | 0 | 251.6543 | 9.3542e-06 | 251.6543 | 0 | 251.6543 | 0 | 347.7305 | 0.0001235 | 251.6543 | 0.0078989 | 251.3266 | 0 | 537.5323 | 0.012935 | 251.3266 | 0 | 536.3243 | 7.1499e-05 | 537.5323 | 0.016676 | 251.0267 | 0
|  | 251.8613 | -0.017607 | 251.5326 | -0.0045032 | 347.8852 | 0.00066254 | 251.8613 | 0.0049982 | 251.5326 | 0 | 245.183 | 0 | 251.5326 | 0 | 347.8407 | 0.00014492 | 251.8613 | 0 | 251.8613 | 0 | 251.8613 | 0 | 251.8613 | 0 | 251.8613 | 0 | 251.8613 | 0 | 347.8407 | 0.00010346 | 251.8613 | 0 | 251.5326 | 0 | 537.688 | 0.0093947 | 251.5326 | 0 | 536.481 | 0.00010725 | 537.688 | 0.017373 | 251.2319 | 0
|  | 252.0682 | 0.0080347 | 251.7387 | 0.026447 | 347.9987 | 0.0028225 | 252.0682 | -0.0088828 | 251.7387 | 0 | 245.3913 | 0 | 251.7387 | 0 | 347.9509 | 0.00013803 | 252.0682 | 0 | 252.0682 | 0 | 252.0682 | 0 | 252.0682 | 7.7577e-05 | 252.0682 | 0 | 252.0682 | 0 | 347.9509 | 0.00012676 | 252.0682 | 0.0081589 | 251.7387 | 0 | 537.8438 | 0.01829 | 251.7387 | 0 | 536.6378 | 0 | 537.8438 | 0.01663 | 251.4371 | 0
|  | 252.2752 | 0.0014864 | 251.9448 | -0.018537 | 348.1123 | 0.0087791 | 252.2752 | 0.0083556 | 251.9448 | 0 | 245.5996 | 0 | 251.9448 | 0 | 348.0611 | 0.00016876 | 252.2752 | 0 | 252.2752 | 0 | 252.2752 | 0 | 252.2752 | 0 | 252.2752 | 0 | 252.2752 | 0 | 348.0611 | 0.00015674 | 252.2752 | 0 | 251.9448 | 0 | 537.9996 | 0.007897 | 251.9448 | 0 | 536.7946 | 0.00032174 | 537.9996 | 0.017327 | 251.6423 | 0
|  | 252.4821 | 0.02632 | 252.1509 | 0.024017 | 348.2258 | 0.005645 | 252.4821 | -0.015422 | 252.1509 | 0 | 245.8079 | 0 | 252.1509 | 0 | 348.1713 | 0.00017565 | 252.4821 | 0 | 252.4821 | 0 | 252.4821 | 0 | 252.4821 | 6.692e-05 | 252.4821 | 0 | 252.4821 | 0 | 348.1713 | 0.00016856 | 252.4821 | 0.0092983 | 252.1509 | 0 | 538.1554 | 0.015385 | 252.1509 | 0 | 536.9514 | 0 | 538.1554 | 0.016537 | 251.8476 | 0
|  | 252.6891 | -0.016974 | 252.3571 | 0.0061151 | 348.3394 | 0 | 252.6891 | 0.010075 | 252.3571 | 0 | 246.0163 | 0 | 252.3571 | 0 | 348.2816 | 0.00017603 | 252.6891 | 0 | 252.6891 | 0 | 252.6891 | 0 | 252.6891 | 0 | 252.6891 | 0 | 252.6891 | 0 | 348.2816 | 0.00013173 | 252.6891 | 0 | 252.3571 | 0 | 538.3112 | 0.002873 | 252.3571 | 0 | 537.1081 | 0.00032174 | 538.3112 | 0.017652 | 252.0529 | 0
|  | 252.8961 | 0.029537 | 252.5632 | 0.018086 | 348.4529 | 0.0031546 | 252.8961 | -0.0074121 | 252.5632 | 0 | 246.2246 | 0 | 252.5632 | 0 | 348.3918 | 0.0001479 | 252.8961 | 0 | 252.8961 | 0 | 252.8961 | 0 | 252.8961 | 4.4779e-05 | 252.8961 | 0 | 252.8961 | 0 | 348.3918 | 0.00011014 | 252.8961 | 0.0057052 | 252.5633 | 0 | 538.467 | 0.015385 | 252.5632 | 0 | 537.2649 | 7.1499e-05 | 538.467 | 0.016816 | 252.2582 | 0
|  | 253.1032 | 0.015613 | 252.7694 | -0.004702 | 348.5664 | 0.00066254 | 253.1032 | -0.017691 | 252.7694 | 0 | 246.433 | 0 | 252.7694 | 0 | 348.502 | 0.00014231 | 253.1032 | 0 | 253.1032 | 0 | 253.1032 | 0 | 253.1032 | 0 | 253.1032 | 0 | 253.1032 | 0 | 348.502 | 9.8495e-05 | 253.1032 | 0 | 252.7694 | 0 | 538.6228 | 0.0055823 | 252.7694 | 0 | 537.4217 | 0.00032174 | 538.6228 | 0.01742 | 252.4635 | 0
|  | 253.3102 | 0.027606 | 252.9756 | 0.02005 | 348.68 | 0 | 253.3102 | 0.019146 | 252.9756 | 0 | 246.6414 | 0 | 252.9756 | 0 | 348.6123 | 0.00013616 | 253.3102 | 0 | 253.3102 | 0 | 253.3102 | 0 | 253.3102 | 6.4142e-05 | 253.3102 | 0 | 253.3102 | 0 | 348.6123 | 9.0102e-05 | 253.3102 | 0.010781 | 252.9756 | 0 | 538.7787 | 0.019152 | 252.9756 | 0 | 537.5785 | 0.00028599 | 538.7787 | 0.016305 | 252.6688 | 0
|  | 253.5173 | -0.012717 | 253.1818 | 0.0055293 | 348.7935 | 0 | 253.5173 | -0.012184 | 253.1818 | 0 | 246.8498 | 0 | 253.1818 | 0 | 348.7226 | 0.00014268 | 253.5173 | 0 | 253.5173 | 0 | 253.5173 | 0 | 253.5173 | 0 | 253.5173 | 0 | 253.5173 | 0 | 348.7226 | 8.1708e-05 | 253.5173 | 0 | 253.1818 | 0 | 538.9345 | 0.0075793 | 253.1818 | 0 | 537.7354 | 0.00010725 | 538.9345 | 0.017234 | 252.8741 | 0
|  | 253.7243 | 0.023304 | 253.3881 | -0.0089911 | 348.907 | 0.0026565 | 253.7243 | 0.017902 | 253.3881 | 0 | 247.0582 | 0 | 253.3881 | 0 | 348.8328 | 0.00015125 | 253.7243 | 0 | 253.7243 | 0 | 253.7243 | 0 | 253.7243 | 2.3349e-05 | 253.7243 | 0 | 253.7243 | 0 | 348.8328 | 0.00012505 | 253.7243 | 0.0047725 | 253.388 | 0 | 539.0904 | 0.015703 | 253.3881 | 0 | 537.8922 | 0.00028599 | 539.0904 | 0.016816 | 253.0794 | 0
|  | 253.9314 | -0.010835 | 253.5943 | -0.01788 | 349.0205 | 0.0054662 | 253.9314 | -0.0023013 | 253.5943 | 0 | 247.2666 | 0 | 253.5943 | 0 | 348.9431 | 0.00013784 | 253.9314 | 0 | 253.9314 | 0 | 253.9314 | 0 | 253.9314 | 0 | 253.9314 | 0 | 253.9314 | 0 | 348.9431 | 9.5069e-05 | 253.9314 | 0 | 253.5943 | 0 | 539.2462 | 0.011255 | 253.5943 | 0 | 538.049 | 0.00032174 | 539.2462 | 0.017373 | 253.2848 | 0
|  | 254.1385 | 0.039462 | 253.8006 | 0.022355 | 349.1341 | 0.0043167 | 254.1385 | 0.013184 | 253.8006 | 0 | 247.4751 | 0 | 253.8006 | 0 | 349.0534 | 0.00012275 | 254.1385 | 0 | 254.1385 | 0 | 254.1385 | 0 | 254.1385 | 6.012e-05 | 254.1385 | 0 | 254.1385 | 0 | 349.0534 | 0.00010843 | 254.1385 | 0.010663 | 253.8006 | 0 | 539.4021 | 0.018335 | 253.8006 | 0 | 538.2059 | 0 | 539.4021 | 0.016676 | 253.4902 | 0
|  | 254.3457 | 0.013936 | 254.0068 | -0.013313 | 349.2476 | 0.0039755 | 254.3457 | -0.012511 | 254.0068 | 0 | 247.6835 | 0 | 254.0068 | 0 | 349.1637 | 0.00011567 | 254.3457 | 0 | 254.3457 | 0 | 254.3457 | 0 | 254.3457 | 0 | 254.3457 | 0 | 254.3457 | 0 | 349.1637 | 0.00011837 | 254.3457 | 0 | 254.0068 | 0 | 539.558 | 0.0098939 | 254.0068 | 0 | 538.3627 | 0.00010725 | 539.558 | 0.017466 | 253.6955 | 0
|  | 254.5528 | 0.026513 | 254.2131 | 0.024612 | 349.3611 | 0 | 254.5528 | 0.0056969 | 254.2131 | 0 | 247.892 | 0 | 254.2131 | 0 | 349.2739 | 0.0001276 | 254.5528 | 0 | 254.5528 | 0 | 254.5528 | 0 | 254.5528 | 5.3385e-05 | 254.5528 | 0 | 254.5528 | 0 | 349.2739 | 0.00015177 | 254.5528 | 0.0085473 | 254.2131 | 0 | 539.7138 | 0.0118 | 254.2131 | 0 | 538.5196 | 7.1499e-05 | 539.7138 | 0.016816 | 253.9009 | 0
|  | 254.76 | 0.0076245 | 254.4195 | -0.0023553 | 349.4746 | 0.0061289 | 254.76 | -0.0044247 | 254.4195 | 0 | 248.1004 | 0 | 254.4195 | 0 | 349.3842 | 0.00013542 | 254.76 | 0 | 254.76 | 0 | 254.76 | 0 | 254.76 | 0 | 254.76 | 0 | 254.76 | 0 | 349.3842 | 0.00016187 | 254.76 | 0 | 254.4195 | 0 | 539.8697 | 0.0065354 | 254.4195 | 0 | 538.6764 | 0.00010725 | 539.8697 | 0.017652 | 254.1063 | 0
|  | 254.9671 | 0.02015 | 254.6258 | -0.034623 | 349.5881 | 0 | 254.9671 | 0.00043197 | 254.6258 | 0 | 248.3089 | 0 | 254.6258 | 0 | 349.4945 | 0.00013616 | 254.9671 | 0 | 254.9671 | 0 | 254.9671 | 0 | 254.9671 | 5.9985e-05 | 254.9671 | 0 | 254.9671 | 0 | 349.4945 | 9.5069e-05 | 254.9671 | 0.0030999 | 254.6258 | 0 | 540.0256 | 0.012526 | 254.6258 | 0 | 538.8333 | 7.1499e-05 | 540.0256 | 0.016676 | 254.3118 | 0
|  | 255.1743 | -0.0095198 | 254.8321 | -0.018988 | 349.7016 | 0 | 255.1743 | -0.0029472 | 254.8321 | 0 | 248.5175 | 0 | 254.8321 | 0 | 349.6048 | 0.00014473 | 255.1743 | 0 | 255.1743 | 0 | 255.1743 | 0 | 255.1743 | 0 | 255.1743 | 0 | 255.1743 | 0 | 349.6048 | 8.1708e-05 | 255.1743 | 0 | 254.8321 | 0 | 540.1815 | 0.0022345 | 254.8321 | 0 | 538.9902 | 0.00010725 | 540.1815 | 0.017605 | 254.5172 | 0
|  | 255.3815 | 0.025068 | 255.0385 | 0.010338 | 349.8151 | 0 | 255.3815 | 0.011495 | 255.0385 | 0 | 248.726 | 0 | 255.0385 | 0 | 349.7151 | 0.0001384 | 255.3815 | 0 | 255.3815 | 0 | 255.3815 | 0 | 255.3815 | 3.0002e-05 | 255.3815 | 0 | 255.3815 | 0 | 349.7151 | 6.6805e-05 | 255.3815 | 0.0074602 | 255.0385 | 0 | 540.3374 | 0.018426 | 255.0385 | 0 | 539.1471 | 7.1499e-05 | 540.3374 | 0.016537 | 254.7227 | 0
|  | 255.5888 | -7.6018e-05 | 255.2449 | -0.0072645 | 349.9286 | 0 | 255.5888 | -0.047143 | 255.2449 | 0 | 248.9345 | 0 | 255.2449 | 0 | 349.8254 | 0.00014045 | 255.5888 | 0 | 255.5888 | 0 | 255.5888 | 0 | 255.5888 | 0 | 255.5888 | 0 | 255.5888 | 0 | 349.8254 | 0.00012008 | 255.5888 | 0 | 255.2449 | 0 | 540.4934 | 0.010711 | 255.2449 | 0 | 539.3039 | 0.00010725 | 540.4934 | 0.017327 | 254.9281 | 0
|  | 255.796 | 0.025285 | 255.4513 | 0.0041755 | 350.0421 | 0 | 255.796 | 0.019716 | 255.4513 | 0 | 249.1431 | 0 | 255.4513 | 0 | 349.9358 | 0.0001302 | 255.796 | 0 | 255.796 | 0 | 255.796 | 0 | 255.796 | 3.5385e-05 | 255.796 | 0 | 255.796 | 0 | 349.9358 | 0.00012505 | 255.796 | 0.0070821 | 255.4513 | 0 | 540.6493 | 0.0093493 | 255.4513 | 0 | 539.4608 | 0 | 540.6493 | 0.016258 | 255.1336 | 0
|  | 256.0032 | 0.010379 | 255.6577 | 0.0036205 | 350.1556 | 0.001822 | 256.0032 | -0.015035 | 255.6577 | 0 | 249.3516 | 0 | 255.6577 | 0 | 350.0461 | 0.0001479 | 256.0032 | 0 | 256.0032 | 0 | 256.0032 | 0 | 256.0032 | 0 | 256.0032 | 0 | 256.0032 | 0 | 350.0461 | 0.00013841 | 256.0032 | 0 | 255.6577 | 0 | 540.8053 | 0.0080785 | 255.6577 | 0 | 539.6178 | 0.00032174 | 540.8053 | 0.017327 | 255.3391 | 0
|  | 256.2105 | 0.0095389 | 255.8642 | 0.044033 | 350.2691 | 0 | 256.2105 | 0.022227 | 255.8642 | 0 | 249.5602 | 0 | 255.8642 | 0 | 350.1564 | 0.00014473 | 256.2105 | 0 | 256.2105 | 0 | 256.2105 | 0 | 256.2105 | 9.6792e-05 | 256.2105 | 0 | 256.2105 | 0 | 350.1564 | 0.00014012 | 256.2105 | 0.0070394 | 255.8642 | 0 | 540.9612 | 0.010529 | 255.8642 | 0 | 539.7747 | 0 | 540.9612 | 0.016723 | 255.5446 | 0
|  | 256.4178 | 0.003882 | 256.0706 | -0.021481 | 350.3826 | 0.0099348 | 256.4178 | 0.00052688 | 256.0706 | 0 | 249.7688 | 0 | 256.0706 | 0 | 350.2668 | 0.00015312 | 256.4178 | 0 | 256.4178 | 0 | 256.4178 | 0 | 256.4178 | 0 | 256.4178 | 0 | 256.4178 | 0 | 350.2668 | 0.0001235 | 256.4178 | 0 | 256.0706 | 0 | 541.1172 | 0.012299 | 256.0706 | 0 | 539.9316 | 0.00032174 | 541.1172 | 0.017605 | 255.7501 | 0
|  | 256.6251 | 0.019326 | 256.2771 | -0.0075483 | 350.4961 | 0 | 256.6251 | 0.018549 | 256.2771 | 0 | 249.9774 | 0 | 256.2771 | 0 | 350.3771 | 0.00014362 | 256.6251 | 0 | 256.6251 | 0 | 256.6251 | 0 | 256.6251 | 3.0704e-05 | 256.6251 | 0 | 256.6251 | 0 | 350.3771 | 0.00010346 | 256.6251 | 0.0065793 | 256.2771 | 0 | 541.2731 | 0.017382 | 256.2771 | 0 | 540.0885 | 0 | 541.2731 | 0.016584 | 255.9557 | 0
|  | 256.8324 | -0.012701 | 256.4836 | -0.0019652 | 350.6096 | 0 | 256.8324 | -0.00029877 | 256.4836 | 0 | 250.186 | 0 | 256.4836 | 0 | 350.4875 | 0.00014473 | 256.8324 | 0 | 256.8324 | 0 | 256.8324 | 0 | 256.8324 | 0 | 256.8324 | 0 | 256.8324 | 0 | 350.4875 | 7.006e-05 | 256.8324 | 0 | 256.4836 | 0 | 541.4291 | 0.011891 | 256.4836 | 0 | 540.2454 | 0.00032174 | 541.4291 | 0.017373 | 256.1612 | 0
|  | 257.0398 | 0.026723 | 256.6901 | 0.021484 | 350.7231 | 0 | 257.0398 | 0.013426 | 256.6901 | 0 | 250.3946 | 0 | 256.6901 | 0 | 350.5978 | 0.00013188 | 257.0398 | 0 | 257.0398 | 0 | 257.0398 | 0 | 257.0398 | 4.8374e-05 | 257.0398 | 0 | 257.0398 | 0 | 350.5978 | 9.1815e-05 | 257.0398 | 0.0049068 | 256.6901 | 0 | 541.5851 | 0.014932 | 256.6901 | 0 | 540.4024 | 0.00028599 | 541.5851 | 0.016537 | 256.3668 | 0
|  | 257.2471 | 0.018765 | 256.8966 | -0.014194 | 350.8366 | 0.0054662 | 257.2471 | -0.0004457 | 256.8966 | 0 | 250.6033 | 0 | 256.8966 | 0 | 350.7082 | 0.00013803 | 257.2471 | 0 | 257.2471 | 0 | 257.2471 | 0 | 257.2471 | 0 | 257.2471 | 0 | 257.2471 | 0 | 350.7082 | 7.5028e-05 | 257.2471 | 0 | 256.8966 | 0 | 541.7411 | 0.015658 | 256.8966 | 0 | 540.5593 | 0.00010725 | 541.7411 | 0.017466 | 256.5723 | 0
|  | 257.4545 | 0.024435 | 257.1032 | 0.00067991 | 350.9501 | 0 | 257.4545 | 0.0085765 | 257.1032 | 0 | 250.8119 | 0 | 257.1032 | 0 | 350.8186 | 0.00014268 | 257.4545 | 0 | 257.4545 | 0 | 257.4545 | 0 | 257.4545 | 8.1076e-05 | 257.4545 | 0 | 257.4545 | 0 | 350.8186 | 9.1815e-05 | 257.4545 | 0.010452 | 257.1032 | 0 | 541.8971 | 0.011891 | 257.1032 | 0 | 540.7163 | 0 | 541.8971 | 0.016537 | 256.7779 | 0
|  | 257.6619 | -0.0023099 | 257.3098 | -0.031241 | 351.0635 | 0.0031472 | 257.6619 | -0.010622 | 257.3098 | 0 | 251.0206 | 0 | 257.3098 | 0 | 350.9289 | 0.00014268 | 257.6619 | 0 | 257.6619 | 0 | 257.6619 | 0 | 257.6619 | 0 | 257.6619 | 0 | 257.6619 | 0 | 350.9289 | 0.00010004 | 257.6619 | 0 | 257.3098 | 0 | 542.0531 | 0.0082147 | 257.3098 | 0 | 540.8732 | 0 | 542.0531 | 0.017698 | 256.9835 | 0
|  | 257.8693 | 0.035742 | 257.5163 | 0.0011698 | 351.177 | 0.0013283 | 257.8693 | 0.015329 | 257.5163 | 0 | 251.2293 | 0 | 257.5163 | 0 | 351.0393 | 0.00013393 | 257.8693 | 0 | 257.8693 | 0 | 257.8693 | 0 | 257.8693 | 4.3605e-05 | 257.8693 | 0 | 257.8693 | 0 | 351.0393 | 0.00010843 | 257.8693 | 0.0082379 | 257.5163 | 0 | 542.2091 | 0.018653 | 257.5163 | 0 | 541.0302 | 0.00028599 | 542.2091 | 0.016723 | 257.1891 | 0
|  | 258.0767 | 0.0040968 | 257.7229 | 0.0034191 | 351.2905 | 0.0082822 | 258.0767 | 7.081e-05 | 257.7229 | 0 | 251.438 | 0 | 257.7229 | 0 | 351.1497 | 0.00013281 | 258.0767 | 0 | 258.0767 | 0 | 258.0767 | 0 | 258.0767 | 0 | 258.0767 | 0 | 258.0767 | 0 | 351.1497 | 0.00010004 | 258.0767 | 0 | 257.7229 | 0 | 542.3651 | 0.012617 | 257.7229 | 0 | 541.1872 | 0 | 542.3651 | 0.01728 | 257.3948 | 0
|  | 258.2841 | 0.035264 | 257.9296 | -0.024277 | 351.404 | 0.01366 | 258.2841 | -0.0020602 | 257.9296 | 0 | 251.6467 | 0 | 257.9296 | 0 | 351.2601 | 0.00014175 | 258.2841 | 0 | 258.2841 | 0 | 258.2841 | 0 | 258.2841 | 3.246e-05 | 258.2841 | 0 | 258.2841 | 0 | 351.2601 | 9.0102e-05 | 258.2841 | 0.011147 | 257.9296 | 0 | 542.5212 | 0.0098031 | 257.9296 | 0 | 541.3442 | 7.1499e-05 | 542.5212 | 0.01598 | 257.6004 | 0
|  | 258.4916 | 0.0051787 | 258.1362 | 0.01485 | 351.5174 | 0.0039755 | 258.4916 | -0.00060623 | 258.1362 | 0 | 251.8554 | 0 | 258.1362 | 0 | 351.3705 | 0.00015349 | 258.4916 | 0 | 258.4916 | 0 | 258.4916 | 0 | 258.4916 | 0 | 258.4916 | 0 | 258.4916 | 0 | 351.3705 | 0.00010004 | 258.4916 | 0 | 258.1362 | 0 | 542.6772 | 0.0072616 | 258.1362 | 0 | 541.5012 | 0.00010725 | 542.6772 | 0.016491 | 257.8061 | 0
|  | 258.699 | 0.01849 | 258.3428 | -0.010626 | 351.6309 | 0 | 258.699 | 0.035924 | 258.3428 | 0 | 252.0642 | 0 | 258.3428 | 0 | 351.4809 | 0.00015312 | 258.699 | 0 | 258.699 | 0 | 258.699 | 0 | 258.699 | 3.6951e-05 | 258.699 | 0 | 258.699 | 0 | 351.4809 | 7.9995e-05 | 258.699 | 0.0072165 | 258.3428 | 0 | 542.8333 | 0.009667 | 258.3428 | 0 | 541.6581 | 0.00050049 | 542.8333 | 0.01584 | 258.0118 | 0
|  | 258.9065 | 0.015626 | 258.5495 | -0.00082641 | 351.7444 | 0 | 258.9065 | -0.016165 | 258.5495 | 0 | 252.2729 | 0 | 258.5495 | 0 | 351.5913 | 0.00014492 | 258.9065 | 0 | 258.9065 | 0 | 258.9065 | 0 | 258.9065 | 0 | 258.9065 | 0 | 258.9065 | 0 | 351.5913 | 8.5134e-05 | 258.9065 | 0 | 258.5495 | 0 | 542.9893 | 0.0074431 | 258.5495 | 0 | 541.8152 | 0 | 542.9893 | 0.016955 | 258.2174 | 0
|  | 259.114 | 0.039871 | 258.7562 | 0.0053457 | 351.8578 | 0.0018263 | 259.114 | 0.017173 | 258.7562 | 0 | 252.4817 | 0 | 258.7562 | 0 | 351.7017 | 0.00011698 | 259.114 | 0 | 259.114 | 0 | 259.114 | 0 | 259.114 | 3.4114e-05 | 259.114 | 0 | 259.114 | 0 | 351.7017 | 7.6741e-05 | 259.114 | 0.0080768 | 258.7562 | 0 | 543.1454 | 0.013343 | 258.7562 | 0 | 541.9722 | 0 | 543.1454 | 0.016537 | 258.4231 | 0
|  | 259.3215 | 0.015775 | 258.9629 | -0.01344 | 351.9713 | 0.0036442 | 259.3215 | 0.0015692 | 258.9629 | 0 | 252.6904 | 0 | 258.9629 | 0 | 351.8121 | 0.0001153 | 259.3215 | 0 | 259.3215 | 0 | 259.3215 | 0 | 259.3215 | 0 | 259.3215 | 0 | 259.3215 | 0 | 351.8121 | 0.00010004 | 259.3215 | 0 | 258.9629 | 0 | 543.3015 | 0.013343 | 258.9629 | 0 | 542.1292 | 0 | 543.3015 | 0.017559 | 258.6288 | 0
|  | 259.5291 | 0.023991 | 259.1696 | 0.004004 | 352.0847 | 0 | 259.5291 | 0.0057498 | 259.1696 | 0 | 252.8992 | 0 | 259.1696 | 0 | 351.9225 | 0.00012629 | 259.5291 | 0 | 259.5291 | 0 | 259.5291 | 0 | 259.5291 | 6.2947e-05 | 259.5291 | 0 | 259.5291 | 0 | 351.9225 | 0.00012179 | 259.529 | 0.0067887 | 259.1696 | 0 | 543.4575 | 0.020832 | 259.1696 | 0 | 542.2862 | 0.00028599 | 543.4575 | 0.016537 | 258.8346 | 0
|  | 259.7366 | 0.0083015 | 259.3764 | 0.013097 | 352.1982 | 0 | 259.7366 | -0.0312 | 259.3764 | 0 | 253.108 | 0 | 259.3764 | 0 | 352.033 | 0.00014529 | 259.7366 | 0 | 259.7366 | 0 | 259.7366 | 0 | 259.7366 | 0 | 259.7366 | 0 | 259.7366 | 0 | 352.033 | 0.00014012 | 259.7366 | 0 | 259.3764 | 0 | 543.6136 | 0.010302 | 259.3764 | 0 | 542.4432 | 0.00010725 | 543.6136 | 0.017095 | 259.0403 | 0
|  | 259.9442 | 0.02493 | 259.5831 | 0.0017499 | 352.3116 | 0.0034866 | 259.9442 | 0.0036944 | 259.5831 | 0 | 253.3169 | 0 | 259.5831 | 0 | 352.1434 | 0.00016224 | 259.9442 | 0 | 259.9442 | 0 | 259.9442 | 0 | 259.9442 | 6.1715e-05 | 259.9442 | 0 | 259.9442 | 0 | 352.1434 | 0.00012847 | 259.9442 | 0.0091721 | 259.5831 | 0 | 543.7697 | 0.011255 | 259.5831 | 0 | 542.6003 | 0 | 543.7697 | 0.016165 | 259.2461 | 0
|  | 260.1518 | -0.0060735 | 259.7899 | -0.010575 | 352.4251 | 0.002319 | 260.1518 | -0.022144 | 259.7899 | 0 | 253.5257 | 0 | 259.7899 | 0 | 352.2539 | 0.00015908 | 260.1517 | 0 | 260.1517 | 0 | 260.1517 | 0 | 260.1518 | 0 | 260.1517 | 0 | 260.1517 | 0 | 352.2539 | 0.00011511 | 260.1518 | 0 | 259.7899 | 0 | 543.9258 | 0.013162 | 259.7899 | 0 | 542.7573 | 0.00010725 | 543.9258 | 0.017048 | 259.4518 | 0
|  | 260.3593 | 0.036599 | 259.9967 | -0.0095772 | 352.5385 | 0.0086336 | 260.3593 | 0.0064287 | 259.9967 | 0 | 253.7345 | 0 | 259.9967 | 0 | 352.3643 | 0.0001561 | 260.3593 | 0 | 260.3593 | 0 | 260.3593 | 0 | 260.3593 | 3.4271e-05 | 260.3593 | 0 | 260.3593 | 0 | 352.3643 | 0.00012847 | 260.3593 | 0.0075011 | 259.9967 | 0 | 544.082 | 0.012617 | 259.9967 | 0 | 542.9144 | 0 | 544.082 | 0.016398 | 259.6576 | 0
|  | 260.567 | 0.0078436 | 260.2035 | -0.012282 | 352.652 | 0.0049694 | 260.567 | 0.00021528 | 260.2035 | 0 | 253.9434 | 0 | 260.2035 | 0 | 352.4748 | 0.00015777 | 260.567 | 0 | 260.567 | 0 | 260.567 | 0 | 260.567 | 0 | 260.567 | 0 | 260.567 | 0 | 352.4748 | 0.00011014 | 260.567 | 0 | 260.2035 | 0 | 544.2381 | 0.012209 | 260.2035 | 0 | 543.0714 | 0 | 544.2381 | 0.016955 | 259.8634 | 0
|  | 260.7746 | 0.022099 | 260.4103 | 0.01475 | 352.7654 | 0 | 260.7746 | 0.011535 | 260.4103 | 0 | 254.1523 | 0 | 260.4103 | 0 | 352.5852 | 0.00015647 | 260.7746 | 0 | 260.7746 | 0 | 260.7746 | 0 | 260.7746 | 4.6049e-05 | 260.7746 | 0 | 260.7746 | 0 | 352.5852 | 0.00010843 | 260.7746 | 0.0071385 | 260.4103 | 0 | 544.3942 | 0.019561 | 260.4103 | 0 | 543.2285 | 0.00028599 | 544.3942 | 0.016119 | 260.0692 | 0
|  | 260.9822 | -0.015545 | 260.6172 | -0.016837 | 352.8789 | 0.00082819 | 260.9822 | -0.022159 | 260.6172 | 0 | 254.3612 | 0 | 260.6172 | 0 | 352.6957 | 0.00015647 | 260.9822 | 0 | 260.9822 | 0 | 260.9822 | 0 | 260.9822 | 0 | 260.9822 | 0 | 260.9822 | 0 | 352.6957 | 8.8389e-05 | 260.9822 | 0 | 260.6172 | 0 | 544.5504 | 0.012072 | 260.6172 | 0 | 543.3856 | 0.00010725 | 544.5504 | 0.016816 | 260.2751 | 0
|  | 261.1899 | 0.02486 | 260.8241 | 0.025688 | 352.9923 | 0.0058111 | 261.1899 | 0.013957 | 260.8241 | 0 | 254.5701 | 0 | 260.8241 | 0 | 352.8062 | 0.00014362 | 261.1899 | 0 | 261.1899 | 0 | 261.1899 | 0 | 261.1899 | 5.9707e-05 | 261.1899 | 0 | 261.1899 | 0 | 352.8062 | 0.00013173 | 261.1899 | 0.0055146 | 260.8241 | 0 | 544.7065 | 0.014115 | 260.8241 | 0 | 543.5427 | 7.1499e-05 | 544.7065 | 0.016212 | 260.4809 | 0
|  | 261.3976 | -0.016049 | 261.0309 | -0.022245 | 353.1057 | 0.0087791 | 261.3976 | 0.0048405 | 261.0309 | 0 | 254.779 | 0 | 261.0309 | 0 | 352.9166 | 0.00014566 | 261.3976 | 0 | 261.3976 | 0 | 261.3976 | 0 | 261.3976 | 0 | 261.3976 | 0 | 261.3976 | 0 | 352.9166 | 0.00016856 | 261.3976 | 0 | 261.0309 | 0 | 544.8627 | 0.01357 | 261.0309 | 0 | 543.6997 | 0.00010725 | 544.8627 | 0.017002 | 260.6867 | 0
|  | 261.6053 | 0.02208 | 261.2378 | 0.046113 | 353.2192 | 0 | 261.6053 | 0.02508 | 261.2378 | 0 | 254.9879 | 0 | 261.2378 | 0 | 353.0271 | 0.00013747 | 261.6053 | 0 | 261.6053 | 0 | 261.6053 | 0 | 261.6053 | 9.2297e-05 | 261.6053 | 0 | 261.6053 | 0 | 353.0271 | 0.00015348 | 261.6053 | 0.01065 | 261.2378 | 0 | 545.0189 | 0.013797 | 261.2378 | 0 | 543.8568 | 7.1499e-05 | 545.0189 | 0.015887 | 260.8926 | 0
|  | 261.813 | 0.0034632 | 261.4448 | -0.00058122 | 353.3326 | 0.0011595 | 261.813 | -0.0073762 | 261.4448 | 0 | 255.1969 | 0 | 261.4448 | 0 | 353.1376 | 0.00013132 | 261.813 | 0 | 261.813 | 0 | 261.813 | 0 | 261.813 | 0 | 261.813 | 0 | 261.813 | 0 | 353.1376 | 0.0001235 | 261.813 | 0 | 261.4448 | 0 | 545.175 | 0.014614 | 261.4448 | 0 | 544.014 | 0 | 545.175 | 0.016816 | 261.0985 | 0
|  | 262.0207 | 0.0161 | 261.6517 | 0.0042421 | 353.446 | 0 | 262.0207 | 0.01439 | 261.6517 | 0 | 255.4058 | 0 | 261.6517 | 0 | 353.2481 | 0.00012182 | 262.0207 | 0 | 262.0207 | 0 | 262.0207 | 0 | 262.0207 | 5.8809e-05 | 262.0207 | 0 | 262.0207 | 0 | 353.2481 | 0.0001134 | 262.0207 | 0.0098531 | 261.6517 | 0 | 545.3312 | 0.015159 | 261.6517 | 0 | 544.1711 | 0 | 545.3312 | 0.015654 | 261.3043 | 0
|  | 262.2284 | 0.0060197 | 261.8586 | 0.012007 | 353.5594 | 0.0054662 | 262.2284 | -0.01504 | 261.8586 | 0 | 255.6148 | 0 | 261.8586 | 0 | 353.3586 | 0.00011977 | 262.2284 | 0 | 262.2284 | 0 | 262.2284 | 0 | 262.2284 | 0 | 262.2284 | 0 | 262.2284 | 0 | 353.3586 | 0.00010672 | 262.2284 | 0 | 261.8586 | 0 | 545.4874 | 0.0082147 | 261.8586 | 0 | 544.3282 | 0.00010725 | 545.4874 | 0.016862 | 261.5103 | 0
|  | 262.4362 | 0.016579 | 262.0656 | 0.016381 | 353.6729 | 0 | 262.4362 | 0.02468 | 262.0656 | 0 | 255.8238 | 0 | 262.0656 | 0 | 353.4691 | 0.00013356 | 262.4362 | 0 | 262.4362 | 0 | 262.4362 | 0 | 262.4362 | 3.5309e-05 | 262.4362 | 0 | 262.4362 | 0 | 353.4691 | 0.00015519 | 262.4362 | 0.0079605 | 262.0656 | 0 | 545.6436 | 0.019379 | 262.0656 | 0 | 544.4853 | 0 | 545.6436 | 0.01584 | 261.7162 | 0
|  | 262.644 | 0.0072216 | 262.2726 | 0.00089281 | 353.7863 | 0.0064601 | 262.644 | -0.00042122 | 262.2726 | 0 | 256.0327 | 0 | 262.2726 | 0 | 353.5796 | 0.00015796 | 262.644 | 0 | 262.644 | 0 | 262.644 | 0 | 262.644 | 0 | 262.644 | 0 | 262.644 | 0 | 353.5796 | 0.00015674 | 262.644 | 0 | 262.2726 | 0 | 545.7998 | 0.0118 | 262.2726 | 0 | 544.6424 | 0.00010725 | 545.7998 | 0.016955 | 261.9221 | 0
|  | 262.8517 | 0.032637 | 262.4796 | -0.0050857 | 353.8997 | 0.0031546 | 262.8517 | 0.020003 | 262.4796 | 0 | 256.2418 | 0 | 262.4796 | 0 | 353.6901 | 0.00017957 | 262.8518 | 0 | 262.8518 | 0 | 262.8518 | 0 | 262.8517 | 3.0502e-05 | 262.8518 | 0 | 262.8518 | 0 | 353.6901 | 0.0001701 | 262.8517 | 0.0081653 | 262.4796 | 0 | 545.9561 | 0.0066262 | 262.4796 | 0 | 544.7996 | 7.1499e-05 | 545.9561 | 0.015701 | 262.1281 | 0
|  | 263.0596 | 0.0039756 | 262.6866 | -0.020083 | 354.0131 | 0.0091104 | 263.0596 | -0.012496 | 262.6866 | 0 | 256.4508 | 0 | 262.6866 | 0 | 353.8007 | 0.00016094 | 263.0596 | 0 | 263.0596 | 0 | 263.0596 | 0 | 263.0596 | 0 | 263.0596 | 0 | 263.0596 | 0 | 353.8007 | 0.0001468 | 263.0596 | 0 | 262.6866 | 0 | 546.1123 | 0.0085324 | 262.6866 | 0 | 544.9567 | 0 | 546.1123 | 0.016305 | 262.334 | 0
|  | 263.2674 | 0.019057 | 262.8937 | 0.018403 | 354.1265 | 0 | 263.2674 | -0.008371 | 262.8937 | 0 | 256.6598 | 0 | 262.8937 | 0 | 353.9112 | 0.00013095 | 263.2674 | 0 | 263.2674 | 0 | 263.2674 | 0 | 263.2674 | 4.458e-05 | 263.2674 | 0 | 263.2674 | 0 | 353.9112 | 0.00013687 | 263.2674 | 0.0089196 | 262.8937 | 0 | 546.2685 | 0.0094854 | 262.8937 | 0 | 545.1139 | 7.1499e-05 | 546.2685 | 0.015376 | 262.54 | 0
|  | 263.4752 | 0.0028787 | 263.1007 | 0.014975 | 354.2399 | 0 | 263.4752 | -0.0082498 | 263.1007 | 0 | 256.8689 | 0 | 263.1007 | 0 | 354.0217 | 0.00012052 | 263.4752 | 0 | 263.4752 | 0 | 263.4752 | 0 | 263.4752 | 0 | 263.4752 | 0 | 263.4752 | 0 | 354.0217 | 0.00011511 | 263.4752 | 0 | 263.1007 | 0 | 546.4248 | 0.011346 | 263.1007 | 0 | 545.271 | 0.00032174 | 546.4248 | 0.016305 | 262.746 | 0
|  | 263.6831 | 0.021636 | 263.3078 | 0.0047626 | 354.3533 | 0 | 263.6831 | 0.022355 | 263.3078 | 0 | 257.0779 | 0 | 263.3078 | 0 | 354.1323 | 0.0001302 | 263.6831 | 0 | 263.6831 | 0 | 263.6831 | 0 | 263.6831 | 4.8407e-05 | 263.6831 | 0 | 263.6831 | 0 | 354.1323 | 9.1815e-05 | 263.6831 | 0.0069772 | 263.3078 | 0 | 546.581 | 0.014432 | 263.3078 | 0 | 545.4282 | 0 | 546.581 | 0.015933 | 262.952 | 0
|  | 263.891 | 0.0089589 | 263.5149 | 0.00058553 | 354.4667 | 0.0053006 | 263.891 | -0.008798 | 263.5149 | 0 | 257.287 | 0 | 263.5149 | 0 | 354.2428 | 0.00014697 | 263.8909 | 0 | 263.8909 | 0 | 263.8909 | 0 | 263.891 | 0 | 263.8909 | 0 | 263.8909 | 0 | 354.2428 | 3.3403e-05 | 263.891 | 0 | 263.5149 | 0 | 546.7373 | 0.013797 | 263.5149 | 0 | 545.5854 | 0.00032174 | 546.7373 | 0.017048 | 263.158 | 0
|  | 264.0988 | 0.023386 | 263.722 | 0.051277 | 354.5802 | 0.00049804 | 264.0988 | 0.0068877 | 263.722 | 0 | 257.4961 | 0 | 263.722 | 0 | 354.3534 | 0.00013877 | 264.0988 | 0 | 264.0988 | 0 | 264.0988 | 0 | 264.0988 | 6.7805e-05 | 264.0988 | 0 | 264.0988 | 0 | 354.3534 | 5.0018e-05 | 264.0989 | 0.01075 | 263.722 | 0 | 546.8936 | 0.015567 | 263.722 | 0 | 545.7426 | 0 | 546.8936 | 0.016305 | 263.364 | 0
|  | 264.3067 | 0.0023806 | 263.9291 | 0.013337 | 354.6936 | 0.0026503 | 264.3067 | 0.00040025 | 263.9291 | 0 | 257.7052 | 0 | 263.9291 | 0 | 354.4639 | 0.00012443 | 264.3067 | 0 | 264.3067 | 0 | 264.3067 | 0 | 264.3067 | 0 | 264.3067 | 0 | 264.3067 | 0 | 354.4639 | 7.9995e-05 | 264.3067 | 0 | 263.9291 | 0 | 547.0498 | 0.0093947 | 263.9291 | 0 | 545.8997 | 0.00032174 | 547.0498 | 0.016816 | 263.5701 | 0
|  | 264.5146 | 0.013456 | 264.1363 | 0.030585 | 354.8069 | 0 | 264.5146 | 0.0079686 | 264.1363 | 0 | 257.9143 | 0 | 264.1363 | 0 | 354.5745 | 0.00012704 | 264.5147 | 0 | 264.5147 | 0 | 264.5147 | 0 | 264.5146 | 7.6148e-05 | 264.5147 | 0 | 264.5147 | 0 | 354.5745 | 0.00012676 | 264.5147 | 0.0087023 | 264.1363 | 0 | 547.2061 | 0.017155 | 264.1363 | 0 | 546.0569 | 0.00050049 | 547.2061 | 0.015701 | 263.7761 | 0
|  | 264.7226 | 0.0094146 | 264.3434 | -0.021652 | 354.9203 | 0.0041411 | 264.7226 | -0.014324 | 264.3434 | 0 | 258.1234 | 0 | 264.3434 | 0 | 354.6851 | 0.0001384 | 264.7226 | 0 | 264.7226 | 0 | 264.7226 | 0 | 264.7226 | 0 | 264.7226 | 0 | 264.7226 | 0 | 354.6851 | 0.00013173 | 264.7226 | 0 | 264.3435 | 0 | 547.3624 | 0.013162 | 264.3434 | 0 | 546.2141 | 0.00032174 | 547.3624 | 0.016444 | 263.9822 | 0
|  | 264.9305 | 0.02751 | 264.5506 | 0.019105 | 355.0337 | 0 | 264.9305 | 0.0028303 | 264.5506 | 0 | 258.3326 | 0 | 264.5506 | 0 | 354.7956 | 0.0001479 | 264.9305 | 0 | 264.9305 | 0 | 264.9305 | 0 | 264.9305 | 8.5791e-05 | 264.9305 | 0 | 264.9305 | 0 | 354.7956 | 0.00011014 | 264.9305 | 0.008459 | 264.5506 | 0 | 547.5187 | 0.017473 | 264.5506 | 0 | 546.3713 | 0 | 547.5187 | 0.015562 | 264.1883 | 0
|  | 265.1385 | 0.0077146 | 264.7578 | -0.037766 | 355.1471 | 0.013278 | 265.1385 | -0.022325 | 264.7578 | 0 | 258.5417 | 0 | 264.7578 | 0 | 354.9062 | 0.00014101 | 265.1385 | 0 | 265.1385 | 0 | 265.1385 | 0 | 265.1385 | 0 | 265.1385 | 0 | 265.1385 | 0 | 354.9062 | 8.1708e-05 | 265.1385 | 0 | 264.7578 | 0 | 547.675 | 0.014841 | 264.7578 | 0 | 546.5286 | 0 | 547.675 | 0.016584 | 264.3944 | 0
|  | 265.3465 | 0.02129 | 264.965 | 0.0077924 | 355.2605 | 0.00099619 | 265.3465 | 0.04113 | 264.965 | 0 | 258.7509 | 0 | 264.965 | 0 | 355.0168 | 0.00014213 | 265.3465 | 0 | 265.3465 | 0 | 265.3465 | 0 | 265.3465 | 4.8547e-05 | 265.3465 | 0 | 265.3465 | 0 | 355.0168 | 0.00011837 | 265.3465 | 0.0020781 | 264.9651 | 0 | 547.8314 | 0.014523 | 264.965 | 0 | 546.6858 | 7.1499e-05 | 547.8314 | 0.015515 | 264.6005 | 0
|  | 265.5545 | 0.015334 | 265.1723 | -0.038642 | 355.3739 | 0.0082822 | 265.5545 | 0.015702 | 265.1723 | 0 | 258.9601 | 0 | 265.1723 | 0 | 355.1274 | 0.00014883 | 265.5545 | 0 | 265.5545 | 0 | 265.5545 | 0 | 265.5545 | 0 | 265.5545 | 0 | 265.5545 | 0 | 355.1274 | 0.00012847 | 265.5545 | 0 | 265.1723 | 0 | 547.9877 | 0.0086231 | 265.1723 | 0 | 546.843 | 0.00032174 | 547.9877 | 0.016165 | 264.8066 | 0
|  | 265.7625 | 0.03251 | 265.3795 | 0.011027 | 355.4873 | 0.0038187 | 265.7625 | 0.0122 | 265.3795 | 0 | 259.1693 | 0 | 265.3795 | 0 | 355.238 | 0.00015386 | 265.7625 | 0 | 265.7625 | 0 | 265.7625 | 0 | 265.7625 | 2.5848e-05 | 265.7625 | 0 | 265.7625 | 0 | 355.238 | 0.00013173 | 265.7625 | 0.0031424 | 265.3795 | 0 | 548.144 | 0.012844 | 265.3795 | 0 | 547.0003 | 0.00028599 | 548.144 | 0.015097 | 265.0128 | 0
|  | 265.9706 | 0.01326 | 265.5868 | -0.01906 | 355.6007 | 0.0048037 | 265.9706 | -0.016254 | 265.5868 | 0 | 259.3785 | 0 | 265.5868 | 0 | 355.3486 | 0.00015256 | 265.9705 | 0 | 265.9705 | 0 | 265.9705 | 0 | 265.9706 | 0 | 265.9705 | 0 | 265.9705 | 0 | 355.3486 | 9.3356e-05 | 265.9706 | 0 | 265.5868 | 0 | 548.3004 | 0.009667 | 265.5868 | 0 | 547.1575 | 0.00053624 | 548.3004 | 0.016351 | 265.2189 | 0
|  | 266.1786 | 0.038819 | 265.7941 | -0.00049765 | 355.714 | 0 | 266.1786 | 0.016902 | 265.7941 | 0 | 259.5877 | 0 | 265.7941 | 0 | 355.4592 | 0.00014213 | 266.1786 | 0 | 266.1786 | 0 | 266.1786 | 0 | 266.1786 | 7.2109e-05 | 266.1786 | 0 | 266.1786 | 0 | 355.4592 | 6.5092e-05 | 266.1786 | 0.0083541 | 265.7941 | 0 | 548.4567 | 0.018426 | 265.7941 | 0 | 547.3147 | 7.1499e-05 | 548.4567 | 0.015794 | 265.4251 | 0
|  | 266.3867 | 0.014676 | 266.0014 | -0.011174 | 355.8274 | 0.0096482 | 266.3867 | 0.0091984 | 266.0014 | 0 | 259.797 | 0 | 266.0014 | 0 | 355.5698 | 0.00014436 | 266.3867 | 0 | 266.3867 | 0 | 266.3867 | 0 | 266.3867 | 0 | 266.3867 | 0 | 266.3867 | 0 | 355.5698 | 0.00010346 | 266.3867 | 0 | 266.0014 | 0 | 548.6131 | 0.0097577 | 266.0014 | 0 | 547.472 | 0.00010725 | 548.6131 | 0.016723 | 265.6313 | 0
|  | 266.5947 | 0.017449 | 266.2087 | 0.0017641 | 355.9408 | 0 | 266.5947 | 0.019194 | 266.2087 | 0 | 260.0062 | 0 | 266.2087 | 0 | 355.6805 | 0.0001371 | 266.5947 | 0 | 266.5947 | 0 | 266.5947 | 0 | 266.5947 | 4.8554e-05 | 266.5947 | 0 | 266.5947 | 0 | 355.6805 | 0.00011168 | 266.5947 | 0.0052795 | 266.2087 | 0 | 548.7694 | 0.009077 | 266.2087 | 0 | 547.6293 | 0 | 548.7694 | 0.015887 | 265.8374 | 0
|  | 266.8028 | 0.007698 | 266.4161 | 0.0072961 | 356.0542 | 0.01089 | 266.8028 | -0.0057405 | 266.4161 | 0 | 260.2155 | 0 | 266.4161 | 0 | 355.7911 | 0.00013747 | 266.8028 | 0 | 266.8028 | 0 | 266.8028 | 0 | 266.8028 | 0 | 266.8028 | 0 | 266.8028 | 0 | 355.7911 | 0.00012179 | 266.8028 | 0 | 266.416 | 0 | 548.9258 | 0.010529 | 266.4161 | 0 | 547.7865 | 0.00032174 | 548.9258 | 0.016537 | 266.0436 | 0
|  | 267.011 | 0.019449 | 266.6234 | 0.012858 | 356.1675 | 0.0033205 | 267.011 | -0.00056361 | 266.6234 | 0 | 260.4248 | 0 | 266.6234 | 0 | 355.9017 | 0.0001397 | 267.0109 | 0 | 267.0109 | 0 | 267.0109 | 0 | 267.011 | 2.7579e-05 | 267.0109 | 0 | 267.0109 | 0 | 355.9017 | 0.00010843 | 267.011 | 0.0078113 | 266.6234 | 0 | 549.0822 | 0.010121 | 266.6234 | 0 | 547.9438 | 7.1499e-05 | 549.0822 | 0.015515 | 266.2499 | 0
|  | 267.2191 | 0.007404 | 266.8308 | -0.034673 | 356.2809 | 0.0077853 | 267.2191 | -0.019339 | 266.8308 | 0 | 260.6341 | 0 | 266.8308 | 0 | 356.0124 | 0.00015908 | 267.2191 | 0 | 267.2191 | 0 | 267.2191 | 0 | 267.2191 | 0 | 267.2191 | 0 | 267.2191 | 0 | 356.0124 | 0.00012179 | 267.2191 | 0 | 266.8308 | 0 | 549.2386 | 0.014523 | 266.8308 | 0 | 548.1011 | 0.00010725 | 549.2386 | 0.016165 | 266.4561 | 0
|  | 267.4272 | 0.020598 | 267.0382 | 0.00057874 | 356.3943 | 0 | 267.4272 | -0.0087452 | 267.0382 | 0 | 260.8434 | 0 | 267.0382 | 0 | 356.123 | 0.00016187 | 267.4272 | 0 | 267.4272 | 0 | 267.4272 | 0 | 267.4272 | 2.688e-05 | 267.4272 | 0 | 267.4272 | 0 | 356.123 | 0.00012008 | 267.4272 | 0.0025545 | 267.0382 | 0 | 549.395 | 0.013979 | 267.0382 | 0 | 548.2584 | 0 | 549.395 | 0.015329 | 266.6624 | 0
|  | 267.6354 | 0.0087358 | 267.2456 | 0.0036687 | 356.5076 | 0.0062945 | 267.6354 | -0.027803 | 267.2456 | 0 | 261.0527 | 0 | 267.2456 | 0 | 356.2336 | 0.00016299 | 267.6354 | 0 | 267.6354 | 0 | 267.6354 | 0 | 267.6354 | 0 | 267.6354 | 0 | 267.6354 | 0 | 356.2336 | 0.00013173 | 267.6354 | 0 | 267.2456 | 0 | 549.5514 | 0.016293 | 267.2456 | 0 | 548.4157 | 0.00010725 | 549.5514 | 0.016305 | 266.8686 | 0
|  | 267.8436 | 0.0309 | 267.453 | 0.015828 | 356.621 | 0.0051469 | 267.8436 | 0.025535 | 267.453 | 0 | 261.262 | 0 | 267.453 | 0 | 356.3443 | 0.00014529 | 267.8436 | 0 | 267.8436 | 0 | 267.8436 | 0 | 267.8436 | 4.789e-05 | 267.8436 | 0 | 267.8436 | 0 | 356.3443 | 0.00013515 | 267.8436 | 0.0076739 | 267.453 | 0 | 549.7078 | 0.01652 | 267.453 | 0 | 548.573 | 7.1499e-05 | 549.7078 | 0.015469 | 267.0749 | 0
|  | 268.0518 | 0.0069912 | 267.6605 | -0.0088288 | 356.7344 | 0.0049694 | 268.0518 | -0.013731 | 267.6605 | 0 | 261.4713 | 0 | 267.6605 | 0 | 356.455 | 0.00016485 | 268.0518 | 0 | 268.0518 | 0 | 268.0518 | 0 | 268.0518 | 0 | 268.0518 | 0 | 268.0518 | 0 | 356.455 | 0.00016187 | 268.0518 | 0 | 267.6605 | 0 | 549.8643 | 0.012072 | 267.6605 | 0 | 548.7303 | 0 | 549.8643 | 0.016444 | 267.2812 | 0
|  | 268.2599 | 0.017813 | 267.8679 | 0.013188 | 356.8477 | 0 | 268.2599 | 0.013591 | 267.8679 | 0 | 261.6807 | 0 | 267.8679 | 0 | 356.5656 | 0.00014883 | 268.26 | 0 | 268.26 | 0 | 268.26 | 0 | 268.2599 | 6.8275e-05 | 268.26 | 0 | 268.26 | 0 | 356.5656 | 0.00013018 | 268.26 | 0.0078232 | 267.8679 | 0 | 550.0207 | 0.01357 | 267.8679 | 0 | 548.8876 | 7.1499e-05 | 550.0207 | 0.015608 | 267.4875 | 0
|  | 268.4682 | 0.0016411 | 268.0754 | -0.027482 | 356.9611 | 0.017195 | 268.4682 | -0.016612 | 268.0754 | 0 | 261.8901 | 0 | 268.0754 | 0 | 356.6763 | 0.00015796 | 268.4682 | 0 | 268.4682 | 0 | 268.4682 | 0 | 268.4682 | 0 | 268.4682 | 0 | 268.4682 | 0 | 356.6763 | 0.00013344 | 268.4682 | 0 | 268.0754 | 0 | 550.1772 | 0.014432 | 268.0754 | 0 | 549.045 | 0 | 550.1772 | 0.016584 | 267.6938 | 0
|  | 268.6764 | 0.021403 | 268.2829 | 0.041776 | 357.0744 | 0 | 268.6764 | 0.02365 | 268.2829 | 0 | 262.0995 | 0 | 268.2829 | 0 | 356.787 | 0.0001384 | 268.6764 | 0 | 268.6764 | 0 | 268.6764 | 0 | 268.6764 | 6.8672e-05 | 268.6764 | 0 | 268.6764 | 0 | 356.787 | 0.00013515 | 268.6764 | 0.0057165 | 268.2829 | 0 | 550.3336 | 0.01475 | 268.2829 | 0 | 549.2023 | 7.1499e-05 | 550.3336 | 0.015515 | 267.9001 | 0
|  | 268.8847 | -0.0081006 | 268.4904 | -0.0037903 | 357.1878 | 0 | 268.8847 | 0.0035256 | 268.4904 | 0 | 262.3089 | 0 | 268.4904 | 0 | 356.8977 | 0.0001384 | 268.8847 | 0 | 268.8847 | 0 | 268.8847 | 0 | 268.8847 | 0 | 268.8847 | 0 | 268.8847 | 0 | 356.8977 | 0.0001468 | 268.8847 | 0 | 268.4904 | 0 | 550.4901 | 0.01475 | 268.4904 | 0 | 549.3596 | 0.00032174 | 550.4901 | 0.016212 | 268.1065 | 0
|  | 269.093 | 0.04068 | 268.6979 | 0.0157 | 357.3011 | 0 | 269.093 | -0.00091076 | 268.6979 | 0 | 262.5183 | 0 | 268.6979 | 0 | 357.0084 | 0.0001276 | 269.093 | 0 | 269.093 | 0 | 269.093 | 0 | 269.093 | 5.3165e-05 | 269.093 | 0 | 269.093 | 0 | 357.0084 | 0.00012505 | 269.093 | 0.0061818 | 268.6979 | 0 | 550.6465 | 0.018744 | 268.6979 | 0 | 549.517 | 0 | 550.6465 | 0.01519 | 268.3128 | 0
|  | 269.3012 | -0.020689 | 268.9055 | -0.024352 | 357.4145 | 0.0091104 | 269.3012 | -0.0031041 | 268.9055 | 0 | 262.7277 | 0 | 268.9055 | 0 | 357.1191 | 0.00013356 | 269.3013 | 0 | 269.3013 | 0 | 269.3013 | 0 | 269.3012 | 0 | 269.3013 | 0 | 269.3013 | 0 | 357.1191 | 0.00011168 | 269.3012 | 0 | 268.9055 | 0 | 550.803 | 0.014205 | 268.9055 | 0 | 549.6744 | 0 | 550.803 | 0.016073 | 268.5192 | 0
|  | 269.5096 | 0.016435 | 269.113 | 0.008296 | 357.5278 | 0.00033209 | 269.5096 | 0.02797 | 269.113 | 0 | 262.9371 | 0 | 269.113 | 0 | 357.2298 | 0.00012871 | 269.5096 | 0 | 269.5096 | 0 | 269.5096 | 0 | 269.5096 | 5.5298e-05 | 269.5096 | 0 | 269.5096 | 0 | 357.2298 | 0.00014012 | 269.5095 | 0 | 269.113 | 0 | 550.9595 | 0.016293 | 269.113 | 0 | 549.8317 | 7.1499e-05 | 550.9595 | 0.015329 | 268.7256 | 0
|  | 269.7179 | 0.013665 | 269.3206 | -0.016761 | 357.6411 | 0 | 269.7179 | -0.0070157 | 269.3206 | 0 | 263.1466 | 0 | 269.3206 | 0 | 357.3405 | 0.00013263 | 269.7179 | 0 | 269.7179 | 0 | 269.7179 | 0 | 269.7179 | 0 | 269.7179 | 0 | 269.7179 | 0 | 357.3405 | 0.0001235 | 269.7179 | 0 | 269.3206 | 0 | 551.116 | 0.0087593 | 269.3206 | 0 | 549.9891 | 0.00010725 | 551.116 | 0.016398 | 268.932 | 0
|  | 269.9262 | 0.017636 | 269.5282 | 0.044327 | 357.7545 | 0.0039847 | 269.9262 | 0.023791 | 269.5282 | 0 | 263.3561 | 0 | 269.5282 | 0 | 357.4512 | 0.0001302 | 269.9262 | 0 | 269.9262 | 0 | 269.9262 | 0 | 269.9262 | 8.2353e-05 | 269.9262 | 0 | 269.9262 | 0 | 357.4512 | 9.5069e-05 | 269.9262 | 0.011747 | 269.5282 | 0 | 551.2725 | 0.016429 | 269.5282 | 0 | 550.1465 | 7.1499e-05 | 551.2725 | 0.015654 | 269.1384 | 0
|  | 270.1346 | -0.0099618 | 269.7359 | -0.0028971 | 357.8678 | 0.0066257 | 270.1346 | -0.020321 | 269.7359 | 0 | 263.5656 | 0 | 269.7359 | 0 | 357.5619 | 0.00014622 | 270.1346 | 0 | 270.1346 | 0 | 270.1346 | 0 | 270.1346 | 0 | 270.1346 | 0 | 270.1346 | 0 | 357.5619 | 9.1815e-05 | 270.1346 | 0 | 269.7359 | 0 | 551.429 | 0.012935 | 269.7359 | 0 | 550.3039 | 0.00010725 | 551.429 | 0.01663 | 269.3448 | 0
|  | 270.3429 | 0.019008 | 269.9435 | -0.0057048 | 357.9812 | 0 | 270.3429 | 0.026498 | 269.9435 | 0 | 263.775 | 0 | 269.9435 | 0 | 357.6726 | 0.00014138 | 270.3429 | 0 | 270.3429 | 0 | 270.3429 | 0 | 270.3429 | 4.7662e-05 | 270.3429 | 0 | 270.3429 | 0 | 357.6726 | 0.00012676 | 270.3429 | 0.0036474 | 269.9435 | 0 | 551.5855 | 0.016112 | 269.9435 | 0 | 550.4612 | 7.1499e-05 | 551.5855 | 0.015608 | 269.5512 | 0
|  | 270.5513 | 0.012694 | 270.1511 | -0.0021708 | 358.0945 | 0.0034785 | 270.5513 | -0.0050274 | 270.1511 | 0 | 263.9846 | 0 | 270.1511 | 0 | 357.7833 | 0.00012145 | 270.5513 | 0 | 270.5513 | 0 | 270.5513 | 0 | 270.5513 | 0 | 270.5513 | 0 | 270.5513 | 0 | 357.7833 | 0.00014851 | 270.5513 | 0 | 270.1511 | 0 | 551.7421 | 0.016202 | 270.1511 | 0 | 550.6186 | 0.00010725 | 551.7421 | 0.016305 | 269.7577 | 0
|  | 270.7597 | 0.021426 | 270.3588 | 0.032326 | 358.2078 | 0.0064751 | 270.7597 | -0.015337 | 270.3588 | 0 | 264.1941 | 0 | 270.3588 | 0 | 357.8941 | 0.00012219 | 270.7597 | 0 | 270.7597 | 0 | 270.7597 | 0 | 270.7597 | 3.9258e-05 | 270.7597 | 0 | 270.7597 | 0 | 357.8941 | 9.8495e-05 | 270.7597 | 0.0092133 | 270.3588 | 0 | 551.8986 | 0.018018 | 270.3588 | 0 | 550.7761 | 0 | 551.8986 | 0.015515 | 269.9642 | 0
|  | 270.9681 | 0.01245 | 270.5665 | 0.0077308 | 358.3211 | 0.0036442 | 270.9681 | -0.011929 | 270.5665 | 0 | 264.4036 | 0 | 270.5665 | 0 | 358.0048 | 0.00013281 | 270.9681 | 0 | 270.9681 | 0 | 270.9681 | 0 | 270.9681 | 0 | 270.9681 | 0 | 270.9681 | 0 | 358.0048 | 7.6741e-05 | 270.9681 | 0 | 270.5665 | 0 | 552.0552 | 0.012118 | 270.5665 | 0 | 550.9335 | 0 | 552.0552 | 0.016258 | 270.1707 | 0
|  | 271.1766 | 0.02138 | 270.7742 | 0.0032269 | 358.4345 | 0 | 271.1766 | 0.0041149 | 270.7742 | 0 | 264.6132 | 0 | 270.7742 | 0 | 358.1156 | 0.00014604 | 271.1766 | 0 | 271.1766 | 0 | 271.1766 | 0 | 271.1766 | 4.362e-05 | 271.1766 | 0 | 271.1766 | 0 | 358.1156 | 8.5134e-05 | 271.1766 | 0.010475 | 270.7742 | 0 | 552.2117 | 0.015975 | 270.7742 | 0 | 551.0909 | 0 | 552.2117 | 0.015283 | 270.3771 | 0
|  | 271.385 | 0.012897 | 270.9819 | -0.026233 | 358.5478 | 0.0061289 | 271.385 | -0.01499 | 270.9819 | 0 | 264.8227 | 0 | 270.9819 | 0 | 358.2263 | 0.00013281 | 271.385 | 0 | 271.385 | 0 | 271.385 | 0 | 271.385 | 0 | 271.385 | 0 | 271.385 | 0 | 358.2263 | 0.00013841 | 271.385 | 0 | 270.9819 | 0 | 552.3683 | 0.0048108 | 270.9819 | 0 | 551.2483 | 0.00010725 | 552.3683 | 0.015608 | 270.5836 | 0
|  | 271.5935 | 0.034689 | 271.1897 | 0.0073789 | 358.6611 | 0.0028225 | 271.5935 | 0.013125 | 271.1897 | 0 | 265.0323 | 0 | 271.1897 | 0 | 358.3371 | 0.00013412 | 271.5935 | 0 | 271.5935 | 0 | 271.5935 | 0 | 271.5935 | 4.9242e-05 | 271.5935 | 0 | 271.5935 | 0 | 358.3371 | 0.00015177 | 271.5935 | 0.0050343 | 271.1897 | 0 | 552.5248 | 0.011074 | 271.1897 | 0 | 551.4057 | 0 | 552.5248 | 0.014633 | 270.7902 | 0
|  | 271.802 | 0.0077484 | 271.3974 | -0.018186 | 358.7744 | 0.0021534 | 271.802 | -0.012802 | 271.3974 | 0 | 265.2419 | 0 | 271.3974 | 0 | 358.4479 | 0.0001561 | 271.802 | 0 | 271.802 | 0 | 271.802 | 0 | 271.802 | 0 | 271.802 | 0 | 271.802 | 0 | 358.4479 | 0.00014183 | 271.802 | 0 | 271.3974 | 0 | 552.6814 | 0.013479 | 271.3974 | 0 | 551.5632 | 0.00053624 | 552.6814 | 0.015701 | 270.9967 | 0
|  | 272.0105 | 0.019082 | 271.6052 | 0.0010877 | 358.8877 | 0 | 272.0105 | 0.015836 | 271.6052 | 0 | 265.4515 | 0 | 271.6052 | 0 | 358.5586 | 0.00017826 | 272.0105 | 0 | 272.0105 | 0 | 272.0105 | 0 | 272.0105 | 6.1551e-05 | 272.0105 | 0 | 272.0105 | 0 | 358.5586 | 0.00012676 | 272.0105 | 0.0085395 | 271.6052 | 0 | 552.838 | 0.010847 | 271.6052 | 0 | 551.7206 | 7.1499e-05 | 552.838 | 0.015004 | 271.2033 | 0
|  | 272.219 | -0.0048861 | 271.813 | -0.045292 | 359.0011 | 0.010794 | 272.219 | 0.012752 | 271.813 | 0 | 265.6611 | 0 | 271.813 | 0 | 358.6694 | 0.00016951 | 272.219 | 0 | 272.219 | 0 | 272.219 | 0 | 272.219 | 0 | 272.219 | 0 | 272.219 | 0 | 358.6694 | 0.00017678 | 272.219 | 0 | 271.813 | 0 | 552.9946 | 0.012072 | 271.813 | 0 | 551.8781 | 0.00032174 | 552.9946 | 0.016073 | 271.4098 | 0
|  | 272.4275 | 0.0079438 | 272.0208 | -0.0073824 | 359.1144 | 0 | 272.4275 | 0.016699 | 272.0208 | 0 | 265.8707 | 0 | 272.0208 | 0 | 358.7802 | 0.00015442 | 272.4275 | 0 | 272.4275 | 0 | 272.4275 | 0 | 272.4275 | 2.829e-05 | 272.4275 | 0 | 272.4275 | 0 | 358.7802 | 0.00018688 | 272.4275 | 0.0056323 | 272.0208 | 0 | 553.1512 | 0.019561 | 272.0208 | 0 | 552.0355 | 0 | 553.1512 | 0.015051 | 271.6164 | 0
|  | 272.6361 | -0.00012668 | 272.2286 | -0.014199 | 359.2277 | 0.0091104 | 272.6361 | -0.017522 | 272.2286 | 0 | 266.0804 | 0 | 272.2286 | 0 | 358.891 | 0.00014697 | 272.6361 | 0 | 272.6361 | 0 | 272.6361 | 0 | 272.6361 | 0 | 272.6361 | 0 | 272.6361 | 0 | 358.891 | 0.00018843 | 272.6361 | 0 | 272.2286 | 0 | 553.3078 | 0.021149 | 272.2286 | 0 | 552.193 | 0 | 553.3078 | 0.015747 | 271.823 | 0
|  | 272.8446 | 0.030962 | 272.4365 | 0.022053 | 359.341 | 0.0024904 | 272.8446 | 0.017806 | 272.4365 | 0 | 266.29 | 0 | 272.4365 | 0 | 359.0018 | 0.00016262 | 272.8446 | 0 | 272.8446 | 0 | 272.8446 | 0 | 272.8446 | 4.2047e-05 | 272.8446 | 0 | 272.8446 | 0 | 359.0018 | 0.00012676 | 272.8446 | 0.0063428 | 272.4365 | 0 | 553.4644 | 0.019561 | 272.4365 | 0 | 552.3505 | 0 | 553.4644 | 0.014586 | 272.0296 | 0
|  | 273.0532 | 0.0020995 | 272.6443 | -0.0042717 | 359.4543 | 0.001822 | 273.0532 | 0.0012373 | 272.6443 | 0 | 266.4997 | 0 | 272.6443 | 0 | 359.1126 | 0.00015442 | 273.0532 | 0 | 273.0532 | 0 | 273.0532 | 0 | 273.0532 | 0 | 273.0532 | 0 | 273.0532 | 0 | 359.1126 | 0.00013173 | 273.0532 | 0 | 272.6443 | 0 | 553.6211 | 0.0056731 | 272.6443 | 0 | 552.508 | 0.00010725 | 553.6211 | 0.015701 | 272.2362 | 0
|  | 273.2618 | 0.019835 | 272.8522 | 0.0096982 | 359.5676 | 0.0011622 | 273.2618 | 0.002941 | 272.8522 | 0 | 266.7094 | 0 | 272.8522 | 0 | 359.2234 | 0.00014306 | 273.2618 | 0 | 273.2618 | 0 | 273.2618 | 0 | 273.2618 | 5.5614e-05 | 273.2618 | 0 | 273.2618 | 0 | 359.2234 | 8.5134e-05 | 273.2618 | 0.010626 | 272.8522 | 0 | 553.7777 | 0.013797 | 272.8522 | 0 | 552.6655 | 0 | 553.7777 | 0.015004 | 272.4428 | 0
|  | 273.4704 | -0.015073 | 273.0601 | -0.029302 | 359.6809 | 0.0091104 | 273.4704 | -0.0034213 | 273.0601 | 0 | 266.919 | 0 | 273.0601 | 0 | 359.3342 | 0.00015051 | 273.4704 | 0 | 273.4704 | 0 | 273.4704 | 0 | 273.4704 | 0 | 273.4704 | 0 | 273.4704 | 0 | 359.3342 | 0.00011168 | 273.4704 | 0 | 273.0601 | 0 | 553.9343 | 0.01357 | 273.0601 | 0 | 552.823 | 0.00032174 | 553.9343 | 0.01598 | 272.6494 | 0
|  | 273.679 | 0.018492 | 273.268 | 0.014427 | 359.7942 | 0 | 273.679 | 0.014205 | 273.268 | 0 | 267.1288 | 0 | 273.268 | 0 | 359.445 | 0.00015349 | 273.679 | 0 | 273.679 | 0 | 273.679 | 0 | 273.679 | 6.7538e-05 | 273.679 | 0 | 273.679 | 0 | 359.445 | 8.5134e-05 | 273.6791 | 0.0088721 | 273.268 | 0 | 554.091 | 0.015249 | 273.268 | 0 | 552.9805 | 7.1499e-05 | 554.091 | 0.014865 | 272.8561 | 0
|  | 273.8877 | 0.017756 | 273.476 | 0.0053093 | 359.9075 | 0 | 273.8877 | 0.0044372 | 273.476 | 0 | 267.3385 | 0 | 273.476 | 0 | 359.5558 | 0.00015777 | 273.8877 | 0 | 273.8877 | 0 | 273.8877 | 0 | 273.8877 | 0 | 273.8877 | 0 | 273.8877 | 0 | 359.5558 | 0.00010843 | 273.8877 | 0 | 273.476 | 0 | 554.2477 | 0.015885 | 273.476 | 0 | 553.138 | 0.00010725 | 554.2477 | 0.015608 | 273.0628 | 0
|  | 274.0963 | 0.046544 | 273.6839 | 0.030706 | 360.0208 | 0 | 274.0963 | -0.00023266 | 273.6839 | 0 | 267.5482 | 0 | 273.6839 | 0 | 359.6666 | 0.00012964 | 274.0963 | 0 | 274.0963 | 0 | 274.0963 | 0 | 274.0963 | 6.2888e-05 | 274.0963 | 0 | 274.0963 | 0 | 359.6666 | 7.6741e-05 | 274.0963 | 0.0050751 | 273.6839 | 0 | 554.4043 | 0.017972 | 273.6839 | 0 | 553.2955 | 0 | 554.4043 | 0.014911 | 273.2695 | 0
|  | 274.305 | -0.016089 | 273.8919 | -0.024886 | 360.1341 | 0 | 274.305 | -0.013997 | 273.8919 | 0 | 267.758 | 0 | 273.8919 | 0 | 359.7775 | 0.00013784 | 274.305 | 0 | 274.305 | 0 | 274.305 | 0 | 274.305 | 0 | 274.305 | 0 | 274.305 | 0 | 359.7775 | 0.00010346 | 274.305 | 0 | 273.8919 | 0 | 554.561 | 0.0075793 | 273.8919 | 0 | 553.453 | 0.00010725 | 554.561 | 0.01598 | 273.4762 | 0
|  | 274.5137 | 0.045738 | 274.0999 | 0.018823 | 360.2474 | 0 | 274.5137 | 0.0040681 | 274.0999 | 0 | 267.9677 | 0 | 274.0999 | 0 | 359.8883 | 0.00013393 | 274.5137 | 0 | 274.5137 | 0 | 274.5137 | 0 | 274.5137 | 4.851e-05 | 274.5137 | 0 | 274.5137 | 0 | 359.8883 | 0.00010175 | 274.5137 | 0.0096155 | 274.0999 | 0 | 554.7177 | 0.011709 | 274.0999 | 0 | 553.6105 | 7.1499e-05 | 554.7177 | 0.015097 | 273.6829 | 0
|  | 274.7224 | 0.015878 | 274.3079 | -0.019672 | 360.3607 | 0.0019877 | 274.7224 | -0.011354 | 274.3079 | 0 | 268.1775 | 0 | 274.3079 | 0 | 359.9992 | 0.00014864 | 274.7224 | 0 | 274.7224 | 0 | 274.7224 | 0 | 274.7224 | 0 | 274.7224 | 0 | 274.7224 | 0 | 359.9992 | 0.00010672 | 274.7224 | 0 | 274.3079 | 0 | 554.8744 | 0.015885 | 274.3079 | 0 | 553.7681 | 0.00032174 | 554.8744 | 0.015608 | 273.8896 | 0
|  | 274.9312 | 0.02452 | 274.5159 | 0.035818 | 360.4739 | 0.0039847 | 274.9312 | 0.017613 | 274.5159 | 0 | 268.3873 | 0 | 274.5159 | 0 | 360.11 | 0.00016224 | 274.9311 | 0 | 274.9311 | 0 | 274.9311 | 0 | 274.9312 | 0.00011518 | 274.9311 | 0 | 274.9311 | 0 | 360.11 | 9.1815e-05 | 274.9312 | 0.011025 | 274.5159 | 0 | 555.0311 | 0.012299 | 274.5159 | 0 | 553.9256 | 0 | 555.0311 | 0.014447 | 274.0963 | 0
|  | 275.1399 | 0.027898 | 274.7239 | -0.012349 | 360.5872 | 0 | 275.1399 | -0.01553 | 274.7239 | 0 | 268.5971 | 0 | 274.7239 | 0 | 360.2209 | 0.00018553 | 275.1399 | 0 | 275.1399 | 0 | 275.1399 | 0 | 275.1399 | 0 | 275.1399 | 0 | 275.1399 | 0 | 360.2209 | 0.00011511 | 275.1399 | 0 | 274.7239 | 0 | 555.1878 | 0.011074 | 274.7239 | 0 | 554.0832 | 0.00010725 | 555.1878 | 0.015329 | 274.3031 | 0
|  | 275.3486 | 0.029102 | 274.932 | 0.013309 | 360.7005 | 0 | 275.3486 | 0.031247 | 274.932 | 0 | 268.8069 | 0 | 274.932 | 0 | 360.3317 | 0.00018869 | 275.3486 | 0 | 275.3486 | 0 | 275.3486 | 0 | 275.3486 | 6.0035e-05 | 275.3486 | 0 | 275.3486 | 0 | 360.3317 | 0.00010346 | 275.3486 | 0.0086441 | 274.932 | 0 | 555.3445 | 0.022829 | 274.932 | 0 | 554.2407 | 7.1499e-05 | 555.3445 | 0.014679 | 274.5099 | 0
|  | 275.5574 | -0.0024079 | 275.14 | -0.005715 | 360.8138 | 0 | 275.5574 | -0.012323 | 275.14 | 0 | 269.0167 | 0 | 275.14 | 0 | 360.4426 | 0.00016858 | 275.5574 | 0 | 275.5574 | 0 | 275.5574 | 0 | 275.5574 | 0 | 275.5574 | 0 | 275.5574 | 0 | 360.4426 | 0.00011837 | 275.5574 | 0 | 275.14 | 0 | 555.5013 | 0.012753 | 275.14 | 0 | 554.3983 | 0.00010725 | 555.5013 | 0.015701 | 274.7166 | 0
|  | 275.7662 | 0.023146 | 275.3481 | 0.029562 | 360.9271 | 0 | 275.7662 | 0.03392 | 275.3481 | 0 | 269.2266 | 0 | 275.3481 | 0 | 360.5535 | 0.00014753 | 275.7662 | 0 | 275.7662 | 0 | 275.7662 | 0 | 275.7662 | 4.741e-05 | 275.7662 | 0 | 275.7662 | 0 | 360.5535 | 0.00011837 | 275.7662 | 0.0037122 | 275.3481 | 0 | 555.658 | 0.017155 | 275.3481 | 0 | 554.5559 | 7.1499e-05 | 555.658 | 0.014633 | 274.9234 | 0
|  | 275.975 | -0.0048314 | 275.5562 | -0.054028 | 361.0403 | 0.00049697 | 275.975 | -0.0091165 | 275.5562 | 0 | 269.4364 | 0 | 275.5562 | 0 | 360.6643 | 0.00013747 | 275.975 | 0 | 275.975 | 0 | 275.975 | 0 | 275.975 | 0 | 275.975 | 0 | 275.975 | 0 | 360.6643 | 0.00015348 | 275.975 | 0 | 275.5562 | 0 | 555.8147 | 0.0043893 | 275.5562 | 0 | 554.7135 | 0.00032174 | 555.8147 | 0.015329 | 275.1302 | 0
|  | 276.1838 | 0.025072 | 275.7644 | 0.017838 | 361.1536 | 0 | 276.1838 | 0.015619 | 275.7644 | 0 | 269.6463 | 0 | 275.7644 | 0 | 360.7752 | 0.00013747 | 276.1838 | 0 | 276.1838 | 0 | 276.1838 | 0 | 276.1838 | 5.3798e-05 | 276.1838 | 0 | 276.1838 | 0 | 360.7752 | 0.0001235 | 276.1838 | 0.0074532 | 275.7644 | 0 | 555.9715 | 0.014024 | 275.7644 | 0 | 554.871 | 7.1499e-05 | 555.9715 | 0.014214 | 275.337 | 0
|  | 276.3926 | -0.018683 | 275.9725 | -0.019065 | 361.2669 | 0.005135 | 276.3926 | -0.0041342 | 275.9725 | 0 | 269.8562 | 0 | 275.9725 | 0 | 360.8861 | 0.00015256 | 276.3926 | 0 | 276.3926 | 0 | 276.3926 | 0 | 276.3926 | 0 | 276.3926 | 0 | 276.3926 | 0 | 360.8861 | 8.5134e-05 | 276.3926 | 0 | 275.9725 | 0 | 556.1282 | 0.020106 | 275.9725 | 0 | 555.0286 | 0 | 556.1282 | 0.015144 | 275.5439 | 0
|  | 276.6015 | 0.010165 | 276.1807 | 0.004896 | 361.3801 | 0.0041507 | 276.6015 | 0.011809 | 276.1807 | 0 | 270.0661 | 0 | 276.1807 | 0 | 360.997 | 0.00015013 | 276.6015 | 0 | 276.6015 | 0 | 276.6015 | 0 | 276.6015 | 2.4699e-05 | 276.6015 | 0 | 276.6015 | 0 | 360.997 | 9.1815e-05 | 276.6015 | 0.0089553 | 276.1807 | 0 | 556.285 | 0.018608 | 276.1807 | 0 | 555.1862 | 0 | 556.285 | 0.014586 | 275.7507 | 0
|  | 276.8104 | 0.002229 | 276.3888 | -0.012005 | 361.4934 | 0 | 276.8104 | -0.013768 | 276.3888 | 0 | 270.276 | 0 | 276.3888 | 0 | 361.1079 | 0.0001587 | 276.8104 | 0 | 276.8104 | 0 | 276.8104 | 0 | 276.8104 | 0 | 276.8104 | 0 | 276.8104 | 0 | 361.1079 | 0.00012505 | 276.8104 | 0 | 276.3888 | 0 | 556.4418 | 0.014932 | 276.3888 | 0 | 555.3438 | 0.00032174 | 556.4418 | 0.015608 | 275.9576 | 0
|  | 277.0193 | 0.03101 | 276.597 | 0.031988 | 361.6067 | 0 | 277.0193 | 0.001081 | 276.597 | 0 | 270.4859 | 0 | 276.597 | 0 | 361.2188 | 0.00015312 | 277.0192 | 0 | 277.0192 | 0 | 277.0192 | 0 | 277.0193 | 5.3907e-05 | 277.0192 | 0 | 277.0192 | 0 | 361.2188 | 0.00016513 | 277.0193 | 0.0064296 | 276.597 | 0 | 556.5986 | 0.012118 | 276.597 | 0 | 555.5015 | 7.1499e-05 | 556.5986 | 0.014772 | 276.1645 | 0
|  | 277.2281 | -0.012035 | 276.8052 | -0.017488 | 361.7199 | 0.0086135 | 277.2281 | 0.010943 | 276.8052 | 0 | 270.6958 | 0 | 276.8052 | 0 | 361.3297 | 0.00015796 | 277.2281 | 0 | 277.2281 | 0 | 277.2281 | 0 | 277.2281 | 0 | 277.2281 | 0 | 277.2281 | 0 | 361.3297 | 0.00017352 | 277.2282 | 0 | 276.8052 | 0 | 556.7554 | 0.0093947 | 276.8052 | 0 | 555.6591 | 0.00032174 | 556.7554 | 0.015654 | 276.3713 | 0
|  | 277.4371 | 0.030393 | 277.0135 | 0.02838 | 361.8332 | 0 | 277.4371 | 0.021161 | 277.0135 | 0 | 270.9058 | 0 | 277.0135 | 0 | 361.4407 | 0.00015833 | 277.4371 | 0 | 277.4371 | 0 | 277.4371 | 0 | 277.4371 | 5.2301e-05 | 277.4371 | 0 | 277.4371 | 0 | 361.4407 | 0.0001701 | 277.4371 | 0.0079193 | 277.0135 | 0 | 556.9122 | 0.01652 | 277.0135 | 0 | 555.8167 | 0 | 556.9122 | 0.014772 | 276.5783 | 0
|  | 277.646 | 0.012216 | 277.2217 | -0.0096847 | 361.9465 | 0 | 277.646 | 0.015929 | 277.2217 | 0 | 271.1158 | 0 | 277.2217 | 0 | 361.5516 | 0.00015647 | 277.646 | 0 | 277.646 | 0 | 277.646 | 0 | 277.646 | 0 | 277.646 | 0 | 277.646 | 0 | 361.5516 | 0.00015006 | 277.646 | 0 | 277.2217 | 0 | 557.069 | 0.0080785 | 277.2217 | 0 | 555.9743 | 0.00010725 | 557.069 | 0.015933 | 276.7852 | 0
|  | 277.8549 | 0.036915 | 277.43 | 0.017117 | 362.0597 | 0 | 277.8549 | 0.012014 | 277.43 | 0 | 271.3257 | 0 | 277.43 | 0 | 361.6625 | 0.00016914 | 277.8549 | 0 | 277.8549 | 0 | 277.8549 | 0 | 277.8549 | 4.7813e-05 | 277.8549 | 0 | 277.8549 | 0 | 361.6625 | 0.00013841 | 277.8549 | 0.0082261 | 277.43 | 0 | 557.2258 | 0.013071 | 277.43 | 0 | 556.132 | 7.1499e-05 | 557.2258 | 0.014865 | 276.9921 | 0
|  | 278.0639 | 0.0097585 | 277.6383 | -0.014858 | 362.173 | 0.0087791 | 278.0639 | -0.018673 | 277.6383 | 0 | 271.5357 | 0 | 277.6383 | 0 | 361.7734 | 0.00017118 | 278.0639 | 0 | 278.0639 | 0 | 278.0639 | 0 | 278.0639 | 0 | 278.0639 | 0 | 278.0639 | 0 | 361.7734 | 0.00015674 | 278.0639 | 0 | 277.6383 | 0 | 557.3826 | 0.012118 | 277.6383 | 0 | 556.2897 | 0.00010725 | 557.3826 | 0.015608 | 277.199 | 0
|  | 278.2729 | 0.02181 | 277.8465 | 0.02067 | 362.2862 | 0 | 278.2729 | -0.0071132 | 277.8465 | 0 | 271.7457 | 0 | 277.8465 | 0 | 361.8844 | 0.00016522 | 278.2729 | 0 | 278.2729 | 0 | 278.2729 | 0 | 278.2729 | 5.3801e-05 | 278.2729 | 0 | 278.2729 | 0 | 361.8844 | 0.00014851 | 278.2729 | 0.010054 | 277.8465 | 0 | 557.5394 | 0.02124 | 277.8465 | 0 | 556.4473 | 7.1499e-05 | 557.5394 | 0.014447 | 277.406 | 0
|  | 278.4819 | 0.014726 | 278.0549 | -0.020604 | 362.3995 | 0.0056319 | 278.4819 | -0.0025287 | 278.0549 | 0 | 271.9557 | 0 | 278.0549 | 0 | 361.9953 | 0.0001466 | 278.4819 | 0 | 278.4819 | 0 | 278.4819 | 0 | 278.4819 | 0 | 278.4819 | 0 | 278.4819 | 0 | 361.9953 | 0.00014509 | 278.4819 | 0 | 278.0549 | 0 | 557.6963 | 0.0097577 | 278.0549 | 0 | 556.605 | 0 | 557.6963 | 0.015144 | 277.613 | 0
|  | 278.6909 | 0.023884 | 278.2632 | 0.023819 | 362.5127 | 0.0051469 | 278.6909 | 0.014827 | 278.2632 | 0 | 272.1657 | 0 | 278.2632 | 0 | 362.1063 | 0.00013579 | 278.6909 | 0 | 278.6909 | 0 | 278.6909 | 0 | 278.6909 | 3.5288e-05 | 278.6909 | 0 | 278.6909 | 0 | 362.1063 | 0.00010175 | 278.6909 | 0.011828 | 278.2632 | 0 | 557.8532 | 0.015385 | 278.2632 | 0 | 556.7626 | 7.1499e-05 | 557.8532 | 0.014354 | 277.8199 | 0
|  | 278.8999 | 0.0027087 | 278.4715 | -0.008249 | 362.626 | 0.0034785 | 278.8999 | -0.014447 | 278.4715 | 0 | 272.3758 | 0 | 278.4715 | 0 | 362.2172 | 0.00014362 | 278.8999 | 0 | 278.8999 | 0 | 278.8999 | 0 | 278.8999 | 0 | 278.8999 | 0 | 278.8999 | 0 | 362.2172 | 8.1708e-05 | 278.8999 | 0 | 278.4715 | 0 | 558.01 | 0.015022 | 278.4715 | 0 | 556.9203 | 0.00032174 | 558.01 | 0.014865 | 278.0269 | 0
|  | 279.1089 | 0.048003 | 278.6799 | -0.0095241 | 362.7392 | 0.0024904 | 279.1089 | 0.0063064 | 278.6799 | 0 | 272.5858 | 0 | 278.6799 | 0 | 362.3282 | 0.0001492 | 279.109 | 0 | 279.109 | 0 | 279.109 | 0 | 279.1089 | 2.9953e-05 | 279.109 | 0 | 279.109 | 0 | 362.3282 | 0.00011511 | 279.1089 | 0.00755 | 278.6799 | 0 | 558.1669 | 0.022102 | 278.6799 | 0 | 557.078 | 7.1499e-05 | 558.1669 | 0.0144 | 278.2339 | 0
|  | 279.318 | 0.0070975 | 278.8883 | -0.021226 | 362.8524 | 0.00016566 | 279.318 | -0.0015548 | 278.8883 | 0 | 272.7959 | 0 | 278.8883 | 0 | 362.4392 | 0.00015908 | 279.318 | 0 | 279.318 | 0 | 279.318 | 0 | 279.318 | 0 | 279.318 | 0 | 279.318 | 0 | 362.4392 | 0.00013515 | 279.318 | 0 | 278.8883 | 0 | 558.3238 | 0.01062 | 278.8883 | 0 | 557.2357 | 0.00010725 | 558.3238 | 0.015144 | 278.4409 | 0
|  | 279.5271 | 0.0094142 | 279.0967 | 0.016084 | 362.9657 | 0.0068072 | 279.5271 | 0.0015522 | 279.0967 | 0 | 273.006 | 0 | 279.0967 | 0 | 362.5501 | 0.00015274 | 279.5271 | 0 | 279.5271 | 0 | 279.5271 | 0 | 279.5271 | 6.2036e-05 | 279.5271 | 0 | 279.5271 | 0 | 362.5501 | 0.00016513 | 279.5271 | 0.0045601 | 279.0967 | 0 | 558.4806 | 0.014205 | 279.0967 | 0 | 557.3934 | 0 | 558.4806 | 0.014679 | 278.648 | 0
|  | 279.7362 | 0.00076532 | 279.3051 | -0.0049867 | 363.0789 | 0.0056319 | 279.7362 | -0.0078427 | 279.3051 | 0 | 273.2161 | 0 | 279.3051 | 0 | 362.6611 | 0.00015479 | 279.7362 | 0 | 279.7362 | 0 | 279.7362 | 0 | 279.7362 | 0 | 279.7362 | 0 | 279.7362 | 0 | 362.6611 | 0.00011168 | 279.7362 | 0 | 279.3051 | 0 | 558.6375 | 0.010711 | 279.3051 | 0 | 557.5511 | 0.00032174 | 558.6375 | 0.015051 | 278.855 | 0
|  | 279.9453 | 0.037213 | 279.5135 | -0.0028347 | 363.1922 | 0 | 279.9453 | -0.0042027 | 279.5135 | 0 | 273.4262 | 0 | 279.5135 | 0 | 362.7721 | 0.0001289 | 279.9453 | 0 | 279.9453 | 0 | 279.9453 | 0 | 279.9453 | 3.6102e-05 | 279.9453 | 0 | 279.9453 | 0 | 362.7721 | 0.000105 | 279.9453 | 0.0077851 | 279.5135 | 0 | 558.7944 | 0.014841 | 279.5135 | 0 | 557.7088 | 7.1499e-05 | 558.7944 | 0.014354 | 279.0621 | 0
|  | 280.1544 | 0.010922 | 279.722 | -0.0054438 | 363.3054 | 0.0038098 | 280.1544 | -0.0064458 | 279.722 | 0 | 273.6363 | 0 | 279.722 | 0 | 362.8831 | 0.00013002 | 280.1544 | 0 | 280.1544 | 0 | 280.1544 | 0 | 280.1544 | 0 | 280.1544 | 0 | 280.1544 | 0 | 362.8831 | 0.00011682 | 280.1544 | 0 | 279.722 | 0 | 558.9513 | 0.012526 | 279.722 | 0 | 557.8665 | 0 | 558.9513 | 0.015236 | 279.2692 | 0
|  | 280.3635 | 0.015743 | 279.9305 | 0.0086695 | 363.4186 | 0.0034866 | 280.3635 | 0.0090336 | 279.9305 | 0 | 273.8465 | 0 | 279.9305 | 0 | 362.9941 | 0.00012629 | 280.3635 | 0 | 280.3635 | 0 | 280.3635 | 0 | 280.3635 | 4.9275e-05 | 280.3635 | 0 | 280.3635 | 0 | 362.9941 | 0.00010175 | 280.3635 | 0.0099828 | 279.9305 | 0 | 559.1082 | 0.017972 | 279.9305 | 0 | 558.0243 | 0 | 559.1082 | 0.014911 | 279.4763 | 0
|  | 280.5727 | -0.0019705 | 280.1389 | -0.022014 | 363.5319 | 0.0049694 | 280.5727 | 0.0012234 | 280.1389 | 0 | 274.0566 | 0 | 280.1389 | 0 | 363.1051 | 0.00015312 | 280.5727 | 0 | 280.5727 | 0 | 280.5727 | 0 | 280.5727 | 0 | 280.5727 | 0 | 280.5727 | 0 | 363.1051 | 0.00010843 | 280.5727 | 0 | 280.1389 | 0 | 559.2652 | 0.016702 | 280.1389 | 0 | 558.182 | 0.00032174 | 559.2652 | 0.015701 | 279.6834 | 0
|  | 280.7819 | 0.02897 | 280.3474 | 0.013179 | 363.6451 | 0.00099619 | 280.7819 | -0.013208 | 280.3474 | 0 | 274.2668 | 0 | 280.3474 | 0 | 363.2161 | 0.00016187 | 280.7819 | 0 | 280.7819 | 0 | 280.7819 | 0 | 280.7819 | 4.7707e-05 | 280.7819 | 0 | 280.7819 | 0 | 363.2161 | 9.8495e-05 | 280.7819 | 0.0019571 | 280.3474 | 0 | 559.4221 | 0.02124 | 280.3474 | 0 | 558.3397 | 7.1499e-05 | 559.4221 | 0.014679 | 279.8905 | 0
|  | 280.9911 | -0.02093 | 280.556 | -0.040597 | 363.7583 | 0.00066254 | 280.9911 | 0.0056761 | 280.556 | 0 | 274.4769 | 0 | 280.556 | 0 | 363.3271 | 0.00016001 | 280.991 | 0 | 280.991 | 0 | 280.991 | 0 | 280.9911 | 0 | 280.991 | 0 | 280.991 | 0 | 363.3271 | 0.00011682 | 280.9911 | 0 | 280.556 | 0 | 559.579 | 0.01357 | 280.556 | 0 | 558.4975 | 0 | 559.579 | 0.015376 | 280.0976 | 0
|  | 281.2003 | 0.036425 | 280.7645 | 0.023619 | 363.8715 | 0 | 281.2003 | 0.0086436 | 280.7645 | 0 | 274.6871 | 0 | 280.7645 | 0 | 363.4381 | 0.00015479 | 281.2002 | 0 | 281.2002 | 0 | 281.2002 | 0 | 281.2003 | 6.046e-05 | 281.2002 | 0 | 281.2002 | 0 | 363.4381 | 0.00012008 | 281.2003 | 0.0076458 | 280.7645 | 0 | 559.736 | 0.01357 | 280.7645 | 0 | 558.6552 | 0 | 559.736 | 0.014214 | 280.3048 | 0
|  | 281.4095 | 0.0048188 | 280.9731 | 0.0017696 | 363.9848 | 0 | 281.4095 | -0.036455 | 280.9731 | 0 | 274.8973 | 0 | 280.9731 | 0 | 363.5492 | 0.00014753 | 281.4095 | 0 | 281.4095 | 0 | 281.4095 | 0 | 281.4095 | 0 | 281.4095 | 0 | 281.4095 | 0 | 363.5492 | 0.00012179 | 281.4094 | 0 | 280.9731 | 0 | 559.893 | 0.013162 | 280.9731 | 0 | 558.813 | 0.00010725 | 559.893 | 0.015004 | 280.5119 | 0
|  | 281.6187 | 0.03415 | 281.1816 | 0.020267 | 364.098 | 0 | 281.6187 | 0.00099899 | 281.1816 | 0 | 275.1075 | 0 | 281.1816 | 0 | 363.6602 | 0.00013318 | 281.6187 | 0 | 281.6187 | 0 | 281.6187 | 0 | 281.6187 | 3.9479e-05 | 281.6187 | 0 | 281.6187 | 0 | 363.6602 | 0.00015006 | 281.6187 | 0.0072418 | 281.1816 | 0 | 560.0499 | 0.018835 | 281.1816 | 0 | 558.9707 | 0 | 560.0499 | 0.013982 | 280.7191 | 0
|  | 281.8279 | 0.0047556 | 281.3902 | 0.010289 | 364.2112 | 0.001822 | 281.8279 | -0.013112 | 281.3902 | 0 | 275.3178 | 0 | 281.3902 | 0 | 363.7712 | 0.00011977 | 281.8279 | 0 | 281.8279 | 0 | 281.8279 | 0 | 281.8279 | 0 | 281.8279 | 0 | 281.8279 | 0 | 363.7712 | 0.00013173 | 281.8279 | 0 | 281.3902 | 0 | 560.2069 | 0.0056731 | 281.3902 | 0 | 559.1285 | 0 | 560.2069 | 0.015283 | 280.9263 | 0
|  | 282.0372 | 0.017873 | 281.5988 | 0.020823 | 364.3244 | 0 | 282.0372 | 0.017107 | 281.5988 | 0 | 275.528 | 0 | 281.5988 | 0 | 363.8823 | 0.00012834 | 282.0372 | 0 | 282.0372 | 0 | 282.0372 | 0 | 282.0372 | 5.5366e-05 | 282.0372 | 0 | 282.0372 | 0 | 363.8823 | 0.00011511 | 282.0372 | 0.0053305 | 281.5988 | 0 | 560.3639 | 0.015794 | 281.5988 | 0 | 559.2863 | 7.1499e-05 | 560.3639 | 0.014447 | 281.1334 | 0
|  | 282.2465 | -0.0064584 | 281.8075 | 0.004948 | 364.4376 | 0.0024847 | 282.2465 | -0.025763 | 281.8075 | 0 | 275.7383 | 0 | 281.8075 | 0 | 363.9933 | 0.00015405 | 282.2465 | 0 | 282.2465 | 0 | 282.2465 | 0 | 282.2465 | 7.3336e-06 | 282.2465 | 0 | 282.2465 | 0 | 363.9933 | 8.3421e-05 | 282.2465 | 0 | 281.8075 | 0 | 560.5209 | 0.0056731 | 281.8075 | 0 | 559.4441 | 0.00032174 | 560.5209 | 0.015515 | 281.3407 | 0
|  | 282.4558 | 0.0014787 | 282.0161 | 0.017817 | 364.5508 | 0.0058111 | 282.4558 | 0.030458 | 282.0161 | 0 | 275.9485 | 0 | 282.0161 | 0 | 364.1044 | 0.00015405 | 282.4558 | 0 | 282.4558 | 0 | 282.4558 | 0 | 282.4558 | 3.878e-05 | 282.4558 | 0 | 282.4558 | 0 | 364.1044 | 0.00013687 | 282.4558 | 0.0045024 | 282.0161 | 0 | 560.6779 | 0.012753 | 282.0161 | 0 | 559.6019 | 7.1499e-05 | 560.6779 | 0.014307 | 281.5479 | 0
|  | 282.6651 | 0.0078285 | 282.2247 | -0.043863 | 364.664 | 0.0056319 | 282.6651 | -0.010636 | 282.2247 | 0 | 276.1588 | 0 | 282.2247 | 0 | 364.2154 | 0.00014045 | 282.6651 | 0 | 282.6651 | 0 | 282.6651 | 0 | 282.6651 | 0 | 282.6651 | 0 | 282.6651 | 0 | 364.2154 | 0.00012847 | 282.6651 | 0 | 282.2247 | 0 | 560.8349 | 0.011255 | 282.2247 | 0 | 559.7597 | 0.00032174 | 560.8349 | 0.01519 | 281.7551 | 0
|  | 282.8744 | 0.0092846 | 282.4334 | 0.0010801 | 364.7772 | 0 | 282.8744 | 0.0089615 | 282.4334 | 0 | 276.3691 | 0 | 282.4334 | 0 | 364.3265 | 0.00012499 | 282.8744 | 0 | 282.8744 | 0 | 282.8744 | 0 | 282.8744 | 3.7434e-05 | 282.8744 | 0 | 282.8744 | 0 | 364.3265 | 0.00012505 | 282.8744 | 0.0066437 | 282.4334 | 0 | 560.9919 | 0.01947 | 282.4334 | 0 | 559.9175 | 7.1499e-05 | 560.9919 | 0.014168 | 281.9624 | 0
|  | 283.0838 | 0.0014299 | 282.6421 | -0.030315 | 364.8904 | 0.013278 | 283.0838 | -0.0020954 | 282.6421 | 0 | 276.5794 | 0 | 282.6421 | 0 | 364.4376 | 0.00013784 | 283.0838 | 0 | 283.0838 | 0 | 283.0838 | 0 | 283.0838 | 0 | 283.0838 | 0 | 283.0838 | 0 | 364.4376 | 6.8347e-05 | 283.0838 | 0 | 282.6421 | 0 | 561.1489 | 0.0118 | 282.6421 | 0 | 560.0753 | 0.00053624 | 561.1489 | 0.014958 | 282.1696 | 0
|  | 283.2931 | 0.027265 | 282.8508 | 0.029664 | 365.0036 | 0.0036526 | 283.2931 | 0.0080169 | 282.8508 | 0 | 276.7897 | 0 | 282.8508 | 0 | 364.5487 | 0.00014399 | 283.2931 | 0 | 283.2931 | 0 | 283.2931 | 0 | 283.2931 | 7.2762e-05 | 283.2931 | 0 | 283.2931 | 0 | 364.5487 | 7.6741e-05 | 283.2931 | 0.0057218 | 282.8508 | 0 | 561.3059 | 0.01534 | 282.8508 | 0 | 560.2331 | 0 | 561.3059 | 0.014122 | 282.3769 | 0
|  | 283.5025 | 0.010137 | 283.0596 | -0.0072273 | 365.1168 | 0.0043067 | 283.5025 | -0.0059314 | 283.0596 | 0 | 277.0001 | 0 | 283.0596 | 0 | 364.6597 | 0.00014175 | 283.5025 | 0 | 283.5025 | 0 | 283.5025 | 0 | 283.5025 | 0 | 283.5025 | 0 | 283.5025 | 0 | 364.6597 | 8.5134e-05 | 283.5025 | 0 | 283.0596 | 0 | 561.463 | 0.014523 | 283.0596 | 0 | 560.391 | 0.00010725 | 561.463 | 0.014958 | 282.5842 | 0
|  | 283.7119 | 0.031949 | 283.2683 | 0.034372 | 365.2301 | 0 | 283.7119 | 0.017706 | 283.2683 | 0 | 277.2104 | 0 | 283.2683 | 0 | 364.7708 | 0.00013188 | 283.7119 | 0 | 283.7119 | 0 | 283.7119 | 0 | 283.7119 | 6.095e-05 | 283.7119 | 0 | 283.7119 | 0 | 364.7708 | 9.6782e-05 | 283.7119 | 0.006821 | 283.2683 | 0 | 561.62 | 0.014024 | 283.2683 | 0 | 560.5488 | 0 | 561.62 | 0.014354 | 282.7915 | 0
|  | 283.9213 | 0.0041433 | 283.4771 | -0.016075 | 365.3433 | 0.014425 | 283.9213 | -0.0063091 | 283.4771 | 0 | 277.4208 | 0 | 283.4771 | 0 | 364.8819 | 0.00013654 | 283.9213 | 0 | 283.9213 | 0 | 283.9213 | 0 | 283.9213 | 0 | 283.9213 | 0 | 283.9213 | 0 | 364.8819 | 0.00010346 | 283.9213 | 0 | 283.4771 | 0 | 561.7771 | 0.013252 | 283.4771 | 0 | 560.7066 | 0.00032174 | 561.7771 | 0.015051 | 282.9988 | 0
|  | 284.1307 | 0.026977 | 283.6858 | 0.036053 | 365.4564 | 0 | 284.1307 | 0.017871 | 283.6858 | 0 | 277.6312 | 0 | 283.6858 | 0 | 364.993 | 0.00012573 | 284.1307 | 0 | 284.1307 | 0 | 284.1307 | 0 | 284.1307 | 7.9197e-05 | 284.1307 | 0 | 284.1307 | 0 | 364.993 | 0.00013173 | 284.1307 | 0.00728 | 283.6858 | 0 | 561.9341 | 0.020106 | 283.6858 | 0 | 560.8645 | 0 | 561.9341 | 0.014075 | 283.2062 | 0
|  | 284.3402 | -0.0062284 | 283.8946 | -0.0039458 | 365.5696 | 0.0026503 | 284.3402 | -0.025373 | 283.8946 | 0 | 277.8416 | 0 | 283.8946 | 0 | 365.1041 | 0.00011754 | 284.3402 | 0 | 284.3402 | 0 | 284.3402 | 0 | 284.3402 | 0 | 284.3402 | 0 | 284.3402 | 0 | 365.1041 | 0.00014851 | 284.3402 | 0 | 283.8946 | 0 | 562.0912 | 0.0074885 | 283.8946 | 0 | 561.0223 | 0.00032174 | 562.0912 | 0.014493 | 283.4135 | 0
|  | 284.5496 | 0.043874 | 284.1034 | -0.00018423 | 365.6828 | 0.0039847 | 284.5496 | 0.0093935 | 284.1034 | 0 | 278.052 | 0 | 284.1034 | 0 | 365.2152 | 0.0001058 | 284.5496 | 0 | 284.5496 | 0 | 284.5496 | 0 | 284.5496 | 3.9483e-05 | 284.5496 | 0 | 284.5496 | 0 | 365.2152 | 0.00015177 | 284.5496 | 0.0097161 | 284.1035 | 0 | 562.2483 | 0.019243 | 284.1034 | 0 | 561.1802 | 0.00028599 | 562.2483 | 0.013843 | 283.6209 | 0
|  | 284.7591 | 0.0021868 | 284.3123 | -0.015892 | 365.796 | 0.0049694 | 284.7591 | -0.026771 | 284.3123 | 0 | 278.2624 | 0 | 284.3123 | 0 | 365.3263 | 0.00013747 | 284.7591 | 0 | 284.7591 | 0 | 284.7591 | 0 | 284.7591 | 0 | 284.7591 | 0 | 284.7591 | 0 | 365.3263 | 0.00012179 | 284.7591 | 0 | 284.3123 | 0 | 562.4054 | 0.011891 | 284.3123 | 0 | 561.3381 | 0 | 562.4054 | 0.01454 | 283.8283 | 0
|  | 284.9686 | 0.02601 | 284.5211 | -0.041314 | 365.9092 | 0 | 284.9686 | 0.014075 | 284.5211 | 0 | 278.4728 | 0 | 284.5211 | 0 | 365.4375 | 0.0001479 | 284.9686 | 0 | 284.9686 | 0 | 284.9686 | 0 | 284.9686 | 5.1184e-05 | 284.9686 | 0 | 284.9686 | 0 | 365.4375 | 9.5069e-05 | 284.9686 | 0.0061312 | 284.5211 | 0 | 562.5625 | 0.010393 | 284.5211 | 0 | 561.496 | 7.1499e-05 | 562.5625 | 0.013796 | 284.0356 | 0
|  | 285.1781 | 0.0083368 | 284.73 | -0.0036006 | 366.0224 | 0.013278 | 285.1781 | -0.024747 | 284.73 | 0 | 278.6832 | 0 | 284.73 | 0 | 365.5486 | 0.00015088 | 285.1781 | 0 | 285.1781 | 0 | 285.1781 | 0 | 285.1781 | 0 | 285.1781 | 0 | 285.1781 | 0 | 365.5486 | 9.1815e-05 | 285.1781 | 0 | 284.73 | 0 | 562.7196 | 0.0118 | 284.73 | 0 | 561.6539 | 0.00010725 | 562.7196 | 0.014586 | 284.243 | 0
|  | 285.3876 | 0.034094 | 284.9389 | 0.005805 | 366.1356 | 0 | 285.3876 | 0.010108 | 284.9389 | 0 | 278.8937 | 0 | 284.9389 | 0 | 365.6597 | 0.00013616 | 285.3876 | 0 | 285.3876 | 0 | 285.3876 | 0 | 285.3876 | 3.9608e-05 | 285.3876 | 0 | 285.3876 | 0 | 365.6597 | 0.00010175 | 285.3876 | 0.0072934 | 284.9389 | 0 | 562.8767 | 0.018517 | 284.9389 | 0 | 561.8117 | 0 | 562.8767 | 0.013796 | 284.4504 | 0
|  | 285.5971 | 0.0031136 | 285.1478 | -0.028465 | 366.2488 | 0.0021534 | 285.5971 | -0.022191 | 285.1478 | 0 | 279.1042 | 0 | 285.1478 | 0 | 365.7709 | 0.00014529 | 285.5971 | 0 | 285.5971 | 0 | 285.5971 | 0 | 285.5971 | 0 | 285.5971 | 0 | 285.5971 | 0 | 365.7709 | 0.00013018 | 285.5971 | 0 | 285.1478 | 0 | 563.0338 | 0.0098939 | 285.1478 | 0 | 561.9696 | 0.00010725 | 563.0338 | 0.014725 | 284.6579 | 0
|  | 285.8067 | 0.028613 | 285.3567 | 0.019434 | 366.3619 | 0 | 285.8067 | -0.00098699 | 285.3567 | 0 | 279.3146 | 0 | 285.3567 | 0 | 365.882 | 0.00014101 | 285.8067 | 0 | 285.8067 | 0 | 285.8067 | 0 | 285.8067 | 6.4542e-05 | 285.8067 | 0 | 285.8067 | 0 | 365.882 | 0.00016856 | 285.8067 | 0.0077372 | 285.3567 | 0 | 563.1909 | 0.019561 | 285.3567 | 0 | 562.1276 | 7.1499e-05 | 563.1909 | 0.013936 | 284.8653 | 0
|  | 286.0163 | 0.015904 | 285.5656 | -0.010506 | 366.4751 | 0 | 286.0163 | -0.0077866 | 285.5656 | 0 | 279.5251 | 0 | 285.5656 | 0 | 365.9932 | 0.00013747 | 286.0163 | 0 | 286.0163 | 0 | 286.0163 | 0 | 286.0163 | 0 | 286.0163 | 0 | 286.0163 | 0 | 365.9932 | 0.00015845 | 286.0163 | 0 | 285.5656 | 0 | 563.348 | 0.012708 | 285.5656 | 0 | 562.2855 | 0.00010725 | 563.348 | 0.014586 | 285.0727 | 0
|  | 286.2258 | 0.056297 | 285.7746 | -0.0020905 | 366.5883 | 0.0034866 | 286.2258 | 0.012131 | 285.7746 | 0 | 279.7357 | 0 | 285.7746 | 0 | 366.1043 | 0.00012499 | 286.2258 | 0 | 286.2258 | 0 | 286.2258 | 0 | 286.2258 | 2.9843e-05 | 286.2258 | 0 | 286.2258 | 0 | 366.1043 | 0.00014337 | 286.2258 | 0.0043816 | 285.7746 | 0 | 563.5052 | 0.015249 | 285.7746 | 0 | 562.4434 | 0 | 563.5052 | 0.01375 | 285.2802 | 0
|  | 286.4354 | 0.017683 | 285.9835 | 0.0021689 | 366.7015 | 0.01089 | 286.4354 | -0.0047342 | 285.9835 | 0 | 279.9462 | 0 | 285.9835 | 0 | 366.2155 | 0.00012275 | 286.4354 | 0 | 286.4354 | 0 | 286.4354 | 0 | 286.4354 | 0 | 286.4354 | 0 | 286.4354 | 0 | 366.2155 | 0.00011014 | 286.4354 | 0 | 285.9835 | 0 | 563.6623 | 0.013888 | 285.9835 | 0 | 562.6013 | 0.00010725 | 563.6623 | 0.014029 | 285.4877 | 0
|  | 286.6451 | 0.037066 | 286.1925 | 0.0088329 | 366.8146 | 0.0014942 | 286.6451 | 0.012637 | 286.1925 | 0 | 280.1567 | 0 | 286.1925 | 0 | 366.3266 | 0.00012704 | 286.645 | 0 | 286.645 | 0 | 286.645 | 0 | 286.6451 | 3.2955e-05 | 286.645 | 0 | 286.645 | 0 | 366.3266 | 0.00014183 | 286.6451 | 0.0081405 | 286.1925 | 0 | 563.8195 | 0.023237 | 286.1925 | 0 | 562.7592 | 0 | 563.8195 | 0.013471 | 285.6952 | 0
|  | 286.8547 | 0.0085447 | 286.4015 | -0.011327 | 366.9278 | 0.00082819 | 286.8547 | -0.0056239 | 286.4015 | 0 | 280.3672 | 0 | 286.4015 | 0 | 366.4378 | 0.00012797 | 286.8547 | 0 | 286.8547 | 0 | 286.8547 | 0 | 286.8547 | 0 | 286.8547 | 0 | 286.8547 | 0 | 366.4378 | 0.00013018 | 286.8547 | 0 | 286.4015 | 0 | 563.9767 | 0.014705 | 286.4015 | 0 | 562.9172 | 0 | 563.9767 | 0.014307 | 285.9027 | 0
|  | 287.0643 | 0.037471 | 286.6105 | 0.011222 | 367.041 | 0.0078033 | 287.0643 | 0.0094521 | 286.6105 | 0 | 280.5778 | 0 | 286.6105 | 0 | 366.549 | 0.0001289 | 287.0643 | 0 | 287.0643 | 0 | 287.0643 | 0 | 287.0643 | 2.9499e-05 | 287.0643 | 0 | 287.0643 | 0 | 366.549 | 0.00014509 | 287.0643 | 0.0043115 | 286.6105 | 0 | 564.1339 | 0.016611 | 286.6105 | 0 | 563.0751 | 7.1499e-05 | 564.1339 | 0.013936 | 286.1102 | 0
|  | 287.274 | 0.0068007 | 286.8196 | 0.0083037 | 367.1542 | 0 | 287.274 | 0.011149 | 286.8196 | 0 | 280.7884 | 0 | 286.8196 | 0 | 366.6602 | 0.00013803 | 287.274 | 0 | 287.274 | 0 | 287.274 | 0 | 287.274 | 0 | 287.274 | 0 | 287.274 | 0 | 366.6602 | 0.00010843 | 287.274 | 0 | 286.8196 | 0 | 564.291 | 0.018018 | 286.8196 | 0 | 563.2331 | 0 | 564.291 | 0.014493 | 286.3177 | 0
|  | 287.4836 | 0.023486 | 287.0286 | -0.0099686 | 367.2673 | 0.0026565 | 287.4836 | -0.0024491 | 287.0286 | 0 | 280.999 | 0 | 287.0286 | 0 | 366.7713 | 0.00014175 | 287.4837 | 0 | 287.4837 | 0 | 287.4837 | 0 | 287.4836 | 1.8629e-05 | 287.4837 | 0 | 287.4837 | 0 | 366.7713 | 0.00013515 | 287.4836 | 0.0095226 | 287.0286 | 0 | 564.4482 | 0.023872 | 287.0286 | 0 | 563.391 | 7.1499e-05 | 564.4482 | 0.013657 | 286.5253 | 0
|  | 287.6934 | 0.028237 | 287.2377 | 0.012574 | 367.3805 | 0.0056319 | 287.6934 | -0.015944 | 287.2377 | 0 | 281.2096 | 0 | 287.2377 | 0 | 366.8825 | 0.0001479 | 287.6934 | 0 | 287.6934 | 0 | 287.6934 | 0 | 287.6934 | 0 | 287.6934 | 0 | 287.6934 | 0 | 366.8825 | 0.0001235 | 287.6934 | 0 | 287.2377 | 0 | 564.6054 | 0.015159 | 287.2377 | 0 | 563.549 | 0.00053624 | 564.6054 | 0.01454 | 286.7329 | 0
|  | 287.903 | 0.023457 | 287.4468 | 0.017414 | 367.4936 | 0.0038187 | 287.903 | 0.0016482 | 287.4468 | 0 | 281.4202 | 0 | 287.4468 | 0 | 366.9937 | 0.0001289 | 287.9031 | 0 | 287.9031 | 0 | 287.9031 | 0 | 287.903 | 5.332e-05 | 287.9031 | 0 | 287.9031 | 0 | 366.9937 | 0.00012008 | 287.9031 | 0.0033151 | 287.4468 | 0 | 564.7626 | 0.015794 | 287.4468 | 0 | 563.707 | 0 | 564.7626 | 0.013982 | 286.9404 | 0
|  | 288.1128 | 0.012217 | 287.6559 | 0.015409 | 367.6068 | 0 | 288.1128 | -0.0097121 | 287.6559 | 0 | 281.6308 | 0 | 287.6559 | 0 | 367.1049 | 0.00014529 | 288.1128 | 0 | 288.1128 | 0 | 288.1128 | 0 | 288.1128 | 0 | 288.1128 | 0 | 288.1128 | 0 | 367.1049 | 0.0001235 | 288.1128 | 0 | 287.6559 | 0 | 564.9198 | 0.013706 | 287.6559 | 0 | 563.865 | 0.00010725 | 564.9198 | 0.014633 | 287.148 | 0
|  | 288.3225 | 0.02956 | 287.865 | 0.018404 | 367.7199 | 0 | 288.3225 | 0.023301 | 287.865 | 0 | 281.8415 | 0 | 287.865 | 0 | 367.2162 | 0.00013263 | 288.3225 | 0 | 288.3225 | 0 | 288.3225 | 0 | 288.3225 | 6.6312e-05 | 288.3225 | 0 | 288.3225 | 0 | 367.2162 | 0.00012847 | 288.3225 | 0.0056366 | 287.865 | 0 | 565.0771 | 0.017609 | 287.865 | 0 | 564.0229 | 7.1499e-05 | 565.0771 | 0.013796 | 287.3556 | 0
|  | 288.5323 | -0.0059335 | 288.0741 | -0.012249 | 367.8331 | 0.0026503 | 288.5323 | -0.0034408 | 288.0741 | 0 | 282.0521 | 0 | 288.0741 | 0 | 367.3274 | 0.00015386 | 288.5323 | 0 | 288.5323 | 0 | 288.5323 | 0 | 288.5323 | 0 | 288.5323 | 0 | 288.5323 | 0 | 367.3274 | 0.00012847 | 288.5323 | 0 | 288.0741 | 0 | 565.2343 | 0.013389 | 288.0741 | 0 | 564.1809 | 0 | 565.2343 | 0.014261 | 287.5632 | 0
|  | 288.742 | 0.029554 | 288.2833 | 0.0296 | 367.9463 | 0 | 288.742 | 0.014065 | 288.2833 | 0 | 282.2628 | 0 | 288.2833 | 0 | 367.4386 | 0.00013486 | 288.742 | 0 | 288.742 | 0 | 288.742 | 0 | 288.742 | 7.7882e-05 | 288.742 | 0 | 288.742 | 0 | 367.4386 | 0.00013173 | 288.742 | 0.014419 | 288.2833 | 0 | 565.3916 | 0.014659 | 288.2833 | 0 | 564.3389 | 7.1499e-05 | 565.3916 | 0.013378 | 287.7709 | 0
|  | 288.9518 | 0.017299 | 288.4925 | -0.002174 | 368.0594 | 0.0069571 | 288.9518 | -0.021392 | 288.4925 | 0 | 282.4734 | 0 | 288.4925 | 0 | 367.5498 | 0.00014995 | 288.9518 | 0 | 288.9518 | 0 | 288.9518 | 0 | 288.9518 | 0 | 288.9518 | 0 | 288.9518 | 0 | 367.5498 | 0.0001468 | 288.9518 | 0 | 288.4925 | 0 | 565.5488 | 0.0093947 | 288.4925 | 0 | 564.4969 | 0.00032174 | 565.5488 | 0.014214 | 287.9785 | 0
|  | 289.1617 | 0.0144 | 288.7017 | 0.018109 | 368.1726 | 0 | 289.1617 | 0.0012542 | 288.7017 | 0 | 282.6841 | 0 | 288.7017 | 0 | 367.661 | 0.00015349 | 289.1616 | 0 | 289.1616 | 0 | 289.1616 | 0 | 289.1617 | 4.5372e-05 | 289.1616 | 0 | 289.1616 | 0 | 367.661 | 0.0001802 | 289.1617 | 0.01118 | 288.7017 | 0 | 565.7061 | 0.024735 | 288.7017 | 0 | 564.655 | 7.1499e-05 | 565.7061 | 0.013703 | 288.1862 | 0
|  | 289.3715 | 0.018533 | 288.9109 | -0.054245 | 368.2857 | 0.013947 | 289.3715 | -0.011135 | 288.9109 | 0 | 282.8948 | 0 | 288.9109 | 0 | 367.7723 | 0.00015665 | 289.3715 | 0 | 289.3715 | 0 | 289.3715 | 0 | 289.3715 | 0 | 289.3715 | 0 | 289.3715 | 0 | 367.7723 | 0.00016856 | 289.3715 | 0 | 288.9109 | 0 | 565.8633 | 0.0072616 | 288.9109 | 0 | 564.813 | 0.00032174 | 565.8633 | 0.014586 | 288.3938 | 0
|  | 289.5813 | 0.03655 | 289.1201 | -0.0034164 | 368.3989 | 0.0013283 | 289.5813 | 0.020193 | 289.1201 | 0 | 283.1056 | 0 | 289.1201 | 0 | 367.8835 | 0.00015144 | 289.5813 | 0 | 289.5813 | 0 | 289.5813 | 0 | 289.5813 | 4.4269e-05 | 289.5813 | 0 | 289.5813 | 0 | 367.8835 | 0.00016016 | 289.5813 | 0.005071 | 289.1201 | 0 | 566.0206 | 0.014614 | 289.1201 | 0 | 564.971 | 0 | 566.0206 | 0.013703 | 288.6015 | 0
|  | 289.7911 | 0.0087368 | 289.3293 | 0.039158 | 368.512 | 0.0069571 | 289.7911 | -0.0050199 | 289.3293 | 0 | 283.3163 | 0 | 289.3293 | 0 | 367.9948 | 0.00014045 | 289.7911 | 0 | 289.7911 | 0 | 289.7911 | 0 | 289.7911 | 2.6696e-06 | 289.7911 | 0 | 289.7911 | 0 | 367.9948 | 0.00014183 | 289.7911 | 0 | 289.3293 | 0 | 566.1779 | 0.0118 | 289.3293 | 0 | 565.1291 | 0.00032174 | 566.1779 | 0.014261 | 288.8092 | 0
|  | 290.001 | 0.03083 | 289.5386 | 0.020677 | 368.6252 | 0.0046488 | 290.001 | 0.02026 | 289.5386 | 0 | 283.527 | 0 | 289.5386 | 0 | 368.106 | 0.00013654 | 290.001 | 0 | 290.001 | 0 | 290.001 | 0 | 290.001 | 3.9623e-05 | 290.001 | 0 | 290.001 | 0 | 368.106 | 0.00012179 | 290.001 | 0.0072976 | 289.5386 | 0 | 566.3352 | 0.017882 | 289.5386 | 0 | 565.2871 | 0 | 566.3352 | 0.013378 | 289.0169 | 0
|  | 290.2109 | 0.012715 | 289.7479 | -0.021043 | 368.7383 | 0.0048037 | 290.2109 | -0.01142 | 289.7479 | 0 | 283.7378 | 0 | 289.7479 | 0 | 368.2173 | 0.00013616 | 290.2109 | 0 | 290.2109 | 0 | 290.2109 | 0 | 290.2109 | 0 | 290.2109 | 0 | 290.2109 | 0 | 368.2173 | 8.8389e-05 | 290.2109 | 0 | 289.7479 | 0 | 566.4924 | 0.0089408 | 289.7479 | 0 | 565.4451 | 0 | 566.4924 | 0.014122 | 289.2246 | 0
|  | 290.4208 | 0.033488 | 289.9572 | 0.0071539 | 368.8514 | 0.0091316 | 290.4208 | 0.031967 | 289.9572 | 0 | 283.9486 | 0 | 289.9572 | 0 | 368.3286 | 0.00011977 | 290.4208 | 0 | 290.4208 | 0 | 290.4208 | 0 | 290.4208 | 2.3424e-05 | 290.4208 | 0 | 290.4208 | 0 | 368.3286 | 9.8495e-05 | 290.4208 | 0.013368 | 289.9572 | 0 | 566.6498 | 0.017065 | 289.9572 | 0 | 565.6032 | 0 | 566.6498 | 0.013471 | 289.4324 | 0
|  | 290.6307 | 0.024358 | 290.1665 | -0.0074133 | 368.9646 | 0.015284 | 290.6307 | 0.0089796 | 290.1665 | 0 | 284.1594 | 0 | 290.1665 | 0 | 368.4398 | 0.00012313 | 290.6307 | 0 | 290.6307 | 0 | 290.6307 | 0 | 290.6307 | 0 | 290.6307 | 0 | 290.6307 | 0 | 368.4398 | 0.00012505 | 290.6307 | 0 | 290.1665 | 0 | 566.8071 | 0.01357 | 290.1665 | 0 | 565.7613 | 0.00032174 | 566.8071 | 0.014679 | 289.6401 | 0
|  | 290.8406 | 0.03389 | 290.3758 | 0.0156 | 369.0777 | 0.0098392 | 290.8406 | 0.004653 | 290.3758 | 0 | 284.3701 | 0 | 290.3758 | 0 | 368.5511 | 0.00011437 | 290.8406 | 0 | 290.8406 | 0 | 290.8406 | 0 | 290.8406 | 9.1738e-05 | 290.8406 | 0 | 290.8406 | 0 | 368.5511 | 0.00016684 | 290.8406 | 0.011051 | 290.3758 | 0 | 566.9644 | 0.019152 | 290.3758 | 0 | 565.9193 | 7.1499e-05 | 566.9644 | 0.013796 | 289.8479 | 0
|  | 291.0506 | 0.021865 | 290.5851 | 0.033115 | 369.1908 | 0 | 291.0506 | -0.016057 | 290.5851 | 0 | 284.581 | 0 | 290.5851 | 0 | 368.6624 | 0.00012964 | 291.0506 | 0 | 291.0506 | 0 | 291.0506 | 0 | 291.0506 | 1.666e-05 | 291.0506 | 0 | 291.0506 | 0 | 368.6624 | 0.00014183 | 291.0506 | 0 | 290.5851 | 0 | 567.1217 | 0.014523 | 290.5851 | 0 | 566.0774 | 0.00032174 | 567.1217 | 0.014725 | 290.0557 | 0
|  | 291.2605 | 0.040555 | 290.7945 | 0.0094691 | 369.304 | 0.005479 | 291.2605 | -0.005809 | 290.7945 | 0 | 284.7918 | 0 | 290.7945 | 0 | 368.7737 | 0.00011586 | 291.2605 | 0 | 291.2605 | 0 | 291.2605 | 0 | 291.2605 | 2.1339e-05 | 291.2605 | 0 | 291.2605 | 0 | 368.7737 | 0.00015674 | 291.2605 | 0.010321 | 290.7945 | 0 | 567.2791 | 0.019606 | 290.7945 | 0 | 566.2355 | 0 | 567.2791 | 0.013239 | 290.2635 | 0
|  | 291.4705 | -0.0029219 | 291.0039 | -0.019813 | 369.4171 | 0.0031472 | 291.4705 | -0.0075404 | 291.0039 | 0 | 285.0026 | 0 | 291.0039 | 0 | 368.885 | 0.00012536 | 291.4705 | 0 | 291.4705 | 0 | 291.4705 | 0 | 291.4705 | 0 | 291.4705 | 0 | 291.4705 | 0 | 368.885 | 0.00013841 | 291.4705 | 0 | 291.0039 | 0 | 567.4364 | 0.0088501 | 291.0039 | 0 | 566.3936 | 0.00010725 | 567.4364 | 0.014029 | 290.4712 | 0
|  | 291.6805 | 0.019998 | 291.2133 | 0.037359 | 369.5302 | 0.0039847 | 291.6805 | 0.0049578 | 291.2133 | 0 | 285.2135 | 0 | 291.2133 | 0 | 368.9963 | 0.00012313 | 291.6805 | 0 | 291.6805 | 0 | 291.6805 | 0 | 291.6805 | 6.1492e-05 | 291.6805 | 0 | 291.6805 | 0 | 368.9963 | 0.00015845 | 291.6805 | 0.0041068 | 291.2133 | 0 | 567.5938 | 0.017609 | 291.2133 | 0 | 566.5517 | 7.1499e-05 | 567.5938 | 0.013146 | 290.6791 | 0
|  | 291.8905 | 0.0011693 | 291.4227 | -0.0017341 | 369.6433 | 0.0087791 | 291.8905 | -0.0078182 | 291.4227 | 0 | 285.4243 | 0 | 291.4227 | 0 | 369.1076 | 0.00014213 | 291.8905 | 0 | 291.8905 | 0 | 291.8905 | 0 | 291.8905 | 0 | 291.8905 | 0 | 291.8905 | 0 | 369.1076 | 0.00013687 | 291.8905 | 0 | 291.4227 | 0 | 567.7511 | 0.010075 | 291.4227 | 0 | 566.7098 | 0.00032174 | 567.7511 | 0.014354 | 290.8869 | 0
|  | 292.1005 | 0.033649 | 291.6321 | 0.0088717 | 369.7565 | 0.0063091 | 292.1005 | 0.023737 | 291.6321 | 0 | 285.6352 | 0 | 291.6321 | 0 | 369.2189 | 0.0001371 | 292.1005 | 0 | 292.1005 | 0 | 292.1005 | 0 | 292.1005 | 3.4048e-05 | 292.1005 | 0 | 292.1005 | 0 | 369.2189 | 0.00015845 | 292.1005 | 0.0079965 | 291.6321 | 0 | 567.9085 | 0.016611 | 291.6321 | 0 | 566.8679 | 0 | 567.9085 | 0.013378 | 291.0947 | 0
|  | 292.3106 | -0.01009 | 291.8416 | -0.040808 | 369.8696 | 0.012227 | 292.3106 | -0.021035 | 291.8416 | 0 | 285.8461 | 0 | 291.8416 | 0 | 369.3302 | 0.00014175 | 292.3106 | 0 | 292.3106 | 0 | 292.3106 | 0 | 292.3106 | 0 | 292.3106 | 0 | 292.3106 | 0 | 369.3302 | 0.00013841 | 292.3106 | 0 | 291.8416 | 0 | 568.0659 | 0.012708 | 291.8416 | 0 | 567.026 | 0.00053624 | 568.0659 | 0.014307 | 291.3026 | 0
|  | 292.5206 | 0.025217 | 292.051 | 0.0092923 | 369.9827 | 0.005479 | 292.5206 | 0.0066552 | 292.051 | 0 | 286.057 | 0 | 292.051 | 0 | 369.4415 | 0.00013784 | 292.5206 | 0 | 292.5206 | 0 | 292.5206 | 0 | 292.5206 | 5.5069e-05 | 292.5206 | 0 | 292.5206 | 0 | 369.4415 | 0.00011014 | 292.5206 | 0.0066229 | 292.051 | 0 | 568.2232 | 0.01829 | 292.051 | 0 | 567.1841 | 0 | 568.2232 | 0.013193 | 291.5104 | 0
|  | 292.7307 | 0.0084535 | 292.2605 | -0.011531 | 370.0958 | 0.010126 | 292.7307 | -0.039364 | 292.2605 | 0 | 286.2679 | 0 | 292.2605 | 0 | 369.5529 | 0.00016522 | 292.7307 | 0 | 292.7307 | 0 | 292.7307 | 0 | 292.7307 | 0 | 292.7307 | 0 | 292.7307 | 0 | 369.5529 | 0.000105 | 292.7307 | 0 | 292.2605 | 0 | 568.3806 | 0.015794 | 292.2605 | 0 | 567.3423 | 0.00010725 | 568.3806 | 0.014075 | 291.7183 | 0
|  | 292.9408 | 0.016924 | 292.47 | 0.040471 | 370.209 | 0.0038187 | 292.9408 | 0.012856 | 292.47 | 0 | 286.4789 | 0 | 292.47 | 0 | 369.6642 | 0.00015926 | 292.9408 | 0 | 292.9408 | 0 | 292.9408 | 0 | 292.9408 | 5.9979e-05 | 292.9408 | 0 | 292.9408 | 0 | 369.6642 | 0.00010672 | 292.9408 | 0.0048547 | 292.47 | 0 | 568.538 | 0.013389 | 292.47 | 0 | 567.5004 | 0 | 568.538 | 0.013193 | 291.9262 | 0
|  | 293.1509 | 0.019901 | 292.6795 | -0.019634 | 370.3221 | 0.015093 | 293.1509 | -0.025456 | 292.6795 | 0 | 286.6898 | 0 | 292.6795 | 0 | 369.7755 | 0.00015442 | 293.1509 | 0 | 293.1509 | 0 | 293.1509 | 0 | 293.1509 | 0 | 293.1509 | 0 | 293.1509 | 0 | 369.7755 | 0.00015845 | 293.1509 | 0 | 292.6795 | 0 | 568.6955 | 0.014932 | 292.6795 | 0 | 567.6585 | 0.00032174 | 568.6955 | 0.014122 | 292.1341 | 0
|  | 293.361 | 0.02091 | 292.889 | 0.0097621 | 370.4352 | 0.010603 | 293.361 | -0.011301 | 292.889 | 0 | 286.9008 | 0 | 292.889 | 0 | 369.8869 | 0.00013933 | 293.361 | 0 | 293.361 | 0 | 293.361 | 0 | 293.361 | 3.1378e-05 | 293.361 | 0 | 293.361 | 0 | 369.8869 | 0.00012008 | 293.361 | 0.0010949 | 292.889 | 0 | 568.8529 | 0.022102 | 292.889 | 0 | 567.8167 | 0.00050049 | 568.8529 | 0.013425 | 292.3421 | 0
|  | 293.5711 | 0.019246 | 293.0986 | 0.028709 | 370.5483 | 0.017863 | 293.5711 | -0.015518 | 293.0986 | 0 | 287.1118 | 0 | 293.0986 | 0 | 369.9982 | 0.00014045 | 293.5711 | 0 | 293.5711 | 0 | 293.5711 | 0 | 293.5711 | 0 | 293.5711 | 0 | 293.5711 | 0 | 369.9982 | 0.00013344 | 293.5711 | 0 | 293.0986 | 0 | 569.0103 | 0.0089408 | 293.0986 | 0 | 567.9748 | 0.00010725 | 569.0103 | 0.013796 | 292.55 | 0
|  | 293.7813 | 0.047347 | 293.3082 | 0.040966 | 370.6614 | 0.015284 | 293.7813 | 0.0023941 | 293.3082 | 0 | 287.3227 | 0 | 293.3082 | 0 | 370.1096 | 0.00014604 | 293.7813 | 0 | 293.7813 | 0 | 293.7813 | 0 | 293.7813 | 7.5317e-05 | 293.7813 | 0 | 293.7813 | 0 | 370.1096 | 9.5069e-05 | 293.7813 | 0.0076682 | 293.3082 | 0 | 569.1677 | 0.019379 | 293.3082 | 0 | 568.133 | 7.1499e-05 | 569.1677 | 0.013239 | 292.7579 | 0
|  | 293.9915 | 0.0089663 | 293.5177 | 0.011332 | 370.7745 | 0.018246 | 293.9915 | 0.0023589 | 293.5177 | 0 | 287.5337 | 0 | 293.5177 | 0 | 370.2209 | 0.00014883 | 293.9915 | 0 | 293.9915 | 0 | 293.9915 | 0 | 293.9915 | 6.3277e-07 | 293.9915 | 0 | 293.9915 | 0 | 370.2209 | 0.00015674 | 293.9915 | 0 | 293.5177 | 0 | 569.3252 | 0.016112 | 293.5177 | 0 | 568.2912 | 0.00010725 | 569.3252 | 0.014029 | 292.9659 | 0
|  | 294.2016 | 0.0042273 | 293.7273 | -0.013276 | 370.8876 | 0.017768 | 294.2016 | 0.02707 | 293.7273 | 0 | 287.7448 | 0 | 293.7273 | 0 | 370.3323 | 0.00013747 | 294.2016 | 0 | 294.2016 | 0 | 294.2016 | 0 | 294.2016 | 4.7356e-05 | 294.2016 | 0 | 294.2016 | 0 | 370.3323 | 0.00013841 | 294.2016 | 0.0055956 | 293.7273 | 0 | 569.4826 | 0.01534 | 293.7273 | 0 | 568.4494 | 0 | 569.4826 | 0.013518 | 293.1739 | 0
|  | 294.4118 | 0.012894 | 293.9369 | -0.00094613 | 371.0007 | 0.011941 | 294.4118 | -0.0016526 | 293.9369 | 0 | 287.9557 | 0 | 293.9369 | 0 | 370.4437 | 0.00011847 | 294.4118 | 0 | 294.4118 | 0 | 294.4118 | 0 | 294.4118 | 0 | 294.4118 | 0 | 294.4118 | 0 | 370.4437 | 0.00011682 | 294.4118 | 0 | 293.937 | 0 | 569.6401 | 0.012844 | 293.9369 | 0 | 568.6075 | 0.00032174 | 569.6401 | 0.0144 | 293.3819 | 0
|  | 294.622 | 0.026132 | 294.1466 | 0.01845 | 371.1138 | 0.017959 | 294.622 | 0.02394 | 294.1466 | 0 | 288.1668 | 0 | 294.1466 | 0 | 370.5551 | 0.00011884 | 294.622 | 0 | 294.622 | 0 | 294.622 | 0 | 294.622 | 4.8837e-05 | 294.622 | 0 | 294.622 | 0 | 370.5551 | 6.8347e-05 | 294.622 | 0.010156 | 294.1466 | 0 | 569.7975 | 0.022647 | 294.1466 | 0 | 568.7657 | 0 | 569.7975 | 0.01375 | 293.5899 | 0
|  | 294.8323 | -0.0039667 | 294.3562 | 0.0065929 | 371.2269 | 0.023213 | 294.8323 | -0.027316 | 294.3562 | 0 | 288.3778 | 0 | 294.3562 | 0 | 370.6664 | 0.0001302 | 294.8323 | 0 | 294.8323 | 0 | 294.8323 | 0 | 294.8323 | 0 | 294.8323 | 0 | 294.8323 | 0 | 370.6664 | 0.00010175 | 294.8323 | 0 | 294.3562 | 0 | 569.955 | 0.0078062 | 294.3562 | 0 | 568.9239 | 0.00010725 | 569.955 | 0.014633 | 293.7979 | 0
|  | 295.0425 | 0.028142 | 294.5659 | 0.024047 | 371.34 | 0.022067 | 295.0425 | 0.017442 | 294.5659 | 0 | 288.5889 | 0 | 294.5659 | 0 | 370.7778 | 0.00015125 | 295.0425 | 0 | 295.0425 | 0 | 295.0425 | 0 | 295.0425 | 5.2407e-05 | 295.0425 | 0 | 295.0425 | 0 | 370.7778 | 0.00012008 | 295.0425 | 0.0057732 | 294.5659 | 0 | 570.1125 | 0.017292 | 294.5659 | 0 | 569.0821 | 0 | 570.1125 | 0.013471 | 294.0059 | 0
|  | 295.2528 | 0.0040209 | 294.7756 | -0.016569 | 371.4531 | 0.032001 | 295.2528 | -0.017624 | 294.7756 | 0 | 288.8 | 0 | 294.7756 | 0 | 370.8892 | 0.00015405 | 295.2528 | 0 | 295.2528 | 0 | 295.2528 | 0 | 295.2528 | 0 | 295.2528 | 0 | 295.2528 | 0 | 370.8892 | 0.00011511 | 295.2528 | 0 | 294.7756 | 0 | 570.27 | 0.012072 | 294.7756 | 0 | 569.2404 | 0 | 570.27 | 0.013982 | 294.214 | 0
|  | 295.463 | 0.022239 | 294.9853 | 0.0084502 | 371.5662 | 0.023786 | 295.463 | 0.025645 | 294.9853 | 0 | 289.0111 | 0 | 294.9853 | 0 | 371.0006 | 0.00015349 | 295.4631 | 0 | 295.4631 | 0 | 295.4631 | 0 | 295.463 | 6.3822e-05 | 295.4631 | 0 | 295.4631 | 0 | 371.0006 | 9.8495e-05 | 295.463 | 0.0085418 | 294.9853 | 0 | 570.4275 | 0.017972 | 294.9853 | 0 | 569.3986 | 7.1499e-05 | 570.4275 | 0.012821 | 294.422 | 0
|  | 295.6733 | 0.024796 | 295.195 | 0.011485 | 371.6793 | 0.030951 | 295.6733 | -0.021491 | 295.195 | 0 | 289.2222 | 0 | 295.195 | 0 | 371.112 | 0.00014473 | 295.6733 | 0 | 295.6733 | 0 | 295.6733 | 0 | 295.6733 | 0 | 295.6733 | 0 | 295.6733 | 0 | 371.112 | 0.00011014 | 295.6733 | 0 | 295.195 | 0 | 570.585 | 0.01357 | 295.195 | 0 | 569.5568 | 0.00010725 | 570.585 | 0.013936 | 294.6301 | 0
|  | 295.8836 | 0.05079 | 295.4047 | 0.01179 | 371.7924 | 0.025697 | 295.8836 | 0.023644 | 295.4047 | 0 | 289.4333 | 0 | 295.4047 | 0 | 371.2234 | 0.00013058 | 295.8837 | 0 | 295.8837 | 0 | 295.8837 | 0 | 295.8836 | 3.0995e-05 | 295.8837 | 0 | 295.8837 | 0 | 371.2234 | 0.00014012 | 295.8836 | 0.0066388 | 295.4047 | 0 | 570.7425 | 0.024417 | 295.4047 | 0 | 569.715 | 7.1499e-05 | 570.7425 | 0.013053 | 294.8382 | 0
|  | 296.094 | -0.0024799 | 295.6145 | -0.0016435 | 371.9055 | 0.042032 | 296.094 | -0.014596 | 295.6145 | 0 | 289.6444 | 0 | 295.6145 | 0 | 371.3349 | 0.00013449 | 296.094 | 0 | 296.094 | 0 | 296.094 | 0 | 296.094 | 0 | 296.094 | 0 | 296.094 | 0 | 371.3349 | 0.00013173 | 296.094 | 0 | 295.6145 | 0 | 570.9 | 0.0074885 | 295.6145 | 0 | 569.8733 | 0.00010725 | 570.9 | 0.013796 | 295.0463 | 0
|  | 296.3043 | 0.030649 | 295.8242 | 0.021668 | 372.0186 | 0.037828 | 296.3043 | 0.028086 | 295.8242 | 0 | 289.8556 | 0 | 295.8242 | 0 | 371.4463 | 0.00014753 | 296.3043 | 0 | 296.3043 | 0 | 296.3043 | 0 | 296.3043 | 6.2294e-05 | 296.3043 | 0 | 296.3043 | 0 | 371.4463 | 0.00011837 | 296.3043 | 0.0072662 | 295.8243 | 0 | 571.0575 | 0.016838 | 295.8242 | 0 | 570.0315 | 0 | 571.0575 | 0.0131 | 295.2544 | 0
|  | 296.5146 | 0.0054696 | 296.034 | 0.0021713 | 372.1317 | 0.041076 | 296.5146 | -0.0019984 | 296.034 | 0 | 290.0667 | 0 | 296.034 | 0 | 371.5577 | 0.00016001 | 296.5147 | 0 | 296.5147 | 0 | 296.5147 | 0 | 296.5146 | 0 | 296.5147 | 0 | 296.5147 | 0 | 371.5577 | 0.00011168 | 296.5147 | 0 | 296.034 | 0 | 571.2151 | 0.01829 | 296.034 | 0 | 570.1898 | 0 | 571.2151 | 0.013982 | 295.4625 | 0
|  | 296.725 | 0.039539 | 296.2438 | -0.0019034 | 372.2448 | 0.050342 | 296.725 | 0.0091559 | 296.2438 | 0 | 290.2779 | 0 | 296.2438 | 0 | 371.6691 | 0.0001669 | 296.725 | 0 | 296.725 | 0 | 296.725 | 0 | 296.725 | 2.379e-05 | 296.725 | 0 | 296.725 | 0 | 371.6691 | 0.00013173 | 296.725 | 0.0077452 | 296.2438 | 0 | 571.3726 | 0.019062 | 296.2438 | 0 | 570.348 | 0.00028599 | 571.3726 | 0.013193 | 295.6706 | 0
|  | 296.9354 | 0.0036235 | 296.4537 | -0.024047 | 372.3579 | 0.056456 | 296.9354 | -0.0088072 | 296.4537 | 0 | 290.4891 | 0 | 296.4537 | 0 | 371.7806 | 0.00017901 | 296.9354 | 0 | 296.9354 | 0 | 296.9354 | 0 | 296.9354 | 0 | 296.9354 | 0 | 296.9354 | 0 | 371.7806 | 0.00011014 | 296.9354 | 0 | 296.4537 | 0 | 571.5302 | 0.013479 | 296.4537 | 0 | 570.5063 | 0.00010725 | 571.5302 | 0.013378 | 295.8788 | 0
|  | 297.1458 | 0.022871 | 296.6635 | 0.000293 | 372.471 | 0.06257 | 297.1458 | 0.01441 | 296.6635 | 0 | 290.7003 | 0 | 296.6635 | 0 | 371.892 | 0.00017528 | 297.1458 | 0 | 297.1458 | 0 | 297.1458 | 0 | 297.1458 | 3.9281e-05 | 297.1458 | 0 | 297.1458 | 0 | 371.892 | 7.9995e-05 | 297.1458 | 0.006951 | 296.6635 | 0 | 571.6877 | 0.0177 | 296.6635 | 0 | 570.6646 | 7.1499e-05 | 571.6877 | 0.012682 | 296.0869 | 0
|  | 297.3562 | 0.010238 | 296.8733 | -0.0095132 | 372.584 | 0.067919 | 297.3562 | -0.0031437 | 296.8733 | 0 | 290.9115 | 0 | 296.8733 | 0 | 372.0035 | 0.00014958 | 297.3562 | 0 | 297.3562 | 0 | 297.3562 | 0 | 297.3562 | 0 | 297.3562 | 0 | 297.3562 | 0 | 372.0035 | 7.8454e-05 | 297.3562 | 0 | 296.8733 | 0 | 571.8453 | 0.0097577 | 296.8733 | 0 | 570.8229 | 0.00010725 | 571.8453 | 0.013796 | 296.2951 | 0
|  | 297.5667 | 0.026045 | 297.0832 | -0.00022633 | 372.6971 | 0.075179 | 297.5667 | 0.01386 | 297.0832 | 0 | 291.1227 | 0 | 297.0832 | 0 | 372.1149 | 0.00012797 | 297.5667 | 0 | 297.5667 | 0 | 297.5667 | 0 | 297.5667 | 2.7334e-05 | 297.5667 | 0 | 297.5667 | 0 | 372.1149 | 0.00010672 | 297.5666 | 0.0058283 | 297.0832 | 0 | 572.0029 | 0.018335 | 297.0832 | 0 | 570.9811 | 0 | 572.0029 | 0.013193 | 296.5033 | 0
|  | 297.7771 | -0.0071585 | 297.2931 | -0.0046385 | 372.8102 | 0.088935 | 297.7771 | 0.0040935 | 297.2931 | 0 | 291.3339 | 0 | 297.2931 | 0 | 372.2264 | 0.00011586 | 297.7771 | 0 | 297.7771 | 0 | 297.7771 | 0 | 297.7771 | 0 | 297.7771 | 0 | 297.7771 | 0 | 372.2264 | 0.00012179 | 297.7771 | 0 | 297.2931 | 0 | 572.1604 | 0.013797 | 297.2931 | 0 | 571.1394 | 0.00010725 | 572.1604 | 0.013703 | 296.7115 | 0
|  | 297.9876 | 0.018798 | 297.503 | 0.033577 | 372.9233 | 0.081198 | 297.9876 | 0.017862 | 297.503 | 0 | 291.5452 | 0 | 297.503 | 0 | 372.3378 | 0.00012052 | 297.9876 | 0 | 297.9876 | 0 | 297.9876 | 0 | 297.9876 | 6.9706e-05 | 297.9876 | 0 | 297.9876 | 0 | 372.3378 | 9.0102e-05 | 297.9876 | 0.0071751 | 297.503 | 0 | 572.318 | 0.020514 | 297.503 | 0 | 571.2977 | 0 | 572.318 | 0.012635 | 296.9197 | 0
|  | 298.1981 | 0.019691 | 297.7129 | -0.0096109 | 373.0364 | 0.11129 | 298.1981 | -0.015371 | 297.7129 | 0 | 291.7564 | 0 | 297.7129 | 0 | 372.4493 | 0.0001289 | 298.1981 | 0 | 298.1981 | 0 | 298.1981 | 0 | 298.1981 | 0 | 298.1981 | 0 | 298.1981 | 0 | 372.4493 | 0.00010004 | 298.1981 | 0 | 297.7129 | 0 | 572.4756 | 0.007897 | 297.7129 | 0 | 571.4561 | 0.00010725 | 572.4756 | 0.01375 | 297.1279 | 0
|  | 298.4085 | 0.024167 | 297.9229 | 0.0058843 | 373.1494 | 0.10623 | 298.4085 | 0.015048 | 297.9229 | 0 | 291.9677 | 0 | 297.9229 | 0 | 372.5608 | 0.00013952 | 298.4085 | 0 | 298.4085 | 0 | 298.4085 | 0 | 298.4085 | 7.0497e-05 | 298.4085 | 0 | 298.4085 | 0 | 372.5608 | 9.3356e-05 | 298.4085 | 0.0086119 | 297.9229 | 0 | 572.6332 | 0.020015 | 297.9229 | 0 | 571.6144 | 0 | 572.6332 | 0.013239 | 297.3362 | 0
|  | 298.619 | -0.0068739 | 298.1328 | -0.0068113 | 373.2625 | 0.13087 | 298.619 | -0.016647 | 298.1328 | 0 | 292.179 | 0 | 298.1328 | 0 | 372.6723 | 0.00015349 | 298.6191 | 0 | 298.6191 | 0 | 298.6191 | 0 | 298.619 | 0 | 298.6191 | 0 | 298.6191 | 0 | 372.6723 | 9.6782e-05 | 298.6191 | 0 | 298.1328 | 0 | 572.7909 | 0.013661 | 298.1328 | 0 | 571.7727 | 0 | 572.7909 | 0.014168 | 297.5444 | 0
|  | 298.8296 | 0.028422 | 298.3428 | 0.0091381 | 373.3756 | 0.13584 | 298.8296 | -0.00059972 | 298.3428 | 0 | 292.3903 | 0 | 298.3428 | 0 | 372.7838 | 0.00014529 | 298.8296 | 0 | 298.8296 | 0 | 298.8296 | 0 | 298.8296 | 4.3464e-05 | 298.8296 | 0 | 298.8296 | 0 | 372.7838 | 5.4986e-05 | 298.8296 | 0.0050488 | 298.3428 | 0 | 572.9485 | 0.016293 | 298.3428 | 0 | 571.931 | 0.00028599 | 572.9485 | 0.01296 | 297.7527 | 0
|  | 299.0401 | 0.0011303 | 298.5528 | -0.013374 | 373.4886 | 0.16966 | 299.0401 | -0.0084088 | 298.5528 | 0 | 292.6016 | 0 | 298.5528 | 0 | 372.8952 | 0.00014473 | 299.0401 | 0 | 299.0401 | 0 | 299.0401 | 0 | 299.0401 | 0 | 299.0401 | 0 | 299.0401 | 0 | 372.8952 | 9.5069e-05 | 299.0401 | 0 | 298.5528 | 0 | 573.1061 | 0.011074 | 298.5528 | 0 | 572.0893 | 0.00010725 | 573.1061 | 0.013843 | 297.961 | 0
|  | 299.2507 | 0.027688 | 298.7628 | 0.013694 | 373.6017 | 0.19048 | 299.2507 | 0.013188 | 298.7628 | 0 | 292.8129 | 0 | 298.7628 | 0 | 373.0068 | 0.00013281 | 299.2507 | 0 | 299.2507 | 0 | 299.2507 | 0 | 299.2507 | 4.6304e-05 | 299.2507 | 0 | 299.2507 | 0 | 373.0068 | 0.00011682 | 299.2507 | 0.0067361 | 298.7628 | 0 | 573.2638 | 0.015385 | 298.7628 | 0 | 572.2477 | 7.1499e-05 | 573.2638 | 0.013007 | 298.1693 | 0
|  | 299.4612 | 0.0091005 | 298.9728 | 0.023836 | 373.7148 | 0.2049 | 299.4612 | 0.0049142 | 298.9728 | 0 | 293.0243 | 0 | 298.9728 | 0 | 373.1182 | 0.00012611 | 299.4613 | 0 | 299.4613 | 0 | 299.4613 | 0 | 299.4612 | 0 | 299.4613 | 0 | 299.4613 | 0 | 373.1182 | 0.00017506 | 299.4612 | 0 | 298.9728 | 0 | 573.4214 | 0.0090316 | 298.9728 | 0 | 572.406 | 0.00010725 | 573.4214 | 0.01375 | 298.3776 | 0
|  | 299.6718 | 0.030679 | 299.1828 | 0.0021082 | 373.8278 | 0.23261 | 299.6718 | 0.010528 | 299.1828 | 0 | 293.2356 | 0 | 299.1828 | 0 | 373.2298 | 0.00012499 | 299.6718 | 0 | 299.6718 | 0 | 299.6718 | 0 | 299.6718 | 3.9687e-05 | 299.6718 | 0 | 299.6718 | 0 | 373.2298 | 0.00013344 | 299.6718 | 0.0055503 | 299.1828 | 0 | 573.5791 | 0.014205 | 299.1828 | 0 | 572.5644 | 0 | 573.5791 | 0.012774 | 298.5859 | 0
|  | 299.8824 | 0.0056683 | 299.3929 | -0.023606 | 373.9409 | 0.27512 | 299.8824 | 0.0023755 | 299.3929 | 0 | 293.447 | 0 | 299.3929 | 0 | 373.3413 | 0.00014231 | 299.8824 | 0 | 299.8824 | 0 | 299.8824 | 0 | 299.8824 | 0 | 299.8824 | 0 | 299.8824 | 0 | 373.3413 | 9.6782e-05 | 299.8825 | 0 | 299.3929 | 0 | 573.7367 | 0.018018 | 299.3929 | 0 | 572.7228 | 0.00032174 | 573.7367 | 0.013239 | 298.7942 | 0
|  | 300.0931 | 0.0013856 | 299.603 | 0.013848 | 374.0539 | 0.27311 | 300.0931 | -0.0068118 | 299.603 | 0 | 293.6584 | 0.00015802 | 299.603 | 0 | 373.4528 | 0.00016448 | 300.0931 | 0 | 300.0931 | 0 | 300.0931 | 0 | 300.0931 | 7.0045e-05 | 300.0931 | 0 | 300.0931 | 0 | 373.4528 | 8.6676e-05 | 300.0931 | 0.0065602 | 299.603 | 0 | 573.8944 | 0.015385 | 299.603 | 0 | 572.8811 | 7.1499e-05 | 573.8944 | 0.012496 | 299.0026 | 0
|  | 300.3037 | -0.0013999 | 299.8131 | -0.045096 | 374.167 | 0.34848 | 300.3037 | -0.015507 | 299.8131 | 0 | 293.8698 | -0.00012722 | 299.8131 | 0 | 373.5643 | 0.00016094 | 300.3037 | 0 | 300.3037 | 0 | 300.3037 | 0 | 300.3037 | 0 | 300.3037 | 0 | 300.3037 | 0 | 373.5643 | 7.5028e-05 | 300.3037 | 0 | 299.8131 | 0 | 574.0521 | 0.012526 | 299.8131 | 0 | 573.0395 | 0 | 574.0521 | 0.013611 | 299.2109 | 0
|  | 300.5143 | 0.03631 | 300.0232 | 0.045258 | 374.2801 | 0.36109 | 300.5143 | 0.018104 | 300.0232 | 0 | 294.0812 | 0.00011913 | 300.0232 | 0 | 373.6759 | 0.00015125 | 300.5144 | 0 | 300.5144 | 0 | 300.5144 | 0 | 300.5143 | 7.7444e-05 | 300.5144 | 0 | 300.5144 | 0 | 373.6759 | 0.00013669 | 300.5143 | 0.0075806 | 300.0232 | 0 | 574.2098 | 0.015794 | 300.0232 | 0 | 573.1979 | 0.00028599 | 574.2098 | 0.0131 | 299.4193 | 0
|  | 300.725 | 0.021386 | 300.2333 | 0.0070311 | 374.3931 | 0.38698 | 300.725 | 0.0013315 | 300.2333 | 0 | 294.2926 | -8.7853e-05 | 300.2333 | 0 | 373.7874 | 0.00011698 | 300.725 | 0 | 300.725 | 0 | 300.725 | 0 | 300.725 | 0 | 300.725 | 0 | 300.725 | 0 | 373.7874 | 0.00011837 | 300.725 | 0 | 300.2333 | 0 | 574.3675 | 0.010439 | 300.2333 | 0 | 573.3563 | 0.00010725 | 574.3675 | 0.013889 | 299.6277 | 0
|  | 300.9357 | 0.029782 | 300.4434 | 0.03609 | 374.5062 | 0.40847 | 300.9357 | -0.0034673 | 300.4434 | 0 | 294.504 | 0.00022821 | 300.4434 | 0 | 373.8989 | 0.00011158 | 300.9357 | 0 | 300.9357 | 0 | 300.9357 | 0 | 300.9357 | 4.5793e-05 | 300.9357 | 0 | 300.9357 | 0 | 373.8989 | 0.00014183 | 300.9357 | 0.0082481 | 300.4434 | 0 | 574.5252 | 0.018835 | 300.4434 | 0 | 573.5147 | 7.1499e-05 | 574.5252 | 0.012589 | 299.8361 | 0
|  | 301.1464 | 0.026335 | 300.6536 | 0.00081179 | 374.6192 | 0.47773 | 301.1464 | -0.0088379 | 300.6536 | 0 | 294.7155 | -0.00014502 | 300.6536 | 0 | 374.0105 | 0.0001153 | 301.1464 | 0 | 301.1464 | 0 | 301.1464 | 0 | 301.1464 | 0 | 301.1464 | 0 | 301.1464 | 0 | 374.0105 | 9.0102e-05 | 301.1464 | 0 | 300.6536 | 0 | 574.6829 | 0.019879 | 300.6536 | 0 | 573.6731 | 0 | 574.6829 | 0.013007 | 300.0445 | 0
|  | 301.3571 | 0.037374 | 300.8638 | 0.018653 | 374.7323 | 0.50543 | 301.3571 | 0.016422 | 300.8638 | 0 | 294.9269 | 0.00016971 | 300.8638 | 0 | 374.122 | 0.00013933 | 301.3571 | 0 | 301.3571 | 0 | 301.3571 | 0 | 301.3571 | 3.9511e-05 | 301.3571 | 0 | 301.3571 | 0 | 374.122 | 9.6782e-05 | 301.3571 | 0.0036476 | 300.8638 | 0 | 574.8406 | 0.019561 | 300.8638 | 0 | 573.8315 | 0 | 574.8406 | 0.011985 | 300.253 | 0
|  | 301.5678 | 0.0051751 | 301.0739 | 0.025625 | 374.8453 | 0.53533 | 301.5678 | -0.011425 | 301.0739 | 0 | 295.1384 | -0.00010149 | 301.0739 | 0 | 374.2336 | 0.00014753 | 301.5678 | 0 | 301.5678 | 0 | 301.5678 | 0 | 301.5678 | 1.1444e-05 | 301.5678 | 0 | 301.5678 | 0 | 374.2336 | 0.00010843 | 301.5678 | 0 | 301.074 | 0 | 574.9983 | 0.012118 | 301.0739 | 0 | 573.9899 | 0.00032174 | 574.9983 | 0.01296 | 300.4614 | 0
|  | 301.7786 | 0.041905 | 301.2842 | 0.014965 | 374.9584 | 0.59121 | 301.7786 | 0.0033168 | 301.2842 | 0 | 295.3499 | 0.0001348 | 301.2842 | 0 | 374.3452 | 0.00016094 | 301.7786 | 0 | 301.7786 | 0 | 301.7786 | 0 | 301.7786 | 4.6655e-05 | 301.7786 | 0 | 301.7786 | 0 | 374.3452 | 0.00015348 | 301.7786 | 0.003622 | 301.2842 | 0 | 575.1561 | 0.015476 | 301.2842 | 0 | 574.1483 | 7.1499e-05 | 575.1561 | 0.012496 | 300.6698 | 0
|  | 301.9893 | 0.00072191 | 301.4944 | -0.0069064 | 375.0714 | 0.6215 | 301.9893 | -0.017822 | 301.4944 | 0 | 295.5614 | -5.0314e-05 | 301.4944 | 0 | 374.4567 | 0.00016057 | 301.9893 | 0 | 301.9893 | 0 | 301.9893 | 0 | 301.9893 | 0 | 301.9893 | 0 | 301.9893 | 0 | 374.4567 | 0.00015348 | 301.9894 | 0 | 301.4944 | 0 | 575.3138 | 0.01062 | 301.4944 | 0 | 574.3067 | 0.00010725 | 575.3138 | 0.013425 | 300.8783 | 0
|  | 302.2001 | 0.014971 | 301.7046 | 0.01655 | 375.1845 | 0.70479 | 302.2001 | -0.0089133 | 301.7046 | 0 | 295.7729 | 0.00024239 | 301.7046 | 0 | 374.5683 | 0.00017118 | 302.2001 | 0 | 302.2001 | 0 | 302.2001 | 0 | 302.2001 | 2.5445e-05 | 302.2001 | 0 | 302.2001 | 0 | 374.5683 | 0.00014012 | 302.2001 | 0.0031089 | 301.7046 | 0 | 575.4715 | 0.011346 | 301.7046 | 0 | 574.4652 | 0 | 575.4715 | 0.012589 | 301.0868 | 0
|  | 302.4109 | 0.012002 | 301.9149 | 0.0075442 | 375.2975 | 0.74788 | 302.4109 | -0.0032701 | 301.9149 | 0 | 295.9844 | -5.4403e-05 | 301.9149 | 0 | 374.6799 | 0.00016876 | 302.4109 | 0 | 302.4109 | 0 | 302.4109 | 0 | 302.4109 | 0 | 302.4109 | 0 | 302.4109 | 0 | 374.6799 | 0.00010672 | 302.4109 | 0 | 301.9149 | 0 | 575.6293 | 0.018517 | 301.9149 | 0 | 574.6236 | 0.00032174 | 575.6293 | 0.013703 | 301.2953 | 0
|  | 302.6217 | 0.026307 | 302.1252 | 0.015814 | 375.4106 | 0.80223 | 302.6217 | 0.038907 | 302.1252 | 0 | 296.1959 | 0.00021456 | 302.1252 | 0 | 374.7915 | 0.0001656 | 302.6217 | 0 | 302.6217 | 0 | 302.6217 | 0 | 302.6217 | 3.7033e-05 | 302.6217 | 0 | 302.6217 | 0 | 374.7915 | 0.00010672 | 302.6217 | 0.0066943 | 302.1252 | 0 | 575.7871 | 0.016293 | 302.1252 | 0 | 574.7821 | 7.1499e-05 | 575.7871 | 0.012867 | 301.5038 | 0
|  | 302.8326 | 0.007703 | 302.3354 | -0.0046638 | 375.5236 | 0.88801 | 302.8326 | 0.0017306 | 302.3354 | 0 | 296.4075 | -0.00021791 | 302.3354 | 0 | 374.9031 | 0.00015051 | 302.8325 | 0 | 302.8325 | 0 | 302.8325 | 0 | 302.8326 | 0 | 302.8325 | 0 | 302.8325 | 0 | 374.9031 | 9.0102e-05 | 302.8326 | 0 | 302.3354 | 0 | 575.9448 | 0.013888 | 302.3354 | 0 | 574.9405 | 0.00032174 | 575.9448 | 0.013471 | 301.7123 | 0
|  | 303.0434 | 0.040976 | 302.5458 | 0.040464 | 375.6366 | 0.89441 | 303.0434 | 0.011672 | 302.5458 | 0 | 296.619 | 0.00011683 | 302.5458 | 0 | 375.0147 | 0.0001492 | 303.0434 | 0 | 303.0434 | 0 | 303.0434 | 0 | 303.0434 | 5.2795e-05 | 303.0434 | 0 | 303.0434 | 0 | 375.0147 | 0.00010004 | 303.0434 | 0.0070906 | 302.5457 | 0 | 576.1026 | 0.0091677 | 302.5458 | 0 | 575.099 | 7.1499e-05 | 576.1026 | 0.012542 | 301.9208 | 0
|  | 303.2542 | 0.017441 | 302.7561 | -0.0097937 | 375.7497 | 0.94313 | 303.2542 | -0.033772 | 302.7561 | 0 | 296.8306 | -9.6996e-05 | 302.7561 | 0 | 375.1263 | 0.00014864 | 303.2542 | 0 | 303.2542 | 0 | 303.2542 | 0 | 303.2542 | 0 | 303.2542 | 0 | 303.2542 | 0 | 375.1263 | 0.00010175 | 303.2542 | 0 | 302.7561 | 0 | 576.2604 | 0.013162 | 302.7561 | 0 | 575.2574 | 0.00032174 | 576.2604 | 0.013564 | 302.1294 | 0
|  | 303.4651 | 0.021559 | 302.9664 | -0.0062904 | 375.8627 | 0.96749 | 303.4651 | 0.016631 | 302.9664 | 0 | 297.0422 | 0.00012376 | 302.9664 | 0 | 375.2379 | 0.00014008 | 303.4651 | 0 | 303.4651 | 0 | 303.4651 | 0 | 303.4651 | 9.3504e-06 | 303.4651 | 0 | 303.4651 | 0 | 375.2379 | 0.00014012 | 303.4651 | 0.0065233 | 302.9664 | 0 | 576.4182 | 0.016339 | 302.9664 | 0 | 575.4159 | 0 | 576.4182 | 0.01296 | 302.3379 | 0
|  | 303.676 | -0.0076877 | 303.1768 | -0.018464 | 375.9757 | 1.0696 | 303.676 | -0.018128 | 303.1768 | 0 | 297.2538 | -0.00013516 | 303.1768 | 0 | 375.3495 | 0.0001289 | 303.676 | 0 | 303.676 | 0 | 303.676 | 0 | 303.676 | 0 | 303.676 | 0 | 303.676 | 0 | 375.3495 | 0.00012505 | 303.676 | 0 | 303.1768 | 0 | 576.576 | 0.010756 | 303.1768 | 0 | 575.5744 | 0.00032174 | 576.576 | 0.013146 | 302.5465 | 0
|  | 303.8869 | 0.010245 | 303.3872 | 0.02812 | 376.0888 | 1.1189 | 303.8869 | 0.015162 | 303.3872 | 0 | 297.4654 | 5.1437e-05 | 303.3872 | 0 | 375.4611 | 0.00013877 | 303.8869 | 0 | 303.8869 | 0 | 303.8869 | 0 | 303.8869 | 4.434e-05 | 303.8869 | 0 | 303.8869 | 0 | 375.4611 | 0.00011511 | 303.8869 | 0.0096095 | 303.3872 | 0 | 576.7338 | 0.0079877 | 303.3872 | 0 | 575.7329 | 0 | 576.7338 | 0.011845 | 302.7551 | 0
|  | 304.0978 | 0.020983 | 303.5975 | -0.02229 | 376.2018 | 1.1748 | 304.0978 | -0.01391 | 303.5975 | 0 | 297.6771 | 5.4513e-06 | 303.5975 | 0 | 375.5727 | 0.00015125 | 304.0978 | 0 | 304.0978 | 0 | 304.0978 | 0 | 304.0978 | 0 | 304.0978 | 0 | 304.0978 | 0 | 375.5727 | 6.8347e-05 | 304.0978 | 0 | 303.5976 | 0 | 576.8916 | 0.014296 | 303.5975 | 0 | 575.8914 | 0.00032174 | 576.8916 | 0.012542 | 302.9637 | 0
|  | 304.3087 | 0.043862 | 303.808 | -0.017535 | 376.3148 | 1.2102 | 304.3087 | 0.011237 | 303.808 | 0 | 297.8887 | 0.00012883 | 303.808 | 0 | 375.6844 | 0.00015516 | 304.3087 | 0 | 304.3087 | 0 | 304.3087 | 0 | 304.3087 | 5.5172e-05 | 304.3087 | 0 | 304.3087 | 0 | 375.6844 | 8.3421e-05 | 304.3087 | 0.0057653 | 303.808 | 0 | 577.0495 | 0.016838 | 303.808 | 0 | 576.0499 | 0 | 577.0495 | 0.012124 | 303.1723 | 0
|  | 304.5197 | 0.001188 | 304.0184 | 0.0047954 | 376.4279 | 1.2844 | 304.5197 | -0.0080619 | 304.0184 | 0 | 298.1003 | -6.8456e-05 | 304.0184 | 0 | 375.796 | 0.00014082 | 304.5197 | 0 | 304.5197 | 0 | 304.5197 | 0 | 304.5197 | 0 | 304.5197 | 0 | 304.5197 | 0 | 375.796 | 0.00013687 | 304.5197 | 0 | 304.0184 | 0 | 577.2073 | 0.017246 | 304.0184 | 0 | 576.2084 | 0 | 577.2073 | 0.013007 | 303.3809 | 0
|  | 304.7307 | 0.040106 | 304.2288 | 0.072389 | 376.5409 | 1.3354 | 304.7307 | 0.010149 | 304.2288 | 0 | 298.312 | 0.00010858 | 304.2288 | 0 | 375.9076 | 0.0001302 | 304.7306 | 0 | 304.7306 | 0 | 304.7306 | 0 | 304.7307 | 0.00011869 | 304.7306 | 0 | 304.7306 | 0 | 375.9076 | 0.00017849 | 304.7307 | 0.0095355 | 304.2288 | 0 | 577.3651 | 0.016339 | 304.2288 | 0 | 576.3669 | 0 | 577.3651 | 0.012078 | 303.5896 | 0
|  | 304.9416 | 0.0086157 | 304.4393 | -0.025536 | 376.6539 | 1.3709 | 304.9416 | 0.003511 | 304.4393 | 0 | 298.5237 | -9.7601e-05 | 304.4393 | 0 | 376.0193 | 0.00011716 | 304.9416 | 0 | 304.9416 | 0 | 304.9416 | 0 | 304.9416 | 0 | 304.9416 | 0 | 304.9416 | 0 | 376.0193 | 0.00016856 | 304.9416 | 0 | 304.4393 | 0 | 577.523 | 0.014387 | 304.4393 | 0 | 576.5254 | 0.00032174 | 577.523 | 0.012682 | 303.7982 | 0
|  | 305.1526 | 0.038707 | 304.6498 | 0.0055415 | 376.7669 | 1.4285 | 305.1526 | 0.0081838 | 304.6498 | 0 | 298.7354 | 6.0917e-05 | 304.6498 | 0 | 376.1309 | 0.00011921 | 305.1526 | 0 | 305.1526 | 0 | 305.1526 | 0 | 305.1526 | 4.3238e-05 | 305.1526 | 0 | 305.1526 | 0 | 376.1309 | 0.00012008 | 305.1526 | 0.011082 | 304.6498 | 0 | 577.6809 | 0.020605 | 304.6498 | 0 | 576.684 | 7.1499e-05 | 577.6809 | 0.012078 | 304.0069 | 0
|  | 305.3636 | 0.01856 | 304.8603 | -0.013266 | 376.88 | 1.5019 | 305.3636 | -0.013054 | 304.8603 | 0 | 298.9471 | -8.4845e-05 | 304.8603 | 0 | 376.2426 | 0.00011698 | 305.3636 | 0 | 305.3636 | 0 | 305.3636 | 0 | 305.3636 | 0 | 305.3636 | 0 | 305.3636 | 0 | 376.2426 | 9.0102e-05 | 305.3636 | 0 | 304.8603 | 0 | 577.8387 | 0.013389 | 304.8603 | 0 | 576.8425 | 0.00010725 | 577.8387 | 0.012821 | 304.2156 | 0
|  | 305.5746 | 0.035368 | 305.0708 | 0.027939 | 376.993 | 1.5779 | 305.5746 | 0.034636 | 305.0708 | 0 | 299.1588 | 0.00020226 | 305.0708 | 0 | 376.3543 | 0.00013318 | 305.5746 | 0 | 305.5746 | 0 | 305.5746 | 0 | 305.5746 | 6.2669e-05 | 305.5746 | 0 | 305.5746 | 0 | 376.3543 | 9.8495e-05 | 305.5747 | 0.0057773 | 305.0708 | 0 | 577.9966 | 0.016838 | 305.0708 | 0 | 577.001 | 0 | 577.9966 | 0.012217 | 304.4243 | 0
|  | 305.7857 | 0.010742 | 305.2813 | -0.030291 | 377.106 | 1.6157 | 305.7857 | 0.0080501 | 305.2813 | 0 | 299.3705 | -8.1332e-05 | 305.2813 | 0 | 376.4659 | 0.00015144 | 305.7857 | 0 | 305.7857 | 0 | 305.7857 | 0 | 305.7857 | 0 | 305.7857 | 0 | 305.7857 | 0 | 376.4659 | 0.0001235 | 305.7857 | 0 | 305.2813 | 0 | 578.1545 | 0.014432 | 305.2813 | 0 | 577.1596 | 0.00032174 | 578.1545 | 0.012728 | 304.633 | 0
|  | 305.9967 | 0.024842 | 305.4918 | 0.017881 | 377.219 | 1.6962 | 305.9967 | -0.0032993 | 305.4918 | 0 | 299.5823 | 0.00016977 | 305.4918 | 0 | 376.5776 | 0.00017267 | 305.9967 | 0 | 305.9967 | 0 | 305.9967 | 0 | 305.9967 | 4.7008e-05 | 305.9967 | 0 | 305.9967 | 0 | 376.5776 | 0.00013687 | 305.9967 | 0.006858 | 305.4918 | 0 | 578.3124 | 0.014432 | 305.4918 | 0 | 577.3182 | 0 | 578.3124 | 0.012217 | 304.8417 | 0
|  | 306.2078 | -0.0030135 | 305.7024 | -0.0047519 | 377.332 | 1.7467 | 306.2078 | 0.0019266 | 305.7024 | 0 | 299.794 | -9.331e-05 | 305.7024 | 0 | 376.6893 | 0.00019 | 306.2078 | 0 | 306.2078 | 0 | 306.2078 | 0 | 306.2078 | 0 | 306.2078 | 0 | 306.2078 | 0 | 376.6893 | 0.00012676 | 306.2078 | 0 | 305.7024 | 0 | 578.4703 | 0.011074 | 305.7024 | 0 | 577.4767 | 0 | 578.4703 | 0.013146 | 305.0504 | 0
|  | 306.4189 | 0.019609 | 305.913 | -0.0094236 | 377.445 | 1.8248 | 306.4189 | 0.01472 | 305.913 | 0 | 300.0058 | 0.00011501 | 305.913 | 0 | 376.801 | 0.00017863 | 306.4189 | 0 | 306.4189 | 0 | 306.4189 | 0 | 306.4189 | 3.9236e-05 | 306.4189 | 0 | 306.4189 | 0 | 376.801 | 0.00010346 | 306.4189 | 0.0062434 | 305.913 | 0 | 578.6282 | 0.017382 | 305.913 | 0 | 577.6353 | 0 | 578.6282 | 0.012635 | 305.2592 | 0
|  | 306.63 | 0.012491 | 306.1236 | -0.0026122 | 377.5581 | 1.8915 | 306.63 | -0.01862 | 306.1236 | 0 | 300.2176 | -0.00012489 | 306.1236 | 0 | 376.9126 | 0.00017342 | 306.63 | 0 | 306.63 | 0 | 306.63 | 0 | 306.63 | 0 | 306.63 | 0 | 306.63 | 0 | 376.9126 | 0.00011168 | 306.63 | 0 | 306.1236 | 0 | 578.7861 | 0.01534 | 306.1236 | 0 | 577.7939 | 0.00010725 | 578.7861 | 0.013611 | 305.4679 | 0
|  | 306.8411 | 0.028603 | 306.3342 | 0.021511 | 377.6711 | 2.0107 | 306.8411 | 0.013133 | 306.3342 | 0 | 300.4294 | 0.00024391 | 306.3342 | 0 | 377.0244 | 0.0001561 | 306.8411 | 0 | 306.8411 | 0 | 306.8411 | 0 | 306.8411 | 4.178e-05 | 306.8411 | 0 | 306.8411 | 0 | 377.0244 | 0.00011168 | 306.8411 | 0.01126 | 306.3342 | 0 | 578.944 | 0.018971 | 306.3342 | 0 | 577.9524 | 0 | 578.944 | 0.012635 | 305.6767 | 0
|  | 307.0522 | 0.002609 | 306.5448 | -0.0073514 | 377.7841 | 2.0326 | 307.0522 | 0.00041873 | 306.5448 | 0 | 300.6412 | -9.9466e-05 | 306.5448 | 0 | 377.1361 | 0.00016355 | 307.0522 | 0 | 307.0522 | 0 | 307.0522 | 0 | 307.0522 | 0 | 307.0522 | 0 | 307.0522 | 0 | 377.1361 | 0.00010004 | 307.0523 | 0 | 306.5448 | 0 | 579.1019 | 0.01534 | 306.5448 | 0 | 578.111 | 0.00032174 | 579.1019 | 0.013146 | 305.8855 | 0
|  | 307.2634 | 0.0045637 | 306.7554 | 0.032747 | 377.8971 | 2.1331 | 307.2634 | -0.011091 | 306.7554 | 0 | 300.853 | 0.00014653 | 306.7554 | 0 | 377.2478 | 0.00015777 | 307.2634 | 0 | 307.2634 | 0 | 307.2634 | 0 | 307.2634 | 5.2792e-05 | 307.2634 | 0 | 307.2634 | 0 | 377.2478 | 9.6782e-05 | 307.2634 | 0.010814 | 306.7554 | 0 | 579.2599 | 0.016838 | 306.7554 | 0 | 578.2696 | 0 | 579.2599 | 0.012171 | 306.0943 | 0
|  | 307.4745 | 0.0039929 | 306.9661 | 0.0062921 | 378.0101 | 2.1931 | 307.4745 | 0.0032867 | 306.9661 | 0 | 301.0649 | 2.0705e-05 | 306.9661 | 0 | 377.3595 | 0.00015647 | 307.4746 | 0 | 307.4746 | 0 | 307.4746 | 0 | 307.4745 | 0 | 307.4746 | 0 | 307.4746 | 0 | 377.3595 | 9.5069e-05 | 307.4746 | 0 | 306.9661 | 0 | 579.4178 | 0.013025 | 306.9661 | 0 | 578.4282 | 0.00010725 | 579.4178 | 0.012542 | 306.3031 | 0
|  | 307.6857 | -0.0024616 | 307.1768 | 0.0059071 | 378.1231 | 2.3198 | 307.6857 | 0.01077 | 307.1768 | 0 | 301.2767 | 0.00013535 | 307.1768 | 0 | 377.4712 | 0.00014622 | 307.6857 | 0 | 307.6857 | 0 | 307.6857 | 0 | 307.6857 | 2.5049e-05 | 307.6857 | 0 | 307.6857 | 0 | 377.4712 | 0.00013173 | 307.6857 | 0.0082664 | 307.1768 | 0 | 579.5758 | 0.020514 | 307.1768 | 0 | 578.5869 | 0.00028599 | 579.5758 | 0.011985 | 306.5119 | 0
|  | 307.8969 | 0.009884 | 307.3875 | 0.0015103 | 378.2361 | 2.4427 | 307.8969 | -0.014727 | 307.3875 | 0 | 301.4886 | -4.1964e-05 | 307.3875 | 0 | 377.5829 | 0.00014138 | 307.8969 | 0 | 307.8969 | 0 | 307.8969 | 0 | 307.8969 | 0 | 307.8969 | 0 | 307.8969 | 0 | 377.5829 | 0.00011511 | 307.8969 | 0 | 307.3875 | 0 | 579.7337 | 0.016838 | 307.3875 | 0 | 578.7455 | 0.00010725 | 579.7337 | 0.012449 | 306.7207 | 0
|  | 308.1082 | 0.012553 | 307.5982 | 0.0089605 | 378.3491 | 2.4997 | 308.1082 | 0.0058994 | 307.5982 | 0 | 301.7005 | 1.6238e-05 | 307.5982 | 0 | 377.6946 | 0.00013412 | 308.1081 | 0 | 308.1081 | 0 | 308.1081 | 0 | 308.1082 | 3.7738e-05 | 308.1081 | 0 | 308.1081 | 0 | 377.6946 | 0.00013173 | 308.1082 | 0.0072854 | 307.5982 | 0 | 579.8917 | 0.0236 | 307.5982 | 0 | 578.9041 | 7.1499e-05 | 579.8917 | 0.012171 | 306.9296 | 0
|  | 308.3194 | 0.018438 | 307.8089 | 0.0082557 | 378.4621 | 2.6205 | 308.3194 | -0.0078975 | 307.8089 | 0 | 301.9124 | -1.1644e-05 | 307.8089 | 0 | 377.8064 | 0.00015144 | 308.3194 | 0 | 308.3194 | 0 | 308.3194 | 0 | 308.3194 | 0 | 308.3194 | 0 | 308.3194 | 0 | 377.8064 | 0.00011014 | 308.3194 | 0 | 307.8089 | 0 | 580.0497 | 0.015885 | 307.8089 | 0 | 579.0627 | 0.00010725 | 580.0497 | 0.013007 | 307.1385 | 0
|  | 308.5306 | 0.039597 | 308.0197 | 0.006493 | 378.5751 | 2.6617 | 308.5306 | -0.0044692 | 308.0197 | 0 | 302.1242 | 0.00011428 | 308.0197 | 0 | 377.9181 | 0.00015908 | 308.5306 | 0 | 308.5306 | 0 | 308.5306 | 0 | 308.5306 | 3.9469e-05 | 308.5306 | 0 | 308.5306 | 0 | 377.9181 | 0.00014012 | 308.5306 | 0.0048001 | 308.0197 | 0 | 580.2077 | 0.023918 | 308.0197 | 0 | 579.2214 | 7.1499e-05 | 580.2077 | 0.012403 | 307.3473 | 0
|  | 308.7419 | 0.0094613 | 308.2304 | -0.0089614 | 378.6881 | 2.7764 | 308.7419 | -0.0095356 | 308.2304 | 0 | 302.3362 | 3.1086e-05 | 308.2304 | 0 | 378.0299 | 0.00016038 | 308.7419 | 0 | 308.7419 | 0 | 308.7419 | 0 | 308.7419 | 0 | 308.7419 | 0 | 308.7419 | 0 | 378.0299 | 0.00014012 | 308.7419 | 0 | 308.2304 | 0 | 580.3657 | 0.012209 | 308.2304 | 0 | 579.38 | 0.00010725 | 580.3657 | 0.012914 | 307.5562 | 0
|  | 308.9532 | 0.038438 | 308.4412 | -0.0038541 | 378.8011 | 2.8633 | 308.9532 | -0.0043049 | 308.4412 | 0 | 302.5481 | 0.00017266 | 308.4412 | 0 | 378.1416 | 0.00013803 | 308.9531 | 0 | 308.9531 | 0 | 308.9531 | 0 | 308.9532 | 3.1032e-05 | 308.9531 | 0 | 308.9531 | 0 | 378.1416 | 0.00014509 | 308.9532 | 0.006482 | 308.4412 | 0 | 580.5237 | 0.021467 | 308.4412 | 0 | 579.5386 | 7.1499e-05 | 580.5237 | 0.012031 | 307.7651 | 0
|  | 309.1644 | 0.020119 | 308.652 | -0.00077986 | 378.9141 | 3.0187 | 309.1644 | 0.0075196 | 308.652 | 0 | 302.76 | -0.00012482 | 308.652 | 0 | 378.2534 | 0.00015051 | 309.1644 | 0 | 309.1644 | 0 | 309.1644 | 0 | 309.1644 | 0 | 309.1644 | 0 | 309.1644 | 0 | 378.2534 | 0.00015845 | 309.1644 | 0 | 308.652 | 0 | 580.6817 | 0.015249 | 308.652 | 0 | 579.6973 | 0 | 580.6817 | 0.012867 | 307.974 | 0
|  | 309.3757 | 0.017594 | 308.8628 | 0.0069137 | 379.0271 | 3.1443 | 309.3757 | 0.021266 | 308.8628 | 0 | 302.972 | 0.00014014 | 308.8628 | 0 | 378.3651 | 0.00013747 | 309.3757 | 0 | 309.3757 | 0 | 309.3757 | 0 | 309.3757 | 4.4204e-05 | 309.3757 | 0 | 309.3757 | 0 | 378.3651 | 0.00020847 | 309.3757 | 0.005586 | 308.8628 | 0 | 580.8397 | 0.018335 | 308.8628 | 0 | 579.856 | 7.1499e-05 | 580.8397 | 0.012124 | 308.183 | 0
|  | 309.5871 | 0.0057413 | 309.0736 | 0.019707 | 379.1401 | 3.2695 | 309.5871 | -0.0020509 | 309.0736 | 0 | 303.184 | -0.00010463 | 309.0736 | 0 | 378.4769 | 0.00015926 | 309.5871 | 0 | 309.5871 | 0 | 309.5871 | 0 | 309.5871 | 0 | 309.5871 | 0 | 309.5871 | 0 | 378.4769 | 0.00020024 | 309.5871 | 0 | 309.0736 | 0 | 580.9977 | 0.01652 | 309.0736 | 0 | 580.0146 | 0.00010725 | 580.9977 | 0.012635 | 308.3919 | 0
|  | 309.7984 | 0.032617 | 309.2845 | 0.0061597 | 379.2531 | 3.3975 | 309.7984 | -0.0025877 | 309.2845 | 0 | 303.3959 | 0.00012597 | 309.2845 | 0 | 378.5887 | 0.00014362 | 309.7984 | 0 | 309.7984 | 0 | 309.7984 | 0 | 309.7984 | 1.2889e-05 | 309.7984 | 0 | 309.7984 | 0 | 378.5887 | 0.00015348 | 309.7984 | 0.0027193 | 309.2845 | 0 | 581.1558 | 0.020015 | 309.2845 | 0 | 580.1733 | 0 | 581.1558 | 0.011567 | 308.6009 | 0
|  | 310.0097 | 0.022967 | 309.4953 | -0.015259 | 379.3661 | 3.4945 | 310.0097 | -0.01569 | 309.4953 | 0 | 303.6079 | -1.08e-05 | 309.4953 | 0 | 378.7004 | 0.00015088 | 310.0097 | 0 | 310.0097 | 0 | 310.0097 | 0 | 310.0097 | 0 | 310.0097 | 0 | 310.0097 | 0 | 378.7004 | 9.3356e-05 | 310.0097 | 0 | 309.4953 | 0 | 581.3138 | 0.013979 | 309.4953 | 0 | 580.332 | 0.00010725 | 581.3138 | 0.01231 | 308.8098 | 0
|  | 310.2211 | 0.028202 | 309.7062 | 0.0050697 | 379.4791 | 3.6862 | 310.2211 | 0.0036281 | 309.7062 | 0 | 303.8199 | 8.2319e-05 | 309.7062 | 0 | 378.8122 | 0.00014492 | 310.2211 | 0 | 310.2211 | 0 | 310.2211 | 0 | 310.2211 | 2.9436e-05 | 310.2211 | 0 | 310.2211 | 0 | 378.8122 | 9.3356e-05 | 310.2211 | 0.0097703 | 309.7062 | 0 | 581.4718 | 0.023782 | 309.7062 | 0 | 580.4907 | 7.1499e-05 | 581.4718 | 0.011752 | 309.0188 | 0
|  | 310.4325 | 0.0088521 | 309.9171 | 0.014503 | 379.592 | 3.8098 | 310.4325 | -0.0042294 | 309.9171 | 0 | 304.032 | -2.297e-05 | 309.9171 | 0 | 378.924 | 0.00015647 | 310.4325 | 0 | 310.4325 | 0 | 310.4325 | 0 | 310.4325 | 0 | 310.4325 | 0 | 310.4325 | 0 | 378.924 | 0.00011682 | 310.4325 | 0 | 309.9171 | 0 | 581.6299 | 0.015658 | 309.9171 | 0 | 580.6494 | 0.00010725 | 581.6299 | 0.012449 | 309.2278 | 0
|  | 310.6439 | 0.0072483 | 310.128 | 0.030829 | 379.705 | 4.0184 | 310.6439 | 0.0012814 | 310.128 | 0 | 304.244 | 4.9695e-05 | 310.128 | 0 | 379.0358 | 0.00016131 | 310.6439 | 0 | 310.6439 | 0 | 310.6439 | 0 | 310.6439 | 5.2837e-05 | 310.6439 | 0 | 310.6439 | 0 | 379.0358 | 0.0001134 | 310.6439 | 0.0077071 | 310.128 | 0 | 581.788 | 0.018426 | 310.128 | 0 | 580.8081 | 0 | 581.788 | 0.011799 | 309.4368 | 0
|  | 310.8553 | 0.018244 | 310.3389 | -0.022618 | 379.818 | 4.1047 | 310.8553 | 0.011719 | 310.3389 | 0 | 304.456 | -0.00010007 | 310.3389 | 0 | 379.1476 | 0.00014958 | 310.8553 | 0 | 310.8553 | 0 | 310.8553 | 0 | 310.8553 | 0 | 310.8553 | 0 | 310.8553 | 0 | 379.1476 | 9.1815e-05 | 310.8553 | 0 | 310.339 | 0 | 581.946 | 0.016202 | 310.3389 | 0 | 580.9668 | 0 | 581.946 | 0.012635 | 309.6458 | 0
|  | 311.0667 | 0.015232 | 310.5499 | 0.00045707 | 379.931 | 4.253 | 311.0667 | 0.011241 | 310.5499 | 0 | 304.6681 | 0.00013949 | 310.5499 | 0 | 379.2594 | 0.0001384 | 311.0667 | 0 | 311.0667 | 0 | 311.0667 | 0 | 311.0667 | 5.4743e-06 | 311.0667 | 0 | 311.0667 | 0 | 379.2594 | 8.5134e-05 | 311.0667 | 0.0019476 | 310.5499 | 0 | 582.1041 | 0.022511 | 310.5499 | 0 | 581.1255 | 0 | 582.1041 | 0.012078 | 309.8549 | 0
|  | 311.2782 | 0.0048928 | 310.7609 | -0.024633 | 380.044 | 4.4107 | 311.2782 | -0.016842 | 310.7609 | 0 | 304.8802 | -3.0948e-05 | 310.7609 | 0 | 379.3712 | 0.00014436 | 311.2782 | 0 | 311.2782 | 0 | 311.2782 | 0 | 311.2782 | 0 | 311.2782 | 0 | 311.2782 | 0 | 379.3712 | 7.3315e-05 | 311.2782 | 0 | 310.7609 | 0 | 582.2622 | 0.018925 | 310.7609 | 0 | 581.2842 | 0 | 582.2622 | 0.012728 | 310.0639 | 0
|  | 311.4896 | 0.026959 | 310.9718 | -0.0043246 | 380.157 | 4.5923 | 311.4896 | 0.020364 | 310.9718 | 0 | 305.0923 | 6.706e-05 | 310.9718 | 0 | 379.483 | 0.00014622 | 311.4896 | 0 | 311.4896 | 0 | 311.4896 | 0 | 311.4896 | 2.5878e-05 | 311.4896 | 0 | 311.4896 | 0 | 379.483 | 7.006e-05 | 311.4896 | 0.00023249 | 310.9718 | 0 | 582.4203 | 0.018971 | 310.9718 | 0 | 581.443 | 0 | 582.4203 | 0.011892 | 310.273 | 0
|  | 311.7011 | 0.017603 | 311.1828 | -0.023447 | 380.2699 | 4.748 | 311.7011 | -0.0057067 | 311.1828 | 0 | 305.3044 | -0.00015111 | 311.1828 | 0 | 379.5949 | 0.00014492 | 311.7011 | 0 | 311.7011 | 0 | 311.7011 | 0 | 311.7011 | 0 | 311.7011 | 0 | 311.7011 | 0 | 379.5949 | 5.8412e-05 | 311.7011 | 0 | 311.1828 | 0 | 582.5784 | 0.020015 | 311.1828 | 0 | 581.6017 | 0.00032174 | 582.5784 | 0.012542 | 310.4821 | 0
|  | 311.9126 | 0.020948 | 311.3938 | 0.030694 | 380.3829 | 4.9136 | 311.9126 | 0.024518 | 311.3938 | 0 | 305.5164 | 0.00018027 | 311.3938 | 0 | 379.7067 | 0.00013877 | 311.9126 | 0 | 311.9126 | 0 | 311.9126 | 0 | 311.9126 | 5.3251e-05 | 311.9126 | 0 | 311.9126 | 0 | 379.7067 | 9.6782e-05 | 311.9126 | 0.0086089 | 311.3938 | 0 | 582.7365 | 0.013252 | 311.3938 | 0 | 581.7604 | 7.1499e-05 | 582.7365 | 0.011799 | 310.6911 | 0
|  | 312.1241 | -0.0025638 | 311.6049 | -0.0016299 | 380.4959 | 5.1101 | 312.1241 | -0.0081847 | 311.6049 | 0 | 305.7286 | -5.59e-05 | 311.6049 | 0 | 379.8185 | 0.00014101 | 312.1241 | 0 | 312.1241 | 0 | 312.1241 | 0 | 312.1241 | 0 | 312.1241 | 0 | 312.1241 | 0 | 379.8185 | 0.00011837 | 312.1241 | 0 | 311.6049 | 0 | 582.8946 | 0.012617 | 311.6049 | 0 | 581.9192 | 0.00032174 | 582.8946 | 0.012542 | 310.9002 | 0
|  | 312.3356 | 0.025865 | 311.8159 | 0.023453 | 380.6089 | 5.3191 | 312.3356 | 0.033408 | 311.8159 | 0 | 305.9407 | 0.00017229 | 311.8159 | 0 | 379.9303 | 0.00015703 | 312.3356 | 0 | 312.3356 | 0 | 312.3356 | 0 | 312.3356 | 4.5089e-05 | 312.3356 | 0 | 312.3356 | 0 | 379.9303 | 0.000105 | 312.3356 | 0.0063862 | 311.8159 | 0 | 583.0527 | 0.024417 | 311.8159 | 0 | 582.0779 | 0 | 583.0527 | 0.011799 | 311.1093 | 0
|  | 312.5471 | 0.0063556 | 312.027 | 0.0082537 | 380.7218 | 5.5216 | 312.5471 | -0.0010891 | 312.027 | 0 | 306.1529 | -0.00010129 | 312.027 | 0 | 380.0422 | 0.00016392 | 312.5471 | 0 | 312.5471 | 0 | 312.5471 | 0 | 312.5471 | 0 | 312.5471 | 0 | 312.5471 | 0 | 380.0422 | 8.6676e-05 | 312.5471 | 0 | 312.027 | 0 | 583.2109 | 0.012708 | 312.027 | 0 | 582.2367 | 0.0007506 | 583.2109 | 0.012449 | 311.3185 | 0
|  | 312.7587 | 0.020319 | 312.238 | 0.0038089 | 380.8348 | 5.6555 | 312.7587 | -0.01291 | 312.238 | 0 | 306.365 | 0.00010062 | 312.238 | 0 | 380.154 | 0.0001574 | 312.7587 | 0 | 312.7587 | 0 | 312.7587 | 0 | 312.7587 | 5.0827e-05 | 312.7587 | 0 | 312.7587 | 0 | 380.154 | 8.8389e-05 | 312.7587 | 0.0080695 | 312.238 | 0 | 583.369 | 0.018109 | 312.238 | 0 | 582.3955 | 0 | 583.369 | 0.011474 | 311.5276 | 0
|  | 312.9703 | -0.014176 | 312.4491 | -0.0076498 | 380.9478 | 5.8611 | 312.9703 | -0.014667 | 312.4491 | 0 | 306.5772 | -8.3388e-05 | 312.4491 | 0 | 380.2659 | 0.00014306 | 312.9703 | 0 | 312.9703 | 0 | 312.9703 | 0 | 312.9703 | 0 | 312.9703 | 0 | 312.9703 | 0 | 380.2659 | 0.00014012 | 312.9703 | 0 | 312.4491 | 0 | 583.5272 | 0.018925 | 312.4491 | 0 | 582.5543 | 0.00010725 | 583.5272 | 0.011985 | 311.7368 | 0
|  | 313.1819 | -0.0031588 | 312.6603 | 0.014559 | 381.0607 | 6.0335 | 313.1819 | 0.028477 | 312.6603 | 0 | 306.7894 | 0.0001094 | 312.6603 | 0 | 380.3777 | 0.00012573 | 313.1818 | 0 | 313.1818 | 0 | 313.1818 | 0 | 313.1819 | 4.4784e-05 | 313.1818 | 0 | 313.1818 | 0 | 380.3777 | 0.00014183 | 313.1818 | 0.0063223 | 312.6603 | 0 | 583.6853 | 0.015159 | 312.6603 | 0 | 582.713 | 0 | 583.6853 | 0.011427 | 311.9459 | 0
|  | 313.3934 | 0.016207 | 312.8714 | -0.036373 | 381.1737 | 6.2551 | 313.3934 | -0.016052 | 312.8714 | 0 | 307.0016 | -2.4536e-05 | 312.8714 | 0 | 380.4896 | 0.00012871 | 313.3934 | 0 | 313.3934 | 0 | 313.3934 | 0 | 313.3934 | 0 | 313.3934 | 0 | 313.3934 | 0 | 380.4896 | 0.0001468 | 313.3934 | 0 | 312.8714 | 0 | 583.8435 | 0.017155 | 312.8714 | 0 | 582.8718 | 0 | 583.8435 | 0.012356 | 312.1551 | 0
|  | 313.605 | 0.028535 | 313.0825 | 0.0067833 | 381.2867 | 6.3803 | 313.605 | 0.029582 | 313.0825 | 0 | 307.2138 | 8.181e-05 | 313.0825 | 0 | 380.6015 | 0.0001235 | 313.6051 | 0 | 313.6051 | 0 | 313.6051 | 0 | 313.605 | 4.6885e-05 | 313.6051 | 0 | 313.6051 | 0 | 380.6015 | 0.00011014 | 313.605 | 0.010043 | 313.0825 | 0 | 584.0016 | 0.014432 | 313.0825 | 0 | 583.0306 | 0 | 584.0016 | 0.011706 | 312.3643 | 0
|  | 313.8167 | 0.011017 | 313.2937 | 0.0002987 | 381.3997 | 6.5661 | 313.8167 | -0.0068986 | 313.2937 | 0 | 307.426 | -5.6547e-05 | 313.2937 | 0 | 380.7133 | 0.00014362 | 313.8167 | 0 | 313.8167 | 0 | 313.8167 | 0 | 313.8167 | 0 | 313.8167 | 0 | 313.8167 | 0 | 380.7133 | 0.0001235 | 313.8167 | 0 | 313.2937 | 0 | 584.1598 | 0.010529 | 313.2937 | 0 | 583.1894 | 0.00053624 | 584.1598 | 0.012171 | 312.5735 | 0
|  | 314.0283 | 0.020112 | 313.5049 | 0.029104 | 381.5126 | 6.6338 | 314.0283 | 0.032795 | 313.5049 | 0 | 307.6383 | 0.00013557 | 313.5049 | 0 | 380.8252 | 0.00013281 | 314.0283 | 0 | 314.0283 | 0 | 314.0283 | 0 | 314.0283 | 4.2726e-05 | 314.0283 | 0 | 314.0283 | 0 | 380.8252 | 0.00013173 | 314.0283 | 0.010304 | 313.5049 | 0 | 584.318 | 0.019606 | 313.5049 | 0 | 583.3482 | 0 | 584.318 | 0.011427 | 312.7827 | 0
|  | 314.24 | -0.0024569 | 313.7161 | -0.015155 | 381.6256 | 6.8683 | 314.24 | -0.0050288 | 313.7161 | 0 | 307.8505 | -0.00017403 | 313.7161 | 0 | 380.9371 | 0.00013877 | 314.24 | 0 | 314.24 | 0 | 314.24 | 0 | 314.24 | 0 | 314.24 | 0 | 314.24 | 0 | 380.9371 | 0.0001235 | 314.24 | 0 | 313.7161 | 0 | 584.4762 | 0.010938 | 313.7161 | 0 | 583.5071 | 0.00010725 | 584.4762 | 0.012217 | 312.9919 | 0
|  | 314.4517 | 0.035504 | 313.9273 | 0.020791 | 381.7385 | 7.0025 | 314.4517 | 0.011183 | 313.9273 | 0 | 308.0628 | 0.0001226 | 313.9273 | 0 | 381.049 | 0.0001276 | 314.4517 | 0 | 314.4517 | 0 | 314.4517 | 0 | 314.4517 | 2.9558e-05 | 314.4517 | 0 | 314.4517 | 0 | 381.049 | 0.00012676 | 314.4517 | 0.0079483 | 313.9273 | 0 | 584.6344 | 0.014205 | 313.9273 | 0 | 583.6659 | 7.1499e-05 | 584.6344 | 0.011752 | 313.2012 | 0
|  | 314.6634 | -0.014439 | 314.1385 | 0.014299 | 381.8515 | 7.1695 | 314.6634 | -0.010118 | 314.1385 | 0 | 308.2751 | -1.4225e-05 | 314.1385 | 0 | 381.1609 | 0.00011828 | 314.6633 | 0 | 314.6633 | 0 | 314.6633 | 0 | 314.6634 | 0 | 314.6633 | 0 | 314.6633 | 0 | 381.1609 | 0.00013173 | 314.6634 | 0 | 314.1385 | 0 | 584.7926 | 0.015476 | 314.1385 | 0 | 583.8247 | 0.00032174 | 584.7926 | 0.012774 | 313.4105 | 0
|  | 314.8751 | 0.013938 | 314.3497 | -0.0031847 | 381.9645 | 7.2442 | 314.8751 | 0.0028364 | 314.3497 | 0 | 308.4874 | 0.00028173 | 314.3497 | 0 | 381.2728 | 0.000114 | 314.8751 | 0 | 314.8751 | 0 | 314.8751 | 0 | 314.8751 | 0 | 314.8751 | 0 | 314.8751 | 0 | 381.2728 | 0.00015348 | 314.8751 | 0.0039449 | 314.3497 | 0 | 584.9508 | 0.018925 | 314.3497 | 0 | 583.9836 | 0 | 584.9508 | 0.011938 | 313.6197 | 0
|  | 315.0868 | 0.00027581 | 314.561 | -0.018164 | 382.0774 | 7.4421 | 315.0868 | -0.010718 | 314.561 | 0 | 308.6997 | -0.0001024 | 314.561 | 0 | 381.3847 | 0.00011959 | 315.0868 | 0 | 315.0868 | 0 | 315.0868 | 0 | 315.0868 | 0 | 315.0868 | 0 | 315.0868 | 0 | 381.3847 | 0.00013018 | 315.0868 | 0 | 314.561 | 0 | 585.109 | 0.012844 | 314.561 | 0 | 584.1424 | 0.00032174 | 585.109 | 0.012496 | 313.829 | 0
|  | 315.2985 | 0.044327 | 314.7723 | 0.022385 | 382.1904 | 7.5736 | 315.2985 | 0.038974 | 314.7723 | 0 | 308.912 | 0.00012118 | 314.7723 | 0 | 381.4966 | 0.00013784 | 315.2985 | 0 | 315.2985 | 0 | 315.2985 | 0 | 315.2985 | 5.2798e-05 | 315.2985 | 0 | 315.2985 | 0 | 381.4966 | 0.00011168 | 315.2985 | 0.0094896 | 314.7723 | 0 | 585.2673 | 0.019606 | 314.7723 | 0 | 584.3012 | 7.1499e-05 | 585.2673 | 0.011195 | 314.0383 | 0
|  | 315.5103 | -0.015625 | 314.9836 | 0.014179 | 382.3033 | 7.7495 | 315.5103 | -0.014621 | 314.9836 | 0 | 309.1243 | -5.6428e-05 | 314.9836 | 0 | 381.6085 | 0.00015088 | 315.5103 | 0 | 315.5103 | 0 | 315.5103 | 0 | 315.5103 | 0 | 315.5103 | 0 | 315.5103 | 0 | 381.6085 | 0.00012676 | 315.5102 | 0 | 314.9836 | 0 | 585.4255 | 0.010847 | 314.9836 | 0 | 584.4601 | 0.00010725 | 585.4255 | 0.011799 | 314.2476 | 0
|  | 315.722 | 0.027923 | 315.1949 | 0.0065837 | 382.4163 | 7.7966 | 315.722 | 0.014697 | 315.1949 | 0 | 309.3367 | 0.00016351 | 315.1949 | 0 | 381.7205 | 0.00013914 | 315.722 | 0 | 315.722 | 0 | 315.722 | 0 | 315.722 | 2.681e-05 | 315.722 | 0 | 315.722 | 0 | 381.7205 | 0.00014012 | 315.722 | 0.0055604 | 315.1949 | 0 | 585.5838 | 0.012935 | 315.1949 | 0 | 584.619 | 0 | 585.5838 | 0.011056 | 314.4569 | 0
|  | 315.9338 | 0.04788 | 315.4062 | -0.024476 | 382.5292 | 7.9492 | 315.9338 | -0.0067648 | 315.4062 | 0 | 309.549 | -1.1435e-05 | 315.4062 | 0 | 381.8324 | 0.00014268 | 315.9338 | 0 | 315.9338 | 0 | 315.9338 | 0 | 315.9338 | 0 | 315.9338 | 0 | 315.9338 | 0 | 381.8324 | 0.00012847 | 315.9338 | 0 | 315.4062 | 0 | 585.742 | 0.014841 | 315.4062 | 0 | 584.7778 | 0.00010725 | 585.742 | 0.011985 | 314.6663 | 0
|  | 316.1456 | 0.041132 | 315.6176 | 0.028038 | 382.6422 | 8.0252 | 316.1456 | 0.0095553 | 315.6176 | 0 | 309.7614 | 6.1881e-05 | 315.6176 | 0 | 381.9443 | 0.00013616 | 316.1456 | 0 | 316.1456 | 0 | 316.1456 | 0 | 316.1456 | 5.3118e-05 | 316.1456 | 0 | 316.1456 | 0 | 381.9443 | 0.00010672 | 316.1456 | 0.0071008 | 315.6175 | 0 | 585.9003 | 0.023237 | 315.6176 | 0 | 584.9367 | 7.1499e-05 | 585.9003 | 0.011752 | 314.8756 | 0
|  | 316.3574 | 0.0060657 | 315.8289 | 0.013708 | 382.7551 | 8.1351 | 316.3574 | -0.013237 | 315.8289 | 0 | 309.9738 | -0.00012007 | 315.8289 | 0 | 382.0563 | 0.00015665 | 316.3574 | 0 | 316.3574 | 0 | 316.3574 | 0 | 316.3574 | 0 | 316.3574 | 0 | 316.3574 | 0 | 382.0563 | 9.3356e-05 | 316.3574 | 0 | 315.8289 | 0 | 586.0585 | 0.014205 | 315.8289 | 0 | 585.0956 | 0.00010725 | 586.0585 | 0.012356 | 315.085 | 0
|  | 316.5692 | 0.019854 | 316.0403 | -0.025959 | 382.8681 | 8.3091 | 316.5692 | 0.021173 | 316.0403 | 0 | 310.1862 | 0.00021134 | 316.0403 | 0 | 382.1682 | 0.00015349 | 316.5692 | 0 | 316.5692 | 0 | 316.5692 | 0 | 316.5692 | 5.3237e-05 | 316.5692 | 0 | 316.5692 | 0 | 382.1682 | 8.5134e-05 | 316.5692 | 0.0071535 | 316.0403 | 0 | 586.2168 | 0.013979 | 316.0403 | 0 | 585.2545 | 7.1499e-05 | 586.2168 | 0.011752 | 315.2944 | 0
|  | 316.7811 | 0.0084699 | 316.2517 | -0.040108 | 382.981 | 8.3949 | 316.7811 | -0.021012 | 316.2517 | 0 | 310.3986 | -6.1197e-05 | 316.2517 | 0 | 382.2802 | 0.00017007 | 316.7811 | 0 | 316.7811 | 0 | 316.7811 | 0 | 316.7811 | 0 | 316.7811 | 0 | 316.7811 | 0 | 382.2802 | 9.0102e-05 | 316.7811 | 0 | 316.2517 | 0 | 586.3751 | 0.016747 | 316.2517 | 0 | 585.4134 | 0 | 586.3751 | 0.011752 | 315.5038 | 0
|  | 316.993 | 0.034293 | 316.4631 | 0.0059971 | 383.094 | 8.4828 | 316.993 | -0.0093417 | 316.4631 | 0 | 310.611 | 0.00011286 | 316.4631 | 0 | 382.3921 | 0.0001682 | 316.9929 | 0 | 316.9929 | 0 | 316.9929 | 0 | 316.993 | 2.2563e-05 | 316.9929 | 0 | 316.9929 | 0 | 382.3921 | 8.6676e-05 | 316.993 | 0.0075827 | 316.4631 | 0 | 586.5334 | 0.020196 | 316.4631 | 0 | 585.5723 | 0 | 586.5334 | 0.011149 | 315.7131 | 0
|  | 317.2048 | 0.013467 | 316.6745 | -0.0074472 | 383.2069 | 8.5956 | 317.2048 | -0.00012217 | 316.6745 | 0 | 310.8234 | -6.5245e-05 | 316.6745 | 0 | 382.5041 | 0.00016746 | 317.2048 | 0 | 317.2048 | 0 | 317.2048 | 0 | 317.2048 | 0 | 317.2048 | 0 | 317.2048 | 0 | 382.5041 | 0.00010672 | 317.2048 | 0 | 316.6745 | 0 | 586.6917 | 0.01947 | 316.6745 | 0 | 585.7312 | 0.00032174 | 586.6917 | 0.011938 | 315.9226 | 0
|  | 317.4167 | 0.019295 | 316.886 | 0.015546 | 383.3199 | 8.6619 | 317.4167 | 0.0087517 | 316.886 | 0 | 311.0359 | 0.00017753 | 316.886 | 0 | 382.616 | 0.00015051 | 317.4167 | 0 | 317.4167 | 0 | 317.4167 | 0 | 317.4167 | 4.2549e-05 | 317.4167 | 0 | 317.4167 | 0 | 382.616 | 7.5028e-05 | 317.4167 | 0.0083194 | 316.886 | 0 | 586.85 | 0.017972 | 316.886 | 0 | 585.8901 | 0.00028599 | 586.85 | 0.011474 | 316.132 | 0
|  | 317.6286 | -0.010385 | 317.0974 | -0.026393 | 383.4328 | 8.6768 | 317.6286 | -0.011408 | 317.0974 | 0 | 311.2484 | -2.9909e-05 | 317.0974 | 0 | 382.728 | 0.00015442 | 317.6286 | 0 | 317.6286 | 0 | 317.6286 | 0 | 317.6286 | 0 | 317.6286 | 0 | 317.6286 | 0 | 382.728 | 8.1708e-05 | 317.6286 | 0 | 317.0974 | 0 | 587.0083 | 0.012844 | 317.0974 | 0 | 586.049 | 0 | 587.0083 | 0.011985 | 316.3414 | 0
|  | 317.8405 | 0.019029 | 317.3089 | 0.015189 | 383.5457 | 8.7819 | 317.8405 | 0.0079948 | 317.3089 | 0 | 311.4608 | 5.0229e-05 | 317.3089 | 0 | 382.84 | 0.00014362 | 317.8405 | 0 | 317.8405 | 0 | 317.8405 | 0 | 317.8405 | 2.676e-05 | 317.8405 | 0 | 317.8405 | 0 | 382.84 | 9.8495e-05 | 317.8406 | 0.011722 | 317.3089 | 0 | 587.1667 | 0.022965 | 317.3089 | 0 | 586.2079 | 0.00028599 | 587.1667 | 0.011102 | 316.5509 | 0
|  | 318.0525 | 0.0032201 | 317.5204 | -0.052733 | 383.6587 | 8.7361 | 318.0525 | -0.011826 | 317.5204 | 0 | 311.6733 | 2.8375e-05 | 317.5204 | 0 | 382.952 | 0.00014864 | 318.0525 | 0 | 318.0525 | 0 | 318.0525 | 0 | 318.0525 | 0 | 318.0525 | 0 | 318.0525 | 0 | 382.952 | 0.00012179 | 318.0525 | 0 | 317.5204 | 0 | 587.325 | 0.022829 | 317.5204 | 0 | 586.3669 | 0.00010725 | 587.325 | 0.011892 | 316.7604 | 0
|  | 318.2644 | 0.042551 | 317.7319 | 0.022007 | 383.7716 | 8.8897 | 318.2644 | 0.0065114 | 317.7319 | 0 | 311.8858 | 0.00019633 | 317.7319 | 0 | 383.064 | 0.00013914 | 318.2644 | 0 | 318.2644 | 0 | 318.2644 | 0 | 318.2644 | 3.0161e-05 | 318.2644 | 0 | 318.2644 | 0 | 383.064 | 0.00013173 | 318.2644 | 0.012966 | 317.7319 | 0 | 587.4833 | 0.020106 | 317.7319 | 0 | 586.5258 | 7.1499e-05 | 587.4833 | 0.011427 | 316.9698 | 0
|  | 318.4764 | 0.0078975 | 317.9434 | 0.02088 | 383.8846 | 8.8636 | 318.4764 | 0.0094893 | 317.9434 | 0 | 312.0983 | -0.00014304 | 317.9434 | 0 | 383.176 | 0.00015442 | 318.4764 | 0 | 318.4764 | 0 | 318.4764 | 0 | 318.4764 | 0 | 318.4764 | 0 | 318.4764 | 0 | 383.176 | 9.0102e-05 | 318.4764 | 0 | 317.9434 | 0 | 587.6417 | 0.020741 | 317.9434 | 0 | 586.6848 | 0 | 587.6417 | 0.012124 | 317.1793 | 0
|  | 318.6884 | 0.01749 | 318.155 | -0.0032988 | 383.9975 | 8.9483 | 318.6884 | 0.006544 | 318.155 | 0 | 312.3109 | 9.0251e-05 | 318.155 | 0 | 383.288 | 0.00014362 | 318.6884 | 0 | 318.6884 | 0 | 318.6884 | 0 | 318.6884 | 2.0303e-05 | 318.6884 | 0 | 318.6884 | 0 | 383.288 | 7.9995e-05 | 318.6884 | 0.0044013 | 318.155 | 0 | 587.8 | 0.025143 | 318.155 | 0 | 586.8437 | 0.00028599 | 587.8 | 0.01152 | 317.3888 | 0
|  | 318.9004 | 0.0051225 | 318.3665 | 0.0032392 | 384.1104 | 8.9633 | 318.9004 | -0.0097185 | 318.3665 | 0 | 312.5234 | -7.4328e-05 | 318.3665 | 0 | 383.3999 | 0.00014753 | 318.9004 | 0 | 318.9004 | 0 | 318.9004 | 0 | 318.9004 | 0 | 318.9004 | 0 | 318.9004 | 0 | 383.3999 | 7.1773e-05 | 318.9004 | 0 | 318.3665 | 0 | 587.9584 | 0.013479 | 318.3665 | 0 | 587.0027 | 0.00010725 | 587.9584 | 0.011799 | 317.5983 | 0
|  | 319.1124 | 0.030151 | 318.5781 | -0.0016005 | 384.2234 | 8.9855 | 319.1124 | 0.024618 | 318.5781 | 0 | 312.7359 | 0.00017984 | 318.5781 | 0 | 383.512 | 0.00014306 | 319.1124 | 0 | 319.1124 | 0 | 319.1124 | 0 | 319.1124 | 4.5559e-05 | 319.1124 | 0 | 319.1124 | 0 | 383.512 | 9.5069e-05 | 319.1124 | 0.0035858 | 318.5781 | 0 | 588.1168 | 0.01652 | 318.5781 | 0 | 587.1617 | 0.00028599 | 588.1168 | 0.011149 | 317.8079 | 0
|  | 319.3244 | 0.015319 | 318.7897 | -0.00014702 | 384.3363 | 9.0999 | 319.3244 | -0.0066461 | 318.7897 | 0 | 312.9485 | -0.00018821 | 318.7897 | 0 | 383.624 | 0.00015125 | 319.3244 | 0 | 319.3244 | 0 | 319.3244 | 0 | 319.3244 | 0 | 319.3244 | 0 | 319.3244 | 0 | 383.624 | 0.0001235 | 319.3244 | 0 | 318.7897 | 0 | 588.2751 | 0.017246 | 318.7897 | 0 | 587.3206 | 0.00010725 | 588.2751 | 0.011567 | 318.0174 | 0
|  | 319.5364 | 0.035082 | 319.0013 | 0.0072619 | 384.4492 | 9.1213 | 319.5364 | 0.013548 | 319.0013 | 0 | 313.1611 | 6.0646e-05 | 319.0013 | 0 | 383.736 | 0.00014362 | 319.5365 | 0 | 319.5365 | 0 | 319.5365 | 0 | 319.5364 | 2.17e-05 | 319.5365 | 0 | 319.5365 | 0 | 383.736 | 0.00013173 | 319.5364 | 0.0089374 | 319.0013 | 0 | 588.4335 | 0.020968 | 319.0013 | 0 | 587.4796 | 0 | 588.4335 | 0.011149 | 318.227 | 0
|  | 319.7485 | 0.016103 | 319.2129 | -0.012956 | 384.5622 | 9.1647 | 319.7485 | -0.0090718 | 319.2129 | 0 | 313.3737 | -4.1313e-05 | 319.2129 | 0 | 383.848 | 0.00015647 | 319.7485 | 0 | 319.7485 | 0 | 319.7485 | 0 | 319.7485 | 0 | 319.7485 | 0 | 319.7485 | 0 | 383.848 | 0.00012505 | 319.7485 | 0 | 319.2129 | 0 | 588.5919 | 0.014523 | 319.2129 | 0 | 587.6386 | 0 | 588.5919 | 0.011892 | 318.4366 | 0
|  | 319.9606 | 0.033775 | 319.4246 | 0.022184 | 384.6751 | 9.0605 | 319.9606 | 0.0052639 | 319.4246 | 0 | 313.5863 | 0.00013685 | 319.4246 | 0 | 383.9601 | 0.00016299 | 319.9606 | 0 | 319.9606 | 0 | 319.9606 | 0 | 319.9606 | 6.1482e-05 | 319.9606 | 0 | 319.9606 | 0 | 383.9601 | 8.1708e-05 | 319.9606 | 0.010115 | 319.4246 | 0 | 588.7503 | 0.015975 | 319.4246 | 0 | 587.7976 | 7.1499e-05 | 588.7503 | 0.01152 | 318.6461 | 0
|  | 320.1727 | -0.0016166 | 319.6362 | -0.016201 | 384.788 | 9.1608 | 320.1727 | -0.0014922 | 319.6362 | 0 | 313.7989 | -7.9573e-05 | 319.6362 | 0 | 384.0721 | 0.00015405 | 320.1727 | 0 | 320.1727 | 0 | 320.1727 | 0 | 320.1727 | 0 | 320.1727 | 0 | 320.1727 | 0 | 384.0721 | 0.00010346 | 320.1727 | 0 | 319.6362 | 0 | 588.9087 | 0.016202 | 319.6362 | 0 | 587.9566 | 0 | 588.9087 | 0.011892 | 318.8557 | 0
|  | 320.3848 | 0.015974 | 319.8479 | -0.00030677 | 384.901 | 9.1487 | 320.3848 | 0.013483 | 319.8479 | 0 | 314.0115 | 0.00015544 | 319.8479 | 0 | 384.1841 | 0.00013281 | 320.3848 | 0 | 320.3848 | 0 | 320.3848 | 0 | 320.3848 | 4.1893e-05 | 320.3848 | 0 | 320.3848 | 0 | 384.1841 | 0.00012179 | 320.3848 | 0.0062613 | 319.8479 | 0 | 589.0671 | 0.011891 | 319.8479 | 0 | 588.1156 | 7.1499e-05 | 589.0671 | 0.011288 | 319.0653 | 0
|  | 320.5969 | -0.0092169 | 320.0596 | -0.0083803 | 385.0139 | 9.1833 | 320.5969 | 0.0011574 | 320.0596 | 0 | 314.2242 | -0.0001215 | 320.0596 | 0 | 384.2962 | 0.00011307 | 320.5969 | 0 | 320.5969 | 0 | 320.5969 | 0 | 320.5969 | 0 | 320.5969 | 0 | 320.5969 | 0 | 384.2962 | 0.00013841 | 320.5969 | 0 | 320.0596 | 0 | 589.2256 | 0.018925 | 320.0596 | 0 | 588.2746 | 0.00032174 | 589.2256 | 0.011845 | 319.275 | 0
|  | 320.809 | 0.035157 | 320.2713 | 0.0095986 | 385.1268 | 9.2087 | 320.809 | 0.017552 | 320.2713 | 0 | 314.4368 | 0.00017644 | 320.2713 | 0 | 384.4082 | 0.00011586 | 320.809 | 0 | 320.809 | 0 | 320.809 | 0 | 320.809 | 1.8987e-05 | 320.809 | 0 | 320.809 | 0 | 384.4082 | 0.00012008 | 320.809 | 0.00674 | 320.2713 | 0 | 589.384 | 0.021694 | 320.2713 | 0 | 588.4336 | 7.1499e-05 | 589.384 | 0.011706 | 319.4846 | 0
|  | 321.0212 | 0.010677 | 320.483 | -0.025759 | 385.2397 | 9.2443 | 321.0212 | -0.0037796 | 320.483 | 0 | 314.6495 | -0.00013019 | 320.483 | 0 | 384.5203 | 0.00013523 | 321.0212 | 0 | 321.0212 | 0 | 321.0212 | 0 | 321.0212 | 0 | 321.0212 | 0 | 321.0212 | 0 | 384.5203 | 0.00012008 | 321.0212 | 0 | 320.483 | 0 | 589.5424 | 0.014115 | 320.483 | 0 | 588.5927 | 0.00032174 | 589.5424 | 0.012031 | 319.6942 | 0
|  | 321.2333 | 0.016259 | 320.6948 | 0.02575 | 385.3526 | 9.2667 | 321.2333 | 0.016953 | 320.6948 | 0 | 314.8622 | 0.0001168 | 320.6948 | 0 | 384.6323 | 0.00013784 | 321.2333 | 0 | 321.2333 | 0 | 321.2333 | 0 | 321.2333 | 3.9023e-05 | 321.2333 | 0 | 321.2333 | 0 | 384.6323 | 0.00012847 | 321.2333 | 0.0074652 | 320.6948 | 0 | 589.7009 | 0.016611 | 320.6948 | 0 | 588.7517 | 0 | 589.7009 | 0.01152 | 319.9039 | 0
|  | 321.4455 | -0.00076116 | 320.9065 | 0.018195 | 385.4656 | 9.2761 | 321.4455 | -0.0054398 | 320.9065 | 0 | 315.0749 | -0.00011527 | 320.9065 | 0 | 384.7444 | 0.0001397 | 321.4455 | 0 | 321.4455 | 0 | 321.4455 | 0 | 321.4455 | 0 | 321.4455 | 0 | 321.4455 | 0 | 384.7444 | 0.00010672 | 321.4455 | 0 | 320.9065 | 0 | 589.8593 | 0.015385 | 320.9065 | 0 | 588.9107 | 0.00032174 | 589.8593 | 0.011799 | 320.1136 | 0
|  | 321.6577 | 0.0026732 | 321.1183 | 0.018777 | 385.5785 | 9.2166 | 321.6577 | 0.016517 | 321.1183 | 0 | 315.2876 | 0.00010462 | 321.1183 | 0 | 384.8565 | 0.00013914 | 321.6577 | 0 | 321.6577 | 0 | 321.6577 | 0 | 321.6577 | 4.7954e-05 | 321.6577 | 0 | 321.6577 | 0 | 384.8565 | 9.5069e-05 | 321.6577 | 0.0071446 | 321.1183 | 0 | 590.0178 | 0.014523 | 321.1183 | 0 | 589.0698 | 0 | 590.0178 | 0.011102 | 320.3233 | 0
|  | 321.8699 | 0.013927 | 321.3301 | -0.011997 | 385.6914 | 9.3132 | 321.8699 | -0.0094546 | 321.3301 | 0 | 315.5003 | -0.00010859 | 321.3301 | 0 | 384.9686 | 0.00013188 | 321.8699 | 0 | 321.8699 | 0 | 321.8699 | 0 | 321.8699 | 0 | 321.8699 | 0 | 321.8699 | 0 | 384.9686 | 8.3421e-05 | 321.8699 | 0 | 321.3301 | 0 | 590.1763 | 0.012118 | 321.3301 | 0 | 589.2288 | 0.00032174 | 590.1763 | 0.01152 | 320.533 | 0
|  | 322.0822 | 0.033294 | 321.5419 | 0.0086076 | 385.8043 | 9.3189 | 322.0822 | 0.0093591 | 321.5419 | 0 | 315.713 | 0.00015241 | 321.5419 | 0 | 385.0806 | 0.00013449 | 322.0822 | 0 | 322.0822 | 0 | 322.0822 | 0 | 322.0822 | 4.6864e-05 | 322.0822 | 0 | 322.0822 | 0 | 385.0806 | 0.0001235 | 322.0822 | 0.0062178 | 321.5419 | 0 | 590.3347 | 0.024962 | 321.5419 | 0 | 589.3879 | 0 | 590.3347 | 0.01087 | 320.7427 | 0
|  | 322.2944 | 0.02023 | 321.7537 | 0.0059561 | 385.9172 | 9.3377 | 322.2944 | -0.0064864 | 321.7537 | 0 | 315.9258 | -8.5373e-05 | 321.7537 | 0 | 385.1927 | 0.00013188 | 322.2944 | 0 | 322.2944 | 0 | 322.2944 | 0 | 322.2944 | 0 | 322.2944 | 0 | 322.2944 | 0 | 385.1927 | 0.00013173 | 322.2944 | 0 | 321.7537 | 0 | 590.4932 | 0.010847 | 321.7537 | 0 | 589.547 | 0.00010725 | 590.4932 | 0.011613 | 320.9524 | 0
|  | 322.5067 | 0.038559 | 321.9655 | 0.00034517 | 386.0301 | 9.3869 | 322.5067 | -0.0033871 | 321.9655 | 0 | 316.1385 | 0.00018773 | 321.9655 | 0 | 385.3048 | 0.00015908 | 322.5067 | 0 | 322.5067 | 0 | 322.5067 | 0 | 322.5067 | 1.9849e-05 | 322.5067 | 0 | 322.5067 | 0 | 385.3048 | 0.00013344 | 322.5066 | 0.005488 | 321.9655 | 0 | 590.6517 | 0.014342 | 321.9655 | 0 | 589.706 | 0 | 590.6517 | 0.010963 | 321.1621 | 0
|  | 322.7189 | 0.013343 | 322.1774 | -0.026623 | 386.1431 | 9.4467 | 322.7189 | -0.014877 | 322.1774 | 0 | 316.3513 | -7.1737e-05 | 322.1774 | 0 | 385.4169 | 0.00014362 | 322.7189 | 0 | 322.7189 | 0 | 322.7189 | 0 | 322.7189 | 0 | 322.7189 | 0 | 322.7189 | 0 | 385.4169 | 0.00011682 | 322.7189 | 0 | 322.1774 | 0 | 590.8102 | 0.015022 | 322.1774 | 0 | 589.8651 | 0 | 590.8102 | 0.011427 | 321.3719 | 0
|  | 322.9312 | 0.019578 | 322.3893 | 0.023584 | 386.256 | 9.4351 | 322.9312 | 0.020926 | 322.3893 | 0 | 316.5641 | 6.9919e-05 | 322.3893 | 0 | 385.529 | 0.00013412 | 322.9312 | 0 | 322.9312 | 0 | 322.9312 | 0 | 322.9312 | 3.6914e-05 | 322.9312 | 0 | 322.9312 | 0 | 385.529 | 9.5069e-05 | 322.9312 | 0.0051646 | 322.3893 | 0 | 590.9687 | 0.019152 | 322.3893 | 0 | 590.0242 | 7.1499e-05 | 590.9687 | 0.01087 | 321.5817 | 0
|  | 323.1435 | 0.014676 | 322.6012 | -0.027594 | 386.3689 | 9.5014 | 323.1435 | 0.0037736 | 322.6012 | 0 | 316.7769 | -9.1003e-05 | 322.6012 | 0 | 385.6411 | 0.00012275 | 323.1435 | 0 | 323.1435 | 0 | 323.1435 | 0 | 323.1435 | 0 | 323.1435 | 0 | 323.1435 | 0 | 385.6411 | 0.00011014 | 323.1435 | 0 | 322.6012 | 0 | 591.1272 | 0.013797 | 322.6012 | 0 | 590.1833 | 0.00010725 | 591.1272 | 0.011334 | 321.7914 | 0
|  | 323.3558 | 0.026684 | 322.8131 | 0.01894 | 386.4818 | 9.4809 | 323.3558 | 0.018808 | 322.8131 | 0 | 316.9897 | 0.00013261 | 322.8131 | 0 | 385.7533 | 0.00015777 | 323.3558 | 0 | 323.3558 | 0 | 323.3558 | 0 | 323.3558 | 3.0548e-05 | 323.3558 | 0 | 323.3558 | 0 | 385.7533 | 0.00010346 | 323.3558 | 0.0058439 | 322.8131 | 0 | 591.2858 | 0.021558 | 322.8131 | 0 | 590.3424 | 0 | 591.2858 | 0.011102 | 322.0012 | 0
|  | 323.5682 | -0.0036125 | 323.025 | -0.0082755 | 386.5947 | 9.5341 | 323.5682 | 0.012315 | 323.025 | 0 | 317.2025 | 4.9267e-05 | 323.025 | 0 | 385.8654 | 0.0001669 | 323.5682 | 0 | 323.5682 | 0 | 323.5682 | 0 | 323.5682 | 0 | 323.5682 | 0 | 323.5682 | 0 | 385.8654 | 0.00014183 | 323.5682 | 0 | 323.025 | 0 | 591.4443 | 0.014523 | 323.025 | 0 | 590.5015 | 0.00010725 | 591.4443 | 0.011567 | 322.211 | 0
|  | 323.7805 | 0.055334 | 323.2369 | 0.024298 | 386.7076 | 9.5526 | 323.7805 | 0.024607 | 323.2369 | 0 | 317.4153 | 0.00017069 | 323.2369 | 0 | 385.9775 | 0.00016858 | 323.7805 | 0 | 323.7805 | 0 | 323.7805 | 0 | 323.7805 | 4.2065e-05 | 323.7805 | 0 | 323.7805 | 0 | 385.9775 | 0.00015006 | 323.7805 | 0.0046348 | 323.2369 | 0 | 591.6028 | 0.0093947 | 323.2369 | 0 | 590.6606 | 7.1499e-05 | 591.6028 | 0.011009 | 322.4209 | 0
|  | 323.9929 | 0.022037 | 323.4489 | 0.018576 | 386.8205 | 9.4374 | 323.9929 | 0.0040593 | 323.4489 | 0 | 317.6282 | -9.2679e-06 | 323.4489 | 0 | 386.0896 | 0.00016299 | 323.9929 | 0 | 323.9929 | 0 | 323.9929 | 0 | 323.9929 | 0 | 323.9929 | 0 | 323.9929 | 0 | 386.0896 | 0.00017506 | 323.9929 | 0 | 323.4489 | 0 | 591.7614 | 0.016611 | 323.4489 | 0 | 590.8197 | 0.00032174 | 591.7614 | 0.011056 | 322.6307 | 0
|  | 324.2053 | 0.035572 | 323.6608 | 5.6647e-05 | 386.9334 | 9.4185 | 324.2053 | 0.025295 | 323.6608 | 0 | 317.8411 | 0.00012259 | 323.6608 | 0 | 386.2018 | 0.00016578 | 324.2053 | 0 | 324.2053 | 0 | 324.2053 | 0 | 324.2053 | 2.5941e-05 | 324.2053 | 0 | 324.2053 | 0 | 386.2018 | 0.00013687 | 324.2053 | 0.0099253 | 323.6608 | 0 | 591.9199 | 0.024508 | 323.6608 | 0 | 590.9789 | 0.00028599 | 591.9199 | 0.01022 | 322.8406 | 0
|  | 324.4177 | 0.013483 | 323.8728 | -0.023179 | 387.0463 | 9.4136 | 324.4177 | -0.0029592 | 323.8728 | 0 | 318.0539 | -0.00018304 | 323.8728 | 0 | 386.3139 | 0.00016783 | 324.4177 | 0 | 324.4177 | 0 | 324.4177 | 0 | 324.4177 | 0 | 324.4177 | 0 | 324.4177 | 0 | 386.3139 | 0.00011682 | 324.4177 | 0 | 323.8728 | 0 | 592.0785 | 0.016339 | 323.8728 | 0 | 591.138 | 0.00010725 | 592.0785 | 0.010823 | 323.0504 | 0
|  | 324.6301 | 0.044613 | 324.0848 | 0.0019361 | 387.1592 | 9.3387 | 324.6301 | 0.019572 | 324.0848 | 0 | 318.2668 | 0.00018734 | 324.0848 | 0 | 386.4261 | 0.00016094 | 324.6301 | 0 | 324.6301 | 0 | 324.6301 | 0 | 324.6301 | 1.0786e-05 | 324.6301 | 0 | 324.6301 | 0 | 386.4261 | 0.00010175 | 324.6301 | 0.0032788 | 324.0848 | 0 | 592.2371 | 0.02124 | 324.0848 | 0 | 591.2971 | 7.1499e-05 | 592.2371 | 0.010405 | 323.2602 | 0
|  | 324.8425 | 0.0092109 | 324.2969 | -0.0031053 | 387.2721 | 9.2787 | 324.8425 | 0.001278 | 324.2969 | 0 | 318.4797 | -0.00013654 | 324.2969 | 0 | 386.5382 | 0.00015144 | 324.8425 | 0 | 324.8425 | 0 | 324.8425 | 0 | 324.8425 | 0 | 324.8425 | 0 | 324.8425 | 0 | 386.5382 | 0.00010672 | 324.8425 | 0 | 324.2969 | 0 | 592.3956 | 0.010075 | 324.2969 | 0 | 591.4563 | 0.00032174 | 592.3956 | 0.010823 | 323.4701 | 0
|  | 325.0549 | 0.047696 | 324.5089 | 0.013302 | 387.385 | 9.2233 | 325.0549 | -0.0023273 | 324.5089 | 0 | 318.6926 | 0.00027194 | 324.5089 | 0 | 386.6504 | 0.00013933 | 325.0549 | 0 | 325.0549 | 0 | 325.0549 | 0 | 325.0549 | 3.8574e-05 | 325.0549 | 0 | 325.0549 | 0 | 386.6504 | 0.00010843 | 325.0549 | 0.0012495 | 324.5089 | 0 | 592.5542 | 0.019879 | 324.5089 | 0 | 591.6154 | 7.1499e-05 | 592.5542 | 0.010127 | 323.68 | 0
|  | 325.2674 | 0.0028709 | 324.7209 | 0.0044087 | 387.498 | 9.0196 | 325.2674 | -0.014999 | 324.7209 | 0.0023111 | 318.9055 | -5.225e-05 | 324.7209 | 0 | 386.7625 | 0.00011623 | 325.2674 | 0 | 325.2674 | 0 | 325.2674 | 0 | 325.2674 | 0 | 325.2674 | 0 | 325.2674 | 0 | 386.7625 | 8.1708e-05 | 325.2674 | 0 | 324.7209 | 0 | 592.7128 | 0.014614 | 324.7209 | 0 | 591.7746 | 0 | 592.7128 | 0.010591 | 323.8899 | 0
|  | 325.4799 | 0.057379 | 324.933 | 0.012352 | 387.6109 | 8.9828 | 325.4799 | 0.011337 | 324.933 | 0.037708 | 319.1185 | 0.00014774 | 324.933 | 0 | 386.8747 | 0.00011754 | 325.4799 | 0 | 325.4799 | 0 | 325.4799 | 0 | 325.4799 | 2.7316e-05 | 325.4799 | 0 | 325.4799 | 0 | 386.8747 | 0.00010843 | 325.4799 | 0.0075705 | 324.933 | 0 | 592.8714 | 0.013979 | 324.933 | 0 | 591.9338 | 0 | 592.8714 | 0.010312 | 324.0999 | 0
|  | 325.6924 | 0.014638 | 325.1451 | 0.003938 | 387.7237 | 8.8686 | 325.6924 | 0.010866 | 325.1451 | -0.010832 | 319.3315 | -0.00011885 | 325.1451 | 0 | 386.9869 | 0.00011567 | 325.6924 | 0 | 325.6924 | 0 | 325.6924 | 0 | 325.6924 | 0 | 325.6924 | 0 | 325.6924 | 0 | 386.9869 | 0.00011682 | 325.6923 | 0 | 325.1451 | 0 | 593.03 | 0.024281 | 325.1451 | 0 | 592.0929 | 0 | 593.03 | 0.01087 | 324.3098 | 0
|  | 325.9048 | 0.0097979 | 325.3572 | 0.042388 | 387.8366 | 8.6827 | 325.9048 | 0.0091015 | 325.3572 | 0.046099 | 319.5444 | 0.00020806 | 325.3572 | 0 | 387.0991 | 0.00014362 | 325.9049 | 0 | 325.9049 | 0 | 325.9049 | 0 | 325.9048 | 8.2896e-05 | 325.9049 | 0 | 325.9049 | 0 | 387.0991 | 0.00012179 | 325.9049 | 0.0081979 | 325.3572 | 0 | 593.1886 | 0.018426 | 325.3572 | 0 | 592.2521 | 0 | 593.1886 | 0.010405 | 324.5197 | 0
|  | 326.1174 | 0.0076487 | 325.5693 | -0.027567 | 387.9495 | 8.538 | 326.1174 | -0.0031848 | 325.5693 | -0.022827 | 319.7574 | -0.00010594 | 325.5693 | 0 | 387.2113 | 0.00015256 | 326.1174 | 0 | 326.1174 | 0 | 326.1174 | 0 | 326.1174 | 0 | 326.1174 | 0 | 326.1174 | 0 | 387.2113 | 9.8495e-05 | 326.1174 | 0 | 325.5693 | 0 | 593.3472 | 0.018744 | 325.5693 | 0 | 592.4113 | 0.00010725 | 593.3472 | 0.010963 | 324.7297 | 0
|  | 326.3299 | 0.029278 | 325.7814 | 0.022358 | 388.0624 | 8.3413 | 326.3299 | 0.019867 | 325.7814 | 0.042488 | 319.9704 | 5.5265e-05 | 325.7814 | 0 | 387.3234 | 0.00017174 | 326.3299 | 0 | 326.3299 | 0 | 326.3299 | 0 | 326.3299 | 3.1909e-05 | 326.3299 | 0 | 326.3299 | 0 | 387.3234 | 0.00011837 | 326.3299 | 0.0068133 | 325.7815 | 0 | 593.5059 | 0.018835 | 325.7814 | 0 | 592.5705 | 0 | 593.5059 | 0.010638 | 324.9397 | 0
|  | 326.5424 | -0.024474 | 325.9936 | -0.007171 | 388.1753 | 8.2564 | 326.5424 | 0.022435 | 325.9936 | -0.008094 | 320.1834 | -0.00011071 | 325.9936 | 0 | 387.4356 | 0.00017379 | 326.5425 | 0 | 326.5425 | 0 | 326.5425 | 0 | 326.5424 | 0 | 326.5425 | 0 | 326.5425 | 0 | 387.4356 | 0.0001235 | 326.5424 | 0 | 325.9936 | 0 | 593.6645 | 0.015159 | 325.9936 | 0 | 592.7297 | 0.00010725 | 593.6645 | 0.011102 | 325.1497 | 0
|  | 326.755 | 0.015081 | 326.2058 | 0.003518 | 388.2882 | 8.0004 | 326.755 | -0.0071547 | 326.2058 | 0.02117 | 320.3964 | 0.00022824 | 326.2058 | 0 | 387.5478 | 0.00015535 | 326.755 | 0 | 326.755 | 0 | 326.755 | 0 | 326.755 | 3.4537e-05 | 326.755 | 0 | 326.755 | 0 | 387.5478 | 0.00012008 | 326.755 | 0.0042613 | 326.2058 | 0 | 593.8232 | 0.020922 | 326.2058 | 0 | 592.8889 | 0 | 593.8232 | 0.010452 | 325.3597 | 0
|  | 326.9676 | 0.015897 | 326.4179 | 0.0068318 | 388.4011 | 7.842 | 326.9676 | -0.015998 | 326.4179 | -0.020023 | 320.6094 | -0.00013669 | 326.4179 | 0 | 387.66 | 0.00016299 | 326.9676 | 0 | 326.9676 | 0 | 326.9676 | 0 | 326.9676 | 0 | 326.9676 | 0 | 326.9676 | 0 | 387.66 | 0.00011014 | 326.9676 | 0 | 326.418 | 0 | 593.9818 | 0.011891 | 326.4179 | 0 | 593.0481 | 0 | 593.9818 | 0.010731 | 325.5697 | 0
|  | 327.1802 | 0.030765 | 326.6301 | 0.018965 | 388.514 | 7.6931 | 327.1802 | 0.037087 | 326.6301 | 0.044716 | 320.8224 | 0.00015494 | 326.6301 | 0 | 387.7722 | 0.00014082 | 327.1802 | 0 | 327.1802 | 0 | 327.1802 | 0 | 327.1802 | 6.9797e-05 | 327.1802 | 0 | 327.1802 | 0 | 387.7722 | 0.00011511 | 327.1802 | 0.0054529 | 326.6302 | 0 | 594.1405 | 0.017564 | 326.6301 | 0 | 593.2073 | 0 | 594.1405 | 0.010359 | 325.7797 | 0
|  | 327.3928 | 0.0057602 | 326.8424 | -0.013912 | 388.6269 | 7.4877 | 327.3928 | -0.0051493 | 326.8424 | -0.02762 | 321.0355 | -0.00012395 | 326.8424 | 0 | 387.8845 | 0.00014827 | 327.3928 | 0 | 327.3928 | 0 | 327.3928 | 0 | 327.3928 | 0 | 327.3928 | 0 | 327.3928 | 0 | 387.8845 | 0.00010843 | 327.3928 | 0 | 326.8424 | 0 | 594.2991 | 0.017791 | 326.8424 | 0 | 593.3665 | 0.00010725 | 594.2991 | 0.010823 | 325.9898 | 0
|  | 327.6054 | 0.047669 | 327.0546 | 0.0096767 | 388.7398 | 7.2797 | 327.6054 | 0.0099133 | 327.0546 | 0.019124 | 321.2486 | 0.00015709 | 327.0546 | 0 | 387.9967 | 0.00012573 | 327.6054 | 0 | 327.6054 | 0 | 327.6054 | 0 | 327.6054 | 3.2114e-05 | 327.6054 | 0 | 327.6054 | 0 | 387.9967 | 0.00012008 | 327.6054 | 0.0043674 | 327.0546 | 0 | 594.4578 | 0.023464 | 327.0546 | 0 | 593.5258 | 7.1499e-05 | 594.4578 | 0.010405 | 326.1998 | 0
|  | 327.8181 | 0.0015514 | 327.2668 | 0.011452 | 388.8527 | 7.1147 | 327.8181 | -0.0057526 | 327.2668 | 0.001558 | 321.4617 | -2.3278e-05 | 327.2668 | 0 | 388.1089 | 0.00014399 | 327.8181 | 0 | 327.8181 | 0 | 327.8181 | 0 | 327.8181 | 0 | 327.8181 | 0 | 327.8181 | 0 | 388.1089 | 0.00011014 | 327.8181 | 0 | 327.2668 | 0 | 594.6165 | 0.01652 | 327.2668 | 0 | 593.685 | 0 | 594.6165 | 0.010823 | 326.4099 | 0
|  | 328.0307 | 0.019262 | 327.4791 | -0.004642 | 388.9656 | 6.9643 | 328.0307 | 0.015092 | 327.4791 | 0.058197 | 321.6747 | 0.00011822 | 327.4791 | 0 | 388.2212 | 0.00013523 | 328.0307 | 0 | 328.0307 | 0 | 328.0307 | 0 | 328.0307 | 3.2404e-05 | 328.0307 | 0 | 328.0307 | 0 | 388.2212 | 0.00011168 | 328.0307 | 0.0058539 | 327.4791 | 0 | 594.7752 | 0.018426 | 327.4791 | 0 | 593.8442 | 0 | 594.7752 | 0.010127 | 326.6199 | 0
|  | 328.2434 | 0.018124 | 327.6914 | -0.019711 | 389.0784 | 6.7464 | 328.2434 | -0.028799 | 327.6914 | -0.054629 | 321.8879 | -7.9934e-05 | 327.6914 | 0 | 388.3334 | 0.00015442 | 328.2434 | 0 | 328.2434 | 0 | 328.2434 | 0 | 328.2434 | 0 | 328.2434 | 0 | 328.2434 | 0 | 388.3334 | 7.5028e-05 | 328.2434 | 0 | 327.6914 | 0 | 594.9339 | 0.016293 | 327.6914 | 0 | 594.0035 | 0.00010725 | 594.9339 | 0.01087 | 326.83 | 0
|  | 328.4561 | 0.035312 | 327.9037 | 0.010533 | 389.1913 | 6.6144 | 328.4561 | 0.018659 | 327.9037 | 0.047512 | 322.101 | 4.8028e-05 | 327.9037 | 0 | 388.4456 | 0.00015442 | 328.4561 | 0 | 328.4561 | 0 | 328.4561 | 0 | 328.4561 | 3.0843e-05 | 328.4561 | 0 | 328.4561 | 0 | 388.4456 | 7.8454e-05 | 328.4561 | 0.0050308 | 327.9037 | 0 | 595.0926 | 0.020741 | 327.9037 | 0 | 594.1627 | 7.1499e-05 | 595.0926 | 0.010359 | 327.0401 | 0
|  | 328.6688 | 0.021975 | 328.116 | -0.014686 | 389.3042 | 6.3594 | 328.6688 | -0.012432 | 328.116 | -0.0085513 | 322.3141 | -0.00023033 | 328.116 | 0 | 388.5579 | 0.00015312 | 328.6688 | 0 | 328.6688 | 0 | 328.6688 | 0 | 328.6688 | 0 | 328.6688 | 0 | 328.6688 | 0 | 388.5579 | 7.3315e-05 | 328.6688 | 0 | 328.116 | 0 | 595.2513 | 0.015794 | 328.116 | 0 | 594.322 | 0 | 595.2513 | 0.011242 | 327.2502 | 0
|  | 328.8815 | 0.037879 | 328.3283 | -0.0041749 | 389.4171 | 6.1942 | 328.8815 | 0.006981 | 328.3283 | 0.012647 | 322.5273 | 0.00012902 | 328.3283 | 0 | 388.6701 | 0.00013263 | 328.8815 | 0 | 328.8815 | 0 | 328.8815 | 0 | 328.8815 | 5.8304e-05 | 328.8815 | 0 | 328.8815 | 0 | 388.6701 | 9.0102e-05 | 328.8815 | 0.0082065 | 328.3283 | 0 | 595.41 | 0.020832 | 328.3283 | 0 | 594.4813 | 0.00028599 | 595.41 | 0.01022 | 327.4604 | 0
|  | 329.0942 | 0.0070904 | 328.5407 | -0.01356 | 389.53 | 5.9955 | 329.0942 | -0.0048498 | 328.5407 | -0.024596 | 322.7404 | -4.8885e-05 | 328.5407 | 0 | 388.7824 | 0.00012368 | 329.0942 | 0 | 329.0942 | 0 | 329.0942 | 0 | 329.0942 | 0 | 329.0942 | 0 | 329.0942 | 0 | 388.7824 | 9.0102e-05 | 329.0942 | 0 | 328.5407 | 0 | 595.5687 | 0.012299 | 328.5407 | 0 | 594.6405 | 0.00053624 | 595.5687 | 0.010638 | 327.6705 | 0
|  | 329.3069 | 0.045846 | 328.753 | 0.0083486 | 389.6429 | 5.8215 | 329.3069 | 0.021172 | 328.753 | 0.046701 | 322.9536 | 0.00017943 | 328.753 | 0 | 388.8947 | 0.00013151 | 329.307 | 0 | 329.307 | 0 | 329.307 | 0 | 329.3069 | 2.9409e-05 | 329.307 | 0 | 329.307 | 0 | 388.8947 | 0.00011511 | 329.3069 | 0.0058006 | 328.753 | 0 | 595.7275 | 0.015885 | 328.753 | 0 | 594.7998 | 0 | 595.7275 | 0.0099408 | 327.8807 | 0
|  | 329.5197 | 0.0046804 | 328.9654 | -0.023549 | 389.7557 | 5.7144 | 329.5197 | -0.00067992 | 328.9654 | -0.013168 | 323.1668 | -6.5446e-05 | 328.9654 | 0 | 389.0069 | 0.00014827 | 329.5197 | 0 | 329.5197 | 0 | 329.5197 | 0 | 329.5197 | 0 | 329.5197 | 0 | 329.5197 | 0 | 389.0069 | 0.0001134 | 329.5197 | 0 | 328.9654 | 0 | 595.8862 | 0.016611 | 328.9654 | 0 | 594.9591 | 0.00032174 | 595.8862 | 0.010591 | 328.0908 | 0
|  | 329.7325 | 0.023471 | 329.1778 | 0.011461 | 389.8686 | 5.4489 | 329.7325 | 0.0055115 | 329.1778 | 0.028138 | 323.38 | 0.0001285 | 329.1778 | 0 | 389.1192 | 0.00014231 | 329.7325 | 0 | 329.7325 | 0 | 329.7325 | 0 | 329.7325 | 5.3692e-05 | 329.7325 | 0 | 329.7325 | 0 | 389.1192 | 0.00011168 | 329.7325 | 0.0039661 | 329.1778 | 0 | 596.0449 | 0.023146 | 329.1778 | 0 | 595.1184 | 0 | 596.0449 | 0.010312 | 328.301 | 0
|  | 329.9453 | -0.00086945 | 329.3902 | 0.0096777 | 389.9815 | 5.3132 | 329.9453 | -0.0088196 | 329.3902 | -0.018967 | 323.5932 | 2.0817e-05 | 329.3902 | 0 | 389.2315 | 0.00013784 | 329.9453 | 0 | 329.9453 | 0 | 329.9453 | 0 | 329.9453 | 0 | 329.9453 | 0 | 329.9453 | 0 | 389.2315 | 0.00010346 | 329.9453 | 0 | 329.3902 | 0 | 596.2037 | 0.018018 | 329.3902 | 0 | 595.2777 | 0 | 596.2037 | 0.010777 | 328.5112 | 0
|  | 330.1581 | 0.021791 | 329.6027 | 0.010591 | 390.0944 | 5.0791 | 330.1581 | 0.0065244 | 329.6027 | 0.013547 | 323.8064 | 0.00013724 | 329.6027 | 0 | 389.3438 | 0.0001302 | 330.1581 | 0 | 330.1581 | 0 | 330.1581 | 0 | 330.1581 | 3.0024e-05 | 330.1581 | 0 | 330.1581 | 0 | 389.3438 | 0.00010004 | 330.1581 | 0.0068287 | 329.6027 | 0 | 596.3625 | 0.023282 | 329.6027 | 0 | 595.437 | 0 | 596.3625 | 0.010359 | 328.7214 | 0
|  | 330.3709 | 0.02584 | 329.8151 | -0.020007 | 390.2072 | 5.0406 | 330.3709 | -0.017335 | 329.8151 | -0.037113 | 324.0196 | 3.4951e-05 | 329.8151 | 0 | 389.4561 | 0.00015051 | 330.3709 | 0 | 330.3709 | 0 | 330.3709 | 0 | 330.3709 | 0 | 330.3709 | 0 | 330.3709 | 0 | 389.4561 | 0.00011014 | 330.3709 | 0 | 329.8151 | 0 | 596.5212 | 0.018517 | 329.8151 | 0 | 595.5963 | 0 | 596.5212 | 0.010684 | 328.9316 | 0
|  | 330.5837 | 0.033571 | 330.0276 | -0.01085 | 390.3201 | 4.8208 | 330.5837 | 0.030735 | 330.0276 | 0.035259 | 324.2329 | 0.00015525 | 330.0276 | 0 | 389.5684 | 0.00016783 | 330.5837 | 0 | 330.5837 | 0 | 330.5837 | 0 | 330.5837 | 4.3503e-05 | 330.5837 | 0 | 330.5837 | 0 | 389.5684 | 0.00014337 | 330.5837 | 0.0035307 | 330.0276 | 0 | 596.68 | 0.021785 | 330.0276 | 0 | 595.7557 | 7.1499e-05 | 596.68 | 0.010312 | 329.1419 | 0
|  | 330.7966 | 0.010696 | 330.24 | -0.0066287 | 390.433 | 4.6626 | 330.7966 | 0.00022752 | 330.24 | -0.03606 | 324.4461 | -0.00016028 | 330.24 | 0 | 389.6807 | 0.00016727 | 330.7966 | 0 | 330.7966 | 0 | 330.7966 | 0 | 330.7966 | 0 | 330.7966 | 0 | 330.7966 | 0 | 389.6807 | 0.00012676 | 330.7966 | 0 | 330.24 | 0 | 596.8388 | 0.013797 | 330.24 | 0 | 595.915 | 0 | 596.8388 | 0.010452 | 329.3521 | 0
|  | 331.0095 | 0.026525 | 330.4525 | 0.01694 | 390.5459 | 4.5631 | 331.0095 | 0.019525 | 330.4525 | 0.05379 | 324.6594 | 9.0189e-05 | 330.4525 | 0 | 389.793 | 0.00014268 | 331.0095 | 0 | 331.0095 | 0 | 331.0095 | 0 | 331.0095 | 3.0149e-05 | 331.0095 | 0 | 331.0095 | 0 | 389.793 | 0.00013344 | 331.0095 | 0.0061812 | 330.4525 | 0 | 596.9976 | 0.019788 | 330.4525 | 0 | 596.0743 | 7.1499e-05 | 596.9976 | 0.010034 | 329.5624 | 0
|  | 331.2224 | 0.012177 | 330.665 | -0.013279 | 390.6587 | 4.3913 | 331.2224 | 0.0043489 | 330.665 | -0.033797 | 324.8727 | -5.0792e-05 | 330.665 | 0 | 389.9053 | 0.00014175 | 331.2223 | 0 | 331.2223 | 0 | 331.2223 | 0 | 331.2224 | 0 | 331.2223 | 0 | 331.2223 | 0 | 389.9053 | 0.00014183 | 331.2224 | 0 | 330.665 | 0 | 597.1564 | 0.016611 | 330.665 | 0 | 596.2337 | 0.00010725 | 597.1564 | 0.010545 | 329.7726 | 0
|  | 331.4352 | 0.048052 | 330.8776 | -0.019218 | 390.7716 | 4.3336 | 331.4352 | -0.0044232 | 330.8776 | 0.030383 | 325.086 | 1.1108e-05 | 330.8776 | 0 | 390.0176 | 0.00014399 | 331.4352 | 0 | 331.4352 | 0 | 331.4352 | 0 | 331.4352 | 3.143e-05 | 331.4352 | 0 | 331.4352 | 0 | 390.0176 | 0.00017849 | 331.4352 | 0.0085673 | 330.8776 | 0 | 597.3152 | 0.013162 | 330.8776 | 0 | 596.393 | 7.1499e-05 | 597.3152 | 0.010312 | 329.9829 | 0
|  | 331.6482 | 0.016336 | 331.0901 | -0.0080428 | 390.8845 | 4.212 | 331.6482 | -0.0048314 | 331.0901 | -0.015697 | 325.2993 | -4.5927e-05 | 331.0901 | 0 | 390.1299 | 0.00015256 | 331.6481 | 0 | 331.6481 | 0 | 331.6481 | 0 | 331.6482 | 0 | 331.6481 | 0 | 331.6481 | 0 | 390.1299 | 0.00015519 | 331.6482 | 0 | 331.0901 | 0 | 597.474 | 0.019652 | 331.0901 | 0 | 596.5524 | 0.00010725 | 597.474 | 0.010684 | 330.1932 | 0
|  | 331.8611 | 0.032739 | 331.3027 | 0.037073 | 390.9973 | 4.1034 | 331.8611 | 0.018559 | 331.3027 | 0.042033 | 325.5126 | 0.0001613 | 331.3027 | 0 | 390.2422 | 0.00014082 | 331.8611 | 0 | 331.8611 | 0 | 331.8611 | 0 | 331.8611 | 5.9824e-05 | 331.8611 | 0 | 331.8611 | 0 | 390.2422 | 0.00012676 | 331.8611 | 0.004857 | 331.3027 | 0 | 597.6328 | 0.021603 | 331.3027 | 0 | 596.7117 | 7.1499e-05 | 597.6328 | 0.0099873 | 330.4035 | 0
|  | 332.074 | 0.0048805 | 331.5152 | -0.013873 | 391.1102 | 4.0219 | 332.074 | 0.01827 | 331.5152 | -0.050029 | 325.726 | -0.00019883 | 331.5152 | 0 | 390.3546 | 0.00014175 | 332.074 | 0 | 332.074 | 0 | 332.074 | 0 | 332.074 | 0 | 332.074 | 0 | 332.074 | 0 | 390.3546 | 7.8454e-05 | 332.074 | 0 | 331.5152 | 0 | 597.7917 | 0.014387 | 331.5152 | 0 | 596.8711 | 0.00032174 | 597.7917 | 0.010638 | 330.6139 | 0
|  | 332.287 | 0.014314 | 331.7278 | 0.02213 | 391.2231 | 3.9502 | 332.287 | 0.027811 | 331.7278 | 0.043739 | 325.9393 | 0.000179 | 331.7278 | 0 | 390.4669 | 0.00015274 | 332.287 | 0 | 332.287 | 0 | 332.287 | 0 | 332.287 | 3.64e-05 | 332.287 | 0 | 332.287 | 0 | 390.4669 | 9.0102e-05 | 332.287 | 0.0031519 | 331.7278 | 0 | 597.9505 | 0.02242 | 331.7278 | 0 | 597.0305 | 0 | 597.9505 | 0.010127 | 330.8242 | 0
|  | 332.4999 | 0.0083661 | 331.9404 | 0.017256 | 391.336 | 3.8244 | 332.4999 | -0.00092826 | 331.9404 | 0.00062986 | 326.1527 | -7.1369e-05 | 331.9404 | 0 | 390.5793 | 0.00015312 | 332.4999 | 0 | 332.4999 | 0 | 332.4999 | 0 | 332.4999 | 0 | 332.4999 | 0 | 332.4999 | 0 | 390.5793 | 8.1708e-05 | 332.4999 | 0 | 331.9404 | 0 | 598.1094 | 0.019879 | 331.9404 | 0 | 597.1898 | 0.00010725 | 598.1094 | 0.010777 | 331.0346 | 0
|  | 332.7129 | 0.038011 | 332.1531 | 0.028958 | 391.4488 | 3.7463 | 332.7129 | 0.013229 | 332.1531 | 0.044002 | 326.3661 | 0.00016143 | 332.1531 | 0 | 390.6916 | 0.00013356 | 332.7129 | 0 | 332.7129 | 0 | 332.7129 | 0 | 332.7129 | 3.0092e-05 | 332.7129 | 0 | 332.7129 | 0 | 390.6916 | 0.00010672 | 332.7129 | 0.0076445 | 332.1531 | 0 | 598.2682 | 0.023918 | 332.1531 | 0 | 597.3492 | 7.1499e-05 | 598.2682 | 0.010173 | 331.2449 | 0
|  | 332.9259 | 0.013831 | 332.3657 | 0.005004 | 391.5617 | 3.6525 | 332.9259 | 0.0077952 | 332.3657 | -0.029135 | 326.5794 | -0.00016045 | 332.3657 | 0 | 390.8039 | 0.00012629 | 332.9259 | 0 | 332.9259 | 0 | 332.9259 | 0 | 332.9259 | 0 | 332.9259 | 0 | 332.9259 | 0 | 390.8039 | 0.00010004 | 332.9259 | 0 | 332.3657 | 0 | 598.4271 | 0.018199 | 332.3657 | 0 | 597.5086 | 0.00032174 | 598.4271 | 0.010405 | 331.4553 | 0
|  | 333.1389 | 0.033963 | 332.5784 | 0.029359 | 391.6746 | 3.6257 | 333.1389 | 0.023016 | 332.5784 | 0.019979 | 326.7928 | 0.00010164 | 332.5784 | 0 | 390.9163 | 0.00013803 | 333.139 | 0 | 333.139 | 0 | 333.139 | 0 | 333.1389 | 4.1283e-05 | 333.139 | 0 | 333.139 | 0 | 390.9163 | 0.00010346 | 333.139 | 0.0097387 | 332.5784 | 0 | 598.5859 | 0.014977 | 332.5784 | 0 | 597.668 | 0 | 598.5859 | 0.0098479 | 331.6657 | 0
|  | 333.352 | -0.0056138 | 332.791 | 0.01211 | 391.7874 | 3.5382 | 333.352 | 0.0061298 | 332.791 | -0.016977 | 327.0063 | -0.00010173 | 332.791 | 0 | 391.0287 | 0.00015386 | 333.352 | 0 | 333.352 | 0 | 333.352 | 0 | 333.352 | 0 | 333.352 | 0 | 333.352 | 0 | 391.0287 | 9.1815e-05 | 333.352 | 0 | 332.791 | 0 | 598.7448 | 0.018426 | 332.791 | 0 | 597.8274 | 0 | 598.7448 | 0.010034 | 331.8761 | 0
|  | 333.565 | 0.018061 | 333.0037 | 0.024272 | 391.9003 | 3.4581 | 333.565 | 0.024251 | 333.0037 | 0.029743 | 327.2197 | 0.00021768 | 333.0037 | 0 | 391.141 | 0.0001574 | 333.565 | 0 | 333.565 | 0 | 333.565 | 0 | 333.565 | 4.3832e-05 | 333.565 | 0 | 333.565 | 0 | 391.141 | 8.8389e-05 | 333.565 | 0.0046011 | 333.0037 | 0 | 598.9037 | 0.019924 | 333.0037 | 0 | 597.9868 | 0 | 598.9037 | 0.009755 | 332.0865 | 0
|  | 333.7781 | 0.02502 | 333.2164 | -0.0086527 | 392.0131 | 3.4328 | 333.7781 | -0.0088167 | 333.2164 | -0.020223 | 327.4331 | -3.9515e-05 | 333.2164 | 0 | 391.2534 | 0.00012964 | 333.7781 | 0 | 333.7781 | 0 | 333.7781 | 0 | 333.7781 | 0 | 333.7781 | 0 | 333.7781 | 0 | 391.2534 | 6.8347e-05 | 333.7781 | 0 | 333.2164 | 0 | 599.0626 | 0.016112 | 333.2164 | 0 | 598.1463 | 0.00010725 | 599.0626 | 0.010266 | 332.2969 | 0
|  | 333.9912 | 0.029571 | 333.4292 | 0.0083423 | 392.126 | 3.4363 | 333.9912 | 0.0030599 | 333.4292 | 0.033786 | 327.6466 | 9.3416e-05 | 333.4292 | 0 | 391.3658 | 0.00012666 | 333.9912 | 0 | 333.9912 | 0 | 333.9912 | 0 | 333.9912 | 3.9658e-05 | 333.9912 | 0 | 333.9912 | 0 | 391.3658 | 7.3315e-05 | 333.9912 | 0.0031349 | 333.4291 | 0 | 599.2215 | 0.023555 | 333.4292 | 0 | 598.3057 | 0 | 599.2215 | 0.010173 | 332.5073 | 0
|  | 334.2043 | 0.00033154 | 333.6419 | -0.0064336 | 392.2389 | 3.3467 | 334.2043 | -0.013281 | 333.6419 | -0.016651 | 327.86 | -3.933e-05 | 333.6419 | 0 | 391.4782 | 0.00012015 | 334.2043 | 0 | 334.2043 | 0 | 334.2043 | 0 | 334.2043 | 0 | 334.2043 | 0 | 334.2043 | 0 | 391.4782 | 7.1773e-05 | 334.2043 | 0 | 333.6419 | 0 | 599.3804 | 0.015975 | 333.6419 | 0 | 598.4651 | 0.00032174 | 599.3804 | 0.010359 | 332.7178 | 0
|  | 334.4174 | 0.047192 | 333.8546 | 0.02304 | 392.3517 | 3.3427 | 334.4174 | 0.010399 | 333.8546 | 0.033167 | 328.0735 | 0.00016172 | 333.8546 | 0 | 391.5906 | 0.00013933 | 334.4174 | 0 | 334.4174 | 0 | 334.4174 | 0 | 334.4174 | 4.7984e-05 | 334.4174 | 0 | 334.4174 | 0 | 391.5906 | 0.00011837 | 334.4174 | 0.010715 | 333.8546 | 0 | 599.5393 | 0.016656 | 333.8546 | 0 | 598.6245 | 0 | 599.5393 | 0.0096621 | 332.9282 | 0
|  | 334.6305 | 0.0080522 | 334.0674 | -0.030278 | 392.4646 | 3.3096 | 334.6305 | -0.00070939 | 334.0674 | -0.02254 | 328.287 | -0.00010386 | 334.0674 | 0 | 391.703 | 0.00013747 | 334.6305 | 0 | 334.6305 | 0 | 334.6305 | 0 | 334.6305 | 0 | 334.6305 | 0 | 334.6305 | 0 | 391.703 | 0.0001235 | 334.6305 | 0 | 334.0674 | 0 | 599.6982 | 0.012526 | 334.0674 | 0 | 598.784 | 0.00032174 | 599.6982 | 0.0099408 | 333.1387 | 0
|  | 334.8436 | 0.049254 | 334.2802 | -0.026279 | 392.5774 | 3.2898 | 334.8436 | 0.010988 | 334.2802 | 0.020185 | 328.5005 | 7.9983e-05 | 334.2802 | 0 | 391.8154 | 0.0001587 | 334.8436 | 0 | 334.8436 | 0 | 334.8436 | 0 | 334.8436 | 1.0509e-05 | 334.8436 | 0 | 334.8436 | 0 | 391.8154 | 0.00014337 | 334.8436 | 0.0077108 | 334.2802 | 0 | 599.8572 | 0.023056 | 334.2802 | 0 | 598.9434 | 7.1499e-05 | 599.8572 | 0.0098944 | 333.3492 | 0
|  | 335.0568 | -0.0068903 | 334.493 | 0.017449 | 392.6903 | 3.2205 | 335.0568 | -0.0022766 | 334.493 | 0.0049692 | 328.714 | -0.0001098 | 334.493 | 0 | 391.9278 | 0.00016187 | 335.0568 | 0 | 335.0568 | 0 | 335.0568 | 0 | 335.0568 | 0 | 335.0568 | 0 | 335.0568 | 0 | 391.9278 | 0.00012676 | 335.0568 | 0 | 334.493 | 0 | 600.0161 | 0.011891 | 334.493 | 0 | 599.1029 | 0.00010725 | 600.0161 | 0.010638 | 333.5597 | 0
|  | 335.27 | 0.017961 | 334.7058 | 0.024154 | 392.8031 | 3.1743 | 335.27 | 0.020561 | 334.7058 | 0.037559 | 328.9276 | 0.00010495 | 334.7058 | 0 | 392.0402 | 0.00017007 | 335.27 | 0 | 335.27 | 0 | 335.27 | 0 | 335.27 | 5.4831e-05 | 335.27 | 0 | 335.27 | 0 | 392.0402 | 0.00016856 | 335.27 | 0.006876 | 334.7058 | 0 | 600.175 | 0.022829 | 334.7058 | 0 | 599.2623 | 7.1499e-05 | 600.175 | 0.010312 | 333.7702 | 0
|  | 335.4832 | 0.01714 | 334.9187 | 0.0010683 | 392.916 | 3.2246 | 335.4832 | -0.017869 | 334.9187 | -0.021494 | 329.1411 | -7.1072e-05 | 334.9187 | 0 | 392.1526 | 0.00014995 | 335.4831 | 0 | 335.4831 | 0 | 335.4831 | 0 | 335.4832 | 0 | 335.4831 | 0 | 335.4831 | 0 | 392.1526 | 0.00016187 | 335.4832 | 0 | 334.9187 | 0 | 600.334 | 0.023464 | 334.9187 | 0 | 599.4218 | 0 | 600.334 | 0.01087 | 333.9808 | 0
|  | 335.6964 | 0.031945 | 335.1315 | 0.082191 | 393.0288 | 3.1557 | 335.6964 | 0.011211 | 335.1315 | 0.095916 | 329.3546 | 0.00013313 | 335.1315 | 0 | 392.265 | 0.0001574 | 335.6963 | 0 | 335.6963 | 0 | 335.6963 | 0 | 335.6964 | 0.00013073 | 335.6963 | 0 | 335.6963 | 0 | 392.265 | 0.0001235 | 335.6963 | 0.012899 | 335.1315 | 0 | 600.4929 | 0.021876 | 335.1315 | 0 | 599.5813 | 7.1499e-05 | 600.4929 | 0.010405 | 334.1913 | 0
|  | 335.9096 | 0.0128 | 335.3444 | 0.011813 | 393.1417 | 3.1007 | 335.9096 | 0.0073863 | 335.3444 | -0.00080541 | 329.5682 | -6.422e-05 | 335.3444 | 0 | 392.3775 | 0.00014958 | 335.9096 | 0 | 335.9096 | 0 | 335.9096 | 0 | 335.9096 | 0 | 335.9096 | 0 | 335.9096 | 0 | 392.3775 | 0.00010004 | 335.9096 | 0 | 335.3444 | 0 | 600.6519 | 0.015567 | 335.3444 | 0 | 599.7408 | 0.00032174 | 600.6519 | 0.01087 | 334.4019 | 0
|  | 336.1228 | 0.030544 | 335.5573 | 0.010764 | 393.2545 | 3.0527 | 336.1228 | 0.010165 | 335.5573 | 0.015721 | 329.7818 | 0.00011419 | 335.5573 | 0 | 392.4899 | 0.00014995 | 336.1228 | 0 | 336.1228 | 0 | 336.1228 | 0 | 336.1228 | 3.3556e-05 | 336.1228 | 0 | 336.1228 | 0 | 392.4899 | 7.9995e-05 | 336.1228 | 0.0068445 | 335.5573 | 0 | 600.8109 | 0.013162 | 335.5573 | 0 | 599.9003 | 7.1499e-05 | 600.8109 | 0.01008 | 334.6124 | 0
|  | 336.336 | 0.0031067 | 335.7702 | -0.00096361 | 393.3674 | 3.0551 | 336.336 | -0.0014775 | 335.7702 | -0.025592 | 329.9954 | -2.8066e-06 | 335.7702 | 0 | 392.6023 | 0.00014175 | 336.336 | 0 | 336.336 | 0 | 336.336 | 0 | 336.336 | 0 | 336.336 | 0 | 336.336 | 0 | 392.6023 | 0.00011014 | 336.336 | 0 | 335.7702 | 0 | 600.9698 | 0.016747 | 335.7702 | 0 | 600.0598 | 0.00010725 | 600.9698 | 0.010452 | 334.823 | 0
|  | 336.5493 | 0.04245 | 335.9831 | 0.026366 | 393.4802 | 3.0376 | 336.5493 | 0.015322 | 335.9831 | 0.020725 | 330.209 | 0.0001592 | 335.9831 | 0 | 392.7148 | 0.00014958 | 336.5493 | 0 | 336.5493 | 0 | 336.5493 | 0 | 336.5493 | 3.4323e-05 | 336.5493 | 0 | 336.5493 | 0 | 392.7148 | 0.00014012 | 336.5493 | 0.0083824 | 335.9831 | 0 | 601.1288 | 0.023691 | 335.9831 | 0 | 600.2193 | 0 | 601.1288 | 0.0098944 | 335.0336 | 0
|  | 336.7626 | 0.0088901 | 336.196 | 0.010358 | 393.5931 | 2.9945 | 336.7626 | -0.0024502 | 336.196 | -0.020637 | 330.4226 | -9.2712e-05 | 336.196 | 0 | 392.8272 | 0.00014827 | 336.7626 | 0 | 336.7626 | 0 | 336.7626 | 0 | 336.7626 | 0 | 336.7626 | 0 | 336.7626 | 0 | 392.8272 | 0.00013018 | 336.7626 | 0 | 336.196 | 0 | 601.2878 | 0.016202 | 336.196 | 0 | 600.3788 | 0 | 601.2878 | 0.01022 | 335.2442 | 0
|  | 336.9759 | 0.053377 | 336.409 | 0.029664 | 393.7059 | 2.9294 | 336.9759 | 0.015145 | 336.409 | 0.061916 | 330.6363 | 0.00016705 | 336.409 | 0 | 392.9397 | 0.0001384 | 336.9759 | 0 | 336.9759 | 0 | 336.9759 | 0 | 336.9759 | 4.5457e-05 | 336.9759 | 0 | 336.9759 | 0 | 392.9397 | 0.00010175 | 336.9759 | 0.008641 | 336.409 | 0 | 601.4468 | 0.018744 | 336.409 | 0 | 600.5383 | 0 | 601.4468 | 0.0096157 | 335.4548 | 0
|  | 337.1892 | 0.0086672 | 336.6219 | 0.0061156 | 393.8188 | 2.9118 | 337.1892 | 0.0029098 | 336.6219 | 0.00080108 | 330.8499 | -4.1517e-05 | 336.6219 | 0 | 393.0521 | 0.00014175 | 337.1892 | 0 | 337.1892 | 0 | 337.1892 | 0 | 337.1892 | 0 | 337.1892 | 0 | 337.1892 | 0 | 393.0521 | 9.1815e-05 | 337.1892 | 0 | 336.6219 | 0 | 601.6059 | 0.018835 | 336.6219 | 0 | 600.6978 | 0.00010725 | 601.6059 | 0.010034 | 335.6654 | 0
|  | 337.4025 | 0.058403 | 336.8349 | 0.015104 | 393.9316 | 2.8509 | 337.4025 | 0.0030933 | 336.8349 | 0.031313 | 331.0635 | 0.00011964 | 336.8349 | 0 | 393.1646 | 0.00014231 | 337.4025 | 0 | 337.4025 | 0 | 337.4025 | 0 | 337.4025 | 4.2241e-05 | 337.4025 | 0 | 337.4025 | 0 | 393.1646 | 0.00014012 | 337.4025 | 0.010607 | 336.8349 | 0 | 601.7649 | 0.021286 | 336.8349 | 0 | 600.8573 | 0 | 601.7649 | 0.0097086 | 335.8761 | 0
|  | 337.6158 | 0.019743 | 337.0479 | 0.0065053 | 394.0445 | 2.7841 | 337.6158 | 0.010881 | 337.0479 | -0.014236 | 331.2772 | -9.2717e-05 | 337.0479 | 0 | 393.2771 | 0.00016783 | 337.6158 | 0 | 337.6158 | 0 | 337.6158 | 0 | 337.6158 | 0 | 337.6158 | 0 | 337.6158 | 0 | 393.2771 | 0.00017181 | 337.6158 | 0 | 337.0479 | 0 | 601.9239 | 0.012072 | 337.0479 | 0 | 601.0169 | 0.00010725 | 601.9239 | 0.010173 | 336.0868 | 0
|  | 337.8292 | 0.051031 | 337.2609 | 0.040413 | 394.1573 | 2.745 | 337.8292 | 0.012873 | 337.2609 | 0.03114 | 331.4909 | 0.00015457 | 337.2609 | 0 | 393.3895 | 0.00015013 | 337.8292 | 0 | 337.8292 | 0 | 337.8292 | 0 | 337.8292 | 4.8554e-05 | 337.8292 | 0 | 337.8292 | 0 | 393.3895 | 0.0001134 | 337.8292 | 0.011345 | 337.2609 | 0 | 602.0829 | 0.018744 | 337.2609 | 0 | 601.1764 | 7.1499e-05 | 602.0829 | 0.0097086 | 336.2974 | 0
|  | 338.0425 | 0.030058 | 337.4739 | 0.015031 | 394.2702 | 2.7 | 338.0425 | -0.0088621 | 337.4739 | 0.013393 | 331.7046 | -6.2891e-05 | 337.4739 | 0 | 393.502 | 0.00014492 | 338.0425 | 0 | 338.0425 | 0 | 338.0425 | 0 | 338.0425 | 0 | 338.0425 | 0 | 338.0425 | 0 | 393.502 | 8.6676e-05 | 338.0425 | 0 | 337.4739 | 0 | 602.242 | 0.020605 | 337.4739 | 0 | 601.336 | 0.00010725 | 602.242 | 0.0099873 | 336.5081 | 0
|  | 338.2559 | 0.055603 | 337.687 | 0.031156 | 394.383 | 2.6669 | 338.2559 | 0.0044123 | 337.687 | 0.049343 | 331.9183 | 0.00016341 | 337.687 | 0 | 393.6145 | 0.00013393 | 338.2559 | 0 | 338.2559 | 0 | 338.2559 | 0 | 338.2559 | 4.998e-05 | 338.2559 | 0 | 338.2559 | 0 | 393.6145 | 8.6676e-05 | 338.2559 | 0.01062 | 337.687 | 0 | 602.401 | 0.03009 | 337.687 | 0 | 601.4955 | 0.00050049 | 602.401 | 0.0094763 | 336.7188 | 0
|  | 338.4693 | 0.010671 | 337.9 | 0.0042746 | 394.4959 | 2.6135 | 338.4693 | 0.011834 | 337.9 | -0.029803 | 332.132 | -1.1985e-05 | 337.9 | 0 | 393.727 | 0.00014958 | 338.4693 | 0 | 338.4693 | 0 | 338.4693 | 0 | 338.4693 | 0 | 338.4693 | 0 | 338.4693 | 0 | 393.727 | 0.00012505 | 338.4693 | 0 | 337.9 | 0 | 602.5601 | 0.0098939 | 337.9 | 0 | 601.6551 | 0 | 602.5601 | 0.01022 | 336.9295 | 0
|  | 338.6827 | 0.041708 | 338.1131 | 0.026955 | 394.6087 | 2.5301 | 338.6827 | 0.01306 | 338.1131 | 0.02211 | 332.3458 | 0.00016094 | 338.1131 | 0 | 393.8395 | 0.00014995 | 338.6827 | 0 | 338.6827 | 0 | 338.6827 | 0 | 338.6827 | 1.8967e-05 | 338.6827 | 0 | 338.6827 | 0 | 393.8395 | 0.00012179 | 338.6827 | 0.0081455 | 338.1131 | 0 | 602.7191 | 0.021921 | 338.1131 | 0 | 601.8146 | 7.1499e-05 | 602.7191 | 0.0098944 | 337.1402 | 0
|  | 338.8961 | 0.014211 | 338.3262 | 0.025562 | 394.7215 | 2.5036 | 338.8961 | 0.01628 | 338.3262 | -0.014852 | 332.5595 | -4.8506e-05 | 338.3262 | 0 | 393.952 | 0.00014213 | 338.8961 | 0 | 338.8961 | 0 | 338.8961 | 0 | 338.8961 | 0 | 338.8961 | 0 | 338.8961 | 0 | 393.952 | 0.00011511 | 338.8961 | 0 | 338.3262 | 0 | 602.8782 | 0.022012 | 338.3262 | 0 | 601.9742 | 0 | 602.8782 | 0.010405 | 337.351 | 0
|  | 339.1096 | 0.017564 | 338.5393 | 0.042407 | 394.8344 | 2.4406 | 339.1096 | 0.024176 | 338.5393 | 0.05551 | 332.7733 | 0.00018265 | 338.5393 | 0 | 394.0645 | 0.00014082 | 339.1096 | 0 | 339.1096 | 0 | 339.1096 | 0 | 339.1096 | 6.7522e-05 | 339.1096 | 0 | 339.1096 | 0 | 394.0645 | 8.6676e-05 | 339.1096 | 0.0094575 | 338.5393 | 0 | 603.0373 | 0.030499 | 338.5393 | 0 | 602.1338 | 7.1499e-05 | 603.0373 | 0.0095228 | 337.5617 | 0
|  | 339.323 | 0.039145 | 338.7524 | 0.029707 | 394.9472 | 2.4022 | 339.323 | -0.0012259 | 338.7524 | -0.0049129 | 332.987 | -0.00011367 | 338.7524 | 0 | 394.177 | 0.00015125 | 339.323 | 0 | 339.323 | 0 | 339.323 | 0 | 339.323 | 0 | 339.323 | 0 | 339.323 | 0 | 394.177 | 8.5134e-05 | 339.323 | 0 | 338.7525 | 0 | 603.1963 | 0.015794 | 338.7524 | 0 | 602.2934 | 0 | 603.1963 | 0.01008 | 337.7725 | 0
|  | 339.5365 | 0.036193 | 338.9656 | 0.039587 | 395.06 | 2.3403 | 339.5365 | 0.0093062 | 338.9656 | 0.041748 | 333.2008 | 0.0001128 | 338.9656 | 0 | 394.2895 | 0.00014753 | 339.5365 | 0 | 339.5365 | 0 | 339.5365 | 0 | 339.5365 | 2.2484e-05 | 339.5365 | 0 | 339.5365 | 0 | 394.2895 | 6.3379e-05 | 339.5365 | 0.0075228 | 338.9656 | 0 | 603.3554 | 0.024644 | 338.9656 | 0 | 602.453 | 0 | 603.3554 | 0.0097086 | 337.9832 | 0
|  | 339.75 | 0.022672 | 339.1787 | -0.018256 | 395.1729 | 2.2684 | 339.75 | -0.017255 | 339.1787 | -0.054162 | 333.4146 | -0.00014095 | 339.1787 | 0 | 394.402 | 0.00014883 | 339.75 | 0 | 339.75 | 0 | 339.75 | 0 | 339.75 | 0 | 339.75 | 0 | 339.75 | 0 | 394.402 | 7.1773e-05 | 339.75 | 0 | 339.1787 | 0 | 603.5145 | 0.013479 | 339.1787 | 0 | 602.6126 | 0 | 603.5145 | 0.010498 | 338.194 | 0
|  | 339.9635 | 0.045269 | 339.3919 | 0.0059626 | 395.2857 | 2.2527 | 339.9635 | 0.011798 | 339.3919 | 0.022284 | 333.6284 | 8.0776e-05 | 339.3919 | 0 | 394.5146 | 0.00013225 | 339.9635 | 0 | 339.9635 | 0 | 339.9635 | 0 | 339.9635 | 7.987e-06 | 339.9635 | 0 | 339.9635 | 0 | 394.5146 | 5.6699e-05 | 339.9635 | 0.0034731 | 339.3919 | 0 | 603.6736 | 0.023555 | 339.3919 | 0 | 602.7722 | 7.1499e-05 | 603.6736 | 0.010034 | 338.4048 | 0
|  | 340.177 | 0.0072767 | 339.6051 | 0.045137 | 395.3986 | 2.2003 | 340.177 | -0.0055106 | 339.6051 | -0.004836 | 333.8423 | -0.00011795 | 339.6051 | 0 | 394.6271 | 0.00015051 | 340.177 | 0 | 340.177 | 0 | 340.177 | 0 | 340.177 | 0 | 340.177 | 0 | 340.177 | 0 | 394.6271 | 6.3379e-05 | 340.177 | 0 | 339.6051 | 0 | 603.8328 | 0.015385 | 339.6051 | 0 | 602.9318 | 0.00032174 | 603.8328 | 0.010498 | 338.6156 | 0
|  | 340.3905 | 0.033512 | 339.8183 | 0.023585 | 395.5114 | 2.1303 | 340.3905 | 0.015908 | 339.8183 | 0.021988 | 334.0561 | 0.0002357 | 339.8183 | 0 | 394.7396 | 0.00015572 | 340.3905 | 0 | 340.3905 | 0 | 340.3905 | 0 | 340.3905 | 2.8035e-05 | 340.3905 | 0 | 340.3905 | 0 | 394.7396 | 0.00010004 | 340.3905 | 0.0087637 | 339.8183 | 0 | 603.9919 | 0.018199 | 339.8183 | 0 | 603.0914 | 0 | 603.9919 | 0.0098015 | 338.8265 | 0
|  | 340.6041 | 0.017983 | 340.0315 | 0.026707 | 395.6242 | 2.0797 | 340.6041 | -0.028452 | 340.0315 | 0.0057191 | 334.2699 | -6.6475e-05 | 340.0315 | 0 | 394.8522 | 0.00015181 | 340.6041 | 0 | 340.6041 | 0 | 340.6041 | 0 | 340.6041 | 0 | 340.6041 | 0 | 340.6041 | 0 | 394.8522 | 0.00012505 | 340.6041 | 0 | 340.0315 | 0 | 604.151 | 0.014614 | 340.0315 | 0 | 603.251 | 0.00010725 | 604.151 | 0.010405 | 339.0373 | 0
|  | 340.8177 | 0.037074 | 340.2448 | 0.023425 | 395.7371 | 2.0209 | 340.8177 | 0.0032588 | 340.2448 | 0.050878 | 334.4838 | 0.00011437 | 340.2448 | 0 | 394.9647 | 0.00013449 | 340.8176 | 0 | 340.8176 | 0 | 340.8176 | 0 | 340.8177 | 3.0443e-05 | 340.8176 | 0 | 340.8176 | 0 | 394.9647 | 0.00015006 | 340.8177 | 0.0084965 | 340.2448 | 0 | 604.3101 | 0.021603 | 340.2448 | 0 | 603.4107 | 0 | 604.3101 | 0.0098015 | 339.2481 | 0
|  | 341.0312 | 0.011607 | 340.458 | 0.020601 | 395.8499 | 2.0005 | 341.0312 | -0.0062671 | 340.458 | -0.0086888 | 334.6977 | -1.6631e-05 | 340.458 | 0 | 395.0773 | 0.00012666 | 341.0312 | 0 | 341.0312 | 0 | 341.0312 | 0 | 341.0312 | 0 | 341.0312 | 0 | 341.0312 | 0 | 395.0773 | 0.00011837 | 341.0312 | 0 | 340.458 | 0 | 604.4693 | 0.018018 | 340.458 | 0 | 603.5703 | 0.00010725 | 604.4693 | 0.010498 | 339.459 | 0
|  | 341.2448 | 0.045916 | 340.6713 | 0.042773 | 395.9627 | 1.8942 | 341.2448 | 0.025119 | 340.6713 | 0.02843 | 334.9116 | 0.0001185 | 340.6713 | 0 | 395.1898 | 0.00012871 | 341.2448 | 0 | 341.2448 | 0 | 341.2448 | 0 | 341.2448 | 4.3465e-05 | 341.2448 | 0 | 341.2448 | 0 | 395.1898 | 0.00010346 | 341.2448 | 0.0041561 | 340.6713 | 0 | 604.6284 | 0.025052 | 340.6713 | 0 | 603.7299 | 0 | 604.6284 | 0.0097086 | 339.6699 | 0
|  | 341.4584 | 0.02063 | 340.8846 | 0.00097377 | 396.0756 | 1.8696 | 341.4584 | -0.00028115 | 340.8846 | -0.020658 | 335.1255 | -3.7037e-05 | 340.8846 | 0 | 395.3024 | 0.00012611 | 341.4584 | 0 | 341.4584 | 0 | 341.4584 | 0 | 341.4584 | 0 | 341.4584 | 0 | 341.4584 | 0 | 395.3024 | 7.6741e-05 | 341.4584 | 0 | 340.8846 | 0 | 604.7876 | 0.020332 | 340.8846 | 0 | 603.8896 | 0.00010725 | 604.7876 | 0.0098479 | 339.8808 | 0
|  | 341.672 | 0.045006 | 341.0979 | 0.032203 | 396.1884 | 1.8118 | 341.672 | 0.0014704 | 341.0979 | 0.024419 | 335.3394 | 0.00024031 | 341.0979 | 0 | 395.415 | 0.00012536 | 341.672 | 0 | 341.672 | 0 | 341.672 | 0 | 341.672 | 2.6889e-05 | 341.672 | 0 | 341.672 | 0 | 395.415 | 7.1773e-05 | 341.672 | 0.0068479 | 341.0979 | 0 | 604.9467 | 0.028729 | 341.0979 | 0 | 604.0492 | 0 | 604.9467 | 0.0092905 | 340.0917 | 0
|  | 341.8857 | 0.014037 | 341.3112 | -0.0067016 | 396.3012 | 1.7938 | 341.8857 | -0.03881 | 341.3112 | -0.017838 | 335.5533 | -0.00012489 | 341.3112 | 0 | 395.5275 | 0.00015051 | 341.8857 | 0 | 341.8857 | 0 | 341.8857 | 0 | 341.8857 | 0 | 341.8857 | 0 | 341.8857 | 0 | 395.5275 | 7.1773e-05 | 341.8857 | 0 | 341.3112 | 0 | 605.1059 | 0.014387 | 341.3112 | 0 | 604.2089 | 0.00032174 | 605.1059 | 0.0098015 | 340.3026 | 0
|  | 342.0993 | 0.013805 | 341.5246 | -0.0012353 | 396.414 | 1.732 | 342.0993 | 0.024494 | 341.5246 | 0.034483 | 335.7672 | 0.00020741 | 341.5246 | 0 | 395.6401 | 0.00017137 | 342.0993 | 0 | 342.0993 | 0 | 342.0993 | 0 | 342.0993 | 4.894e-05 | 342.0993 | 0 | 342.0993 | 0 | 395.6401 | 8.6676e-05 | 342.0993 | 0.0073785 | 341.5245 | 0 | 605.2651 | 0.026505 | 341.5246 | 0 | 604.3686 | 0 | 605.2651 | 0.0098944 | 340.5135 | 0
|  | 342.313 | 0.017456 | 341.7379 | 0.0091263 | 396.5269 | 1.7094 | 342.313 | -0.0027172 | 341.7379 | -0.021132 | 335.9812 | 3.013e-06 | 341.7379 | 0 | 395.7527 | 0.00017659 | 342.313 | 0 | 342.313 | 0 | 342.313 | 0 | 342.313 | 0 | 342.313 | 0 | 342.313 | 0 | 395.7527 | 9.1815e-05 | 342.313 | 0 | 341.7379 | 0 | 605.4243 | 0.018653 | 341.7379 | 0 | 604.5282 | 0.00032174 | 605.4243 | 0.010312 | 340.7244 | 0
|  | 342.5267 | 0.028417 | 341.9513 | 0.0081501 | 396.6397 | 1.6667 | 342.5267 | 0.0034472 | 341.9513 | 0.049442 | 336.1951 | 0.00017476 | 341.9513 | 0 | 395.8653 | 0.0001669 | 342.5267 | 0 | 342.5267 | 0 | 342.5267 | 0 | 342.5267 | 2.5168e-05 | 342.5267 | 0 | 342.5267 | 0 | 395.8653 | 0.00015348 | 342.5267 | 0.007565 | 341.9513 | 0 | 605.5835 | 0.02537 | 341.9513 | 0 | 604.6879 | 0 | 605.5835 | 0.0099408 | 340.9354 | 0
|  | 342.7404 | 0.037879 | 342.1647 | 0.025588 | 396.7525 | 1.6381 | 342.7404 | -0.0077391 | 342.1647 | -0.006311 | 336.4091 | -0.00012168 | 342.1647 | 0 | 395.9779 | 0.00014995 | 342.7404 | 0 | 342.7404 | 0 | 342.7404 | 0 | 342.7404 | 0 | 342.7404 | 0 | 342.7404 | 0 | 395.9779 | 0.00013173 | 342.7404 | 0 | 342.1646 | 0 | 605.7427 | 0.016202 | 342.1647 | 0 | 604.8476 | 0.00010725 | 605.7427 | 0.010034 | 341.1464 | 0
|  | 342.9541 | 0.046187 | 342.3781 | 0.030671 | 396.8654 | 1.574 | 342.9541 | 0.0090055 | 342.3781 | 0.053624 | 336.6231 | 0.00015118 | 342.3781 | 0 | 396.0905 | 0.00013281 | 342.9541 | 0 | 342.9541 | 0 | 342.9541 | 0 | 342.9541 | 4.4771e-05 | 342.9541 | 0 | 342.9541 | 0 | 396.0905 | 0.00013669 | 342.9541 | 0.0068348 | 342.378 | 0 | 605.9019 | 0.023282 | 342.3781 | 0 | 605.0073 | 7.1499e-05 | 605.9019 | 0.0094299 | 341.3573 | 0
|  | 343.1678 | 0.024354 | 342.5915 | -0.0098617 | 396.9782 | 1.5319 | 343.1678 | -0.024668 | 342.5915 | -0.027425 | 336.8371 | -0.00012256 | 342.5915 | 0 | 396.2031 | 0.00013449 | 343.1678 | 0 | 343.1678 | 0 | 343.1678 | 0 | 343.1678 | 0 | 343.1678 | 0 | 343.1678 | 0 | 396.2031 | 7.8454e-05 | 343.1678 | 0 | 342.5915 | 0 | 606.0611 | 0.016611 | 342.5915 | 0 | 605.167 | 0.00053624 | 606.0611 | 0.0099408 | 341.5683 | 0
|  | 343.3816 | 0.054205 | 342.8049 | 0.028962 | 397.091 | 1.4831 | 343.3816 | 0.018488 | 342.8049 | 0.057979 | 337.0511 | 0.00025458 | 342.8049 | 0 | 396.3157 | 0.00013151 | 343.3815 | 0 | 343.3815 | 0 | 343.3815 | 0 | 343.3816 | 2.1526e-05 | 343.3815 | 0 | 343.3815 | 0 | 396.3157 | 0.00011014 | 343.3816 | 0.0094886 | 342.8049 | 0 | 606.2203 | 0.017972 | 342.8049 | 0 | 605.3267 | 0 | 606.2203 | 0.0094299 | 341.7793 | 0
|  | 343.5953 | 0.0070695 | 343.0183 | 0.0081333 | 397.2038 | 1.4849 | 343.5953 | -0.0042794 | 343.0183 | -0.019489 | 337.2651 | 1.1722e-06 | 343.0183 | 0 | 396.4283 | 0.00013449 | 343.5953 | 0 | 343.5953 | 0 | 343.5953 | 0 | 343.5953 | 0 | 343.5953 | 0 | 343.5953 | 0 | 396.4283 | 9.1815e-05 | 343.5953 | 0 | 343.0183 | 0 | 606.3795 | 0.02065 | 343.0183 | 0 | 605.4864 | 0.00032174 | 606.3795 | 0.010127 | 341.9903 | 0
|  | 343.8091 | 0.053668 | 343.2318 | 0.041177 | 397.3166 | 1.4211 | 343.8091 | 0.027372 | 343.2318 | 0.05762 | 337.4792 | 0.00012881 | 343.2318 | 0 | 396.5409 | 0.00012797 | 343.8091 | 0 | 343.8091 | 0 | 343.8091 | 0 | 343.8091 | 5.2539e-05 | 343.8091 | 0 | 343.8091 | 0 | 396.5409 | 9.1815e-05 | 343.8091 | 0.0090027 | 343.2318 | 0 | 606.5388 | 0.012708 | 343.2318 | 0 | 605.6461 | 7.1499e-05 | 606.5388 | 0.0094299 | 342.2013 | 0
|  | 344.0229 | 0.02128 | 343.4453 | 0.027254 | 397.4295 | 1.384 | 344.0229 | -0.011054 | 343.4453 | -0.011919 | 337.6932 | -0.00015051 | 343.4453 | 0 | 396.6535 | 0.0001302 | 344.0229 | 0 | 344.0229 | 0 | 344.0229 | 0 | 344.0229 | 0 | 344.0229 | 0 | 344.0229 | 0 | 396.6535 | 7.8454e-05 | 344.0229 | 0 | 343.4453 | 0 | 606.698 | 0.021286 | 343.4453 | 0 | 605.8059 | 0.00032174 | 606.698 | 0.010359 | 342.4124 | 0
|  | 344.2367 | 0.039599 | 343.6588 | 0.045471 | 397.5423 | 1.3279 | 344.2367 | 0.023966 | 343.6588 | 0.066661 | 337.9073 | 0.00013595 | 343.6588 | 0 | 396.7662 | 0.00012443 | 344.2367 | 0 | 344.2367 | 0 | 344.2367 | 0 | 344.2367 | 6.3974e-05 | 344.2367 | 0 | 344.2367 | 0 | 396.7662 | 9.6782e-05 | 344.2367 | 0.011229 | 343.6588 | 0 | 606.8573 | 0.025869 | 343.6588 | 0 | 605.9656 | 0 | 606.8573 | 0.0095228 | 342.6234 | 0
|  | 344.4505 | 0.023994 | 343.8723 | 0.010585 | 397.6551 | 1.3493 | 344.4505 | -0.0036783 | 343.8723 | -0.024847 | 338.1214 | -0.00010151 | 343.8723 | 0 | 396.8788 | 0.0001153 | 344.4505 | 0 | 344.4505 | 0 | 344.4505 | 0 | 344.4505 | 0 | 344.4505 | 0 | 344.4505 | 0 | 396.8788 | 0.00011682 | 344.4505 | 0 | 343.8723 | 0 | 607.0165 | 0.014115 | 343.8723 | 0 | 606.1253 | 0 | 607.0165 | 0.010405 | 342.8345 | 0
|  | 344.6643 | 0.051339 | 344.0858 | 0.025133 | 397.7679 | 1.2913 | 344.6643 | 0.02419 | 344.0858 | 0.027912 | 338.3354 | 5.9622e-05 | 344.0858 | 0 | 396.9915 | 0.00010804 | 344.6643 | 0 | 344.6643 | 0 | 344.6643 | 0 | 344.6643 | 4.0413e-05 | 344.6643 | 0 | 344.6643 | 0 | 396.9915 | 9.6782e-05 | 344.6643 | 0.0029385 | 344.0858 | 0 | 607.1758 | 0.022012 | 344.0858 | 0 | 606.2851 | 0 | 607.1758 | 0.0092905 | 343.0456 | 0
|  | 344.8781 | 0.027599 | 344.2994 | 0.017895 | 397.8808 | 1.2707 | 344.8781 | -0.016473 | 344.2994 | -0.0073306 | 338.5496 | -0.00010483 | 344.2994 | 0 | 397.1041 | 0.00014138 | 344.8782 | 0 | 344.8782 | 0 | 344.8782 | 0 | 344.8781 | 0 | 344.8782 | 0 | 344.8782 | 0 | 397.1041 | 7.8454e-05 | 344.8781 | 0 | 344.2994 | 0 | 607.3351 | 0.0177 | 344.2994 | 0 | 606.4448 | 0.00010725 | 607.3351 | 0.009755 | 343.2567 | 0
|  | 345.092 | 0.046733 | 344.5129 | 0.036614 | 397.9936 | 1.2597 | 345.092 | 0.0021171 | 344.5129 | 0.028301 | 338.7637 | 8.5147e-05 | 344.5129 | 0 | 397.2167 | 0.00016262 | 345.092 | 0 | 345.092 | 0 | 345.092 | 0 | 345.092 | 2.689e-05 | 345.092 | 0 | 345.092 | 0 | 397.2167 | 6.0125e-05 | 345.092 | 0.0055848 | 344.5129 | 0 | 607.4944 | 0.014296 | 344.5129 | 0 | 606.6046 | 0 | 607.4944 | 0.0090118 | 343.4678 | 0
|  | 345.3059 | 0.024717 | 344.7265 | 0.00026687 | 398.1064 | 1.2128 | 345.3059 | -0.017229 | 344.7265 | -0.024129 | 338.9778 | -0.0001108 | 344.7265 | 0 | 397.3294 | 0.00016876 | 345.3059 | 0 | 345.3059 | 0 | 345.3059 | 0 | 345.3059 | 0 | 345.3059 | 0 | 345.3059 | 0 | 397.3294 | 6.1666e-05 | 345.3059 | 0 | 344.7265 | 0 | 607.6536 | 0.019788 | 344.7265 | 0 | 606.7644 | 0.00053624 | 607.6536 | 0.0096157 | 343.6789 | 0
|  | 345.5198 | 0.066195 | 344.9401 | 0.035083 | 398.2192 | 1.1602 | 345.5198 | 0.015899 | 344.9401 | 0.039703 | 339.1919 | 0.00011767 | 344.9401 | 0 | 397.4421 | 0.00014268 | 345.5198 | 0 | 345.5198 | 0 | 345.5198 | 0 | 345.5198 | 4.2705e-05 | 345.5198 | 0 | 345.5198 | 0 | 397.4421 | 8.3421e-05 | 345.5198 | 0.0085097 | 344.9401 | 0 | 607.8129 | 0.020196 | 344.9401 | 0 | 606.9241 | 0 | 607.8129 | 0.0091511 | 343.89 | 0
|  | 345.7337 | 0.040152 | 345.1537 | 0.061311 | 398.332 | 1.1852 | 345.7337 | 0.017335 | 345.1537 | 0.028486 | 339.4061 | -9.7293e-05 | 345.1537 | 0 | 397.5547 | 0.00013579 | 345.7337 | 0 | 345.7337 | 0 | 345.7337 | 0 | 345.7337 | 0 | 345.7337 | 0 | 345.7337 | 0 | 397.5547 | 0.00013173 | 345.7337 | 0 | 345.1537 | 0 | 607.9723 | 0.015476 | 345.1537 | 0 | 607.0839 | 0.00010725 | 607.9723 | 0.0096621 | 344.1012 | 0
|  | 345.9476 | 0.033654 | 345.3673 | 0.068067 | 398.4448 | 1.1349 | 345.9476 | 0.023375 | 345.3673 | 0.074114 | 339.6202 | 0.00019369 | 345.3673 | 0 | 397.6674 | 0.00013281 | 345.9476 | 0 | 345.9476 | 0 | 345.9476 | 0 | 345.9476 | 4.527e-05 | 345.9476 | 0 | 345.9476 | 0 | 397.6674 | 0.0001701 | 345.9476 | 0.0059172 | 345.3673 | 0 | 608.1316 | 0.019788 | 345.3673 | 0 | 607.2437 | 7.1499e-05 | 608.1316 | 0.0087795 | 344.3123 | 0
|  | 346.1615 | 0.020295 | 345.581 | 0.021911 | 398.5577 | 1.1353 | 346.1615 | -0.010057 | 345.581 | -0.026116 | 339.8344 | -4.6708e-05 | 345.581 | 0 | 397.7801 | 0.00014697 | 346.1615 | 0 | 346.1615 | 0 | 346.1615 | 0 | 346.1615 | 0 | 346.1615 | 0 | 346.1615 | 0 | 397.7801 | 0.00016187 | 346.1615 | 0 | 345.581 | 0 | 608.2909 | 0.012435 | 345.581 | 0 | 607.4035 | 0.00010725 | 608.2909 | 0.009244 | 344.5235 | 0
|  | 346.3755 | 0.043644 | 345.7946 | 0.051456 | 398.6705 | 1.0944 | 346.3755 | -0.0076532 | 345.7946 | 0.033041 | 340.0486 | 0.00012345 | 345.7946 | 0 | 397.8928 | 0.00014362 | 346.3755 | 0 | 346.3755 | 0 | 346.3755 | 0 | 346.3755 | 3.0358e-05 | 346.3755 | 0 | 346.3755 | 0 | 397.8928 | 0.00012847 | 346.3755 | 0.0055593 | 345.7946 | 0 | 608.4502 | 0.016747 | 345.7946 | 0 | 607.5633 | 0 | 608.4502 | 0.0084079 | 344.7347 | 0
|  | 346.5894 | 0.05324 | 346.0083 | -0.0039292 | 398.7833 | 1.0977 | 346.5894 | -0.022144 | 346.0083 | -0.043632 | 340.2628 | -6.3172e-05 | 346.0083 | 0 | 398.0054 | 0.00015535 | 346.5895 | 0 | 346.5895 | 0 | 346.5895 | 0 | 346.5894 | 0 | 346.5895 | 0 | 346.5895 | 0 | 398.0054 | 9.1815e-05 | 346.5894 | 0 | 346.0083 | 0 | 608.6095 | 0.020106 | 346.0083 | 0 | 607.7231 | 0.00010725 | 608.6095 | 0.0092905 | 344.9459 | 0
|  | 346.8034 | 0.063983 | 346.222 | 0.043726 | 398.8961 | 1.0531 | 346.8034 | 0.017279 | 346.222 | 0.044502 | 340.4771 | 0.0001403 | 346.222 | 0 | 398.1181 | 0.00014995 | 346.8034 | 0 | 346.8034 | 0 | 346.8034 | 0 | 346.8034 | 5.3058e-05 | 346.8034 | 0 | 346.8034 | 0 | 398.1181 | 6.5092e-05 | 346.8034 | 0.0049213 | 346.222 | 0 | 608.7689 | 0.022239 | 346.222 | 0 | 607.8829 | 7.1499e-05 | 608.7689 | 0.0092905 | 345.1571 | 0
|  | 347.0174 | 0.037985 | 346.4357 | 0.041059 | 399.0089 | 1.0523 | 347.0174 | 0.016079 | 346.4357 | -0.0086814 | 340.6913 | -0.00013008 | 346.4357 | 0 | 398.2308 | 0.00014343 | 347.0174 | 0 | 347.0174 | 0 | 347.0174 | 0 | 347.0174 | 0 | 347.0174 | 0 | 347.0174 | 0 | 398.2308 | 4.6764e-05 | 347.0174 | 0 | 346.4357 | 0 | 608.9282 | 0.02419 | 346.4357 | 0 | 608.0427 | 0.00053624 | 608.9282 | 0.0099873 | 345.3683 | 0
|  | 347.2314 | 0.054626 | 346.6494 | 0.052377 | 399.1217 | 1.0146 | 347.2314 | 0.029122 | 346.6494 | 0.090692 | 340.9055 | 0.00013835 | 346.6494 | 0 | 398.3435 | 0.00013784 | 347.2314 | 0 | 347.2314 | 0 | 347.2314 | 0 | 347.2314 | 6.4369e-05 | 347.2314 | 0 | 347.2314 | 0 | 398.3435 | 5.4986e-05 | 347.2314 | 0.0082157 | 346.6494 | 0 | 609.0876 | 0.023373 | 346.6494 | 0 | 608.2025 | 7.1499e-05 | 609.0876 | 0.0095228 | 345.5795 | 0
|  | 347.4455 | 0.053034 | 346.8632 | 0.02927 | 399.2346 | 1.0259 | 347.4455 | -0.016031 | 346.8632 | -0.016717 | 341.1198 | -5.638e-05 | 346.8632 | 0 | 398.4563 | 0.00014101 | 347.4455 | 0 | 347.4455 | 0 | 347.4455 | 0 | 347.4455 | 0 | 347.4455 | 0 | 347.4455 | 0 | 398.4563 | 8.3421e-05 | 347.4455 | 0 | 346.8632 | 0 | 609.2469 | 0.021785 | 346.8632 | 0 | 608.3623 | 0 | 609.2469 | 0.0098479 | 345.7908 | 0
|  | 347.6595 | 0.051853 | 347.0769 | 0.032698 | 399.3474 | 1.0056 | 347.6595 | 0.028847 | 347.0769 | 0.062759 | 341.334 | 0.00020628 | 347.0769 | 0 | 398.569 | 0.00014045 | 347.6595 | 0 | 347.6595 | 0 | 347.6595 | 0 | 347.6595 | 5.1925e-05 | 347.6595 | 0 | 347.6595 | 0 | 398.569 | 9.5069e-05 | 347.6595 | 0.0038717 | 347.0769 | 0 | 609.4063 | 0.025461 | 347.0769 | 0 | 608.5222 | 0.00028599 | 609.4063 | 0.0093369 | 346.002 | 0
|  | 347.8736 | 0.0638 | 347.2907 | -0.0047602 | 399.4602 | 1.0243 | 347.8736 | -0.01264 | 347.2907 | -0.0059315 | 341.5483 | -0.00012047 | 347.2907 | 0 | 398.6817 | 0.0001302 | 347.8736 | 0 | 347.8736 | 0 | 347.8736 | 0 | 347.8736 | 0 | 347.8736 | 0 | 347.8736 | 0 | 398.6817 | 8.8389e-05 | 347.8736 | 0 | 347.2907 | 0 | 609.5657 | 0.022919 | 347.2907 | 0 | 608.682 | 0.00032174 | 609.5657 | 0.0098015 | 346.2133 | 0
|  | 348.0876 | 0.069265 | 347.5045 | 0.061915 | 399.573 | 0.97131 | 348.0876 | 0.030538 | 347.5045 | 0.075704 | 341.7626 | 0.00012056 | 347.5045 | 0 | 398.7944 | 0.00011791 | 348.0876 | 0 | 348.0876 | 0 | 348.0876 | 0 | 348.0876 | 6.8127e-05 | 348.0876 | 0 | 348.0876 | 0 | 398.7944 | 6.1666e-05 | 348.0876 | 0.0024388 | 347.5045 | 0 | 609.7251 | 0.028229 | 347.5045 | 0 | 608.8419 | 7.1499e-05 | 609.7251 | 0.0090118 | 346.4246 | 0
|  | 348.3017 | 0.020527 | 347.7183 | 0.031922 | 399.6858 | 0.97198 | 348.3017 | -0.0081831 | 347.7183 | -0.021078 | 341.9769 | -8.5539e-05 | 347.7183 | 0 | 398.9071 | 0.0001371 | 348.3017 | 0 | 348.3017 | 0 | 348.3017 | 0 | 348.3017 | 0 | 348.3017 | 0 | 348.3017 | 0 | 398.9071 | 5.4986e-05 | 348.3017 | 0 | 347.7183 | 0 | 609.8845 | 0.015975 | 347.7183 | 0 | 609.0017 | 0.00010725 | 609.8845 | 0.0093369 | 346.6359 | 0
|  | 348.5158 | 0.057324 | 347.9321 | -0.011541 | 399.7986 | 0.94686 | 348.5158 | 0.0066065 | 347.9321 | 0.025115 | 342.1912 | 9.5842e-05 | 347.9321 | 0 | 399.0199 | 0.00014138 | 348.5158 | 0 | 348.5158 | 0 | 348.5158 | 0 | 348.5158 | 5.4337e-05 | 348.5158 | 0 | 348.5158 | 0 | 399.0199 | 6.1666e-05 | 348.5158 | 0.0066671 | 347.9321 | 0 | 610.0438 | 0.017882 | 347.9321 | 0 | 609.1616 | 0 | 610.0438 | 0.0084544 | 346.8472 | 0
|  | 348.7299 | 0.042715 | 348.1459 | 0.025063 | 399.9114 | 0.92384 | 348.7299 | 0.0049799 | 348.1459 | -0.01069 | 342.4055 | -0.00013025 | 348.1459 | 0 | 399.1326 | 0.0001466 | 348.7299 | 0 | 348.7299 | 0 | 348.7299 | 0 | 348.7299 | 0 | 348.7299 | 0 | 348.7299 | 0 | 399.1326 | 0.00011168 | 348.7299 | 0 | 348.1459 | 0 | 610.2033 | 0.0177 | 348.1459 | 0 | 609.3214 | 0.00010725 | 610.2033 | 0.008826 | 347.0585 | 0
|  | 348.9441 | 0.065956 | 348.3598 | 0.058094 | 400.0242 | 0.9289 | 348.9441 | 0.033052 | 348.3598 | 0.062804 | 342.6199 | 0.00021891 | 348.3598 | 0 | 399.2453 | 0.0001302 | 348.9441 | 0 | 348.9441 | 0 | 348.9441 | 0 | 348.9441 | 1.6975e-05 | 348.9441 | 0 | 348.9441 | 0 | 399.2453 | 0.0001235 | 348.9441 | 0.005585 | 348.3598 | 0 | 610.3627 | 0.024553 | 348.3598 | 0 | 609.4813 | 7.1499e-05 | 610.3627 | 0.0082221 | 347.2698 | 0
|  | 349.1582 | 0.047589 | 348.5736 | 0.068341 | 400.137 | 0.90559 | 349.1582 | -0.013131 | 348.5736 | -0.028877 | 342.8343 | -3.0578e-05 | 348.5736 | 0 | 399.3581 | 0.00014436 | 349.1582 | 0 | 349.1582 | 0 | 349.1582 | 0 | 349.1582 | 0 | 349.1582 | 0 | 349.1582 | 0 | 399.3581 | 0.000105 | 349.1582 | 0 | 348.5736 | 0 | 610.5221 | 0.015385 | 348.5736 | 0 | 609.6412 | 0.00032174 | 610.5221 | 0.0089189 | 347.4812 | 0
|  | 349.3723 | 0.056467 | 348.7875 | 0.046892 | 400.2498 | 0.85869 | 349.3723 | 0.027918 | 348.7875 | 0.063009 | 343.0486 | 0.0001282 | 348.7875 | 0 | 399.4708 | 0.00014082 | 349.3724 | 0 | 349.3724 | 0 | 349.3724 | 0 | 349.3723 | 6.1705e-05 | 349.3724 | 0 | 349.3724 | 0 | 399.4708 | 8.6676e-05 | 349.3723 | 0.0089278 | 348.7875 | 0 | 610.6815 | 0.024871 | 348.7875 | 0 | 609.8011 | 7.1499e-05 | 610.6815 | 0.0084079 | 347.6925 | 0
|  | 349.5865 | 0.046559 | 349.0014 | 0.047025 | 400.3626 | 0.86337 | 349.5865 | -0.010708 | 349.0014 | -0.019459 | 343.263 | 4.0355e-06 | 349.0014 | 0 | 399.5836 | 0.00016131 | 349.5865 | 0 | 349.5865 | 0 | 349.5865 | 0 | 349.5865 | 0 | 349.5865 | 0 | 349.5865 | 0 | 399.5836 | 0.00013344 | 349.5865 | 0 | 349.0014 | 0 | 610.8409 | 0.016202 | 349.0014 | 0 | 609.961 | 0.00010725 | 610.8409 | 0.0087331 | 347.9039 | 0
|  | 349.8007 | 0.067802 | 349.2153 | 0.057079 | 400.4754 | 0.84646 | 349.8007 | 0.031661 | 349.2153 | 0.042053 | 343.4774 | 0.00014176 | 349.2153 | 0 | 399.6964 | 0.0001384 | 349.8007 | 0 | 349.8007 | 0 | 349.8007 | 0 | 349.8007 | 1.4846e-05 | 349.8007 | 0 | 349.8007 | 0 | 399.6964 | 0.00014509 | 349.8007 | 0.0054078 | 349.2153 | 0 | 611.0004 | 0.02714 | 349.2153 | 0 | 610.1209 | 0 | 611.0004 | 0.0080827 | 348.1153 | 0
|  | 350.0149 | 0.054086 | 349.4292 | 0.020443 | 400.5882 | 0.85057 | 350.0149 | -0.0067991 | 349.4292 | 0.0039483 | 343.6918 | 2.1147e-05 | 349.4292 | 0 | 399.8091 | 0.0001384 | 350.0149 | 0 | 350.0149 | 0 | 350.0149 | 0 | 350.0149 | 0 | 350.0149 | 0 | 350.0149 | 0 | 399.8091 | 0.00011511 | 350.0149 | 0 | 349.4292 | 0 | 611.1598 | 0.016929 | 349.4292 | 0 | 610.2808 | 0 | 611.1598 | 0.0087331 | 348.3267 | 0
|  | 350.2291 | 0.071261 | 349.6432 | 0.034248 | 400.7011 | 0.80758 | 350.2291 | 0.02092 | 349.6432 | 0.059037 | 343.9062 | 0.00021062 | 349.6432 | 0 | 399.9219 | 0.00012499 | 350.2291 | 0 | 350.2291 | 0 | 350.2291 | 0 | 350.2291 | 4.0287e-05 | 350.2291 | 0 | 350.2291 | 0 | 399.9219 | 6.3379e-05 | 350.2291 | 0.01156 | 349.6432 | 0 | 611.3193 | 0.019379 | 349.6432 | 0 | 610.4407 | 7.1499e-05 | 611.3193 | 0.008826 | 348.5381 | 0
|  | 350.4434 | 0.05208 | 349.8571 | 0.074069 | 400.8139 | 0.79707 | 350.4434 | -0.00097078 | 349.8571 | 0.0070843 | 344.1206 | -0.00020618 | 349.8571 | 0 | 400.0347 | 0.00013449 | 350.4434 | 0 | 350.4434 | 0 | 350.4434 | 0 | 350.4434 | 0 | 350.4434 | 0 | 350.4434 | 0 | 400.0347 | 5.1731e-05 | 350.4434 | 0 | 349.8571 | 0 | 611.4787 | 0.021059 | 349.8571 | 0 | 610.6006 | 0 | 611.4787 | 0.0093369 | 348.7495 | 0
|  | 350.6576 | 0.084928 | 350.0711 | 0.034671 | 400.9267 | 0.77224 | 350.6576 | 0.024911 | 350.0711 | 0.057399 | 344.3351 | 0.00018254 | 350.0711 | 0 | 400.1475 | 0.00012275 | 350.6576 | 0 | 350.6576 | 0 | 350.6576 | 0 | 350.6576 | 5.2464e-05 | 350.6576 | 0 | 350.6576 | 0 | 400.1475 | 5.6699e-05 | 350.6576 | 0.0064456 | 350.0711 | 0 | 611.6382 | 0.018018 | 350.0711 | 0 | 610.7605 | 0 | 611.6382 | 0.0090118 | 348.961 | 0
|  | 350.8719 | 0.07822 | 350.2851 | 0.054831 | 401.0395 | 0.7666 | 350.8719 | 0.0096421 | 350.2851 | -0.01575 | 344.5496 | 1.7551e-05 | 350.2851 | 0 | 400.2603 | 0.00013449 | 350.8719 | 0 | 350.8719 | 0 | 350.8719 | 0 | 350.8719 | 0 | 350.8719 | 0 | 350.8719 | 0 | 400.2603 | 4.6764e-05 | 350.8719 | 0 | 350.2851 | 0 | 611.7977 | 0.01534 | 350.2851 | 0 | 610.9204 | 0 | 611.7977 | 0.0093369 | 349.1724 | 0
|  | 351.0862 | 0.079879 | 350.4991 | 0.089173 | 401.1523 | 0.71941 | 351.0862 | 0.026868 | 350.4991 | 0.041419 | 344.764 | 0.00017769 | 350.4991 | 0 | 400.3731 | 0.0001574 | 351.0862 | 0 | 351.0862 | 0 | 351.0862 | 0 | 351.0862 | 0 | 351.0862 | 0 | 351.0862 | 0 | 400.3731 | 4.1625e-05 | 351.0861 | 0.0086287 | 350.4991 | 0 | 611.9572 | 0.02124 | 350.4991 | 0 | 611.0804 | 7.1499e-05 | 611.9572 | 0.0088724 | 349.3839 | 0
|  | 351.3004 | 0.078174 | 350.7131 | 0.064947 | 401.2651 | 0.71158 | 351.3004 | 0.010585 | 350.7131 | -0.024834 | 344.9785 | -4.4974e-05 | 350.7131 | 0 | 400.4859 | 0.00017379 | 351.3005 | 0 | 351.3005 | 0 | 351.3005 | 0 | 351.3004 | 0 | 351.3005 | 0 | 351.3005 | 0 | 400.4859 | 5.0018e-05 | 351.3005 | 0 | 350.7131 | 0 | 612.1167 | 0.012753 | 350.7131 | 0 | 611.2403 | 0.00032174 | 612.1167 | 0.0093834 | 349.5953 | 0
|  | 351.5148 | 0.087805 | 350.9272 | 0.13649 | 401.3779 | 0.68005 | 351.5148 | 0.01413 | 350.9272 | 0.03951 | 345.193 | 0.00015692 | 350.9272 | 0 | 400.5987 | 0.00015051 | 351.5148 | 0 | 351.5148 | 0 | 351.5148 | 0 | 351.5148 | 5.116e-05 | 351.5148 | 0 | 351.5148 | 0 | 400.5987 | 0.00011682 | 351.5148 | 0.0071351 | 350.9272 | 0 | 612.2762 | 0.017065 | 350.9272 | 0 | 611.4003 | 7.1499e-05 | 612.2762 | 0.0087331 | 349.8068 | 0
|  | 351.7291 | 0.077051 | 351.1412 | 0.12735 | 401.4907 | 0.66391 | 351.7291 | -0.021721 | 351.1412 | 0.014194 | 345.4075 | -6.0509e-05 | 351.1412 | 0 | 400.7115 | 0.00013412 | 351.7291 | 0 | 351.7291 | 0 | 351.7291 | 0 | 351.7291 | 0 | 351.7291 | 0 | 351.7291 | 0 | 400.7115 | 0.00014012 | 351.7291 | 0 | 351.1412 | 0 | 612.4357 | 0.017019 | 351.1412 | 0 | 611.5602 | 0 | 612.4357 | 0.0093834 | 350.0183 | 0
|  | 351.9434 | 0.10207 | 351.3553 | 0.16542 | 401.6035 | 0.64156 | 351.9434 | 0.016867 | 351.3553 | 0.048907 | 345.622 | 0.00018672 | 351.3553 | 0 | 400.8243 | 0.00012313 | 351.9434 | 0 | 351.9434 | 0 | 351.9434 | 0 | 351.9434 | 5.8857e-05 | 351.9434 | 0 | 351.9434 | 0 | 400.8243 | 0.00014851 | 351.9434 | 0.004066 | 351.3553 | 0 | 612.5952 | 0.024236 | 351.3553 | 0 | 611.7202 | 7.1499e-05 | 612.5952 | 0.0085937 | 350.2298 | 0
|  | 352.1578 | 0.081165 | 351.5694 | 0.14309 | 401.7163 | 0.6427 | 352.1578 | 0.011099 | 351.5694 | -0.0047551 | 345.8365 | -8.0671e-05 | 351.5694 | 0 | 400.9371 | 0.00012927 | 352.1578 | 0 | 352.1578 | 0 | 352.1578 | 0 | 352.1578 | 0 | 352.1578 | 0 | 352.1578 | 0 | 400.9371 | 7.3315e-05 | 352.1578 | 0 | 351.5694 | 0 | 612.7547 | 0.015885 | 351.5694 | 0 | 611.8801 | 0.00010725 | 612.7547 | 0.0091511 | 350.4413 | 0
|  | 352.3721 | 0.11281 | 351.7835 | 0.19933 | 401.8291 | 0.60717 | 352.3721 | 0.019062 | 351.7835 | 0.03245 | 346.0511 | 7.8429e-05 | 351.7835 | 0 | 401.0499 | 0.00011195 | 352.3721 | 0 | 352.3721 | 0 | 352.3721 | 0 | 352.3721 | 3.0169e-05 | 352.3721 | 0 | 352.3721 | 0 | 401.0499 | 5.4986e-05 | 352.3721 | 0.0075521 | 351.7835 | 0 | 612.9142 | 0.026096 | 351.7835 | 0 | 612.0401 | 7.1499e-05 | 612.9142 | 0.0084079 | 350.6529 | 0
|  | 352.5865 | 0.10554 | 351.9976 | 0.20718 | 401.9419 | 0.60029 | 352.5865 | 0.0045745 | 351.9976 | -0.012264 | 346.2657 | -1.3579e-05 | 351.9976 | 0 | 401.1628 | 0.00012573 | 352.5865 | 0 | 352.5865 | 0 | 352.5865 | 0 | 352.5865 | 0 | 352.5865 | 0 | 352.5865 | 0 | 401.1628 | 3.169e-05 | 352.5865 | 0 | 351.9976 | 0 | 613.0738 | 0.020287 | 351.9976 | 0 | 612.2001 | 0.00032174 | 613.0738 | 0.0090582 | 350.8644 | 0
|  | 352.8009 | 0.1244 | 352.2117 | 0.27209 | 402.0547 | 0.5617 | 352.8009 | 0.02052 | 352.2117 | 0.051637 | 346.4802 | 0.00017219 | 352.2117 | 0 | 401.2756 | 0.00011269 | 352.8009 | 0 | 352.8009 | 0 | 352.8009 | 0 | 352.8009 | 5.5946e-05 | 352.8009 | 0 | 352.8009 | 0 | 401.2756 | 4.6764e-05 | 352.8009 | 0.0087835 | 352.2117 | 0 | 613.2333 | 0.018971 | 352.2117 | 0 | 612.3601 | 7.1499e-05 | 613.2333 | 0.0086866 | 351.076 | 0
|  | 353.0153 | 0.12104 | 352.4259 | 0.25723 | 402.1675 | 0.54813 | 353.0153 | 0.0056731 | 352.4259 | -0.010316 | 346.6948 | -9.1729e-05 | 352.4259 | 0 | 401.3884 | 0.00013914 | 353.0153 | 0 | 353.0153 | 0 | 353.0153 | 0 | 353.0153 | 0 | 353.0153 | 0 | 353.0153 | 0 | 401.3884 | 4.8305e-05 | 353.0153 | 0 | 352.4259 | 0 | 613.3928 | 0.013252 | 352.4259 | 0 | 612.5201 | 0.00010725 | 613.3928 | 0.0095692 | 351.2876 | 0
|  | 353.2298 | 0.17488 | 352.6401 | 0.33214 | 402.2803 | 0.53514 | 353.2298 | 0.0044565 | 352.6401 | 0.064374 | 346.9094 | 0.0001634 | 352.6401 | 0 | 401.5013 | 0.00013412 | 353.2298 | 0 | 353.2298 | 0 | 353.2298 | 0 | 353.2298 | 6.9146e-05 | 353.2298 | 0 | 353.2298 | 0 | 401.5013 | 6.6805e-05 | 353.2298 | 0.0080797 | 352.64 | 0 | 613.5524 | 0.019606 | 352.6401 | 0 | 612.6801 | 0 | 613.5524 | 0.0091047 | 351.4992 | 0
|  | 353.4442 | 0.13089 | 352.8542 | 0.33286 | 402.3931 | 0.50486 | 353.4442 | 0.0087096 | 352.8542 | 0.023952 | 347.124 | -2.3382e-05 | 352.8542 | 0 | 401.6141 | 0.00015181 | 353.4442 | 0 | 353.4442 | 0 | 353.4442 | 0 | 353.4442 | 0 | 353.4442 | 0 | 353.4442 | 0 | 401.6141 | 6.1666e-05 | 353.4442 | 0 | 352.8542 | 0 | 613.712 | 0.025869 | 352.8542 | 0 | 612.8401 | 0.00010725 | 613.712 | 0.0096157 | 351.7108 | 0
|  | 353.6587 | 0.1953 | 353.0684 | 0.3854 | 402.5059 | 0.50371 | 353.6587 | 0.016351 | 353.0684 | 0.084801 | 347.3386 | 0.00025854 | 353.0684 | 0 | 401.727 | 0.0001397 | 353.6587 | 0 | 353.6587 | 0 | 353.6587 | 0 | 353.6587 | 5.7881e-05 | 353.6587 | 0 | 353.6587 | 0 | 401.727 | 8.6676e-05 | 353.6587 | 0.0082122 | 353.0684 | 0 | 613.8715 | 0.023282 | 353.0684 | 0 | 613.0001 | 7.1499e-05 | 613.8715 | 0.0085937 | 351.9224 | 0
|  | 353.8731 | 0.17066 | 353.2826 | 0.37593 | 402.6186 | 0.48117 | 353.8731 | -0.0026985 | 353.2826 | -0.015887 | 347.5533 | -2.0366e-05 | 353.2826 | 0 | 401.8399 | 0.00013486 | 353.8731 | 0 | 353.8731 | 0 | 353.8731 | 0 | 353.8731 | 0 | 353.8731 | 0 | 353.8731 | 0 | 401.8399 | 7.5028e-05 | 353.8731 | 0 | 353.2826 | 0 | 614.0311 | 0.022012 | 353.2826 | 0 | 613.1601 | 0.00032174 | 614.0311 | 0.0094299 | 352.134 | 0
|  | 354.0876 | 0.23277 | 353.4969 | 0.44528 | 402.7314 | 0.44181 | 354.0876 | 0.022166 | 353.4969 | 0.075789 | 347.7679 | 0.00019308 | 353.4969 | 0 | 401.9527 | 0.00011493 | 354.0876 | 0 | 354.0876 | 0 | 354.0876 | 0 | 354.0876 | 3.5639e-05 | 354.0876 | 0 | 354.0876 | 0 | 401.9527 | 6.0125e-05 | 354.0876 | 0.008196 | 353.4969 | 0 | 614.1907 | 0.02242 | 353.4969 | 0 | 613.3201 | 7.1499e-05 | 614.1907 | 0.0088724 | 352.3456 | 0
|  | 354.3021 | 0.22303 | 353.7111 | 0.37763 | 402.8442 | 0.45222 | 354.3021 | -0.0013446 | 353.7111 | 0.0089703 | 347.9826 | -0.00021985 | 353.7111 | 0 | 402.0656 | 0.00012964 | 354.3021 | 0 | 354.3021 | 0 | 354.3021 | 0 | 354.3021 | 0 | 354.3021 | 0 | 354.3021 | 0 | 402.0656 | 5.0018e-05 | 354.3021 | 0 | 353.7111 | 0 | 614.3503 | 0.019243 | 353.7111 | 0 | 613.4802 | 0.00010725 | 614.3503 | 0.0089653 | 352.5573 | 0
|  | 354.5166 | 0.28972 | 353.9254 | 0.46011 | 402.957 | 0.42175 | 354.5166 | 0.022936 | 353.9254 | 0.0343 | 348.1972 | 0.00020498 | 353.9254 | 0 | 402.1785 | 0.00013449 | 354.5166 | 0 | 354.5166 | 0 | 354.5166 | 0 | 354.5166 | 8.5984e-06 | 354.5166 | 0 | 354.5166 | 0 | 402.1785 | 6.6805e-05 | 354.5166 | 0.0052424 | 353.9254 | 0 | 614.5099 | 0.021558 | 353.9254 | 0 | 613.6402 | 0 | 614.5099 | 0.0079898 | 352.769 | 0
|  | 354.7312 | 0.29312 | 354.1397 | 0.55159 | 403.0698 | 0.42251 | 354.7312 | -0.0024442 | 354.1397 | 0.00092047 | 348.4119 | -0.0001236 | 354.1397 | 0 | 402.2914 | 0.00015926 | 354.7312 | 0 | 354.7312 | 0 | 354.7312 | 0 | 354.7312 | 0 | 354.7312 | 0 | 354.7312 | 0 | 402.2914 | 6.8347e-05 | 354.7312 | 0 | 354.1397 | 0 | 614.6695 | 0.020423 | 354.1397 | 0 | 613.8002 | 0.00032174 | 614.6695 | 0.0086866 | 352.9806 | 0
|  | 354.9457 | 0.3801 | 354.354 | 0.63642 | 403.1826 | 0.39032 | 354.9457 | 0.040355 | 354.354 | 0.053617 | 348.6266 | 8.4182e-05 | 354.354 | 0 | 402.4042 | 0.00014343 | 354.9457 | 0 | 354.9457 | 0 | 354.9457 | 0 | 354.9457 | 2.9394e-05 | 354.9457 | 0 | 354.9457 | 0 | 402.4042 | 7.3315e-05 | 354.9457 | 0.0044631 | 354.354 | 0 | 614.8291 | 0.019879 | 354.354 | 0 | 613.9603 | 0 | 614.8291 | 0.0085473 | 353.1923 | 0
|  | 355.1602 | 0.40272 | 354.5683 | 0.63182 | 403.2954 | 0.3802 | 355.1602 | 0.02067 | 354.5683 | -0.014291 | 348.8413 | -0.0001355 | 354.5683 | 0 | 402.5171 | 0.00015479 | 355.1603 | 0 | 355.1603 | 0 | 355.1603 | 0 | 355.1602 | 0 | 355.1603 | 0 | 355.1603 | 0 | 402.5171 | 5.4986e-05 | 355.1603 | 0 | 354.5683 | 0 | 614.9887 | 0.018608 | 354.5683 | 0 | 614.1203 | 0.00032174 | 614.9887 | 0.0090582 | 353.404 | 0
|  | 355.3748 | 0.5084 | 354.7826 | 0.72053 | 403.4082 | 0.34533 | 355.3748 | 0.033981 | 354.7826 | 0.024605 | 349.056 | 0.00010061 | 354.7826 | 0 | 402.63 | 0.00014138 | 355.3748 | 0 | 355.3748 | 0 | 355.3748 | 0 | 355.3748 | 4.0354e-05 | 355.3748 | 0 | 355.3748 | 0 | 402.63 | 5.6699e-05 | 355.3748 | 0.0046766 | 354.7826 | 0 | 615.1484 | 0.023691 | 354.7826 | 0 | 614.2804 | 0.00050049 | 615.1484 | 0.0081292 | 353.6157 | 0
|  | 355.5894 | 0.53206 | 354.9969 | 0.79894 | 403.521 | 0.34972 | 355.5894 | -0.0085142 | 354.9969 | 0.0048964 | 349.2708 | 2.5069e-05 | 354.9969 | 0 | 402.7429 | 0.00016485 | 355.5894 | 0 | 355.5894 | 0 | 355.5894 | 0 | 355.5894 | 0 | 355.5894 | 0 | 355.5894 | 0 | 402.7429 | 7.5028e-05 | 355.5894 | 0 | 354.9969 | 0 | 615.308 | 0.015975 | 354.9969 | 0 | 614.4405 | 0.00032174 | 615.308 | 0.008826 | 353.8274 | 0
|  | 355.804 | 0.63474 | 355.2113 | 0.87179 | 403.6338 | 0.32278 | 355.804 | 0.01334 | 355.2113 | 0.06818 | 349.4855 | 0.00012706 | 355.2113 | 0 | 402.8558 | 0.00016094 | 355.804 | 0 | 355.804 | 0 | 355.804 | 0 | 355.804 | 2.5822e-05 | 355.804 | 0 | 355.804 | 0 | 402.8558 | 7.8454e-05 | 355.804 | 0.0075708 | 355.2113 | 0 | 615.4676 | 0.022102 | 355.2113 | 0 | 614.6005 | 0 | 615.4676 | 0.0083614 | 354.0392 | 0
|  | 356.0186 | 0.70757 | 355.4257 | 0.91648 | 403.7466 | 0.30177 | 356.0186 | 0.017544 | 355.4257 | -0.019888 | 349.7003 | -7.5195e-05 | 355.4257 | 0 | 402.9688 | 0.00016746 | 356.0186 | 0 | 356.0186 | 0 | 356.0186 | 0 | 356.0186 | 0 | 356.0186 | 0 | 356.0186 | 0 | 402.9688 | 8.1708e-05 | 356.0186 | 0 | 355.4257 | 0 | 615.6273 | 0.018335 | 355.4257 | 0 | 614.7606 | 0.00010725 | 615.6273 | 0.0087331 | 354.2509 | 0
|  | 356.2333 | 0.80367 | 355.64 | 0.99872 | 403.8594 | 0.29671 | 356.2333 | 0.010734 | 355.64 | 0.033565 | 349.915 | 0.00018045 | 355.64 | 0 | 403.0817 | 0.00014529 | 356.2333 | 0 | 356.2333 | 0 | 356.2333 | 0 | 356.2333 | 1.2718e-05 | 356.2333 | 0 | 356.2333 | 0 | 403.0817 | 5.8412e-05 | 356.2333 | 0.0025673 | 355.64 | 0 | 615.7869 | 0.028229 | 355.64 | 0 | 614.9207 | 7.1499e-05 | 615.7869 | 0.0082221 | 354.4627 | 0
|  | 356.4479 | 0.89386 | 355.8545 | 1.1081 | 403.9721 | 0.29489 | 356.4479 | 0.01362 | 355.8545 | 0.0057056 | 350.1298 | -3.8291e-05 | 355.8545 | 0 | 403.1946 | 0.00015181 | 356.4479 | 0 | 356.4479 | 0 | 356.4479 | 0 | 356.4479 | 0 | 356.4479 | 0 | 356.4479 | 0 | 403.1946 | 5.1731e-05 | 356.4479 | 0 | 355.8544 | 0 | 615.9466 | 0.016838 | 355.8545 | 0 | 615.0808 | 0.00032174 | 615.9466 | 0.0090118 | 354.6745 | 0
|  | 356.6626 | 1.0258 | 356.0689 | 1.2358 | 404.0849 | 0.27989 | 356.6626 | 0.020783 | 356.0689 | 0.10767 | 350.3446 | 0.00017858 | 356.0689 | 0 | 403.3075 | 0.00015777 | 356.6626 | 0 | 356.6626 | 0 | 356.6626 | 0 | 356.6626 | 6.2392e-05 | 356.6626 | 0 | 356.6626 | 0 | 403.3075 | 7.5028e-05 | 356.6626 | 0.0085559 | 356.0689 | 0 | 616.1063 | 0.023373 | 356.0689 | 0 | 615.2409 | 0.00028599 | 616.1063 | 0.0087795 | 354.8863 | 0
|  | 356.8773 | 1.126 | 356.2833 | 1.2907 | 404.1977 | 0.26384 | 356.8773 | 0.010135 | 356.2833 | 0.015639 | 350.5594 | -0.00015353 | 356.2833 | 0 | 403.4205 | 0.00016429 | 356.8773 | 0 | 356.8773 | 0 | 356.8773 | 0 | 356.8773 | 0 | 356.8773 | 0 | 356.8773 | 0 | 403.4205 | 0.00010004 | 356.8773 | 0 | 356.2833 | 0 | 616.2659 | 0.016929 | 356.2833 | 0 | 615.401 | 0 | 616.2659 | 0.0098015 | 355.0981 | 0
|  | 357.092 | 1.275 | 356.4978 | 1.3648 | 404.3105 | 0.26461 | 357.092 | 0.022595 | 356.4978 | 0.044945 | 350.7743 | 0.00015847 | 356.4978 | 0 | 403.5334 | 0.0001479 | 357.092 | 0 | 357.092 | 0 | 357.092 | 0 | 357.092 | 5.7871e-05 | 357.092 | 0 | 357.092 | 0 | 403.5334 | 0.00010346 | 357.092 | 0.0097788 | 356.4978 | 0 | 616.4256 | 0.021558 | 356.4978 | 0 | 615.5611 | 0.00028599 | 616.4256 | 0.0091976 | 355.3099 | 0
|  | 357.3067 | 1.3656 | 356.7122 | 1.5082 | 404.4233 | 0.24942 | 357.3067 | -0.0026551 | 356.7122 | 0.017146 | 350.9891 | 3.5203e-06 | 356.7122 | 0 | 403.6463 | 0.00012834 | 357.3067 | 0 | 357.3067 | 0 | 357.3067 | 0 | 357.3067 | 0 | 357.3067 | 0 | 357.3067 | 0 | 403.6463 | 6.1666e-05 | 357.3067 | 0 | 356.7122 | 0 | 616.5853 | 0.016611 | 356.7122 | 0 | 615.7212 | 0.00010725 | 616.5853 | 0.009755 | 355.5217 | 0
|  | 357.5214 | 1.5551 | 356.9267 | 1.6155 | 404.5361 | 0.24187 | 357.5214 | 0.036438 | 356.9267 | 0.047279 | 351.2039 | 0.00022736 | 356.9267 | 0 | 403.7593 | 0.00011586 | 357.5214 | 0 | 357.5214 | 0 | 357.5214 | 0 | 357.5214 | 3.4973e-05 | 357.5214 | 0 | 357.5214 | 0 | 403.7593 | 3.837e-05 | 357.5214 | 0.0040368 | 356.9267 | 0 | 616.745 | 0.02124 | 356.9267 | 0 | 615.8814 | 0.00028599 | 616.745 | 0.0084544 | 355.7335 | 0
|  | 357.7361 | 1.7259 | 357.1412 | 1.7768 | 404.6489 | 0.23194 | 357.7361 | 0.0022724 | 357.1412 | 0.012957 | 351.4188 | -0.00010241 | 357.1412 | 0 | 403.8722 | 9.8538e-05 | 357.7361 | 0 | 357.7361 | 0 | 357.7361 | 0 | 357.7361 | 0 | 357.7361 | 0 | 357.7361 | 0 | 403.8722 | 4.1625e-05 | 357.7362 | 0 | 357.1412 | 0 | 616.9047 | 0.01534 | 357.1412 | 0 | 616.0415 | 0.00010725 | 616.9047 | 0.0087331 | 355.9454 | 0
|  | 357.9509 | 1.8828 | 357.3557 | 1.9211 | 404.7617 | 0.22114 | 357.9509 | 0.036369 | 357.3557 | 0.070519 | 351.6337 | 0.00011919 | 357.3557 | 0 | 403.9852 | 9.0528e-05 | 357.9509 | 0 | 357.9509 | 0 | 357.9509 | 0 | 357.9509 | 5.8481e-05 | 357.9509 | 0 | 357.9509 | 0 | 403.9852 | 5.8412e-05 | 357.9509 | 0.0064635 | 357.3557 | 0 | 617.0644 | 0.032223 | 357.3557 | 0 | 616.2016 | 0.00028599 | 617.0644 | 0.008315 | 356.1573 | 0
|  | 358.1656 | 2.0266 | 357.5703 | 2.0812 | 404.8745 | 0.24197 | 358.1656 | -0.0098289 | 357.5703 | -0.0036558 | 351.8486 | -9.129e-05 | 357.5703 | 0 | 404.0982 | 0.00011269 | 358.1657 | 0 | 358.1657 | 0 | 358.1657 | 0 | 358.1656 | 0 | 358.1657 | 0 | 358.1657 | 0 | 404.0982 | 7.8454e-05 | 358.1657 | 0 | 357.5702 | 0 | 617.2242 | 0.015703 | 357.5703 | 0 | 616.3618 | 0 | 617.2242 | 0.0090118 | 356.3691 | 0
|  | 358.3804 | 2.2694 | 357.7848 | 2.2802 | 404.9872 | 0.18981 | 358.3804 | 0.022049 | 357.7848 | 0.067026 | 352.0634 | 0.00016346 | 357.7848 | 0 | 404.2111 | 0.00013747 | 358.3804 | 0 | 358.3804 | 0 | 358.3804 | 0 | 358.3804 | 3.7136e-05 | 358.3804 | 0 | 358.3804 | 0 | 404.2111 | 7.6741e-05 | 358.3804 | 0.0080468 | 357.7848 | 0 | 617.3839 | 0.022012 | 357.7848 | 0 | 616.5219 | 7.1499e-05 | 617.3839 | 0.0084544 | 356.581 | 0
|  | 358.5952 | 2.4703 | 357.9994 | 2.4276 | 405.1 | 0.20041 | 358.5952 | 0.0021795 | 357.9994 | 0.011194 | 352.2784 | -9.058e-05 | 357.9994 | 0 | 404.3241 | 0.00015833 | 358.5952 | 0 | 358.5952 | 0 | 358.5952 | 0 | 358.5952 | 0 | 358.5952 | 0 | 358.5952 | 0 | 404.3241 | 0.00010843 | 358.5953 | 0 | 357.9994 | 0 | 617.5436 | 0.015159 | 357.9994 | 0 | 616.6821 | 0.00010725 | 617.5436 | 0.0087331 | 356.7929 | 0
|  | 358.81 | 2.6983 | 358.2139 | 2.657 | 405.2128 | 0.18981 | 358.81 | 0.029085 | 358.2139 | 0.036041 | 352.4933 | 0.00016931 | 358.2139 | 0 | 404.4371 | 0.00015013 | 358.81 | 0 | 358.81 | 0 | 358.81 | 0 | 358.81 | 2.1352e-05 | 358.81 | 0 | 358.81 | 0 | 404.4371 | 0.00014012 | 358.81 | 0.0060628 | 358.2139 | 0 | 617.7034 | 0.025461 | 358.2139 | 0 | 616.8422 | 0.00028599 | 617.7034 | 0.008315 | 357.0048 | 0
|  | 359.0249 | 2.9749 | 358.4285 | 2.8934 | 405.3256 | 0.19927 | 359.0249 | 0.0093014 | 358.4285 | 0.03336 | 352.7082 | -1.1286e-05 | 358.4285 | 0 | 404.5501 | 0.00015181 | 359.0249 | 0 | 359.0249 | 0 | 359.0249 | 0 | 359.0249 | 0 | 359.0249 | 0 | 359.0249 | 0 | 404.5501 | 0.00013841 | 359.0249 | 0 | 358.4285 | 0 | 617.8631 | 0.015567 | 358.4285 | 0 | 617.0024 | 0 | 617.8631 | 0.008826 | 357.2168 | 0
|  | 359.2397 | 3.2299 | 358.6431 | 3.1867 | 405.4384 | 0.19745 | 359.2397 | 0.028727 | 358.6431 | 0.11973 | 352.9232 | 0.000155 | 358.6431 | 0 | 404.6631 | 0.00014175 | 359.2397 | 0 | 359.2397 | 0 | 359.2397 | 0 | 359.2397 | 6.6078e-05 | 359.2397 | 0 | 359.2397 | 0 | 404.6631 | 9.8495e-05 | 359.2397 | 0.0081388 | 358.6431 | 0 | 618.0229 | 0.025552 | 358.6431 | 0 | 617.1626 | 7.1499e-05 | 618.0229 | 0.0085008 | 357.4287 | 0
|  | 359.4546 | 3.5427 | 358.8578 | 3.3854 | 405.5512 | 0.18055 | 359.4546 | 0.0093663 | 358.8578 | 0.025995 | 353.1381 | -3.6416e-05 | 358.8578 | 0 | 404.776 | 0.00013151 | 359.4546 | 0 | 359.4546 | 0 | 359.4546 | 0 | 359.4546 | 0 | 359.4546 | 0 | 359.4546 | 0 | 404.776 | 4.1625e-05 | 359.4546 | 0 | 358.8578 | 0 | 618.1826 | 0.016021 | 358.8578 | 0 | 617.3228 | 0.00032174 | 618.1826 | 0.0089653 | 357.6407 | 0
|  | 359.6694 | 3.9634 | 359.0724 | 3.722 | 405.6639 | 0.18217 | 359.6694 | 0.022104 | 359.0724 | 0.11671 | 353.3531 | 7.2194e-05 | 359.0724 | 0 | 404.889 | 0.00011437 | 359.6694 | 0 | 359.6694 | 0 | 359.6694 | 0 | 359.6694 | 1.8156e-05 | 359.6694 | 0 | 359.6694 | 0 | 404.889 | 5.1731e-05 | 359.6694 | 0.0074581 | 359.0724 | 0 | 618.3424 | 0.028411 | 359.0724 | 0 | 617.4829 | 0 | 618.3424 | 0.0086402 | 357.8526 | 0
|  | 359.8843 | 4.2379 | 359.2871 | 4.0366 | 405.7767 | 0.1751 | 359.8843 | 0.020295 | 359.2871 | 0.044377 | 353.5681 | 2.4135e-05 | 359.2871 | 0 | 405.002 | 0.0001235 | 359.8843 | 0 | 359.8843 | 0 | 359.8843 | 0 | 359.8843 | 0 | 359.8843 | 0 | 359.8843 | 0 | 405.002 | 6.5092e-05 | 359.8843 | 0 | 359.2871 | 0 | 618.5022 | 0.016202 | 359.2871 | 0 | 617.6431 | 0 | 618.5022 | 0.0091047 | 358.0646 | 0
|  | 360.0992 | 4.6813 | 359.5017 | 4.4254 | 405.8895 | 0.13593 | 360.0992 | 0.023702 | 359.5017 | 0.09414 | 353.7831 | 0.00021844 | 359.5017 | 0 | 405.1151 | 0.00011754 | 360.0992 | 0 | 360.0992 | 0 | 360.0992 | 0 | 360.0992 | 6.442e-05 | 360.0992 | 0 | 360.0992 | 0 | 405.1151 | 6.8347e-05 | 360.0992 | 0.0047612 | 359.5017 | 0 | 618.662 | 0.020196 | 359.5017 | 0 | 617.8033 | 0 | 618.662 | 0.0086402 | 358.2766 | 0
|  | 360.3141 | 5.1372 | 359.7164 | 4.713 | 406.0023 | 0.15542 | 360.3141 | 0.019792 | 359.7164 | 0.026917 | 353.9981 | -0.087816 | 359.7164 | 0 | 405.2281 | 0.00012219 | 360.3141 | 0 | 360.3141 | 0 | 360.3141 | 0 | 360.3141 | 0 | 360.3141 | 0 | 360.3141 | 0 | 405.2281 | 6.3379e-05 | 360.3141 | 0 | 359.7164 | 0 | 618.8218 | 0.021966 | 359.7164 | 0 | 617.9635 | 0.00010725 | 618.8218 | 0.0091976 | 358.4886 | 0
|  | 360.5291 | 5.5888 | 359.9311 | 5.1911 | 406.1151 | 0.17252 | 360.5291 | 0.061076 | 359.9311 | 0.12285 | 354.2131 | 0.11199 | 359.9311 | 0 | 405.3411 | 0.00011456 | 360.5291 | 0 | 360.5291 | 0 | 360.5291 | 0 | 360.5291 | 8.1351e-05 | 360.5291 | 0 | 360.5291 | 0 | 405.3411 | 5.4986e-05 | 360.529 | 0.0073899 | 359.9311 | 0 | 618.9816 | 0.019152 | 359.9311 | 0 | 618.1237 | 0 | 618.9816 | 0.0085473 | 358.7006 | 0
|  | 360.744 | 6.025 | 360.1458 | 5.5951 | 406.2279 | 0.15303 | 360.744 | 0.047093 | 360.1458 | 0.042726 | 354.4282 | 0.0034576 | 360.1458 | 0 | 405.4541 | 0.00012666 | 360.744 | 0 | 360.744 | 0 | 360.744 | 0 | 360.744 | 0 | 360.744 | 0 | 360.744 | 0 | 405.4541 | 7.8454e-05 | 360.744 | 0 | 360.1458 | 0 | 619.1414 | 0.014296 | 360.1458 | 0 | 618.284 | 0.00032174 | 619.1414 | 0.0087331 | 358.9126 | 0
|  | 360.959 | 6.6259 | 360.3606 | 6.0685 | 406.3406 | 0.15819 | 360.959 | 0.042999 | 360.3606 | 0.098438 | 354.6432 | 0.050538 | 360.3606 | 0 | 405.5672 | 0.00014045 | 360.959 | 0 | 360.959 | 0 | 360.959 | 0 | 360.959 | 3.7688e-05 | 360.959 | 0 | 360.959 | 0 | 405.5672 | 8.6676e-05 | 360.959 | 0.0059482 | 360.3606 | 0 | 619.3012 | 0.014115 | 360.3606 | 0 | 618.4442 | 0 | 619.3012 | 0.0079434 | 359.1247 | 0
|  | 361.174 | 7.2287 | 360.5753 | 6.5534 | 406.4534 | 0.16966 | 361.174 | 0.016733 | 360.5753 | 0.060355 | 354.8582 | -0.031747 | 360.5753 | 0 | 405.6802 | 0.00012797 | 361.1739 | 0 | 361.1739 | 0 | 361.1739 | 0 | 361.174 | 0 | 361.1739 | 0 | 361.1739 | 0 | 405.6802 | 8.3421e-05 | 361.1739 | 0 | 360.5753 | 0 | 619.461 | 0.020922 | 360.5753 | 0 | 618.6044 | 0.00032174 | 619.461 | 0.0085008 | 359.3367 | 0
|  | 361.3889 | 7.8687 | 360.7901 | 7.0583 | 406.5662 | 0.13469 | 361.3889 | 0.040953 | 360.7901 | 0.093909 | 355.0733 | 0.060496 | 360.7901 | 0 | 405.7932 | 0.00011009 | 361.3889 | 0 | 361.3889 | 0 | 361.3889 | 0 | 361.3889 | 2.2221e-05 | 361.3889 | 0 | 361.3889 | 0 | 405.7932 | 6.8347e-05 | 361.3889 | 0.0082922 | 360.7901 | 0 | 619.6208 | 0.022012 | 360.7901 | 0 | 618.7646 | 7.1499e-05 | 619.6208 | 0.0087331 | 359.5488 | 0
|  | 361.6039 | 8.5629 | 361.0049 | 7.691 | 406.679 | 0.13918 | 361.6039 | 0.027393 | 361.0049 | 0.04977 | 355.2884 | 0.048116 | 361.0049 | 0 | 405.9063 | 0.00010059 | 361.6039 | 0 | 361.6039 | 0 | 361.6039 | 0 | 361.6039 | 0 | 361.6039 | 0 | 361.6039 | 0 | 405.9063 | 6.5092e-05 | 361.6039 | 0 | 361.0049 | 0 | 619.7807 | 0.014115 | 361.0049 | 0 | 618.9249 | 0.00010725 | 619.7807 | 0.0092905 | 359.7609 | 0
|  | 361.8189 | 9.3664 | 361.2197 | 8.3794 | 406.7918 | 0.12485 | 361.8189 | 0.05088 | 361.2197 | 0.12496 | 355.5035 | 0.1747 | 361.2197 | 0 | 406.0193 | 0.00012611 | 361.8189 | 0 | 361.8189 | 0 | 361.8189 | 0 | 361.8189 | 5.6274e-05 | 361.8189 | 0 | 361.8189 | 0 | 406.0193 | 9.3356e-05 | 361.8189 | 0.0070602 | 361.2197 | 0 | 619.9405 | 0.012435 | 361.2197 | 0 | 619.0851 | 0 | 619.9405 | 0.0089189 | 359.973 | 0
|  | 362.034 | 10.2055 | 361.4345 | 9.0163 | 406.9045 | 0.13727 | 362.034 | 0.02289 | 361.4345 | 0.040433 | 355.7186 | -0.050652 | 361.4345 | 0 | 406.1324 | 0.00013654 | 362.034 | 0 | 362.034 | 0 | 362.034 | 0 | 362.034 | 0 | 362.034 | 0 | 362.034 | 0 | 406.1324 | 7.8454e-05 | 362.034 | 0 | 361.4345 | 0 | 620.1004 | 0.021059 | 361.4345 | 0 | 619.2454 | 0.00053624 | 620.1004 | 0.0090118 | 360.1851 | 0
|  | 362.249 | 10.9517 | 361.6493 | 9.7786 | 407.0173 | 0.10164 | 362.249 | 0.044971 | 361.6493 | 0.12482 | 355.9337 | 0.092202 | 361.6493 | 0 | 406.2454 | 0.00013933 | 362.249 | 0 | 362.249 | 0 | 362.249 | 0 | 362.249 | 4.5015e-05 | 362.249 | 0 | 362.249 | 0 | 406.2454 | 7.3315e-05 | 362.249 | 0.0082011 | 361.6493 | 0 | 620.2602 | 0.019788 | 361.6493 | 0 | 619.4057 | 7.1499e-05 | 620.2602 | 0.0083614 | 360.3972 | 0
|  | 362.4641 | 11.8591 | 361.8642 | 10.5098 | 407.1301 | 0.1259 | 362.4641 | 0.018157 | 361.8642 | 0.072804 | 356.1489 | -0.098471 | 361.8642 | 0 | 406.3585 | 0.00012443 | 362.4641 | 0 | 362.4641 | 0 | 362.4641 | 0 | 362.4641 | 0 | 362.4641 | 0 | 362.4641 | 0 | 406.3585 | 5.8412e-05 | 362.4641 | 0 | 361.8642 | 0 | 620.4201 | 0.021876 | 361.8642 | 0 | 619.5659 | 0.00010725 | 620.4201 | 0.0083614 | 360.6093 | 0
|  | 362.6792 | 12.8605 | 362.079 | 11.428 | 407.2429 | 0.10078 | 362.6792 | 0.055202 | 362.079 | 0.15714 | 356.364 | 0.095014 | 362.079 | 0 | 406.4716 | 0.00011716 | 362.6792 | 0 | 362.6792 | 0 | 362.6792 | 0 | 362.6792 | 4.1106e-05 | 362.6792 | 0 | 362.6792 | 0 | 406.4716 | 8.5134e-05 | 362.6792 | 0.0062096 | 362.079 | 0 | 620.5799 | 0.021149 | 362.079 | 0 | 619.7262 | 0 | 620.5799 | 0.007804 | 360.8214 | 0
|  | 362.8943 | 13.8588 | 362.2939 | 12.2075 | 407.3557 | 0.12122 | 362.8943 | 0.026125 | 362.2939 | 0.067754 | 356.5792 | -0.0071837 | 362.2939 | 0 | 406.5846 | 0.00012219 | 362.8943 | 0 | 362.8943 | 0 | 362.8943 | 0 | 362.8943 | 0 | 362.8943 | 0 | 362.8943 | 0 | 406.5846 | 0.00010004 | 362.8943 | 0 | 362.2939 | 0 | 620.7398 | 0.019016 | 362.2939 | 0 | 619.8865 | 0.00010725 | 620.7398 | 0.0081756 | 361.0336 | 0
|  | 363.1094 | 14.8886 | 362.5088 | 13.178 | 407.4684 | 0.090655 | 363.1094 | 0.043499 | 362.5088 | 0.15364 | 356.7944 | 0.09793 | 362.5088 | 0 | 406.6977 | 0.00012741 | 363.1094 | 0 | 363.1094 | 0 | 363.1094 | 0 | 363.1094 | 4.215e-05 | 363.1094 | 0 | 363.1094 | 0 | 406.6977 | 0.00013018 | 363.1094 | 0.0084153 | 362.5088 | 0 | 620.8997 | 0.020196 | 362.5088 | 0 | 620.0468 | 7.1499e-05 | 620.8997 | 0.0078505 | 361.2458 | 0
|  | 363.3245 | 15.8197 | 362.7237 | 14.1085 | 407.5812 | 0.11301 | 363.3245 | 0.044762 | 362.7237 | 0.11724 | 357.0096 | -0.089211 | 362.7237 | 0 | 406.8108 | 0.00012797 | 363.3245 | 0 | 363.3245 | 0 | 363.3245 | 0 | 363.3245 | 0 | 363.3245 | 0 | 363.3245 | 0 | 406.8108 | 0.00012676 | 363.3245 | 0 | 362.7237 | 0 | 621.0596 | 0.020514 | 362.7237 | 0 | 620.207 | 0.00010725 | 621.0596 | 0.0082685 | 361.4579 | 0
|  | 363.5396 | 16.9218 | 362.9386 | 15.195 | 407.694 | 0.094667 | 363.5396 | 0.051529 | 362.9386 | 0.17026 | 357.2247 | 0.14214 | 362.9386 | 0 | 406.9239 | 0.00011661 | 363.5396 | 0 | 363.5396 | 0 | 363.5396 | 0 | 363.5396 | 3.6604e-05 | 363.5396 | 0 | 363.5396 | 0 | 406.9239 | 9.6782e-05 | 363.5396 | 0.012411 | 362.9386 | 0 | 621.2195 | 0.024009 | 362.9386 | 0 | 620.3673 | 0 | 621.2195 | 0.0079898 | 361.6701 | 0
|  | 363.7548 | 18.1606 | 363.1536 | 16.2714 | 407.8068 | 0.095909 | 363.7548 | 0.047431 | 363.1536 | 0.1621 | 357.4399 | -0.090497 | 363.1536 | 0 | 407.037 | 0.00011027 | 363.7548 | 0 | 363.7548 | 0 | 363.7548 | 0 | 363.7548 | 0 | 363.7548 | 0 | 363.7548 | 0 | 407.037 | 6.6805e-05 | 363.7548 | 0 | 363.1536 | 0 | 621.3794 | 0.018018 | 363.1536 | 0 | 620.5276 | 0.00010725 | 621.3794 | 0.0086402 | 361.8823 | 0
|  | 363.9699 | 19.1534 | 363.3685 | 17.475 | 407.9196 | 0.07623 | 363.9699 | 0.05638 | 363.3685 | 0.20132 | 357.6552 | 0.13733 | 363.3685 | 0 | 407.1501 | 0.00011959 | 363.9699 | 0 | 363.9699 | 0 | 363.9699 | 0 | 363.9699 | 5.9226e-05 | 363.9699 | 0 | 363.9699 | 0 | 407.1501 | 5.0018e-05 | 363.9699 | 0.0046436 | 363.3685 | 0 | 621.5393 | 0.026641 | 363.3685 | 0 | 620.688 | 0 | 621.5393 | 0.0082685 | 362.0945 | 0
|  | 364.1851 | 20.3027 | 363.5835 | 18.6159 | 408.0323 | 0.089126 | 364.1851 | 0.042828 | 363.5835 | 0.14924 | 357.8704 | -0.0507 | 363.5835 | 0 | 407.2632 | 0.00010115 | 364.1851 | 0 | 364.1851 | 0 | 364.1851 | 0 | 364.1851 | 0 | 364.1851 | 0 | 364.1851 | 0 | 407.2632 | 8.5134e-05 | 364.1851 | 0 | 363.5835 | 0 | 621.6992 | 0.017882 | 363.5835 | 0 | 620.8483 | 0.00032174 | 621.6992 | 0.0087795 | 362.3068 | 0
|  | 364.4003 | 21.3121 | 363.7985 | 19.8262 | 408.1451 | 0.079574 | 364.4003 | 0.055704 | 363.7985 | 0.23875 | 358.0857 | 0.070836 | 363.7985 | 0 | 407.3763 | 0.00010971 | 364.4003 | 0 | 364.4003 | 0 | 364.4003 | 0 | 364.4003 | 5.5413e-05 | 364.4003 | 0 | 364.4003 | 0 | 407.3763 | 8.5134e-05 | 364.4003 | 0.0080072 | 363.7985 | 0 | 621.8591 | 0.022193 | 363.7985 | 0 | 621.0086 | 0 | 621.8591 | 0.0080363 | 362.519 | 0
|  | 364.6155 | 22.1057 | 364.0135 | 20.9808 | 408.2579 | 0.074893 | 364.6155 | 0.044157 | 364.0135 | 0.18691 | 358.3009 | -0.025253 | 364.0135 | 0 | 407.4894 | 0.00010375 | 364.6155 | 0 | 364.6155 | 0 | 364.6155 | 0 | 364.6155 | 0 | 364.6155 | 0 | 364.6155 | 0 | 407.4894 | 8.6676e-05 | 364.6155 | 0 | 364.0135 | 0 | 622.0191 | 0.019334 | 364.0135 | 0 | 621.1689 | 0.00032174 | 622.0191 | 0.0085008 | 362.7313 | 0
|  | 364.8307 | 22.9182 | 364.2285 | 22.1133 | 408.3707 | 0.04719 | 364.8307 | 0.065306 | 364.2285 | 0.25101 | 358.5162 | 0.057243 | 364.2285 | 0 | 407.6025 | 0.00012015 | 364.8307 | 0 | 364.8307 | 0 | 364.8307 | 0 | 364.8307 | 5.3109e-05 | 364.8307 | 0 | 364.8307 | 0 | 407.6025 | 6.3379e-05 | 364.8308 | 0.0067734 | 364.2285 | 0 | 622.179 | 0.021059 | 364.2285 | 0 | 621.3293 | 7.1499e-05 | 622.179 | 0.0082685 | 362.9435 | 0
|  | 365.046 | 23.6171 | 364.4435 | 23.212 | 408.4834 | 0.073842 | 365.046 | 0.049699 | 364.4435 | 0.16388 | 358.7315 | -0.0020486 | 364.4435 | 0 | 407.7157 | 0.00011437 | 365.046 | 0 | 365.046 | 0 | 365.046 | 0 | 365.046 | 0 | 365.046 | 0 | 365.046 | 0 | 407.7157 | 4.0083e-05 | 365.046 | 0 | 364.4435 | 0 | 622.339 | 0.019969 | 364.4435 | 0 | 621.4896 | 0.00053624 | 622.339 | 0.0091047 | 363.1558 | 0
|  | 365.2612 | 24.2813 | 364.6586 | 24.4409 | 408.5962 | 0.04528 | 365.2612 | 0.072945 | 364.6586 | 0.26404 | 358.9468 | 0.12992 | 364.6586 | 0 | 407.8288 | 0.00010357 | 365.2612 | 0 | 365.2612 | 0 | 365.2612 | 0 | 365.2612 | 3.7122e-05 | 365.2612 | 0 | 365.2612 | 0 | 407.8288 | 2.8435e-05 | 365.2612 | 0.0046245 | 364.6586 | 0 | 622.4989 | 0.022239 | 364.6586 | 0 | 621.65 | 7.1499e-05 | 622.4989 | 0.0086402 | 363.3681 | 0
|  | 365.4765 | 25.025 | 364.8736 | 25.5351 | 408.709 | 0.068588 | 365.4765 | 0.065781 | 364.8736 | 0.19646 | 359.1621 | -0.015517 | 364.8736 | 0 | 407.9419 | 9.7234e-05 | 365.4765 | 0 | 365.4765 | 0 | 365.4765 | 0 | 365.4765 | 0 | 365.4765 | 0 | 365.4765 | 0 | 407.9419 | 3.6657e-05 | 365.4765 | 0 | 364.8736 | 0 | 622.6589 | 0.017791 | 364.8736 | 0 | 621.8103 | 0.00010725 | 622.6589 | 0.0090118 | 363.5804 | 0
|  | 365.6918 | 25.4494 | 365.0887 | 26.7217 | 408.8218 | 0.052253 | 365.6918 | 0.10558 | 365.0887 | 0.32537 | 359.3774 | 0.043021 | 365.0887 | 0 | 408.0551 | 9.9283e-05 | 365.6918 | 0 | 365.6918 | 0 | 365.6918 | 0 | 365.6918 | 5.4889e-05 | 365.6918 | 0 | 365.6918 | 0 | 408.0551 | 5.0018e-05 | 365.6918 | 0.0099556 | 365.0887 | 0 | 622.8188 | 0.018018 | 365.0887 | 0 | 621.9707 | 0 | 622.8188 | 0.0082221 | 363.7927 | 0
|  | 365.9071 | 25.836 | 365.3038 | 27.798 | 408.9345 | 0.066773 | 365.9071 | 0.072685 | 365.3038 | 0.26608 | 359.5927 | -0.032579 | 365.3038 | 0 | 408.1682 | 9.891e-05 | 365.9071 | 0 | 365.9071 | 0 | 365.9071 | 0 | 365.9071 | 0 | 365.9071 | 0 | 365.9071 | 0 | 408.1682 | 6.6805e-05 | 365.9071 | 0 | 365.3038 | 0 | 622.9788 | 0.015159 | 365.3038 | 0 | 622.131 | 0.00010725 | 622.9788 | 0.0085008 | 364.005 | 0
|  | 366.1224 | 26.2418 | 365.5189 | 28.769 | 409.0473 | 0.028085 | 366.1224 | 0.093485 | 365.5189 | 0.36899 | 359.8081 | 0.07876 | 365.5189 | 0 | 408.2813 | 9.7979e-05 | 366.1224 | 0 | 366.1224 | 0 | 366.1224 | 0 | 366.1224 | 5.3305e-05 | 366.1224 | 0 | 366.1224 | 0 | 408.2813 | 8.1708e-05 | 366.1224 | 0.0085844 | 365.5189 | 0 | 623.1388 | 0.022102 | 365.5189 | 0 | 622.2914 | 7.1499e-05 | 623.1388 | 0.0080363 | 364.2174 | 0
|  | 366.3377 | 26.4017 | 365.7341 | 29.5908 | 409.1601 | 0.046044 | 366.3377 | 0.088929 | 365.7341 | 0.31999 | 360.0234 | 0.016404 | 365.7341 | 0 | 408.3945 | 9.2391e-05 | 366.3377 | 0 | 366.3377 | 0 | 366.3377 | 0 | 366.3377 | 0 | 366.3377 | 0 | 366.3377 | 0 | 408.3945 | 6.8347e-05 | 366.3377 | 0 | 365.7341 | 0 | 623.2988 | 0.014115 | 365.7341 | 0 | 622.4518 | 0.00010725 | 623.2988 | 0.0082221 | 364.4298 | 0
|  | 366.553 | 26.5756 | 365.9492 | 30.4745 | 409.2729 | 0.026938 | 366.553 | 0.10269 | 365.9492 | 0.35034 | 360.2388 | 0.064188 | 365.9492 | 0 | 408.5077 | 0.00010152 | 366.553 | 0 | 366.553 | 0 | 366.553 | 0 | 366.553 | 5.4637e-05 | 366.553 | 0 | 366.553 | 0 | 408.5077 | 7.9995e-05 | 366.553 | 0.0091502 | 365.9492 | 0 | 623.4588 | 0.023918 | 365.9492 | 0 | 622.6122 | 0 | 623.4588 | 0.0079898 | 364.6421 | 0
|  | 366.7684 | 26.4448 | 366.1644 | 31.11 | 409.3856 | 0.051489 | 366.7684 | 0.087374 | 366.1644 | 0.34984 | 360.4542 | -0.031391 | 366.1644 | 0 | 408.6208 | 0.00010021 | 366.7684 | 0 | 366.7684 | 0 | 366.7684 | 0 | 366.7684 | 0 | 366.7684 | 0 | 366.7684 | 0 | 408.6208 | 6.0125e-05 | 366.7684 | 0 | 366.1644 | 0 | 623.6188 | 0.016747 | 366.1644 | 0 | 622.7726 | 0.00010725 | 623.6188 | 0.0085008 | 364.8545 | 0
|  | 366.9838 | 26.4891 | 366.3795 | 31.6228 | 409.4984 | 0.026365 | 366.9838 | 0.11901 | 366.3795 | 0.45124 | 360.6696 | 0.094657 | 366.3795 | 0 | 408.734 | 0.00010766 | 366.9838 | 0 | 366.9838 | 0 | 366.9838 | 0 | 366.9838 | 4.9872e-05 | 366.9838 | 0 | 366.9838 | 0 | 408.734 | 8.1708e-05 | 366.9838 | 0.0094991 | 366.3795 | 0 | 623.7788 | 0.023282 | 366.3795 | 0 | 622.933 | 7.1499e-05 | 623.7788 | 0.0084544 | 365.0669 | 0
|  | 367.1992 | 26.1497 | 366.5947 | 32.0368 | 409.6112 | 0.046426 | 367.1992 | 0.11175 | 366.5947 | 0.45189 | 360.885 | -0.007215 | 366.5947 | 0 | 408.8472 | 0.00011065 | 367.1992 | 0 | 367.1992 | 0 | 367.1992 | 0 | 367.1992 | 0 | 367.1992 | 0 | 367.1992 | 0 | 408.8472 | 6.5092e-05 | 367.1992 | 0 | 366.5947 | 0 | 623.9388 | 0.019016 | 366.5947 | 0 | 623.0934 | 0 | 623.9388 | 0.0087331 | 365.2793 | 0
|  | 367.4146 | 25.9498 | 366.8099 | 32.1685 | 409.724 | 0.022926 | 367.4146 | 0.14261 | 366.8099 | 0.50146 | 361.1004 | 0.081584 | 366.8099 | 0 | 408.9604 | 0.00012108 | 367.4146 | 0 | 367.4146 | 0 | 367.4146 | 0 | 367.4146 | 3.2715e-05 | 367.4146 | 0 | 367.4146 | 0 | 408.9604 | 6.8347e-05 | 367.4146 | 0.004591 | 366.8099 | 0 | 624.0988 | 0.028229 | 366.8099 | 0 | 623.2538 | 0 | 624.0988 | 0.0080827 | 365.4917 | 0
|  | 367.63 | 25.4399 | 367.0252 | 32.3726 | 409.8367 | 0.044229 | 367.63 | 0.10753 | 367.0252 | 0.44579 | 361.3159 | -0.016343 | 367.0252 | 0 | 409.0735 | 0.00012219 | 367.63 | 0 | 367.63 | 0 | 367.63 | 0 | 367.63 | 0 | 367.63 | 0 | 367.63 | 0 | 409.0735 | 7.006e-05 | 367.63 | 0 | 367.0251 | 0 | 624.2589 | 0.020106 | 367.0252 | 0 | 623.4142 | 0.00010725 | 624.2589 | 0.0086402 | 365.7041 | 0
|  | 367.8454 | 25.1525 | 367.2404 | 32.4308 | 409.9495 | 0.0092977 | 367.8454 | 0.15492 | 367.2404 | 0.55519 | 361.5313 | 0.079521 | 367.2404 | 0 | 409.1867 | 0.00011884 | 367.8454 | 0 | 367.8454 | 0 | 367.8454 | 0 | 367.8454 | 4.636e-05 | 367.8454 | 0 | 367.8454 | 0 | 409.1867 | 7.6741e-05 | 367.8454 | 0.006069 | 367.2404 | 0 | 624.4189 | 0.024417 | 367.2404 | 0 | 623.5746 | 0.00028599 | 624.4189 | 0.0085008 | 365.9166 | 0
|  | 368.0609 | 24.6812 | 367.4556 | 32.3536 | 410.0623 | 0.038306 | 368.0609 | 0.16869 | 367.4556 | 0.56416 | 361.7468 | -0.021827 | 367.4556 | 0 | 409.2999 | 0.00010673 | 368.0608 | 0 | 368.0608 | 0 | 368.0608 | 0 | 368.0609 | 0 | 368.0608 | 0 | 368.0608 | 0 | 409.2999 | 9.6782e-05 | 368.0609 | 0 | 367.4556 | 0 | 624.5789 | 0.016929 | 367.4556 | 0 | 623.735 | 0.00010725 | 624.5789 | 0.0090118 | 366.129 | 0
|  | 368.2763 | 24.2811 | 367.6709 | 32.1803 | 410.175 | 0.01175 | 368.2763 | 0.18005 | 367.6709 | 0.64286 | 361.9622 | 0.062231 | 367.6709 | 0 | 409.4131 | 0.00011158 | 368.2763 | 0 | 368.2763 | 0 | 368.2763 | 0 | 368.2763 | 5.8946e-05 | 368.2763 | 0 | 368.2763 | 0 | 409.4131 | 9.6782e-05 | 368.2763 | 0.010122 | 367.6709 | 0 | 624.739 | 0.023282 | 367.6709 | 0 | 623.8955 | 0 | 624.739 | 0.0080827 | 366.3415 | 0
|  | 368.4918 | 23.4771 | 367.8862 | 31.9443 | 410.2878 | 0.035918 | 368.4918 | 0.18618 | 367.8862 | 0.62782 | 362.1777 | 0.015848 | 367.8862 | 0 | 409.5263 | 0.00011716 | 368.4918 | 0 | 368.4918 | 0 | 368.4918 | 0 | 368.4918 | 0 | 368.4918 | 0 | 368.4918 | 0 | 409.5263 | 0.00012008 | 368.4918 | 0 | 367.8862 | 0 | 624.8991 | 0.017065 | 367.8862 | 0 | 624.0559 | 0 | 624.8991 | 0.0083614 | 366.554 | 0
|  | 368.7072 | 23.0035 | 368.1015 | 31.6231 | 410.4006 | 0.016431 | 368.7072 | 0.19452 | 368.1015 | 0.74725 | 362.3932 | 0.059394 | 368.1015 | 0 | 409.6395 | 0.00011363 | 368.7073 | 0 | 368.7073 | 0 | 368.7073 | 0 | 368.7072 | 4.2364e-05 | 368.7073 | 0 | 368.7073 | 0 | 409.6395 | 0.00012676 | 368.7072 | 0.0075699 | 368.1015 | 0 | 625.0591 | 0.014342 | 368.1015 | 0 | 624.2164 | 7.1499e-05 | 625.0591 | 0.0079434 | 366.7665 | 0
|  | 368.9228 | 22.2458 | 368.3168 | 31.0312 | 410.5134 | 0.025506 | 368.9228 | 0.20706 | 368.3168 | 0.69358 | 362.6087 | -0.026382 | 368.3168 | 0 | 409.7528 | 9.7047e-05 | 368.9228 | 0 | 368.9228 | 0 | 368.9228 | 0 | 368.9228 | 0 | 368.9228 | 0 | 368.9228 | 0 | 409.7528 | 0.00012008 | 368.9228 | 0 | 368.3168 | 0 | 625.2192 | 0.017473 | 368.3168 | 0 | 624.3768 | 0.00032174 | 625.2192 | 0.0089189 | 366.9789 | 0
|  | 369.1383 | 21.4356 | 368.5321 | 30.3426 | 410.6261 | 0.0091316 | 369.1383 | 0.24768 | 368.5321 | 0.83058 | 362.8242 | 0.10291 | 368.5321 | 0 | 409.866 | 8.8479e-05 | 369.1383 | 0 | 369.1383 | 0 | 369.1383 | 0 | 369.1383 | 3.3808e-05 | 369.1383 | 0 | 369.1383 | 0 | 409.866 | 7.3315e-05 | 369.1383 | 0.0077597 | 368.5321 | 0 | 625.3793 | 0.026096 | 368.5321 | 0 | 624.5373 | 7.1499e-05 | 625.3793 | 0.0085008 | 367.1915 | 0
|  | 369.3538 | 20.6763 | 368.7475 | 29.5309 | 410.7389 | 0.027512 | 369.3538 | 0.26449 | 368.7475 | 0.7985 | 363.0398 | -0.036505 | 368.7475 | 0 | 409.9792 | 0.00010748 | 369.3538 | 0 | 369.3538 | 0 | 369.3538 | 0 | 369.3538 | 0 | 369.3538 | 0 | 369.3538 | 0 | 409.9792 | 3.6657e-05 | 369.3538 | 0 | 368.7475 | 0 | 625.5394 | 0.018199 | 368.7475 | 0 | 624.6977 | 0.00032174 | 625.5394 | 0.0086866 | 367.404 | 0
|  | 369.5693 | 19.8959 | 368.9628 | 28.7801 | 410.8517 | 0.010317 | 369.5693 | 0.28439 | 368.9628 | 0.92757 | 363.2553 | 0.050016 | 368.9628 | 0 | 410.0924 | 0.00010115 | 369.5694 | 0 | 369.5694 | 0 | 369.5694 | 0 | 369.5693 | 4.4424e-05 | 369.5694 | 0 | 369.5694 | 0 | 410.0924 | 2.9977e-05 | 369.5693 | 0.005155 | 368.9629 | 0 | 625.6995 | 0.023918 | 368.9628 | 0 | 624.8582 | 0.00028599 | 625.6995 | 0.0079898 | 367.6165 | 0
|  | 369.7849 | 19.1949 | 369.1782 | 28.1959 | 410.9644 | 0.029804 | 369.7849 | 0.2621 | 369.1782 | 0.94415 | 363.4709 | 0.015943 | 369.1782 | 0 | 410.2057 | 9.2763e-05 | 369.7849 | 0 | 369.7849 | 0 | 369.7849 | 0 | 369.7849 | 0 | 369.7849 | 0 | 369.7849 | 0 | 410.2057 | 5.6699e-05 | 369.7849 | 0 | 369.1782 | 0 | 625.8596 | 0.016747 | 369.1782 | 0 | 625.0187 | 0.00032174 | 625.8596 | 0.008315 | 367.8291 | 0
|  | 370.0005 | 18.6479 | 369.3936 | 27.6867 | 411.0772 | 0.0096482 | 370.0005 | 0.31521 | 369.3936 | 1.0725 | 363.6865 | 0.067914 | 369.3936 | 0 | 410.3189 | 6.892e-05 | 370.0005 | 0 | 370.0005 | 0 | 370.0005 | 0 | 370.0005 | 2.5103e-05 | 370.0005 | 0 | 370.0005 | 0 | 410.3189 | 6.6805e-05 | 370.0005 | 0.006651 | 369.3936 | 0 | 626.0197 | 0.025915 | 369.3936 | 0 | 625.1792 | 0 | 626.0197 | 0.0080363 | 368.0416 | 0
|  | 370.2161 | 17.9293 | 369.609 | 26.9817 | 411.19 | 0.032097 | 370.2161 | 0.30754 | 369.609 | 1.1008 | 363.9021 | -0.011307 | 369.609 | 0 | 410.4321 | 7.7675e-05 | 370.2161 | 0 | 370.2161 | 0 | 370.2161 | 0 | 370.2161 | 0 | 370.2161 | 0 | 370.2161 | 0 | 410.4321 | 9.3356e-05 | 370.2161 | 0 | 369.609 | 0 | 626.1798 | 0.016112 | 369.609 | 0 | 625.3397 | 0.00010725 | 626.1798 | 0.008315 | 368.2542 | 0
|  | 370.4317 | 17.381 | 369.8244 | 26.3699 | 411.3028 | 0.0024904 | 370.4317 | 0.32237 | 369.8244 | 1.1948 | 364.1176 | 0.044376 | 369.8244 | 0 | 410.5454 | 7.9352e-05 | 370.4317 | 0 | 370.4317 | 0 | 370.4317 | 0 | 370.4317 | 5.3758e-05 | 370.4317 | 0 | 370.4317 | 0 | 410.5454 | 6.5092e-05 | 370.4317 | 0.0056138 | 369.8245 | 0 | 626.3399 | 0.021694 | 369.8244 | 0 | 625.5001 | 7.1499e-05 | 626.3399 | 0.0079434 | 368.4668 | 0
|  | 370.6473 | 16.6103 | 370.0399 | 25.4555 | 411.4155 | 0.022735 | 370.6473 | 0.35197 | 370.0399 | 1.217 | 364.3333 | -0.013338 | 370.0399 | 0 | 410.6587 | 9.8538e-05 | 370.6473 | 0 | 370.6473 | 0 | 370.6473 | 0 | 370.6473 | 0 | 370.6473 | 0 | 370.6473 | 0 | 410.6587 | 5.3444e-05 | 370.6473 | 0 | 370.0399 | 0 | 626.5 | 0.01652 | 370.0399 | 0 | 625.6607 | 0.00032174 | 626.5 | 0.0087331 | 368.6794 | 0
|  | 370.8629 | 15.8703 | 370.2553 | 24.4998 | 411.5283 | 0.0024904 | 370.8629 | 0.36472 | 370.2553 | 1.3489 | 364.5489 | 0.059036 | 370.2553 | 0 | 410.7719 | 8.9224e-05 | 370.8629 | 0 | 370.8629 | 0 | 370.8629 | 0 | 370.8629 | 6.2978e-05 | 370.8629 | 0 | 370.8629 | 0 | 410.7719 | 5.8412e-05 | 370.8629 | 0.012177 | 370.2553 | 0 | 626.6602 | 0.023373 | 370.2553 | 0 | 625.8212 | 7.1499e-05 | 626.6602 | 0.0084079 | 368.892 | 0
|  | 371.0786 | 15.0284 | 370.4708 | 23.5633 | 411.6411 | 0.018914 | 371.0786 | 0.38886 | 370.4708 | 1.4076 | 364.7645 | 0.026463 | 370.4708 | 0 | 410.8852 | 0.00010748 | 371.0786 | 0 | 371.0786 | 0 | 371.0786 | 0 | 371.0786 | 1.885e-05 | 371.0786 | 0 | 371.0786 | 0 | 410.8852 | 8.6676e-05 | 371.0786 | 0 | 370.4708 | 0 | 626.8203 | 0.016429 | 370.4708 | 0 | 625.9817 | 0.00010725 | 626.8203 | 0.0087331 | 369.1046 | 0
|  | 371.2943 | 14.3817 | 370.6863 | 22.6578 | 411.7538 | 0 | 371.2943 | 0.41989 | 370.6863 | 1.4928 | 364.9802 | 0.089138 | 370.6863 | 0 | 410.9984 | 0.00010152 | 371.2942 | 0 | 371.2942 | 0 | 371.2942 | 0 | 371.2943 | 3.5761e-05 | 371.2942 | 0 | 371.2942 | 0 | 410.9984 | 9.3356e-05 | 371.2942 | 0.0066917 | 370.6863 | 0 | 626.9805 | 0.026732 | 370.6863 | 0 | 626.1422 | 0 | 626.9805 | 0.0080827 | 369.3173 | 0
|  | 371.5099 | 13.7126 | 370.9018 | 21.8661 | 411.8666 | 0.023308 | 371.5099 | 0.42386 | 370.9018 | 1.5343 | 365.1958 | -0.034052 | 370.9018 | 0 | 411.1117 | 9.5371e-05 | 371.5099 | 0 | 371.5099 | 0 | 371.5099 | 0 | 371.5099 | 0 | 371.5099 | 0 | 371.5099 | 0 | 411.1117 | 7.5028e-05 | 371.5099 | 0 | 370.9018 | 0 | 627.1406 | 0.018744 | 370.9018 | 0 | 626.3027 | 0.00010725 | 627.1406 | 0.0085937 | 369.5299 | 0
|  | 371.7256 | 13.1856 | 371.1173 | 21.1173 | 411.9794 | 0.0041507 | 371.7256 | 0.48448 | 371.1173 | 1.7049 | 365.4115 | 0.094719 | 371.1173 | 0 | 411.225 | 6.4077e-05 | 371.7256 | 0 | 371.7256 | 0 | 371.7256 | 0 | 371.7256 | 4.6863e-05 | 371.7256 | 0 | 371.7256 | 0 | 411.225 | 6.1666e-05 | 371.7256 | 0.0082693 | 371.1173 | 0 | 627.3008 | 0.029273 | 371.1173 | 0 | 626.4633 | 0 | 627.3008 | 0.0080363 | 369.7426 | 0
|  | 371.9413 | 12.6052 | 371.3328 | 20.2711 | 412.0922 | 0.020347 | 371.9413 | 0.52488 | 371.3328 | 1.7578 | 365.6272 | 0.010638 | 371.3328 | 0 | 411.3383 | 7.1901e-05 | 371.9413 | 0 | 371.9413 | 0 | 371.9413 | 0 | 371.9413 | 0 | 371.9413 | 0 | 371.9413 | 0 | 411.3383 | 9.8495e-05 | 371.9413 | 0 | 371.3329 | 0 | 627.461 | 0.0095762 | 371.3328 | 0 | 626.6238 | 0.00053624 | 627.461 | 0.0084079 | 369.9553 | 0
|  | 372.157 | 12.1186 | 371.5484 | 19.6225 | 412.2049 | 0.0014942 | 372.157 | 0.5559 | 371.5484 | 1.9437 | 365.8429 | 0.080428 | 371.5484 | 0 | 411.4516 | 7.7116e-05 | 372.157 | 0 | 372.157 | 0 | 372.157 | 0 | 372.157 | 4.7254e-05 | 372.157 | 0 | 372.157 | 0 | 411.4516 | 9.0102e-05 | 372.157 | 0.0061974 | 371.5484 | 0 | 627.6211 | 0.017882 | 371.5484 | 0 | 626.7843 | 0 | 627.6211 | 0.0078969 | 370.168 | 0
|  | 372.3728 | 11.5712 | 371.764 | 18.8709 | 412.3177 | 0.024168 | 372.3728 | 0.57253 | 371.764 | 1.9668 | 366.0586 | -0.025588 | 371.764 | 0 | 411.5649 | 8.5871e-05 | 372.3728 | 0 | 372.3728 | 0 | 372.3728 | 0 | 372.3728 | 0 | 372.3728 | 0 | 372.3728 | 0 | 411.5649 | 8.3421e-05 | 372.3728 | 0 | 371.764 | 0 | 627.7813 | 0.013979 | 371.764 | 0 | 626.9449 | 0 | 627.7813 | 0.0084544 | 370.3807 | 0
|  | 372.5885 | 11.0953 | 371.9795 | 18.1728 | 412.4305 | 0 | 372.5885 | 0.62164 | 371.9795 | 2.1646 | 366.2743 | 0.07765 | 371.9795 | 0 | 411.6782 | 7.842e-05 | 372.5885 | 0 | 372.5885 | 0 | 372.5885 | 0 | 372.5885 | 2.3822e-05 | 372.5885 | 0 | 372.5885 | 0 | 411.6782 | 8.3421e-05 | 372.5885 | 0.011396 | 371.9795 | 0 | 627.9415 | 0.025869 | 371.9795 | 0 | 627.1055 | 0 | 627.9415 | 0.0078969 | 370.5934 | 0
|  | 372.8043 | 10.5907 | 372.1951 | 17.503 | 412.5432 | 0.015857 | 372.8043 | 0.64825 | 372.1951 | 2.2419 | 366.4901 | -0.0038894 | 372.1951 | 0 | 411.7915 | 7.1156e-05 | 372.8043 | 0 | 372.8043 | 0 | 372.8043 | 0 | 372.8043 | 0 | 372.8043 | 0 | 372.8043 | 0 | 411.7915 | 8.6676e-05 | 372.8043 | 0 | 372.1951 | 0 | 628.1017 | 0.0118 | 372.1951 | 0 | 627.266 | 0.00032174 | 628.1017 | 0.0085937 | 370.8061 | 0
|  | 373.0201 | 10.0853 | 372.4107 | 16.8181 | 412.656 | 0.00066409 | 373.0201 | 0.71588 | 372.4107 | 2.4208 | 366.7058 | 0.056033 | 372.4107 | 0 | 411.9048 | 6.3332e-05 | 373.0201 | 0 | 373.0201 | 0 | 373.0201 | 0 | 373.0201 | 7.1918e-05 | 373.0201 | 0 | 373.0201 | 0 | 411.9048 | 0.00011168 | 373.0201 | 0.0058557 | 372.4107 | 0 | 628.2619 | 0.020287 | 372.4107 | 0 | 627.4266 | 0 | 628.2619 | 0.0085008 | 371.0189 | 0
|  | 373.2358 | 9.6401 | 372.6264 | 16.1555 | 412.7688 | 0.017577 | 373.2358 | 0.76418 | 372.6264 | 2.5676 | 366.9215 | 0.0088803 | 372.6264 | 0 | 412.0181 | 6.1656e-05 | 373.2358 | 0 | 373.2358 | 0 | 373.2358 | 0 | 373.2358 | 0 | 373.2358 | 0 | 373.2358 | 0 | 412.0181 | 8.1708e-05 | 373.2358 | 0 | 372.6264 | 0 | 628.4221 | 0.021694 | 372.6264 | 0 | 627.5871 | 0.00053624 | 628.4221 | 0.0087795 | 371.2316 | 0
|  | 373.4517 | 9.308 | 372.842 | 15.4295 | 412.8816 | 0 | 373.4517 | 0.80373 | 372.842 | 2.7732 | 367.1373 | 0.062335 | 372.842 | 0 | 412.1314 | 5.5136e-05 | 373.4517 | 0 | 373.4517 | 0 | 373.4517 | 0 | 373.4517 | 5.1863e-05 | 373.4517 | 0 | 373.4517 | 0 | 412.1314 | 8.8389e-05 | 373.4517 | 0.0070224 | 372.842 | 0 | 628.5823 | 0.017791 | 372.842 | 0 | 627.7477 | 7.1499e-05 | 628.5823 | 0.0081292 | 371.4444 | 0
|  | 373.6675 | 8.7866 | 373.0577 | 14.8272 | 412.9943 | 0.020538 | 373.6675 | 0.8621 | 373.0577 | 2.9082 | 367.3531 | -0.0042381 | 373.0577 | 0 | 412.2448 | 7.5813e-05 | 373.6675 | 0 | 373.6675 | 0 | 373.6675 | 0 | 373.6675 | 0 | 373.6675 | 0 | 373.6675 | 0 | 412.2448 | 6.6805e-05 | 373.6675 | 0 | 373.0577 | 0 | 628.7426 | 0.015703 | 373.0577 | 0 | 627.9083 | 0.00010725 | 628.7426 | 0.0081292 | 371.6571 | 0
|  | 373.8833 | 8.4381 | 373.2733 | 14.2364 | 413.1071 | 0 | 373.8833 | 0.9514 | 373.2733 | 3.0796 | 367.5689 | 0.068263 | 373.2733 | 0 | 412.3581 | 6.0166e-05 | 373.8833 | 0 | 373.8833 | 0 | 373.8833 | 0 | 373.8833 | 2.1043e-05 | 373.8833 | 0 | 373.8833 | 0 | 412.3581 | 9.6782e-05 | 373.8833 | 0.0043306 | 373.2733 | 0 | 628.9028 | 0.021286 | 373.2733 | 0 | 628.0689 | 0 | 628.9028 | 0.007804 | 371.8699 | 0
|  | 374.0992 | 7.9656 | 373.489 | 13.5408 | 413.2199 | 0.020347 | 374.0992 | 1.0038 | 373.489 | 3.2883 | 367.7847 | 0.018998 | 373.489 | 0 | 412.4714 | 7.2832e-05 | 374.0992 | 0 | 374.0992 | 0 | 374.0992 | 0 | 374.0992 | 0 | 374.0992 | 0 | 374.0992 | 0 | 412.4714 | 0.00012179 | 374.0992 | 0 | 373.489 | 0 | 629.063 | 0.02124 | 373.489 | 0 | 628.2295 | 0.00010725 | 629.063 | 0.0079434 | 372.0827 | 0
|  | 374.315 | 7.627 | 373.7047 | 13.0959 | 413.3326 | 0 | 374.315 | 1.0708 | 373.7047 | 3.5763 | 368.0005 | 0.068136 | 373.7047 | 0 | 412.5847 | 4.9921e-05 | 374.315 | 0 | 374.315 | 0 | 374.315 | 0 | 374.315 | 6.3822e-05 | 374.315 | 0 | 374.315 | 0 | 412.5847 | 0.000105 | 374.315 | 0.0077281 | 373.7047 | 0 | 629.2233 | 0.022193 | 373.7047 | 0 | 628.3901 | 7.1499e-05 | 629.2233 | 0.0074789 | 372.2956 | 0
|  | 374.5309 | 7.3666 | 373.9204 | 12.5785 | 413.4454 | 0.012609 | 374.5309 | 1.0873 | 373.9204 | 3.7246 | 368.2163 | 0.025245 | 373.9204 | 0 | 412.6981 | 4.8989e-05 | 374.5309 | 0 | 374.5309 | 0 | 374.5309 | 0 | 374.5309 | 0 | 374.5309 | 0 | 374.5309 | 0 | 412.6981 | 7.9995e-05 | 374.5309 | 0 | 373.9204 | 0 | 629.3835 | 0.019016 | 373.9204 | 0 | 628.5507 | 0.00010725 | 629.3835 | 0.0082685 | 372.5084 | 0
|  | 374.7468 | 6.9734 | 374.1362 | 12.021 | 413.5582 | 0 | 374.7468 | 1.2131 | 374.1362 | 4.0182 | 368.4322 | 0.094151 | 374.1362 | 0 | 412.8114 | 4.0421e-05 | 374.7468 | 0 | 374.7468 | 0 | 374.7468 | 0 | 374.7468 | 4.2569e-05 | 374.7468 | 0 | 374.7468 | 0 | 412.8114 | 3.837e-05 | 374.7468 | 0.0088082 | 374.1362 | 0 | 629.5438 | 0.0177 | 374.1362 | 0 | 628.7114 | 0 | 629.5438 | 0.0082221 | 372.7212 | 0
|  | 374.9627 | 6.6528 | 374.3519 | 11.5454 | 413.6709 | 0.02818 | 374.9627 | 1.2618 | 374.3519 | 4.2527 | 368.6481 | 0.025163 | 374.3519 | 0 | 412.9248 | 4.3029e-05 | 374.9627 | 0 | 374.9627 | 0 | 374.9627 | 0 | 374.9627 | 0 | 374.9627 | 0 | 374.9627 | 0 | 412.9248 | 6.6805e-05 | 374.9627 | 0 | 374.3519 | 0 | 629.7041 | 0.013888 | 374.3519 | 0 | 628.872 | 0.00010725 | 629.7041 | 0.0086402 | 372.9341 | 0
|  | 375.1786 | 6.4015 | 374.5677 | 11.1037 | 413.7837 | 0 | 375.1786 | 1.3796 | 374.5677 | 4.5823 | 368.8639 | 0.10496 | 374.5677 | 0 | 413.0382 | 4.9362e-05 | 375.1786 | 0 | 375.1786 | 0 | 375.1786 | 0 | 375.1786 | 7.803e-05 | 375.1786 | 0 | 375.1786 | 0 | 413.0382 | 5.0018e-05 | 375.1787 | 0.011144 | 374.5677 | 0 | 629.8643 | 0.020922 | 374.5677 | 0 | 629.0326 | 7.1499e-05 | 629.8643 | 0.0082221 | 373.1469 | 0
|  | 375.3946 | 6.1105 | 374.7835 | 10.5386 | 413.8965 | 0.01624 | 375.3946 | 1.4824 | 374.7835 | 4.7987 | 369.0798 | -0.027223 | 374.7835 | 0 | 413.1515 | 4.5637e-05 | 375.3946 | 0 | 375.3946 | 0 | 375.3946 | 0 | 375.3946 | 0 | 375.3946 | 0 | 375.3946 | 0 | 413.1515 | 7.8454e-05 | 375.3946 | 0 | 374.7835 | 0 | 630.0246 | 0.021876 | 374.7835 | 0 | 629.1932 | 0.00053624 | 630.0246 | 0.0084079 | 373.3598 | 0
|  | 375.6105 | 5.8661 | 374.9993 | 10.1754 | 414.0092 | 0 | 375.6105 | 1.6212 | 374.9993 | 5.132 | 369.2957 | 0.062003 | 374.9993 | 0 | 413.2649 | 4.1538e-05 | 375.6105 | 0 | 375.6105 | 0 | 375.6105 | 0 | 375.6105 | 4.7502e-05 | 375.6105 | 0 | 375.6105 | 0 | 413.2649 | 0.00010004 | 375.6105 | 0.0076604 | 374.9993 | 0 | 630.1849 | 0.01947 | 374.9993 | 0 | 629.3539 | 0 | 630.1849 | 0.008315 | 373.5727 | 0
|  | 375.8265 | 5.6034 | 375.2151 | 9.6557 | 414.122 | 0.024359 | 375.8265 | 1.6876 | 375.2151 | 5.4628 | 369.5116 | 0.013668 | 375.2151 | 0 | 413.3783 | 3.3715e-05 | 375.8265 | 0 | 375.8265 | 0 | 375.8265 | 0 | 375.8265 | 0 | 375.8265 | 0 | 375.8265 | 0 | 413.3783 | 0.0001468 | 375.8265 | 0 | 375.2151 | 0 | 630.3452 | 0.015658 | 375.2151 | 0 | 629.5145 | 0.00010725 | 630.3452 | 0.0085008 | 373.7856 | 0
|  | 376.0425 | 5.3512 | 375.4309 | 9.3775 | 414.2348 | 0 | 376.0425 | 1.8255 | 375.4309 | 5.8866 | 369.7275 | 0.073825 | 375.4309 | 0 | 413.4916 | 3.6882e-05 | 376.0425 | 0 | 376.0425 | 0 | 376.0425 | 0 | 376.0425 | 6.4179e-05 | 376.0425 | 0 | 376.0425 | 0 | 413.4916 | 0.00012505 | 376.0425 | 0.0057802 | 375.4309 | 0 | 630.5055 | 0.024508 | 375.4309 | 0 | 629.6752 | 7.1499e-05 | 630.5055 | 0.008315 | 373.9985 | 0
|  | 376.2585 | 5.117 | 375.6467 | 9.0136 | 414.3475 | 0.0099348 | 376.2585 | 1.9136 | 375.6467 | 6.2484 | 369.9435 | 0.029082 | 375.6467 | 0 | 413.605 | 3.949e-05 | 376.2585 | 0 | 376.2585 | 0 | 376.2585 | 0 | 376.2585 | 0 | 376.2585 | 0 | 376.2585 | 0 | 413.605 | 0.00010175 | 376.2585 | 0 | 375.6467 | 0 | 630.6658 | 0.019652 | 375.6467 | 0 | 629.8359 | 0 | 630.6658 | 0.0085008 | 374.2114 | 0
|  | 376.4745 | 4.9798 | 375.8626 | 8.7174 | 414.4603 | 0 | 376.4745 | 2.1141 | 375.8626 | 6.7021 | 370.1594 | 0.080014 | 375.8626 | 0 | 413.7184 | 3.4647e-05 | 376.4745 | 0 | 376.4745 | 0 | 376.4745 | 0 | 376.4745 | 5.3421e-05 | 376.4745 | 0 | 376.4745 | 0 | 413.7184 | 6.8347e-05 | 376.4745 | 0.0034826 | 375.8626 | 0 | 630.8261 | 0.018653 | 375.8626 | 0 | 629.9965 | 7.1499e-05 | 630.8261 | 0.0080363 | 374.4244 | 0
|  | 376.6905 | 4.7177 | 376.0785 | 8.3623 | 414.5731 | 0.0097437 | 376.6905 | 2.2561 | 376.0785 | 7.1294 | 370.3754 | 0.031558 | 376.0785 | 0 | 413.8318 | 3.7813e-05 | 376.6905 | 0 | 376.6905 | 0 | 376.6905 | 0 | 376.6905 | 0 | 376.6905 | 0 | 376.6905 | 0 | 413.8318 | 7.1773e-05 | 376.6905 | 0 | 376.0785 | 0 | 630.9864 | 0.017246 | 376.0785 | 0 | 630.1572 | 0.00032174 | 630.9864 | 0.008315 | 374.6373 | 0
|  | 376.9066 | 4.5969 | 376.2944 | 7.9842 | 414.6859 | 0 | 376.9066 | 2.4146 | 376.2944 | 7.5965 | 370.5913 | 0.099151 | 376.2944 | 0 | 413.9452 | 3.9117e-05 | 376.9066 | 0 | 376.9066 | 0 | 376.9066 | 0 | 376.9066 | 6.2602e-05 | 376.9066 | 0 | 376.9066 | 0 | 413.9452 | 6.6805e-05 | 376.9066 | 0.010738 | 376.2944 | 0 | 631.1468 | 0.015794 | 376.2944 | 0 | 630.3179 | 7.1499e-05 | 631.1468 | 0.0079898 | 374.8503 | 0
|  | 377.1226 | 4.4022 | 376.5103 | 7.7687 | 414.7986 | 0.016526 | 377.1226 | 2.5536 | 376.5103 | 8.076 | 370.8073 | -0.0082043 | 376.5103 | 0 | 414.0586 | 3.7254e-05 | 377.1226 | 0 | 377.1226 | 0 | 377.1226 | 0 | 377.1226 | 0 | 377.1226 | 0 | 377.1226 | 0 | 414.0586 | 7.1773e-05 | 377.1226 | 0 | 376.5103 | 0 | 631.3071 | 0.018835 | 376.5103 | 0 | 630.4786 | 0 | 631.3071 | 0.0086402 | 375.0632 | 0
|  | 377.3387 | 4.2315 | 376.7262 | 7.5279 | 414.9114 | 0 | 377.3387 | 2.7678 | 376.7262 | 8.7202 | 371.0233 | 0.11924 | 376.7262 | 0 | 414.172 | 2.999e-05 | 377.3387 | 0 | 377.3387 | 0 | 377.3387 | 0 | 377.3387 | 6.9951e-05 | 377.3387 | 0 | 377.3387 | 0 | 414.172 | 9.8495e-05 | 377.3387 | 0.0087211 | 376.7262 | 0 | 631.4674 | 0.028865 | 376.7262 | 0 | 630.6392 | 7.1499e-05 | 631.4674 | 0.0079898 | 375.2763 | 0
|  | 377.5547 | 4.0887 | 376.9421 | 7.2467 | 415.0242 | 0.016526 | 377.5547 | 2.978 | 376.9421 | 9.1834 | 371.2393 | 0.019413 | 376.9421 | 0 | 414.2854 | 2.7009e-05 | 377.5548 | 0 | 377.5548 | 0 | 377.5548 | 0 | 377.5547 | 0 | 377.5548 | 0 | 377.5548 | 0 | 414.2854 | 0.00011014 | 377.5548 | 0 | 376.9421 | 0 | 631.6278 | 0.021966 | 376.9421 | 0 | 630.7999 | 0 | 631.6278 | 0.0085008 | 375.4892 | 0
|  | 377.7708 | 3.8822 | 377.1581 | 7.0096 | 415.1369 | 0 | 377.7708 | 3.2309 | 377.1581 | 9.9106 | 371.4553 | 0.13906 | 377.1581 | 0 | 414.3988 | 2.9058e-05 | 377.7709 | 0 | 377.7709 | 0 | 377.7709 | 0 | 377.7708 | 7.2701e-05 | 377.7709 | 0 | 377.7709 | 0 | 414.3988 | 0.00010672 | 377.7708 | 0.0071475 | 377.1581 | 0 | 631.7881 | 0.026505 | 377.1581 | 0 | 630.9606 | 7.1499e-05 | 631.7881 | 0.0077576 | 375.7022 | 0
|  | 377.987 | 3.8071 | 377.374 | 6.8122 | 415.2497 | 0.012227 | 377.987 | 3.3594 | 377.374 | 10.535 | 371.6714 | 0.054464 | 377.374 | 0 | 414.5123 | 2.6078e-05 | 377.987 | 0 | 377.987 | 0 | 377.987 | 0 | 377.987 | 0 | 377.987 | 0 | 377.987 | 0 | 414.5123 | 0.00010346 | 377.987 | 0 | 377.374 | 0 | 631.9485 | 0.020332 | 377.374 | 0 | 631.1214 | 0.00032174 | 631.9485 | 0.0086402 | 375.9153 | 0
|  | 378.2031 | 3.701 | 377.59 | 6.5688 | 415.3625 | 0 | 378.2031 | 3.7112 | 377.59 | 11.1954 | 371.8874 | 0.084455 | 377.59 | 0 | 414.6257 | 1.5647e-05 | 378.2031 | 0 | 378.2031 | 0 | 378.2031 | 0 | 378.2031 | 3.7755e-05 | 378.2031 | 0 | 378.2031 | 0 | 414.6257 | 9.6782e-05 | 378.2031 | 0.0042931 | 377.59 | 0 | 632.1089 | 0.024326 | 377.59 | 0 | 631.2821 | 0.00028599 | 632.1089 | 0.0076647 | 376.1283 | 0
|  | 378.4193 | 3.5947 | 377.806 | 6.4424 | 415.4752 | 0.011559 | 378.4193 | 3.9702 | 377.806 | 12.0864 | 372.1035 | 0.059589 | 377.806 | 0 | 414.7391 | 1.7696e-05 | 378.4192 | 0 | 378.4192 | 0 | 378.4192 | 0 | 378.4193 | 0 | 378.4192 | 0 | 378.4192 | 0 | 414.7391 | 9.5069e-05 | 378.4192 | 0 | 377.806 | 0 | 632.2693 | 0.018517 | 377.806 | 0 | 631.4428 | 0.00010725 | 632.2693 | 0.0084079 | 376.3413 | 0
|  | 378.6354 | 3.5169 | 378.022 | 6.2049 | 415.588 | 0 | 378.6354 | 4.3421 | 378.022 | 13.0073 | 372.3195 | 0.11008 | 378.022 | 0 | 414.8526 | 1.4715e-05 | 378.6354 | 0.13208 | 378.6354 | 0 | 378.6354 | 0.03034 | 378.6354 | 0.028002 | 378.6354 | 0.028461 | 378.6354 | 0.075435 | 414.8526 | 7.5028e-05 | 378.6354 | 0.0056734 | 378.022 | 0 | 632.4296 | 0.027776 | 378.022 | 0 | 631.6035 | 0 | 632.4296 | 0.0074789 | 376.5544 | 0
|  | 378.8516 | 3.3055 | 378.2381 | 5.9811 | 415.7008 | 0.01089 | 378.8516 | 4.5735 | 378.2381 | 13.415 | 372.5356 | 0.067079 | 378.2381 | 0 | 414.966 | 1.9558e-05 | 378.8516 | 0 | 378.8516 | 0 | 378.8516 | 0 | 378.8516 | 0 | 378.8516 | 0 | 378.8516 | 0 | 414.966 | 0.00010672 | 378.8516 | 0 | 378.2381 | 0 | 632.59 | 0.014115 | 378.2381 | 0 | 631.7643 | 0.00010725 | 632.59 | 0.0084079 | 376.7675 | 0
|  | 379.0677 | 3.1335 | 378.4541 | 5.7206 | 415.8135 | 0 | 379.0677 | 4.7797 | 378.4541 | 14.0643 | 372.7517 | 0.11186 | 378.4541 | 0 | 415.0795 | 1.3039e-05 | 379.0677 | 0.12755 | 379.0677 | 0 | 379.0677 | 0.039875 | 379.0677 | 0.020029 | 379.0677 | 0.010354 | 379.0677 | 0.060485 | 415.0795 | 0.00011837 | 379.0677 | 0.0053199 | 378.4541 | 0 | 632.7504 | 0.022239 | 378.4541 | 0 | 631.925 | 0 | 632.7504 | 0.0075718 | 376.9806 | 0
|  | 379.2839 | 3.0246 | 378.6702 | 5.4444 | 415.9263 | 0.0096482 | 379.2839 | 5.0323 | 378.6702 | 14.739 | 372.9678 | 0.05328 | 378.6702 | 0 | 415.1929 | 1.7696e-05 | 379.2839 | 0 | 379.2839 | 0 | 379.2839 | 0 | 379.2839 | 0 | 379.2839 | 0 | 379.2839 | 0 | 415.1929 | 0.00013344 | 379.2839 | 0 | 378.6702 | 0 | 632.9108 | 0.01652 | 378.6702 | 0 | 632.0857 | 0.00010725 | 632.9108 | 0.0079434 | 377.1937 | 0
|  | 379.5002 | 2.9853 | 378.8862 | 5.4391 | 416.0391 | 0.00049804 | 379.5002 | 5.4883 | 378.8862 | 15.8206 | 373.1839 | 0.11621 | 378.8862 | 0 | 415.3064 | 1.3784e-05 | 379.5002 | 0.095228 | 379.5002 | 0 | 379.5002 | 0.040951 | 379.5002 | 0.022776 | 379.5002 | 0.010654 | 379.5002 | 0.058 | 415.3064 | 9.1815e-05 | 379.5002 | 0.0013708 | 378.8862 | 0 | 633.0712 | 0.027866 | 378.8862 | 0 | 632.2465 | 0 | 633.0712 | 0.0076182 | 377.4068 | 0
|  | 379.7164 | 2.9296 | 379.1023 | 5.3758 | 416.1518 | 0.010317 | 379.7164 | 5.8682 | 379.1023 | 17.0329 | 373.4001 | 0.059318 | 379.1023 | 0 | 415.4198 | 1.9931e-05 | 379.7164 | 0 | 379.7164 | 0 | 379.7164 | 0 | 379.7164 | 0.0046358 | 379.7164 | 0 | 379.7164 | 0 | 415.4198 | 8.6676e-05 | 379.7164 | 0 | 379.1023 | 0 | 633.2317 | 0.016293 | 379.1023 | 0 | 632.4072 | 0.00010725 | 633.2317 | 0.0081756 | 377.6199 | 0
|  | 379.9326 | 2.8805 | 379.3184 | 5.3156 | 416.2646 | 0 | 379.9326 | 6.42 | 379.3184 | 18.2952 | 373.6162 | 0.12771 | 379.3184 | 0 | 415.5333 | 1.1735e-05 | 379.9326 | 0.10745 | 379.9326 | 0 | 379.9326 | 0.029063 | 379.9326 | 0.015376 | 379.9326 | 0.013031 | 379.9326 | 0.06226 | 415.5333 | 5.8412e-05 | 379.9326 | 0.0045219 | 379.3184 | 0 | 633.3921 | 0.023464 | 379.3184 | 0 | 632.568 | 7.1499e-05 | 633.3921 | 0.0079898 | 377.833 | 0
|  | 380.1489 | 2.8064 | 379.5345 | 5.2133 | 416.3774 | 0.013087 | 380.1489 | 6.8107 | 379.5345 | 19.4081 | 373.8323 | 0.067196 | 379.5345 | 0 | 415.6468 | 1.1176e-05 | 380.1489 | 0 | 380.1489 | 0 | 380.1489 | 0 | 380.1489 | 0.002373 | 380.1489 | 0 | 380.1489 | 0 | 415.6468 | 7.006e-05 | 380.1489 | 0 | 379.5345 | 0 | 633.5525 | 0.013706 | 379.5345 | 0 | 632.7288 | 0.00010725 | 633.5525 | 0.0082221 | 378.0462 | 0
|  | 380.3652 | 2.772 | 379.7507 | 5.1031 | 416.4901 | 0 | 380.3652 | 7.47 | 379.7507 | 20.7614 | 374.0485 | 0.15934 | 379.7507 | 0 | 415.7603 | 1.6764e-06 | 380.3652 | 0.12924 | 380.3652 | 0 | 380.3652 | 0.027665 | 380.3652 | 0.010475 | 380.3652 | 0.028268 | 380.3652 | 0.014323 | 415.7603 | 7.6741e-05 | 380.3652 | 0.0013994 | 379.7507 | 0 | 633.713 | 0.021921 | 379.7507 | 0 | 632.8896 | 7.1499e-05 | 633.713 | 0.0078969 | 378.2593 | 0
|  | 380.5815 | 2.7024 | 379.9668 | 5.0231 | 416.6029 | 0.0057976 | 380.5815 | 7.9401 | 379.9668 | 22.0608 | 374.2647 | 0.075912 | 379.9668 | 0 | 415.8737 | 2.9803e-06 | 380.5814 | 0 | 380.5814 | 0 | 380.5814 | 0 | 380.5815 | 0 | 380.5814 | 0 | 380.5814 | 0 | 415.8737 | 6.8347e-05 | 380.5815 | 0 | 379.9668 | 0 | 633.8734 | 0.018653 | 379.9668 | 0 | 633.0503 | 0.00032174 | 633.8734 | 0.0080827 | 378.4725 | 0
|  | 380.7977 | 2.668 | 380.183 | 4.9805 | 416.7157 | 0 | 380.7977 | 8.5055 | 380.183 | 23.3912 | 374.4809 | 0.13361 | 380.183 | 0 | 415.9872 | 3.5392e-06 | 380.7977 | 0.10821 | 380.7977 | 0 | 380.7977 | 0.023126 | 380.7977 | 0.0235 | 380.7977 | 0.021825 | 380.7977 | 0.078518 | 415.9872 | 4.6764e-05 | 380.7977 | 0.0056012 | 380.183 | 0 | 634.0339 | 0.022329 | 380.183 | 0 | 633.2111 | 0 | 634.0339 | 0.007804 | 378.6857 | 0
|  | 381.0141 | 2.5561 | 380.3992 | 4.8468 | 416.8284 | 0.019678 | 381.0141 | 9.1144 | 380.3992 | 24.7752 | 374.6971 | 0.087949 | 380.3992 | 0 | 416.1007 | 4.2842e-06 | 381.0141 | 0 | 381.0141 | 0 | 381.0141 | 0 | 381.0141 | 0 | 381.0141 | 0 | 381.0141 | 0 | 416.1007 | 5.1731e-05 | 381.0141 | 0 | 380.3992 | 0 | 634.1943 | 0.021149 | 380.3992 | 0 | 633.3719 | 0 | 634.1943 | 0.0081292 | 378.8989 | 0
|  | 381.2304 | 2.5711 | 380.6154 | 4.7875 | 416.9412 | 0 | 381.2304 | 9.7757 | 380.6154 | 26.3752 | 374.9133 | 0.15118 | 380.6154 | 0 | 416.2142 | 2.9803e-06 | 381.2304 | 0.097283 | 381.2304 | 0 | 381.2304 | 0.034144 | 381.2304 | 0.0084735 | 381.2304 | 0.0061631 | 381.2304 | 0.027871 | 416.2142 | 0.00010175 | 381.2304 | 0.0054896 | 380.6154 | 0 | 634.3548 | 0.028819 | 380.6154 | 0 | 633.5327 | 7.1499e-05 | 634.3548 | 0.0079898 | 379.1121 | 0
|  | 381.4467 | 2.5213 | 380.8316 | 4.7052 | 417.054 | 0.014902 | 381.4467 | 10.4588 | 380.8316 | 28.04 | 375.1295 | 0.11913 | 380.8316 | 0 | 416.3277 | 4.6568e-06 | 381.4467 | 0 | 381.4467 | 0 | 381.4467 | 0 | 381.4467 | 0 | 381.4467 | 0 | 381.4467 | 0 | 416.3277 | 0.00014337 | 381.4467 | 0 | 380.8316 | 0 | 634.5153 | 0.02124 | 380.8316 | 0 | 633.6935 | 0.00010725 | 634.5153 | 0.0081292 | 379.3253 | 0
|  | 381.6631 | 2.4927 | 381.0478 | 4.6586 | 417.1668 | 0 | 381.6631 | 11.2291 | 381.0478 | 29.6906 | 375.3458 | 0.17172 | 381.0478 | 0.41613 | 416.4412 | 3.9117e-06 | 381.6631 | 0.1072 | 381.6631 | 0 | 381.6631 | 0.049239 | 381.6631 | 0.013507 | 381.6631 | 0.024622 | 381.6631 | 0.085219 | 416.4412 | 0.00011837 | 381.6631 | 0.0097374 | 381.0478 | 0.12238 | 634.6757 | 0.021694 | 381.0478 | -0.0062747 | 633.8543 | 0 | 634.6757 | 0.007804 | 379.5385 | 0
|  | 381.8795 | 2.4242 | 381.2641 | 4.5584 | 417.2795 | 0.010794 | 381.8795 | 11.872 | 381.2641 | 29.9917 | 375.562 | 0.11648 | 381.2641 | 0.14333 | 416.5547 | 3.9117e-06 | 381.8795 | 0 | 381.8795 | 0 | 381.8795 | 0 | 381.8795 | 0 | 381.8795 | 0 | 381.8795 | 0 | 416.5547 | 9.0102e-05 | 381.8795 | 0 | 381.264 | -0.17308 | 634.8362 | 0.016339 | 381.2641 | 0.0020364 | 634.0152 | 0.00010725 | 634.8362 | 0.0079898 | 379.7518 | 0
|  | 382.0959 | 2.3503 | 381.4803 | 4.5523 | 417.3923 | 0 | 382.0959 | 12.8633 | 381.4803 | 30.3229 | 375.7783 | 0.16442 | 381.4803 | 0.43451 | 416.6683 | 9.3136e-07 | 382.0958 | 0.066975 | 382.0958 | 0 | 382.0958 | 0.025642 | 382.0959 | 0.014191 | 382.0958 | 0.021884 | 382.0958 | 0.035146 | 416.6683 | 5.8412e-05 | 382.0959 | 0.0077488 | 381.4803 | 0.076767 | 634.9967 | 0.021059 | 381.4803 | 0.056268 | 634.176 | 0 | 634.9967 | 0.0080363 | 379.9651 | 0
|  | 382.3123 | 2.3287 | 381.6966 | 4.5093 | 417.5051 | 0.01624 | 382.3123 | 13.78 | 381.6966 | 31.9899 | 375.9946 | 0.12451 | 381.6966 | 0.16537 | 416.7818 | 9.3136e-07 | 382.3122 | 0 | 382.3122 | 0 | 382.3122 | 0 | 382.3123 | 0 | 382.3122 | 0 | 382.3122 | 0 | 416.7818 | 7.8454e-05 | 382.3123 | 0 | 381.6966 | -0.095908 | 635.1572 | 0.016929 | 381.6966 | -0.038201 | 634.3368 | 0.00010725 | 635.1572 | 0.008315 | 380.1783 | 0
|  | 382.5287 | 2.3317 | 381.9129 | 4.5359 | 417.6178 | 0 | 382.5287 | 14.8567 | 381.9129 | 33.7543 | 376.2108 | 0.16614 | 381.9129 | 0.50294 | 416.8953 | 1.3039e-06 | 382.5287 | 0.12895 | 382.5287 | 0 | 382.5287 | 0.02463 | 382.5287 | 0.012466 | 382.5287 | 0.014079 | 382.5287 | 0.045697 | 416.8953 | 0.00012847 | 382.5287 | 0.0055415 | 381.9129 | 0.081654 | 635.3177 | 0.023782 | 381.9129 | 0.019694 | 634.4977 | 0 | 635.3177 | 0.0081756 | 380.3916 | 0
|  | 382.7451 | 2.3329 | 382.1292 | 4.5057 | 417.7306 | 0.0029816 | 382.7451 | 16.0029 | 382.1292 | 34.8836 | 376.4272 | 0.14968 | 382.1292 | 0.23552 | 417.0088 | 7.4509e-07 | 382.7451 | 0 | 382.7451 | 0 | 382.7451 | 0 | 382.7451 | 0 | 382.7451 | 0 | 382.7451 | 0 | 417.0088 | 0.00014012 | 382.7451 | 0 | 382.1292 | -0.11199 | 635.4782 | 0.011709 | 382.1292 | -0.13968 | 634.6585 | 0.00032174 | 635.4782 | 0.008315 | 380.6049 | 0
|  | 382.9615 | 2.345 | 382.3455 | 4.5422 | 417.8434 | 0 | 382.9615 | 17.2638 | 382.3455 | 35.5405 | 376.6435 | 0.20756 | 382.3455 | 0.53454 | 417.1224 | 7.4509e-07 | 382.9615 | 0.047547 | 382.9615 | 0 | 382.9615 | 0.025635 | 382.9615 | 0.021218 | 382.9615 | 0.024813 | 382.9615 | 0.042985 | 417.1224 | 0.00013173 | 382.9615 | 0.0047049 | 382.3455 | 0.13154 | 635.6387 | 0.024871 | 382.3455 | 0.087669 | 634.8193 | 7.1499e-05 | 635.6387 | 0.0078505 | 380.8182 | 0
|  | 383.178 | 2.2651 | 382.5618 | 4.403 | 417.9561 | 0.010412 | 383.178 | 18.1968 | 382.5618 | 35.3574 | 376.8598 | 0.18367 | 382.5618 | 0.29675 | 417.2359 | 3.3529e-06 | 383.178 | 0 | 383.178 | 0 | 383.178 | 0 | 383.178 | 0 | 383.178 | 0 | 383.178 | 0 | 417.2359 | 0.00013018 | 383.178 | 0 | 382.5618 | -0.080636 | 635.7993 | 0.012935 | 382.5618 | -0.0090396 | 634.9802 | 0.00032174 | 635.7993 | 0.0079898 | 381.0315 | 0
|  | 383.3945 | 2.2419 | 382.7782 | 4.364 | 418.0689 | 0 | 383.3945 | 19.1366 | 382.7782 | 37.0818 | 377.0761 | 0.24211 | 382.7782 | 0.54052 | 417.3495 | 3.3529e-06 | 383.3945 | 0.070447 | 383.3945 | 0 | 383.3945 | 0.024277 | 383.3945 | 0.0091948 | 383.3945 | 0.012779 | 383.3945 | 0.036353 | 417.3495 | 0.00013173 | 383.3945 | 0.0034586 | 382.7782 | 0.049888 | 635.9598 | 0.019788 | 382.7782 | -0.030389 | 635.1411 | 7.1499e-05 | 635.9598 | 0.0075718 | 381.2449 | 0
|  | 383.611 | 2.1643 | 382.9945 | 4.2794 | 418.1817 | 0.014233 | 383.611 | 20.1894 | 382.9945 | 37.017 | 377.2925 | 0.18276 | 382.9945 | 0.36091 | 417.463 | 3.5392e-06 | 383.611 | 0 | 383.611 | 0 | 383.611 | 0 | 383.611 | 0 | 383.611 | 0 | 383.611 | 0 | 417.463 | 0.00015177 | 383.611 | 0 | 382.9946 | -0.058237 | 636.1204 | 0.018653 | 382.9945 | -0.017763 | 635.3019 | 0.00032174 | 636.1204 | 0.0079434 | 381.4582 | 0
|  | 383.8275 | 2.1399 | 383.2109 | 4.1691 | 418.2945 | 0 | 383.8275 | 21.0206 | 383.2109 | 38.1122 | 377.5089 | 0.2361 | 383.2109 | 0.56918 | 417.5766 | 3.7254e-07 | 383.8275 | 0.066857 | 383.8275 | 0 | 383.8275 | 0.015513 | 383.8275 | 0.0082778 | 383.8275 | 0.0011042 | 383.8275 | 0.038506 | 417.5766 | 0.00010843 | 383.8274 | 0.0029515 | 383.2109 | 0.080636 | 636.2809 | 0.02065 | 383.2109 | 0.021308 | 635.4628 | 0 | 636.2809 | 0.0078505 | 381.6716 | 0
|  | 384.044 | 2.053 | 383.4273 | 4.1111 | 418.4072 | 0.0072884 | 384.044 | 22.0562 | 383.4273 | 38.6962 | 377.7252 | 0.22407 | 383.4273 | 0.40299 | 417.6901 | 3.7254e-07 | 384.044 | 0 | 384.044 | 0 | 384.044 | 0.00016763 | 384.044 | 0 | 384.044 | 0 | 384.044 | 0 | 417.6901 | 0.00012676 | 384.044 | 0 | 383.4273 | -0.11199 | 636.4415 | 0.019016 | 383.4273 | -0.0053939 | 635.6237 | 0.00010725 | 636.4415 | 0.0084079 | 381.885 | 0
|  | 384.2605 | 2.0201 | 383.6437 | 4.0393 | 418.52 | 0 | 384.2605 | 23.0713 | 383.6437 | 40.5628 | 377.9416 | 0.25876 | 383.6437 | 0.62324 | 417.8037 | 0 | 384.2605 | 0.091379 | 384.2605 | 0 | 384.2605 | 0.0045247 | 384.2605 | 0.014277 | 384.2605 | 0.00085934 | 384.2605 | 0.042857 | 417.8037 | 0.00011511 | 384.2605 | 0.0069335 | 383.6437 | 0.058441 | 636.602 | 0.019924 | 383.6437 | 0.049124 | 635.7846 | 0 | 636.602 | 0.008315 | 382.0983 | 0
|  | 384.4771 | 1.9309 | 383.8602 | 3.9441 | 418.6328 | 0.028467 | 384.4771 | 24.2117 | 383.8602 | 41.1147 | 378.158 | 0.23784 | 383.8602 | 0.46699 | 417.9173 | 5.5882e-06 | 384.4771 | 0 | 384.4771 | 0 | 384.4771 | 0 | 384.4771 | 0 | 384.4771 | 0 | 384.4771 | 0 | 417.9173 | 0.00011014 | 384.4771 | 0 | 383.8602 | -0.089595 | 636.7626 | 0.016702 | 383.8602 | -0.010851 | 635.9455 | 0.00032174 | 636.7626 | 0.0084544 | 382.3117 | 0
|  | 384.6936 | 1.936 | 384.0766 | 3.9126 | 418.7455 | 0 | 384.6936 | 25.3734 | 384.0766 | 43.1069 | 378.3744 | 0.2882 | 384.0766 | 0.71891 | 418.0308 | 5.5882e-06 | 384.6936 | 0.072364 | 384.6936 | 0 | 384.6936 | 0.014408 | 384.6936 | 0.015971 | 384.6936 | 0.015524 | 384.6936 | 0.050166 | 418.0308 | 8.3421e-05 | 384.6936 | 0.0093424 | 384.0766 | 0.041132 | 636.9231 | 0.020741 | 384.0766 | 0.012101 | 636.1064 | 0 | 636.9231 | 0.0079434 | 382.5251 | 0
|  | 384.9102 | 1.8723 | 384.2931 | 3.859 | 418.8583 | 0.016048 | 384.9102 | 26.2907 | 384.2931 | 43.3521 | 378.5909 | 0.2557 | 384.2931 | 0.54119 | 418.1444 | 5.5882e-06 | 384.9102 | 0 | 384.9102 | 0 | 384.9102 | 0 | 384.9102 | 0 | 384.9102 | 0 | 384.9102 | 0 | 418.1444 | 5.6699e-05 | 384.9102 | 0 | 384.2931 | -0.086337 | 637.0837 | 0.019652 | 384.2931 | -0.0024511 | 636.2673 | 0.00010725 | 637.0837 | 0.0078505 | 382.7385 | 0
|  | 385.1268 | 1.8926 | 384.5095 | 3.7756 | 418.9711 | 0 | 385.1268 | 27.2216 | 384.5095 | 44.5475 | 378.8073 | 0.32047 | 384.5095 | 0.80366 | 418.258 | 0 | 385.1268 | 0.11643 | 385.1268 | 0 | 385.1268 | 0.022943 | 385.1268 | 0.013232 | 385.1268 | 0.004625 | 385.1268 | 0.016821 | 418.258 | 9.0102e-05 | 385.1268 | 0.0058979 | 384.5095 | 0.026471 | 637.2443 | 0.021376 | 384.5095 | -0.0060342 | 636.4282 | 7.1499e-05 | 637.2443 | 0.0072001 | 382.952 | 0
|  | 385.3434 | 1.763 | 384.726 | 3.7148 | 419.0838 | 0.016431 | 385.3434 | 28.1324 | 384.726 | 45.1549 | 379.0237 | 0.29718 | 384.726 | 0.67208 | 418.3716 | 9.3136e-07 | 385.3434 | 0 | 385.3434 | 0 | 385.3434 | 0.0043204 | 385.3434 | 0.0048611 | 385.3434 | 0 | 385.3434 | 0 | 418.3716 | 9.1815e-05 | 385.3434 | 0 | 384.726 | -0.042761 | 637.4049 | 0.016929 | 384.726 | -0.084263 | 636.5891 | 0.00010725 | 637.4049 | 0.0077576 | 383.1654 | 0
|  | 385.56 | 1.7385 | 384.9425 | 3.6332 | 419.1966 | 0 | 385.56 | 28.7964 | 384.9425 | 45.7597 | 379.2402 | 0.35713 | 384.9425 | 0.87419 | 418.4852 | 9.3136e-07 | 385.56 | 0.052953 | 385.56 | 0 | 385.56 | 0.011728 | 385.56 | 0.015306 | 385.56 | 0.010216 | 385.56 | 0.062704 | 418.4852 | 0.00010843 | 385.56 | 0.0085865 | 384.9425 | 0.026879 | 637.5655 | 0.022965 | 384.9425 | 0.07241 | 636.75 | 7.1499e-05 | 637.5655 | 0.0075718 | 383.3789 | 0
|  | 385.7766 | 1.6465 | 385.159 | 3.4254 | 419.3094 | 0.025315 | 385.7766 | 29.288 | 385.159 | 45.6368 | 379.4567 | 0.31963 | 385.159 | 0.70396 | 418.5988 | 1.6764e-06 | 385.7766 | 0 | 385.7766 | 0 | 385.7766 | 0 | 385.7766 | 0 | 385.7766 | 0 | 385.7766 | 0 | 418.5988 | 8.3421e-05 | 385.7766 | 0 | 385.159 | -0.053961 | 637.7261 | 0.020287 | 385.159 | -0.043691 | 636.9109 | 0 | 637.7261 | 0.0080827 | 383.5923 | 0
|  | 385.9933 | 1.6334 | 385.3756 | 3.4595 | 419.4222 | 0 | 385.9933 | 30.1587 | 385.3756 | 46.021 | 379.6732 | 0.38914 | 385.3756 | 0.99174 | 418.7124 | 7.4509e-07 | 385.9933 | 0.030237 | 385.9933 | 0 | 385.9933 | 0.019469 | 385.9933 | 0.0094553 | 385.9933 | 0.003177 | 385.9933 | 0.052598 | 418.7124 | 9.3356e-05 | 385.9933 | 0.010929 | 385.3756 | 0.043372 | 637.8867 | 0.024735 | 385.3756 | -0.024143 | 637.0719 | 0 | 637.8867 | 0.0073395 | 383.8058 | 0
|  | 386.2099 | 1.6027 | 385.5921 | 3.3475 | 419.5349 | 0.0076196 | 386.2099 | 30.5398 | 385.5921 | 46.1281 | 379.8896 | 0.37744 | 385.5921 | 0.83027 | 418.826 | 2.6078e-06 | 386.2099 | 0 | 386.2099 | 0 | 386.2099 | 0 | 386.2099 | 0 | 386.2099 | 0 | 386.2099 | 0 | 418.826 | 0.00012676 | 386.2099 | 0 | 385.5921 | -0.076767 | 638.0474 | 0.015794 | 385.5921 | -0.029036 | 637.2328 | 0.00010725 | 638.0474 | 0.0080363 | 384.0193 | 0
|  | 386.4266 | 1.5539 | 385.8087 | 3.2562 | 419.6477 | 0 | 386.4266 | 31.2507 | 385.8087 | 46.902 | 380.1062 | 0.43898 | 385.8087 | 1.1059 | 418.9396 | 2.049e-06 | 386.4266 | 0.12172 | 386.4266 | 0 | 386.4266 | 0.023235 | 386.4266 | 0.015741 | 386.4266 | 0.0066137 | 386.4266 | 0.062181 | 418.9396 | 0.00014183 | 386.4266 | 0.0088253 | 385.8087 | 0.055386 | 638.208 | 0.024009 | 385.8087 | 0.014615 | 637.3938 | 0 | 638.208 | 0.0079898 | 384.2328 | 0
|  | 386.6433 | 1.5177 | 386.0253 | 3.2293 | 419.7605 | 0.015571 | 386.6433 | 31.7753 | 386.0253 | 45.7171 | 380.3227 | 0.40603 | 386.0253 | 0.94324 | 419.0532 | 0.00016951 | 386.6433 | 0 | 386.6433 | 0 | 386.6433 | 0 | 386.6433 | 0 | 386.6433 | 0 | 386.6433 | 0 | 419.0532 | 0.00012847 | 386.6433 | 0 | 386.0253 | -0.050499 | 638.3686 | 0.019697 | 386.0253 | -0.037277 | 637.5547 | 0.00032174 | 638.3686 | 0.0082221 | 384.4463 | 0
|  | 386.86 | 1.4902 | 386.2419 | 3.1711 | 419.8733 | 0 | 386.86 | 32.2048 | 386.2419 | 45.2154 | 380.5392 | 0.47079 | 386.2419 | 1.1603 | 419.1669 | 0.00016746 | 386.86 | 0.061037 | 386.86 | 0 | 386.86 | 0.012517 | 386.86 | 0.011331 | 386.86 | 0.01252 | 386.86 | 0.051231 | 419.1669 | 0.00011168 | 386.86 | 0.005817 | 386.2419 | 0.024028 | 638.5293 | 0.021467 | 386.2419 | 0.010423 | 637.7157 | 0.00028599 | 638.5293 | 0.0077576 | 384.6599 | 0
|  | 387.0767 | 1.462 | 386.4585 | 3.0835 | 419.986 | 0.016526 | 387.0767 | 32.4612 | 386.4585 | 44.57 | 380.7558 | 0.47528 | 386.4585 | 1.0632 | 419.2805 | 0.0012195 | 387.0767 | 0 | 387.0767 | 0 | 387.0767 | 0 | 387.0767 | 0 | 387.0767 | 0 | 387.0767 | 0 | 419.2805 | 8.6676e-05 | 387.0767 | 0 | 386.4585 | -0.067807 | 638.6899 | 0.017337 | 386.4585 | -0.018733 | 637.8766 | 0.00053624 | 638.6899 | 0.0079434 | 384.8734 | 0
|  | 387.2935 | 1.4339 | 386.6751 | 3.047 | 420.0988 | 0 | 387.2935 | 32.5429 | 386.6751 | 44.6423 | 380.9724 | 0.53702 | 386.6751 | 1.2579 | 419.3941 | 0.0010521 | 387.2935 | 0.033158 | 387.2935 | 0 | 387.2935 | 0.0012245 | 387.2935 | 0.0066638 | 387.2935 | 0 | 387.2935 | 0.01723 | 419.3941 | 0.00015519 | 387.2935 | 0.0029805 | 386.6751 | 0.02301 | 638.8506 | 0.027186 | 386.6751 | -0.0045506 | 638.0376 | 7.1499e-05 | 638.8506 | 0.0077576 | 385.0869 | 0
|  | 387.5102 | 1.3838 | 386.8917 | 2.9657 | 420.2116 | 0.016717 | 387.5102 | 32.547 | 386.8917 | 42.4336 | 381.1889 | 0.52114 | 386.8917 | 1.1151 | 419.5078 | 0.0041388 | 387.5102 | 0 | 387.5102 | 0 | 387.5102 | 0 | 387.5102 | 0 | 387.5102 | 0 | 387.5102 | 0 | 419.5078 | 0.00014851 | 387.5102 | 0 | 386.8917 | -0.016547 | 639.0112 | 0.021649 | 386.8917 | -0.033081 | 638.1986 | 0.00010725 | 639.0112 | 0.007804 | 385.3005 | 0
|  | 387.727 | 1.3355 | 387.1084 | 2.8784 | 420.3243 | 0 | 387.727 | 32.5424 | 387.1084 | 41.9903 | 381.4055 | 0.59358 | 387.1084 | 1.3723 | 419.6214 | 0.0039931 | 387.727 | 0.068599 | 387.727 | 0 | 387.727 | 0.024069 | 387.727 | 0.010915 | 387.727 | 0.0046821 | 387.727 | 0.019271 | 419.6214 | 0.00015845 | 387.727 | 0.0034306 | 387.1084 | 0.053554 | 639.1719 | 0.030635 | 387.1084 | 0.027435 | 638.3596 | 0 | 639.1719 | 0.0074324 | 385.5141 | 0
|  | 387.9437 | 1.2572 | 387.3251 | 2.8258 | 420.4371 | 0.0026503 | 387.9437 | 32.3241 | 387.3251 | 41.1546 | 381.6221 | 0.60086 | 387.3251 | 1.2794 | 419.7351 | 0.015257 | 387.9437 | 0 | 387.9437 | 0 | 387.9437 | 0 | 387.9437 | 0 | 387.9437 | 0 | 387.9437 | 0 | 419.7351 | 8.8389e-05 | 387.9437 | 0 | 387.3251 | -0.040114 | 639.3326 | 0.01239 | 387.3251 | -0.046866 | 638.5205 | 0.00010725 | 639.3326 | 0.0078969 | 385.7277 | 0
|  | 388.1605 | 1.2645 | 387.5417 | 2.8023 | 420.5499 | 0 | 388.1605 | 32.0177 | 387.5417 | 41.6422 | 381.8387 | 0.66986 | 387.5417 | 1.5701 | 419.8487 | 0.017628 | 388.1605 | 0.07877 | 388.1605 | 0 | 388.1605 | 0.020543 | 388.1605 | 0.015489 | 388.1605 | 0.012577 | 388.1605 | 0.043374 | 419.8487 | 6.5092e-05 | 388.1605 | 0.006817 | 387.5417 | 0.032784 | 639.4932 | 0.021785 | 387.5417 | -0.0061034 | 638.6815 | 7.1499e-05 | 639.4932 | 0.0077111 | 385.9413 | 0
|  | 388.3773 | 1.2035 | 387.7584 | 2.7293 | 420.6627 | 0.0019877 | 388.3773 | 31.7315 | 387.7584 | 39.6357 | 382.0553 | 0.66071 | 387.7584 | 1.4292 | 419.9624 | 0.034257 | 388.3773 | 0 | 388.3773 | 0 | 388.3773 | 0 | 388.3773 | 0.0057142 | 388.3773 | 0 | 388.3773 | 0 | 419.9624 | 5.1731e-05 | 388.3773 | 0 | 387.7584 | -0.030544 | 639.6539 | 0.014932 | 387.7584 | 0.012571 | 638.8425 | 0 | 639.6539 | 0.0083614 | 386.1549 | 0
|  | 388.5941 | 1.1803 | 387.9752 | 2.6753 | 420.7754 | 0 | 388.5941 | 31.3016 | 387.9752 | 39.613 | 382.272 | 0.73 | 387.9752 | 1.6851 | 420.076 | 0.032428 | 388.5941 | 0.06193 | 388.5941 | 0 | 388.5941 | 0.016127 | 388.5941 | 0.013875 | 388.5941 | 0.01348 | 388.5941 | 0.033913 | 420.076 | 7.006e-05 | 388.5942 | 0.0025281 | 387.9752 | 0.040318 | 639.8146 | 0.029182 | 387.9752 | 0.048485 | 639.0035 | 0 | 639.8146 | 0.0075718 | 386.3685 | 0
|  | 388.811 | 1.1712 | 388.1919 | 2.5587 | 420.8882 | 0.011272 | 388.811 | 30.7263 | 388.1919 | 37.9775 | 382.4886 | 0.7627 | 388.1919 | 1.5937 | 420.1897 | 0.047728 | 388.811 | 0 | 388.811 | 0 | 388.811 | 0 | 388.811 | 0 | 388.811 | 0 | 388.811 | 0 | 420.1897 | 7.006e-05 | 388.811 | 0 | 388.1919 | -0.0674 | 639.9753 | 0.014932 | 388.1919 | -0.0020532 | 639.1645 | 0.00010725 | 639.9753 | 0.0082685 | 386.5822 | 0
|  | 389.0278 | 1.1115 | 388.4086 | 2.5163 | 421.001 | 0 | 389.0278 | 30.2145 | 388.4086 | 37.3689 | 382.7053 | 0.8171 | 388.4086 | 1.8721 | 420.3034 | 0.044734 | 389.0278 | 0.082124 | 389.0278 | 0 | 389.0278 | 0.01203 | 389.0278 | 0.0070673 | 389.0278 | 0.010958 | 389.0278 | 0.040718 | 420.3034 | 9.5069e-05 | 389.0278 | 0.0054769 | 388.4086 | 0.059459 | 640.136 | 0.021785 | 388.4086 | 0.019916 | 639.3256 | 0 | 640.136 | 0.0077111 | 386.7958 | 0
|  | 389.2447 | 1.0609 | 388.6254 | 2.4243 | 421.1138 | 0.013947 | 389.2447 | 29.6217 | 388.6254 | 36.0213 | 382.9219 | 0.81735 | 388.6254 | 1.7893 | 420.4171 | 0.061697 | 389.2447 | 0 | 389.2447 | 0 | 389.2447 | 0 | 389.2447 | 0 | 389.2447 | 0 | 389.2447 | 0 | 420.4171 | 9.0102e-05 | 389.2447 | 0 | 388.6254 | -0.041947 | 640.2968 | 0.014115 | 388.6254 | -0.020084 | 639.4866 | 0.00010725 | 640.2968 | 0.008315 | 387.0095 | 0
|  | 389.4615 | 1.0242 | 388.8422 | 2.3963 | 421.2265 | 0 | 389.4615 | 28.926 | 388.8422 | 35.488 | 383.1386 | 0.90857 | 388.8422 | 2.0417 | 420.5307 | 0.058537 | 389.4616 | 0.060477 | 389.4616 | 0 | 389.4616 | 0.0094159 | 389.4615 | 0.0090235 | 389.4616 | 0.011803 | 389.4616 | 0.023904 | 420.5307 | 9.5069e-05 | 389.4615 | 0.0099939 | 388.8422 | 0.028508 | 640.4575 | 0.014024 | 388.8422 | -0.014773 | 639.6476 | 0 | 640.4575 | 0.0077576 | 387.2231 | 0
|  | 389.6784 | 0.96855 | 389.059 | 2.3193 | 421.3393 | 0.013374 | 389.6784 | 28.1641 | 389.059 | 34.3651 | 383.3553 | 0.93009 | 389.059 | 2.007 | 420.6444 | 0.075333 | 389.6784 | 0 | 389.6784 | 0 | 389.6784 | 0 | 389.6784 | 0 | 389.6784 | 0 | 389.6784 | 0 | 420.6444 | 8.3421e-05 | 389.6784 | 0 | 389.059 | -0.080839 | 640.6182 | 0.010529 | 389.059 | -0.012887 | 639.8087 | 0 | 640.6182 | 0.008315 | 387.4368 | 0
|  | 389.8954 | 0.9986 | 389.2758 | 2.359 | 421.4521 | 0 | 389.8954 | 27.4112 | 389.2758 | 34.553 | 383.572 | 1.0389 | 389.2758 | 2.3668 | 420.7581 | 0.073836 | 389.8954 | 0.10703 | 389.8954 | 0 | 389.8954 | 0.023701 | 389.8954 | 0.017352 | 389.8954 | 0.01951 | 389.8954 | 0.035783 | 420.7581 | 9.6782e-05 | 389.8954 | 0.016217 | 389.2758 | 0.04378 | 640.779 | 0.019606 | 389.2758 | 0.0019728 | 639.9697 | 7.1499e-05 | 640.779 | 0.0080363 | 387.6505 | 0
|  | 390.1123 | 0.92414 | 389.4926 | 2.2144 | 421.5649 | 0.015571 | 390.1123 | 26.5947 | 389.4926 | 33.5143 | 383.7887 | 1.0269 | 389.4926 | 2.3374 | 420.8718 | 0.094291 | 390.1123 | 0 | 390.1123 | 0 | 390.1123 | 0 | 390.1123 | 0 | 390.1123 | 0 | 390.1123 | 0 | 420.8718 | 0.000105 | 390.1123 | 0 | 389.4926 | -0.036449 | 640.9397 | 0.01534 | 389.4926 | 0.0024975 | 640.1308 | 0 | 640.9397 | 0.008315 | 387.8642 | 0
|  | 390.3292 | 0.9294 | 389.7094 | 2.2092 | 421.6777 | 0 | 390.3292 | 25.9053 | 389.7094 | 33.43 | 384.0055 | 1.1429 | 389.7094 | 2.698 | 420.9855 | 0.092628 | 390.3292 | 0.090413 | 390.3292 | 0 | 390.3292 | 0.015752 | 390.3292 | 0.011955 | 390.3292 | 0.0094416 | 390.3292 | 0.039646 | 420.9855 | 0.00010346 | 390.3292 | 0.0037123 | 389.7094 | 0.04887 | 641.1004 | 0.03009 | 389.7094 | -0.023113 | 640.2918 | 7.1499e-05 | 641.1004 | 0.0074324 | 388.078 | 0
|  | 390.5461 | 0.87407 | 389.9263 | 2.1396 | 421.7904 | 0.010412 | 390.5461 | 25.0466 | 389.9263 | 32.1772 | 384.2222 | 1.169 | 389.9263 | 2.6815 | 421.0992 | 0.11757 | 390.5461 | 0 | 390.5461 | 0 | 390.5461 | 0 | 390.5461 | 0 | 390.5461 | 0 | 390.5461 | 0 | 421.0992 | 0.00011014 | 390.5461 | 0 | 389.9263 | -0.055793 | 641.2612 | 0.015567 | 389.9263 | 0.0031194 | 640.4529 | 0.00032174 | 641.2612 | 0.0078969 | 388.2917 | 0
|  | 390.7631 | 0.89707 | 390.1432 | 2.1156 | 421.9032 | 0 | 390.7631 | 24.2263 | 390.1432 | 31.3313 | 384.439 | 1.2835 | 390.1432 | 2.9752 | 421.2129 | 0.11774 | 390.7631 | 0.078755 | 390.7631 | 0 | 390.7631 | 0.015008 | 390.7631 | 0.00903 | 390.7631 | 0.010844 | 390.7631 | 0.029639 | 421.2129 | 0.0001235 | 390.7631 | 0.0044158 | 390.1432 | -0.017095 | 641.422 | 0.023691 | 390.1432 | 0.0069255 | 640.6139 | 0 | 641.422 | 0.0074789 | 388.5055 | 0
|  | 390.9801 | 0.85675 | 390.36 | 2.0395 | 422.016 | 0.0054662 | 390.9801 | 23.3569 | 390.36 | 30.1815 | 384.6557 | 1.3161 | 390.36 | 2.9694 | 421.3266 | 0.14036 | 390.9801 | 0 | 390.9801 | 0 | 390.9801 | 0 | 390.9801 | 0 | 390.9801 | 0 | 390.9801 | 0 | 421.3266 | 0.0001134 | 390.9801 | 0 | 390.36 | -0.057015 | 641.5827 | 0.019561 | 390.36 | -0.030242 | 640.775 | 0.00032174 | 641.5827 | 0.0081292 | 388.7192 | 0
|  | 391.1971 | 0.83874 | 390.5769 | 2.0083 | 422.1288 | 0 | 391.1971 | 22.7541 | 390.5769 | 29.4345 | 384.8725 | 1.4125 | 390.5769 | 3.2614 | 421.4404 | 0.13553 | 391.1971 | 0.075763 | 391.1971 | 0 | 391.1971 | 0.015784 | 391.1971 | 0.0060039 | 391.1971 | 0.0021971 | 391.1971 | 0.0374 | 421.4404 | 0.00010004 | 391.1971 | 0.0019149 | 390.5769 | 0.01602 | 641.7435 | 0.026732 | 390.5769 | 0.018324 | 640.9361 | 7.1499e-05 | 641.7435 | 0.0073859 | 388.933 | 0
|  | 391.4141 | 0.77496 | 390.7939 | 1.9562 | 422.2415 | 0.012609 | 391.4141 | 21.8739 | 390.7939 | 27.4485 | 385.0893 | 1.4681 | 390.7939 | 3.2265 | 421.5541 | 0.15898 | 391.4141 | 0 | 391.4141 | 0 | 391.4141 | 0 | 391.4141 | 0 | 391.4141 | 0 | 391.4141 | 0 | 421.5541 | 8.1708e-05 | 391.4141 | 0 | 390.7939 | -0.052332 | 641.9043 | 0.025869 | 390.7939 | -0.044535 | 641.0972 | 0.00010725 | 641.9043 | 0.0080363 | 389.1468 | 0
|  | 391.6311 | 0.77385 | 391.0108 | 1.918 | 422.3543 | 0 | 391.6311 | 21.0716 | 391.0108 | 27.0349 | 385.3061 | 1.5832 | 391.0108 | 3.5504 | 421.6678 | 0.15981 | 391.6311 | 0.073507 | 391.6311 | 0 | 391.6311 | 0.013485 | 391.6311 | 0.011897 | 391.6311 | 0.01303 | 391.6311 | 0.028693 | 421.6678 | 8.3421e-05 | 391.6311 | 0.0094744 | 391.0108 | 0.011892 | 642.0651 | 0.023282 | 391.0108 | 0.05667 | 641.2582 | 7.1499e-05 | 642.0651 | 0.0075718 | 389.3606 | 0
|  | 391.8481 | 0.73601 | 391.2277 | 1.8753 | 422.4671 | 0.014042 | 391.8481 | 20.1113 | 391.2277 | 25.3278 | 385.5229 | 1.6092 | 391.2277 | 3.4956 | 421.7816 | 0.18127 | 391.8481 | 0 | 391.8481 | 0 | 391.8481 | 0 | 391.8481 | 0 | 391.8481 | 0 | 391.8481 | 0 | 421.7816 | 7.8454e-05 | 391.8481 | 0 | 391.2277 | -0.066789 | 642.2259 | 0.012435 | 391.2277 | -0.022247 | 641.4193 | 0.00010725 | 642.2259 | 0.0081756 | 389.5744 | 0
|  | 392.0652 | 0.72826 | 391.4447 | 1.8331 | 422.5799 | 0 | 392.0652 | 19.4204 | 391.4447 | 24.7153 | 385.7398 | 1.7576 | 391.4447 | 3.8554 | 421.8953 | 0.17811 | 392.0652 | 0.084452 | 392.0652 | 0 | 392.0652 | 0.016756 | 392.0652 | 0.011 | 392.0652 | 0.011153 | 392.0652 | 0.029937 | 421.8953 | 9.1815e-05 | 392.0652 | 0.0090035 | 391.4447 | 0.055386 | 642.3867 | 0.022738 | 391.4447 | 0.00034937 | 641.5804 | 0 | 642.3867 | 0.0075253 | 389.7882 | 0
|  | 392.2822 | 0.68248 | 391.6617 | 1.7758 | 422.6926 | 0.01089 | 392.2822 | 18.6913 | 391.6617 | 23.4338 | 385.9566 | 1.7958 | 391.6617 | 3.886 | 422.0091 | 0.20056 | 392.2822 | 0 | 392.2822 | 0 | 392.2822 | 0 | 392.2822 | 0 | 392.2822 | 0 | 392.2822 | 0 | 422.0091 | 0.00010843 | 392.2822 | 0 | 391.6617 | -0.0393 | 642.5475 | 0.017019 | 391.6617 | -0.001073 | 641.7415 | 0 | 642.5475 | 0.0078969 | 390.002 | 0
|  | 392.4993 | 0.71398 | 391.8787 | 1.7547 | 422.8054 | 0 | 392.4993 | 17.9465 | 391.8787 | 22.9435 | 386.1735 | 1.9296 | 391.8787 | 4.2935 | 422.1228 | 0.19956 | 392.4993 | 0.05386 | 392.4993 | 0 | 392.4993 | 0.015369 | 392.4993 | 0.010408 | 392.4993 | 0.0048744 | 392.4993 | 0.031969 | 422.1228 | 8.5134e-05 | 392.4993 | 0.0096234 | 391.8786 | 0.03258 | 642.7083 | 0.020015 | 391.8787 | -0.00053999 | 641.9027 | 0 | 642.7083 | 0.0074324 | 390.2159 | 0
|  | 392.7164 | 0.64283 | 392.0957 | 1.7009 | 422.9182 | 0.0087791 | 392.7164 | 17.2432 | 392.0957 | 21.5731 | 386.3903 | 2.001 | 392.0957 | 4.2711 | 422.2366 | 0.22733 | 392.7164 | 0 | 392.7164 | 0 | 392.7164 | 0 | 392.7164 | 0 | 392.7164 | 0 | 392.7164 | 0 | 422.2366 | 9.8495e-05 | 392.7164 | 0 | 392.0957 | -0.061291 | 642.8691 | 0.019788 | 392.0957 | -0.027349 | 642.0638 | 0.00032174 | 642.8691 | 0.0079898 | 390.4297 | 0
|  | 392.9335 | 0.64644 | 392.3127 | 1.6417 | 423.031 | 0 | 392.9335 | 16.6172 | 392.3127 | 20.9196 | 386.6072 | 2.1426 | 392.3127 | 4.6141 | 422.3503 | 0.23132 | 392.9335 | 0.037727 | 392.9335 | 0 | 392.9335 | 0.013963 | 392.9335 | 0.0053063 | 392.9335 | 0.0089916 | 392.9335 | 0.012355 | 422.3503 | 9.6782e-05 | 392.9335 | 0.0068112 | 392.3127 | 0.03034 | 643.0299 | 0.021921 | 392.3127 | 0.017819 | 642.2249 | 0 | 643.0299 | 0.0076647 | 390.6436 | 0
|  | 393.1506 | 0.61484 | 392.5297 | 1.5961 | 423.1438 | 0.01538 | 393.1506 | 15.8529 | 392.5297 | 19.8391 | 386.8241 | 2.2227 | 392.5297 | 4.6409 | 422.4641 | 0.26125 | 393.1506 | 0 | 393.1506 | 0 | 393.1506 | 0 | 393.1506 | 0 | 393.1506 | 0 | 393.1506 | 0 | 422.4641 | 0.00011014 | 393.1506 | 0 | 392.5297 | -0.028915 | 643.1908 | 0.018608 | 392.5297 | -0.038757 | 642.386 | 0 | 643.1908 | 0.008315 | 390.8575 | 0
|  | 393.3678 | 0.60326 | 392.7468 | 1.5616 | 423.2565 | 0 | 393.3678 | 15.1429 | 392.7468 | 18.9573 | 387.041 | 2.3948 | 392.7468 | 4.9688 | 422.5779 | 0.26475 | 393.3678 | 0.09147 | 393.3678 | 0 | 393.3678 | 0.013877 | 393.3678 | 0.0086639 | 393.3678 | 0.010535 | 393.3678 | 0.041112 | 422.5779 | 6.6805e-05 | 393.3678 | 0.0047041 | 392.7468 | 0.064957 | 643.3516 | 0.022193 | 392.7468 | 0.012004 | 642.5472 | 0 | 643.3516 | 0.007804 | 391.0714 | 0
|  | 393.5849 | 0.54568 | 392.9638 | 1.5075 | 423.3693 | 0.013087 | 393.5849 | 14.4982 | 392.9638 | 17.9539 | 387.2579 | 2.455 | 392.9638 | 5.0084 | 422.6916 | 0.29185 | 393.5849 | 0 | 393.5849 | 0 | 393.5849 | 0 | 393.5849 | 0 | 393.5849 | 0 | 393.5849 | 0 | 422.6916 | 6.0125e-05 | 393.5849 | 0 | 392.9638 | -0.060477 | 643.5125 | 0.014296 | 392.9638 | -0.022738 | 642.7083 | 0.00010725 | 643.5125 | 0.0086402 | 391.2853 | 0
|  | 393.8021 | 0.55892 | 393.1809 | 1.5055 | 423.4821 | 0 | 393.8021 | 13.8667 | 393.1809 | 17.432 | 387.4749 | 2.6108 | 393.1809 | 5.3453 | 422.8054 | 0.3015 | 393.8021 | 0.06033 | 393.8021 | 0 | 393.8021 | 0.013 | 393.8021 | 0.007678 | 393.8021 | 0.010784 | 393.8021 | 0.021545 | 422.8054 | 4.8305e-05 | 393.8021 | 0.012215 | 393.1809 | 0.011847 | 643.6733 | 0.015159 | 393.1809 | 0.02576 | 642.8695 | 0 | 643.6733 | 0.0080363 | 391.4992 | 0
|  | 394.0193 | 0.55436 | 393.398 | 1.4554 | 423.5949 | 0.0076196 | 394.0193 | 13.1879 | 393.398 | 16.4508 | 387.6918 | 2.7114 | 393.398 | 5.4496 | 422.9192 | 0.33193 | 394.0192 | 0 | 394.0192 | 0 | 394.0192 | 0 | 394.0193 | 0 | 394.0192 | 0 | 394.0192 | 0 | 422.9192 | 7.5028e-05 | 394.0193 | 0 | 393.398 | -0.050092 | 643.8342 | 0.014205 | 393.398 | -0.033857 | 643.0306 | 0.00032174 | 643.8342 | 0.0084544 | 391.7131 | 0
|  | 394.2364 | 0.5542 | 393.6151 | 1.4498 | 423.7077 | 0 | 394.2364 | 12.7707 | 393.6151 | 15.9573 | 387.9088 | 2.9263 | 393.6151 | 5.8685 | 423.033 | 0.34241 | 394.2364 | 0.096921 | 394.2364 | 0 | 394.2364 | 0.025903 | 394.2364 | 0.012402 | 394.2364 | 0 | 394.2364 | 0.036151 | 423.033 | 8.3421e-05 | 394.2364 | 0.010379 | 393.6151 | 0.016837 | 643.9951 | 0.026505 | 393.6151 | 0.012604 | 643.1918 | 0 | 643.9951 | 0.0075718 | 391.9271 | 0
|  | 394.4536 | 0.48901 | 393.8322 | 1.3768 | 423.8204 | 0.0087791 | 394.4536 | 12.2624 | 393.8322 | 15.2159 | 388.1257 | 3.0174 | 393.8322 | 6.0009 | 423.1468 | 0.36436 | 394.4536 | 0 | 394.4536 | 0 | 394.4536 | 0 | 394.4536 | 0 | 394.4536 | 0 | 394.4536 | 0 | 423.1468 | 0.00011837 | 394.4536 | 0 | 393.8322 | -0.043372 | 644.1559 | 0.018199 | 393.8322 | 0.016886 | 643.3529 | 0.00010725 | 644.1559 | 0.0080827 | 392.141 | 0
|  | 394.6708 | 0.49227 | 394.0494 | 1.3804 | 423.9332 | 0 | 394.6708 | 11.6523 | 394.0494 | 14.9964 | 388.3427 | 3.2106 | 394.0494 | 6.4461 | 423.2606 | 0.37051 | 394.6709 | 0.082093 | 394.6709 | 0 | 394.6709 | 0.012421 | 394.6708 | 0.011825 | 394.6709 | 0.0066412 | 394.6709 | 0.027902 | 423.2606 | 0.00011168 | 394.6708 | 0.0090104 | 394.0494 | 0.068826 | 644.3168 | 0.025779 | 394.0494 | 0.039392 | 643.5141 | 7.1499e-05 | 644.3168 | 0.0075253 | 392.355 | 0
|  | 394.8881 | 0.46375 | 394.2665 | 1.3148 | 424.046 | 0.0021534 | 394.8881 | 11.1963 | 394.2665 | 14.1217 | 388.5597 | 3.3435 | 394.2665 | 6.6531 | 423.3744 | 0.37766 | 394.8881 | 0 | 394.8881 | 0 | 394.8881 | 0 | 394.8881 | 0 | 394.8881 | 0 | 394.8881 | 0 | 423.3744 | 9.1815e-05 | 394.8881 | 0 | 394.2665 | -0.061088 | 644.4777 | 0.019697 | 394.2665 | 0.021449 | 643.6753 | 0.00032174 | 644.4777 | 0.0080827 | 392.569 | 0
|  | 395.1053 | 0.46415 | 394.4837 | 1.3057 | 424.1588 | 0 | 395.1053 | 10.6925 | 394.4837 | 13.9979 | 388.7767 | 3.5417 | 394.4837 | 7.2129 | 423.4882 | 0.38298 | 395.1053 | 0.050977 | 395.1053 | 0 | 395.1053 | 0.013688 | 395.1053 | 0.005913 | 395.1053 | 0.014011 | 395.1053 | 0.012988 | 423.4882 | 5.6699e-05 | 395.1053 | 0.0077788 | 394.4837 | 0.00073199 | 644.6386 | 0.025552 | 394.4837 | 0.0046279 | 643.8365 | 0.00028599 | 644.6386 | 0.0076182 | 392.783 | 0
|  | 395.3226 | 0.43223 | 394.7009 | 1.284 | 424.2716 | 0.015571 | 395.3226 | 10.1847 | 394.7009 | 13.2726 | 388.9937 | 3.6416 | 394.7009 | 7.3564 | 423.602 | 0.3745 | 395.3226 | 0 | 395.3226 | 0 | 395.3226 | 0.0050541 | 395.3226 | 0.0025306 | 395.3226 | 0 | 395.3226 | 0 | 423.602 | 3.837e-05 | 395.3226 | 0 | 394.7009 | -0.049074 | 644.7995 | 0.01652 | 394.7009 | -0.033687 | 643.9977 | 0.00032174 | 644.7995 | 0.0080363 | 392.997 | 0
|  | 395.5399 | 0.4369 | 394.9181 | 1.2418 | 424.3844 | 0 | 395.5399 | 9.7042 | 394.9181 | 12.962 | 389.2107 | 3.8432 | 394.9181 | 7.8739 | 423.7158 | 0.38698 | 395.5399 | 0.075674 | 395.5399 | 0 | 395.5399 | 0.012862 | 395.5399 | 0.010567 | 395.5399 | 0.0023871 | 395.5399 | 0.025599 | 423.7158 | 4.0083e-05 | 395.5399 | 0.0097586 | 394.9181 | 0.025657 | 644.9604 | 0.021603 | 394.9181 | 0.0091238 | 644.1589 | 0 | 644.9604 | 0.0073859 | 393.211 | 0
|  | 395.7571 | 0.39719 | 395.1353 | 1.1842 | 424.4971 | 0.0092761 | 395.7571 | 9.2385 | 395.1353 | 12.5856 | 389.4277 | 4.0053 | 395.1353 | 8.1237 | 423.8296 | 0.37351 | 395.7572 | 0 | 395.7572 | 0 | 395.7572 | 0 | 395.7571 | 0 | 395.7572 | 0 | 395.7572 | 0 | 423.8296 | 9.1815e-05 | 395.7571 | 0 | 395.1353 | -0.072084 | 645.1213 | 0.017564 | 395.1353 | -0.047512 | 644.3201 | 0 | 645.1213 | 0.0077111 | 393.425 | 0
|  | 395.9745 | 0.4181 | 395.3525 | 1.1671 | 424.6099 | 0 | 395.9745 | 8.9215 | 395.3525 | 12.2278 | 389.6448 | 4.2547 | 395.3525 | 8.6841 | 423.9435 | 0.39562 | 395.9745 | 0.056865 | 395.9745 | 0 | 395.9745 | 0.014 | 395.9745 | 0.010542 | 395.9745 | 0.019502 | 395.9745 | 0.019056 | 423.9435 | 0.00011511 | 395.9745 | 0.0086204 | 395.3525 | 0.010478 | 645.2823 | 0.020287 | 395.3525 | 0.0067938 | 644.4813 | 0 | 645.2823 | 0.0075718 | 393.6391 | 0
|  | 396.1918 | 0.36224 | 395.5698 | 1.1186 | 424.7227 | 0.0021534 | 396.1918 | 8.4085 | 395.5698 | 11.5936 | 389.8618 | 4.4102 | 395.5698 | 8.9679 | 424.0573 | 0.37999 | 396.1918 | 0 | 396.1918 | 0 | 396.1918 | 0 | 396.1918 | 0 | 396.1918 | 0 | 396.1918 | 0 | 424.0573 | 0.00013018 | 396.1918 | 0 | 395.5698 | -0.029119 | 645.4432 | 0.02124 | 395.5698 | -0.014683 | 644.6425 | 0.00010725 | 645.4432 | 0.0081292 | 393.8531 | 0
|  | 396.4091 | 0.40711 | 395.787 | 1.1479 | 424.8355 | 0 | 396.4091 | 8.0725 | 395.787 | 11.254 | 390.0789 | 4.6778 | 395.787 | 9.5727 | 424.1711 | 0.4061 | 396.4091 | 0.087438 | 396.4091 | 0 | 396.4091 | 0.016228 | 396.4091 | 0.0093105 | 396.4091 | 0.01033 | 396.4091 | 0.01603 | 424.1711 | 0.00011511 | 396.4091 | 0.010622 | 395.7871 | 0.043169 | 645.6041 | 0.020332 | 395.787 | 0.03782 | 644.8037 | 0 | 645.6041 | 0.0077111 | 394.0672 | 0
|  | 396.6265 | 0.34428 | 396.0043 | 1.0703 | 424.9483 | 0.0024847 | 396.6265 | 7.8025 | 396.0043 | 10.7876 | 390.296 | 4.8646 | 396.0043 | 9.9342 | 424.285 | 0.40311 | 396.6265 | 0 | 396.6265 | 0 | 396.6265 | 0 | 396.6265 | 0 | 396.6265 | 0 | 396.6265 | 0 | 424.285 | 0.00012505 | 396.6265 | 0 | 396.0043 | -0.060884 | 645.7651 | 0.015385 | 396.0043 | -0.016514 | 644.9649 | 0 | 645.7651 | 0.0080363 | 394.2812 | 0
|  | 396.8438 | 0.35998 | 396.2216 | 1.0714 | 425.0611 | 0 | 396.8438 | 7.4589 | 396.2216 | 10.7013 | 390.5131 | 5.1395 | 396.2216 | 10.523 | 424.3988 | 0.42073 | 396.8438 | 0.071297 | 396.8438 | 0 | 396.8438 | 0.015745 | 396.8438 | 0.0093669 | 396.8438 | 0 | 396.8438 | 0.04243 | 424.3988 | 0.00011682 | 396.8438 | 0.0080746 | 396.2216 | 0.058237 | 645.926 | 0.017473 | 396.2216 | 0.0036222 | 645.1262 | 0 | 645.926 | 0.0077576 | 394.4954 | 0
|  | 397.0612 | 0.32575 | 396.4389 | 1.0517 | 425.1739 | 0.011081 | 397.0612 | 7.1266 | 396.4389 | 10.0855 | 390.7302 | 5.3575 | 396.4389 | 10.8869 | 424.5127 | 0.41841 | 397.0612 | 0 | 397.0612 | 0 | 397.0612 | 0 | 397.0612 | 0 | 397.0612 | 0 | 397.0612 | 0 | 424.5127 | 8.1708e-05 | 397.0612 | 0 | 396.4389 | -0.10141 | 646.087 | 0.024599 | 396.4389 | -0.010163 | 645.2874 | 0.00032174 | 646.087 | 0.0081292 | 394.7094 | 0
|  | 397.2786 | 0.34383 | 396.6562 | 1.0545 | 425.2866 | 0 | 397.2786 | 6.9244 | 396.6562 | 9.9894 | 390.9474 | 5.6904 | 396.6562 | 11.5585 | 424.6265 | 0.40361 | 397.2786 | 0.081331 | 397.2786 | 0 | 397.2786 | 0.011674 | 397.2786 | 0.0052808 | 397.2786 | 0.005901 | 397.2786 | 0.039002 | 424.6265 | 7.8454e-05 | 397.2786 | 0.0054836 | 396.6562 | 0.023824 | 646.2479 | 0.022102 | 396.6562 | 0.036157 | 645.4487 | 0.00028599 | 646.2479 | 0.0074789 | 394.9235 | 0
|  | 397.496 | 0.32135 | 396.8736 | 1.0237 | 425.3994 | 0.011463 | 397.496 | 6.5952 | 396.8736 | 9.604 | 391.1645 | 5.8899 | 396.8736 | 11.9747 | 424.7404 | 0.40261 | 397.496 | 0 | 397.496 | 0 | 397.496 | 0 | 397.496 | 0 | 397.496 | 0 | 397.496 | 0 | 424.7404 | 0.00010004 | 397.496 | 0 | 396.8736 | -0.047445 | 646.4089 | 0.016611 | 396.8736 | -0.027694 | 645.6099 | 0.00010725 | 646.4089 | 0.008315 | 395.1377 | 0
|  | 397.7134 | 0.31617 | 397.0909 | 1.0198 | 425.5122 | 0 | 397.7134 | 6.2925 | 397.0909 | 9.3257 | 391.3816 | 6.2084 | 397.0909 | 12.6437 | 424.8543 | 0.37966 | 397.7134 | 0.041706 | 397.7134 | 0 | 397.7134 | 0.01529 | 397.7134 | 0.0074431 | 397.7134 | 0.0051039 | 397.7134 | 0.040248 | 424.8543 | 0.00010175 | 397.7134 | 0.0062958 | 397.0909 | 0.057015 | 646.5699 | 0.021467 | 397.0909 | 0.01206 | 645.7712 | 7.1499e-05 | 646.5699 | 0.007804 | 395.3518 | 0
|  | 397.9308 | 0.29634 | 397.3083 | 0.96374 | 425.625 | 0.0081166 | 397.9308 | 5.9688 | 397.3083 | 8.7197 | 391.5988 | 6.4579 | 397.3083 | 13.0963 | 424.9681 | 0.38614 | 397.9308 | 0 | 397.9308 | 0 | 397.9308 | 0 | 397.9308 | 0 | 397.9308 | 0 | 397.9308 | 0 | 424.9681 | 0.00012008 | 397.9308 | 0 | 397.3083 | -0.064549 | 646.7309 | 0.020015 | 397.3083 | -0.020545 | 645.9324 | 0.00010725 | 646.7309 | 0.0085473 | 395.566 | 0
|  | 398.1483 | 0.31405 | 397.5257 | 0.99909 | 425.7378 | 0 | 398.1483 | 5.7317 | 397.5257 | 8.8513 | 391.8159 | 6.7949 | 397.5257 | 13.8201 | 425.082 | 0.36868 | 398.1483 | 0.06866 | 398.1483 | 0 | 398.1483 | 0.012761 | 398.1483 | 0.015625 | 398.1483 | 0.009935 | 398.1483 | 0.026508 | 425.082 | 0.00013018 | 398.1483 | 0.0093772 | 397.5257 | 0.033598 | 646.8918 | 0.018426 | 397.5257 | 0.048273 | 646.0937 | 7.1499e-05 | 646.8918 | 0.0075253 | 395.7801 | 0
|  | 398.3657 | 0.30613 | 397.7431 | 0.95293 | 425.8506 | 0.016431 | 398.3657 | 5.4844 | 397.7431 | 8.3264 | 392.0331 | 7.0567 | 397.7431 | 14.2148 | 425.1959 | 0.39296 | 398.3657 | 0 | 398.3657 | 0 | 398.3657 | 0.00076698 | 398.3657 | 0 | 398.3657 | 0 | 398.3657 | 0 | 425.1959 | 0.00015006 | 398.3657 | 0 | 397.7431 | -0.039096 | 647.0528 | 0.01357 | 397.7431 | -0.0018703 | 646.255 | 0.00010725 | 647.0528 | 0.0082685 | 395.9943 | 0
|  | 398.5832 | 0.27596 | 397.9605 | 0.93848 | 425.9634 | 0 | 398.5832 | 5.2963 | 397.9605 | 8.07 | 392.2503 | 7.4479 | 397.9605 | 14.9287 | 425.3098 | 0.39213 | 398.5832 | 0.084104 | 398.5832 | 0 | 398.5832 | 0.012292 | 398.5832 | 0.013078 | 398.5832 | 0.01348 | 398.5832 | 0.028127 | 425.3098 | 0.00014183 | 398.5832 | 0.0044797 | 397.9605 | 0.04439 | 647.2138 | 0.019606 | 397.9605 | 0.024202 | 646.4162 | 7.1499e-05 | 647.2138 | 0.0074789 | 396.2085 | 0
|  | 398.8007 | 0.25759 | 398.1779 | 0.91226 | 426.0762 | 0.0043067 | 398.8007 | 5.073 | 398.1779 | 7.3312 | 392.4676 | 7.6722 | 398.1779 | 15.3121 | 425.4237 | 0.4347 | 398.8007 | 0 | 398.8007 | 0 | 398.8007 | 0 | 398.8007 | 0 | 398.8007 | 0 | 398.8007 | 0 | 425.4237 | 0.00013687 | 398.8007 | 0 | 398.1779 | -0.060477 | 647.3749 | 0.013343 | 398.1779 | 0.0045396 | 646.5775 | 0.00053624 | 647.3749 | 0.0079434 | 396.4227 | 0
|  | 399.0182 | 0.26556 | 398.3954 | 0.91469 | 426.1889 | 0 | 399.0182 | 4.879 | 398.3954 | 7.4696 | 392.6848 | 8.1161 | 398.3954 | 16.1347 | 425.5376 | 0.43121 | 399.0182 | 0.070144 | 399.0182 | 0 | 399.0182 | 0.010417 | 399.0182 | 0.010879 | 399.0182 | 0.0041712 | 399.0182 | 0.039072 | 425.5376 | 0.00013841 | 399.0182 | 0.006381 | 398.3954 | 0.021992 | 647.5359 | 0.016974 | 398.3954 | -0.019617 | 646.7388 | 7.1499e-05 | 647.5359 | 0.0073395 | 396.6369 | 0
|  | 399.2357 | 0.23716 | 398.6128 | 0.82637 | 426.3017 | 0.0079509 | 399.2357 | 4.6691 | 398.6128 | 6.8167 | 392.902 | 8.4415 | 398.6128 | 16.579 | 425.6515 | 0.50738 | 399.2357 | 0 | 399.2357 | 0 | 399.2357 | 0 | 399.2357 | 0 | 399.2357 | 0 | 399.2357 | 0 | 425.6515 | 0.00012008 | 399.2357 | 0 | 398.6128 | -0.039503 | 647.6969 | 0.018517 | 398.6128 | -0.044216 | 646.9001 | 0.00032174 | 647.6969 | 0.0078969 | 396.8511 | 0
|  | 399.4532 | 0.25882 | 398.8303 | 0.87182 | 426.4145 | 0 | 399.4532 | 4.4911 | 398.8303 | 6.8624 | 393.1192 | 8.8249 | 398.8303 | 17.3023 | 425.7654 | 0.51403 | 399.4532 | 0.084385 | 399.4532 | 0 | 399.4532 | 0.011319 | 399.4532 | 0.011101 | 399.4532 | 0.0063051 | 399.4532 | 0.052532 | 425.7654 | 9.5069e-05 | 399.4533 | 0.0076648 | 398.8303 | 0.018105 | 647.8579 | 0.024735 | 398.8303 | -0.012061 | 647.0614 | 7.1499e-05 | 647.8579 | 0.0075253 | 397.0654 | 0
|  | 399.6708 | 0.20729 | 399.0478 | 0.84524 | 426.5273 | 0.012896 | 399.6708 | 4.2532 | 399.0478 | 6.3595 | 393.3365 | 9.1357 | 399.0478 | 17.8457 | 425.8793 | 0.58071 | 399.6708 | 0 | 399.6708 | 0 | 399.6708 | 0 | 399.6708 | 0 | 399.6708 | 0 | 399.6708 | 0 | 425.8793 | 8.1708e-05 | 399.6708 | 0 | 399.0478 | -0.06516 | 648.0189 | 0.019561 | 399.0478 | -0.010366 | 647.2227 | 0.00010725 | 648.0189 | 0.0081292 | 397.2796 | 0
|  | 399.8883 | 0.21772 | 399.2653 | 0.83905 | 426.6401 | 0 | 399.8883 | 4.1092 | 399.2653 | 6.499 | 393.5538 | 9.6307 | 399.2653 | 18.7307 | 425.9932 | 0.57024 | 399.8883 | 0.054503 | 399.8883 | 0 | 399.8883 | 0.011397 | 399.8883 | 0.010091 | 399.8883 | 0.0080576 | 399.8883 | 0.027709 | 425.9932 | 0.00011511 | 399.8883 | 0.0099593 | 399.2653 | 0.021177 | 648.18 | 0.023872 | 399.2653 | 0.0083056 | 647.384 | 7.1499e-05 | 648.18 | 0.0076182 | 397.4939 | 0
|  | 400.1059 | 0.21942 | 399.4828 | 0.80215 | 426.7529 | 0.011081 | 400.1059 | 3.904 | 399.4828 | 5.9084 | 393.7711 | 9.9319 | 399.4828 | 19.2642 | 426.1071 | 0.60266 | 400.1059 | 0 | 400.1059 | 0 | 400.1059 | 0 | 400.1059 | 0 | 400.1059 | 0 | 400.1059 | 0 | 426.1071 | 0.00012505 | 400.1059 | 0 | 399.4828 | -0.081043 | 648.341 | 0.015703 | 399.4828 | -0.026731 | 647.5454 | 0 | 648.341 | 0.0078505 | 397.7081 | 0
|  | 400.3235 | 0.25257 | 399.7003 | 0.82423 | 426.8657 | 0 | 400.3235 | 3.8377 | 399.7003 | 5.9081 | 393.9883 | 10.407 | 399.7003 | 20.1384 | 426.221 | 0.59485 | 400.3235 | 0.049386 | 400.3235 | 0 | 400.3235 | 0.0087856 | 400.3235 | 0.0076791 | 400.3235 | 0.0059597 | 400.3235 | 0.031495 | 426.221 | 0.0001701 | 400.3235 | 0.0071039 | 399.7003 | 0.042965 | 648.5021 | 0.020332 | 399.7003 | 0.025232 | 647.7067 | 7.1499e-05 | 648.5021 | 0.007293 | 397.9224 | 0
|  | 400.5411 | 0.20646 | 399.9179 | 0.79465 | 426.9785 | 0.019678 | 400.5411 | 3.6893 | 399.9179 | 5.6545 | 394.2057 | 10.7878 | 399.9179 | 20.6983 | 426.3349 | 0.61647 | 400.5411 | 0 | 400.5411 | 0 | 400.5411 | 0 | 400.5411 | 0 | 400.5411 | 0 | 400.5411 | 0 | 426.3349 | 0.00014012 | 400.5411 | 0 | 399.9179 | -0.086948 | 648.6631 | 0.017019 | 399.9179 | 0.0095226 | 647.868 | 0.00010725 | 648.6631 | 0.007804 | 398.1367 | 0
|  | 400.7587 | 0.23228 | 400.1354 | 0.82699 | 427.0913 | 0 | 400.7587 | 3.609 | 400.1354 | 5.6926 | 394.423 | 11.3347 | 400.1354 | 21.6004 | 426.4489 | 0.6632 | 400.7587 | 0.056817 | 400.7587 | 0 | 400.7587 | 0.010969 | 400.7587 | 0.011201 | 400.7587 | 0.012128 | 400.7587 | 0.034258 | 426.4489 | 0.00013515 | 400.7587 | 0.0078688 | 400.1354 | 0.099369 | 648.8242 | 0.037806 | 400.1354 | 0.013409 | 648.0294 | 7.1499e-05 | 648.8242 | 0.0078969 | 398.351 | 0
|  | 400.9763 | 0.19757 | 400.353 | 0.79145 | 427.2041 | 0.0069571 | 400.9763 | 3.4638 | 400.353 | 5.3337 | 394.6403 | 11.7238 | 400.353 | 22.306 | 426.5628 | 0.72124 | 400.9764 | 0 | 400.9764 | 0 | 400.9764 | 0 | 400.9763 | 0 | 400.9764 | 0 | 400.9764 | 0 | 426.5628 | 7.6741e-05 | 400.9764 | 0 | 400.353 | -0.019703 | 648.9853 | 0.01829 | 400.353 | 0.010702 | 648.1907 | 0 | 648.9853 | 0.008315 | 398.5653 | 0
|  | 401.194 | 0.22342 | 400.5706 | 0.77487 | 427.3169 | 0 | 401.194 | 3.3696 | 400.5706 | 5.2183 | 394.8576 | 12.2093 | 400.5706 | 22.9888 | 426.6768 | 0.7678 | 401.194 | 0.062671 | 401.194 | 0 | 401.194 | 0.013529 | 401.194 | 0.012586 | 401.194 | 0.0023795 | 401.194 | 0.025851 | 426.6768 | 8.6676e-05 | 401.194 | 0.01046 | 400.5706 | 0.028915 | 649.1464 | 0.024236 | 400.5706 | -0.0010608 | 648.3521 | 7.1499e-05 | 649.1464 | 0.0078505 | 398.7797 | 0
|  | 401.4117 | 0.1902 | 400.7882 | 0.67923 | 427.4297 | 0.012609 | 401.4117 | 3.1969 | 400.7882 | 4.8968 | 395.075 | 12.6342 | 400.7882 | 23.491 | 426.7907 | 0.78044 | 401.4117 | 0.0079622 | 401.4117 | 0 | 401.4117 | 0 | 401.4117 | 0 | 401.4117 | 0 | 401.4117 | 0 | 426.7907 | 8.6676e-05 | 401.4117 | 0 | 400.7882 | -0.0094806 | 649.3075 | 0.021286 | 400.7882 | -0.025391 | 648.5134 | 0 | 649.3075 | 0.0080827 | 398.994 | 0
|  | 401.6293 | 0.20129 | 401.0058 | 0.7202 | 427.5425 | 0 | 401.6293 | 3.1188 | 401.0058 | 4.7691 | 395.2924 | 13.1049 | 401.0058 | 24.0597 | 426.9047 | 0.78509 | 401.6293 | 0.07307 | 401.6293 | 0 | 401.6293 | 0.010762 | 401.6293 | 0.006836 | 401.6293 | 0.0069653 | 401.6293 | 0.022247 | 426.9047 | 0.0001134 | 401.6293 | 0.0046381 | 401.0058 | 0.021177 | 649.4686 | 0.030544 | 401.0058 | 0.019628 | 648.6748 | 7.1499e-05 | 649.4686 | 0.0075718 | 399.2084 | 0
|  | 401.847 | 0.17354 | 401.2235 | 0.73574 | 427.6553 | 0.018532 | 401.847 | 2.9584 | 401.2235 | 4.5876 | 395.5097 | 13.5366 | 401.2235 | 24.8178 | 427.0186 | 0.77728 | 401.847 | 0.017371 | 401.847 | 0 | 401.847 | 0 | 401.847 | 0.0014474 | 401.847 | 0 | 401.847 | 0 | 427.0186 | 0.00012179 | 401.847 | 0 | 401.2235 | -0.065568 | 649.6296 | 0.018018 | 401.2235 | 0.033553 | 648.8361 | 0.00032174 | 649.6296 | 0.0081292 | 399.4227 | 0
|  | 402.0647 | 0.20184 | 401.4411 | 0.70359 | 427.7681 | 0 | 402.0647 | 2.9366 | 401.4411 | 4.5697 | 395.7271 | 14.1321 | 401.4411 | 25.4944 | 427.1326 | 0.77013 | 402.0647 | 0.057782 | 402.0647 | 0 | 402.0647 | 0.011047 | 402.0647 | 0.0079698 | 402.0647 | 0.0069429 | 402.0647 | 0.028802 | 427.1326 | 0.00012008 | 402.0647 | 0.011109 | 401.4411 | 0.057423 | 649.7908 | 0.027458 | 401.4411 | 0.036943 | 648.9975 | 0 | 649.7908 | 0.0075253 | 399.6371 | 0
|  | 402.2824 | 0.18075 | 401.6588 | 0.67505 | 427.8809 | 0.0079509 | 402.2824 | 2.8394 | 401.6588 | 4.1405 | 395.9445 | 14.6146 | 401.6588 | 26.1265 | 427.2465 | 0.76148 | 402.2824 | 0 | 402.2824 | 0 | 402.2824 | 0 | 402.2824 | 0.0011015 | 402.2824 | 0 | 402.2824 | 0 | 427.2465 | 0.00013018 | 402.2824 | 0 | 401.6588 | -0.030137 | 649.9519 | 0.011709 | 401.6588 | -0.021405 | 649.1589 | 0 | 649.9519 | 0.0081292 | 399.8515 | 0
|  | 402.5002 | 0.1705 | 401.8765 | 0.6584 | 427.9937 | 0 | 402.5002 | 2.8199 | 401.8765 | 4.1577 | 396.1619 | 15.2412 | 401.8765 | 27.1047 | 427.3605 | 0.75583 | 402.5002 | 0.097616 | 402.5002 | 0.016477 | 402.5002 | 0.012403 | 402.5002 | 0.0076299 | 402.5002 | 0.0077524 | 402.5002 | 0.01983 | 427.3605 | 0.000105 | 402.5002 | 0.0056255 | 401.8765 | 0.021992 | 650.113 | 0.018925 | 401.8765 | 0.015575 | 649.3203 | 0 | 650.113 | 0.0078969 | 400.0659 | 0.033167
|  | 402.7179 | 0.17713 | 402.0942 | 0.66113 | 428.1064 | 0.011081 | 402.7179 | 2.6956 | 402.0942 | 3.84 | 396.3794 | 15.7803 | 402.0942 | 27.9489 | 427.4745 | 0.77462 | 402.7179 | 0 | 402.7179 | 0.037191 | 402.7179 | 0 | 402.7179 | 0 | 402.7179 | 0 | 402.7179 | 0 | 427.4745 | 9.6782e-05 | 402.7179 | 0 | 402.0942 | -0.065975 | 650.2741 | 0.018018 | 402.0942 | -0.025646 | 649.4817 | 0.00010725 | 650.2741 | 0.008315 | 400.2803 | 0.025549
|  | 402.9357 | 0.20716 | 402.3119 | 0.64668 | 428.2192 | 0 | 402.9357 | 2.6667 | 402.3119 | 4.0035 | 396.5968 | 16.3715 | 402.3119 | 28.3996 | 427.5885 | 0.77611 | 402.9357 | 0.077086 | 402.9357 | 0.064477 | 402.9357 | 0.0072356 | 402.9357 | 0.0081002 | 402.9357 | 0.0040957 | 402.9357 | 0.014162 | 427.5885 | 6.5092e-05 | 402.9357 | 0.0030945 | 402.3119 | 0.01546 | 650.4352 | 0.023464 | 402.3119 | 0.023199 | 649.6431 | 7.1499e-05 | 650.4352 | 0.0082221 | 400.4948 | 0.04492
|  | 403.1534 | 0.15524 | 402.5296 | 0.65025 | 428.332 | 0.0074539 | 403.1534 | 2.5559 | 402.5296 | 3.6645 | 396.8142 | 16.884 | 402.5296 | 28.8987 | 427.7025 | 0.80887 | 403.1534 | 0.010015 | 403.1534 | 0.058605 | 403.1534 | 0.0069787 | 403.1534 | 0 | 403.1534 | 0 | 403.1534 | 0 | 427.7025 | 7.8454e-05 | 403.1534 | 0 | 402.5296 | -0.041743 | 650.5964 | 0.016339 | 402.5296 | -0.019903 | 649.8045 | 0.00010725 | 650.5964 | 0.0086402 | 400.7092 | 0.023969
|  | 403.3712 | 0.17656 | 402.7474 | 0.63828 | 428.4448 | 0 | 403.3712 | 2.5241 | 402.7474 | 3.7113 | 397.0317 | 17.448 | 402.7474 | 29.526 | 427.8164 | 0.80305 | 403.3712 | 0.095948 | 403.3712 | 0.051848 | 403.3712 | 0.010005 | 403.3712 | 0.011838 | 403.3712 | 0.0064851 | 403.3712 | 0.024953 | 427.8164 | 7.5028e-05 | 403.3712 | 0.0044225 | 402.7474 | 0.040318 | 650.7575 | 0.033585 | 402.7474 | 0.01219 | 649.9659 | 0 | 650.7575 | 0.0085008 | 400.9237 | 0.043526
|  | 403.589 | 0.16162 | 402.9651 | 0.66699 | 428.5577 | 0.015093 | 403.589 | 2.4048 | 402.9651 | 3.4999 | 397.2492 | 17.9551 | 402.9651 | 30.3511 | 427.9304 | 0.83665 | 403.589 | 0 | 403.589 | 0.021775 | 403.589 | 0.0027413 | 403.589 | 0.00090242 | 403.589 | 0 | 403.589 | 0 | 427.9304 | 0.00010004 | 403.589 | 0 | 402.9651 | -0.033598 | 650.9187 | 0.017473 | 402.9651 | 0.016677 | 650.1273 | 0.00032174 | 650.9187 | 0.0081756 | 401.1381 | 0.033492
|  | 403.8068 | 0.16749 | 403.1829 | 0.65086 | 428.6705 | 0 | 403.8068 | 2.3844 | 403.1829 | 3.5965 | 397.4667 | 18.5693 | 403.1829 | 31.1128 | 428.0444 | 0.84297 | 403.8068 | 0.098466 | 403.8068 | 0.058703 | 403.8068 | 0.0097756 | 403.8068 | 0.010207 | 403.8068 | 0.018128 | 403.8068 | 0.028079 | 428.0444 | 0.00014012 | 403.8068 | 0.0095311 | 403.1829 | 0.049888 | 651.0798 | 0.026868 | 403.1829 | -0.010779 | 650.2887 | 0 | 651.0798 | 0.0075718 | 401.3526 | 0.043433
|  | 404.0247 | 0.15202 | 403.4007 | 0.60837 | 428.7833 | 0.011941 | 404.0247 | 2.2837 | 403.4007 | 3.1799 | 397.6842 | 18.9993 | 403.4007 | 31.3699 | 428.1584 | 0.88836 | 404.0247 | 0 | 404.0247 | 0.027739 | 404.0247 | 0 | 404.0247 | 0 | 404.0247 | 0 | 404.0247 | 0 | 428.1584 | 0.00018688 | 404.0247 | 0 | 403.4007 | -0.043576 | 651.241 | 0.015567 | 403.4007 | -0.016877 | 650.4501 | 0.00010725 | 651.241 | 0.0079898 | 401.5671 | 0.028011
|  | 404.2425 | 0.17485 | 403.6185 | 0.63185 | 428.8961 | 0 | 404.2425 | 2.2646 | 403.6185 | 3.2108 | 397.9017 | 19.5313 | 403.6185 | 32.1797 | 428.2724 | 0.90516 | 404.2425 | 0.10459 | 404.2425 | 0.011916 | 404.2425 | 0.016142 | 404.2425 | 0.0086454 | 404.2425 | 0.011067 | 404.2425 | 0.02905 | 428.2724 | 0.00018346 | 404.2425 | 0.0036361 | 403.6185 | 0.038282 | 651.4022 | 0.028865 | 403.6185 | 0.029977 | 650.6116 | 0 | 651.4022 | 0.0080363 | 401.7816 | 0.041157
|  | 404.4604 | 0.16249 | 403.8363 | 0.60606 | 429.0089 | 0.013565 | 404.4604 | 2.1842 | 403.8363 | 3.0896 | 398.1192 | 19.947 | 403.8363 | 32.5833 | 428.3865 | 0.94441 | 404.4603 | 0 | 404.4603 | 0.04631 | 404.4603 | 0.00039635 | 404.4604 | 0 | 404.4603 | 0 | 404.4603 | 0 | 428.3865 | 0.00011837 | 404.4604 | 0 | 403.8363 | -0.045816 | 651.5634 | 0.014024 | 403.8363 | -0.016134 | 650.773 | 0.00010725 | 651.5634 | 0.008315 | 401.9961 | 0.035815
|  | 404.6782 | 0.18306 | 404.0541 | 0.62696 | 429.1217 | 0 | 404.6782 | 2.1617 | 404.0541 | 3.1932 | 398.3367 | 20.5277 | 404.0541 | 33.2611 | 428.5005 | 0.95638 | 404.6782 | 0.06448 | 404.6782 | 0.04686 | 404.6782 | 0.010546 | 404.6782 | 0.007416 | 404.6782 | 0.00576 | 404.6782 | 0.019309 | 428.5005 | 7.8454e-05 | 404.6782 | 0.0022103 | 404.0541 | 0.063939 | 651.7245 | 0.028411 | 404.0541 | 0.0091836 | 650.9345 | 7.1499e-05 | 651.7245 | 0.0077111 | 402.2106 | 0.040367
|  | 404.8961 | 0.15821 | 404.272 | 0.60304 | 429.2345 | 0.0091104 | 404.8961 | 2.0571 | 404.272 | 2.8921 | 398.5543 | 20.9836 | 404.272 | 33.4077 | 428.6145 | 0.9913 | 404.8961 | 0 | 404.8961 | 0.029061 | 404.8961 | 0 | 404.8961 | 0 | 404.8961 | 0 | 404.8961 | 0 | 428.6145 | 6.0125e-05 | 404.8961 | 0 | 404.272 | -0.045001 | 651.8857 | 0.022647 | 404.272 | 0.020771 | 651.0959 | 0.00010725 | 651.8857 | 0.0079898 | 402.4252 | 0.027593
|  | 405.114 | 0.17196 | 404.4898 | 0.58089 | 429.3473 | 0 | 405.114 | 2.0598 | 404.4898 | 2.8903 | 398.7719 | 21.4032 | 404.4898 | 33.6544 | 428.7285 | 1.0069 | 405.114 | 0.09498 | 405.114 | 0.076484 | 405.114 | 0.011946 | 405.114 | 0.0071093 | 405.114 | 0.0062178 | 405.114 | 0.023956 | 428.7285 | 5.6699e-05 | 405.114 | 0.0041364 | 404.4898 | 0.024435 | 652.0469 | 0.020605 | 404.4898 | 0.00089052 | 651.2574 | 0 | 652.0469 | 0.0078969 | 402.6397 | 0.043665
|  | 405.3319 | 0.14047 | 404.7077 | 0.5806 | 429.4601 | 0.013374 | 405.3319 | 1.9786 | 404.7077 | 2.6135 | 398.9894 | 21.778 | 404.7077 | 34.3052 | 428.8426 | 1.0442 | 405.3319 | 0 | 405.3319 | 0.005677 | 405.3319 | 0 | 405.3319 | 0 | 405.3319 | 0 | 405.3319 | 0 | 428.8426 | 6.8347e-05 | 405.3319 | 0 | 404.7077 | -0.038485 | 652.2081 | 0.014614 | 404.7077 | -0.017026 | 651.4188 | 0.00010725 | 652.2081 | 0.0082221 | 402.8543 | 0.030194
|  | 405.5498 | 0.1841 | 404.9256 | 0.58325 | 429.5729 | 0 | 405.5498 | 1.9566 | 404.9256 | 2.7126 | 399.207 | 22.1871 | 404.9256 | 34.3958 | 428.9566 | 1.0572 | 405.5498 | 0.062189 | 405.5498 | 0.055403 | 405.5498 | 0.016832 | 405.5498 | 0.0074706 | 405.5498 | 0.006602 | 405.5498 | 0.033278 | 428.9566 | 0.00010004 | 405.5498 | 0.0038908 | 404.9256 | 0.015608 | 652.3693 | 0.016202 | 404.9256 | 0.030253 | 651.5803 | 0.00028599 | 652.3693 | 0.0079898 | 403.0688 | 0.052538
|  | 405.7678 | 0.1223 | 405.1435 | 0.55898 | 429.6857 | 0.0053006 | 405.7678 | 1.901 | 405.1435 | 2.5685 | 399.4246 | 22.5427 | 405.1435 | 34.0797 | 429.0707 | 1.0881 | 405.7678 | 0.016091 | 405.7678 | 0.0084948 | 405.7678 | 0 | 405.7678 | 0 | 405.7678 | 0 | 405.7678 | 0 | 429.0707 | 0.0001468 | 405.7678 | 0 | 405.1435 | -0.041336 | 652.5306 | 0.014523 | 405.1435 | 0.0028189 | 651.7418 | 0.00010725 | 652.5306 | 0.0081292 | 403.2834 | 0.034514
|  | 405.9857 | 0.16789 | 405.3614 | 0.57059 | 429.7985 | 0 | 405.9857 | 1.9146 | 405.3614 | 2.543 | 399.6422 | 22.8285 | 405.3614 | 34.3288 | 429.1847 | 1.0996 | 405.9857 | 0.065287 | 405.9857 | 0.0779 | 405.9857 | 0.0090843 | 405.9857 | 0.010393 | 405.9857 | 0.0013914 | 405.9857 | 0.018501 | 429.1847 | 0.00016187 | 405.9857 | 0.011002 | 405.3614 | 0.0281 | 652.6918 | 0.019289 | 405.3614 | 0.017473 | 651.9032 | 7.1499e-05 | 652.6918 | 0.0074324 | 403.498 | 0.057694
|  | 406.2037 | 0.14132 | 405.5794 | 0.54084 | 429.9113 | 0.010317 | 406.2037 | 1.7936 | 405.5794 | 2.383 | 399.8598 | 23.0089 | 405.5794 | 34.6539 | 429.2987 | 1.14 | 406.2037 | 0.0059917 | 406.2037 | 0.0073991 | 406.2037 | 0 | 406.2037 | 0 | 406.2037 | 0 | 406.2037 | 0 | 429.2987 | 0.00015006 | 406.2037 | 0 | 405.5794 | -0.048056 | 652.853 | 0.018109 | 405.5794 | -0.017131 | 652.0647 | 0.00032174 | 652.853 | 0.0075253 | 403.7126 | 0.033864
|  | 406.4217 | 0.14771 | 405.7973 | 0.56605 | 430.0241 | 0 | 406.4217 | 1.8114 | 405.7973 | 2.504 | 400.0775 | 23.2738 | 405.7973 | 34.8004 | 429.4128 | 1.1563 | 406.4217 | 0.079609 | 406.4217 | 0.06037 | 406.4217 | 0.0093146 | 406.4217 | 0.0095144 | 406.4217 | 0.0060999 | 406.4217 | 0.008214 | 429.4128 | 0.00012505 | 406.4217 | 0.005575 | 405.7973 | 0.0056988 | 653.0142 | 0.022738 | 405.7973 | -0.0073305 | 652.2262 | 0 | 653.0142 | 0.0071072 | 403.9273 | 0.041389
|  | 406.6397 | 0.15732 | 406.0153 | 0.53098 | 430.1369 | 0.010412 | 406.6397 | 1.7147 | 406.0153 | 2.2419 | 400.2951 | 23.4242 | 406.0153 | 34.4781 | 429.5269 | 1.181 | 406.6397 | 0.0020486 | 406.6397 | 0.01233 | 406.6397 | 0 | 406.6397 | 0 | 406.6397 | 0 | 406.6397 | 0 | 429.5269 | 0.00010004 | 406.6397 | 0 | 406.0153 | -0.03482 | 653.1755 | 0.014296 | 406.0153 | -0.03428 | 652.3877 | 0.00010725 | 653.1755 | 0.007804 | 404.1419 | 0.043805
|  | 406.8577 | 0.18775 | 406.2333 | 0.55854 | 430.2497 | 0 | 406.8577 | 1.7538 | 406.2333 | 2.4592 | 400.5128 | 23.5627 | 406.2333 | 34.4426 | 429.6409 | 1.1842 | 406.8577 | 0.10013 | 406.8577 | 0.035033 | 406.8577 | 0.015667 | 406.8577 | 0.007642 | 406.8577 | 0.0095942 | 406.8577 | 0.031156 | 429.6409 | 7.1773e-05 | 406.8577 | 0.0089698 | 406.2333 | 0.035635 | 653.3367 | 0.018653 | 406.2333 | 0.023004 | 652.5492 | 0 | 653.3367 | 0.0077111 | 404.3565 | 0.055418
|  | 407.0757 | 0.12496 | 406.4513 | 0.55796 | 430.3625 | 0.017099 | 407.0757 | 1.6697 | 406.4513 | 2.1341 | 400.7304 | 23.6773 | 406.4513 | 34.2714 | 429.755 | 1.2126 | 407.0757 | 0 | 407.0757 | 0.012985 | 407.0757 | 0 | 407.0757 | 0 | 407.0757 | 0 | 407.0757 | 0 | 429.755 | 7.8454e-05 | 407.0757 | 0 | 406.4513 | -0.015032 | 653.498 | 0.014841 | 406.4513 | -0.0010785 | 652.7107 | 0.00032174 | 653.498 | 0.0084544 | 404.5712 | 0.040925
|  | 407.2938 | 0.12798 | 406.6693 | 0.54884 | 430.4753 | 0 | 407.2938 | 1.6318 | 406.6693 | 2.1676 | 400.9481 | 23.7052 | 406.6693 | 34.283 | 429.8691 | 1.2288 | 407.2938 | 0.11095 | 407.2938 | 0.020991 | 407.2938 | 0.016 | 407.2938 | 0.0090608 | 407.2938 | 0.0062574 | 407.2938 | 0.021122 | 429.8691 | 0.00012505 | 407.2938 | 0.0075133 | 406.6693 | 0.048259 | 653.6593 | 0.022647 | 406.6693 | 0.017123 | 652.8722 | 7.1499e-05 | 653.6593 | 0.0082685 | 404.7859 | 0.043712
|  | 407.5118 | 0.11548 | 406.8873 | 0.54297 | 430.5881 | 0.0048037 | 407.5118 | 1.5945 | 406.8873 | 2.047 | 401.1658 | 23.7072 | 406.8873 | 33.41 | 429.9832 | 1.2622 | 407.5118 | 0 | 407.5118 | 0.027577 | 407.5118 | 0 | 407.5118 | 0.0013334 | 407.5118 | 0 | 407.5118 | 0 | 429.9832 | 0.00016342 | 407.5118 | 0 | 406.8873 | -0.050703 | 653.8205 | 0.018018 | 406.8873 | -0.016856 | 653.0338 | 0.00032174 | 653.8205 | 0.0085473 | 405.0005 | 0.043619
|  | 407.7299 | 0.14684 | 407.1053 | 0.50664 | 430.701 | 0 | 407.7299 | 1.5504 | 407.1053 | 2.0587 | 401.3835 | 23.6432 | 407.1053 | 32.9005 | 430.0972 | 1.2782 | 407.7299 | 0.10591 | 407.7299 | 0.047519 | 407.7299 | 0.012357 | 407.7299 | 0.0095062 | 407.7299 | 0.0073491 | 407.7299 | 0.031908 | 430.0972 | 0.00014509 | 407.7299 | 0.0040044 | 407.1053 | 0.035838 | 653.9818 | 0.018744 | 407.1053 | 0.0069606 | 653.1953 | 0.00028599 | 653.9818 | 0.0079434 | 405.2152 | 0.046824
|  | 407.948 | 0.11739 | 407.3234 | 0.49955 | 430.8138 | 0.01624 | 407.948 | 1.5346 | 407.3234 | 1.8268 | 401.6012 | 23.4623 | 407.3234 | 32.082 | 430.2113 | 1.3184 | 407.948 | 0.031531 | 407.948 | 0.061135 | 407.948 | 0 | 407.948 | 0 | 407.948 | 0 | 407.948 | 0 | 430.2113 | 9.8495e-05 | 407.948 | 0 | 407.3234 | -0.043169 | 654.1431 | 0.013479 | 407.3234 | 0.00072388 | 653.3568 | 0.00010725 | 654.1431 | 0.0084079 | 405.4299 | 0.046824
|  | 408.166 | 0.13369 | 407.5415 | 0.51901 | 430.9266 | 0 | 408.166 | 1.4854 | 407.5415 | 1.9941 | 401.819 | 23.2822 | 407.5415 | 31.8172 | 430.3254 | 1.3404 | 408.166 | 0.096921 | 408.166 | 0.055555 | 408.166 | 0.012171 | 408.166 | 0.0088385 | 408.166 | 0 | 408.166 | 0.027821 | 430.3254 | 8.1708e-05 | 408.166 | 0.0076617 | 407.5415 | 0.023824 | 654.3044 | 0.021694 | 407.5415 | 0.010506 | 653.5184 | 0.00050049 | 654.3044 | 0.0076647 | 405.6447 | 0.048775
|  | 408.3842 | 0.14367 | 407.7595 | 0.49558 | 431.0394 | 0.0071227 | 408.3842 | 1.4408 | 407.7595 | 1.723 | 402.0367 | 23.0321 | 407.7595 | 30.9347 | 430.4395 | 1.3814 | 408.3842 | 0.0163 | 408.3842 | 0.018284 | 408.3842 | 0 | 408.3842 | 0 | 408.3842 | 0 | 408.3842 | 0 | 430.4395 | 7.8454e-05 | 408.3842 | 0 | 407.7595 | -0.042151 | 654.4657 | 0.0236 | 407.7595 | 0.01747 | 653.6799 | 0.00032174 | 654.4657 | 0.0079434 | 405.8594 | 0.042504
|  | 408.6023 | 0.14045 | 407.9776 | 0.46552 | 431.1522 | 0 | 408.6023 | 1.4322 | 407.9776 | 1.7613 | 402.2545 | 22.7472 | 407.9776 | 30.1268 | 430.5536 | 1.3946 | 408.6023 | 0.082434 | 408.6023 | 0.053159 | 408.6023 | 0.012268 | 408.6023 | 0.0098598 | 408.6023 | 0.0021607 | 408.6023 | 0.027137 | 430.5536 | 0.00010004 | 408.6023 | 0.0078763 | 407.9776 | 0.036245 | 654.627 | 0.023555 | 407.9776 | 0.00094501 | 653.8415 | 7.1499e-05 | 654.627 | 0.007293 | 406.0741 | 0.064941
|  | 408.8204 | 0.13696 | 408.1958 | 0.48255 | 431.265 | 0.0062945 | 408.8204 | 1.3854 | 408.1958 | 1.6427 | 402.4722 | 22.402 | 408.1958 | 29.4041 | 430.6677 | 1.4258 | 408.8204 | 0.01168 | 408.8204 | 0.012195 | 408.8204 | 0 | 408.8204 | 0 | 408.8204 | 0 | 408.8204 | 0 | 430.6677 | 6.5092e-05 | 408.8204 | 0 | 408.1958 | -0.040318 | 654.7883 | 0.017564 | 408.1958 | -0.009646 | 654.003 | 0.00032174 | 654.7883 | 0.0076647 | 406.2889 | 0.054535
|  | 409.0386 | 0.12495 | 408.4139 | 0.49589 | 431.3778 | 0 | 409.0386 | 1.3189 | 408.4139 | 1.5425 | 402.69 | 21.9603 | 408.4139 | 28.3661 | 430.7819 | 1.4571 | 409.0386 | 0.055224 | 409.0386 | 0.038044 | 409.0386 | 0 | 409.0386 | 0.0008053 | 409.0386 | 0 | 409.0386 | 0 | 430.7819 | 0.00028195 | 409.0386 | 0 | 408.4139 | -0.047852 | 654.9496 | 0.019062 | 408.4139 | -0.017805 | 654.1646 | 0 | 654.9496 | 0.0078505 | 406.5036 | 0.054721
|  | 409.2567 | 0.14523 | 408.632 | 0.50306 | 431.4907 | 0.01175 | 409.2567 | 1.3183 | 408.632 | 1.6174 | 402.9078 | 21.505 | 408.632 | 27.7382 | 430.896 | 1.4988 | 409.2567 | 0.11639 | 409.2567 | 0.01339 | 409.2567 | 0.0082443 | 409.2567 | 0.0083603 | 409.2567 | 0.0037017 | 409.2567 | 0.019303 | 430.896 | 0.00023348 | 409.2567 | 0.0048215 | 408.632 | 0.020566 | 655.1109 | 0.016611 | 408.632 | -0.0089398 | 654.3261 | 0.0007506 | 655.1109 | 0.0077576 | 406.7184 | 0.064894
|  | 409.4749 | 0.12941 | 408.8502 | 0.47434 | 431.6035 | 0 | 409.4749 | 1.2113 | 408.8502 | 1.445 | 403.1256 | 21.0262 | 408.8502 | 26.6287 | 431.0101 | 1.5394 | 409.4749 | 0.016707 | 409.4749 | 0.029673 | 409.4749 | 0 | 409.4749 | 0 | 409.4749 | 0 | 409.4749 | 0 | 431.0101 | 0.00041693 | 409.4749 | 0 | 408.8502 | -0.022806 | 655.2722 | 0.018925 | 408.8502 | -0.0095799 | 654.4877 | 0 | 655.2722 | 0.0085473 | 406.9332 | 0.057508
|  | 409.6931 | 0.12947 | 409.0684 | 0.47791 | 431.7163 | 0.011272 | 409.6931 | 1.244 | 409.0684 | 1.5649 | 403.3434 | 20.5703 | 409.0684 | 25.8603 | 431.1242 | 1.5624 | 409.6931 | 0.11852 | 409.6931 | 0.049723 | 409.6931 | 0.016372 | 409.6931 | 0.0079651 | 409.6931 | 0.0080215 | 409.6931 | 0.021283 | 431.1242 | 0.00018688 | 409.6931 | 0.0077811 | 409.0684 | 0.014049 | 655.4336 | 0.021558 | 409.0684 | 0.026014 | 654.6493 | 0.0007506 | 655.4336 | 0.0077111 | 407.148 | 0.06443
|  | 409.9113 | 0.13182 | 409.2866 | 0.47383 | 431.8291 | 0 | 409.9113 | 1.1688 | 409.2866 | 1.3211 | 403.5612 | 19.9814 | 409.2866 | 25.1098 | 431.2384 | 1.6029 | 409.9113 | 0.061196 | 409.9113 | 0.032681 | 409.9113 | 0 | 409.9113 | 0 | 409.9113 | 0 | 409.9113 | 0 | 431.2384 | 0.00039038 | 409.9113 | 0 | 409.2865 | -0.068011 | 655.5949 | 0.014841 | 409.2866 | -0.021206 | 654.8109 | 0 | 655.5949 | 0.0084544 | 407.3628 | 0.068332
|  | 410.1295 | 0.12934 | 409.5048 | 0.4786 | 431.9419 | 0.014425 | 410.1295 | 1.1621 | 409.5048 | 1.4489 | 403.7791 | 19.4915 | 409.5048 | 24.3018 | 431.3525 | 1.6252 | 410.1295 | 0.14034 | 410.1295 | 0.057883 | 410.1295 | 0.010301 | 410.1295 | 0.010255 | 410.1295 | 0.010267 | 410.1295 | 0.016994 | 431.3525 | 0.00020675 | 410.1295 | 0.0096901 | 409.5048 | 0.024639 | 655.7563 | 0.020741 | 409.5048 | 0.020537 | 654.9725 | 0.0007506 | 655.7563 | 0.0079898 | 407.5776 | 0.072141
|  | 410.3478 | 0.10661 | 409.723 | 0.46296 | 432.0547 | 0 | 410.3478 | 1.1096 | 409.723 | 1.2139 | 403.9969 | 18.8803 | 409.723 | 23.2491 | 431.4666 | 1.6663 | 410.3478 | 0.056127 | 410.3478 | 0.020839 | 410.3478 | 0 | 410.3478 | 0 | 410.3478 | 0 | 410.3478 | 0 | 431.4666 | 0.000407 | 410.3478 | 0 | 409.723 | -0.046834 | 655.9176 | 0.01947 | 409.723 | 0.011193 | 655.1341 | 0 | 655.9176 | 0.008826 | 407.7925 | 0.063826
|  | 410.566 | 0.14552 | 409.9412 | 0.45349 | 432.1676 | 0.0064601 | 410.566 | 1.1187 | 409.9412 | 1.3841 | 404.2148 | 18.3954 | 409.9412 | 22.6858 | 431.5808 | 1.6869 | 410.566 | 0.11982 | 410.566 | 0.069186 | 410.566 | 0.010212 | 410.566 | 0.0088012 | 410.566 | 0.0087469 | 410.566 | 0.014617 | 431.5808 | 0.0002035 | 410.566 | 0.006276 | 409.9412 | 0.01801 | 656.079 | 0.021876 | 409.9412 | 0.016075 | 655.2957 | 0.0007506 | 656.079 | 0.0081756 | 408.0073 | 0.070979
|  | 410.7843 | 0.10677 | 410.1595 | 0.45158 | 432.2804 | 0 | 410.7843 | 1.0554 | 410.1595 | 1.1763 | 404.4326 | 17.8805 | 410.1595 | 22.082 | 431.6949 | 1.7323 | 410.7843 | 0.045856 | 410.7843 | 0.049564 | 410.7843 | 0 | 410.7843 | 0 | 410.7843 | 0 | 410.7843 | 0 | 431.6949 | 0.00034687 | 410.7843 | 0 | 410.1595 | -0.041743 | 656.2403 | 0.012027 | 410.1595 | -0.031125 | 655.4573 | 0 | 656.2403 | 0.008315 | 408.2222 | 0.078319
|  | 411.0026 | 0.13341 | 410.3777 | 0.47472 | 432.3932 | 0.0094417 | 411.0026 | 1.074 | 410.3777 | 1.324 | 404.6505 | 17.3077 | 410.3777 | 21.609 | 431.8091 | 1.7506 | 411.0026 | 0.15347 | 411.0026 | 0.064074 | 411.0026 | 0.012869 | 411.0026 | 0.0086129 | 411.0026 | 0.0098049 | 411.0026 | 0.01784 | 431.8091 | 0.00014337 | 411.0026 | 0.0073644 | 410.3777 | 0.040725 | 656.4017 | 0.017337 | 410.3777 | 0.01012 | 655.6189 | 0.00053624 | 656.4017 | 0.0079434 | 408.4371 | 0.077158
|  | 411.2209 | 0.096087 | 410.596 | 0.44628 | 432.506 | 0 | 411.2209 | 1.0064 | 410.596 | 1.126 | 404.8684 | 16.8033 | 410.596 | 20.9954 | 431.9232 | 1.7884 | 411.2208 | 0.077542 | 411.2208 | 0.013984 | 411.2208 | 0 | 411.2209 | 0 | 411.2208 | 0 | 411.2208 | 0 | 431.9232 | 0.00035698 | 411.2209 | 0 | 410.596 | -0.02077 | 656.5631 | 0.031769 | 410.596 | 0.0052642 | 655.7805 | 0 | 656.5631 | 0.0086866 | 408.6519 | 0.07005
|  | 411.4391 | 0.1393 | 410.8143 | 0.44011 | 432.6189 | 0.021398 | 411.4391 | 0.99726 | 410.8143 | 1.2241 | 405.0863 | 16.3017 | 410.8143 | 20.3706 | 432.0374 | 1.8 | 411.4392 | 0.13251 | 411.4392 | 0.063935 | 411.4392 | 0.0089716 | 411.4391 | 0.0052566 | 411.4392 | 0.001714 | 411.4392 | 0.016471 | 432.0374 | 0.00021343 | 411.4391 | 0.004572 | 410.8143 | 0.0097232 | 656.7245 | 0.019062 | 410.8143 | 0.018111 | 655.9421 | 0.00053624 | 656.7245 | 0.0081756 | 408.8668 | 0.084125
|  | 411.6575 | 0.093337 | 411.0326 | 0.45084 | 432.7317 | 0 | 411.6575 | 0.93473 | 411.0326 | 0.98706 | 405.3043 | 15.7367 | 411.0326 | 19.4211 | 432.1516 | 1.8428 | 411.6575 | 0.094842 | 411.6575 | 0.015761 | 411.6575 | 0 | 411.6575 | 0 | 411.6575 | 0 | 411.6575 | 0 | 432.1516 | 0.00035698 | 411.6575 | 0 | 411.0326 | -0.051925 | 656.8859 | 0.016429 | 411.0326 | -0.031636 | 656.1037 | 0 | 656.8859 | 0.0085473 | 409.0818 | 0.077529
|  | 411.8758 | 0.10924 | 411.2509 | 0.47243 | 432.8445 | 0.013087 | 411.8758 | 0.90859 | 411.2509 | 1.1745 | 405.5222 | 15.2399 | 411.2509 | 19.0868 | 432.2657 | 1.8665 | 411.8758 | 0.15715 | 411.8758 | 0.04902 | 411.8758 | 0.010964 | 411.8758 | 0.011029 | 411.8758 | 0.010337 | 411.8758 | 0.033976 | 432.2657 | 0.00014337 | 411.8758 | 0.0065827 | 411.2509 | 0.029322 | 657.0472 | 0.022284 | 411.2509 | 0.017603 | 656.2654 | 0.00053624 | 657.0472 | 0.0075253 | 409.2967 | 0.090397
|  | 412.0941 | 0.090218 | 411.4693 | 0.42771 | 432.9573 | 0 | 412.0941 | 0.85982 | 411.4693 | 1.0168 | 405.7401 | 14.712 | 411.4693 | 18.4859 | 432.3799 | 1.9192 | 412.0942 | 0.088241 | 412.0942 | 0.0065139 | 412.0942 | 0 | 412.0941 | 0 | 412.0942 | 0 | 412.0942 | 0 | 432.3799 | 0.00030696 | 412.0942 | 0 | 411.4692 | -0.032987 | 657.2087 | 0.013389 | 411.4693 | -0.0034455 | 656.427 | 0 | 657.2087 | 0.0080827 | 409.5116 | 0.086262
|  | 412.3125 | 0.11931 | 411.6876 | 0.43008 | 433.0701 | 0.021493 | 412.3125 | 0.8832 | 411.6876 | 1.1372 | 405.9581 | 14.2525 | 411.6876 | 17.8544 | 432.4941 | 1.949 | 412.3125 | 0.16195 | 412.3125 | 0.030534 | 412.3125 | 0.011227 | 412.3125 | 0.0071292 | 412.3125 | 0.0037524 | 412.3125 | 0.017183 | 432.4941 | 0.00016342 | 412.3125 | 0.0079322 | 411.6876 | -0.002074 | 657.3701 | 0.024009 | 411.6876 | 0.037492 | 656.5887 | 0.00053624 | 657.3701 | 0.007293 | 409.7266 | 0.086913
|  | 412.5309 | 0.10382 | 411.906 | 0.43031 | 433.183 | 0 | 412.5309 | 0.83498 | 411.906 | 0.90975 | 406.1761 | 13.7675 | 411.906 | 16.9779 | 432.6083 | 2.0024 | 412.5309 | 0.086303 | 412.5309 | 0.010155 | 412.5309 | 0 | 412.5309 | 0.0011537 | 412.5309 | 0 | 412.5309 | 0 | 432.6083 | 0.00038696 | 412.5309 | 0 | 411.906 | -0.044594 | 657.5315 | 0.016429 | 411.906 | -0.010224 | 656.7503 | 0 | 657.5315 | 0.0080363 | 409.9415 | 0.090768
|  | 412.7493 | 0.1197 | 412.1244 | 0.42339 | 433.2958 | 0.015093 | 412.7493 | 0.81735 | 412.1244 | 1.0669 | 406.394 | 13.3195 | 412.1244 | 16.6298 | 432.7225 | 2.0268 | 412.7493 | 0.1778 | 412.7493 | 0.036183 | 412.7493 | 0.0095921 | 412.7493 | 0.0049313 | 412.7493 | 8.626e-05 | 412.7493 | 0.016339 | 432.7225 | 0.00022354 | 412.7493 | 0.011134 | 412.1243 | 0.04378 | 657.6929 | 0.020015 | 412.1244 | 0.011193 | 656.912 | 0.0007506 | 657.6929 | 0.0075253 | 410.1565 | 0.10893
|  | 412.9677 | 0.077283 | 412.3427 | 0.43859 | 433.4086 | 0 | 412.9677 | 0.78868 | 412.3427 | 0.82311 | 406.612 | 12.872 | 412.3427 | 16.0189 | 432.8367 | 2.0722 | 412.9677 | 0.12129 | 412.9677 | 0.017063 | 412.9677 | 0.0020082 | 412.9677 | 0.00030227 | 412.9677 | 0 | 412.9677 | 0 | 432.8367 | 0.00044708 | 412.9677 | 0 | 412.3428 | -0.017414 | 657.8543 | 0.020605 | 412.3427 | 0.0018277 | 657.0737 | 0 | 657.8543 | 0.0081292 | 410.3715 | 0.098897
|  | 413.1861 | 0.12605 | 412.5612 | 0.424 | 433.5215 | 0.018246 | 413.1861 | 0.76498 | 412.5612 | 0.95865 | 406.83 | 12.5262 | 412.5612 | 15.3882 | 432.9509 | 2.0975 | 413.1861 | 0.18999 | 413.1861 | 0.0060967 | 413.1861 | 0.012312 | 413.1861 | 0.0069001 | 413.1861 | 0.01097 | 413.1861 | 0.021643 | 432.9509 | 0.0002268 | 413.1861 | 0.010821 | 412.5612 | 0.020224 | 658.0158 | 0.018653 | 412.5612 | -0.046377 | 657.2353 | 0.00032174 | 658.0158 | 0.0074789 | 410.5865 | 0.099594
|  | 413.4045 | 0.098824 | 412.7796 | 0.40207 | 433.6343 | 0 | 413.4045 | 0.72817 | 412.7796 | 0.77178 | 407.0481 | 12.0704 | 412.7796 | 14.6877 | 433.0651 | 2.1457 | 413.4045 | 0.11426 | 413.4045 | 0.012865 | 413.4045 | 0 | 413.4045 | 0 | 413.4045 | 0 | 413.4045 | 0 | 433.0651 | 0.0004404 | 413.4045 | 0 | 412.7796 | -0.029526 | 658.1772 | 0.016929 | 412.7796 | -0.012534 | 657.397 | 0 | 658.1772 | 0.0081292 | 410.8014 | 0.10786
|  | 413.623 | 0.10585 | 412.998 | 0.41305 | 433.7471 | 0.024359 | 413.623 | 0.70739 | 412.998 | 0.95296 | 407.2661 | 11.7591 | 412.998 | 14.4073 | 433.1793 | 2.1667 | 413.623 | 0.21753 | 413.623 | 0.047158 | 413.623 | 0.0017659 | 413.623 | 0.0051324 | 413.623 | 0.0060987 | 413.623 | 0.030468 | 433.1793 | 0.00021686 | 413.623 | 0.0075486 | 412.998 | 0.022399 | 658.3387 | 0.018653 | 412.998 | 0.0025157 | 657.5587 | 0.0007506 | 658.3387 | 0.0077576 | 411.0165 | 0.11855
|  | 413.8414 | 0.10313 | 413.2165 | 0.40927 | 433.8599 | 0 | 413.8414 | 0.6862 | 413.2165 | 0.78543 | 407.4841 | 11.4074 | 413.2165 | 13.8611 | 433.2935 | 2.2109 | 413.8414 | 0.16713 | 413.8414 | 0.024807 | 413.8414 | 0 | 413.8414 | 0.00261 | 413.8414 | 0 | 413.8414 | 0 | 433.2935 | 0.00034191 | 413.8414 | 0 | 413.2165 | -0.022602 | 658.5001 | 0.012617 | 413.2165 | -0.024107 | 657.7204 | 0 | 658.5001 | 0.0086866 | 411.2315 | 0.11097
|  | 414.0599 | 0.12667 | 413.435 | 0.42204 | 433.9728 | 0.0059632 | 414.0599 | 0.674 | 413.435 | 0.90141 | 407.7022 | 11.0603 | 413.435 | 13.5676 | 433.4077 | 2.2377 | 414.0599 | 0.255 | 414.0599 | 0.088295 | 414.0599 | 0.0071344 | 414.0599 | 0.0079262 | 414.0599 | 0.0068911 | 414.0599 | 0.030287 | 433.4077 | 0.00012847 | 414.0599 | 0.010353 | 413.435 | 0.029526 | 658.6616 | 0.021376 | 413.435 | 0.016375 | 657.8821 | 0.0007506 | 658.6616 | 0.0081292 | 411.4465 | 0.11929
|  | 414.2784 | 0.085436 | 413.6534 | 0.37302 | 434.0856 | 0 | 414.2784 | 0.64278 | 413.6534 | 0.6858 | 407.9203 | 10.7086 | 413.6534 | 13.0207 | 433.522 | 2.2884 | 414.2784 | 0.1771 | 414.2784 | 0.016937 | 414.2784 | 0 | 414.2784 | 0 | 414.2784 | 0 | 414.2784 | 0 | 433.522 | 0.00032186 | 414.2784 | 0 | 413.6534 | -0.028304 | 658.823 | 0.019243 | 413.6534 | -0.007484 | 658.0438 | 0 | 658.823 | 0.0089653 | 411.6616 | 0.1251
|  | 414.4969 | 0.0836 | 413.8719 | 0.3958 | 434.1984 | 0.019201 | 414.4969 | 0.64578 | 413.8719 | 0.86666 | 408.1383 | 10.4833 | 413.8719 | 12.6976 | 433.6362 | 2.318 | 414.4969 | 0.27496 | 414.4969 | 0.044747 | 414.4969 | 0.012039 | 414.4969 | 0.0058953 | 414.4969 | 0.0052243 | 414.4969 | 0.023857 | 433.6362 | 0.00019357 | 414.4969 | 0.0046844 | 413.8719 | 0.019631 | 658.9845 | 0.020968 | 413.8719 | -0.00013618 | 658.2055 | 0.00053624 | 658.9845 | 0.0081292 | 411.8766 | 0.1204
|  | 414.7154 | 0.084146 | 414.0904 | 0.40435 | 434.3113 | 0 | 414.7154 | 0.59286 | 414.0904 | 0.73196 | 408.3564 | 10.1477 | 414.0904 | 12.3781 | 433.7504 | 2.3717 | 414.7154 | 0.17875 | 414.7154 | 0.024202 | 414.7154 | 4.5159e-05 | 414.7154 | 0.00012881 | 414.7154 | 0 | 414.7154 | 0 | 433.7504 | 0.00043543 | 414.7154 | 0 | 414.0904 | -0.036653 | 659.146 | 0.019606 | 414.0904 | -0.0060427 | 658.3672 | 0 | 659.146 | 0.0087331 | 412.0917 | 0.1257
|  | 414.9339 | 0.1051 | 414.309 | 0.4115 | 434.4241 | 0.016431 | 414.9339 | 0.609 | 414.309 | 0.80031 | 408.5745 | 9.921 | 414.309 | 12.2073 | 433.8647 | 2.4117 | 414.9339 | 0.26903 | 414.9339 | 0.040731 | 414.9339 | 0.011124 | 414.9339 | 0.0069037 | 414.9339 | 0.0048507 | 414.9339 | 0.025013 | 433.8647 | 0.00024187 | 414.9339 | 0.008596 | 414.309 | 0.019712 | 659.3075 | 0.019062 | 414.309 | 0.022525 | 658.5289 | 0.0007506 | 659.3075 | 0.0080827 | 412.3068 | 0.1532
|  | 415.1525 | 0.075956 | 414.5275 | 0.39818 | 434.5369 | 0 | 415.1525 | 0.52726 | 414.5275 | 0.60245 | 408.7926 | 9.6676 | 414.5275 | 11.7009 | 433.9789 | 2.4692 | 415.1525 | 0.20496 | 415.1525 | 0.027337 | 415.1525 | 0 | 415.1525 | 0.00095945 | 415.1525 | 0 | 415.1525 | 0 | 433.9789 | 0.00046541 | 415.1525 | 0 | 414.5275 | -0.021788 | 659.469 | 0.012435 | 414.5275 | -0.014947 | 658.6906 | 0 | 659.469 | 0.0085937 | 412.5219 | 0.13392
|  | 415.371 | 0.10356 | 414.7461 | 0.39179 | 434.6498 | 0.01175 | 415.371 | 0.58013 | 414.7461 | 0.69415 | 409.0108 | 9.4621 | 414.7461 | 11.529 | 434.0932 | 2.4991 | 415.371 | 0.30473 | 415.371 | 0.043667 | 415.371 | 0.0099372 | 415.371 | 0.005372 | 415.371 | 0.0072154 | 415.371 | 0.011639 | 434.0932 | 0.00022354 | 415.371 | 0.0090248 | 414.7461 | 0.023824 | 659.6305 | 0.016929 | 414.7461 | 0.010836 | 658.8524 | 0.00053624 | 659.6305 | 0.007804 | 412.737 | 0.15961
|  | 415.5896 | 0.093051 | 414.9647 | 0.37413 | 434.7626 | 0 | 415.5896 | 0.52625 | 414.9647 | 0.56584 | 409.2289 | 9.2129 | 414.9647 | 11.2889 | 434.2074 | 2.5479 | 415.5896 | 0.24662 | 415.5896 | 0.0059797 | 415.5896 | 0 | 415.5896 | 0 | 415.5896 | 0 | 415.5896 | 0 | 434.2074 | 0.00039706 | 415.5896 | 0 | 414.9647 | -0.023824 | 659.792 | 0.014614 | 414.9647 | -0.021168 | 659.0141 | 0 | 659.792 | 0.0082685 | 412.9522 | 0.14818
|  | 415.8082 | 0.10223 | 415.1832 | 0.40301 | 434.8754 | 0.010412 | 415.8082 | 0.54502 | 415.1832 | 0.69985 | 409.4471 | 9.0057 | 415.1832 | 11.2733 | 434.3217 | 2.5735 | 415.8082 | 0.351 | 415.8082 | 0.057006 | 415.8082 | 0.011153 | 415.8082 | 0.0084293 | 415.8082 | 0.0061888 | 415.8082 | 0.022807 | 434.3217 | 0.00017352 | 415.8082 | 0.0072919 | 415.1832 | 0.019551 | 659.9535 | 0.020832 | 415.1832 | 0.0096923 | 659.1758 | 0.0007506 | 659.9535 | 0.0075253 | 413.1673 | 0.16978
|  | 416.0268 | 0.076208 | 415.4018 | 0.38475 | 434.9883 | 0 | 416.0268 | 0.4974 | 415.4018 | 0.60336 | 409.6652 | 8.7098 | 415.4018 | 10.7963 | 434.4359 | 2.632 | 416.0268 | 0.2705 | 416.0268 | 0.037396 | 416.0268 | 0 | 416.0268 | 0 | 416.0268 | 0 | 416.0268 | 0 | 434.4359 | 0.00037702 | 416.0268 | 0 | 415.4018 | -0.033802 | 660.115 | 0.018653 | 415.4018 | -0.019796 | 659.3376 | 0 | 660.115 | 0.008315 | 413.3825 | 0.16597
|  | 416.2454 | 0.101 | 415.6205 | 0.39359 | 435.1011 | 0.0077853 | 416.2454 | 0.50562 | 415.6205 | 0.70034 | 409.8834 | 8.4993 | 415.6205 | 10.681 | 434.5502 | 2.6698 | 416.2454 | 0.34648 | 416.2454 | 0.062399 | 416.2454 | 0.0076632 | 416.2454 | 0.0085328 | 416.2454 | 0.004232 | 416.2454 | 0.016842 | 434.5502 | 0.0002035 | 416.2454 | 0.011188 | 415.6205 | 0.019921 | 660.2766 | 0.019379 | 415.6205 | 0.002715 | 659.4993 | 0.0007506 | 660.2766 | 0.0074789 | 413.5976 | 0.17317
|  | 416.464 | 0.070037 | 415.8391 | 0.37746 | 435.214 | 0 | 416.464 | 0.43737 | 415.8391 | 0.49547 | 410.1016 | 8.2596 | 415.8391 | 10.4925 | 434.6645 | 2.7396 | 416.464 | 0.30921 | 416.464 | 0.030248 | 416.464 | 0 | 416.464 | 0 | 416.464 | 0 | 416.464 | 0 | 434.6645 | 0.000407 | 416.464 | 0 | 415.8391 | -0.023417 | 660.4381 | 0.018018 | 415.8391 | -0.0049606 | 659.6611 | 0 | 660.4381 | 0.0085937 | 413.8128 | 0.18233
|  | 416.6827 | 0.085394 | 416.0577 | 0.41038 | 435.3268 | 0.011463 | 416.6827 | 0.47085 | 416.0577 | 0.67767 | 410.3198 | 8.1133 | 416.0577 | 10.4021 | 434.7788 | 2.7882 | 416.6827 | 0.38257 | 416.6827 | 0.072675 | 416.6827 | 0.014225 | 416.6827 | 0.0086507 | 416.6827 | 0.012878 | 416.6827 | 0.020213 | 434.7788 | 0.0002035 | 416.6827 | 0.0097344 | 416.0577 | 0.040114 | 660.5996 | 0.031361 | 416.0577 | 0.0065641 | 659.8229 | 0.0007506 | 660.5996 | 0.0079898 | 414.0279 | 0.17982
|  | 416.9013 | 0.089277 | 416.2764 | 0.36937 | 435.4396 | 0 | 416.9013 | 0.42624 | 416.2764 | 0.58423 | 410.538 | 7.9068 | 416.2764 | 10.0033 | 434.893 | 2.8562 | 416.9013 | 0.31699 | 416.9013 | 0.020786 | 416.9013 | 3.9777e-06 | 416.9013 | 0 | 416.9013 | 0 | 416.9013 | 0 | 434.893 | 0.00041693 | 416.9013 | 0 | 416.2764 | -0.041132 | 660.7612 | 0.017564 | 416.2764 | -0.0034014 | 659.9846 | 0 | 660.7612 | 0.0085937 | 414.2432 | 0.1728
|  | 417.12 | 0.10181 | 416.4951 | 0.39482 | 435.5525 | 0.015093 | 417.12 | 0.45348 | 416.4951 | 0.66966 | 410.7562 | 7.8018 | 416.4951 | 9.9895 | 435.0073 | 2.8921 | 417.12 | 0.4473 | 417.12 | 0.063996 | 417.12 | 0.0084139 | 417.12 | 0.0059822 | 417.12 | 0.0075149 | 417.12 | 0.01124 | 435.0073 | 0.00021343 | 417.12 | 0.0083438 | 416.4951 | 0.018323 | 660.9227 | 0.017882 | 416.4951 | -0.014299 | 660.1464 | 0.0007506 | 660.9227 | 0.0078505 | 414.4584 | 0.20007
|  | 417.3387 | 0.061181 | 416.7138 | 0.38077 | 435.6653 | 0 | 417.3387 | 0.39567 | 416.7138 | 0.51646 | 410.9744 | 7.6281 | 416.7138 | 9.659 | 435.1216 | 2.9426 | 417.3387 | 0.35826 | 417.3387 | 0.010505 | 417.3387 | 0 | 417.3387 | 0 | 417.3387 | 0 | 417.3387 | 0 | 435.1216 | 0.00039706 | 417.3387 | 0 | 416.7138 | -0.032784 | 661.0843 | 0.021603 | 416.7138 | -0.022998 | 660.3082 | 0 | 661.0843 | 0.0084544 | 414.6736 | 0.19459
|  | 417.5574 | 0.081764 | 416.9325 | 0.39864 | 435.7782 | 0.015093 | 417.5574 | 0.4172 | 416.9325 | 0.68261 | 411.1927 | 7.4466 | 416.9325 | 9.5946 | 435.2359 | 2.9708 | 417.5574 | 0.51192 | 417.5574 | 0.025263 | 417.5574 | 0.012259 | 417.5574 | 0.0077395 | 417.5574 | 0.005279 | 417.5574 | 0.022417 | 435.2359 | 0.00018346 | 417.5574 | 0.0092339 | 416.9325 | 0.041947 | 661.2458 | 0.017564 | 416.9325 | 0.023399 | 660.47 | 0.00053624 | 661.2458 | 0.0081292 | 414.8888 | 0.20922
|  | 417.7761 | 0.073663 | 417.1512 | 0.34626 | 435.891 | 0 | 417.7761 | 0.37637 | 417.1512 | 0.45657 | 411.4109 | 7.2233 | 417.1512 | 9.1719 | 435.3502 | 3.0343 | 417.7761 | 0.41493 | 417.7761 | 0.046108 | 417.7761 | 0 | 417.7761 | 0 | 417.7761 | 0 | 417.7761 | 0 | 435.3502 | 0.00037702 | 417.7761 | 0 | 417.1512 | -0.041132 | 661.4074 | 0.019606 | 417.1512 | -0.00073633 | 660.6318 | 0 | 661.4074 | 0.0087795 | 415.1041 | 0.20987
|  | 417.9948 | 0.098923 | 417.3699 | 0.3865 | 436.0038 | 0.021398 | 417.9948 | 0.37469 | 417.3699 | 0.51958 | 411.6292 | 6.9719 | 417.3699 | 8.9904 | 435.4645 | 3.079 | 417.9948 | 0.51817 | 417.9948 | 0.064704 | 417.9948 | 0.010748 | 417.9948 | 0.0049077 | 417.9948 | 0.002755 | 417.9948 | 0.022602 | 435.4645 | 0.00019357 | 417.9948 | 0.0058324 | 417.3699 | 0.024842 | 661.569 | 0.019969 | 417.3699 | 0.0099631 | 660.7935 | 0.0007506 | 661.569 | 0.0081292 | 415.3193 | 0.21884
|  | 418.2135 | 0.086763 | 417.5887 | 0.37399 | 436.1167 | 0 | 418.2135 | 0.36295 | 417.5887 | 0.48782 | 411.8475 | 6.7809 | 417.5887 | 8.6823 | 435.5788 | 3.1547 | 418.2135 | 0.44508 | 418.2135 | 0.018312 | 418.2135 | 0 | 418.2135 | 0 | 418.2135 | 0 | 418.2135 | 0 | 435.5788 | 0.00037702 | 418.2135 | 0 | 417.5887 | -0.036449 | 661.7306 | 0.019788 | 417.5887 | 0.002227 | 660.9554 | 0 | 661.7306 | 0.0084544 | 415.5346 | 0.24035
|  | 418.4323 | 0.094363 | 417.8074 | 0.4304 | 436.2295 | 0.0086135 | 418.4323 | 0.35078 | 417.8074 | 0.55793 | 412.0658 | 6.5956 | 417.8074 | 8.6483 | 435.6931 | 3.2004 | 418.4323 | 0.57296 | 418.4323 | 0.060339 | 418.4323 | 0.016475 | 418.4323 | 0.01141 | 418.4323 | 0.013803 | 418.4323 | 0.031643 | 435.6931 | 0.00018346 | 418.4323 | 0.011226 | 417.8074 | 0.059052 | 661.8922 | 0.020106 | 417.8074 | 0.012787 | 661.1172 | 0.00032174 | 661.8922 | 0.0077576 | 415.7498 | 0.239
|  | 418.6511 | 0.073531 | 418.0262 | 0.37008 | 436.3424 | 0 | 418.6511 | 0.30983 | 418.0262 | 0.45959 | 412.2841 | 6.3667 | 418.0262 | 8.2218 | 435.8075 | 3.2747 | 418.6511 | 0.51498 | 418.6511 | 0.044417 | 418.6511 | 0 | 418.6511 | 0 | 418.6511 | 0 | 418.6511 | 0 | 435.8075 | 0.00043698 | 418.6511 | 0 | 418.0262 | -0.034413 | 662.0537 | 0.022511 | 418.0262 | 0.0068601 | 661.279 | 0 | 662.0537 | 0.008315 | 415.9651 | 0.23918
|  | 418.8698 | 0.089207 | 418.245 | 0.37656 | 436.4552 | 0.0096482 | 418.8698 | 0.33936 | 418.245 | 0.52843 | 412.5024 | 6.2424 | 418.245 | 8.1648 | 435.9218 | 3.3205 | 418.8698 | 0.59876 | 418.8698 | 0.02226 | 418.8698 | 0.0054741 | 418.8698 | 0.0036284 | 418.8698 | 0.0050764 | 418.8698 | 0.025094 | 435.9218 | 0.00025352 | 418.8698 | 0.0075879 | 418.245 | 0.014949 | 662.2153 | 0.019652 | 418.245 | -0.0021896 | 661.4408 | 0.0007506 | 662.2153 | 0.007804 | 416.1805 | 0.25911
|  | 419.0886 | 0.050272 | 418.4638 | 0.3551 | 436.5681 | 0 | 419.0886 | 0.289 | 418.4638 | 0.36456 | 412.7207 | 6.0052 | 418.4638 | 7.7789 | 436.0361 | 3.3888 | 419.0886 | 0.55323 | 419.0886 | 0.016586 | 419.0886 | 0 | 419.0886 | 0 | 419.0886 | 0 | 419.0886 | 0 | 436.0361 | 0.00043698 | 419.0886 | 0 | 418.4638 | -0.052332 | 662.3769 | 0.017292 | 418.4638 | -0.042209 | 661.6026 | 0 | 662.3769 | 0.0084079 | 416.3958 | 0.26274
|  | 419.3074 | 0.090752 | 418.6826 | 0.36942 | 436.6809 | 0.0043067 | 419.3074 | 0.31876 | 418.6826 | 0.55881 | 412.9391 | 5.8629 | 418.6826 | 7.6837 | 436.1504 | 3.4322 | 419.3074 | 0.70507 | 419.3074 | 0.05164 | 419.3074 | 0.016836 | 419.3074 | 0.011187 | 419.3074 | 0.013173 | 419.3074 | 0.010008 | 436.1504 | 0.00018346 | 419.3074 | 0.0079544 | 418.6826 | 0.028508 | 662.5386 | 0.014614 | 418.6826 | 0.020556 | 661.7645 | 0.00053624 | 662.5386 | 0.0080827 | 416.6111 | 0.28605
|  | 419.5262 | 0.053962 | 418.9015 | 0.35208 | 436.7938 | 0 | 419.5262 | 0.27017 | 418.9015 | 0.35008 | 413.1574 | 5.6299 | 418.9015 | 7.2932 | 436.2648 | 3.5077 | 419.5263 | 0.63814 | 419.5263 | 0.031503 | 419.5263 | 0 | 419.5262 | 0 | 419.5263 | 0 | 419.5263 | 0 | 436.2648 | 0.000327 | 419.5263 | 0 | 418.9015 | -0.037264 | 662.7002 | 0.02242 | 418.9015 | -0.018139 | 661.9263 | 0 | 662.7002 | 0.0085008 | 416.8264 | 0.28002
|  | 419.7451 | 0.08412 | 419.1203 | 0.36781 | 436.9066 | 0.017195 | 419.7451 | 0.30101 | 419.1203 | 0.48237 | 413.3758 | 5.496 | 419.1203 | 7.1189 | 436.3791 | 3.5609 | 419.7451 | 0.72979 | 419.7451 | 0.018096 | 419.7451 | 0.0125 | 419.7451 | 0.0077852 | 419.7451 | 0.0018284 | 419.7451 | 0.012931 | 436.3791 | 0.00014337 | 419.7451 | 0.012603 | 419.1203 | 0.027489 | 662.8618 | 0.01357 | 419.1203 | 0.0072155 | 662.0881 | 0.00053624 | 662.8618 | 0.0077111 | 417.0418 | 0.30454
|  | 419.9639 | 0.047763 | 419.3392 | 0.34972 | 437.0195 | 0 | 419.9639 | 0.26696 | 419.3392 | 0.37954 | 413.5942 | 5.3174 | 419.3392 | 6.8507 | 436.4935 | 3.6346 | 419.9639 | 0.67139 | 419.9639 | 0.019466 | 419.9639 | 0 | 419.9639 | 0 | 419.9639 | 0 | 419.9639 | 0 | 436.4935 | 0.00035698 | 419.9639 | 0 | 419.3392 | -0.02586 | 663.0234 | 0.024099 | 419.3392 | -0.0092718 | 662.25 | 0 | 663.0234 | 0.0079898 | 417.2571 | 0.31253
|  | 420.1828 | 0.087461 | 419.5581 | 0.37667 | 437.1323 | 0.0061289 | 420.1828 | 0.26981 | 419.5581 | 0.45409 | 413.8126 | 5.1214 | 419.5581 | 6.7871 | 436.6078 | 3.6912 | 420.1828 | 0.80611 | 420.1828 | 0.069554 | 420.1828 | 0.017696 | 420.1828 | 0.011381 | 420.1828 | 0.005818 | 420.1828 | 0.016724 | 436.6078 | 0.00021343 | 420.1828 | 0.0084552 | 419.5581 | 0.043983 | 663.1851 | 0.024417 | 419.5581 | 0.0052883 | 662.4118 | 0.0009651 | 663.1851 | 0.0077576 | 417.4725 | 0.32466
|  | 420.4017 | 0.053716 | 419.777 | 0.35359 | 437.2452 | 0 | 420.4017 | 0.22849 | 419.777 | 0.37647 | 414.031 | 4.9581 | 419.777 | 6.3723 | 436.7222 | 3.7758 | 420.4017 | 0.74628 | 420.4017 | 0.025086 | 420.4017 | 0 | 420.4017 | 0 | 420.4017 | 0 | 420.4017 | 0 | 436.7222 | 0.000407 | 420.4017 | 0 | 419.777 | -0.048463 | 663.3467 | 0.015159 | 419.777 | -0.02643 | 662.5737 | 0 | 663.3467 | 0.0084544 | 417.6879 | 0.33506
|  | 420.6206 | 0.079288 | 419.9959 | 0.36309 | 437.358 | 0.0066257 | 420.6206 | 0.26856 | 419.9959 | 0.4119 | 414.2494 | 4.757 | 419.9959 | 6.2246 | 436.8365 | 3.8407 | 420.6206 | 0.87698 | 420.6206 | 0.049184 | 420.6206 | 0.0086961 | 420.6206 | 0.0094606 | 420.6206 | 0.0018739 | 420.6206 | 0.022831 | 436.8365 | 0.00021018 | 420.6206 | 0.011165 | 419.9959 | 0.011015 | 663.5084 | 0.015975 | 419.9959 | 0.015827 | 662.7356 | 0.0007506 | 663.5084 | 0.0079434 | 417.9033 | 0.35123
|  | 420.8395 | 0.056233 | 420.2148 | 0.3507 | 437.4709 | 0 | 420.8395 | 0.20412 | 420.2148 | 0.2736 | 414.4678 | 4.6209 | 420.2148 | 5.8997 | 436.9509 | 3.9235 | 420.8395 | 0.80738 | 420.8395 | 0.037188 | 420.8395 | 0 | 420.8395 | 0 | 420.8395 | 0 | 420.8395 | 0 | 436.9509 | 0.00036366 | 420.8395 | 0 | 420.2148 | -0.034006 | 663.67 | 0.019289 | 420.2148 | -0.015051 | 662.8975 | 0 | 663.67 | 0.0085008 | 418.1187 | 0.35253
|  | 421.0584 | 0.065286 | 420.4338 | 0.32333 | 437.5838 | 0.013087 | 421.0584 | 0.24774 | 420.4338 | 0.43376 | 414.6862 | 4.4678 | 420.4338 | 5.8184 | 437.0653 | 3.9789 | 421.0584 | 0.90409 | 421.0584 | 0.04763 | 421.0584 | 0.014284 | 421.0584 | 0.0073967 | 421.0584 | 0.0082235 | 421.0584 | 0.038454 | 437.0653 | 0.0001701 | 421.0584 | 0.0078187 | 420.4337 | 0.016264 | 663.8317 | 0.019788 | 420.4338 | -0.00017715 | 663.0593 | 0.00053624 | 663.8317 | 0.0077111 | 418.3341 | 0.38119
|  | 421.2773 | 0.066552 | 420.6527 | 0.34446 | 437.6966 | 0 | 421.2773 | 0.20503 | 420.6527 | 0.31249 | 414.9047 | 4.2945 | 420.6527 | 5.4962 | 437.1796 | 4.0583 | 421.2773 | 0.86874 | 421.2773 | 0.039922 | 421.2773 | 0 | 421.2773 | 0 | 421.2773 | 0 | 421.2773 | 0 | 437.1796 | 0.00034687 | 421.2773 | 0 | 420.6527 | -0.035838 | 663.9934 | 0.018199 | 420.6527 | -0.0089046 | 663.2212 | 0 | 663.9934 | 0.0083614 | 418.5496 | 0.38551
|  | 421.4963 | 0.068551 | 420.8717 | 0.33928 | 437.8095 | 0.018723 | 421.4963 | 0.23696 | 420.8717 | 0.3609 | 415.1232 | 4.174 | 420.8717 | 5.3847 | 437.294 | 4.1037 | 421.4963 | 0.96995 | 421.4963 | 0.06779 | 421.4963 | 0.010182 | 421.4963 | 0.0086768 | 421.4963 | 0.001875 | 421.4963 | 0.014292 | 437.294 | 0.00019357 | 421.4963 | 0.0056087 | 420.8717 | 0.025453 | 664.155 | 0.026732 | 420.8717 | -0.0064642 | 663.3831 | 0.0007506 | 664.155 | 0.0076182 | 418.765 | 0.40883
|  | 421.7152 | 0.053087 | 421.0907 | 0.31922 | 437.9223 | 0 | 421.7152 | 0.18794 | 421.0907 | 0.28745 | 415.3416 | 4.0163 | 421.0907 | 5.0877 | 437.4084 | 4.1812 | 421.7152 | 0.94352 | 421.7152 | 0.054903 | 421.7152 | 0 | 421.7152 | 0 | 421.7152 | 0 | 421.7152 | 0 | 437.4084 | 0.00035698 | 421.7152 | 0 | 421.0907 | -0.030748 | 664.3167 | 0.019879 | 421.0907 | -0.011267 | 663.545 | 0 | 664.3167 | 0.0085008 | 418.9805 | 0.40042
|  | 421.9342 | 0.071164 | 421.3097 | 0.35409 | 438.0352 | 0.01089 | 421.9342 | 0.21255 | 421.3097 | 0.4313 | 415.5601 | 3.8833 | 421.3097 | 5.0393 | 437.5228 | 4.2336 | 421.9342 | 1.039 | 421.9342 | 0.03796 | 421.9342 | 0.013399 | 421.9342 | 0.009068 | 421.9342 | 0.0083321 | 421.9342 | 0.03843 | 437.5228 | 0.00016684 | 421.9342 | 0.0099697 | 421.3097 | 0.02301 | 664.4784 | 0.024009 | 421.3097 | -0.009766 | 663.7069 | 0.00053624 | 664.4784 | 0.0078505 | 419.1959 | 0.43219
|  | 422.1532 | 0.054349 | 421.5287 | 0.33323 | 438.1481 | 0 | 422.1532 | 0.20941 | 421.5287 | 0.2339 | 415.7786 | 3.7357 | 421.5287 | 4.7491 | 437.6372 | 4.3262 | 422.1532 | 0.98182 | 422.1532 | 0.035118 | 422.1532 | 0 | 422.1532 | 0 | 422.1532 | 0 | 422.1532 | 0 | 437.6372 | 0.00036024 | 422.1532 | 0 | 421.5287 | -0.01351 | 664.6401 | 0.01652 | 421.5287 | -0.018343 | 663.8688 | 0 | 664.6401 | 0.0084079 | 419.4114 | 0.43851
|  | 422.3722 | 0.078156 | 421.7477 | 0.3576 | 438.2609 | 0.0079509 | 422.3722 | 0.20763 | 421.7477 | 0.3657 | 415.9971 | 3.5977 | 421.7477 | 4.7166 | 437.7516 | 4.3963 | 422.3722 | 1.1325 | 422.3722 | 0.030185 | 422.3722 | 0.021406 | 422.3722 | 0.0079526 | 422.3722 | 0.0099264 | 422.3722 | 0.035398 | 437.7516 | 0.00020024 | 422.3722 | 0.0081522 | 421.7477 | 0.053757 | 664.8018 | 0.014432 | 421.7477 | 0.016543 | 664.0307 | 0.00053624 | 664.8018 | 0.0077111 | 419.6269 | 0.46076
|  | 422.5912 | 0.043511 | 421.9667 | 0.33754 | 438.3738 | 0 | 422.5912 | 0.20047 | 421.9667 | 0.26156 | 416.2156 | 3.4493 | 421.9667 | 4.4792 | 437.866 | 4.4992 | 422.5912 | 1.0726 | 422.5912 | 0.063696 | 422.5912 | 0 | 422.5912 | 0 | 422.5912 | 0 | 422.5912 | 0 | 437.866 | 0.0004303 | 422.5912 | 0 | 421.9667 | -0.027897 | 664.9635 | 0.018971 | 421.9667 | -0.013202 | 664.1926 | 0 | 664.9635 | 0.0082221 | 419.8424 | 0.47154
|  | 422.8102 | 0.064548 | 422.1858 | 0.34304 | 438.4866 | 0.01175 | 422.8102 | 0.16954 | 422.1858 | 0.39212 | 416.4342 | 3.3603 | 422.1858 | 4.4258 | 437.9804 | 4.5749 | 422.8102 | 1.1839 | 422.8102 | 0.077249 | 422.8102 | 0.011936 | 422.8102 | 0.0068634 | 422.8102 | 0.0094949 | 422.8102 | 0.025687 | 437.9804 | 0.0002369 | 422.8102 | 0.0025676 | 422.1858 | 0.038078 | 665.1252 | 0.018744 | 422.1858 | 0.029105 | 664.3546 | 0.00053624 | 665.1252 | 0.0078969 | 420.0579 | 0.4767
|  | 423.0293 | 0.054894 | 422.4049 | 0.3525 | 438.5995 | 0 | 423.0293 | 0.15098 | 422.4049 | 0.26481 | 416.6527 | 3.2141 | 422.4049 | 4.164 | 438.0948 | 4.6673 | 423.0293 | 1.1699 | 423.0293 | 0.031358 | 423.0293 | 0 | 423.0293 | 0.0014847 | 423.0293 | 0 | 423.0293 | 0 | 438.0948 | 0.00038696 | 423.0293 | 0 | 422.4049 | -0.034006 | 665.287 | 0.021059 | 422.4049 | -0.016202 | 664.5165 | 0 | 665.287 | 0.0086866 | 420.2734 | 0.49328
|  | 423.2484 | 0.058956 | 422.624 | 0.34967 | 438.7124 | 0.0087791 | 423.2484 | 0.17463 | 422.624 | 0.32896 | 416.8713 | 3.0823 | 422.624 | 4.1408 | 438.2092 | 4.7279 | 423.2483 | 1.3044 | 423.2483 | 0.053606 | 423.2483 | 0.011537 | 423.2484 | 0.0065072 | 423.2483 | 0.0060482 | 423.2483 | 0.031977 | 438.2092 | 0.00015348 | 423.2484 | 0.010984 | 422.6239 | 0.023417 | 665.4487 | 0.022511 | 422.624 | 0.0017385 | 664.6784 | 0.0007506 | 665.4487 | 0.0081292 | 420.489 | 0.5041
|  | 423.4674 | 0.051261 | 422.8431 | 0.32228 | 438.8252 | 0 | 423.4674 | 0.15427 | 422.8431 | 0.22533 | 417.0898 | 2.9647 | 422.8431 | 3.9165 | 438.3236 | 4.8123 | 423.4674 | 1.2974 | 423.4674 | 0.059899 | 423.4674 | 0 | 423.4674 | 0 | 423.4674 | 0 | 423.4674 | 0 | 438.3236 | 0.00032529 | 423.4674 | 0 | 422.8431 | -0.032173 | 665.6104 | 0.0177 | 422.8431 | -0.0021943 | 664.8404 | 0 | 665.6104 | 0.0084079 | 420.7045 | 0.52552
|  | 423.6865 | 0.055155 | 423.0622 | 0.32159 | 438.9381 | 0.015762 | 423.6865 | 0.18855 | 423.0622 | 0.31768 | 417.3084 | 2.9169 | 423.0622 | 3.9065 | 438.4381 | 4.8815 | 423.6865 | 1.4145 | 423.6865 | 0.065549 | 423.6865 | 0.0063035 | 423.6865 | 0.0050817 | 423.6865 | 0.0008929 | 423.6865 | 0.027266 | 438.4381 | 0.00017181 | 423.6865 | 0.0090779 | 423.0622 | 0.030544 | 665.7722 | 0.023691 | 423.0622 | -0.0006931 | 665.0023 | 0.0007506 | 665.7722 | 0.0075253 | 420.9201 | 0.53453
|  | 423.9056 | 0.050806 | 423.2813 | 0.34155 | 439.051 | 0.0033205 | 423.9056 | 0.14312 | 423.2813 | 0.21781 | 417.527 | 2.7808 | 423.2813 | 3.6773 | 438.5525 | 4.9896 | 423.9056 | 1.428 | 423.9056 | 0.049096 | 423.9056 | 0 | 423.9056 | 0 | 423.9056 | 0 | 423.9056 | 0 | 438.5525 | 0.00039535 | 423.9056 | 0 | 423.2813 | -0.010611 | 665.9339 | 0.016656 | 423.2813 | -0.024149 | 665.1643 | 0 | 665.9339 | 0.0080827 | 421.1357 | 0.55752
|  | 424.1247 | 0.037936 | 423.5004 | 0.34246 | 439.1639 | 0.015762 | 424.1247 | 0.13867 | 423.5004 | 0.3 | 417.7456 | 2.7118 | 423.5004 | 3.6403 | 438.6669 | 5.0706 | 424.1247 | 1.5816 | 424.1247 | 0.035914 | 424.1247 | 0.014462 | 424.1247 | 0.0055597 | 424.1247 | 0.011242 | 424.1247 | 0.016652 | 438.6669 | 0.00022354 | 424.1247 | 0.0063975 | 423.5004 | 0.018481 | 666.0957 | 0.016429 | 423.5004 | 0.036049 | 665.3262 | 0.0007506 | 666.0957 | 0.0074789 | 421.3513 | 0.58586
|  | 424.3438 | 0.045923 | 423.7196 | 0.33293 | 439.2767 | 0 | 424.3438 | 0.12002 | 423.7196 | 0.20708 | 417.9642 | 2.6041 | 423.7196 | 3.4597 | 438.7814 | 5.1682 | 424.3438 | 1.5222 | 424.3438 | 0.034035 | 424.3438 | 0 | 424.3438 | 0 | 424.3438 | 0 | 424.3438 | 0 | 438.7814 | 0.00041693 | 424.3438 | 0 | 423.7196 | -0.033598 | 666.2574 | 0.020196 | 423.7196 | -0.003643 | 665.4882 | 0 | 666.2574 | 0.0082221 | 421.5669 | 0.58865
|  | 424.563 | 0.056905 | 423.9388 | 0.34298 | 439.3896 | 0.015762 | 424.563 | 0.15181 | 423.9388 | 0.32745 | 418.1829 | 2.5384 | 423.9388 | 3.4728 | 438.8958 | 5.2282 | 424.563 | 1.7088 | 424.563 | 0.042339 | 424.563 | 0.013163 | 424.563 | 0.0097535 | 424.563 | 0.0065529 | 424.563 | 0.023895 | 438.8958 | 0.00021018 | 424.563 | 0.0078123 | 423.9388 | 0.0030715 | 666.4192 | 0.020922 | 423.9388 | 0.037836 | 665.6502 | 0.00053624 | 666.4192 | 0.0078505 | 421.7825 | 0.61494
|  | 424.7821 | 0.029413 | 424.158 | 0.3138 | 439.5025 | 0 | 424.7821 | 0.13949 | 424.158 | 0.1724 | 418.4015 | 2.4177 | 424.158 | 3.3429 | 439.0103 | 5.3101 | 424.7821 | 1.7241 | 424.7821 | 0.041211 | 424.7821 | 0 | 424.7821 | 0 | 424.7821 | 0 | 424.7821 | 0 | 439.0103 | 0.00041368 | 424.7821 | 0 | 424.158 | -0.04378 | 666.581 | 0.025052 | 424.158 | -0.010456 | 665.8121 | 0 | 666.581 | 0.0087795 | 421.9981 | 0.60593
|  | 425.0013 | 0.056394 | 424.3772 | 0.33461 | 439.6153 | 0.014042 | 425.0013 | 0.13537 | 424.3772 | 0.33251 | 418.6201 | 2.3457 | 424.3772 | 3.3714 | 439.1247 | 5.3615 | 425.0013 | 1.8911 | 425.0013 | 0.090558 | 425.0013 | 0.010825 | 425.0013 | 0.0097532 | 425.0013 | 0.0079477 | 425.0013 | 0.014621 | 439.1247 | 0.00022012 | 425.0013 | 0.0077347 | 424.3772 | 0.024842 | 666.7427 | 0.01652 | 424.3772 | 0.0065565 | 665.9741 | 0.0007506 | 666.7427 | 0.0082685 | 422.2138 | 0.63454
|  | 425.2205 | 0.038689 | 424.5964 | 0.3434 | 439.7282 | 0 | 425.2205 | 0.1188 | 424.5964 | 0.19318 | 418.8388 | 2.2672 | 424.5964 | 3.1703 | 439.2392 | 5.4391 | 425.2205 | 1.917 | 425.2205 | 0.045715 | 425.2205 | 0 | 425.2205 | 0 | 425.2205 | 0 | 425.2205 | 0 | 439.2392 | 0.00041693 | 425.2205 | 0 | 424.5964 | -0.028915 | 666.9045 | 0.013071 | 424.5964 | -0.015197 | 666.1361 | 0 | 666.9045 | 0.0085937 | 422.4294 | 0.66762
|  | 425.4397 | 0.048976 | 424.8156 | 0.31606 | 439.8411 | 0.011941 | 425.4397 | 0.14057 | 424.8156 | 0.32139 | 419.0575 | 2.2021 | 424.8156 | 3.1489 | 439.3536 | 5.4815 | 425.4397 | 2.0338 | 425.4397 | 0.0955 | 425.4397 | 0.0092688 | 425.4397 | 0.0074631 | 425.4397 | 0.014189 | 425.4397 | 0.023516 | 439.3536 | 0.00021343 | 425.4397 | 0.0071291 | 424.8156 | 0.014381 | 667.0663 | 0.016929 | 424.8156 | 0.025191 | 666.2981 | 0.0009651 | 667.0663 | 0.0077576 | 422.6451 | 0.67714
|  | 425.6589 | 0.021998 | 425.0349 | 0.32771 | 439.954 | 0 | 425.6589 | 0.10524 | 425.0349 | 0.17585 | 419.2762 | 2.1079 | 425.0349 | 2.9398 | 439.4681 | 5.5622 | 425.6589 | 2.0347 | 425.6589 | 0.09583 | 425.6589 | 0 | 425.6589 | 0 | 425.6589 | 0 | 425.6589 | 0 | 439.4681 | 0.000407 | 425.6589 | 0 | 425.0349 | -0.037874 | 667.2281 | 0.019606 | 425.0349 | -0.018525 | 666.4601 | 0 | 667.2281 | 0.0082685 | 422.8607 | 0.68401
|  | 425.8781 | 0.0519 | 425.2541 | 0.35288 | 440.0668 | 0.0099348 | 425.8781 | 0.15522 | 425.2541 | 0.33793 | 419.4949 | 2.0693 | 425.2541 | 2.9744 | 439.5826 | 5.6257 | 425.8781 | 2.2259 | 425.8781 | 0.08109 | 425.8781 | 0.0072402 | 425.8781 | 0.007585 | 425.8781 | 0.0093305 | 425.8781 | 0.025132 | 439.5826 | 0.00019357 | 425.8781 | 0.0087148 | 425.2541 | 0.027286 | 667.3899 | 0.021649 | 425.2541 | 0.012248 | 666.6221 | 0.0007506 | 667.3899 | 0.0078505 | 423.0764 | 0.7156
|  | 426.0973 | 0.032358 | 425.4734 | 0.31697 | 440.1797 | 0 | 426.0973 | 0.1203 | 425.4734 | 0.15154 | 419.7136 | 1.994 | 425.4734 | 2.7686 | 439.697 | 5.7276 | 426.0973 | 2.2267 | 426.0973 | 0.050302 | 426.0973 | 0 | 426.0973 | 0 | 426.0973 | 0 | 426.0973 | 0 | 439.697 | 0.00039706 | 426.0973 | 0 | 425.4734 | -0.040318 | 667.5517 | 0.0177 | 425.4734 | -0.010159 | 666.7841 | 0 | 667.5517 | 0.0081756 | 423.2921 | 0.73873
|  | 426.3166 | 0.0597 | 425.6927 | 0.27806 | 440.2926 | 0.013087 | 426.3166 | 0.12082 | 425.6927 | 0.31627 | 419.9323 | 1.9555 | 425.6927 | 2.7738 | 439.8115 | 5.7933 | 426.3166 | 2.3848 | 426.3166 | 0.077989 | 426.3166 | 0.0060535 | 426.3166 | 0.0027987 | 426.3166 | 0.0021583 | 426.3166 | 0.013868 | 439.8115 | 0.0002035 | 426.3166 | 0.0093 | 425.6927 | 0.0066472 | 667.7135 | 0.027049 | 425.6927 | 0.0060634 | 666.9461 | 0.00053624 | 667.7135 | 0.0076647 | 423.5078 | 0.75476
|  | 426.5359 | 0.055944 | 425.912 | 0.31175 | 440.4055 | 0 | 426.5359 | 0.12117 | 425.912 | 0.13222 | 420.1511 | 1.8734 | 425.912 | 2.5906 | 439.926 | 5.8999 | 426.5358 | 2.3862 | 426.5358 | 0.044594 | 426.5358 | 0 | 426.5359 | 0 | 426.5358 | 0 | 426.5358 | 0 | 439.926 | 0.00038028 | 426.5359 | 0 | 425.912 | -0.027897 | 667.8753 | 0.018426 | 425.912 | -0.013708 | 667.1081 | 7.1499e-05 | 667.8753 | 0.0086866 | 423.7235 | 0.78774
|  | 426.7551 | 0.072098 | 426.1313 | 0.34508 | 440.5184 | 0.016048 | 426.7551 | 0.10948 | 426.1313 | 0.26103 | 420.3698 | 1.8247 | 426.1313 | 2.6252 | 440.0405 | 5.9774 | 426.7551 | 2.6006 | 426.7551 | 0.098149 | 426.7551 | 0.012103 | 426.7551 | 0.0088499 | 426.7551 | 0.004801 | 426.7551 | 0.0206 | 440.0405 | 0.00017678 | 426.7551 | 0.0074444 | 426.1313 | 0.015287 | 668.0372 | 0.019016 | 426.1313 | 0.011072 | 667.2702 | 0.0007506 | 668.0372 | 0.008315 | 423.9392 | 0.80511
|  | 426.9744 | 0.039575 | 426.3506 | 0.32348 | 440.6313 | 0 | 426.9744 | 0.097156 | 426.3506 | 0.23144 | 420.5886 | 1.7469 | 426.3506 | 2.4789 | 440.155 | 6.1028 | 426.9744 | 2.6251 | 426.9744 | 0.079199 | 426.9744 | 0 | 426.9744 | 0 | 426.9744 | 0 | 426.9744 | 0 | 440.155 | 0.00031022 | 426.9744 | 0 | 426.3506 | -0.028508 | 668.199 | 0.017564 | 426.3506 | -0.0033637 | 667.4322 | 0 | 668.199 | 0.0089189 | 424.155 | 0.80837
|  | 427.1937 | 0.07489 | 426.57 | 0.33281 | 440.7441 | 0.019392 | 427.1937 | 0.11563 | 426.57 | 0.29952 | 420.8073 | 1.7247 | 426.57 | 2.5304 | 440.2695 | 6.2144 | 427.1937 | 2.8257 | 427.1937 | 0.10027 | 427.1937 | 0.009324 | 427.1937 | 0.0083895 | 427.1937 | 0.0041661 | 427.1937 | 0.035436 | 440.2695 | 0.00013344 | 427.1937 | 0.0041457 | 426.57 | 0.039096 | 668.3608 | 0.014387 | 426.57 | -0.0092112 | 667.5942 | 0.0007506 | 668.3608 | 0.007804 | 424.3707 | 0.83656
|  | 427.413 | 0.0087873 | 426.7894 | 0.30306 | 440.857 | 0 | 427.413 | 0.060744 | 426.7894 | 0.16428 | 421.0261 | 1.6568 | 426.7894 | 2.3237 | 440.384 | 6.381 | 427.413 | 2.8377 | 427.413 | 0.050167 | 427.413 | 0 | 427.413 | 0 | 427.413 | 0 | 427.413 | 0 | 440.384 | 0.00030696 | 427.413 | 0 | 426.7894 | -0.065771 | 668.5227 | 0.016929 | 426.7894 | -0.0067994 | 667.7563 | 0 | 668.5227 | 0.0085008 | 424.5865 | 0.87052
|  | 427.6324 | 0.045531 | 427.0087 | 0.32425 | 440.9699 | 0.016431 | 427.6324 | 0.11594 | 427.0087 | 0.23309 | 421.2449 | 1.6232 | 427.0087 | 2.3484 | 440.4985 | 6.525 | 427.6324 | 3.1138 | 427.6324 | 0.097738 | 427.6324 | 0.013332 | 427.6324 | 0.0067334 | 427.6324 | 0.0056289 | 427.6324 | 0.034577 | 440.4985 | 0.00017678 | 427.6324 | 0.010989 | 427.0087 | 0.044187 | 668.6845 | 0.019561 | 427.0087 | -0.015494 | 667.9183 | 0.0007506 | 668.6845 | 0.0078969 | 424.8023 | 0.90652
|  | 427.8517 | 0.04575 | 427.2281 | 0.33836 | 441.0828 | 0 | 427.8517 | 0.09613 | 427.2281 | 0.13022 | 421.4637 | 1.5726 | 427.2281 | 2.1988 | 440.613 | 6.6775 | 427.8517 | 3.1396 | 427.8517 | 0.080514 | 427.8517 | 0 | 427.8517 | 0.002848 | 427.8517 | 0 | 427.8517 | 0 | 440.613 | 0.0003837 | 427.8517 | 0 | 427.2281 | -0.026471 | 668.8464 | 0.019243 | 427.2281 | 0.0099709 | 668.0804 | 0 | 668.8464 | 0.0084079 | 425.0181 | 0.93356
|  | 428.0711 | 0.076153 | 427.4475 | 0.31676 | 441.1957 | 0.0099348 | 428.0711 | 0.1071 | 427.4475 | 0.2599 | 421.6825 | 1.5519 | 427.4475 | 2.1896 | 440.7275 | 6.7921 | 428.0711 | 3.319 | 428.0711 | 0.10213 | 428.0711 | 0.0084906 | 428.0711 | 0.0070611 | 428.0711 | 0.0048751 | 428.0711 | 0.046578 | 440.7275 | 0.00021018 | 428.0711 | 0.0068661 | 427.4475 | 0.022602 | 669.0083 | 0.032087 | 427.4475 | 0.044079 | 668.2424 | 0.00053624 | 669.0083 | 0.0076182 | 425.2339 | 0.95901
|  | 428.2904 | 0.043946 | 427.6669 | 0.2936 | 441.3086 | 0 | 428.2904 | 0.07424 | 427.6669 | 0.14206 | 421.9014 | 1.4952 | 427.6669 | 1.986 | 440.8421 | 6.9233 | 428.2905 | 3.295 | 428.2905 | 0.083252 | 428.2905 | 0 | 428.2904 | 0 | 428.2905 | 0 | 428.2905 | 0 | 440.8421 | 0.00041025 | 428.2904 | 0 | 427.6669 | -0.038282 | 669.1701 | 0.017791 | 427.6669 | 0.004045 | 668.4045 | 0 | 669.1701 | 0.0076647 | 425.4497 | 0.97118
|  | 428.5098 | 0.043975 | 427.8864 | 0.31237 | 441.4214 | 0.012418 | 428.5098 | 0.1102 | 427.8864 | 0.24547 | 422.1202 | 1.4739 | 427.8864 | 2.0417 | 440.9566 | 7.017 | 428.5098 | 3.5338 | 428.5098 | 0.087155 | 428.5098 | 0.0099822 | 428.5098 | 0.0077672 | 428.5098 | 0.0015944 | 428.5098 | 0.021123 | 440.9566 | 0.0002035 | 428.5098 | 0.0061094 | 427.8864 | 0.012751 | 669.332 | 0.020832 | 427.8864 | 0.011502 | 668.5666 | 0.0011796 | 669.332 | 0.0070608 | 425.6655 | 1.0037
|  | 428.7292 | 0.061754 | 428.1058 | 0.29212 | 441.5343 | 0 | 428.7292 | 0.12089 | 428.1058 | 0.13345 | 422.3391 | 1.4064 | 428.1058 | 1.8758 | 441.0711 | 7.1482 | 428.7292 | 3.5781 | 428.7292 | 0.10625 | 428.7292 | 0 | 428.7292 | 0 | 428.7292 | 0 | 428.7292 | 0 | 441.0711 | 0.00037702 | 428.7292 | 0 | 428.1058 | -0.033191 | 669.4939 | 0.017609 | 428.1058 | -0.021842 | 668.7287 | 0 | 669.4939 | 0.0081292 | 425.8813 | 1.0318
|  | 428.9487 | 0.055433 | 428.3253 | 0.31533 | 441.6472 | 0.0059632 | 428.9487 | 0.10502 | 428.3253 | 0.25356 | 422.5579 | 1.4148 | 428.3253 | 1.9426 | 441.1857 | 7.2591 | 428.9487 | 3.7984 | 428.9487 | 0.090619 | 428.9487 | 0.014689 | 428.9487 | 0.0088291 | 428.9487 | 0.0096081 | 428.9487 | 0.036156 | 441.1857 | 0.00017352 | 428.9487 | 0.007233 | 428.3253 | 0.027489 | 669.6558 | 0.021876 | 428.3253 | 0.012922 | 668.8907 | 0.0009651 | 669.6558 | 0.0079898 | 426.0972 | 1.0531
|  | 429.1681 | 0.046126 | 428.5448 | 0.30884 | 441.7601 | 0 | 429.1681 | 0.10143 | 428.5448 | 0.095356 | 422.7768 | 1.3489 | 428.5448 | 1.7701 | 441.3002 | 7.4084 | 429.1681 | 3.7851 | 429.1681 | 0.10627 | 429.1681 | 0 | 429.1681 | 0 | 429.1681 | 0 | 429.1681 | 0 | 441.3002 | 0.00036692 | 429.1681 | 0 | 428.5448 | -0.033395 | 669.8177 | 0.022012 | 428.5448 | 0.0019937 | 669.0528 | 0 | 669.8177 | 0.0087795 | 426.313 | 1.0869
|  | 429.3875 | 0.052946 | 428.7643 | 0.31228 | 441.873 | 0.0092761 | 429.3875 | 0.091829 | 428.7643 | 0.22717 | 422.9957 | 1.3388 | 428.7643 | 1.8347 | 441.4147 | 7.5067 | 429.3875 | 4.0155 | 429.3875 | 0.12917 | 429.3875 | 0.01369 | 429.3875 | 0.0069013 | 429.3875 | 0.0051663 | 429.3875 | 0.01231 | 441.4147 | 0.00019853 | 429.3875 | 0.009955 | 428.7643 | 0.0067173 | 669.9796 | 0.012526 | 428.7643 | 0.018089 | 669.2149 | 0.0009651 | 669.9796 | 0.0079898 | 426.5289 | 1.1269
|  | 429.607 | 0.076755 | 428.9838 | 0.30247 | 441.9859 | 0 | 429.607 | 0.07922 | 428.9838 | 0.12671 | 423.2146 | 1.2685 | 428.9838 | 1.7301 | 441.5293 | 7.6249 | 429.607 | 4.1736 | 429.607 | 0.10386 | 429.607 | 0 | 429.607 | 0 | 429.607 | 0 | 429.607 | 0 | 441.5293 | 0.00035201 | 429.607 | 0 | 428.9838 | -0.033191 | 670.1415 | 0.017155 | 428.9838 | 0.013422 | 669.377 | 0 | 670.1415 | 0.0086402 | 426.7448 | 1.1672
|  | 429.8264 | 0.046907 | 429.2033 | 0.31647 | 442.0988 | 0.012801 | 429.8264 | 0.091624 | 429.2033 | 0.28374 | 423.4335 | 1.2599 | 429.2033 | 1.7787 | 441.6438 | 7.7257 | 429.8265 | 4.4216 | 429.8265 | 0.12867 | 429.8265 | 0.014117 | 429.8264 | 0.0069995 | 429.8265 | 0.0045217 | 429.8265 | 0.020832 | 441.6438 | 0.00015845 | 429.8265 | 0.0086946 | 429.2033 | 0.0097325 | 670.3034 | 0.019152 | 429.2033 | 0.0084801 | 669.5391 | 0.00053624 | 670.3034 | 0.0078969 | 426.9607 | 1.2125
|  | 430.0459 | 0.031815 | 429.4228 | 0.30241 | 442.2117 | 0 | 430.0459 | 0.065294 | 429.4228 | 0.16606 | 423.6524 | 1.2012 | 429.4228 | 1.6262 | 441.7584 | 7.8905 | 430.0459 | 4.4451 | 430.0459 | 0.10748 | 430.0459 | 0 | 430.0459 | 0 | 430.0459 | 0 | 430.0459 | 0 | 441.7584 | 0.00036692 | 430.0459 | 0 | 429.4228 | -0.017922 | 670.4653 | 0.016293 | 429.4228 | -0.012861 | 669.7012 | 0 | 670.4653 | 0.008826 | 427.1766 | 1.2302
|  | 430.2654 | 0.057175 | 429.6424 | 0.29315 | 442.3246 | 0.010412 | 430.2654 | 0.10662 | 429.6424 | 0.23283 | 423.8714 | 1.21 | 429.6424 | 1.686 | 441.873 | 8.0432 | 430.2654 | 4.6485 | 430.2654 | 0.11465 | 430.2654 | 0.013646 | 430.2654 | 0.006957 | 430.2654 | 0.012529 | 430.2654 | 0.028906 | 441.873 | 0.00021343 | 430.2654 | 0.0038617 | 429.6424 | 0.029933 | 670.6272 | 0.019016 | 429.6424 | -0.0028566 | 669.8634 | 0.00053624 | 670.6272 | 0.0082685 | 427.3925 | 1.2607
|  | 430.485 | 0.022066 | 429.8619 | 0.29353 | 442.4375 | 0 | 430.485 | 0.080177 | 429.8619 | 0.05527 | 424.0903 | 1.1627 | 429.8619 | 1.565 | 441.9875 | 8.2244 | 430.4849 | 4.6936 | 430.4849 | 0.075553 | 430.4849 | 0 | 430.485 | 0 | 430.4849 | 0 | 430.4849 | 0 | 441.9875 | 0.00038696 | 430.485 | 0 | 429.8619 | -0.024028 | 670.7892 | 0.019697 | 429.8619 | -0.031156 | 670.0255 | 0 | 670.7892 | 0.0090118 | 427.6084 | 1.295
|  | 430.7045 | 0.061053 | 430.0815 | 0.27726 | 442.5504 | 0.0041411 | 430.7045 | 0.066313 | 430.0815 | 0.24518 | 424.3093 | 1.1566 | 430.0815 | 1.6305 | 442.1021 | 8.3606 | 430.7045 | 4.9632 | 430.7045 | 0.14889 | 430.7045 | 0.016204 | 430.7045 | 0.0066052 | 430.7045 | 0.0080431 | 430.7045 | 0.019408 | 442.1021 | 0.00017352 | 430.7045 | 0.0031891 | 430.0815 | 0.034413 | 670.9511 | 0.017246 | 430.0815 | -0.0024012 | 670.1876 | 0.0007506 | 670.9511 | 0.0081292 | 427.8244 | 1.3327
|  | 430.924 | 0.044796 | 430.3011 | 0.29705 | 442.6633 | 0 | 430.924 | 0.061613 | 430.3011 | 0.066288 | 424.5283 | 1.0981 | 430.3011 | 1.5098 | 442.2167 | 8.5048 | 430.924 | 5.0231 | 430.924 | 0.12503 | 430.924 | 0 | 430.924 | 0 | 430.924 | 0 | 430.924 | 0 | 442.2167 | 0.00035698 | 430.924 | 0 | 430.3011 | -0.032987 | 671.1131 | 0.017882 | 430.3011 | -0.024053 | 670.3497 | 0 | 671.1131 | 0.008826 | 428.0403 | 1.3617
|  | 431.1436 | 0.057985 | 430.5207 | 0.30256 | 442.7762 | 0.011272 | 431.1436 | 0.088962 | 430.5207 | 0.24665 | 424.7473 | 1.0815 | 430.5207 | 1.5695 | 442.3313 | 8.5873 | 431.1436 | 5.2725 | 431.1436 | 0.14298 | 431.1436 | 0.017071 | 431.1436 | 0.005449 | 431.1436 | 0.0063289 | 431.1436 | 0.021726 | 442.3313 | 0.00018346 | 431.1436 | 0.0081668 | 430.5207 | 0.015071 | 671.275 | 0.014432 | 430.5207 | 0.0010863 | 670.5119 | 0.0007506 | 671.275 | 0.0079898 | 428.2563 | 1.4099
|  | 431.3631 | 0.047202 | 430.7404 | 0.29246 | 442.8891 | 0 | 431.3631 | 0.083383 | 430.7404 | 0.1353 | 424.9662 | 1.0447 | 430.7404 | 1.4448 | 442.4458 | 8.6879 | 431.3631 | 5.4152 | 431.3631 | 0.15836 | 431.3631 | 0 | 431.3631 | 0 | 431.3631 | 0 | 431.3631 | 0 | 442.4458 | 0.00034687 | 431.3631 | 0 | 430.7403 | -0.041947 | 671.437 | 0.019561 | 430.7404 | 0.00027605 | 670.674 | 0 | 671.437 | 0.0084544 | 428.4723 | 1.4239
|  | 431.5827 | 0.042337 | 430.96 | 0.32393 | 443.002 | 0.013278 | 431.5827 | 0.10537 | 430.96 | 0.21288 | 425.1852 | 1.0359 | 430.96 | 1.52 | 442.5604 | 8.7777 | 431.5827 | 5.8134 | 431.5827 | 0.15058 | 431.5827 | 0.013626 | 431.5827 | 0.0083034 | 431.5827 | 0.0063625 | 431.5827 | 0.009063 | 442.5604 | 0.00016342 | 431.5827 | 0.0067613 | 430.96 | 0.022195 | 671.5989 | 0.016838 | 430.96 | 0.0075985 | 670.8362 | 0.00053624 | 671.5989 | 0.0078505 | 428.6882 | 1.4561
|  | 431.8023 | 0.034632 | 431.1796 | 0.30856 | 443.1149 | 0 | 431.8023 | 0.05097 | 431.1796 | 0.10937 | 425.4043 | 0.99291 | 431.1796 | 1.4051 | 442.675 | 8.9382 | 431.8023 | 6.0452 | 431.8023 | 0.16718 | 431.8023 | 0 | 431.8023 | 0 | 431.8023 | 0 | 431.8023 | 0 | 442.675 | 0.00041693 | 431.8023 | 0 | 431.1796 | -0.024435 | 671.7609 | 0.013343 | 431.1796 | -0.0023661 | 670.9983 | 0 | 671.7609 | 0.0090118 | 428.9042 | 1.4789
|  | 432.0219 | 0.062915 | 431.3993 | 0.33289 | 443.2278 | 0.0044724 | 432.0219 | 0.081715 | 431.3993 | 0.17925 | 425.6233 | 0.99808 | 431.3993 | 1.4702 | 442.7896 | 9.0993 | 432.0219 | 6.3428 | 432.0219 | 0.17011 | 432.0219 | 0.01274 | 432.0219 | 0.0095668 | 432.0219 | 0.010567 | 432.0219 | 0.032992 | 442.7896 | 0.00025352 | 432.0219 | 0.0085314 | 431.3993 | 0.027082 | 671.9229 | 0.025869 | 431.3993 | 0.010092 | 671.1605 | 0.0007506 | 671.9229 | 0.0084079 | 429.1203 | 1.5573
|  | 432.2415 | 0.049976 | 431.619 | 0.30772 | 443.3407 | 0 | 432.2415 | 0.043868 | 431.619 | 0.079648 | 425.8423 | 0.94813 | 431.619 | 1.3457 | 442.9042 | 9.308 | 432.2415 | 6.5092 | 432.2415 | 0.17156 | 432.2415 | 0 | 432.2415 | 0 | 432.2415 | 0 | 432.2415 | 0 | 442.9042 | 0.000407 | 432.2415 | 0 | 431.619 | -0.022195 | 672.0848 | 0.017564 | 431.619 | 0.00047754 | 671.3227 | 0 | 672.0848 | 0.0089189 | 429.3363 | 1.5549
|  | 432.4612 | 0.046092 | 431.8387 | 0.32777 | 443.4536 | 0.005135 | 432.4612 | 0.083752 | 431.8387 | 0.20011 | 426.0614 | 0.96053 | 431.8387 | 1.3619 | 443.0188 | 9.4745 | 432.4612 | 6.7435 | 432.4612 | 0.16442 | 432.4612 | 0.011208 | 432.4612 | 0.0090538 | 432.4612 | 0.0036191 | 432.4612 | 0.0087269 | 443.0188 | 0.00015348 | 432.4611 | 0.0070304 | 431.8387 | 0.014201 | 672.2468 | 0.019788 | 431.8387 | 0.021503 | 671.4848 | 0.00053624 | 672.2468 | 0.0081756 | 429.5523 | 1.6073
|  | 432.6808 | 0.038989 | 432.0584 | 0.29989 | 443.5666 | 0 | 432.6808 | 0.055332 | 432.0584 | 0.073695 | 426.2805 | 0.90331 | 432.0584 | 1.2247 | 443.1334 | 9.634 | 432.6808 | 6.809 | 432.6808 | 0.18153 | 432.6808 | 0 | 432.6808 | 0 | 432.6808 | 0 | 432.6808 | 0 | 443.1334 | 0.00033694 | 432.6808 | 0 | 432.0584 | -0.011515 | 672.4088 | 0.016656 | 432.0584 | 0.009103 | 671.647 | 0 | 672.4088 | 0.008826 | 429.7684 | 1.6287
|  | 432.9005 | 0.050562 | 432.2781 | 0.28119 | 443.6795 | 0.0062945 | 432.9005 | 0.078215 | 432.2781 | 0.23043 | 426.4995 | 0.87065 | 432.2781 | 1.2652 | 443.2481 | 9.724 | 432.9005 | 7.143 | 432.9005 | 0.18901 | 432.9005 | 0.010739 | 432.9005 | 0.0077 | 432.9005 | 0.0029538 | 432.9005 | 0.01512 | 443.2481 | 0.00018346 | 432.9005 | 0.0091678 | 432.2781 | 0.0086405 | 672.5708 | 0.017246 | 432.2781 | -0.0092805 | 671.8092 | 0.0007506 | 672.5708 | 0.0081292 | 429.9844 | 1.6648
|  | 433.1201 | 0.040274 | 432.4979 | 0.27638 | 443.7924 | 0 | 433.1201 | 0.067268 | 432.4979 | 0.12637 | 426.7186 | 0.84483 | 432.4979 | 1.1511 | 443.3627 | 9.8345 | 433.1202 | 7.2635 | 433.1202 | 0.18514 | 433.1202 | 0 | 433.1201 | 0 | 433.1202 | 0 | 433.1202 | 0 | 443.3627 | 0.00035698 | 433.1202 | 0 | 432.4979 | -0.045816 | 672.7328 | 0.017882 | 432.4979 | -0.023291 | 671.9714 | 0 | 672.7328 | 0.008826 | 430.2005 | 1.6988
|  | 433.3398 | 0.073494 | 432.7176 | 0.30029 | 443.9053 | 0.016431 | 433.3398 | 0.067898 | 432.7176 | 0.2393 | 426.9377 | 0.83833 | 432.7176 | 1.2088 | 443.4773 | 9.9541 | 433.3398 | 7.6189 | 433.3398 | 0.20296 | 433.3398 | 0.0092355 | 433.3398 | 0.0076361 | 433.3398 | 0.0057894 | 433.3398 | 0.011957 | 443.4773 | 0.00017352 | 433.3398 | 0.010143 | 432.7176 | 0.047648 | 672.8948 | 0.019879 | 432.7176 | 0.0016737 | 672.1336 | 0.0007506 | 672.8948 | 0.0085008 | 430.4166 | 1.7481
|  | 433.5595 | 0.019243 | 432.9374 | 0.30458 | 444.0182 | 0 | 433.5595 | 0.04957 | 432.9374 | 0.11058 | 427.1569 | 0.79387 | 432.9374 | 1.0904 | 443.5919 | 10.1289 | 433.5595 | 7.8002 | 433.5595 | 0.18373 | 433.5595 | 0.0010019 | 433.5595 | 0 | 433.5595 | 0 | 433.5595 | 0 | 443.5919 | 0.00034019 | 433.5595 | 0 | 432.9374 | -0.0281 | 673.0569 | 0.021149 | 432.9374 | -0.0045651 | 672.2958 | 0 | 673.0569 | 0.0089653 | 430.6327 | 1.7939
|  | 433.7793 | 0.076972 | 433.1572 | 0.29777 | 444.1311 | 0.023977 | 433.7793 | 0.063084 | 433.1572 | 0.19431 | 427.376 | 0.79774 | 433.1572 | 1.1477 | 443.7066 | 10.2902 | 433.7793 | 8.2297 | 433.7793 | 0.24354 | 433.7793 | 0.012275 | 433.7793 | 0.0034945 | 433.7793 | 0.003495 | 433.7793 | 0.00077089 | 443.7066 | 0.00016684 | 433.7793 | 0.0099997 | 433.1572 | 0.006129 | 673.2189 | 0.023056 | 433.1572 | 0.0091636 | 672.458 | 0.00053624 | 673.2189 | 0.0079898 | 430.8487 | 1.811
|  | 433.999 | 0.056119 | 433.377 | 0.28708 | 444.244 | 0 | 433.999 | 0.043735 | 433.377 | 0.052261 | 427.5951 | 0.75682 | 433.377 | 1.0452 | 443.8212 | 10.4522 | 433.999 | 8.4312 | 433.999 | 0.24316 | 433.999 | 0 | 433.999 | 0 | 433.999 | 0 | 433.999 | 0 | 443.8212 | 0.00036024 | 433.999 | 0 | 433.377 | -0.049074 | 673.3809 | 0.014841 | 433.377 | 0.0092787 | 672.6202 | 0 | 673.3809 | 0.0085937 | 431.0649 | 1.841
|  | 434.2188 | 0.061884 | 433.5968 | 0.30405 | 444.3569 | 0.0061289 | 434.2188 | 0.062108 | 433.5968 | 0.20459 | 427.8143 | 0.74971 | 433.5968 | 1.0972 | 443.9359 | 10.5561 | 434.2187 | 8.8379 | 434.2187 | 0.23831 | 434.2187 | 0.0053126 | 434.2188 | 0.0049411 | 434.2187 | 0.0039506 | 434.2187 | 0.016937 | 443.9359 | 0.00019357 | 434.2188 | 0.0073131 | 433.5968 | 0.023621 | 673.543 | 0.022012 | 433.5968 | 0.022295 | 672.7824 | 0.0007506 | 673.543 | 0.0081756 | 431.281 | 1.892
|  | 434.4385 | 0.035355 | 433.8166 | 0.29599 | 444.4699 | 0 | 434.4385 | 0.054518 | 433.8166 | 0.085984 | 428.0334 | 0.70696 | 433.8166 | 0.98221 | 444.0505 | 10.6719 | 434.4385 | 9.0969 | 434.4385 | 0.26724 | 434.4385 | 0.0055325 | 434.4385 | 0 | 434.4385 | 0 | 434.4385 | 0 | 444.0505 | 0.000407 | 434.4385 | 0 | 433.8166 | -0.0281 | 673.705 | 0.015885 | 433.8166 | -0.016144 | 672.9447 | 0 | 673.705 | 0.0087795 | 431.4972 | 1.9283
|  | 434.6583 | 0.065117 | 434.0364 | 0.30278 | 444.5828 | 0.0074539 | 434.6583 | 0.076513 | 434.0364 | 0.21023 | 428.2526 | 0.71341 | 434.0364 | 1.0225 | 444.1652 | 10.7583 | 434.6583 | 9.3892 | 434.6583 | 0.24701 | 434.6583 | 0.0091338 | 434.6583 | 0.0061899 | 434.6583 | 0.0084928 | 434.6583 | 0.020113 | 444.1652 | 0.00021343 | 434.6583 | 0.00764 | 434.0364 | 0.038078 | 673.867 | 0.020196 | 434.0364 | 0.0017597 | 673.1069 | 0.0007506 | 673.867 | 0.0079898 | 431.7133 | 1.9713
|  | 434.8781 | 0.044566 | 434.2563 | 0.27869 | 444.6957 | 0 | 434.8781 | 0.06025 | 434.2563 | 0.065402 | 428.4718 | 0.65152 | 434.2563 | 0.90593 | 444.2798 | 10.8975 | 434.8781 | 9.4093 | 434.8781 | 0.24833 | 434.8781 | 0 | 434.8781 | 0 | 434.8781 | 0 | 434.8781 | 0 | 444.2798 | 0.00033694 | 434.878 | 0 | 434.2563 | -0.027693 | 674.0291 | 0.030499 | 434.2563 | -0.022434 | 673.2691 | 0 | 674.0291 | 0.0085473 | 431.9295 | 2.0179
|  | 435.0978 | 0.061009 | 434.4761 | 0.30444 | 444.8086 | 0.011272 | 435.0978 | 0.091971 | 434.4761 | 0.23662 | 428.691 | 0.66266 | 434.4761 | 0.95212 | 444.3945 | 11.0341 | 435.0978 | 9.6124 | 435.0978 | 0.26613 | 435.0978 | 0.013393 | 435.0978 | 0.006513 | 435.0978 | 0.0081562 | 435.0978 | 0.02236 | 444.3945 | 0.0001235 | 435.0978 | 0.0054583 | 434.4762 | 0.041947 | 674.1912 | 0.024281 | 434.4761 | 0.0082052 | 673.4314 | 0.00053624 | 674.1912 | 0.0079434 | 432.1456 | 2.0466
|  | 435.3177 | 0.046357 | 434.696 | 0.28484 | 444.9216 | 0 | 435.3177 | 0.061428 | 434.696 | 0.034103 | 428.9102 | 0.62066 | 434.696 | 0.83468 | 444.5091 | 11.216 | 435.3177 | 9.7663 | 435.3177 | 0.23879 | 435.3177 | 0.0037802 | 435.3177 | 0 | 435.3177 | 0 | 435.3177 | 0 | 444.5091 | 0.00034687 | 435.3177 | 0 | 434.696 | -0.024435 | 674.3532 | 0.021876 | 434.696 | -0.0068627 | 673.5936 | 0 | 674.3532 | 0.0085008 | 432.3618 | 2.0818
|  | 435.5375 | 0.069991 | 434.9159 | 0.30248 | 445.0345 | 0.0089448 | 435.5375 | 0.07019 | 434.9159 | 0.19446 | 429.1294 | 0.61444 | 434.9159 | 0.88927 | 444.6238 | 11.3765 | 435.5375 | 10.1332 | 435.5375 | 0.30843 | 435.5375 | 0.014852 | 435.5375 | 0.007819 | 435.5375 | 0.0087017 | 435.5375 | 0.021032 | 444.6238 | 0.00022354 | 435.5375 | 0.0050156 | 434.9159 | 0.018971 | 674.5153 | 0.018199 | 434.9159 | 0.0096766 | 673.7559 | 0.0007506 | 674.5153 | 0.0081292 | 432.578 | 2.1314
|  | 435.7573 | 0.022755 | 435.1358 | 0.2799 | 445.1474 | 0 | 435.7573 | 0.047987 | 435.1358 | 0.076894 | 429.3487 | 0.58679 | 435.1358 | 0.8077 | 444.7385 | 11.5511 | 435.7573 | 10.4785 | 435.7573 | 0.28436 | 435.7573 | 0.0056044 | 435.7573 | 0.00044634 | 435.7573 | 0 | 435.7573 | 0 | 444.7385 | 0.00043698 | 435.7573 | 0 | 435.1358 | -0.012053 | 674.6774 | 0.013979 | 435.1358 | -0.019228 | 673.9181 | 0 | 674.6774 | 0.0089189 | 432.7942 | 2.1613
|  | 435.9772 | 0.072126 | 435.3558 | 0.29388 | 445.2603 | 0.016431 | 435.9772 | 0.072053 | 435.3558 | 0.16216 | 429.5679 | 0.59124 | 435.3558 | 0.86521 | 444.8532 | 11.679 | 435.9772 | 10.8942 | 435.9772 | 0.31931 | 435.9772 | 0.0072073 | 435.9772 | 0.0051921 | 435.9772 | 0.0018908 | 435.9772 | 0.014739 | 444.8532 | 0.00021343 | 435.9772 | 0.0014659 | 435.3558 | 0.015337 | 674.8395 | 0.019788 | 435.3558 | 0.012144 | 674.0804 | 0.0007506 | 674.8395 | 0.008315 | 433.0105 | 2.2119
|  | 436.1971 | 0.053928 | 435.5757 | 0.27956 | 445.3733 | 0 | 436.1971 | 0.061074 | 435.5757 | 0.066809 | 429.7872 | 0.54411 | 435.5757 | 0.75629 | 444.9679 | 11.8215 | 436.197 | 11.1321 | 436.197 | 0.32848 | 436.197 | 0 | 436.1971 | 0 | 436.197 | 0 | 436.197 | 0 | 444.9679 | 0.00042704 | 436.197 | 0 | 435.5757 | -0.040114 | 675.0015 | 0.015658 | 435.5757 | -0.0057231 | 674.2427 | 0 | 675.0015 | 0.0086866 | 433.2267 | 2.2052
|  | 436.4169 | 0.073335 | 435.7957 | 0.30626 | 445.4862 | 0.015093 | 436.4169 | 0.078561 | 435.7957 | 0.15838 | 430.0064 | 0.5404 | 435.7957 | 0.81598 | 445.0826 | 11.9334 | 436.4169 | 11.4999 | 436.4169 | 0.31324 | 436.4169 | 0.015305 | 436.4169 | 0.0079069 | 436.4169 | 0.0041959 | 436.4169 | 0.02107 | 445.0826 | 0.00021343 | 436.4169 | 0.0048128 | 435.7957 | 0.017794 | 675.1636 | 0.021376 | 435.7957 | 0.029432 | 674.4049 | 0.00053624 | 675.1636 | 0.0079434 | 433.4429 | 2.265
|  | 436.6368 | 0.037416 | 436.0156 | 0.28011 | 445.5991 | 0 | 436.6368 | 0.048972 | 436.0156 | 0.023885 | 430.2257 | 0.50057 | 436.0156 | 0.71319 | 445.1972 | 12.099 | 436.6368 | 11.7908 | 436.6368 | 0.3384 | 436.6368 | 0.002388 | 436.6368 | 0.00015657 | 436.6368 | 0 | 436.6368 | 0 | 445.1972 | 0.00043698 | 436.6368 | 0 | 436.0156 | -0.034006 | 675.3257 | 0.018109 | 436.0156 | -0.0019408 | 674.5672 | 0 | 675.3257 | 0.0082685 | 433.6592 | 2.3099
|  | 436.8567 | 0.059484 | 436.2356 | 0.28796 | 445.712 | 0.0097437 | 436.8567 | 0.067981 | 436.2356 | 0.18894 | 430.445 | 0.51786 | 436.2356 | 0.75956 | 445.312 | 12.2525 | 436.8567 | 12.2087 | 436.8567 | 0.36337 | 436.8567 | 0.010656 | 436.8567 | 0.0067611 | 436.8567 | 0.0048304 | 436.8567 | 0.019424 | 445.312 | 0.00022354 | 436.8567 | 0.0039469 | 436.2356 | 0.019926 | 675.4879 | 0.02065 | 436.2356 | 0.003564 | 674.7295 | 0.0007506 | 675.4879 | 0.0075253 | 433.8755 | 2.3426
|  | 437.0767 | 0.049754 | 436.4556 | 0.27896 | 445.825 | 0 | 437.0767 | 0.037401 | 436.4556 | 0.049102 | 430.6643 | 0.47422 | 436.4556 | 0.65745 | 445.4266 | 12.4288 | 437.0767 | 12.4123 | 437.0767 | 0.35324 | 437.0767 | 0.0035389 | 437.0767 | 0 | 437.0767 | 0 | 437.0767 | 0 | 445.4266 | 0.00037702 | 437.0767 | 0 | 436.4556 | -0.011487 | 675.65 | 0.01947 | 436.4556 | -0.026571 | 674.8918 | 0 | 675.65 | 0.0082221 | 434.0917 | 2.4118
|  | 437.2966 | 0.058043 | 436.6756 | 0.28831 | 445.9379 | 0.013087 | 437.2966 | 0.082645 | 436.6756 | 0.1607 | 430.8836 | 0.4846 | 436.6756 | 0.70728 | 445.5414 | 12.5497 | 437.2966 | 12.853 | 437.2966 | 0.37837 | 437.2966 | 0.013754 | 437.2966 | 0.0063499 | 437.2966 | 0.004534 | 437.2966 | 0.016168 | 445.5414 | 0.00015348 | 437.2966 | 0.0081457 | 436.6756 | 0.027693 | 675.8121 | 0.015885 | 436.6756 | 0.0073781 | 675.0541 | 0.00053624 | 675.8121 | 0.0074789 | 434.308 | 2.4331
|  | 437.5165 | 0.040988 | 436.8956 | 0.28439 | 446.0509 | 0 | 437.5165 | 0.055803 | 436.8956 | 0.066198 | 431.1029 | 0.44672 | 436.8956 | 0.6198 | 445.6561 | 12.6856 | 437.5165 | 13.1539 | 437.5165 | 0.35985 | 437.5165 | 0.0027202 | 437.5165 | 0.00029381 | 437.5165 | 0 | 437.5165 | 0 | 445.6561 | 0.00036692 | 437.5165 | 0 | 436.8956 | -0.016723 | 675.9742 | 0.017609 | 436.8956 | -0.0058178 | 675.2164 | 0 | 675.9742 | 0.0081292 | 434.5244 | 2.4765
|  | 437.7365 | 0.051258 | 437.1157 | 0.28702 | 446.1638 | 0.0057976 | 437.7365 | 0.047062 | 437.1157 | 0.15961 | 431.3223 | 0.45423 | 437.1157 | 0.67734 | 445.7708 | 12.8001 | 437.7365 | 13.4884 | 437.7365 | 0.38539 | 437.7365 | 0.016465 | 437.7365 | 0.0041025 | 437.7365 | 0.0031772 | 437.7365 | 0.023014 | 445.7708 | 0.00021343 | 437.7365 | 0.0070846 | 437.1157 | 0.016058 | 676.1364 | 0.020287 | 437.1157 | 0.0041842 | 675.3787 | 0.00053624 | 676.1364 | 0.0076647 | 434.7407 | 2.5236
|  | 437.9565 | 0.043731 | 437.3357 | 0.27324 | 446.2767 | 0 | 437.9565 | 0.047584 | 437.3357 | 0.076645 | 431.5416 | 0.40955 | 437.3357 | 0.56899 | 445.8855 | 12.9475 | 437.9565 | 13.6115 | 437.9565 | 0.42749 | 437.9565 | 0.0034865 | 437.9565 | 0 | 437.9565 | 0 | 437.9565 | 0 | 445.8855 | 0.00046712 | 437.9565 | 0 | 437.3357 | -0.021381 | 676.2985 | 0.0177 | 437.3357 | -0.012957 | 675.541 | 0 | 676.2985 | 0.0085473 | 434.957 | 2.5642
|  | 438.1765 | 0.051306 | 437.5558 | 0.28869 | 446.3897 | 0.014616 | 438.1765 | 0.086064 | 437.5558 | 0.21465 | 431.761 | 0.41309 | 437.5558 | 0.63518 | 446.0002 | 13.0785 | 438.1765 | 14.1972 | 438.1765 | 0.45379 | 438.1765 | 0.012598 | 438.1765 | 0.0061127 | 438.1765 | 0.0081186 | 438.1765 | 0.021944 | 446.0002 | 0.00025352 | 438.1764 | 0.0027325 | 437.5558 | 0.011247 | 676.4606 | 0.01829 | 437.5558 | 0.014868 | 675.7033 | 0.0007506 | 676.4606 | 0.0080363 | 435.1733 | 2.6475
|  | 438.3965 | 0.044783 | 437.7759 | 0.26538 | 446.5026 | 0 | 438.3965 | 0.038764 | 437.7759 | 0.061074 | 431.9804 | 0.38621 | 437.7759 | 0.54615 | 446.115 | 13.2483 | 438.3965 | 14.4881 | 438.3965 | 0.41196 | 438.3965 | 0.0028332 | 438.3965 | 0 | 438.3965 | 0 | 438.3965 | 0 | 446.115 | 0.00042704 | 438.3965 | 0 | 437.7759 | -0.021381 | 676.6228 | 0.023464 | 437.7759 | -0.0081474 | 675.8656 | 0 | 676.6228 | 0.008315 | 435.3897 | 2.6696
|  | 438.6165 | 0.059846 | 437.996 | 0.2878 | 446.6155 | 0.0038098 | 438.6165 | 0.065251 | 437.996 | 0.18883 | 432.1998 | 0.38992 | 437.996 | 0.62355 | 446.2297 | 13.407 | 438.6165 | 15.0333 | 438.6165 | 0.47086 | 438.6165 | 0.02166 | 438.6165 | 0.0098739 | 438.6165 | 0.011834 | 438.6165 | 0.020328 | 446.2297 | 0.00017352 | 438.6165 | 0.013964 | 437.996 | 0.028304 | 676.785 | 0.013888 | 437.996 | 0.029831 | 676.028 | 0.00053624 | 676.785 | 0.0078969 | 435.606 | 2.6876
|  | 438.8365 | 0.050721 | 438.2161 | 0.27655 | 446.7285 | 0 | 438.8365 | 0.047564 | 438.2161 | 0.014802 | 432.4192 | 0.36482 | 438.2161 | 0.5326 | 446.3444 | 13.5761 | 438.8365 | 15.4312 | 438.8365 | 0.45035 | 438.8365 | 0.0038258 | 438.8365 | 0.00052911 | 438.8365 | 0 | 438.8365 | 0 | 446.3444 | 0.00036024 | 438.8365 | 0 | 438.2161 | -0.026064 | 676.9471 | 0.021921 | 438.2161 | -0.0087236 | 676.1903 | 0 | 676.9471 | 0.0084079 | 435.8224 | 2.765
|  | 439.0565 | 0.072219 | 438.4362 | 0.2847 | 446.8414 | 0.00099385 | 439.0565 | 0.055189 | 438.4362 | 0.12504 | 432.6386 | 0.37185 | 438.4362 | 0.57689 | 446.4592 | 13.6895 | 439.0566 | 15.9426 | 439.0566 | 0.50306 | 439.0566 | 0.014436 | 439.0565 | 0.0059352 | 439.0566 | 0.0071632 | 439.0566 | 0.020586 | 446.4592 | 0.00018688 | 439.0566 | 0.0072295 | 438.4362 | 0.0076487 | 677.1093 | 0.024326 | 438.4362 | 0.018876 | 676.3527 | 0.00053624 | 677.1093 | 0.0081756 | 436.0388 | 2.8069
|  | 439.2766 | 0.045731 | 438.6564 | 0.2639 | 446.9544 | 0 | 439.2766 | 0.051106 | 438.6564 | 0.10312 | 432.858 | 0.34817 | 438.6564 | 0.48204 | 446.5739 | 13.8008 | 439.2766 | 16.2561 | 439.2766 | 0.49194 | 439.2766 | 0 | 439.2766 | 0 | 439.2766 | 0 | 439.2766 | 0 | 446.5739 | 0.0004303 | 439.2766 | 0 | 438.6564 | -0.020107 | 677.2715 | 0.018335 | 438.6564 | 0.005325 | 676.515 | 0 | 677.2715 | 0.0087795 | 436.2552 | 2.8969
|  | 439.4967 | 0.047226 | 438.8765 | 0.28862 | 447.0673 | 0.020347 | 439.4967 | 0.07544 | 438.8765 | 0.17723 | 433.0774 | 0.3498 | 438.8765 | 0.55222 | 446.6887 | 13.8802 | 439.4967 | 16.7474 | 439.4967 | 0.54357 | 439.4967 | 0.018471 | 439.4967 | 0.0083498 | 439.4967 | 0.0055518 | 439.4967 | 0.018242 | 446.6887 | 0.00024358 | 439.4967 | 0.0048068 | 438.8765 | 0.031562 | 677.4336 | 0.019016 | 438.8765 | 0.018022 | 676.6774 | 0.00053624 | 677.4336 | 0.0082685 | 436.4716 | 2.9102
|  | 439.7168 | 0.037676 | 439.0967 | 0.26167 | 447.1803 | 0 | 439.7168 | 0.026379 | 439.0967 | 0.11517 | 433.2969 | 0.31653 | 439.0967 | 0.44916 | 446.8034 | 13.9923 | 439.7168 | 16.9241 | 439.7168 | 0.50035 | 439.7168 | 0.0046051 | 439.7168 | 0 | 439.7168 | 0 | 439.7168 | 0 | 446.8034 | 0.00044708 | 439.7168 | 0 | 439.0967 | -0.027286 | 677.5958 | 0.013888 | 439.0967 | -0.0069394 | 676.8397 | 0 | 677.5958 | 0.0087795 | 436.688 | 2.9599
|  | 439.9369 | 0.046695 | 439.3169 | 0.27801 | 447.2932 | 0.01987 | 439.9369 | 0.049375 | 439.3169 | 0.13347 | 433.5163 | 0.32466 | 439.3169 | 0.51331 | 446.9182 | 14.0954 | 439.9369 | 17.2572 | 439.9369 | 0.59274 | 439.9369 | 0.019774 | 439.9369 | 0.0088336 | 439.9369 | 0.0033179 | 439.9369 | 0.018699 | 446.9182 | 0.00020675 | 439.9369 | 0.0072294 | 439.3169 | 0.022602 | 677.758 | 0.019788 | 439.3169 | 0.016048 | 677.0021 | 0.00053624 | 677.758 | 0.0081292 | 436.9044 | 3.0517
|  | 440.157 | 0.04379 | 439.5371 | 0.26133 | 447.4062 | 0 | 440.157 | 0.036609 | 439.5371 | 0.091433 | 433.7358 | 0.29901 | 439.5371 | 0.42113 | 447.033 | 14.2192 | 440.157 | 17.4447 | 440.157 | 0.57829 | 440.157 | 0.0050906 | 440.157 | 0 | 440.157 | 0 | 440.157 | 0 | 447.033 | 0.00038028 | 440.157 | 0 | 439.5371 | -0.020566 | 677.9202 | 0.015794 | 439.5371 | -0.0080242 | 677.1644 | 0 | 677.9202 | 0.0087331 | 437.1209 | 3.0823
|  | 440.3771 | 0.067641 | 439.7573 | 0.2604 | 447.5191 | 0.015093 | 440.3771 | 0.072344 | 439.7573 | 0.11356 | 433.9553 | 0.31286 | 439.7573 | 0.48811 | 447.1477 | 14.3005 | 440.3771 | 17.9827 | 440.3771 | 0.60401 | 440.3771 | 0.019306 | 440.3771 | 0.0071644 | 440.3771 | 0.0079311 | 440.3771 | 0.015089 | 447.1477 | 0.00017678 | 440.3771 | 0.004456 | 439.7573 | 0.021788 | 678.0824 | 0.015885 | 439.7573 | 0.003797 | 677.3268 | 0.0009651 | 678.0824 | 0.0079434 | 437.3373 | 3.159
|  | 440.5973 | 0.038841 | 439.9775 | 0.26145 | 447.6321 | 0 | 440.5973 | 0.029253 | 439.9775 | 0.06878 | 434.1748 | 0.2776 | 439.9775 | 0.40407 | 447.2625 | 14.3682 | 440.5973 | 18.2831 | 440.5973 | 0.62085 | 440.5973 | 0.0051034 | 440.5973 | 0 | 440.5973 | 0 | 440.5973 | 0 | 447.2625 | 0.00036692 | 440.5973 | 0 | 439.9775 | -0.012304 | 678.2446 | 0.014841 | 439.9775 | -0.0097622 | 677.4892 | 0 | 678.2446 | 0.0085008 | 437.5538 | 3.2182
|  | 440.8174 | 0.056255 | 440.1977 | 0.27763 | 447.745 | 0.022831 | 440.8174 | 0.06526 | 440.1977 | 0.16922 | 434.3943 | 0.29669 | 440.1977 | 0.46115 | 447.3773 | 14.4074 | 440.8174 | 18.6157 | 440.8174 | 0.62707 | 440.8174 | 0.021981 | 440.8174 | 0.010637 | 440.8174 | 0.0057377 | 440.8174 | 0.027635 | 447.3773 | 0.00019357 | 440.8174 | 0.011062 | 440.1977 | 0.046223 | 678.4069 | 0.020605 | 440.1977 | 4.1636e-05 | 677.6516 | 0.0007506 | 678.4069 | 0.0078969 | 437.7703 | 3.2741
|  | 441.0376 | 0.039546 | 440.418 | 0.25542 | 447.858 | 0 | 441.0376 | 0.033187 | 440.418 | 0.021595 | 434.6138 | 0.26977 | 440.418 | 0.38419 | 447.4921 | 14.4952 | 441.0376 | 18.8127 | 441.0376 | 0.67681 | 441.0376 | 0.0043354 | 441.0376 | 0 | 441.0376 | 0 | 441.0376 | 0 | 447.4921 | 0.00039706 | 441.0376 | 0 | 440.418 | -0.015698 | 678.5691 | 0.017882 | 440.418 | 0.014495 | 677.814 | 0 | 678.5691 | 0.0087795 | 437.9868 | 3.3087
|  | 441.2578 | 0.056095 | 440.6383 | 0.27342 | 447.971 | 0.02713 | 441.2578 | 0.057432 | 440.6383 | 0.17689 | 434.8333 | 0.27905 | 440.6383 | 0.4353 | 447.6069 | 14.6033 | 441.2578 | 19.4129 | 441.2578 | 0.70551 | 441.2578 | 0.019004 | 441.2578 | 0.00698 | 441.2578 | 0.0036163 | 441.2578 | 0.012125 | 447.6069 | 0.0002035 | 441.2577 | 0.0072618 | 440.6383 | 0.026471 | 678.7313 | 0.016702 | 440.6383 | 9.0266e-05 | 677.9764 | 0.0007506 | 678.7313 | 0.0083614 | 438.2033 | 3.3615
|  | 441.4779 | 0.042289 | 440.8585 | 0.2611 | 448.0839 | 0 | 441.4779 | 0.022941 | 440.8585 | 0.035546 | 435.0529 | 0.26512 | 440.8585 | 0.38143 | 447.7217 | 14.7575 | 441.4779 | 19.6489 | 441.4779 | 0.73303 | 441.4779 | 0.0078521 | 441.4779 | 0.0024229 | 441.4779 | 0 | 441.4779 | 0 | 447.7217 | 0.00042704 | 441.4779 | 0 | 440.8585 | -0.027286 | 678.8936 | 0.014024 | 440.8585 | -0.006331 | 678.1388 | 0 | 678.8936 | 0.0086866 | 438.4198 | 3.4363
|  | 441.6982 | 0.061748 | 441.0788 | 0.27253 | 448.1969 | 0.0044724 | 441.6982 | 0.06674 | 441.0788 | 0.13385 | 435.2724 | 0.26584 | 441.0788 | 0.41621 | 447.8365 | 14.8983 | 441.6982 | 20.049 | 441.6982 | 0.72976 | 441.6982 | 0.022916 | 441.6982 | 0.0082696 | 441.6982 | 0.0058585 | 441.6982 | 0.015729 | 447.8365 | 0.00022354 | 441.6981 | 0.010683 | 441.0788 | 0.014936 | 679.0558 | 0.01947 | 441.0788 | 0.015671 | 678.3012 | 0.0009651 | 679.0558 | 0.0081292 | 438.6363 | 3.4904
|  | 441.9184 | 0.035032 | 441.2992 | 0.25355 | 448.3098 | 0 | 441.9184 | 0.039061 | 441.2992 | 0.038742 | 435.492 | 0.2465 | 441.2992 | 0.34294 | 447.9513 | 15.0362 | 441.9184 | 20.4141 | 441.9184 | 0.75663 | 441.9184 | 0.0088702 | 441.9184 | 0 | 441.9184 | 0 | 441.9184 | 0 | 447.9513 | 0.00039706 | 441.9184 | 0 | 441.2991 | -0.0078486 | 679.218 | 0.024099 | 441.2992 | -0.0066665 | 678.4636 | 0 | 679.218 | 0.0082221 | 438.8529 | 3.4978
|  | 442.1386 | 0.076044 | 441.5195 | 0.25154 | 448.4228 | 0.0053006 | 442.1386 | 0.062444 | 441.5195 | 0.13876 | 435.7115 | 0.25859 | 441.5195 | 0.40261 | 448.0661 | 15.1401 | 442.1386 | 20.8085 | 442.1386 | 0.79919 | 442.1386 | 0.021538 | 442.1386 | 0.006018 | 442.1386 | 0.0046685 | 442.1386 | 0.0018267 | 448.0661 | 0.00017352 | 442.1386 | 0.0074944 | 441.5195 | 0.010854 | 679.3803 | 0.013706 | 441.5195 | 0.0038403 | 678.626 | 0.0007506 | 679.3803 | 0.0079434 | 439.0694 | 3.5795
|  | 442.3589 | 0.040417 | 441.7398 | 0.26093 | 448.5358 | 0 | 442.3589 | 0.051058 | 441.7398 | 0.054295 | 435.9311 | 0.23107 | 441.7398 | 0.32599 | 448.1809 | 15.2529 | 442.3589 | 21.03 | 442.3589 | 0.84633 | 442.3589 | 0.01415 | 442.3589 | 0.001809 | 442.3589 | 0 | 442.3589 | 0 | 448.1809 | 0.00036692 | 442.3589 | 0 | 441.7398 | -0.031155 | 679.5426 | 0.020196 | 441.7398 | -0.00057944 | 678.7885 | 0 | 679.5426 | 0.0080363 | 439.286 | 3.6323
|  | 442.5791 | 0.067662 | 441.9602 | 0.27294 | 448.6487 | 0.012801 | 442.5791 | 0.043229 | 441.9602 | 0.15517 | 436.1507 | 0.2425 | 441.9602 | 0.39357 | 448.2957 | 15.3641 | 442.5791 | 21.4244 | 442.5791 | 0.87771 | 442.5791 | 0.025676 | 442.5791 | 0.0096651 | 442.5791 | 0.0066736 | 442.5791 | 0.017057 | 448.2957 | 0.00019357 | 442.5791 | 0.0074804 | 441.9602 | 0.020223 | 679.7048 | 0.013888 | 441.9602 | 0.018353 | 678.9509 | 0.0007506 | 679.7048 | 0.0081292 | 439.5025 | 3.6872
|  | 442.7994 | 0.048739 | 442.1805 | 0.24637 | 448.7617 | 0 | 442.7994 | 0.033911 | 442.1805 | 0.01679 | 436.3703 | 0.21962 | 442.1805 | 0.32573 | 448.4105 | 15.5076 | 442.7994 | 21.8915 | 442.7994 | 0.87656 | 442.7994 | 0.013905 | 442.7994 | 0.0013713 | 442.7994 | 0 | 442.7994 | 0 | 448.4105 | 0.000407 | 442.7994 | 0 | 442.1805 | -0.038893 | 679.8671 | 0.017882 | 442.1805 | 0.0013008 | 679.1133 | 0 | 679.8671 | 0.0086402 | 439.7191 | 3.7764
|  | 443.0197 | 0.082699 | 442.4009 | 0.26714 | 448.8746 | 0.0094417 | 443.0197 | 0.062624 | 442.4009 | 0.14968 | 436.59 | 0.23929 | 442.4009 | 0.376 | 448.5253 | 15.6282 | 443.0197 | 22.4845 | 443.0197 | 0.91113 | 443.0197 | 0.022971 | 443.0197 | 0.0071826 | 443.0197 | 0.0065287 | 443.0197 | 0.022303 | 448.5253 | 0.00021343 | 443.0197 | 0.010164 | 442.4009 | 0.016192 | 680.0294 | 0.018426 | 442.4009 | -0.0039902 | 679.2758 | 0.0007506 | 680.0294 | 0.0085008 | 439.9357 | 3.8207
|  | 443.24 | 0.050645 | 442.6213 | 0.26475 | 448.9876 | 0 | 443.24 | 0.046164 | 442.6213 | 0.043489 | 436.8096 | 0.21939 | 442.6213 | 0.3026 | 448.6402 | 15.7721 | 443.24 | 22.9327 | 443.24 | 0.91169 | 443.24 | 0.0162 | 443.24 | 0.0020283 | 443.24 | 0 | 443.24 | 0 | 448.6402 | 0.00041693 | 443.24 | 0 | 442.6213 | -0.018875 | 680.1917 | 0.021149 | 442.6213 | 0.0031913 | 679.4382 | 0 | 680.1917 | 0.0090582 | 440.1523 | 3.8866
|  | 443.4603 | 0.064825 | 442.8417 | 0.26491 | 449.1006 | 0.0074539 | 443.4603 | 0.056667 | 442.8417 | 0.14147 | 437.0292 | 0.22495 | 442.8417 | 0.35678 | 448.755 | 15.874 | 443.4603 | 23.2807 | 443.4603 | 0.96635 | 443.4603 | 0.027128 | 443.4603 | 0.0033559 | 443.4603 | 0.0052172 | 443.4603 | 0.024853 | 448.755 | 0.00020675 | 443.4603 | 0.0044754 | 442.8417 | 0.016096 | 680.354 | 0.02065 | 442.8417 | 0.00018748 | 679.6006 | 0.0009651 | 680.354 | 0.0085473 | 440.369 | 3.9599
|  | 443.6806 | 0.048376 | 443.0622 | 0.25598 | 449.2136 | 0 | 443.6806 | 0.04528 | 443.0622 | 0.035947 | 437.2489 | 0.18976 | 443.0622 | 0.2867 | 448.8698 | 15.9854 | 443.6806 | 23.2241 | 443.6806 | 0.98075 | 443.6806 | 0.013772 | 443.6806 | 0 | 443.6806 | 0 | 443.6806 | 0 | 448.8698 | 0.00041025 | 443.6806 | 0 | 443.0622 | -0.019375 | 680.5163 | 0.016293 | 443.0622 | -0.019292 | 679.7631 | 0 | 680.5163 | 0.0091047 | 440.5856 | 4.0128
|  | 443.901 | 0.054411 | 443.2826 | 0.25147 | 449.3265 | 0.011272 | 443.901 | 0.064623 | 443.2826 | 0.16919 | 437.4686 | 0.18859 | 443.2826 | 0.34857 | 448.9847 | 16.0588 | 443.901 | 23.2369 | 443.901 | 1.0159 | 443.901 | 0.023274 | 443.901 | 0.005852 | 443.901 | 0.0016303 | 443.901 | 0.017664 | 448.9847 | 0.00020675 | 443.901 | 0.0071425 | 443.2826 | 0.0094379 | 680.6786 | 0.024099 | 443.2826 | 0.011048 | 679.9256 | 0.00032174 | 680.6786 | 0.0085008 | 440.8022 | 4.0683
|  | 444.1213 | 0.033524 | 443.5031 | 0.2485 | 449.4395 | 0 | 444.1213 | 0.014266 | 443.5031 | 0.029888 | 437.6882 | 0.1881 | 443.5031 | 0.26343 | 449.0995 | 16.1241 | 444.1213 | 23.2086 | 444.1213 | 1.0378 | 444.1213 | 0.015042 | 444.1213 | 0.0021745 | 444.1213 | 0 | 444.1213 | 0 | 449.0995 | 0.00038696 | 444.1213 | 0 | 443.503 | -0.038282 | 680.8409 | 0.010938 | 443.5031 | -0.009641 | 680.088 | 0 | 680.8409 | 0.0088724 | 441.0189 | 4.09
|  | 444.3417 | 0.042085 | 443.7235 | 0.25456 | 449.5525 | 0.019678 | 444.3417 | 0.05093 | 443.7235 | 0.088346 | 437.9079 | 0.18303 | 443.7235 | 0.32329 | 449.2144 | 16.164 | 444.3417 | 23.2344 | 444.3417 | 1.1019 | 444.3417 | 0.029117 | 444.3417 | 0.008495 | 444.3417 | 0.0068432 | 444.3417 | 0.008976 | 449.2144 | 0.00018346 | 444.3417 | 0.010725 | 443.7235 | 0.030137 | 681.0032 | 0.019652 | 443.7235 | -0.0036337 | 680.2505 | 0.00032174 | 681.0032 | 0.0082221 | 441.2355 | 4.1581
|  | 444.5621 | 0.031202 | 443.944 | 0.23713 | 449.6655 | 0 | 444.5621 | 0.028183 | 443.944 | -0.011088 | 438.1277 | 0.16783 | 443.944 | 0.24267 | 449.3292 | 16.2254 | 444.5621 | 23.2051 | 444.5621 | 1.1042 | 444.5621 | 0.017552 | 444.5621 | 0.0011697 | 444.5621 | 0 | 444.5621 | 0 | 449.3292 | 0.0003169 | 444.5621 | 0 | 443.944 | -0.034209 | 681.1655 | 0.014024 | 443.944 | -0.014819 | 680.413 | 0 | 681.1655 | 0.0086866 | 441.4522 | 4.2097
|  | 444.7825 | 0.065808 | 444.1645 | 0.2468 | 449.7784 | 0.0061289 | 444.7825 | 0.030932 | 444.1645 | 0.10915 | 438.3474 | 0.174 | 444.1645 | 0.30832 | 449.4441 | 16.2944 | 444.7825 | 23.3036 | 444.7825 | 1.1799 | 444.7825 | 0.029277 | 444.7825 | 0.0071454 | 444.7825 | 0.0038345 | 444.7825 | 0.013672 | 449.4441 | 0.00013344 | 444.7825 | 0.0061531 | 444.1645 | 0.022806 | 681.3278 | 0.0177 | 444.1645 | 0.00013127 | 680.5755 | 0.00053624 | 681.3278 | 0.0080363 | 441.6689 | 4.2662
|  | 445.0029 | 0.02523 | 444.385 | 0.24737 | 449.8914 | 0 | 445.0029 | 0.025292 | 444.385 | 0.0021849 | 438.5671 | 0.14922 | 444.385 | 0.24275 | 449.559 | 16.3895 | 445.0029 | 23.7726 | 445.0029 | 1.1912 | 445.0029 | 0.022311 | 445.0029 | 0.0035787 | 445.0029 | 0 | 445.0029 | 0 | 449.559 | 0.00033523 | 445.0029 | 0 | 444.385 | -0.018899 | 681.4902 | 0.01534 | 444.385 | -0.0013339 | 680.738 | 0 | 681.4902 | 0.008826 | 441.8856 | 4.2859
|  | 445.2233 | 0.069211 | 444.6055 | 0.23475 | 450.0044 | 0.0072884 | 445.2233 | 0.046539 | 444.6055 | 0.10163 | 438.7868 | 0.16727 | 444.6055 | 0.29379 | 449.6738 | 16.4494 | 445.2233 | 23.9989 | 445.2233 | 1.2229 | 445.2233 | 0.028584 | 445.2233 | 0.008457 | 445.2233 | 0.0093053 | 445.2233 | 0.0086012 | 449.6738 | 0.00020179 | 445.2233 | 0.0059472 | 444.6055 | 0.010776 | 681.6525 | 0.020423 | 444.6055 | 0.0095464 | 680.9005 | 0.00053624 | 681.6525 | 0.0082221 | 442.1023 | 4.3467
|  | 445.4438 | 0.031494 | 444.8261 | 0.23809 | 450.1174 | 0 | 445.4438 | 0.028409 | 444.8261 | 0.059193 | 439.0066 | 0.14751 | 444.8261 | 0.23272 | 449.7887 | 16.5099 | 445.4438 | 24.1303 | 445.4438 | 1.289 | 445.4438 | 0.018123 | 445.4438 | 0.0018825 | 445.4438 | 0 | 445.4438 | 0 | 449.7887 | 0.00043543 | 445.4438 | 0 | 444.8261 | -0.030748 | 681.8148 | 0.018608 | 444.8261 | 0.0017783 | 681.063 | 0 | 681.8148 | 0.0086866 | 442.319 | 4.3715
|  | 445.6642 | 0.054617 | 445.0466 | 0.24521 | 450.2304 | 0.016048 | 445.6642 | 0.041352 | 445.0466 | 0.13027 | 439.2263 | 0.16471 | 445.0466 | 0.29523 | 449.9036 | 16.5152 | 445.6642 | 24.5475 | 445.6642 | 1.3278 | 445.6642 | 0.033171 | 445.6642 | 0.0065129 | 445.6642 | 0.006798 | 445.6642 | 0.012427 | 449.9036 | 0.00023348 | 445.6642 | 0.0084965 | 445.0466 | 0.014611 | 681.9772 | 0.015249 | 445.0466 | 0.014764 | 681.2255 | 0.0007506 | 681.9772 | 0.0077111 | 442.5358 | 4.4219
|  | 445.8847 | 0.03713 | 445.2672 | 0.21633 | 450.3433 | 0 | 445.8847 | 0.017159 | 445.2672 | 0.015717 | 439.4461 | 0.14211 | 445.2672 | 0.21814 | 450.0185 | 16.5177 | 445.8847 | 25.0157 | 445.8847 | 1.3774 | 445.8847 | 0.02185 | 445.8847 | 0 | 445.8847 | 0 | 445.8847 | 0 | 450.0185 | 0.00038696 | 445.8847 | 0 | 445.2672 | -0.023213 | 682.1396 | 0.020968 | 445.2672 | -0.015455 | 681.388 | 0 | 682.1396 | 0.0082685 | 442.7525 | 4.4566
|  | 446.1052 | 0.054308 | 445.4878 | 0.24834 | 450.4563 | 0.013087 | 446.1052 | 0.031947 | 445.4878 | 0.10927 | 439.6659 | 0.15927 | 445.4878 | 0.28645 | 450.1334 | 16.4956 | 446.1051 | 25.7719 | 446.1051 | 1.4419 | 446.1051 | 0.034132 | 446.1052 | 0.0076385 | 446.1051 | 0.0036203 | 446.1051 | 0.019853 | 450.1334 | 0.00015348 | 446.1052 | 0.0075747 | 445.4878 | 0.030951 | 682.3019 | 0.021059 | 445.4878 | 0.0087641 | 681.5505 | 0.00053624 | 682.3019 | 0.0078505 | 442.9693 | 4.5204
|  | 446.3257 | 0.030926 | 445.7084 | 0.24704 | 450.5693 | 0 | 446.3257 | 0.0070097 | 445.7084 | 0.039509 | 439.8857 | 0.14709 | 445.7084 | 0.22052 | 450.2482 | 16.5252 | 446.3256 | 26.3048 | 446.3256 | 1.4123 | 446.3256 | 0.025974 | 446.3257 | 0.0025105 | 446.3256 | 0 | 446.3256 | 0 | 450.2482 | 0.00031022 | 446.3256 | 0 | 445.7084 | -0.010275 | 682.4643 | 0.018925 | 445.7084 | -0.0012607 | 681.713 | 0 | 682.4643 | 0.0085937 | 443.186 | 4.5341
|  | 446.5461 | 0.066867 | 445.929 | 0.25469 | 450.6823 | 0.014233 | 446.5461 | 0.052774 | 445.929 | 0.16222 | 440.1055 | 0.16293 | 445.929 | 0.28793 | 450.3631 | 16.547 | 446.5461 | 26.6131 | 446.5461 | 1.4682 | 446.5461 | 0.033248 | 446.5461 | 0.0081145 | 446.5461 | 0.0091728 | 446.5461 | 0.015084 | 450.3631 | 0.00015674 | 446.5461 | 0.0053085 | 445.929 | 0.0077038 | 682.6267 | 0.019879 | 445.929 | 0.015813 | 681.8756 | 0.00032174 | 682.6267 | 0.0078969 | 443.4028 | 4.5742
|  | 446.7667 | 0.050261 | 446.1496 | 0.25481 | 450.7953 | 0 | 446.7667 | 0.025915 | 446.1496 | 0.028589 | 440.3253 | 0.14296 | 446.1496 | 0.21414 | 450.478 | 16.6012 | 446.7667 | 27.0152 | 446.7667 | 1.483 | 446.7667 | 0.03001 | 446.7667 | 0.0017988 | 446.7667 | 0 | 446.7667 | 0 | 450.478 | 0.00040032 | 446.7667 | 0 | 446.1496 | -0.027082 | 682.789 | 0.016838 | 446.1496 | -0.020951 | 682.0381 | 0 | 682.789 | 0.0087795 | 443.6196 | 4.5836
|  | 446.9872 | 0.068878 | 446.3702 | 0.27496 | 450.9083 | 0.018341 | 446.9872 | 0.049726 | 446.3702 | 0.19603 | 440.5452 | 0.14515 | 446.3702 | 0.28715 | 450.5929 | 16.6162 | 446.9872 | 27.6458 | 446.9872 | 1.613 | 446.9872 | 0.04464 | 446.9872 | 0.012469 | 446.9872 | 0.012218 | 446.9872 | 0.018933 | 450.5929 | 0.00024684 | 446.9872 | 0.0080446 | 446.3702 | 0.031562 | 682.9514 | 0.01534 | 446.3702 | 0.012703 | 682.2006 | 0.0007506 | 682.9514 | 0.0082221 | 443.8364 | 4.6344
|  | 447.2077 | 0.013361 | 446.5909 | 0.24537 | 451.0213 | 0 | 447.2077 | 0.036611 | 446.5909 | 0.058957 | 440.765 | 0.14333 | 446.5909 | 0.20064 | 450.7079 | 16.6298 | 447.2077 | 27.7179 | 447.2077 | 1.568 | 447.2077 | 0.032559 | 447.2077 | 0.00099586 | 447.2077 | 0 | 447.2077 | 0 | 450.7079 | 0.00048031 | 447.2077 | 0 | 446.5909 | -0.027897 | 683.1138 | 0.012299 | 446.5909 | -0.0043624 | 682.3632 | 0 | 683.1138 | 0.0089189 | 444.0532 | 4.629
|  | 447.4283 | 0.047003 | 446.8116 | 0.25518 | 451.1343 | 0.013278 | 447.4283 | 0.037075 | 446.8116 | 0.11724 | 440.9849 | 0.14644 | 446.8116 | 0.26828 | 450.8228 | 16.5964 | 447.4283 | 27.563 | 447.4283 | 1.6693 | 447.4283 | 0.043745 | 447.4283 | 0.010232 | 447.4283 | 0.0055868 | 447.4283 | 0.023498 | 450.8228 | 0.00024358 | 447.4283 | 0.008282 | 446.8116 | 0.023621 | 683.2762 | 0.014205 | 446.8116 | 0.021865 | 682.5257 | 0.0009651 | 683.2762 | 0.0080363 | 444.2701 | 4.6452
|  | 447.6489 | 0.034514 | 447.0322 | 0.24884 | 451.2473 | 0 | 447.6489 | 0.021974 | 447.0322 | 0.045686 | 441.2047 | 0.11689 | 447.0322 | 0.1843 | 450.9377 | 16.5761 | 447.6489 | 27.0059 | 447.6489 | 1.7101 | 447.6489 | 0.035225 | 447.6489 | 0.0030036 | 447.6489 | 0 | 447.6489 | 0 | 450.9377 | 0.00041693 | 447.6489 | 0 | 447.0322 | -0.013083 | 683.4386 | 0.016202 | 447.0322 | -0.0017767 | 682.6883 | 0 | 683.4386 | 0.0085473 | 444.4869 | 4.614
|  | 447.8694 | 0.058878 | 447.2529 | 0.2213 | 451.3603 | 0.0079509 | 447.8694 | 0.047857 | 447.2529 | 0.098498 | 441.4246 | 0.14652 | 447.2529 | 0.24466 | 451.0526 | 16.5803 | 447.8695 | 26.7281 | 447.8695 | 1.7669 | 447.8695 | 0.046099 | 447.8694 | 0.0095251 | 447.8695 | 0.0065579 | 447.8695 | 0.019847 | 451.0526 | 0.00018346 | 447.8694 | 0.0067734 | 447.2529 | 0.033802 | 683.601 | 0.022102 | 447.2529 | 0.0066543 | 682.8509 | 0.0009651 | 683.601 | 0.0079434 | 444.7037 | 4.6203
|  | 448.0901 | 0.038966 | 447.4736 | 0.23741 | 451.4733 | 0 | 448.0901 | 0.013225 | 447.4736 | 0.012515 | 441.6445 | 0.11466 | 447.4736 | 0.17042 | 451.1675 | 16.613 | 448.0901 | 26.3965 | 448.0901 | 1.7905 | 448.0901 | 0.033537 | 448.0901 | 0.0017349 | 448.0901 | 0 | 448.0901 | 0 | 451.1675 | 0.0003503 | 448.0901 | 0 | 447.4736 | -0.016058 | 683.7635 | 0.020922 | 447.4736 | -0.023693 | 683.0134 | 0 | 683.7635 | 0.0086866 | 444.9206 | 4.6413
|  | 448.3107 | 0.055548 | 447.6944 | 0.24994 | 451.5863 | 0.014233 | 448.3107 | 0.026388 | 447.6944 | 0.1204 | 441.8644 | 0.13783 | 447.6944 | 0.23937 | 451.2825 | 16.624 | 448.3107 | 26.3869 | 448.3107 | 1.8424 | 448.3107 | 0.050595 | 448.3107 | 0.010205 | 448.3107 | 0.0070274 | 448.3107 | 0.018633 | 451.2825 | 0.00017678 | 448.3107 | 0.0062704 | 447.6944 | 0.017001 | 683.9259 | 0.021376 | 447.6944 | 0.0043524 | 683.176 | 0.0007506 | 683.9259 | 0.0082221 | 445.1375 | 4.6299
|  | 448.5313 | 0.037992 | 447.9151 | 0.22821 | 451.6993 | 0 | 448.5313 | 0.039909 | 447.9151 | 0.053996 | 442.0843 | 0.10998 | 447.9151 | 0.18418 | 451.3974 | 16.6237 | 448.5313 | 26.2628 | 448.5313 | 1.8994 | 448.5313 | 0.037683 | 448.5313 | 0.0029708 | 448.5313 | 0 | 448.5313 | 0 | 451.3974 | 0.00032032 | 448.5313 | 0 | 447.9151 | -0.024435 | 684.0883 | 0.015885 | 447.9151 | 0.0026496 | 683.3386 | 0 | 684.0883 | 0.0088724 | 445.3544 | 4.6024
|  | 448.752 | 0.066917 | 448.1359 | 0.24246 | 451.8123 | 0.016717 | 448.752 | 0.060921 | 448.1359 | 0.093989 | 442.3042 | 0.11765 | 448.1359 | 0.23449 | 451.5124 | 16.5931 | 448.7519 | 26.5133 | 448.7519 | 2.0055 | 448.7519 | 0.053453 | 448.752 | 0.0083382 | 448.7519 | 0.0047018 | 448.7519 | 0.016406 | 451.5124 | 0.0001468 | 448.752 | 0.0036754 | 448.1359 | 0.032784 | 684.2507 | 0.018608 | 448.1359 | 0.0011152 | 683.5012 | 0.00032174 | 684.2507 | 0.0081756 | 445.5713 | 4.5896
|  | 448.9726 | 0.032055 | 448.3566 | 0.24142 | 451.9253 | 0.00083014 | 448.9726 | 0.02823 | 448.3566 | 0.0004354 | 442.5242 | 0.10773 | 448.3566 | 0.16155 | 451.6273 | 16.5761 | 448.9726 | 26.7131 | 448.9726 | 2.0151 | 448.9726 | 0.046734 | 448.9726 | 0.0035895 | 448.9726 | 0 | 448.9726 | 0 | 451.6273 | 0.00034687 | 448.9726 | 0 | 448.3566 | -0.017386 | 684.4132 | 0.017292 | 448.3566 | -0.019702 | 683.6638 | 0 | 684.4132 | 0.0090582 | 445.7882 | 4.5712
|  | 449.1933 | 0.052929 | 448.5774 | 0.26144 | 452.0383 | 0.011272 | 449.1933 | 0.035882 | 448.5774 | 0.1428 | 442.7441 | 0.12981 | 448.5774 | 0.23856 | 451.7422 | 16.5337 | 449.1933 | 26.5791 | 449.1933 | 2.115 | 449.1933 | 0.057518 | 449.1933 | 0.012222 | 449.1933 | 0.0041435 | 449.1933 | 0.024501 | 451.7422 | 0.0002035 | 449.1933 | 0.0095092 | 448.5774 | 0.020566 | 684.5756 | 0.020015 | 448.5774 | 0.016191 | 683.8264 | 0.0007506 | 684.5756 | 0.0084544 | 446.0051 | 4.5489
|  | 449.4139 | 0.029281 | 448.7982 | 0.23933 | 452.1513 | 0 | 449.4139 | 0.011701 | 448.7982 | 0.050522 | 442.9641 | 0.10398 | 448.7982 | 0.1606 | 451.8572 | 16.5079 | 449.4139 | 26.1966 | 449.4139 | 2.109 | 449.4139 | 0.049088 | 449.4139 | 0.0029053 | 449.4139 | 0 | 449.4139 | 0 | 451.8572 | 0.00043698 | 449.4139 | 0 | 448.7982 | -0.0075108 | 684.7381 | 0.0084416 | 448.7982 | -0.006194 | 683.989 | 0 | 684.7381 | 0.0093369 | 446.222 | 4.5194
|  | 449.6346 | 0.050935 | 449.019 | 0.25998 | 452.2643 | 0.018055 | 449.6346 | 0.050044 | 449.019 | 0.1735 | 443.1841 | 0.10797 | 449.019 | 0.23678 | 451.9721 | 16.4778 | 449.6346 | 26.0823 | 449.6346 | 2.2102 | 449.6346 | 0.05998 | 449.6346 | 0.013332 | 449.6346 | 0.012235 | 449.6346 | 0.024855 | 451.9721 | 0.00023348 | 449.6346 | 0.0079937 | 449.019 | 0.014839 | 684.9005 | 0.025234 | 449.019 | 0.0052068 | 684.1516 | 0.00053624 | 684.9005 | 0.0085473 | 446.439 | 4.4796
|  | 449.8553 | 0.047076 | 449.2398 | 0.22468 | 452.3773 | 0 | 449.8553 | 0.033167 | 449.2398 | 0.020046 | 443.4041 | 0.093617 | 449.2398 | 0.15233 | 452.0871 | 16.477 | 449.8553 | 25.8886 | 449.8553 | 2.298 | 449.8553 | 0.057692 | 449.8553 | 0.003641 | 449.8553 | 0 | 449.8553 | 0 | 452.0871 | 0.00041693 | 449.8553 | 0 | 449.2398 | -0.016778 | 685.063 | 0.017609 | 449.2398 | -0.022422 | 684.3142 | 0 | 685.063 | 0.0093369 | 446.6559 | 4.4401
|  | 450.076 | 0.068916 | 449.4607 | 0.24064 | 452.4903 | 0.0082822 | 450.076 | 0.026825 | 449.4607 | 0.12817 | 443.6241 | 0.10565 | 449.4607 | 0.21437 | 452.2021 | 16.4658 | 450.0761 | 25.7662 | 450.0761 | 2.3466 | 450.0761 | 0.063482 | 450.076 | 0.010349 | 450.0761 | 0.0078807 | 450.0761 | 0.02005 | 452.2021 | 0.00018346 | 450.0761 | 0.0077379 | 449.4606 | 0.0010238 | 685.2255 | 0.022511 | 449.4607 | 0.0033004 | 684.4768 | 0.0007506 | 685.2255 | 0.0084544 | 446.8729 | 4.4029
|  | 450.2968 | 0.038031 | 449.6815 | 0.23589 | 452.6033 | 0 | 450.2968 | 0.0039512 | 449.6815 | 0.027805 | 443.8441 | 0.079345 | 449.6815 | 0.13753 | 452.3171 | 16.4559 | 450.2968 | 25.3449 | 450.2968 | 2.3875 | 450.2968 | 0.056672 | 450.2968 | 0.0030767 | 450.2968 | 0 | 450.2968 | 0 | 452.3171 | 0.00036692 | 450.2968 | 0 | 449.6815 | -0.0393 | 685.3879 | 0.021059 | 449.6815 | -0.011432 | 684.6394 | 0 | 685.3879 | 0.0086402 | 447.0898 | 4.3794
|  | 450.5175 | 0.059097 | 449.9024 | 0.24118 | 452.7163 | 0.0084479 | 450.5175 | 0.041607 | 449.9024 | 0.13145 | 444.0641 | 0.088782 | 449.9024 | 0.20818 | 452.432 | 16.409 | 450.5175 | 25.1012 | 450.5175 | 2.4846 | 450.5175 | 0.06905 | 450.5175 | 0.010525 | 450.5175 | 0.00054866 | 450.5175 | 0.016016 | 452.432 | 0.00018346 | 450.5176 | 0.0030292 | 449.9024 | 0.034616 | 685.5504 | 0.016838 | 449.9024 | 0.021419 | 684.8021 | 0.0007506 | 685.5504 | 0.0076647 | 447.3068 | 4.2917
|  | 450.7383 | 0.041456 | 450.1232 | 0.24346 | 452.8294 | 0 | 450.7383 | -0.00094162 | 450.1232 | 0.081941 | 444.2841 | 0.081363 | 450.1232 | 0.13965 | 452.547 | 16.3784 | 450.7383 | 24.6697 | 450.7383 | 2.5264 | 450.7383 | 0.062526 | 450.7383 | 0.0043712 | 450.7383 | 0 | 450.7383 | 0 | 452.547 | 0.00039706 | 450.7383 | 0 | 450.1232 | -0.048667 | 685.7129 | 0.017609 | 450.1232 | -0.023383 | 684.9647 | 0 | 685.7129 | 0.008315 | 447.5238 | 4.241
|  | 450.9591 | 0.050477 | 450.3441 | 0.24313 | 452.9424 | 0.0064601 | 450.9591 | 0.053637 | 450.3441 | 0.1553 | 444.5042 | 0.094263 | 450.3441 | 0.21329 | 452.662 | 16.3212 | 450.9591 | 24.5372 | 450.9591 | 2.5943 | 450.9591 | 0.073204 | 450.9591 | 0.011898 | 450.9591 | 0.0081221 | 450.9591 | 0.018656 | 452.662 | 0.00021686 | 450.9591 | 0.010827 | 450.3441 | 0.029526 | 685.8754 | 0.02124 | 450.3441 | 0.0055299 | 685.1273 | 0.0009651 | 685.8754 | 0.0081292 | 447.7408 | 4.2053
|  | 451.1799 | 0.048581 | 450.565 | 0.23091 | 453.0554 | 0 | 451.1799 | 0.0030948 | 450.565 | 0.01516 | 444.7242 | 0.072496 | 450.565 | 0.12119 | 452.777 | 16.2957 | 451.1799 | 24.0828 | 451.1799 | 2.6538 | 451.1799 | 0.059035 | 451.1799 | 0.0033016 | 451.1799 | 0 | 451.1799 | 0 | 452.777 | 0.00042036 | 451.1799 | 0 | 450.565 | -0.031969 | 686.0379 | 0.020922 | 450.565 | -0.0041278 | 685.29 | 0 | 686.0379 | 0.0089653 | 447.9579 | 4.0967
|  | 451.4007 | 0.047 | 450.786 | 0.19046 | 453.1684 | 0.013756 | 451.4007 | 0.028999 | 450.786 | 0.14765 | 444.9443 | 0.097095 | 450.786 | 0.21108 | 452.892 | 16.2467 | 451.4007 | 23.8532 | 451.4007 | 2.8097 | 451.4007 | 0.07876 | 451.4007 | 0.014087 | 451.4007 | 0.0045691 | 451.4007 | 0.017817 | 452.892 | 0.00021018 | 451.4007 | 0.0053823 | 450.786 | 0.027693 | 686.2004 | 0.022511 | 450.786 | 0.012916 | 685.4526 | 0.0007506 | 686.2004 | 0.0085473 | 448.1749 | 4.0656
|  | 451.6215 | 0.021895 | 451.0069 | 0.17933 | 453.2815 | 0 | 451.6215 | 0.010477 | 451.0069 | 0.041432 | 445.1643 | 0.075361 | 451.0069 | 0.1264 | 453.007 | 16.2236 | 451.6215 | 23.4213 | 451.6215 | 2.8144 | 451.6215 | 0.071749 | 451.6215 | 0.005898 | 451.6215 | 0 | 451.6215 | 0 | 453.007 | 0.00042036 | 451.6215 | 0 | 451.0069 | -0.039911 | 686.3629 | 0.017065 | 451.0069 | -0.016594 | 685.6153 | 0 | 686.3629 | 0.0087795 | 448.392 | 3.9869
|  | 451.8423 | 0.073596 | 451.2278 | 0.24026 | 453.3945 | 0.0061289 | 451.8423 | 0.029457 | 451.2278 | 0.16036 | 445.3844 | 0.082074 | 451.2278 | 0.20275 | 453.122 | 16.1672 | 451.8423 | 23.0673 | 451.8423 | 2.9127 | 451.8423 | 0.088019 | 451.8423 | 0.012204 | 451.8423 | 0.0095631 | 451.8423 | 0.021397 | 453.122 | 0.00021686 | 451.8423 | 0.0066401 | 451.2278 | 0.024435 | 686.5254 | 0.022647 | 451.2278 | -0.0055772 | 685.7779 | 0.0007506 | 686.5254 | 0.0079434 | 448.609 | 3.9269
|  | 452.0631 | 0.042896 | 451.4488 | 0.23717 | 453.5075 | 0 | 452.0631 | 0.018253 | 451.4488 | 0.031712 | 445.6045 | 0.075876 | 451.4488 | 0.12652 | 453.237 | 16.116 | 452.0632 | 22.673 | 452.0632 | 3.0045 | 452.0632 | 0.070164 | 452.0631 | 0.0048766 | 452.0632 | 0 | 452.0632 | 0 | 453.237 | 0.00042704 | 452.0631 | 0 | 451.4488 | -0.013638 | 686.688 | 0.012435 | 451.4488 | -0.01106 | 685.9406 | 0 | 686.688 | 0.0082685 | 448.8261 | 3.8501
|  | 452.284 | 0.068569 | 451.6698 | 0.25824 | 453.6205 | 0.012418 | 452.284 | 0.052719 | 451.6698 | 0.076752 | 445.8246 | 0.076009 | 451.6698 | 0.19973 | 453.352 | 16.0355 | 452.284 | 22.2494 | 452.284 | 3.0743 | 452.284 | 0.087899 | 452.284 | 0.016466 | 452.284 | 0.0056269 | 452.284 | 0.022691 | 453.352 | 0.00021343 | 452.284 | 0.008022 | 451.6698 | 0.027693 | 686.8505 | 0.020196 | 451.6698 | 0.0077821 | 686.1033 | 0.00053624 | 686.8505 | 0.0080827 | 449.0432 | 3.7652
|  | 452.5049 | 0.046581 | 451.8908 | 0.24675 | 453.7335 | 0 | 452.5049 | 0.004154 | 451.8908 | 0.0016172 | 446.0448 | 0.059367 | 451.8908 | 0.12832 | 453.467 | 15.9663 | 452.5049 | 21.6916 | 452.5049 | 3.1893 | 452.5049 | 0.078567 | 452.5049 | 0.006969 | 452.5049 | 0 | 452.5049 | 0 | 453.467 | 0.00041025 | 452.5049 | 0 | 451.8908 | -0.023824 | 687.013 | 0.014115 | 451.8908 | -0.010086 | 686.2659 | 0 | 687.013 | 0.0090118 | 449.2602 | 3.7061
|  | 452.7258 | 0.054775 | 452.1118 | 0.24706 | 453.8466 | 0.017195 | 452.7258 | 0.041558 | 452.1118 | 0.14253 | 446.2649 | 0.087847 | 452.1118 | 0.18144 | 453.582 | 15.8936 | 452.7258 | 21.3262 | 452.7258 | 3.3501 | 452.7258 | 0.094806 | 452.7258 | 0.012144 | 452.7258 | 0.013133 | 452.7258 | 0.019376 | 453.582 | 0.00019682 | 452.7258 | 0.0074286 | 452.1118 | 0.0068051 | 687.1756 | 0.016021 | 452.1118 | 0.0057877 | 686.4286 | 0.0009651 | 687.1756 | 0.0087795 | 449.4774 | 3.6387
|  | 452.9467 | 0.037694 | 452.3328 | 0.22902 | 453.9596 | 0 | 452.9467 | -0.0049081 | 452.3328 | 0.013971 | 446.485 | 0.0683 | 452.3328 | 0.10874 | 453.6971 | 15.8585 | 452.9467 | 20.7387 | 452.9467 | 3.3236 | 452.9467 | 0.082335 | 452.9467 | 0.0057655 | 452.9467 | 0 | 452.9467 | 0 | 453.6971 | 0.00036024 | 452.9467 | 0 | 452.3328 | -0.019834 | 687.3381 | 0.020832 | 452.3328 | -0.017666 | 686.5913 | 0 | 687.3381 | 0.0092905 | 449.6945 | 3.5307
|  | 453.1676 | 0.059109 | 452.5538 | 0.24513 | 454.0727 | 0.014902 | 453.1676 | 0.061772 | 452.5538 | 0.13423 | 446.7052 | 0.081679 | 452.5538 | 0.18917 | 453.8121 | 15.8035 | 453.1676 | 20.3208 | 453.1676 | 3.4146 | 453.1676 | 0.10421 | 453.1676 | 0.014783 | 453.1676 | 0.0091119 | 453.1676 | 0.021995 | 453.8121 | 0.00016342 | 453.1676 | 0.0044391 | 452.5538 | 0.034413 | 687.5006 | 0.022602 | 452.5538 | 0.012582 | 686.754 | 0.0007506 | 687.5006 | 0.0084079 | 449.9116 | 3.4326
|  | 453.3885 | 0.037614 | 452.7749 | 0.24282 | 454.1857 | 0 | 453.3885 | 0.017141 | 452.7749 | 0.011918 | 446.9254 | 0.056942 | 452.7749 | 0.113 | 453.9271 | 15.7469 | 453.3885 | 19.573 | 453.3885 | 3.5175 | 453.3885 | 0.095827 | 453.3885 | 0.0083247 | 453.3885 | 0 | 453.3885 | 0 | 453.9271 | 0.00033694 | 453.3885 | 0 | 452.7749 | -0.0032808 | 687.6632 | 0.022193 | 452.7749 | 9.6615e-05 | 686.9167 | 0 | 687.6632 | 0.0091976 | 450.1287 | 3.372
|  | 453.6094 | 0.043372 | 452.9959 | 0.22878 | 454.2987 | 0.010126 | 453.6094 | 0.050352 | 452.9959 | 0.11835 | 447.1456 | 0.075153 | 452.9959 | 0.17381 | 454.0422 | 15.6274 | 453.6094 | 19.0253 | 453.6094 | 3.5996 | 453.6094 | 0.1002 | 453.6094 | 0.012752 | 453.6094 | 0.001629 | 453.6094 | 0.01994 | 454.0422 | 0.00017352 | 453.6094 | 0.0066105 | 452.9959 | 0.030544 | 687.8258 | 0.017246 | 452.9959 | -0.0090305 | 687.0794 | 0.00032174 | 687.8258 | 0.0085937 | 450.3459 | 3.2787
|  | 453.8304 | 0.045868 | 453.217 | 0.18154 | 454.4118 | 0 | 453.8304 | 0.015895 | 453.217 | 0.033301 | 447.3658 | 0.064967 | 453.217 | 0.10269 | 454.1572 | 15.5289 | 453.8304 | 18.4561 | 453.8304 | 3.7311 | 453.8304 | 0.097541 | 453.8304 | 0.0074643 | 453.8304 | 0 | 453.8304 | 0 | 454.1572 | 0.00042704 | 453.8304 | 0 | 453.217 | -0.023621 | 687.9883 | 0.021558 | 453.217 | -0.007302 | 687.2421 | 0 | 687.9883 | 0.0090582 | 450.563 | 3.2134
|  | 454.0513 | 0.051649 | 453.4381 | 0.24108 | 454.5248 | 0.010603 | 454.0513 | 0.028645 | 453.4381 | 0.12883 | 447.586 | 0.07134 | 453.4381 | 0.17841 | 454.2722 | 15.4055 | 454.0513 | 18.1404 | 454.0513 | 3.845 | 454.0513 | 0.11469 | 454.0513 | 0.018318 | 454.0513 | 0.0062784 | 454.0513 | 0.01799 | 454.2722 | 0.00026859 | 454.0513 | 0.0069463 | 453.4381 | 0.022602 | 688.1509 | 0.022012 | 453.4381 | -0.019042 | 687.4049 | 0.0009651 | 688.1509 | 0.0080827 | 450.7802 | 3.1296
|  | 454.2723 | 0.052291 | 453.6592 | 0.21446 | 454.6378 | 0 | 454.2723 | 0.0020741 | 453.6592 | 0.048209 | 447.8062 | 0.050286 | 453.6592 | 0.097222 | 454.3873 | 15.3367 | 454.2723 | 17.585 | 454.2723 | 3.9157 | 454.2723 | 0.11116 | 454.2723 | 0.008867 | 454.2723 | 0 | 454.2723 | 0 | 454.3873 | 0.00049213 | 454.2723 | 0 | 453.6592 | -0.017276 | 688.3135 | 0.020514 | 453.6592 | -0.0086107 | 687.5676 | 0 | 688.3135 | 0.0085473 | 450.9974 | 3.0355
|  | 454.4933 | 0.045265 | 453.8803 | 0.24845 | 454.7509 | 0.0094417 | 454.4933 | 0.03834 | 453.8803 | 0.12821 | 448.0264 | 0.066791 | 453.8803 | 0.17977 | 454.5023 | 15.2371 | 454.4933 | 17.3068 | 454.4933 | 4.0506 | 454.4933 | 0.12426 | 454.4933 | 0.018807 | 454.4933 | 0.011454 | 454.4933 | 0.01543 | 454.5023 | 0.00023844 | 454.4933 | 0.011116 | 453.8803 | 0.030748 | 688.4761 | 0.021286 | 453.8803 | 0.0030636 | 687.7303 | 0.00053624 | 688.4761 | 0.0083614 | 451.2146 | 2.973
|  | 454.7143 | 0.034376 | 454.1015 | 0.2143 | 454.8639 | 0 | 454.7143 | 0.0045138 | 454.1015 | 0.014654 | 448.2466 | 0.046766 | 454.1015 | 0.088217 | 454.6174 | 15.1775 | 454.7143 | 16.7019 | 454.7143 | 4.1289 | 454.7143 | 0.1091 | 454.7143 | 0.0075586 | 454.7143 | 0 | 454.7143 | 0 | 454.6174 | 0.00044708 | 454.7143 | 0 | 454.1015 | -0.028508 | 688.6387 | 0.021149 | 454.1015 | -0.012281 | 687.893 | 0 | 688.6387 | 0.0093834 | 451.4318 | 2.8696
|  | 454.9353 | 0.055823 | 454.3226 | 0.24658 | 454.977 | 0.013947 | 454.9353 | 0.026975 | 454.3226 | 0.11742 | 448.4669 | 0.067277 | 454.3226 | 0.16904 | 454.7325 | 15.1095 | 454.9353 | 16.4268 | 454.9353 | 4.2465 | 454.9353 | 0.13363 | 454.9353 | 0.020588 | 454.9353 | 0.0096032 | 454.9353 | 0.025569 | 454.7325 | 0.00022354 | 454.9353 | 0.01111 | 454.3226 | 0.029933 | 688.8013 | 0.021785 | 454.3226 | 0.018485 | 688.0558 | 0.00032174 | 688.8013 | 0.0090582 | 451.649 | 2.8249
|  | 455.1563 | 0.022962 | 454.5438 | 0.24139 | 455.09 | 0 | 455.1563 | 0.018105 | 454.5438 | 0.010433 | 448.6872 | 0.038779 | 454.5438 | 0.097815 | 454.8475 | 15.0703 | 455.1563 | 15.8925 | 455.1563 | 4.3423 | 455.1563 | 0.12699 | 455.1563 | 0.01354 | 455.1563 | 0 | 455.1563 | 0 | 454.8475 | 0.00041693 | 455.1563 | 0 | 454.5438 | -0.007241 | 688.9639 | 0.016339 | 454.5438 | -0.0022208 | 688.2185 | 0 | 688.9639 | 0.009755 | 451.8662 | 2.7173
|  | 455.3774 | 0.048845 | 454.7649 | 0.21596 | 455.2031 | 0.015762 | 455.3774 | 0.031856 | 454.7649 | 0.14862 | 448.9074 | 0.06143 | 454.7649 | 0.1591 | 454.9626 | 14.9848 | 455.3774 | 15.3918 | 455.3774 | 4.4725 | 455.3774 | 0.13926 | 455.3774 | 0.017631 | 455.3774 | 0.0048794 | 455.3774 | 0.011893 | 454.9626 | 0.00019357 | 455.3774 | 0.0083866 | 454.7649 | 0.02077 | 689.1265 | 0.020605 | 454.7649 | 0.023514 | 688.3813 | 0.0007506 | 689.1265 | 0.008826 | 452.0835 | 2.6442
|  | 455.5984 | 0.029138 | 454.9861 | 0.20994 | 455.3161 | 0 | 455.5984 | 0.024518 | 454.9861 | 0.024639 | 449.1277 | 0.047782 | 454.9861 | 0.085958 | 455.0777 | 14.8604 | 455.5984 | 14.7771 | 455.5984 | 4.5492 | 455.5984 | 0.12814 | 455.5984 | 0.010279 | 455.5984 | 0 | 455.5984 | 0 | 455.0777 | 0.00037702 | 455.5985 | 0 | 454.9861 | -0.016744 | 689.2891 | 0.018018 | 454.9861 | -0.020597 | 688.544 | 0 | 689.2891 | 0.0093834 | 452.3007 | 2.5671
|  | 455.8195 | 0.054565 | 455.2073 | 0.22575 | 455.4292 | 0.010794 | 455.8195 | 0.032393 | 455.2073 | 0.15706 | 449.348 | 0.058054 | 455.2073 | 0.15489 | 455.1928 | 14.7156 | 455.8195 | 14.5801 | 455.8195 | 4.6805 | 455.8195 | 0.14325 | 455.8195 | 0.01865 | 455.8195 | 0.0062115 | 455.8195 | 0.020331 | 455.1928 | 0.00018346 | 455.8195 | 0.0085657 | 455.2073 | 0.026471 | 689.4517 | 0.019697 | 455.2073 | 0.026009 | 688.7068 | 0.0007506 | 689.4517 | 0.008315 | 452.518 | 2.5049
|  | 456.0406 | 0.03469 | 455.4285 | 0.19963 | 455.5422 | 0 | 456.0406 | 0.0059339 | 455.4285 | 0.025152 | 449.5683 | 0.046723 | 455.4285 | 0.088515 | 455.3079 | 14.6188 | 456.0406 | 14.1657 | 456.0406 | 4.7717 | 456.0406 | 0.13855 | 456.0406 | 0.012713 | 456.0406 | 0 | 456.0406 | 0 | 455.3079 | 0.00035698 | 456.0406 | 0 | 455.4285 | -0.029526 | 689.6144 | 0.013343 | 455.4285 | 0.022801 | 688.8696 | 0 | 689.6144 | 0.0089653 | 452.7353 | 2.4496
|  | 456.2617 | 0.048625 | 455.6498 | 0.22749 | 455.6553 | 0.014425 | 456.2617 | 0.034861 | 455.6498 | 0.11641 | 449.7887 | 0.056338 | 455.6498 | 0.13577 | 455.423 | 14.5469 | 456.2617 | 13.9141 | 456.2617 | 4.9527 | 456.2617 | 0.15255 | 456.2617 | 0.01994 | 456.2617 | 0.0094103 | 456.2617 | 0.022957 | 455.423 | 0.00017352 | 456.2617 | 0.00758 | 455.6498 | 0.0099306 | 689.777 | 0.019969 | 455.6498 | 0.0064409 | 689.0323 | 0.00053624 | 689.777 | 0.0084079 | 452.9526 | 2.3817
|  | 456.4828 | 0.038232 | 455.871 | 0.20997 | 455.7683 | 0 | 456.4828 | 0.0074542 | 455.871 | 0.0050745 | 450.009 | 0.036234 | 455.871 | 0.073918 | 455.538 | 14.5037 | 456.4828 | 13.3412 | 456.4828 | 5.0438 | 456.4828 | 0.1521 | 456.4828 | 0.013904 | 456.4828 | 0 | 456.4828 | 0 | 455.538 | 0.00038696 | 456.4828 | 0 | 455.871 | -0.025657 | 689.9396 | 0.015794 | 455.871 | -0.015443 | 689.1951 | 0 | 689.9396 | 0.0091511 | 453.1699 | 2.2812
|  | 456.7039 | 0.057732 | 456.0923 | 0.22772 | 455.8814 | 0.0081166 | 456.7039 | 0.038857 | 456.0923 | 0.07087 | 450.2293 | 0.050399 | 456.0923 | 0.15024 | 455.6531 | 14.42 | 456.7039 | 13.1544 | 456.7039 | 5.1983 | 456.7039 | 0.17103 | 456.7039 | 0.020837 | 456.7039 | 0.0042308 | 456.7039 | 0.024628 | 455.6531 | 0.00021343 | 456.7039 | 0.011121 | 456.0923 | 0.0281 | 690.1023 | 0.020741 | 456.0923 | 0.024733 | 689.3579 | 0.00032174 | 690.1023 | 0.0084079 | 453.3872 | 2.2313
|  | 456.925 | 0.012359 | 456.3135 | 0.2213 | 455.9944 | 0 | 456.925 | 0.013513 | 456.3135 | -0.0028104 | 450.4497 | 0.029466 | 456.3135 | 0.081658 | 455.7683 | 14.3336 | 456.9251 | 12.8154 | 456.9251 | 5.2635 | 456.9251 | 0.16238 | 456.925 | 0.01432 | 456.9251 | 0 | 456.9251 | 0 | 455.7683 | 0.00043698 | 456.925 | 0 | 456.3135 | -0.016606 | 690.2649 | 0.017292 | 456.3135 | -0.0065017 | 689.5207 | 0 | 690.2649 | 0.0085937 | 453.6045 | 2.171
|  | 457.1462 | 0.059043 | 456.5348 | 0.22296 | 456.1075 | 0.013947 | 457.1462 | 0.034419 | 456.5348 | 0.14152 | 450.6701 | 0.052719 | 456.5348 | 0.14783 | 455.8834 | 14.1936 | 457.1462 | 12.5796 | 457.1462 | 5.4282 | 457.1462 | 0.17845 | 457.1462 | 0.01995 | 457.1462 | 0.0084625 | 457.1462 | 0.0163 | 455.8834 | 0.00022354 | 457.1462 | 0.005722 | 456.5348 | 0.015585 | 690.4276 | 0.020015 | 456.5348 | 0.011078 | 689.6834 | 0.0009651 | 690.4276 | 0.0081756 | 453.8218 | 2.1449
|  | 457.3674 | 0.042383 | 456.7561 | 0.2148 | 456.2206 | 0 | 457.3674 | 0.036219 | 456.7561 | 0.0098083 | 450.8904 | 0.030628 | 456.7561 | 0.076647 | 455.9985 | 14.0821 | 457.3674 | 12.1952 | 457.3674 | 5.4966 | 457.3674 | 0.17033 | 457.3674 | 0.014643 | 457.3674 | 0 | 457.3674 | 0 | 455.9985 | 0.000407 | 457.3674 | 0 | 456.7561 | -0.034006 | 690.5902 | 0.018925 | 456.7561 | 0.015643 | 689.8463 | 0 | 690.5902 | 0.0090582 | 454.0392 | 2.0625
|  | 457.5886 | 0.061339 | 456.9774 | 0.22835 | 456.3336 | 0.015093 | 457.5886 | 0.01899 | 456.9774 | 0.080838 | 451.1108 | 0.047977 | 456.9774 | 0.13484 | 456.1136 | 13.9378 | 457.5886 | 11.9814 | 457.5886 | 5.6777 | 457.5886 | 0.19158 | 457.5886 | 0.023434 | 457.5886 | 0.0085368 | 457.5886 | 0.01942 | 456.1136 | 0.00018346 | 457.5886 | 0.010226 | 456.9774 | 0.024028 | 690.7529 | 0.023872 | 456.9774 | 0.016034 | 690.0091 | 0.00032174 | 690.7529 | 0.0087331 | 454.2565 | 2.0335
|  | 457.8098 | 0.029273 | 457.1988 | 0.20348 | 456.4467 | 0 | 457.8098 | 0.020603 | 457.1988 | 0.048805 | 451.3312 | 0.034281 | 457.1988 | 0.066749 | 456.2287 | 13.849 | 457.8097 | 11.5391 | 457.8097 | 5.7662 | 457.8097 | 0.18195 | 457.8098 | 0.015085 | 457.8097 | 0 | 457.8097 | 0 | 456.2287 | 0.00032186 | 457.8098 | 0 | 457.1988 | -0.023213 | 690.9156 | 0.023555 | 457.1988 | -0.015533 | 690.1719 | 0 | 690.9156 | 0.0093834 | 454.4739 | 1.957
|  | 458.0309 | 0.062131 | 457.4201 | 0.21079 | 456.5598 | 0.010126 | 458.0309 | 0.01611 | 457.4201 | 0.14998 | 451.5517 | 0.046777 | 457.4201 | 0.14482 | 456.3438 | 13.7472 | 458.0309 | 11.2518 | 458.0309 | 5.872 | 458.0309 | 0.19929 | 458.0309 | 0.021966 | 458.0309 | 0.0052648 | 458.0309 | 0.023709 | 456.3438 | 0.00013841 | 458.0309 | 0.0069337 | 457.4201 | 0.014844 | 691.0783 | 0.025143 | 457.4201 | -0.013072 | 690.3347 | 0.0007506 | 691.0783 | 0.0081756 | 454.6913 | 1.9052
|  | 458.2522 | 0.027758 | 457.6415 | 0.20709 | 456.6728 | 0 | 458.2522 | 0.018109 | 457.6415 | 0.076742 | 451.7721 | 0.032147 | 457.6415 | 0.071656 | 456.459 | 13.6872 | 458.2522 | 10.88 | 458.2522 | 6.0295 | 458.2522 | 0.19268 | 458.2522 | 0.01615 | 458.2522 | 0 | 458.2522 | 0 | 456.459 | 0.00034191 | 458.2522 | 0 | 457.6415 | -0.015305 | 691.241 | 0.018744 | 457.6415 | -0.0061927 | 690.4975 | 0 | 691.241 | 0.0090118 | 454.9087 | 1.871
|  | 458.4734 | 0.044025 | 457.8628 | 0.19581 | 456.7859 | 0.0033129 | 458.4734 | 0.038796 | 457.8628 | 0.10227 | 451.9925 | 0.043648 | 457.8628 | 0.1327 | 456.5741 | 13.5879 | 458.4734 | 10.6409 | 458.4734 | 6.1683 | 458.4734 | 0.21187 | 458.4734 | 0.024122 | 458.4734 | 0.0065598 | 458.4734 | 0.016793 | 456.5741 | 0.00020675 | 458.4734 | 0.0069115 | 457.8628 | 0.0039347 | 691.4036 | 0.020423 | 457.8628 | -0.0075777 | 690.6603 | 0.0009651 | 691.4036 | 0.0083614 | 455.1261 | 1.8269
|  | 458.6946 | 0.034468 | 458.0842 | 0.20176 | 456.899 | 0 | 458.6946 | 0.016012 | 458.0842 | -0.014251 | 452.213 | 0.031649 | 458.0842 | 0.081294 | 456.6892 | 13.4994 | 458.6946 | 10.4241 | 458.6946 | 6.258 | 458.6946 | 0.20599 | 458.6946 | 0.015275 | 458.6946 | 0 | 458.6946 | 0 | 456.6892 | 0.00040032 | 458.6946 | 0 | 458.0842 | -0.014825 | 691.5663 | 0.018971 | 458.0842 | -0.0074941 | 690.8232 | 0 | 691.5663 | 0.0095228 | 455.3435 | 1.7668
|  | 458.9159 | 0.052909 | 458.3056 | 0.18465 | 457.0121 | 0.023213 | 458.9159 | 0.038932 | 458.3056 | 0.070213 | 452.4334 | 0.049905 | 458.3056 | 0.13981 | 456.8044 | 13.3772 | 458.9159 | 10.2186 | 458.9159 | 6.4175 | 458.9159 | 0.22178 | 458.9159 | 0.024495 | 458.9159 | 0.0018287 | 458.9159 | 0.019591 | 456.8044 | 0.00021018 | 458.9159 | 0.011622 | 458.3056 | 0.0065841 | 691.7291 | 0.020106 | 458.3056 | 0.010511 | 690.986 | 0.00032174 | 691.7291 | 0.0085008 | 455.5609 | 1.7422
|  | 459.1371 | 0.024201 | 458.527 | 0.2138 | 457.1251 | 0 | 459.1371 | 0.0047803 | 458.527 | 0.074686 | 452.6539 | 0.035111 | 458.527 | 0.075944 | 456.9195 | 13.2729 | 459.1372 | 9.9815 | 459.1372 | 6.5912 | 459.1372 | 0.22507 | 459.1371 | 0.021553 | 459.1372 | 0 | 459.1372 | 0.0018628 | 456.9195 | 0.00037034 | 459.1372 | 0 | 458.527 | -0.027693 | 691.8918 | 0.01475 | 458.527 | 0.001608 | 691.1488 | 0 | 691.8918 | 0.0090582 | 455.7783 | 1.6871
|  | 459.3584 | 0.075278 | 458.7484 | 0.22454 | 457.2382 | 0.011463 | 459.3584 | 0.032696 | 458.7484 | 0.075759 | 452.8744 | 0.051703 | 458.7484 | 0.13939 | 457.0347 | 13.1474 | 459.3584 | 9.8775 | 459.3584 | 6.6965 | 459.3584 | 0.24424 | 459.3584 | 0.02577 | 459.3584 | 0.0016457 | 459.3584 | 0.021473 | 457.0347 | 0.0001802 | 459.3584 | 0.014278 | 458.7484 | 0.036245 | 692.0545 | 0.021376 | 458.7484 | 0.0075494 | 691.3117 | 0.0007506 | 692.0545 | 0.0080827 | 455.9958 | 1.6938
|  | 459.5797 | 0.044808 | 458.9699 | 0.22016 | 457.3513 | 0 | 459.5797 | 0.011576 | 458.9699 | 0.024917 | 453.0949 | 0.02742 | 458.9699 | 0.072861 | 457.1498 | 13.0501 | 459.5797 | 9.623 | 459.5797 | 6.867 | 459.5797 | 0.24177 | 459.5797 | 0.021711 | 459.5797 | 0 | 459.5797 | 0 | 457.1498 | 0.00034019 | 459.5797 | 0 | 458.9699 | -0.015372 | 692.2172 | 0.020423 | 458.9699 | -0.015916 | 691.4745 | 0 | 692.2172 | 0.0090118 | 456.2133 | 1.6243
|  | 459.8011 | 0.062738 | 459.1913 | 0.23216 | 457.4644 | 0.022067 | 459.8011 | 0.049475 | 459.1913 | 0.16352 | 453.3154 | 0.045796 | 459.1913 | 0.14066 | 457.265 | 12.9111 | 459.801 | 9.4005 | 459.801 | 6.9563 | 459.801 | 0.26004 | 459.8011 | 0.029459 | 459.801 | 0.0056307 | 459.801 | 0.018872 | 457.265 | 0.00017678 | 459.8011 | 0.012445 | 459.1913 | 0.010522 | 692.3799 | 0.025915 | 459.1913 | 0.030531 | 691.6374 | 0.0007506 | 692.3799 | 0.0083614 | 456.4307 | 1.6087
|  | 460.0224 | 0.026208 | 459.4128 | 0.22155 | 457.5774 | 0 | 460.0224 | -0.0058108 | 459.4128 | 0.039777 | 453.5359 | 0.030118 | 459.4128 | 0.074217 | 457.3802 | 12.7755 | 460.0224 | 9.0635 | 460.0224 | 7.1063 | 460.0224 | 0.25405 | 460.0224 | 0.024156 | 460.0224 | 0 | 460.0224 | 0 | 457.3802 | 0.00034019 | 460.0224 | 0 | 459.4128 | -0.016066 | 692.5426 | 0.022919 | 459.4128 | 0.0026177 | 691.8003 | 0 | 692.5426 | 0.0090582 | 456.6482 | 1.5659
|  | 460.2437 | 0.081481 | 459.6343 | 0.22022 | 457.6905 | 0.0074539 | 460.2437 | 0.02517 | 459.6343 | 0.10048 | 453.7564 | 0.038401 | 459.6343 | 0.13301 | 457.4953 | 12.6106 | 460.2437 | 8.9749 | 460.2437 | 7.2986 | 460.2437 | 0.2747 | 460.2437 | 0.030732 | 460.2437 | 0.0044598 | 460.2437 | 0.011661 | 457.4953 | 0.00016684 | 460.2437 | 0.0084008 | 459.6343 | 0.010209 | 692.7054 | 0.024417 | 459.6343 | 0.0089829 | 691.9631 | 0.00032174 | 692.7054 | 0.0083614 | 456.8657 | 1.5345
|  | 460.4651 | 0.031948 | 459.8558 | 0.21046 | 457.8036 | 0.0026565 | 460.4651 | 0.016408 | 459.8558 | -0.00086901 | 453.977 | 0.021919 | 459.8558 | 0.06778 | 457.6105 | 12.4995 | 460.4651 | 8.746 | 460.4651 | 7.4015 | 460.4651 | 0.26266 | 460.4651 | 0.022332 | 460.4651 | 0 | 460.4651 | 0 | 457.6105 | 0.00037034 | 460.4651 | 0 | 459.8558 | -0.031358 | 692.8681 | 0.027776 | 459.8558 | -0.021359 | 692.126 | 0 | 692.8681 | 0.0089189 | 457.0832 | 1.5022
|  | 460.6864 | 0.057794 | 460.0773 | 0.20842 | 457.9167 | 0.01175 | 460.6864 | 0.026974 | 460.0773 | 0.096572 | 454.1975 | 0.036847 | 460.0773 | 0.14692 | 457.7257 | 12.3664 | 460.6864 | 8.5779 | 460.6864 | 7.6127 | 460.6864 | 0.28936 | 460.6864 | 0.030116 | 460.6864 | 0.0075835 | 460.6864 | 0.019601 | 457.7257 | 0.0002035 | 460.6864 | 0.009702 | 460.0773 | 0.010716 | 693.0309 | 0.025597 | 460.0773 | 0.016012 | 692.2889 | 0.0007506 | 693.0309 | 0.0086402 | 457.3007 | 1.5033
|  | 460.9078 | 0.032902 | 460.2988 | 0.22156 | 458.0298 | 0 | 460.9078 | 0.0095267 | 460.2988 | 0.047616 | 454.4181 | 0.023512 | 460.2988 | 0.063784 | 457.8408 | 12.2673 | 460.9078 | 8.4573 | 460.9078 | 7.7013 | 460.9078 | 0.29027 | 460.9078 | 0.027596 | 460.9078 | 0 | 460.9078 | 0 | 457.8408 | 0.00043698 | 460.9078 | 0 | 460.2988 | -0.021381 | 693.1936 | 0.020106 | 460.2988 | -0.0077862 | 692.4517 | 0 | 693.1936 | 0.0094763 | 457.5183 | 1.4614
|  | 461.1292 | 0.068119 | 460.5203 | 0.20997 | 458.1429 | 0.015571 | 461.1292 | 0.028856 | 460.5203 | 0.1409 | 454.6387 | 0.035989 | 460.5203 | 0.13478 | 457.956 | 12.1539 | 461.1292 | 8.4036 | 461.1292 | 7.8762 | 461.1292 | 0.30804 | 461.1292 | 0.031751 | 461.1292 | 0.0026535 | 461.1292 | 0.0084092 | 457.956 | 0.0002369 | 461.1292 | 0.01124 | 460.5203 | 0.016599 | 693.3564 | 0.026596 | 460.5203 | 0.004155 | 692.6146 | 0.0011796 | 693.3564 | 0.0086866 | 457.7358 | 1.4502
|  | 461.3506 | 0.045683 | 460.7419 | 0.2173 | 458.256 | 0 | 461.3506 | 0.01976 | 460.7419 | 0.071772 | 454.8593 | 0.025838 | 460.7419 | 0.061363 | 458.0712 | 12.0779 | 461.3506 | 8.1676 | 461.3506 | 8.0383 | 461.3506 | 0.31341 | 461.3506 | 0.027852 | 461.3506 | 0 | 461.3506 | 0 | 458.0712 | 0.00040529 | 461.3506 | 0 | 460.7419 | -0.015976 | 693.5192 | 0.018653 | 460.7419 | -0.0016586 | 692.7775 | 0 | 693.5192 | 0.0091976 | 457.9533 | 1.411
|  | 461.572 | 0.02985 | 460.9634 | 0.2194 | 458.3691 | 0.015093 | 461.572 | 0.031698 | 460.9634 | 0.11394 | 455.0799 | 0.041839 | 460.9634 | 0.127 | 458.1864 | 11.9538 | 461.572 | 8.1382 | 461.572 | 8.2299 | 461.572 | 0.32798 | 461.572 | 0.034046 | 461.572 | 0 | 461.572 | 0.015898 | 458.1864 | 0.00017181 | 461.572 | 0.010826 | 460.9635 | 0.026879 | 693.6819 | 0.029273 | 460.9634 | 0.010435 | 692.9404 | 0.0009651 | 693.6819 | 0.0083614 | 458.1709 | 1.4236
|  | 461.7934 | 0.037096 | 461.185 | 0.17244 | 458.4822 | 0 | 461.7934 | 0.0041214 | 461.185 | 0.032715 | 455.3005 | 0.027962 | 461.185 | 0.081255 | 458.3016 | 11.8158 | 461.7934 | 8.0163 | 461.7934 | 8.3048 | 461.7934 | 0.33826 | 461.7934 | 0.031224 | 461.7934 | 0 | 461.7934 | 0 | 458.3016 | 0.00037205 | 461.7934 | 0 | 461.185 | -0.02525 | 693.8447 | 0.019924 | 461.185 | -0.0070714 | 693.1033 | 0 | 693.8447 | 0.0093369 | 458.3885 | 1.3854
|  | 462.0149 | 0.05157 | 461.4066 | 0.22126 | 458.5953 | 0.0099348 | 462.0149 | 0.038957 | 461.4066 | 0.11093 | 455.5211 | 0.033023 | 461.4066 | 0.14256 | 458.4168 | 11.6297 | 462.0149 | 7.9141 | 462.0149 | 8.5602 | 462.0149 | 0.35213 | 462.0149 | 0.036466 | 462.0149 | 0.0044009 | 462.0149 | 0.021811 | 458.4168 | 0.00020675 | 462.0149 | 0.0093661 | 461.4066 | 0.025657 | 694.0075 | 0.021694 | 461.4066 | 0.012407 | 693.2663 | 0.0007506 | 694.0075 | 0.0084544 | 458.606 | 1.3698
|  | 462.2363 | 0.032764 | 461.6282 | 0.21595 | 458.7084 | 0 | 462.2363 | 0.00023398 | 461.6282 | 0.046033 | 455.7417 | 0.03259 | 461.6282 | 0.069564 | 458.532 | 11.4749 | 462.2363 | 7.6614 | 462.2363 | 8.6917 | 462.2363 | 0.3534 | 462.2363 | 0.032388 | 462.2363 | 0 | 462.2363 | 0 | 458.532 | 0.0004404 | 462.2363 | 0 | 461.6282 | -0.02301 | 694.1703 | 0.025461 | 461.6282 | 0.0036191 | 693.4292 | 0 | 694.1703 | 0.0090118 | 458.8236 | 1.3373
|  | 462.4578 | 0.060618 | 461.8498 | 0.20588 | 458.8215 | 0.0069571 | 462.4578 | 0.05817 | 461.8498 | 0.094546 | 455.9624 | 0.02944 | 461.8498 | 0.13295 | 458.6472 | 11.3242 | 462.4578 | 7.4755 | 462.4578 | 8.9084 | 462.4578 | 0.36433 | 462.4578 | 0.038447 | 462.4578 | 0.003272 | 462.4578 | 0.013237 | 458.6472 | 0.0002369 | 462.4578 | 0.010765 | 461.8498 | 0.015464 | 694.3331 | 0.017972 | 461.8498 | 0.00035084 | 693.5921 | 0.0007506 | 694.3331 | 0.0084544 | 459.0413 | 1.3425
|  | 462.6793 | 0.042024 | 462.0715 | 0.20584 | 458.9346 | 0 | 462.6793 | 0.019021 | 462.0715 | 0.029847 | 456.183 | 0.02157 | 462.0715 | 0.067056 | 458.7625 | 11.2418 | 462.6793 | 7.2672 | 462.6793 | 8.9843 | 462.6793 | 0.36325 | 462.6793 | 0.031808 | 462.6793 | 0 | 462.6793 | 0 | 458.7625 | 0.000407 | 462.6793 | 0 | 462.0715 | -0.008011 | 694.4959 | 0.021876 | 462.0715 | -0.0052967 | 693.755 | 0 | 694.4959 | 0.0091976 | 459.2589 | 1.3144
|  | 462.9008 | 0.055841 | 462.2931 | 0.21406 | 459.0477 | 0.017099 | 462.9008 | 0.02844 | 462.2931 | 0.126 | 456.4037 | 0.038793 | 462.2931 | 0.12275 | 458.8777 | 11.1578 | 462.9008 | 7.1241 | 462.9008 | 9.1455 | 462.9008 | 0.38951 | 462.9008 | 0.039753 | 462.9008 | 0.0043614 | 462.9008 | 0.014564 | 458.8777 | 0.00017678 | 462.9008 | 0.013121 | 462.2931 | 0.035024 | 694.6587 | 0.028093 | 462.2931 | 0.0088299 | 693.918 | 0.0007506 | 694.6587 | 0.0087331 | 459.4765 | 1.2756
|  | 463.1223 | 0.029983 | 462.5148 | 0.20329 | 459.1608 | 0 | 463.1223 | 0.008731 | 462.5148 | 0.051864 | 456.6244 | 0.02026 | 462.5148 | 0.053732 | 458.9929 | 11.1076 | 463.1223 | 6.9506 | 463.1223 | 9.2782 | 463.1223 | 0.38367 | 463.1223 | 0.033963 | 463.1223 | 0 | 463.1223 | 0 | 458.9929 | 0.00036024 | 463.1223 | 0 | 462.5148 | -0.013401 | 694.8215 | 0.023056 | 462.5148 | 0.0030763 | 694.0809 | 0 | 694.8215 | 0.0096157 | 459.6941 | 1.2829
|  | 463.3438 | 0.070588 | 462.7365 | 0.21738 | 459.2739 | 0.012132 | 463.3438 | 0.027255 | 462.7365 | 0.1347 | 456.8451 | 0.032737 | 462.7365 | 0.12847 | 459.1081 | 10.9991 | 463.3438 | 6.9153 | 463.3438 | 9.5112 | 463.3438 | 0.4126 | 463.3438 | 0.043479 | 463.3438 | 0.0034221 | 463.3438 | 0.015767 | 459.1081 | 0.00018688 | 463.3438 | 0.0084533 | 462.7364 | 0.027082 | 694.9843 | 0.031043 | 462.7365 | 0.0097892 | 694.2438 | 0.00053624 | 694.9843 | 0.0093369 | 459.9118 | 1.2716
|  | 463.5653 | 0.025322 | 462.9581 | 0.20193 | 459.387 | 0 | 463.5653 | 0.00065655 | 462.9581 | 0.065289 | 457.0658 | 0.024496 | 462.9581 | 0.065664 | 459.2234 | 10.8925 | 463.5653 | 6.7296 | 463.5653 | 9.7023 | 463.5653 | 0.41294 | 463.5653 | 0.037239 | 463.5653 | 0 | 463.5653 | 0 | 459.2234 | 0.00037702 | 463.5653 | 0 | 462.9581 | -0.0020439 | 695.1472 | 0.021876 | 462.9581 | -0.016581 | 694.4068 | 0 | 695.1472 | 0.0098944 | 460.1295 | 1.2523
|  | 463.7869 | 0.054849 | 463.1798 | 0.20692 | 459.5001 | 0.011559 | 463.7869 | 0.032219 | 463.1798 | 0.11618 | 457.2865 | 0.032502 | 463.1798 | 0.12272 | 459.3386 | 10.734 | 463.7869 | 6.7183 | 463.7869 | 9.8136 | 463.7869 | 0.44293 | 463.7869 | 0.044603 | 463.7869 | 0.0032805 | 463.7869 | 0.018787 | 459.3386 | 0.00019357 | 463.7869 | 0.010928 | 463.1798 | 0.013166 | 695.31 | 0.023963 | 463.1798 | 0.0090197 | 694.5697 | 0.0007506 | 695.31 | 0.0086866 | 460.3471 | 1.2193
|  | 464.0085 | 0.04402 | 463.4016 | 0.21067 | 459.6132 | 0 | 464.0085 | 0.013985 | 463.4016 | 0.017433 | 457.5072 | 0.016548 | 463.4016 | 0.068524 | 459.4538 | 10.6113 | 464.0085 | 6.5555 | 464.0085 | 9.9052 | 464.0085 | 0.4481 | 464.0085 | 0.042468 | 464.0085 | 0 | 464.0085 | 0 | 459.4538 | 0.00039038 | 464.0084 | 0 | 463.4016 | -0.015628 | 695.4728 | 0.025552 | 463.4016 | -0.005141 | 694.7327 | 0 | 695.4728 | 0.0091976 | 460.5648 | 1.201
|  | 464.23 | 0.061598 | 463.6233 | 0.21065 | 459.7263 | 0.0087791 | 464.23 | 0.014316 | 463.6233 | 0.084396 | 457.728 | 0.03245 | 463.6233 | 0.12327 | 459.5691 | 10.4731 | 464.23 | 6.4122 | 464.23 | 10.0795 | 464.23 | 0.46955 | 464.23 | 0.046849 | 464.23 | 0.008512 | 464.23 | 0.026317 | 459.5691 | 0.00020024 | 464.23 | 0.011333 | 463.6233 | 0.026471 | 695.6357 | 0.029046 | 463.6233 | 0.014377 | 694.8957 | 0.00032174 | 695.6357 | 0.0086866 | 460.7825 | 1.1947
|  | 464.4516 | 0.056541 | 463.845 | 0.19748 | 459.8395 | 0 | 464.4516 | 0.016237 | 463.845 | 0.068346 | 457.9487 | 0.020339 | 463.845 | 0.062324 | 459.6843 | 10.3732 | 464.4516 | 6.1512 | 464.4516 | 10.237 | 464.4516 | 0.46194 | 464.4516 | 0.042747 | 464.4516 | 0 | 464.4516 | 0 | 459.6843 | 0.00041368 | 464.4516 | 0 | 463.845 | -0.0025735 | 695.7985 | 0.029909 | 463.845 | 0.0076677 | 695.0586 | 0 | 695.7985 | 0.0098944 | 461.0002 | 1.1714
|  | 464.6732 | 0.066057 | 464.0668 | 0.20026 | 459.9526 | 0.010603 | 464.6732 | 0.027254 | 464.0668 | 0.14293 | 458.1695 | 0.022813 | 464.0668 | 0.11015 | 459.7996 | 10.2549 | 464.6732 | 6.035 | 464.6732 | 10.3941 | 464.6732 | 0.48074 | 464.6732 | 0.048876 | 464.6732 | 0.004366 | 464.6732 | 0.026381 | 459.7996 | 0.00021686 | 464.6732 | 0.011707 | 464.0668 | 0.0048968 | 695.9614 | 0.031769 | 464.0668 | -0.0093167 | 695.2216 | 0.0007506 | 695.9614 | 0.0090582 | 461.218 | 1.1641
|  | 464.8948 | 0.055445 | 464.2886 | 0.19057 | 460.0657 | 0 | 464.8948 | 0.0015596 | 464.2886 | -0.007565 | 458.3903 | 0.010177 | 464.2886 | 0.060259 | 459.9149 | 10.1598 | 464.8948 | 5.7249 | 464.8948 | 10.5528 | 464.8948 | 0.47458 | 464.8948 | 0.043477 | 464.8948 | 0 | 464.8948 | 0 | 459.9149 | 0.00037702 | 464.8948 | 0 | 464.2886 | -0.006893 | 696.1242 | 0.0236 | 464.2886 | -0.0056095 | 695.3846 | 0 | 696.1242 | 0.0098944 | 461.4357 | 1.1215
|  | 465.1165 | 0.056598 | 464.5103 | 0.19164 | 460.1788 | 0.018341 | 465.1165 | 0.019431 | 464.5103 | 0.086215 | 458.6111 | 0.030159 | 464.5103 | 0.11056 | 460.0301 | 10.0293 | 465.1165 | 5.6404 | 465.1165 | 10.7599 | 465.1165 | 0.49855 | 465.1165 | 0.049909 | 465.1165 | 0.0030617 | 465.1165 | 0.017711 | 460.0301 | 0.00021515 | 465.1165 | 0.016733 | 464.5104 | 0.012831 | 696.2871 | 0.030181 | 464.5103 | 0.011334 | 695.5476 | 0.00032174 | 696.2871 | 0.0094763 | 461.6534 | 1.1234
|  | 465.3381 | 0.059589 | 464.7321 | 0.19608 | 460.2919 | 0 | 465.3381 | 0.036341 | 464.7321 | 0.11435 | 458.8318 | 0.026607 | 464.7321 | 0.10358 | 460.1454 | 9.8932 | 465.3381 | 5.4867 | 465.3381 | 11.0239 | 465.3381 | 0.52987 | 465.3381 | 0.052125 | 465.3381 | 0.0018807 | 465.3381 | 0.012354 | 460.1454 | 0.00026517 | 465.3381 | 0.012403 | 464.7321 | 0.011117 | 696.45 | 0.030499 | 464.7321 | -0.0083139 | 695.7106 | 0 | 696.45 | 0.0096621 | 461.8712 | 1.0869
|  | 465.5598 | 0.028547 | 464.954 | 0.20738 | 460.4051 | 0.0059632 | 465.5598 | 0.012905 | 464.954 | 0.049285 | 459.0526 | 0.018916 | 464.954 | 0.068421 | 460.2607 | 9.7509 | 465.5598 | 5.3348 | 465.5598 | 11.2068 | 465.5598 | 0.54796 | 465.5598 | 0.052898 | 465.5598 | 0 | 465.5598 | 0 | 460.2607 | 0.00011837 | 465.5598 | 0 | 464.954 | -0.022399 | 696.6128 | 0.025234 | 464.954 | -0.0074521 | 695.8736 | 0.00010725 | 696.6128 | 0.0094763 | 462.089 | 1.058
|  | 465.7814 | 0.063481 | 465.1758 | 0.20852 | 460.5182 | 0 | 465.7814 | 0.03792 | 465.1758 | 0.14395 | 459.2735 | 0.028649 | 465.1758 | 0.11575 | 460.3759 | 9.6007 | 465.7814 | 5.3234 | 465.7814 | 11.3383 | 465.7814 | 0.57058 | 465.7814 | 0.057992 | 465.7814 | 0.0033563 | 465.7814 | 0.024677 | 460.3759 | 0.00010346 | 465.7814 | 0.0088111 | 465.1758 | 0.022602 | 696.7757 | 0.030408 | 465.1758 | -0.0003894 | 696.0366 | 7.1499e-05 | 696.7757 | 0.0089653 | 462.3067 | 1.0402
|  | 466.0031 | 0.044053 | 465.3976 | 0.19697 | 460.6313 | 0.0082822 | 466.0031 | 0.028843 | 465.3976 | 0.050121 | 459.4943 | 0.01601 | 465.3976 | 0.057239 | 460.4912 | 9.4983 | 466.0031 | 5.1569 | 466.0031 | 11.4986 | 466.0031 | 0.583 | 466.0031 | 0.054319 | 466.0031 | 0 | 466.0031 | 0 | 460.4912 | 7.8454e-05 | 466.0031 | 0 | 465.3976 | -0.01571 | 696.9386 | 0.025869 | 465.3976 | -0.0090753 | 696.1996 | 0.00032174 | 696.9386 | 0.0093369 | 462.5245 | 1.02
|  | 466.2248 | 0.053807 | 465.6195 | 0.20747 | 460.7444 | 0 | 466.2248 | 0.016929 | 465.6195 | 0.11804 | 459.7151 | 0.027537 | 465.6195 | 0.1182 | 460.6065 | 9.3855 | 466.2248 | 5.1137 | 466.2248 | 11.6342 | 466.2248 | 0.60823 | 466.2248 | 0.061938 | 466.2248 | 0.0027442 | 466.2248 | 0.009966 | 460.6065 | 9.5069e-05 | 466.2248 | 0.016107 | 465.6195 | 0.028711 | 697.1015 | 0.041482 | 465.6195 | -0.0018555 | 696.3626 | 0 | 697.1015 | 0.0089189 | 462.7423 | 1.0048
|  | 466.4465 | 0.04642 | 465.8414 | 0.18649 | 460.8576 | 0.013947 | 466.4465 | 0.0075632 | 465.8414 | 0.038484 | 459.936 | 0.016148 | 465.8414 | 0.062023 | 460.7218 | 9.3223 | 466.4465 | 4.9054 | 466.4465 | 11.7941 | 466.4465 | 0.61477 | 466.4465 | 0.058815 | 466.4465 | 0 | 466.4465 | 0 | 460.7218 | 0.00013841 | 466.4465 | 0 | 465.8413 | -0.021992 | 697.2644 | 0.032314 | 465.8414 | -0.010018 | 696.5256 | 0.00032174 | 697.2644 | 0.0091976 | 462.9601 | 0.98688
|  | 466.6682 | 0.059591 | 466.0632 | 0.20646 | 460.9707 | 0 | 466.6682 | 0.022128 | 466.0632 | 0.1132 | 460.1569 | 0.025585 | 466.0632 | 0.11316 | 460.8371 | 9.2219 | 466.6682 | 4.8697 | 466.6682 | 11.9803 | 466.6682 | 0.64109 | 466.6682 | 0.066084 | 466.6682 | 0.001876 | 466.6682 | 0.015685 | 460.8371 | 0.00015177 | 466.6682 | 0.012091 | 466.0632 | 0.028711 | 697.4273 | 0.029273 | 466.0632 | 0.0081857 | 696.6886 | 0 | 697.4273 | 0.0087331 | 463.178 | 0.97146
|  | 466.89 | 0.0059213 | 466.2851 | 0.1978 | 461.0839 | 0.0087791 | 466.89 | 0.011528 | 466.2851 | 0.053358 | 460.3777 | 0.0081362 | 466.2851 | 0.049131 | 460.9524 | 9.1474 | 466.89 | 4.6786 | 466.89 | 12.0959 | 466.89 | 0.64199 | 466.89 | 0.060543 | 466.89 | 0 | 466.89 | 0 | 460.9524 | 0.00019185 | 466.8899 | 0 | 466.2851 | -0.017998 | 697.5902 | 0.024826 | 466.2851 | 0.0010794 | 696.8517 | 0.00010725 | 697.5902 | 0.0091047 | 463.3958 | 0.94898
|  | 467.1117 | 0.056329 | 466.507 | 0.20222 | 461.197 | 0 | 467.1117 | 0.035892 | 466.507 | 0.10023 | 460.5986 | 0.0262 | 466.507 | 0.1127 | 461.0677 | 9.033 | 467.1117 | 4.5717 | 467.1117 | 12.1584 | 467.1117 | 0.66781 | 467.1117 | 0.067494 | 467.1117 | 0.00020784 | 467.1117 | 0.011988 | 461.0677 | 0.00014183 | 467.1117 | 0.0085955 | 466.507 | 0.024842 | 697.7531 | 0.035899 | 466.507 | 0.003163 | 697.0147 | 0 | 697.7531 | 0.0087795 | 463.6136 | 0.91474
|  | 467.3335 | 0.052935 | 466.729 | 0.20306 | 461.3101 | 0.018341 | 467.3335 | 0.01321 | 466.729 | 0.053067 | 460.8195 | 0.011765 | 466.729 | 0.062018 | 461.183 | 8.9443 | 467.3335 | 4.4477 | 467.3335 | 12.3069 | 467.3335 | 0.67632 | 467.3335 | 0.063684 | 467.3335 | 0 | 467.3335 | 0 | 461.183 | 0.00012676 | 467.3335 | 0 | 466.729 | -0.015996 | 697.9161 | 0.029228 | 466.729 | -0.010406 | 697.1777 | 0.00032174 | 697.9161 | 0.0092905 | 463.8315 | 0.90986
|  | 467.5552 | 0.073014 | 466.9509 | 0.20946 | 461.4233 | 0 | 467.5552 | 0.032383 | 466.9509 | 0.12508 | 461.0404 | 0.023076 | 466.9509 | 0.11247 | 461.2983 | 8.8268 | 467.5552 | 4.3878 | 467.5552 | 12.5239 | 467.5552 | 0.70459 | 467.5552 | 0.072402 | 467.5552 | 0.0051162 | 467.5552 | 0.018969 | 461.2983 | 6.6805e-05 | 467.5552 | 0.013575 | 466.9509 | 0.0071659 | 698.079 | 0.039666 | 466.9509 | 0.011209 | 697.3408 | 7.1499e-05 | 698.079 | 0.0089653 | 464.0494 | 0.89486
|  | 467.777 | 0.047296 | 467.1728 | 0.20802 | 461.5364 | 0.0079509 | 467.777 | 0.030518 | 467.1728 | 0.064471 | 461.2614 | 0.011742 | 467.1728 | 0.059758 | 461.4136 | 8.737 | 467.777 | 4.2239 | 467.777 | 12.5152 | 467.777 | 0.72159 | 467.777 | 0.070823 | 467.777 | 0 | 467.777 | 0 | 461.4136 | 8.8389e-05 | 467.777 | 0 | 467.1728 | -0.0064556 | 698.2419 | 0.031134 | 467.1728 | -0.007892 | 697.5038 | 0.00032174 | 698.2419 | 0.0094763 | 464.2672 | 0.86151
|  | 467.9988 | 0.070162 | 467.3948 | 0.20922 | 461.6496 | 0 | 467.9988 | 0.047758 | 467.3948 | 0.10636 | 461.4823 | 0.032674 | 467.3948 | 0.1122 | 461.529 | 8.6221 | 467.9988 | 4.1317 | 467.9988 | 12.6486 | 467.9988 | 0.74549 | 467.9988 | 0.075597 | 467.9988 | 0.0017125 | 467.9988 | 0.024027 | 461.529 | 0.000105 | 467.9988 | 0.012892 | 467.3948 | 0.017254 | 698.4049 | 0.036081 | 467.3948 | -0.011771 | 697.6669 | 7.1499e-05 | 698.4049 | 0.0091047 | 464.4851 | 0.85194
|  | 468.2206 | 0.051104 | 467.6168 | 0.18771 | 461.7627 | 0.016526 | 468.2206 | 0.0064052 | 467.6168 | 0.008365 | 461.7032 | 0.016061 | 467.6168 | 0.058614 | 461.6443 | 8.5479 | 468.2206 | 3.9609 | 468.2206 | 12.688 | 468.2206 | 0.7516 | 468.2206 | 0.072111 | 468.2206 | 0 | 468.2206 | 0 | 461.6443 | 0.00013841 | 468.2206 | 0 | 467.6168 | -0.024231 | 698.5678 | 0.031996 | 467.6168 | -0.022128 | 697.83 | 0.00010725 | 698.5678 | 0.0091511 | 464.703 | 0.82997
|  | 468.4425 | 0.064374 | 467.8388 | 0.21139 | 461.8759 | 0 | 468.4425 | 0.027095 | 467.8388 | 0.10402 | 461.9242 | 0.024404 | 467.8388 | 0.11099 | 461.7596 | 8.4516 | 468.4425 | 3.961 | 468.4425 | 12.7797 | 468.4425 | 0.78355 | 468.4425 | 0.078518 | 468.4425 | 0.0037955 | 468.4425 | 0.015661 | 461.7596 | 0.0001235 | 468.4425 | 0.011716 | 467.8388 | 0.0064495 | 698.7307 | 0.04897 | 467.8388 | 0.0071221 | 697.993 | 7.1499e-05 | 698.7307 | 0.0084079 | 464.9209 | 0.80581
|  | 468.6643 | 0.042808 | 468.0608 | 0.19421 | 461.989 | 0.015093 | 468.6643 | 0.0046332 | 468.0608 | 0.066843 | 462.1452 | 0.012559 | 468.0608 | 0.061968 | 461.875 | 8.3738 | 468.6643 | 3.8042 | 468.6643 | 12.8492 | 468.6643 | 0.80626 | 468.6643 | 0.076132 | 468.6643 | 0 | 468.6643 | 0 | 461.875 | 0.00013515 | 468.6643 | 0 | 468.0608 | -0.024028 | 698.8937 | 0.029682 | 468.0608 | -0.016069 | 698.1561 | 0.00010725 | 698.8937 | 0.0090118 | 465.1388 | 0.7915
|  | 468.8862 | 0.076751 | 468.2828 | 0.21062 | 462.1022 | 0 | 468.8862 | 0.036551 | 468.2828 | 0.07613 | 462.3661 | 0.018068 | 468.2828 | 0.11151 | 461.9903 | 8.2487 | 468.8862 | 3.775 | 468.8862 | 12.9566 | 468.8862 | 0.82985 | 468.8862 | 0.084377 | 468.8862 | 0.0048154 | 468.8862 | 0.016233 | 461.9903 | 0.00010672 | 468.8862 | 0.0096006 | 468.2828 | 0.027693 | 699.0567 | 0.042662 | 468.2828 | 0.0001505 | 698.3192 | 0 | 699.0567 | 0.008826 | 465.3568 | 0.77306
|  | 469.108 | 0.04529 | 468.5048 | 0.20244 | 462.2153 | 0.015857 | 469.108 | 0.014705 | 468.5048 | 0.03699 | 462.5872 | 0.015528 | 468.5048 | 0.059078 | 462.1056 | 8.1489 | 469.108 | 3.6173 | 469.108 | 13.1524 | 469.108 | 0.84323 | 469.108 | 0.0814 | 469.108 | 0 | 469.108 | 0 | 462.1056 | 0.00010672 | 469.108 | 0 | 468.5048 | -0.021992 | 699.2196 | 0.036716 | 468.5048 | -0.007782 | 698.4823 | 0.00010725 | 699.2196 | 0.0098479 | 465.5747 | 0.74301
|  | 469.3299 | 0.060773 | 468.7269 | 0.2053 | 462.3285 | 0 | 469.3299 | 0.045445 | 468.7269 | 0.1032 | 462.8081 | 0.024751 | 468.7269 | 0.11638 | 462.221 | 8.0197 | 469.3299 | 3.6156 | 469.3299 | 13.1678 | 469.3299 | 0.8827 | 469.3299 | 0.08962 | 469.3299 | 0.0065151 | 469.3299 | 0.01671 | 462.221 | 0.00011511 | 469.3299 | 0.004378 | 468.7269 | 0.014118 | 699.3826 | 0.053282 | 468.7269 | -0.0079191 | 698.6453 | 0 | 699.3826 | 0.0094299 | 465.7927 | 0.73924
|  | 469.5518 | 0.052535 | 468.949 | 0.20476 | 462.4416 | 0.010794 | 469.5518 | 0.016937 | 468.949 | 0.031756 | 463.0292 | 0.010334 | 468.949 | 0.055858 | 462.3363 | 7.9346 | 469.5518 | 3.4757 | 469.5518 | 13.2754 | 469.5518 | 0.90439 | 469.5518 | 0.088926 | 469.5518 | 0 | 469.5518 | 0 | 462.3363 | 0.00013841 | 469.5518 | 0 | 468.949 | -0.0019712 | 699.5456 | 0.040801 | 468.949 | -0.0075235 | 698.8084 | 0 | 699.5456 | 0.0098015 | 466.0107 | 0.71634
|  | 469.7737 | 0.060654 | 469.171 | 0.20851 | 462.5548 | 0 | 469.7737 | 0.037876 | 469.171 | 0.11735 | 463.2502 | 0.022746 | 469.171 | 0.11404 | 462.4517 | 7.8411 | 469.7737 | 3.4424 | 469.7737 | 13.4327 | 469.7737 | 0.93809 | 469.7737 | 0.095872 | 469.7737 | 0.0020325 | 469.7737 | 0.024316 | 462.4517 | 0.00014012 | 469.7737 | 0.01401 | 469.171 | 0.014839 | 699.7086 | 0.052102 | 469.171 | 0.0073464 | 698.9715 | 7.1499e-05 | 699.7086 | 0.0089189 | 466.2287 | 0.70487
|  | 469.9956 | 0.045115 | 469.3931 | 0.16132 | 462.668 | 0.0081166 | 469.9956 | -0.0055536 | 469.3931 | 0.07688 | 463.4712 | 0.010362 | 469.3931 | 0.056918 | 462.567 | 7.7887 | 469.9956 | 3.3257 | 469.9956 | 13.3803 | 469.9956 | 0.95211 | 469.9956 | 0.093424 | 469.9956 | 0 | 469.9956 | 0 | 462.567 | 0.00015006 | 469.9956 | 0 | 469.3931 | -0.013288 | 699.8715 | 0.041164 | 469.3931 | -0.0094272 | 699.1346 | 0.00010725 | 699.8715 | 0.0093369 | 466.4467 | 0.68647
|  | 470.2176 | 0.058895 | 469.6152 | 0.19775 | 462.7811 | 0 | 470.2176 | 0.019991 | 469.6152 | 0.1158 | 463.6923 | 0.019509 | 469.6152 | 0.10904 | 462.6824 | 7.6976 | 470.2176 | 3.3101 | 470.2176 | 13.5575 | 470.2176 | 1.0023 | 470.2176 | 0.10092 | 470.2176 | 0.00079656 | 470.2176 | 0.015387 | 462.6824 | 0.00016016 | 470.2176 | 0.0096237 | 469.6152 | 0.013464 | 700.0345 | 0.05251 | 469.6152 | 0.0015197 | 699.2977 | 7.1499e-05 | 700.0345 | 0.009244 | 466.6646 | 0.67156
|  | 470.4395 | 0.025949 | 469.8373 | 0.18398 | 462.8943 | 0 | 470.4395 | 0.0078976 | 469.8373 | 0.045591 | 463.9133 | 0.009537 | 469.8373 | 0.057238 | 462.7978 | 7.6188 | 470.4395 | 3.1686 | 470.4395 | 13.5862 | 470.4395 | 1.0233 | 470.4395 | 0.099842 | 470.4395 | 0 | 470.4395 | 0 | 462.7978 | 0.00018843 | 470.4395 | 0 | 469.8373 | -0.0172 | 700.1975 | 0.035491 | 469.8373 | -0.012482 | 699.4609 | 0.00010725 | 700.1975 | 0.01008 | 466.8827 | 0.65247
|  | 470.6615 | 0.0556 | 470.0595 | 0.19618 | 463.0075 | 0 | 470.6615 | 0.050633 | 470.0595 | 0.1178 | 464.1344 | 0.017018 | 470.0595 | 0.1054 | 462.9131 | 7.5017 | 470.6615 | 3.1647 | 470.6615 | 13.7201 | 470.6615 | 1.0638 | 470.6615 | 0.10646 | 470.6615 | 0.00037321 | 470.6615 | 0.016093 | 462.9131 | 0.00016856 | 470.6615 | 0.0086341 | 470.0595 | 0.01681 | 700.3606 | 0.050196 | 470.0595 | -0.00067013 | 699.624 | 7.1499e-05 | 700.3606 | 0.0095228 | 467.1007 | 0.63436
|  | 470.8834 | 0.05942 | 470.2816 | 0.17678 | 463.1206 | 0.012609 | 470.8834 | 0.011765 | 470.2816 | 0.04639 | 464.3555 | 0.0083118 | 470.2816 | 0.059351 | 463.0285 | 7.4204 | 470.8834 | 3.0631 | 470.8834 | 13.7698 | 470.8834 | 1.0861 | 470.8834 | 0.10502 | 470.8834 | 0 | 470.8834 | 0 | 463.0285 | 0.00016856 | 470.8834 | 0 | 470.2816 | -0.017847 | 700.5236 | 0.057956 | 470.2816 | -0.002232 | 699.7871 | 0.00032174 | 700.5236 | 0.009755 | 467.3187 | 0.624
|  | 471.1054 | 0.047203 | 470.5038 | 0.20197 | 463.2338 | 0 | 471.1054 | 0.030894 | 470.5038 | 0.12422 | 464.5766 | 0.023511 | 470.5038 | 0.10553 | 463.1439 | 7.3213 | 471.1054 | 3.0421 | 471.1054 | 13.977 | 471.1054 | 1.1315 | 471.1054 | 0.11715 | 471.1054 | 0.0076603 | 471.1054 | 0.013943 | 463.1439 | 0.00011168 | 471.1054 | 0.012265 | 470.5038 | 0.021992 | 700.6866 | 0.05546 | 470.5038 | 0.0087695 | 699.9502 | 7.1499e-05 | 700.6866 | 0.0088724 | 467.5368 | 0.61847
|  | 471.3274 | 0.056625 | 470.7259 | 0.19411 | 463.347 | 0.020252 | 471.3274 | 0.021299 | 470.7259 | 0.034728 | 464.7977 | 0.0043851 | 470.7259 | 0.05808 | 463.2593 | 7.2604 | 471.3274 | 2.9133 | 471.3274 | 13.8921 | 471.3274 | 1.1526 | 471.3274 | 0.11335 | 471.3274 | 0 | 471.3274 | 0 | 463.2593 | 7.5028e-05 | 471.3274 | 0 | 470.7259 | -0.006869 | 700.8496 | 0.060498 | 470.7259 | -0.01379 | 700.1134 | 0.00010725 | 700.8496 | 0.0091976 | 467.7548 | 0.59822
|  | 471.5494 | 0.060361 | 470.9481 | 0.19423 | 463.4601 | 0 | 471.5494 | 0.035976 | 470.9481 | 0.086383 | 465.0188 | 0.024026 | 470.9481 | 0.095775 | 463.3747 | 7.1736 | 471.5494 | 2.894 | 471.5494 | 14.1428 | 471.5494 | 1.194 | 471.5494 | 0.12139 | 471.5494 | 0.0064117 | 471.5494 | 0.014353 | 463.3747 | 9.5069e-05 | 471.5494 | 0.012474 | 470.9481 | 0.016312 | 701.0126 | 0.048607 | 470.9481 | 0.0036592 | 700.2765 | 0.00050049 | 701.0126 | 0.0087795 | 467.9729 | 0.59241
|  | 471.7715 | 0.041408 | 471.1703 | 0.18254 | 463.5733 | 0.016431 | 471.7715 | 0.0094597 | 471.1703 | 0.029207 | 465.2399 | 0.010718 | 471.1703 | 0.054436 | 463.4901 | 7.1101 | 471.7715 | 2.7331 | 471.7715 | 14.1244 | 471.7715 | 1.1986 | 471.7715 | 0.1171 | 471.7715 | 0 | 471.7715 | 0 | 463.4901 | 0.00013687 | 471.7715 | 0 | 471.1703 | -0.012617 | 701.1757 | 0.048834 | 471.1703 | 0.0012654 | 700.4397 | 0.00010725 | 701.1757 | 0.0092905 | 468.191 | 0.57476
|  | 471.9935 | 0.078644 | 471.3925 | 0.18887 | 463.6865 | 0 | 471.9935 | 0.011642 | 471.3925 | 0.12396 | 465.4611 | 0.02626 | 471.3925 | 0.10286 | 463.6055 | 7.0178 | 471.9935 | 2.6872 | 471.9935 | 14.2208 | 471.9935 | 1.2456 | 471.9935 | 0.12739 | 471.9935 | 0.0064392 | 471.9935 | 0.013542 | 463.6055 | 0.00015845 | 471.9935 | 0.012476 | 471.3925 | 0.010867 | 701.3387 | 0.062631 | 471.3925 | 0.016049 | 700.6028 | 0 | 701.3387 | 0.008826 | 468.4091 | 0.57397
|  | 472.2155 | 0.045259 | 471.6148 | 0.18175 | 463.7997 | 0.021207 | 472.2155 | 0.011819 | 471.6148 | 0.069909 | 465.6823 | 0.0077407 | 471.6148 | 0.054187 | 463.7209 | 6.9413 | 472.2155 | 2.5815 | 472.2155 | 14.2831 | 472.2155 | 1.2529 | 472.2155 | 0.1252 | 472.2155 | 0 | 472.2155 | 0 | 463.7209 | 0.00010346 | 472.2156 | 0 | 471.6148 | -0.0052958 | 701.5018 | 0.05714 | 471.6148 | 0.0016366 | 700.766 | 0.00032174 | 701.5018 | 0.0095692 | 468.6272 | 0.5546
|  | 472.4376 | 0.058522 | 471.837 | 0.18826 | 463.9129 | 0 | 472.4376 | 0.050439 | 471.837 | 0.11226 | 465.9034 | 0.01324 | 471.837 | 0.099484 | 463.8363 | 6.8392 | 472.4376 | 2.5334 | 472.4376 | 14.3573 | 472.4376 | 1.298 | 472.4376 | 0.13313 | 472.4376 | 0.0030545 | 472.4376 | 0.011654 | 463.8363 | 7.8454e-05 | 472.4376 | 0.011833 | 471.837 | 0.0099986 | 701.6648 | 0.060543 | 471.837 | 0.00020444 | 700.9291 | 7.1499e-05 | 701.6648 | 0.0093369 | 468.8453 | 0.54846
|  | 472.6597 | 0.05189 | 472.0592 | 0.17951 | 464.026 | 0.0062945 | 472.6597 | 0.0046839 | 472.0592 | 0.025914 | 466.1246 | 0.0096717 | 472.0592 | 0.052041 | 463.9517 | 6.7682 | 472.6597 | 2.4145 | 472.6597 | 14.3943 | 472.6597 | 1.3053 | 472.6597 | 0.1314 | 472.6597 | 0 | 472.6597 | 0 | 463.9517 | 7.6741e-05 | 472.6597 | 0 | 472.0593 | -0.019502 | 701.8279 | 0.059046 | 472.0592 | -0.0095739 | 701.0923 | 0.00010725 | 701.8279 | 0.009755 | 469.0634 | 0.54312
|  | 472.8818 | 0.058028 | 472.2815 | 0.19634 | 464.1392 | 0 | 472.8818 | 0.03957 | 472.2815 | 0.11813 | 466.3458 | 0.016664 | 472.2815 | 0.10123 | 464.0671 | 6.687 | 472.8818 | 2.4389 | 472.8818 | 14.4553 | 472.8818 | 1.3661 | 472.8818 | 0.14169 | 472.8818 | 0.0041247 | 472.8818 | 0.014624 | 464.0671 | 7.5028e-05 | 472.8818 | 0.01428 | 472.2815 | 0.022399 | 701.9909 | 0.06254 | 472.2815 | 0.011313 | 701.2555 | 0 | 701.9909 | 0.0091047 | 469.2816 | 0.53467
|  | 473.1039 | 0.037368 | 472.5038 | 0.18029 | 464.2524 | 0.010794 | 473.1039 | 0.013283 | 472.5038 | 0.054604 | 466.567 | 0.012141 | 472.5038 | 0.057051 | 464.1825 | 6.6366 | 473.1039 | 2.3118 | 473.1039 | 14.531 | 473.1039 | 1.3956 | 473.1039 | 0.14114 | 473.1039 | 0 | 473.1039 | 0 | 464.1825 | 8.8389e-05 | 473.1039 | 0 | 472.5038 | -0.020133 | 702.154 | 0.048743 | 472.5038 | -0.0081581 | 701.4186 | 0 | 702.154 | 0.0096621 | 469.4997 | 0.51534
|  | 473.326 | 0.082915 | 472.7261 | 0.18375 | 464.3656 | 0 | 473.326 | 0.040621 | 472.7261 | 0.071005 | 466.7882 | 0.020142 | 472.7261 | 0.094847 | 464.2979 | 6.5593 | 473.326 | 2.2948 | 473.326 | 14.6861 | 473.326 | 1.4458 | 473.326 | 0.14847 | 473.326 | 0 | 473.326 | 0.020283 | 464.2979 | 0.00011511 | 473.326 | 0.010559 | 472.7261 | 0.017298 | 702.3171 | 0.065672 | 472.7261 | -0.0033575 | 701.5818 | 0 | 702.3171 | 0.0093834 | 469.7179 | 0.51548
|  | 473.5481 | 0.061192 | 472.9484 | 0.17489 | 464.4788 | 0.0079509 | 473.5481 | -0.0067345 | 472.9484 | 0.04959 | 467.0094 | 0.0040416 | 472.9484 | 0.057692 | 464.4134 | 6.4973 | 473.5481 | 2.2138 | 473.5481 | 14.6754 | 473.5481 | 1.4666 | 473.5481 | 0.14765 | 473.5481 | 0 | 473.5481 | 0 | 464.4134 | 0.00015519 | 473.5481 | 0 | 472.9484 | -0.019486 | 702.4802 | 0.056595 | 472.9484 | -0.0063552 | 701.745 | 0.00010725 | 702.4802 | 0.0096157 | 469.9361 | 0.50127
|  | 473.7703 | 0.091046 | 473.1707 | 0.18058 | 464.592 | 0 | 473.7703 | 0.029336 | 473.1707 | 0.104 | 467.2306 | 0.017975 | 473.1707 | 0.10339 | 464.5288 | 6.4111 | 473.7703 | 2.1768 | 473.7703 | 14.7905 | 473.7703 | 1.4974 | 473.7703 | 0.15519 | 473.7703 | 0.0048671 | 473.7703 | 0.020151 | 464.5288 | 0.00013841 | 473.7703 | 0.012997 | 473.1707 | 0.014794 | 702.6432 | 0.064764 | 473.1707 | 0.0050744 | 701.9082 | 7.1499e-05 | 702.6432 | 0.0089189 | 470.1543 | 0.49741
|  | 473.9924 | 0.030812 | 473.3931 | 0.17081 | 464.7052 | 0.010603 | 473.9924 | 0.0075662 | 473.3931 | 0.012904 | 467.4519 | 0.011702 | 473.3931 | 0.046528 | 464.6442 | 6.3543 | 473.9924 | 2.0718 | 473.9924 | 14.6898 | 473.9924 | 1.5298 | 473.9924 | 0.15303 | 473.9924 | 0 | 473.9924 | 0 | 464.6442 | 0.00012505 | 473.9924 | 0 | 473.3931 | -0.012758 | 702.8063 | 0.058002 | 473.3931 | -0.01611 | 702.0714 | 0.00010725 | 702.8063 | 0.0091047 | 470.3725 | 0.47925
|  | 474.2146 | 0.053437 | 473.6154 | 0.1833 | 464.8184 | 0 | 474.2146 | 0.053358 | 473.6154 | 0.090039 | 467.6731 | 0.01439 | 473.6154 | 0.0894 | 464.7597 | 6.2771 | 474.2146 | 2.0376 | 474.2146 | 14.8893 | 474.2146 | 1.569 | 474.2146 | 0.16278 | 474.2146 | 0.0039341 | 474.2146 | 0.017381 | 464.7597 | 0.000105 | 474.2146 | 0.015141 | 473.6154 | 0.0090552 | 702.9694 | 0.067896 | 473.6154 | 0.0056169 | 702.2346 | 0 | 702.9694 | 0.0088724 | 470.5907 | 0.49189
|  | 474.4368 | 0.046584 | 473.8378 | 0.15463 | 464.9316 | 0.011081 | 474.4368 | 0.00021005 | 473.8378 | 0.037741 | 467.8944 | 0.010321 | 473.8378 | 0.056104 | 464.8751 | 6.2112 | 474.4368 | 1.964 | 474.4368 | 14.8455 | 474.4368 | 1.5936 | 474.4368 | 0.1602 | 474.4368 | 0 | 474.4368 | 0 | 464.8751 | 0.00011014 | 474.4368 | 0 | 473.8378 | -0.013792 | 703.1325 | 0.051149 | 473.8378 | -0.013904 | 702.3978 | 0.00010725 | 703.1325 | 0.0094299 | 470.8089 | 0.47827
|  | 474.659 | 0.069045 | 474.0601 | 0.17771 | 465.0448 | 0 | 474.659 | 0.054022 | 474.0601 | 0.06925 | 468.1157 | 0.015507 | 474.0601 | 0.096094 | 464.9906 | 6.1128 | 474.659 | 1.9614 | 474.659 | 14.9162 | 474.659 | 1.6525 | 474.659 | 0.16992 | 474.659 | 0.0053136 | 474.659 | 0.013617 | 464.9906 | 9.8495e-05 | 474.659 | 0.011597 | 474.0601 | 0.014455 | 703.2956 | 0.066534 | 474.0601 | 0.0068751 | 702.561 | 0 | 703.2956 | 0.0095228 | 471.0271 | 0.48283
|  | 474.8812 | 0.058505 | 474.2825 | 0.18309 | 465.158 | 0.014616 | 474.8812 | 0.0087339 | 474.2825 | 0.029481 | 468.337 | 0.012016 | 474.2825 | 0.053055 | 465.106 | 6.0514 | 474.8812 | 1.8843 | 474.8812 | 14.9105 | 474.8812 | 1.6881 | 474.8812 | 0.17189 | 474.8812 | 0 | 474.8812 | 0 | 465.106 | 0.00012847 | 474.8812 | 0 | 474.2825 | -0.012815 | 703.4588 | 0.069757 | 474.2825 | 0.00019679 | 702.7243 | 0.00010725 | 703.4588 | 0.010173 | 471.2454 | 0.46132
|  | 475.1034 | 0.066218 | 474.5049 | 0.1804 | 465.2712 | 0 | 475.1034 | 0.037367 | 474.5049 | 0.11076 | 468.5583 | 0.021441 | 474.5049 | 0.095189 | 465.2215 | 5.9699 | 475.1034 | 1.8778 | 475.1034 | 14.8799 | 475.1034 | 1.7413 | 475.1034 | 0.18066 | 475.1034 | 0.0040332 | 475.1034 | 0.013164 | 465.2215 | 0.00015845 | 475.1034 | 0.012865 | 474.5049 | 0.018607 | 703.6219 | 0.066534 | 474.5049 | 0.0072062 | 702.8875 | 0 | 703.6219 | 0.0094299 | 471.4636 | 0.46336
|  | 475.3256 | 0.057485 | 474.7274 | 0.17796 | 465.3844 | 0.014042 | 475.3256 | 0.0149 | 474.7274 | 0.037395 | 468.7796 | 0.0075775 | 474.7274 | 0.055561 | 465.3369 | 5.922 | 475.3256 | 1.8034 | 475.3256 | 14.8999 | 475.3256 | 1.7716 | 475.3256 | 0.18197 | 475.3256 | 0 | 475.3256 | 0 | 465.3369 | 0.00015177 | 475.3256 | 0 | 474.7274 | -0.013221 | 703.785 | 0.068168 | 474.7274 | -0.0022167 | 703.0507 | 0.00010725 | 703.785 | 0.0094763 | 471.6818 | 0.45208
|  | 475.5479 | 0.091702 | 474.9498 | 0.18407 | 465.4976 | 0 | 475.5479 | 0.024451 | 474.9498 | 0.10986 | 469.0009 | 0.019565 | 474.9498 | 0.097334 | 465.4524 | 5.845 | 475.5479 | 1.8253 | 475.5479 | 14.9691 | 475.5479 | 1.828 | 475.5479 | 0.19052 | 475.5479 | 0.0054947 | 475.5479 | 0.013515 | 465.4524 | 0.0001802 | 475.5479 | 0.01101 | 474.9498 | 0.022399 | 703.9481 | 0.069167 | 474.9498 | -0.0069642 | 703.2139 | 7.1499e-05 | 703.9481 | 0.0089189 | 471.9001 | 0.45268
|  | 475.7701 | 0.037647 | 475.1722 | 0.17846 | 465.6108 | 0.0036442 | 475.7701 | 0.014233 | 475.1722 | 0.053779 | 469.2222 | 0.011718 | 475.1722 | 0.051683 | 465.5679 | 5.8031 | 475.7701 | 1.74 | 475.7701 | 14.8328 | 475.7701 | 1.8683 | 475.7701 | 0.19172 | 475.7701 | 0 | 475.7701 | 0 | 465.5679 | 0.00017678 | 475.7701 | 0 | 475.1722 | -0.01078 | 704.1113 | 0.067669 | 475.1722 | -0.0074931 | 703.3772 | 0.00032174 | 704.1113 | 0.009755 | 472.1184 | 0.44706
|  | 475.9924 | 0.073935 | 475.3947 | 0.18978 | 465.724 | 0 | 475.9924 | 0.0371 | 475.3947 | 0.13119 | 469.4436 | 0.013826 | 475.3947 | 0.10194 | 465.6833 | 5.7238 | 475.9924 | 1.7456 | 475.9924 | 14.8681 | 475.9924 | 1.9407 | 475.9924 | 0.2046 | 475.9924 | 0.0044197 | 475.9924 | 0.013209 | 465.6833 | 0.00018688 | 475.9924 | 0.010636 | 475.3947 | 0.035227 | 704.2744 | 0.067487 | 475.3947 | 0.013209 | 703.5404 | 0 | 704.2744 | 0.0093834 | 472.3367 | 0.44511
|  | 476.2147 | 0.049665 | 475.6172 | 0.18238 | 465.8373 | 0.011081 | 476.2147 | 0.014282 | 475.6172 | 0.012098 | 469.6649 | 0.0087468 | 475.6172 | 0.06128 | 465.7988 | 5.6736 | 476.2147 | 1.674 | 476.2147 | 14.9155 | 476.2147 | 1.9762 | 476.2147 | 0.20454 | 476.2147 | 0 | 476.2147 | 0 | 465.7988 | 0.00013018 | 476.2147 | 0 | 475.6172 | -0.017906 | 704.4375 | 0.06785 | 475.6172 | -0.0063641 | 703.7037 | 0.00032174 | 704.4375 | 0.010127 | 472.555 | 0.44418
|  | 476.437 | 0.05738 | 475.8396 | 0.18201 | 465.9505 | 0 | 476.437 | 0.035508 | 475.8396 | 0.12461 | 469.8863 | 0.013303 | 475.8396 | 0.10035 | 465.9143 | 5.5924 | 476.437 | 1.6739 | 476.437 | 14.8936 | 476.437 | 2.0099 | 476.437 | 0.21309 | 476.437 | 0.0071233 | 476.437 | 0.0080604 | 465.9143 | 0.00014509 | 476.437 | 0.010793 | 475.8396 | 0.011517 | 704.6007 | 0.06894 | 475.8396 | 0.0048725 | 703.8669 | 0 | 704.6007 | 0.0092905 | 472.7733 | 0.43605
|  | 476.6593 | 0.048547 | 476.0621 | 0.17062 | 466.0637 | 0.0086135 | 476.6593 | 0.013761 | 476.0621 | 0.07266 | 470.1077 | 0.0058324 | 476.0621 | 0.055278 | 466.0298 | 5.5492 | 476.6593 | 1.5676 | 476.6593 | 14.7929 | 476.6593 | 2.0403 | 476.6593 | 0.21222 | 476.6593 | 0 | 476.6593 | 0 | 466.0298 | 0.00014337 | 476.6593 | 0 | 476.0621 | -0.0090837 | 704.7639 | 0.070074 | 476.0621 | -0.015107 | 704.0302 | 0.00010725 | 704.7639 | 0.0096621 | 472.9917 | 0.41761
|  | 476.8816 | 0.061549 | 476.2847 | 0.17958 | 466.1769 | 0 | 476.8816 | 0.03358 | 476.2847 | 0.10227 | 470.3291 | 0.016055 | 476.2847 | 0.097803 | 466.1453 | 5.4777 | 476.8816 | 1.5585 | 476.8816 | 14.7685 | 476.8816 | 2.0701 | 476.8816 | 0.22128 | 476.8816 | 0.0045353 | 476.8816 | 0.01433 | 466.1453 | 0.00013515 | 476.8816 | 0.011649 | 476.2846 | 0.012974 | 704.927 | 0.068713 | 476.2847 | 0.010949 | 704.1935 | 0 | 704.927 | 0.0087331 | 473.21 | 0.43006
|  | 477.104 | 0.05233 | 476.5072 | 0.16203 | 466.2901 | 0.0072884 | 477.104 | -0.0017608 | 476.5072 | 0.0029029 | 470.5505 | 0.0077522 | 476.5072 | 0.055786 | 466.2608 | 5.4389 | 477.104 | 1.4953 | 477.104 | 14.6161 | 477.104 | 2.1284 | 477.104 | 0.22306 | 477.104 | 0 | 477.104 | 0 | 466.2608 | 0.000105 | 477.104 | 0 | 476.5072 | -0.020363 | 705.0902 | 0.07189 | 476.5072 | 0.00097674 | 704.3568 | 0.00032174 | 705.0902 | 0.0096621 | 473.4284 | 0.4151
|  | 477.3263 | 0.067269 | 476.7297 | 0.18245 | 466.4034 | 0 | 477.3263 | 0.023346 | 476.7297 | 0.14096 | 470.7719 | 0.020345 | 476.7297 | 0.09724 | 466.3763 | 5.3633 | 477.3263 | 1.4967 | 477.3263 | 14.6128 | 477.3263 | 2.1824 | 477.3263 | 0.23484 | 477.3263 | 0.0054787 | 477.3263 | 0.013178 | 466.3763 | 9.1815e-05 | 477.3263 | 0.010202 | 476.7297 | 0.013144 | 705.2534 | 0.068304 | 476.7297 | 0.012161 | 704.52 | 0 | 705.2534 | 0.0093369 | 473.6468 | 0.42221
|  | 477.5487 | 0.060325 | 476.9523 | 0.17349 | 466.5166 | 0.011272 | 477.5487 | 0.0095962 | 476.9523 | 0.047419 | 470.9933 | 0.0037489 | 476.9523 | 0.051518 | 466.4918 | 5.3059 | 477.5487 | 1.4256 | 477.5487 | 14.5398 | 477.5487 | 2.2277 | 477.5487 | 0.23573 | 477.5487 | 0 | 477.5487 | 0 | 466.4918 | 0.00014337 | 477.5487 | 0 | 476.9523 | -0.018916 | 705.4166 | 0.06903 | 476.9523 | -0.0083808 | 704.6833 | 0.00032174 | 705.4166 | 0.0099408 | 473.8651 | 0.41663
|  | 477.7711 | 0.079221 | 477.1748 | 0.18148 | 466.6298 | 0 | 477.7711 | 0.041685 | 477.1748 | 0.10402 | 471.2148 | 0.018752 | 477.1748 | 0.099583 | 466.6073 | 5.2193 | 477.7711 | 1.4539 | 477.7711 | 14.474 | 477.7711 | 2.2875 | 477.7711 | 0.24669 | 477.7711 | 0.0024649 | 477.7711 | 0.014251 | 466.6073 | 0.00015177 | 477.7711 | 0.013629 | 477.1748 | 0.014429 | 705.5797 | 0.06599 | 477.1748 | 0.019749 | 704.8466 | 0 | 705.5797 | 0.0091047 | 474.0835 | 0.41306
|  | 477.9934 | 0.04443 | 477.3974 | 0.17191 | 466.7431 | 0.015762 | 477.9934 | 0.010189 | 477.3974 | 0.033678 | 471.4362 | 0.0096953 | 477.3974 | 0.049337 | 466.7228 | 5.1734 | 477.9935 | 1.3872 | 477.9935 | 14.3768 | 477.9935 | 2.3329 | 477.9934 | 0.24787 | 477.9935 | 0 | 477.9935 | 0 | 466.7228 | 0.00015519 | 477.9934 | 0 | 477.3974 | -0.014576 | 705.7429 | 0.072525 | 477.3974 | -0.0048811 | 705.0099 | 0.00010725 | 705.7429 | 0.009755 | 474.3019 | 0.40716
|  | 478.2159 | 0.070782 | 477.62 | 0.17291 | 466.8563 | 0 | 478.2159 | 0.040967 | 477.62 | 0.17988 | 471.6577 | 0.019249 | 477.62 | 0.10104 | 466.8383 | 5.118 | 478.2159 | 1.3924 | 478.2159 | 14.3281 | 478.2159 | 2.405 | 478.2159 | 0.26217 | 478.2159 | 0.0023373 | 478.2159 | 0.010205 | 466.8383 | 0.00011837 | 478.2158 | 0.014964 | 477.62 | 0.016113 | 705.9061 | 0.067397 | 477.62 | 0.008742 | 705.1732 | 0 | 705.9061 | 0.0090582 | 474.5203 | 0.41575
|  | 478.4383 | 0.039403 | 477.8426 | 0.18368 | 466.9695 | 0.0094417 | 478.4383 | 0.0093124 | 477.8426 | 0.032732 | 471.8792 | 0.0086149 | 477.8426 | 0.059113 | 466.9538 | 5.0857 | 478.4383 | 1.3421 | 478.4383 | 14.1186 | 478.4383 | 2.4574 | 478.4383 | 0.26782 | 478.4383 | 0 | 478.4383 | 0 | 466.9538 | 9.1815e-05 | 478.4383 | 0 | 477.8426 | -0.0020173 | 706.0693 | 0.072934 | 477.8426 | -0.0011592 | 705.3365 | 0.00032174 | 706.0693 | 0.0098479 | 474.7387 | 0.39341
|  | 478.6607 | 0.061151 | 478.0652 | 0.17712 | 467.0828 | 0 | 478.6607 | 0.028585 | 478.0652 | 0.11204 | 472.1006 | 0.017997 | 478.0652 | 0.10488 | 467.0693 | 5.0267 | 478.6607 | 1.3612 | 478.6607 | 14.0491 | 478.6607 | 2.5306 | 478.6607 | 0.28173 | 478.6607 | 0.0056208 | 478.6607 | 0.024953 | 467.0693 | 9.6782e-05 | 478.6607 | 0.015309 | 478.0652 | 0.016053 | 706.2325 | 0.067669 | 478.0652 | -0.00081626 | 705.4998 | 7.1499e-05 | 706.2325 | 0.0090582 | 474.9572 | 0.41171
|  | 478.8831 | 0.054156 | 478.2879 | 0.17325 | 467.196 | 0.001822 | 478.8831 | 0.023941 | 478.2879 | 0.020373 | 472.3221 | 0.0044597 | 478.2879 | 0.049132 | 467.1849 | 4.9881 | 478.8831 | 1.2785 | 478.8831 | 14.0156 | 478.8831 | 2.5637 | 478.8831 | 0.28049 | 478.8831 | 0 | 478.8831 | 0 | 467.1849 | 0.00013018 | 478.8832 | 0 | 478.2879 | -0.001416 | 706.3958 | 0.071844 | 478.2879 | -0.017711 | 705.6631 | 0.00032174 | 706.3958 | 0.009755 | 475.1756 | 0.40102
|  | 479.1056 | 0.069606 | 478.5105 | 0.18525 | 467.3093 | 0 | 479.1056 | 0.037354 | 478.5105 | 0.082666 | 472.5436 | 0.016028 | 478.5105 | 0.10034 | 467.3004 | 4.9294 | 479.1056 | 1.2985 | 479.1056 | 13.893 | 479.1056 | 2.6218 | 479.1056 | 0.29299 | 479.1056 | 0.0054772 | 479.1056 | 0.018797 | 467.3004 | 0.00014012 | 479.1056 | 0.014805 | 478.5105 | 0.0081112 | 706.559 | 0.067896 | 478.5105 | -0.0019791 | 705.8265 | 0 | 706.559 | 0.0089653 | 475.3941 | 0.40019
|  | 479.3281 | 0.049932 | 478.7332 | 0.16168 | 467.4225 | 0.0081166 | 479.3281 | 0.017152 | 478.7332 | 0.040349 | 472.7652 | 0.0065384 | 478.7332 | 0.048993 | 467.416 | 4.8932 | 479.3281 | 1.2171 | 479.3281 | 13.7422 | 479.3281 | 2.627 | 479.3281 | 0.28987 | 479.3281 | 0 | 479.3281 | 0 | 467.416 | 0.00013841 | 479.3281 | 0 | 478.7332 | -0.0019714 | 706.7222 | 0.070937 | 478.7332 | -0.0071511 | 705.9898 | 0.00010725 | 706.7222 | 0.0099873 | 475.6125 | 0.39002
|  | 479.5505 | 0.058763 | 478.9559 | 0.17471 | 467.5358 | 0 | 479.5505 | 0.019456 | 478.9559 | 0.09464 | 472.9867 | 0.013901 | 478.9559 | 0.10139 | 467.5315 | 4.8246 | 479.5506 | 1.2191 | 479.5506 | 13.7203 | 479.5506 | 2.6616 | 479.5505 | 0.30053 | 479.5506 | 0.0028855 | 479.5506 | 0.015266 | 467.5315 | 0.00013669 | 479.5505 | 0.014959 | 478.9559 | 0.018097 | 706.8854 | 0.065082 | 478.9559 | -0.0099394 | 706.1531 | 0 | 706.8854 | 0.0096157 | 475.831 | 0.39257
|  | 479.773 | 0.037979 | 479.1786 | 0.16676 | 467.649 | 0.005135 | 479.773 | 0.020285 | 479.1786 | 0.049439 | 473.2082 | 0.0043216 | 479.1786 | 0.044501 | 467.647 | 4.7836 | 479.773 | 1.141 | 479.773 | 13.5645 | 479.773 | 2.6845 | 479.773 | 0.30227 | 479.773 | 0 | 479.773 | 0 | 467.647 | 0.00013173 | 479.773 | 0 | 479.1785 | -0.009138 | 707.0487 | 0.071663 | 479.1786 | -0.016713 | 706.3164 | 0.00010725 | 707.0487 | 0.01022 | 476.0495 | 0.38379
|  | 479.9955 | 0.071879 | 479.4013 | 0.17176 | 467.7622 | 0 | 479.9955 | 0.048463 | 479.4013 | 0.12461 | 473.4298 | 0.012551 | 479.4013 | 0.096135 | 467.7626 | 4.7159 | 479.9956 | 1.1436 | 479.9956 | 13.4147 | 479.9956 | 2.7271 | 479.9955 | 0.31202 | 479.9956 | 0.006569 | 479.9956 | 0.022286 | 467.7626 | 0.00011014 | 479.9955 | 0.015198 | 479.4013 | 0.011487 | 707.2119 | 0.062132 | 479.4013 | -0.0027411 | 706.4798 | 0 | 707.2119 | 0.0095692 | 476.268 | 0.3908
|  | 480.2181 | 0.021648 | 479.624 | 0.14791 | 467.8755 | 0.01089 | 480.2181 | 0.014521 | 479.624 | 0.064567 | 473.6514 | 0.0034569 | 479.624 | 0.048264 | 467.8781 | 4.685 | 480.2181 | 1.0799 | 480.2181 | 13.3187 | 480.2181 | 2.7704 | 480.2181 | 0.31523 | 480.2181 | 0 | 480.2181 | 0 | 467.8781 | 0.00012676 | 480.2181 | 0 | 479.624 | -0.024028 | 707.3751 | 0.070619 | 479.624 | 0.0071145 | 706.6431 | 0.00010725 | 707.3751 | 0.0098015 | 476.4865 | 0.3823
|  | 480.4406 | 0.065539 | 479.8467 | 0.18193 | 467.9887 | 0 | 480.4406 | 0.041601 | 479.8467 | 0.11412 | 473.8729 | 0.020727 | 479.8467 | 0.10042 | 467.9937 | 4.6204 | 480.4406 | 1.1108 | 480.4406 | 13.2967 | 480.4406 | 2.8454 | 480.4406 | 0.33308 | 480.4406 | 0.011845 | 480.4406 | 0.024008 | 467.9937 | 0.00018843 | 480.4406 | 0.015818 | 479.8467 | 0.017878 | 707.5384 | 0.062132 | 479.8467 | 0.011892 | 706.8065 | 0 | 707.5384 | 0.0092905 | 476.705 | 0.37989
|  | 480.6631 | 0.032903 | 480.0694 | 0.1664 | 468.102 | 0.0066257 | 480.6631 | 0.013236 | 480.0694 | 0.028431 | 474.0945 | 0.0030821 | 480.0694 | 0.047526 | 468.1093 | 4.5885 | 480.6632 | 1.0532 | 480.6632 | 13.1009 | 480.6632 | 2.9087 | 480.6631 | 0.3369 | 480.6632 | 0 | 480.6632 | 0 | 468.1093 | 0.00027031 | 480.6631 | 0 | 480.0695 | 0.00049178 | 707.7017 | 0.071163 | 480.0694 | -0.010878 | 706.9698 | 0 | 707.7017 | 0.0097086 | 476.9235 | 0.37859
|  | 480.8857 | 0.063704 | 480.2922 | 0.17992 | 468.2153 | 0 | 480.8857 | 0.029379 | 480.2922 | 0.12138 | 474.3161 | 0.013851 | 480.2922 | 0.10259 | 468.2248 | 4.5261 | 480.8857 | 1.0874 | 480.8857 | 12.9558 | 480.8857 | 2.9842 | 480.8857 | 0.35189 | 480.8857 | 0.002973 | 480.8857 | 0.019521 | 468.2248 | 0.00022851 | 480.8857 | 0.012519 | 480.2922 | 0.0060386 | 707.8649 | 0.063267 | 480.2922 | 0.011385 | 707.1332 | 0 | 707.8649 | 0.0091511 | 477.1421 | 0.37538
|  | 481.1083 | 0.057173 | 480.515 | 0.17835 | 468.3285 | 0.0061289 | 481.1083 | 0.033253 | 480.515 | 0.050632 | 474.5377 | 0.0048326 | 480.515 | 0.056693 | 468.3404 | 4.5035 | 481.1083 | 1.0292 | 481.1083 | 12.8035 | 481.1083 | 3.0234 | 481.1083 | 0.35582 | 481.1083 | 0 | 481.1083 | 0 | 468.3404 | 0.00017678 | 481.1083 | 0 | 480.515 | 0.0028048 | 708.0282 | 0.070619 | 480.515 | -0.012287 | 707.2966 | 0.00010725 | 708.0282 | 0.0096621 | 477.3607 | 0.37543
|  | 481.3309 | 0.05684 | 480.7378 | 0.17166 | 468.4418 | 0 | 481.3309 | 0.029225 | 480.7378 | 0.096238 | 474.7593 | 0.013839 | 480.7378 | 0.093763 | 468.456 | 4.4596 | 481.3309 | 1.0276 | 481.3309 | 12.733 | 481.3309 | 3.066 | 481.3309 | 0.36575 | 481.3309 | 0.0010711 | 481.3309 | 0.01122 | 468.456 | 0.00014337 | 481.3309 | 0.011106 | 480.7378 | 0.014898 | 708.1915 | 0.062767 | 480.7378 | 0.0029864 | 707.4599 | 0.00028599 | 708.1915 | 0.009244 | 477.5792 | 0.37246
|  | 481.5535 | 0.04841 | 480.9606 | 0.15795 | 468.5551 | 0.005135 | 481.5535 | 0.010744 | 480.9606 | 0.061971 | 474.981 | 0.0046375 | 480.9606 | 0.0473 | 468.5716 | 4.4368 | 481.5535 | 0.96949 | 481.5535 | 12.4611 | 481.5535 | 3.0995 | 481.5535 | 0.3698 | 481.5535 | 0 | 481.5535 | 0 | 468.5716 | 0.00016856 | 481.5535 | 0 | 480.9606 | -0.008942 | 708.3547 | 0.071527 | 480.9606 | -0.011868 | 707.6233 | 0 | 708.3547 | 0.010034 | 477.7978 | 0.37812
|  | 481.7761 | 0.076502 | 481.1834 | 0.17792 | 468.6683 | 0 | 481.7761 | 0.034075 | 481.1834 | 0.090506 | 475.2026 | 0.015183 | 481.1834 | 0.10305 | 468.6871 | 4.3815 | 481.7761 | 0.98143 | 481.7761 | 12.36 | 481.7761 | 3.1353 | 481.7761 | 0.38316 | 481.7761 | 0.0072373 | 481.7761 | 0.014985 | 468.6871 | 0.00017181 | 481.7761 | 0.015326 | 481.1834 | 0.0082888 | 708.518 | 0.062631 | 481.1834 | 0.003011 | 707.7867 | 7.1499e-05 | 708.518 | 0.0097086 | 478.0164 | 0.37561
|  | 481.9987 | 0.043311 | 481.4062 | 0.16893 | 468.7816 | 0.011941 | 481.9987 | 0.015838 | 481.4062 | 0.067792 | 475.4243 | 0.005478 | 481.4062 | 0.048607 | 468.8027 | 4.342 | 481.9987 | 0.9089 | 481.9987 | 12.1499 | 481.9987 | 3.152 | 481.9987 | 0.38411 | 481.9987 | 0 | 481.9987 | 0 | 468.8027 | 0.00013173 | 481.9987 | 0 | 481.4062 | -0.010796 | 708.6813 | 0.069983 | 481.4062 | -0.011559 | 707.9501 | 0.00053624 | 708.6813 | 0.010405 | 478.235 | 0.36168
|  | 482.2213 | 0.057153 | 481.629 | 0.17277 | 468.8949 | 0 | 482.2213 | 0.027924 | 481.629 | 0.089911 | 475.6459 | 0.013437 | 481.629 | 0.099472 | 468.9183 | 4.2878 | 482.2214 | 0.90419 | 482.2214 | 12.0751 | 482.2214 | 3.1883 | 482.2213 | 0.39687 | 482.2214 | 0.0012565 | 482.2214 | 0.012954 | 468.9183 | 8.5134e-05 | 482.2213 | 0.0093509 | 481.629 | 0.029933 | 708.8446 | 0.061905 | 481.629 | 0.0035468 | 708.1135 | 0 | 708.8446 | 0.01022 | 478.4536 | 0.36391
|  | 482.444 | 0.04933 | 481.8519 | 0.14568 | 469.0081 | 0.0096482 | 482.444 | 0.01885 | 481.8519 | 0.051703 | 475.8676 | 0.0060574 | 481.8519 | 0.047971 | 469.0339 | 4.2567 | 482.444 | 0.84078 | 482.444 | 11.8605 | 482.444 | 3.2275 | 482.444 | 0.39995 | 482.444 | 0 | 482.444 | 0 | 469.0339 | 4.5051e-05 | 482.444 | 0 | 481.8519 | -0.018552 | 709.0079 | 0.0708 | 481.8519 | -0.0026893 | 708.2769 | 0 | 709.0079 | 0.010545 | 478.6722 | 0.36744
|  | 482.6667 | 0.062375 | 482.0747 | 0.17248 | 469.1214 | 0 | 482.6667 | 0.056168 | 482.0747 | 0.11286 | 476.0893 | 0.021436 | 482.0747 | 0.094846 | 469.1495 | 4.2004 | 482.6667 | 0.87863 | 482.6667 | 11.6309 | 482.6667 | 3.255 | 482.6667 | 0.41493 | 482.6667 | 0.0035797 | 482.6667 | 0.018007 | 469.1495 | 9.1815e-05 | 482.6667 | 0.011143 | 482.0747 | 0.018465 | 709.1712 | 0.061996 | 482.0747 | 0.0062452 | 708.4403 | 7.1499e-05 | 709.1712 | 0.0094299 | 478.8909 | 0.36762
|  | 482.8893 | 0.059913 | 482.2976 | 0.16384 | 469.2347 | 0.013087 | 482.8893 | -0.016678 | 482.2976 | 0.066686 | 476.311 | 0.0055057 | 482.2976 | 0.046008 | 469.2651 | 4.1623 | 482.8893 | 0.81668 | 482.8893 | 11.4944 | 482.8893 | 3.2949 | 482.8893 | 0.41951 | 482.8893 | 0 | 482.8893 | 0 | 469.2651 | 0.00011014 | 482.8893 | 0 | 482.2976 | -0.012874 | 709.3345 | 0.076156 | 482.2976 | -0.0038659 | 708.6037 | 0.00010725 | 709.3345 | 0.0093834 | 479.1095 | 0.35857
|  | 483.112 | 0.065646 | 482.5205 | 0.16643 | 469.348 | 0 | 483.112 | 0.048996 | 482.5205 | 0.099131 | 476.5327 | 0.0083835 | 482.5205 | 0.095697 | 469.3807 | 4.1062 | 483.112 | 0.81476 | 483.112 | 11.4924 | 483.112 | 3.3419 | 483.112 | 0.42989 | 483.112 | 0.00291 | 483.112 | 0.01334 | 469.3807 | 0.00016684 | 483.112 | 0.010192 | 482.5205 | 0.015405 | 709.4979 | 0.061814 | 482.5205 | 0.00992 | 708.7671 | 0 | 709.4979 | 0.0089189 | 479.3282 | 0.3686
|  | 483.3347 | 0.037913 | 482.7434 | 0.16667 | 469.4613 | 0.010794 | 483.3347 | -0.0079538 | 482.7434 | 0.042384 | 476.7545 | 0.0097505 | 482.7434 | 0.047404 | 469.4963 | 4.0765 | 483.3347 | 0.76929 | 483.3347 | 11.2397 | 483.3347 | 3.363 | 483.3347 | 0.43602 | 483.3347 | 0 | 483.3347 | 0 | 469.4963 | 0.00012505 | 483.3347 | 0 | 482.7434 | -0.015492 | 709.6612 | 0.074159 | 482.7434 | -0.0078364 | 708.9305 | 0.00032174 | 709.6612 | 0.010034 | 479.5468 | 0.35824
|  | 483.5575 | 0.057984 | 482.9663 | 0.16498 | 469.5745 | 0 | 483.5575 | 0.026547 | 482.9663 | 0.097524 | 476.9762 | 0.0084842 | 482.9663 | 0.099908 | 469.612 | 4.0257 | 483.5575 | 0.78344 | 483.5575 | 11.0748 | 483.5575 | 3.4087 | 483.5575 | 0.45029 | 483.5575 | 0.0014375 | 483.5575 | 0.016096 | 469.612 | 0.00011511 | 483.5575 | 0.0096251 | 482.9663 | 0.017339 | 709.8245 | 0.062404 | 482.9663 | -0.013261 | 709.094 | 0.00028599 | 709.8245 | 0.0096621 | 479.7655 | 0.35638
|  | 483.7802 | 0.023417 | 483.1893 | 0.16613 | 469.6878 | 0.0079509 | 483.7802 | -0.0090268 | 483.1893 | 0.010144 | 477.1979 | 0.0070521 | 483.1893 | 0.049754 | 469.7276 | 4.0085 | 483.7802 | 0.73415 | 483.7802 | 10.9138 | 483.7802 | 3.4327 | 483.7802 | 0.45571 | 483.7802 | 0 | 483.7802 | 0 | 469.7276 | 7.8454e-05 | 483.7802 | 0 | 483.1893 | -0.0094424 | 709.9878 | 0.072797 | 483.1893 | -0.0072065 | 709.2574 | 0.00032174 | 709.9878 | 0.010127 | 479.9842 | 0.35689
|  | 484.0029 | 0.051164 | 483.4122 | 0.16427 | 469.8011 | 0 | 484.0029 | 0.029497 | 483.4122 | 0.089303 | 477.4197 | 0.015652 | 483.4122 | 0.092665 | 469.8432 | 3.9664 | 484.0029 | 0.7551 | 484.0029 | 10.9018 | 484.0029 | 3.47 | 484.0029 | 0.47239 | 484.0029 | 0.0024737 | 484.0029 | 0.014692 | 469.8432 | 0.00011168 | 484.0029 | 0.015898 | 483.4122 | 0.0099963 | 710.1512 | 0.06127 | 483.4122 | 0.0032645 | 709.4208 | 7.1499e-05 | 710.1512 | 0.0093369 | 480.2029 | 0.36205
|  | 484.2257 | 0.049506 | 483.6352 | 0.15948 | 469.9144 | 0.018055 | 484.2257 | 0.018152 | 483.6352 | 0.048966 | 477.6414 | 0.0098726 | 483.6352 | 0.048773 | 469.9588 | 3.9488 | 484.2257 | 0.68691 | 484.2257 | 10.6596 | 484.2257 | 3.5024 | 484.2257 | 0.47457 | 484.2257 | 0 | 484.2257 | 0 | 469.9588 | 0.0001235 | 484.2257 | 0 | 483.6352 | -0.0095841 | 710.3145 | 0.078516 | 483.6352 | -0.0031708 | 709.5843 | 0.00010725 | 710.3145 | 0.0098015 | 480.4216 | 0.35174
|  | 484.4485 | 0.07231 | 483.8582 | 0.15827 | 470.0277 | 0 | 484.4485 | 0.024263 | 483.8582 | 0.11839 | 477.8632 | 0.025973 | 483.8582 | 0.098229 | 470.0745 | 3.8945 | 484.4485 | 0.71468 | 484.4485 | 10.7489 | 484.4485 | 3.5549 | 484.4485 | 0.49034 | 484.4485 | 0.0037885 | 484.4485 | 0.012188 | 470.0745 | 0.00015177 | 484.4485 | 0.010602 | 483.8582 | 0.011306 | 710.4779 | 0.071799 | 483.8582 | 0.001498 | 709.7477 | 0 | 710.4779 | 0.0094299 | 480.6403 | 0.36498
|  | 484.6712 | 0.024556 | 484.0811 | 0.16263 | 470.141 | 0.0049694 | 484.6712 | 0.0095754 | 484.0811 | 0.021127 | 478.085 | 0.0014122 | 484.0811 | 0.047463 | 470.1901 | 3.8688 | 484.6712 | 0.65401 | 484.6712 | 10.5906 | 484.6712 | 3.5686 | 484.6712 | 0.49804 | 484.6712 | 0 | 484.6712 | 0 | 470.1901 | 0.00012008 | 484.6712 | 0 | 484.0811 | -0.011971 | 710.6412 | 0.079424 | 484.0811 | 0.00062803 | 709.9112 | 0 | 710.6412 | 0.0098944 | 480.8591 | 0.36196
|  | 484.894 | 0.081037 | 484.3041 | 0.16287 | 470.2543 | 0 | 484.894 | 0.043953 | 484.3041 | 0.10698 | 478.3068 | 0.020372 | 484.3041 | 0.093219 | 470.3057 | 3.8144 | 484.894 | 0.68764 | 484.894 | 10.5292 | 484.894 | 3.6156 | 484.894 | 0.5103 | 484.894 | 0.0065188 | 484.894 | 0.018999 | 470.3057 | 0.00013018 | 484.894 | 0.011367 | 484.3041 | 0.010812 | 710.8046 | 0.062223 | 484.3041 | -0.0053109 | 710.0746 | 7.1499e-05 | 710.8046 | 0.0092905 | 481.0778 | 0.36972
|  | 485.1168 | 0.046898 | 484.5272 | 0.15431 | 470.3676 | 0.014425 | 485.1168 | 0.0044161 | 484.5272 | 0.020713 | 478.5286 | 0.008099 | 484.5272 | 0.045898 | 470.4214 | 3.7913 | 485.1168 | 0.61442 | 485.1168 | 10.3803 | 485.1168 | 3.6374 | 485.1168 | 0.52007 | 485.1168 | 0 | 485.1168 | 0 | 470.4214 | 0.00010346 | 485.1168 | 0 | 484.5272 | -0.0091896 | 710.968 | 0.079333 | 484.5272 | -0.0071557 | 710.2381 | 0 | 710.968 | 0.009755 | 481.2966 | 0.35912
|  | 485.3397 | 0.063705 | 484.7502 | 0.15754 | 470.4809 | 0 | 485.3397 | 0.043375 | 484.7502 | 0.10889 | 478.7505 | 0.023047 | 484.7502 | 0.090485 | 470.5371 | 3.7394 | 485.3397 | 0.64436 | 485.3397 | 10.3205 | 485.3397 | 3.6711 | 485.3397 | 0.53549 | 485.3397 | 0.0038265 | 485.3397 | 0.015525 | 470.5371 | 0.00010346 | 485.3397 | 0.0114 | 484.7502 | 0.022806 | 711.1313 | 0.075566 | 484.7502 | 0.0071748 | 710.4015 | 0 | 711.1313 | 0.0094763 | 481.5153 | 0.37325
|  | 485.5625 | 0.048685 | 484.9732 | 0.1515 | 470.5942 | 0 | 485.5625 | 0.015889 | 484.9732 | 0.048681 | 478.9723 | 0.0086507 | 484.9732 | 0.04335 | 470.6527 | 3.7277 | 485.5625 | 0.59089 | 485.5625 | 10.2219 | 485.5625 | 3.6982 | 485.5625 | 0.5428 | 485.5625 | 0 | 485.5625 | 0 | 470.6527 | 9.0102e-05 | 485.5625 | 0 | 484.9732 | -0.0020808 | 711.2947 | 0.079968 | 484.9732 | -0.0017257 | 710.565 | 0.00032174 | 711.2947 | 0.010266 | 481.7341 | 0.3608
|  | 485.7853 | 0.066654 | 485.1963 | 0.15314 | 470.7075 | 0 | 485.7853 | 0.058612 | 485.1963 | 0.084714 | 479.1942 | 0.021237 | 485.1963 | 0.092607 | 470.7684 | 3.6862 | 485.7853 | 0.60806 | 485.7853 | 10.1732 | 485.7853 | 3.7351 | 485.7853 | 0.55878 | 485.7853 | 0.0029768 | 485.7853 | 0.018431 | 470.7684 | 9.5069e-05 | 485.7853 | 0.011528 | 485.1963 | 0.026879 | 711.4581 | 0.074023 | 485.1963 | 0.0093635 | 710.7285 | 0 | 711.4581 | 0.0098015 | 481.9529 | 0.38184
|  | 486.0082 | 0.030991 | 485.4193 | 0.15249 | 470.8208 | 0.014711 | 486.0082 | 0.017043 | 485.4193 | 0.016147 | 479.416 | 0.0056391 | 485.4193 | 0.038161 | 470.884 | 3.674 | 486.0082 | 0.56117 | 486.0082 | 10.0913 | 486.0082 | 3.7482 | 486.0082 | 0.56887 | 486.0082 | 0 | 486.0082 | 0 | 470.884 | 0.00014337 | 486.0082 | 0 | 485.4193 | -0.016594 | 711.6215 | 0.063357 | 485.4193 | -0.0049829 | 710.892 | 0.00010725 | 711.6215 | 0.010405 | 482.1717 | 0.37431
|  | 486.231 | 0.067093 | 485.6424 | 0.15391 | 470.9341 | 0 | 486.231 | 0.034424 | 485.6424 | 0.094183 | 479.6379 | 0.015249 | 485.6424 | 0.09337 | 470.9997 | 3.6167 | 486.2311 | 0.59649 | 486.2311 | 10.019 | 486.2311 | 3.809 | 486.231 | 0.58681 | 486.2311 | 0.0048715 | 486.2311 | 0.012657 | 470.9997 | 0.00013018 | 486.231 | 0.01373 | 485.6424 | 0.031562 | 711.7849 | 0.082192 | 485.6424 | 0.0046995 | 711.0555 | 0 | 711.7849 | 0.0094763 | 482.3905 | 0.3778
|  | 486.4539 | 0.05763 | 485.8655 | 0.15188 | 471.0474 | 0.011272 | 486.4539 | -0.0032912 | 485.8655 | 0.02409 | 479.8598 | -0.00019741 | 485.8655 | 0.037251 | 471.1154 | 3.5879 | 486.4539 | 0.5304 | 486.4539 | 9.8695 | 486.4539 | 3.817 | 486.4539 | 0.59364 | 486.4539 | 0 | 486.4539 | 0 | 471.1154 | 0.00014337 | 486.454 | 0 | 485.8655 | 0.0037101 | 711.9483 | 0.073342 | 485.8655 | -0.0078183 | 711.2189 | 0.00010725 | 711.9483 | 0.010034 | 482.6093 | 0.37877
|  | 486.6768 | 0.068765 | 486.0886 | 0.1614 | 471.1607 | 0 | 486.6768 | 0.037954 | 486.0886 | 0.14339 | 480.0817 | 0.017611 | 486.0886 | 0.096735 | 471.231 | 3.54 | 486.6768 | 0.54913 | 486.6768 | 9.842 | 486.6768 | 3.8729 | 486.6768 | 0.61264 | 486.6768 | 0.0041457 | 486.6768 | 0.017706 | 471.231 | 0.00015006 | 486.6769 | 0.011347 | 486.0886 | 0.012647 | 712.1117 | 0.08083 | 486.0886 | 0.0051818 | 711.3824 | 0 | 712.1117 | 0.0091976 | 482.8282 | 0.38718
|  | 486.8997 | 0.042644 | 486.3117 | 0.15327 | 471.2741 | 0.0057976 | 486.8997 | 0.011032 | 486.3117 | -0.0090789 | 480.3036 | 0.0019764 | 486.3117 | 0.042087 | 471.3467 | 3.5285 | 486.8998 | 0.52669 | 486.8998 | 9.5967 | 486.8998 | 3.8826 | 486.8997 | 0.61827 | 486.8998 | 0 | 486.8998 | 0 | 471.3467 | 0.0001701 | 486.8997 | 0 | 486.3118 | -0.012485 | 712.2751 | 0.065354 | 486.3117 | 0.00082926 | 711.5459 | 0.00032174 | 712.2751 | 0.010127 | 483.047 | 0.38244
|  | 487.1227 | 0.073891 | 486.5349 | 0.14898 | 471.3874 | 0 | 487.1227 | 0.021434 | 486.5349 | 0.096628 | 480.5255 | 0.018259 | 486.5349 | 0.093956 | 471.4624 | 3.4999 | 487.1227 | 0.5384 | 487.1227 | 9.3707 | 487.1227 | 3.9137 | 487.1227 | 0.63672 | 487.1227 | 0.0028443 | 487.1227 | 0.01081 | 471.4624 | 0.0001701 | 487.1227 | 0.010555 | 486.5349 | 0.0087791 | 712.4385 | 0.078743 | 486.5349 | 0.0029219 | 711.7095 | 7.1499e-05 | 712.4385 | 0.0091047 | 483.2659 | 0.38723
|  | 487.3456 | 0.017973 | 486.758 | 0.1471 | 471.5007 | 0.014711 | 487.3456 | -0.0033643 | 486.758 | 0.013319 | 480.7474 | 0.0016963 | 486.758 | 0.039645 | 471.5781 | 3.4904 | 487.3456 | 0.47483 | 487.3456 | 9.2046 | 487.3456 | 3.9427 | 487.3456 | 0.6512 | 487.3456 | 0 | 487.3456 | 0 | 471.5781 | 0.00013515 | 487.3456 | 0 | 486.758 | -0.019947 | 712.6019 | 0.058819 | 486.758 | -0.0095442 | 711.873 | 0.00010725 | 712.6019 | 0.0096157 | 483.4847 | 0.3869
|  | 487.5686 | 0.075572 | 486.9812 | 0.14941 | 471.614 | 0 | 487.5686 | 0.035609 | 486.9812 | 0.096512 | 480.9693 | 0.010624 | 486.9812 | 0.088893 | 471.6938 | 3.4477 | 487.5686 | 0.51724 | 487.5686 | 9.1179 | 487.5686 | 3.9921 | 487.5686 | 0.66872 | 487.5686 | 0.0043384 | 487.5686 | 0.014926 | 471.6938 | 0.00012008 | 487.5686 | 0.0067866 | 486.9812 | 0.015069 | 712.7654 | 0.079605 | 486.9812 | -0.012029 | 712.0365 | 0 | 712.7654 | 0.0091047 | 483.7036 | 0.3908
|  | 487.7915 | 0.051697 | 487.2044 | 0.14409 | 471.7274 | 0.0021534 | 487.7915 | 0.023465 | 487.2044 | 0.039223 | 481.1913 | 0.0022915 | 487.2044 | 0.040682 | 471.8095 | 3.4093 | 487.7915 | 0.47219 | 487.7915 | 8.9493 | 487.7915 | 4.0052 | 487.7915 | 0.67877 | 487.7915 | 0 | 487.7915 | 0 | 471.8095 | 0.000105 | 487.7915 | 0 | 487.2044 | -0.01157 | 712.9288 | 0.06136 | 487.2044 | -0.0021323 | 712.2 | 0.00010725 | 712.9288 | 0.0099408 | 483.9225 | 0.37933
|  | 488.0145 | 0.059052 | 487.4276 | 0.15637 | 471.8407 | 0 | 488.0145 | 0.029258 | 487.4276 | 0.090948 | 481.4132 | 0.015818 | 487.4276 | 0.092381 | 471.9252 | 3.3436 | 488.0145 | 0.48677 | 488.0145 | 8.7867 | 488.0145 | 4.0507 | 488.0145 | 0.69898 | 488.0145 | 0.004153 | 488.0145 | 0.022439 | 471.9252 | 7.006e-05 | 488.0145 | 0.01227 | 487.4276 | 0.01918 | 713.0922 | 0.077154 | 487.4276 | 0.0080609 | 712.3636 | 0 | 713.0922 | 0.0094763 | 484.1414 | 0.38997
|  | 488.2375 | 0.039034 | 487.6508 | 0.14177 | 471.954 | 0.014902 | 488.2375 | 0.0019773 | 487.6508 | 0.050164 | 481.6352 | 0.002982 | 487.6508 | 0.04599 | 472.0409 | 3.3082 | 488.2375 | 0.43384 | 488.2375 | 8.6035 | 488.2375 | 4.0537 | 488.2375 | 0.71095 | 488.2375 | 0 | 488.2375 | 0 | 472.0409 | 6.3379e-05 | 488.2375 | 0 | 487.6508 | -0.009128 | 713.2557 | 0.066807 | 487.6508 | -0.0092166 | 712.5271 | 0.00032174 | 713.2557 | 0.0099873 | 484.3603 | 0.38992
|  | 488.4605 | 0.068779 | 487.874 | 0.14959 | 472.0673 | 0 | 488.4605 | 0.040521 | 487.874 | 0.082459 | 481.8572 | 0.017868 | 487.874 | 0.092649 | 472.1566 | 3.2668 | 488.4605 | 0.45477 | 488.4605 | 8.4971 | 488.4605 | 4.0952 | 488.4605 | 0.73323 | 488.4605 | 0.0049173 | 488.4605 | 0.015017 | 472.1566 | 7.9995e-05 | 488.4605 | 0.01618 | 487.874 | 0.020363 | 713.4191 | 0.080558 | 487.874 | 0.0030512 | 712.6906 | 7.1499e-05 | 713.4191 | 0.0095692 | 484.5792 | 0.38858
|  | 488.6835 | 0.054804 | 488.0972 | 0.14333 | 472.1807 | 0.014233 | 488.6835 | 0.021323 | 488.0972 | 0.036643 | 482.0792 | 0.008974 | 488.0972 | 0.041748 | 472.2723 | 3.2636 | 488.6835 | 0.42001 | 488.6835 | 8.1868 | 488.6835 | 4.1243 | 488.6835 | 0.74345 | 488.6835 | 0 | 488.6835 | 0 | 472.2723 | 9.5069e-05 | 488.6835 | 0 | 488.0972 | -0.010678 | 713.5826 | 0.060952 | 488.0972 | -0.024506 | 712.8542 | 0.00010725 | 713.5826 | 0.010312 | 484.7982 | 0.3804
|  | 488.9065 | 0.091608 | 488.3204 | 0.16487 | 472.294 | 0 | 488.9065 | 0.03024 | 488.3204 | 0.11135 | 482.3012 | 0.017167 | 488.3204 | 0.091318 | 472.388 | 3.2433 | 488.9065 | 0.44896 | 488.9065 | 8.0951 | 488.9065 | 4.1624 | 488.9065 | 0.76754 | 488.9065 | 0.0060557 | 488.9065 | 0.012091 | 472.388 | 0.00011511 | 488.9065 | 0.013676 | 488.3204 | 0.024435 | 713.746 | 0.067487 | 488.3204 | 0.01004 | 713.0177 | 7.1499e-05 | 713.746 | 0.01008 | 485.0171 | 0.39029
|  | 489.1296 | 0.024185 | 488.5437 | 0.15721 | 472.4074 | 0.01175 | 489.1296 | 0.01334 | 488.5437 | 0.029813 | 482.5232 | 0.0014086 | 488.5437 | 0.042497 | 472.5038 | 3.2342 | 489.1296 | 0.40148 | 489.1296 | 7.8623 | 489.1296 | 4.1777 | 489.1296 | 0.78286 | 489.1296 | 0 | 489.1296 | 0 | 472.5038 | 0.0001235 | 489.1296 | 0 | 488.5437 | -0.006926 | 713.9095 | 0.059636 | 488.5437 | 0.0046299 | 713.1813 | 0.00010725 | 713.9095 | 0.010266 | 485.2361 | 0.37761
|  | 489.3526 | 0.069248 | 488.767 | 0.1619 | 472.5207 | 0 | 489.3526 | 0.020844 | 488.767 | 0.095382 | 482.7452 | 0.013055 | 488.767 | 0.091188 | 472.6195 | 3.1851 | 489.3526 | 0.42591 | 489.3526 | 7.7187 | 489.3526 | 4.2163 | 489.3526 | 0.80706 | 489.3526 | 0.0029332 | 489.3526 | 0.013307 | 472.6195 | 0.00013344 | 489.3526 | 0.013445 | 488.767 | 0.0082654 | 714.073 | 0.072752 | 488.767 | -5.1884e-05 | 713.3448 | 0.00028599 | 714.073 | 0.0094299 | 485.4551 | 0.39359
|  | 489.5757 | 0.054011 | 488.9902 | 0.14299 | 472.634 | 0.017768 | 489.5757 | 0.01091 | 488.9902 | 0.037228 | 482.9673 | 0.00054154 | 488.9902 | 0.042049 | 472.7352 | 3.1492 | 489.5757 | 0.37462 | 489.5757 | 7.5252 | 489.5757 | 4.2408 | 489.5757 | 0.81724 | 489.5757 | 0 | 489.5757 | 0 | 472.7352 | 0.00010004 | 489.5757 | 0 | 488.9903 | -0.017348 | 714.2365 | 0.059681 | 488.9902 | -0.021195 | 713.5084 | 0 | 714.2365 | 0.0096157 | 485.674 | 0.37301
|  | 489.7988 | 0.040883 | 489.2135 | 0.14328 | 472.7474 | 0 | 489.7988 | 0.022651 | 489.2135 | 0.085141 | 483.1893 | 0.012707 | 489.2135 | 0.095636 | 472.8509 | 3.0985 | 489.7988 | 0.40894 | 489.7988 | 7.3665 | 489.7988 | 4.2804 | 489.7988 | 0.84371 | 489.7988 | 0.0043577 | 489.7988 | 0.0086837 | 472.8509 | 7.006e-05 | 489.7988 | 0.01039 | 489.2135 | 0.0281 | 714.3999 | 0.069983 | 489.2135 | 0.0074218 | 713.672 | 7.1499e-05 | 714.3999 | 0.0094299 | 485.893 | 0.38755
|  | 490.0219 | 0.018612 | 489.4369 | 0.1539 | 472.8607 | 0.01175 | 490.0219 | -0.012786 | 489.4369 | 0.021024 | 483.4114 | -0.00051066 | 489.4369 | 0.037952 | 472.9667 | 3.0807 | 490.0219 | 0.36884 | 490.0219 | 7.1882 | 490.0219 | 4.3086 | 490.0219 | 0.85843 | 490.0219 | 0 | 490.0219 | 0 | 472.9667 | 6.1666e-05 | 490.0218 | 0 | 489.4368 | -0.020566 | 714.5634 | 0.059046 | 489.4369 | -0.001616 | 713.8355 | 0.00010725 | 714.5634 | 0.010312 | 486.112 | 0.38885
|  | 490.245 | 0.063106 | 489.6602 | 0.14966 | 472.9741 | 0 | 490.245 | 0.03125 | 489.6602 | 0.10181 | 483.6335 | 0.014779 | 489.6602 | 0.090037 | 473.0824 | 3.0492 | 490.245 | 0.38749 | 490.245 | 6.9819 | 490.245 | 4.3521 | 490.245 | 0.88511 | 490.245 | 0.0031554 | 490.245 | 0.0079611 | 473.0824 | 7.1773e-05 | 490.245 | 0.012075 | 489.6602 | 0.027082 | 714.7269 | 0.071163 | 489.6602 | 0.0053109 | 713.9991 | 0 | 714.7269 | 0.0096157 | 486.331 | 0.39526
|  | 490.4681 | 0.038875 | 489.8835 | 0.14688 | 473.0874 | 0.010126 | 490.4681 | -0.015272 | 489.8835 | 0.025669 | 483.8556 | 0.0017496 | 489.8835 | 0.046717 | 473.1982 | 3.0492 | 490.4681 | 0.35223 | 490.4681 | 6.7913 | 490.4681 | 4.3713 | 490.4681 | 0.89994 | 490.4681 | 0 | 490.4681 | 0 | 473.1982 | 7.5028e-05 | 490.4681 | 0 | 489.8835 | -0.0081368 | 714.8904 | 0.058819 | 489.8835 | -5.7145e-05 | 714.1627 | 0 | 714.8904 | 0.010359 | 486.55 | 0.37873
|  | 490.6912 | 0.064384 | 490.1069 | 0.12232 | 473.2008 | 0 | 490.6912 | 0.040516 | 490.1069 | 0.10833 | 484.0777 | 0.01267 | 490.1069 | 0.09322 | 473.3139 | 3.0163 | 490.6912 | 0.38667 | 490.6912 | 6.6443 | 490.6912 | 4.4192 | 490.6912 | 0.92704 | 490.6912 | 0.0035006 | 490.6912 | 0.017181 | 473.3139 | 7.9995e-05 | 490.6912 | 0.012466 | 490.1069 | 0.02077 | 715.0539 | 0.068531 | 490.1069 | -0.0053475 | 714.3263 | 0 | 715.0539 | 0.0096621 | 486.7691 | 0.39285
|  | 490.9144 | 0.047177 | 490.3302 | 0.14605 | 473.3141 | 0.0092761 | 490.9144 | 0.021669 | 490.3302 | 0.012622 | 484.2998 | 0.0055442 | 490.3302 | 0.043286 | 473.4297 | 3.001 | 490.9144 | 0.3416 | 490.9144 | 6.4227 | 490.9144 | 4.4436 | 490.9144 | 0.94592 | 490.9144 | 0 | 490.9144 | 0 | 473.4297 | 7.9995e-05 | 490.9144 | 0 | 490.3302 | -0.003329 | 715.2174 | 0.062268 | 490.3302 | -0.0065787 | 714.4899 | 0.00010725 | 715.2174 | 0.0091047 | 486.9881 | 0.39159
|  | 491.1375 | 0.083467 | 490.5536 | 0.15399 | 473.4275 | 0 | 491.1375 | 0.023591 | 490.5536 | 0.12136 | 484.5219 | 0.013614 | 490.5536 | 0.092911 | 473.5454 | 2.9501 | 491.1375 | 0.3636 | 491.1375 | 6.2589 | 491.1375 | 4.4717 | 491.1375 | 0.96878 | 491.1375 | 0.0046987 | 491.1375 | 0.021564 | 473.5454 | 0.00011014 | 491.1375 | 0.013542 | 490.5536 | 0.021177 | 715.3809 | 0.071254 | 490.5536 | 0.0064395 | 714.6535 | 7.1499e-05 | 715.3809 | 0.0084079 | 487.2072 | 0.38974
|  | 491.3607 | 0.05275 | 490.777 | 0.14691 | 473.5409 | 0.017099 | 491.3607 | 0.0020138 | 490.777 | 0.06261 | 484.744 | 0.0055255 | 490.777 | 0.048385 | 473.6612 | 2.924 | 491.3607 | 0.31784 | 491.3607 | 6.0969 | 491.3607 | 4.4733 | 491.3607 | 0.98731 | 491.3607 | 0 | 491.3607 | 0 | 473.6612 | 0.00010672 | 491.3607 | 0 | 490.777 | -0.0052743 | 715.5445 | 0.083554 | 490.777 | -0.012912 | 714.8171 | 0.00032174 | 715.5445 | 0.0087795 | 487.4262 | 0.39043
|  | 491.5839 | 0.065064 | 491.0004 | 0.15376 | 473.6542 | 0 | 491.5839 | 0.025123 | 491.0004 | 0.075821 | 484.9662 | 0.011288 | 491.0004 | 0.090437 | 473.777 | 2.876 | 491.5839 | 0.34876 | 491.5839 | 5.9599 | 491.5839 | 4.5315 | 491.5839 | 1.0165 | 491.5839 | 0.0030038 | 491.5839 | 0.018874 | 473.777 | 0.00010843 | 491.5839 | 0.010923 | 491.0004 | 0.022806 | 715.708 | 0.12327 | 491.0004 | 0.00050458 | 714.9807 | 7.1499e-05 | 715.708 | 0.009755 | 487.6453 | 0.38147
|  | 491.8071 | 0.052691 | 491.2238 | 0.1429 | 473.7676 | 0.013947 | 491.8071 | 0.00059348 | 491.2238 | 0.018319 | 485.1883 | -0.00060807 | 491.2238 | 0.038319 | 473.8927 | 2.8633 | 491.8071 | 0.30677 | 491.8071 | 5.7137 | 491.8071 | 4.5615 | 491.8071 | 1.0381 | 491.8071 | 0 | 491.8071 | 0 | 473.8927 | 0.00011168 | 491.8071 | 0 | 491.2238 | -0.0043404 | 715.8715 | 0.10189 | 491.2238 | -0.0038685 | 715.1443 | 0 | 715.8715 | 0.010173 | 487.8644 | 0.38607
|  | 492.0303 | 0.056675 | 491.4472 | 0.14623 | 473.881 | 0 | 492.0303 | 0.027298 | 491.4472 | 0.077558 | 485.4105 | 0.013145 | 491.4472 | 0.086093 | 474.0085 | 2.8412 | 492.0303 | 0.32527 | 492.0303 | 5.5881 | 492.0303 | 4.5852 | 492.0303 | 1.0649 | 492.0303 | 0.0030911 | 492.0303 | 0.013678 | 474.0085 | 0.00015674 | 492.0303 | 0.012885 | 491.4472 | 0.013777 | 716.0351 | 0.12612 | 491.4472 | -0.00054741 | 715.308 | 0.00028599 | 716.0351 | 0.0098479 | 488.0835 | 0.38672
|  | 492.2535 | 0.055016 | 491.6707 | 0.13605 | 473.9943 | 0.0071227 | 492.2535 | 0.0081776 | 491.6707 | 0.01147 | 485.6327 | 0.0049248 | 491.6707 | 0.039646 | 474.1243 | 2.8504 | 492.2535 | 0.27114 | 492.2535 | 5.3818 | 492.2535 | 4.5916 | 492.2535 | 1.0812 | 492.2535 | 0 | 492.2535 | 0 | 474.1243 | 0.0001701 | 492.2535 | 0 | 491.6707 | -0.016587 | 716.1986 | 0.097351 | 491.6707 | 0.0068572 | 715.4716 | 0.00032174 | 716.1986 | 0.010545 | 488.3026 | 0.38072
|  | 492.4767 | 0.068543 | 491.8941 | 0.15571 | 474.1077 | 0 | 492.4767 | 0.033792 | 491.8941 | 0.083461 | 485.8549 | 0.018161 | 491.8941 | 0.091384 | 474.2401 | 2.8208 | 492.4767 | 0.33804 | 492.4767 | 5.2808 | 492.4767 | 4.6181 | 492.4767 | 1.1081 | 492.4767 | 0.0052926 | 492.4767 | 0.023558 | 474.2401 | 0.00015177 | 492.4767 | 0.014439 | 491.8941 | 0.019492 | 716.3621 | 0.12812 | 491.8941 | 0.0049742 | 715.6352 | 0.00028599 | 716.3621 | 0.010127 | 488.5217 | 0.39345
|  | 492.7 | 0.041198 | 492.1176 | 0.14033 | 474.2211 | 0.0053006 | 492.7 | -0.010487 | 492.1176 | 0.05052 | 486.0771 | 0.00047474 | 492.1176 | 0.045194 | 474.3559 | 2.8033 | 492.7 | 0.27667 | 492.7 | 5.0504 | 492.7 | 4.6545 | 492.7 | 1.1367 | 492.7 | 0 | 492.7 | 0 | 474.3559 | 0.00012008 | 492.7 | 0 | 492.1176 | -0.010464 | 716.5257 | 0.08546 | 492.1176 | -0.0001651 | 715.7988 | 0 | 716.5257 | 0.010173 | 488.7409 | 0.3856
|  | 492.9232 | 0.072661 | 492.3411 | 0.1519 | 474.3345 | 0 | 492.9232 | 0.028924 | 492.3411 | 0.086838 | 486.2993 | 0.0098718 | 492.3411 | 0.086574 | 474.4717 | 2.7514 | 492.9232 | 0.30374 | 492.9232 | 4.9683 | 492.9232 | 4.7202 | 492.9232 | 1.1753 | 492.9232 | 0.0026019 | 492.9232 | 0.016985 | 474.4717 | 0.00011511 | 492.9232 | 0.0066189 | 492.3411 | 0.018828 | 716.6893 | 0.1323 | 492.3411 | -0.0018163 | 715.9625 | 0.00028599 | 716.6893 | 0.0095692 | 488.96 | 0.38328
|  | 493.1465 | 0.044938 | 492.5646 | 0.14037 | 474.4478 | 0.0041411 | 493.1465 | 0.033108 | 492.5646 | 0.048923 | 486.5215 | 0.0028098 | 492.5646 | 0.038844 | 474.5874 | 2.7268 | 493.1465 | 0.25128 | 493.1465 | 4.7774 | 493.1465 | 4.7544 | 493.1465 | 1.1982 | 493.1465 | 0 | 493.1465 | 0 | 474.5874 | 0.0001468 | 493.1465 | 0 | 492.5646 | -0.015537 | 716.8528 | 0.10398 | 492.5646 | -0.014991 | 716.1261 | 0 | 716.8528 | 0.0099873 | 489.1792 | 0.3909
|  | 493.3698 | 0.068389 | 492.7881 | 0.14139 | 474.5612 | 0 | 493.3698 | 0.042748 | 492.7881 | 0.092248 | 486.7437 | 0.013023 | 492.7881 | 0.089022 | 474.7033 | 2.6887 | 493.3698 | 0.2901 | 493.3698 | 4.6855 | 493.3698 | 4.7602 | 493.3698 | 1.2197 | 493.3698 | 0.0018391 | 493.3698 | 0.015591 | 474.7033 | 0.00015348 | 493.3698 | 0.014567 | 492.7881 | 0.0092385 | 717.0164 | 0.13947 | 492.7881 | -0.0030989 | 716.2898 | 7.1499e-05 | 717.0164 | 0.0099408 | 489.3983 | 0.38955
|  | 493.5931 | 0.03461 | 493.0116 | 0.14541 | 474.6746 | 0.0086135 | 493.5931 | 0.022811 | 493.0116 | 0.017177 | 486.9659 | 0.0013994 | 493.0116 | 0.043082 | 474.8191 | 2.6789 | 493.5931 | 0.2607 | 493.5931 | 4.5313 | 493.5931 | 4.7455 | 493.5931 | 1.2408 | 493.5931 | 0 | 493.5931 | 0 | 474.8191 | 0.00017352 | 493.5931 | 0 | 493.0116 | -0.0008835 | 717.18 | 0.11269 | 493.0116 | -0.0079777 | 716.4534 | 0.00010725 | 717.18 | 0.010591 | 489.6175 | 0.39271
|  | 493.8164 | 0.06655 | 493.2351 | 0.12657 | 474.788 | 0 | 493.8164 | 0.058707 | 493.2351 | 0.079839 | 487.1882 | 0.016759 | 493.2351 | 0.089346 | 474.9349 | 2.6543 | 493.8164 | 0.288 | 493.8164 | 4.4148 | 493.8164 | 4.7788 | 493.8164 | 1.27 | 493.8164 | 0.0036343 | 493.8164 | 0.015362 | 474.9349 | 0.00014851 | 493.8164 | 0.013151 | 493.2351 | 0.019802 | 717.3435 | 0.12662 | 493.2351 | 0.0063714 | 716.6171 | 0 | 717.3435 | 0.0098944 | 489.8367 | 0.40892
|  | 494.0397 | 0.030035 | 493.4587 | 0.14141 | 474.9014 | 0.012609 | 494.0397 | 0.012165 | 493.4587 | 0.018129 | 487.4105 | 0.00032352 | 493.4587 | 0.036602 | 475.0507 | 2.6475 | 494.0397 | 0.23747 | 494.0397 | 4.3214 | 494.0397 | 4.8324 | 494.0397 | 1.3009 | 494.0397 | 0 | 494.0397 | 0 | 475.0507 | 0.00011837 | 494.0397 | 0 | 493.4587 | -0.0094779 | 717.5071 | 0.10965 | 493.4587 | -0.012954 | 716.7808 | 0.00032174 | 717.5071 | 0.010173 | 490.0559 | 0.39327
|  | 494.263 | 0.063622 | 493.6823 | 0.13199 | 475.0148 | 0 | 494.263 | 0.048697 | 493.6823 | 0.10317 | 487.6328 | 0.011674 | 493.6823 | 0.088609 | 475.1665 | 2.6212 | 494.263 | 0.28452 | 494.263 | 4.2248 | 494.263 | 4.9444 | 494.263 | 1.362 | 494.263 | 0.0072864 | 494.263 | 0.011595 | 475.1665 | 0.00013344 | 494.263 | 0.010671 | 493.6823 | 0.020028 | 717.6707 | 0.14487 | 493.6823 | 0.019332 | 716.9444 | 7.1499e-05 | 717.6707 | 0.0095228 | 490.2751 | 0.40716
|  | 494.4864 | 0.036745 | 493.9058 | 0.13867 | 475.1282 | 0.0091104 | 494.4864 | -0.0086198 | 493.9058 | 0.0075437 | 487.855 | 0.0048618 | 493.9058 | 0.039685 | 475.2823 | 2.6119 | 494.4864 | 0.24012 | 494.4864 | 4.2042 | 494.4864 | 5.0096 | 494.4864 | 1.3941 | 494.4864 | 0 | 494.4864 | 0 | 475.2823 | 0.00014012 | 494.4864 | 0 | 493.9058 | -0.0075533 | 717.8343 | 0.12236 | 493.9058 | -0.0042263 | 717.1081 | 0.00010725 | 717.8343 | 0.010173 | 490.4943 | 0.41575
|  | 494.7097 | 0.072101 | 494.1294 | 0.14936 | 475.2416 | 0 | 494.7097 | 0.057108 | 494.1294 | 0.074337 | 488.0773 | 0.0070627 | 494.1294 | 0.090888 | 475.3981 | 2.5655 | 494.7098 | 0.27603 | 494.7098 | 4.1543 | 494.7098 | 5.0086 | 494.7097 | 1.4229 | 494.7098 | 0.0030098 | 494.7098 | 0.014943 | 475.3981 | 0.00017849 | 494.7097 | 0.015351 | 494.1294 | 0.026879 | 717.9979 | 0.14569 | 494.1294 | 0.0033528 | 717.2718 | 0.00028599 | 717.9979 | 0.0098944 | 490.7136 | 0.41468
|  | 494.9331 | 0.035964 | 494.353 | 0.13083 | 475.355 | 0.014616 | 494.9331 | -0.0035119 | 494.353 | 0.01888 | 488.2997 | -0.00021155 | 494.353 | 0.040392 | 475.514 | 2.5425 | 494.9331 | 0.23228 | 494.9331 | 4.0769 | 494.9331 | 4.9589 | 494.9331 | 1.4344 | 494.9331 | 0 | 494.9331 | 0 | 475.514 | 0.00014851 | 494.9331 | 0 | 494.353 | -0.014816 | 718.1615 | 0.12372 | 494.353 | 0.0014247 | 717.4355 | 0.00032174 | 718.1615 | 0.010452 | 490.9328 | 0.42815
|  | 495.1565 | 0.082802 | 494.5766 | 0.14531 | 475.4684 | 0 | 495.1565 | 0.044765 | 494.5766 | 0.11616 | 488.522 | 0.021084 | 494.5766 | 0.091076 | 475.6298 | 2.5036 | 495.1565 | 0.26895 | 495.1565 | 4.0426 | 495.1565 | 4.9863 | 495.1565 | 1.4649 | 495.1565 | 0.0064643 | 495.1565 | 0.016535 | 475.6298 | 0.00012847 | 495.1565 | 0.010019 | 494.5766 | 0.017226 | 718.3251 | 0.12671 | 494.5766 | 0.0070407 | 717.5992 | 7.1499e-05 | 718.3251 | 0.010173 | 491.1521 | 0.43837
|  | 495.3799 | 0.04539 | 494.8003 | 0.14807 | 475.5818 | 0.016526 | 495.3799 | -0.00080163 | 494.8003 | 0.018553 | 488.7443 | 0.0021419 | 494.8003 | 0.049301 | 475.7456 | 2.4995 | 495.3799 | 0.21394 | 495.3799 | 3.9903 | 495.3799 | 4.9942 | 495.3799 | 1.4929 | 495.3799 | 0 | 495.3799 | 0.003375 | 475.7456 | 9.0102e-05 | 495.3799 | 0 | 494.8003 | -0.0022137 | 718.4887 | 0.12272 | 494.8003 | -0.0085376 | 717.7629 | 0.00010725 | 718.4887 | 0.010684 | 491.3713 | 0.44641
|  | 495.6033 | 0.089909 | 495.0239 | 0.13254 | 475.6952 | 0 | 495.6033 | 0.025624 | 495.0239 | 0.076997 | 488.9666 | 0.014065 | 495.0239 | 0.088654 | 475.8615 | 2.4675 | 495.6033 | 0.26117 | 495.6033 | 3.9882 | 495.6033 | 5.0419 | 495.6033 | 1.5303 | 495.6033 | 0.0045041 | 495.6033 | 0.0076578 | 475.8615 | 9.0102e-05 | 495.6033 | 0.010204 | 495.0239 | 0.015332 | 718.6523 | 0.13212 | 495.0239 | 0.0020354 | 717.9266 | 7.1499e-05 | 718.6523 | 0.01008 | 491.5906 | 0.45602
|  | 495.8268 | 0.05037 | 495.2476 | 0.13736 | 475.8086 | 0.014425 | 495.8268 | 0.026148 | 495.2476 | 0.025081 | 489.189 | 0.0078349 | 495.2476 | 0.041765 | 475.9773 | 2.4574 | 495.8268 | 0.20099 | 495.8268 | 3.9439 | 495.8268 | 5.0935 | 495.8268 | 1.5685 | 495.8268 | 0 | 495.8268 | 0 | 475.9773 | 0.0001235 | 495.8268 | 0 | 495.2476 | -0.0075843 | 718.816 | 0.12004 | 495.2476 | -0.012246 | 718.0903 | 0.00010725 | 718.816 | 0.010545 | 491.8099 | 0.46945
|  | 496.0502 | 0.059795 | 495.4712 | 0.1508 | 475.922 | 0 | 496.0502 | 0.015359 | 495.4712 | 0.10759 | 489.4114 | 0.010696 | 495.4712 | 0.091837 | 476.0932 | 2.4248 | 496.0502 | 0.25543 | 496.0502 | 3.9063 | 496.0502 | 5.1305 | 496.0502 | 1.612 | 496.0502 | 0.0040868 | 496.0502 | 0.017505 | 476.0932 | 0.00016016 | 496.0502 | 0.012023 | 495.4712 | 0.019462 | 718.9796 | 0.12844 | 495.4712 | -0.0061452 | 718.254 | 0 | 718.9796 | 0.010034 | 492.0292 | 0.47818
|  | 496.2737 | 0.061475 | 495.6949 | 0.14377 | 476.0354 | 0.0094417 | 496.2737 | 0.023013 | 495.6949 | 0.021479 | 489.6338 | -0.00025437 | 495.6949 | 0.045762 | 476.209 | 2.4161 | 496.2736 | 0.21158 | 496.2736 | 3.8751 | 496.2736 | 5.1945 | 496.2737 | 1.657 | 496.2736 | 0 | 496.2736 | 0 | 476.209 | 0.00016684 | 496.2736 | 0 | 495.6949 | -0.0050383 | 719.1432 | 0.15449 | 495.6949 | -0.0056379 | 718.4177 | 0 | 719.1432 | 0.010452 | 492.2485 | 0.49936
|  | 496.4971 | 0.05566 | 495.9186 | 0.14538 | 476.1488 | 0 | 496.4971 | 0.0158 | 495.9186 | 0.12329 | 489.8561 | 0.0085168 | 495.9186 | 0.088318 | 476.3249 | 2.3804 | 496.4971 | 0.23078 | 496.4971 | 3.8453 | 496.4971 | 5.2261 | 496.4971 | 1.6969 | 496.4971 | 0.0045274 | 496.4971 | 0.023039 | 476.3249 | 0.00013344 | 496.4971 | 0.0091975 | 495.9186 | 0.020973 | 719.3069 | 0.13198 | 495.9186 | 0.0022045 | 718.5815 | 0 | 719.3069 | 0.0098015 | 492.4678 | 0.51084
|  | 496.7206 | 0.050085 | 496.1423 | 0.12813 | 476.2622 | 0.012896 | 496.7206 | 0.02597 | 496.1423 | 0.043752 | 490.0785 | 0.0074583 | 496.1423 | 0.046011 | 476.4407 | 2.3734 | 496.7206 | 0.17899 | 496.7206 | 3.8082 | 496.7206 | 5.1823 | 496.7206 | 1.7071 | 496.7206 | 0 | 496.7206 | 0 | 476.4407 | 0.00012505 | 496.7206 | 0 | 496.1423 | -0.021788 | 719.4705 | 0.12985 | 496.1423 | -0.015958 | 718.7452 | 0.00032174 | 719.4705 | 0.010127 | 492.6872 | 0.51102
|  | 496.9441 | 0.079104 | 496.366 | 0.1134 | 476.3757 | 0 | 496.9441 | 0.035498 | 496.366 | 0.083138 | 490.3009 | 0.011716 | 496.366 | 0.088691 | 476.5566 | 2.3438 | 496.9441 | 0.22029 | 496.9441 | 3.8275 | 496.9441 | 5.1732 | 496.9441 | 1.7417 | 496.9441 | 0.0043473 | 496.9441 | 0.0164 | 476.5566 | 0.00011682 | 496.9441 | 0.014297 | 496.366 | 0.030748 | 719.6342 | 0.13243 | 496.366 | 0.0075809 | 718.9089 | 0 | 719.6342 | 0.0095692 | 492.9065 | 0.53276
|  | 497.1676 | 0.038232 | 496.5898 | 0.14671 | 476.4891 | 0.0092761 | 497.1676 | 0.0027635 | 496.5898 | 0.03951 | 490.5234 | 0.0015838 | 496.5898 | 0.045898 | 476.6725 | 2.338 | 497.1676 | 0.19607 | 497.1676 | 3.6906 | 497.1676 | 5.179 | 497.1676 | 1.7721 | 497.1676 | 0 | 497.1676 | 0 | 476.6725 | 0.00010346 | 497.1676 | 0 | 496.5898 | 0.002438 | 719.7979 | 0.17491 | 496.5898 | 0.0070483 | 719.0727 | 0.00010725 | 719.7979 | 0.010405 | 493.1259 | 0.5316
|  | 497.3911 | 0.063927 | 496.8135 | 0.14148 | 476.6025 | 0 | 497.3911 | 0.027171 | 496.8135 | 0.080151 | 490.7458 | 0.0084082 | 496.8135 | 0.079821 | 476.7883 | 2.3031 | 497.3911 | 0.21327 | 497.3911 | 3.6895 | 497.3911 | 5.1534 | 497.3911 | 1.7888 | 497.3911 | 0.0046909 | 497.3911 | 0.015746 | 476.7883 | 9.0102e-05 | 497.3911 | 0.012118 | 496.8135 | 0.017813 | 719.9615 | 0.13148 | 496.8135 | -0.0010038 | 719.2364 | 0 | 719.9615 | 0.010034 | 493.3452 | 0.55376
|  | 497.6146 | 0.057384 | 497.0373 | 0.13844 | 476.7159 | 0.012418 | 497.6146 | 0.019311 | 497.0373 | 0.02245 | 490.9683 | 0.0017116 | 497.0373 | 0.0396 | 476.9042 | 2.2928 | 497.6146 | 0.17486 | 497.6146 | 3.6268 | 497.6146 | 5.0743 | 497.6146 | 1.7905 | 497.6146 | 0 | 497.6146 | 0.00097036 | 476.9042 | 0.00011014 | 497.6146 | 0 | 497.0373 | -0.0073905 | 720.1252 | 0.17391 | 497.0373 | 0.0062817 | 719.4002 | 0.00032174 | 720.1252 | 0.010591 | 493.5646 | 0.55469
|  | 497.8382 | 0.065391 | 497.2611 | 0.13939 | 476.8294 | 0 | 497.8382 | 0.041946 | 497.2611 | 0.11383 | 491.1907 | 0.011048 | 497.2611 | 0.082861 | 477.0201 | 2.2555 | 497.8382 | 0.22082 | 497.8382 | 3.5554 | 497.8382 | 5.0864 | 497.8382 | 1.822 | 497.8382 | 0.00206 | 497.8382 | 0.01076 | 477.0201 | 0.0001134 | 497.8382 | 0.010529 | 497.2611 | 0.017539 | 720.2889 | 0.15413 | 497.2611 | 0.0080571 | 719.5639 | 7.1499e-05 | 720.2889 | 0.01008 | 493.784 | 0.56974
|  | 498.0617 | 0.049937 | 497.4849 | 0.13591 | 476.9428 | 0.0059632 | 498.0617 | 0.016144 | 497.4849 | 0.023422 | 491.4132 | 0.0013995 | 497.4849 | 0.04134 | 477.136 | 2.2412 | 498.0617 | 0.17009 | 498.0617 | 3.5482 | 498.0617 | 5.103 | 498.0617 | 1.8633 | 498.0617 | 0 | 498.0617 | 0 | 477.136 | 0.00012179 | 498.0617 | 0 | 497.4848 | -0.013611 | 720.4525 | 0.17455 | 497.4849 | -0.0050931 | 719.7277 | 0.00053624 | 720.4525 | 0.010731 | 494.0034 | 0.57884
|  | 498.2853 | 0.072384 | 497.7087 | 0.14861 | 477.0562 | 0 | 498.2853 | 0.046346 | 497.7087 | 0.073232 | 491.6357 | 0.012964 | 497.7087 | 0.08405 | 477.2519 | 2.2061 | 498.2853 | 0.20243 | 498.2853 | 3.4451 | 498.2853 | 5.1395 | 498.2853 | 1.9096 | 498.2853 | 0.0071636 | 498.2853 | 0.018798 | 477.2519 | 0.0001134 | 498.2853 | 0.015835 | 497.7087 | 0.0095685 | 720.6162 | 0.15671 | 497.7087 | -2.2694e-05 | 719.8914 | 0 | 720.6162 | 0.010173 | 494.2228 | 0.58851
|  | 498.5089 | 0.034076 | 497.9325 | 0.12984 | 477.1697 | 0.018055 | 498.5089 | 0.0082704 | 497.9325 | 0.019914 | 491.8582 | 0.0029659 | 497.9325 | 0.039214 | 477.3678 | 2.1981 | 498.5089 | 0.15522 | 498.5089 | 3.3881 | 498.5089 | 5.1179 | 498.5089 | 1.9321 | 498.5089 | 0 | 498.5089 | 0.00049601 | 477.3678 | 0.00015519 | 498.5088 | 0 | 497.9325 | -0.012169 | 720.7799 | 0.17428 | 497.9325 | -0.0019182 | 720.0552 | 0.00032174 | 720.7799 | 0.010405 | 494.4422 | 0.60105
|  | 498.7325 | 0.091607 | 498.1563 | 0.13334 | 477.2831 | 0 | 498.7325 | 0.036794 | 498.1563 | 0.091295 | 492.0807 | 0.011441 | 498.1563 | 0.082391 | 477.4837 | 2.1674 | 498.7324 | 0.19491 | 498.7324 | 3.3404 | 498.7324 | 5.1566 | 498.7325 | 1.9788 | 498.7324 | 0.0031862 | 498.7324 | 0.010892 | 477.4837 | 0.00016856 | 498.7324 | 0.0085934 | 498.1563 | 0.013342 | 720.9436 | 0.16683 | 498.1563 | -0.0038243 | 720.219 | 0 | 720.9436 | 0.0098479 | 494.6617 | 0.60523
|  | 498.9561 | 0.035482 | 498.3801 | 0.12968 | 477.3965 | 0.010317 | 498.9561 | -0.018249 | 498.3801 | 0.03631 | 492.3032 | 0.004388 | 498.3801 | 0.041875 | 477.5996 | 2.1549 | 498.9561 | 0.14524 | 498.9561 | 3.2368 | 498.9561 | 5.2011 | 498.9561 | 2.0286 | 498.9561 | 0 | 498.9561 | 0 | 477.5996 | 0.00013841 | 498.9561 | 0 | 498.3801 | -0.0081678 | 721.1073 | 0.15513 | 498.3801 | -0.0049792 | 720.3827 | 0.00032174 | 721.1073 | 0.010545 | 494.8811 | 0.61345
|  | 499.1797 | 0.05049 | 498.604 | 0.1402 | 477.51 | 0 | 499.1797 | 0.051412 | 498.604 | 0.05151 | 492.5257 | 0.013968 | 498.604 | 0.086785 | 477.7155 | 2.1288 | 499.1797 | 0.20059 | 499.1797 | 3.1964 | 499.1797 | 5.2466 | 499.1797 | 2.0797 | 499.1797 | 0.0024829 | 499.1797 | 0.012035 | 477.7155 | 0.00012847 | 499.1797 | 0.015822 | 498.604 | 0.013685 | 721.271 | 0.16833 | 498.604 | 0.00053109 | 720.5465 | 7.1499e-05 | 721.271 | 0.010359 | 495.1005 | 0.62423
|  | 499.4033 | 0.042719 | 498.8279 | 0.10925 | 477.6234 | 0.0099348 | 499.4033 | 0.016008 | 498.8279 | 0.02365 | 492.7482 | 0.0042237 | 498.8279 | 0.042342 | 477.8314 | 2.1225 | 499.4033 | 0.15753 | 499.4033 | 3.1569 | 499.4033 | 5.2672 | 499.4033 | 2.1284 | 499.4033 | 0 | 499.4033 | 0 | 477.8314 | 0.00011014 | 499.4033 | 0 | 498.8279 | -0.010739 | 721.4347 | 0.17056 | 498.8279 | -0.013968 | 720.7103 | 0.00010725 | 721.4347 | 0.010498 | 495.32 | 0.63984
|  | 499.627 | 0.070158 | 499.0517 | 0.13712 | 477.7369 | 0 | 499.627 | 0.043494 | 499.0517 | 0.09355 | 492.9708 | 0.016844 | 499.0517 | 0.083598 | 477.9473 | 2.0937 | 499.6269 | 0.19487 | 499.6269 | 3.1001 | 499.6269 | 5.2326 | 499.627 | 2.1467 | 499.6269 | 0.0022144 | 499.6269 | 0.014813 | 477.9473 | 0.00012847 | 499.627 | 0.013498 | 499.0517 | 0.016416 | 721.5984 | 0.17219 | 499.0517 | -0.0046812 | 720.8741 | 0 | 721.5984 | 0.0098015 | 495.5395 | 0.62632
|  | 499.8506 | 0.058276 | 499.2756 | 0.13838 | 477.8503 | 0.011272 | 499.8506 | 0.0061216 | 499.2756 | 0.043065 | 493.1933 | 0.0036161 | 499.2756 | 0.047096 | 478.0632 | 2.0756 | 499.8506 | 0.14033 | 499.8506 | 2.9957 | 499.8506 | 5.2329 | 499.8506 | 2.1849 | 499.8506 | 0 | 499.8506 | 0 | 478.0632 | 0.00010843 | 499.8506 | 0 | 499.2756 | -0.0054448 | 721.7622 | 0.15417 | 499.2756 | -0.00086952 | 721.0379 | 0.00032174 | 721.7622 | 0.010266 | 495.759 | 0.64179
|  | 500.0743 | 0.07523 | 499.4995 | 0.13767 | 477.9638 | 0 | 500.0743 | 0.052694 | 499.4995 | 0.11006 | 493.4159 | 0.015416 | 499.4995 | 0.080652 | 478.1792 | 2.043 | 500.0743 | 0.18007 | 500.0743 | 2.9338 | 500.0743 | 5.2709 | 500.0743 | 2.243 | 500.0743 | 0.0037522 | 500.0743 | 0.010471 | 478.1792 | 0.0001134 | 500.0743 | 0.0126 | 499.4995 | 0.010928 | 721.9259 | 0.15367 | 499.4995 | -0.0067489 | 721.2017 | 7.1499e-05 | 721.9259 | 0.010127 | 495.9785 | 0.65907
|  | 500.2979 | 0.046472 | 499.7235 | 0.12142 | 478.0772 | 0.011559 | 500.2979 | 0.013272 | 499.7235 | 0.048463 | 493.6385 | 0.0026704 | 499.7235 | 0.044603 | 478.2951 | 2.0386 | 500.2979 | 0.15149 | 500.2979 | 2.9215 | 500.2979 | 5.2619 | 500.2979 | 2.272 | 500.2979 | 0 | 500.2979 | 0 | 478.2951 | 9.5069e-05 | 500.2979 | 0 | 499.7235 | -0.0051314 | 722.0896 | 0.15218 | 499.7235 | 0.00028539 | 721.3655 | 0.00032174 | 722.0896 | 0.010963 | 496.198 | 0.66673
|  | 500.5216 | 0.053305 | 499.9474 | 0.12386 | 478.1907 | 0 | 500.5216 | 0.043565 | 499.9474 | 0.09611 | 493.8611 | 0.013128 | 499.9474 | 0.082098 | 478.411 | 2.0159 | 500.5216 | 0.17746 | 500.5216 | 2.8206 | 500.5216 | 5.2756 | 500.5216 | 2.3158 | 500.5216 | 0.0029405 | 500.5216 | 0.012316 | 478.411 | 0.00010346 | 500.5216 | 0.01124 | 499.9474 | 0.015981 | 722.2534 | 0.15517 | 499.9474 | 0.00055859 | 721.5294 | 7.1499e-05 | 722.2534 | 0.010359 | 496.4175 | 0.66641
|  | 500.7454 | 0.073421 | 500.1713 | 0.1305 | 478.3042 | 0.017195 | 500.7454 | 0.021322 | 500.1713 | 0.032884 | 494.0837 | 0.004237 | 500.1713 | 0.041444 | 478.5269 | 2.0074 | 500.7453 | 0.14002 | 500.7453 | 2.7443 | 500.7453 | 5.2284 | 500.7454 | 2.338 | 500.7453 | 0 | 500.7453 | 0 | 478.5269 | 0.00010672 | 500.7454 | 0 | 500.1713 | -0.0054745 | 722.4171 | 0.14986 | 500.1713 | 0.00075728 | 721.6932 | 0.00032174 | 722.4171 | 0.010916 | 496.637 | 0.68968
|  | 500.9691 | 0.058058 | 500.3953 | 0.13455 | 478.4176 | 0 | 500.9691 | 0.026646 | 500.3953 | 0.058724 | 494.3063 | 0.012792 | 500.3953 | 0.082092 | 478.6429 | 1.9728 | 500.9691 | 0.16925 | 500.9691 | 2.7416 | 500.9691 | 5.2471 | 500.9691 | 2.3879 | 500.9691 | 0.00303 | 500.9691 | 0.010346 | 478.6429 | 0.00013687 | 500.9691 | 0.015169 | 500.3953 | 0.0099659 | 722.5809 | 0.15653 | 500.3953 | 0.0066196 | 721.857 | 7.1499e-05 | 722.5809 | 0.01022 | 496.8566 | 0.70232
|  | 501.1928 | 0.08176 | 500.6193 | 0.13368 | 478.5311 | 0.013087 | 501.1928 | 0.041901 | 500.6193 | 0.031434 | 494.5289 | 0.0031454 | 500.6193 | 0.04406 | 478.7588 | 1.9615 | 501.1928 | 0.129 | 501.1928 | 2.6383 | 501.1928 | 5.2525 | 501.1928 | 2.4276 | 501.1928 | 0 | 501.1928 | 0 | 478.7588 | 0.0001468 | 501.1928 | 0 | 500.6193 | 0.0022067 | 722.7446 | 0.1505 | 500.6193 | -0.00085921 | 722.0208 | 0.00032174 | 722.7446 | 0.010777 | 497.0761 | 0.69465
|  | 501.4165 | 0.086107 | 500.8433 | 0.12524 | 478.6446 | 0 | 501.4165 | 0.037889 | 500.8433 | 0.072932 | 494.7516 | 0.013485 | 500.8433 | 0.08024 | 478.8748 | 1.9329 | 501.4165 | 0.16286 | 501.4165 | 2.6256 | 501.4165 | 5.2501 | 501.4165 | 2.478 | 501.4165 | 0.0011713 | 501.4165 | 0.013293 | 478.8748 | 0.00015177 | 501.4165 | 0.014557 | 500.8433 | 0.01583 | 722.9084 | 0.15749 | 500.8433 | -0.012086 | 722.1847 | 0 | 722.9084 | 0.01008 | 497.2957 | 0.71806
|  | 501.6403 | 0.050418 | 501.0673 | 0.12826 | 478.758 | 0.0081166 | 501.6403 | 0.02112 | 501.0673 | 0.041173 | 494.9742 | 6.3723e-05 | 501.0673 | 0.036217 | 478.9907 | 1.9229 | 501.6403 | 0.11869 | 501.6403 | 2.5325 | 501.6403 | 5.2883 | 501.6403 | 2.5355 | 501.6403 | 0 | 501.6403 | 0 | 478.9907 | 0.00013687 | 501.6403 | 0 | 501.0673 | -0.0081923 | 723.0721 | 0.15299 | 501.0673 | 0.00056556 | 722.3485 | 0.00010725 | 723.0721 | 0.010359 | 497.5152 | 0.71449
|  | 501.8641 | 0.079833 | 501.2913 | 0.12429 | 478.8715 | 0 | 501.8641 | 0.044024 | 501.2913 | 0.092235 | 495.1968 | 0.010967 | 501.2913 | 0.083599 | 479.1067 | 1.8943 | 501.8641 | 0.14688 | 501.8641 | 2.5123 | 501.8641 | 5.3159 | 501.8641 | 2.592 | 501.8641 | 0 | 501.8641 | 0.012544 | 479.1067 | 0.00016187 | 501.8641 | 0.011871 | 501.2913 | 0.020318 | 723.2359 | 0.1623 | 501.2913 | 0.008764 | 722.5123 | 7.1499e-05 | 723.2359 | 0.0096157 | 497.7348 | 0.72201
|  | 502.0879 | 0.04332 | 501.5153 | 0.11524 | 478.985 | 0.016717 | 502.0879 | 0.014455 | 501.5153 | 0.014689 | 495.4195 | 0.0018452 | 501.5153 | 0.041332 | 479.2226 | 1.8792 | 502.0879 | 0.11578 | 502.0879 | 2.4244 | 502.0879 | 5.2695 | 502.0879 | 2.6176 | 502.0879 | 0 | 502.0879 | 0 | 479.2226 | 0.00013687 | 502.0879 | 0 | 501.5153 | -0.0019395 | 723.3997 | 0.15481 | 501.5153 | -0.012521 | 722.6762 | 0 | 723.3997 | 0.010266 | 497.9544 | 0.73497
|  | 502.3116 | 0.077035 | 501.7393 | 0.13776 | 479.0985 | 0 | 502.3116 | 0.037536 | 501.7393 | 0.069232 | 495.6422 | 0.01317 | 501.7393 | 0.079576 | 479.3386 | 1.8446 | 502.3117 | 0.15059 | 502.3117 | 2.4019 | 502.3117 | 5.2222 | 502.3116 | 2.6444 | 502.3117 | 0.0044374 | 502.3117 | 0.0088909 | 479.3386 | 0.00017352 | 502.3116 | 0.0097816 | 501.7393 | 0.020973 | 723.5634 | 0.16634 | 501.7393 | 0.0049364 | 722.8401 | 0.00028599 | 723.5634 | 0.0099408 | 498.174 | 0.74802
|  | 502.5355 | 0.074614 | 501.9634 | 0.12287 | 479.212 | 0.01175 | 502.5355 | 0.031653 | 501.9634 | 0.049516 | 495.8649 | -0.0015672 | 501.9634 | 0.037263 | 479.4546 | 1.8283 | 502.5355 | 0.11499 | 502.5355 | 2.3276 | 502.5355 | 5.1685 | 502.5355 | 2.6643 | 502.5355 | 0 | 502.5355 | 0 | 479.4546 | 0.00015348 | 502.5355 | 0 | 501.9634 | -0.016258 | 723.7272 | 0.1529 | 501.9634 | -0.0069131 | 723.0039 | 0 | 723.7272 | 0.010777 | 498.3936 | 0.75615
|  | 502.7593 | 0.073167 | 502.1875 | 0.12818 | 479.3254 | 0 | 502.7593 | 0.04066 | 502.1875 | 0.070103 | 496.0876 | 0.011728 | 502.1875 | 0.077912 | 479.5706 | 1.8013 | 502.7593 | 0.15269 | 502.7593 | 2.3309 | 502.7593 | 5.1376 | 502.7593 | 2.6924 | 502.7593 | 0.0038051 | 502.7593 | 0.015104 | 479.5706 | 0.00016856 | 502.7593 | 0.012253 | 502.1875 | 0.012569 | 723.891 | 0.17809 | 502.1875 | -0.0022652 | 723.1678 | 7.1499e-05 | 723.891 | 0.010452 | 498.6133 | 0.77455
|  | 502.9831 | 0.049772 | 502.4115 | 0.12314 | 479.4389 | 0.0092761 | 502.9831 | 0.018393 | 502.4115 | 0.058723 | 496.3103 | 0.0019661 | 502.4115 | 0.042347 | 479.6865 | 1.7988 | 502.9831 | 0.11425 | 502.9831 | 2.2601 | 502.9831 | 5.1024 | 502.9831 | 2.7292 | 502.9831 | 0 | 502.9831 | 0 | 479.6865 | 0.0001134 | 502.9831 | 0.0011166 | 502.4115 | -0.0072261 | 724.0548 | 0.17246 | 502.4115 | 0.0063552 | 723.3317 | 0.00010725 | 724.0548 | 0.011195 | 498.8329 | 0.7863
|  | 503.207 | 0.094277 | 502.6356 | 0.12672 | 479.5524 | 0 | 503.207 | 0.034644 | 502.6356 | 0.06868 | 496.533 | 0.01027 | 502.6356 | 0.074136 | 479.8025 | 1.7761 | 503.207 | 0.13377 | 503.207 | 2.2075 | 503.207 | 5.1078 | 503.207 | 2.7784 | 503.207 | 0.0050611 | 503.207 | 0.014483 | 479.8025 | 0.00011837 | 503.207 | 0.012651 | 502.6356 | 0.0059692 | 724.2186 | 0.17904 | 502.6356 | 0.0051616 | 723.4955 | 0.00028599 | 724.2186 | 0.010545 | 499.0525 | 0.78291
|  | 503.4308 | 0.047425 | 502.8597 | 0.12312 | 479.6659 | 0.015284 | 503.4308 | 0.020607 | 502.8597 | 0.025543 | 496.7558 | 0.00034718 | 502.8597 | 0.039398 | 479.9185 | 1.7631 | 503.4308 | 0.1102 | 503.4308 | 2.1496 | 503.4308 | 5.0825 | 503.4308 | 2.8218 | 503.4308 | 0 | 503.4308 | 0 | 479.9185 | 0.00013173 | 503.4308 | 0 | 502.8597 | -0.0082493 | 724.3824 | 0.16929 | 502.8597 | -0.012111 | 723.6594 | 0 | 724.3824 | 0.010916 | 499.2722 | 0.7909
|  | 503.6547 | 0.1177 | 503.0838 | 0.13422 | 479.7794 | 0 | 503.6547 | 0.033542 | 503.0838 | 0.068134 | 496.9785 | 0.011208 | 503.0838 | 0.079325 | 480.0345 | 1.7245 | 503.6547 | 0.13116 | 503.6547 | 2.1358 | 503.6547 | 5.0835 | 503.6547 | 2.8716 | 503.6547 | 0.0035469 | 503.6547 | 0.010795 | 480.0345 | 0.00014851 | 503.6547 | 0.013105 | 503.0838 | 0.013907 | 724.5462 | 0.19234 | 503.0838 | 0.0057516 | 723.8233 | 0 | 724.5462 | 0.01008 | 499.4919 | 0.81027
|  | 503.8786 | 0.046106 | 503.308 | 0.11888 | 479.8929 | 0.014711 | 503.8786 | -0.00045446 | 503.308 | 0.059575 | 497.2013 | -0.00079825 | 503.308 | 0.042103 | 480.1505 | 1.7044 | 503.8786 | 0.094415 | 503.8786 | 2.0354 | 503.8786 | 5.0169 | 503.8786 | 2.8852 | 503.8786 | 0 | 503.8786 | 0 | 480.1505 | 0.0001235 | 503.8786 | 0 | 503.308 | -0.0030952 | 724.7101 | 0.17655 | 503.308 | -0.011222 | 723.9872 | 0.00010725 | 724.7101 | 0.010312 | 499.7116 | 0.82174
|  | 504.1025 | 0.083025 | 503.5321 | 0.12917 | 480.0064 | 0 | 504.1025 | 0.02556 | 503.5321 | 0.066978 | 497.424 | 0.014367 | 503.5321 | 0.077557 | 480.2665 | 1.6688 | 504.1025 | 0.12523 | 504.1025 | 2.0575 | 504.1025 | 5.0177 | 504.1025 | 2.9407 | 504.1025 | 0.0027824 | 504.1025 | 0.013288 | 480.2665 | 9.5069e-05 | 504.1025 | 0.012927 | 503.5321 | 0.0086813 | 724.8739 | 0.18876 | 503.5321 | -0.0062244 | 724.1511 | 0 | 724.8739 | 0.0097086 | 499.9313 | 0.83029
|  | 504.3264 | 0.048604 | 503.7563 | 0.12674 | 480.1199 | 0.0026503 | 504.3264 | 0.026249 | 503.7563 | 0.037916 | 497.6468 | 0.0039809 | 503.7563 | 0.044951 | 480.3825 | 1.6568 | 504.3264 | 0.094138 | 504.3264 | 1.9898 | 504.3264 | 4.9797 | 504.3264 | 2.9761 | 504.3264 | 0 | 504.3264 | 0 | 480.3825 | 8.3421e-05 | 504.3264 | 0 | 503.7563 | -0.010493 | 725.0377 | 0.19075 | 503.7563 | 0.0093756 | 724.315 | 0.00032174 | 725.0377 | 0.010545 | 500.151 | 0.83401
|  | 504.5503 | 0.080339 | 503.9804 | 0.13179 | 480.2334 | 0 | 504.5503 | 0.035805 | 503.9804 | 0.06579 | 497.8696 | 0.011152 | 503.9804 | 0.079765 | 480.4985 | 1.6279 | 504.5503 | 0.12977 | 504.5503 | 1.9245 | 504.5503 | 4.9698 | 504.5503 | 3.0341 | 504.5503 | 0.0045103 | 504.5503 | 0.01239 | 480.4985 | 0.0001134 | 504.5503 | 0.01111 | 503.9805 | 0.019101 | 725.2015 | 0.18966 | 503.9804 | -0.007805 | 724.4789 | 7.1499e-05 | 725.2015 | 0.010312 | 500.3707 | 0.85078
|  | 504.7742 | 0.050411 | 504.2046 | 0.1249 | 480.3469 | 0.010412 | 504.7742 | 0.017144 | 504.2046 | 0.040924 | 498.0924 | 0.00022198 | 504.2046 | 0.043838 | 480.6145 | 1.6352 | 504.7742 | 0.10071 | 504.7742 | 1.8803 | 504.7742 | 4.9359 | 504.7742 | 3.0688 | 504.7742 | 0 | 504.7742 | 0 | 480.6145 | 0.00014012 | 504.7742 | 0 | 504.2046 | -0.0084814 | 725.3654 | 0.18122 | 504.2046 | 0.0018774 | 724.6428 | 0.00010725 | 725.3654 | 0.01087 | 500.5904 | 0.86049
|  | 504.9982 | 0.080658 | 504.4288 | 0.12821 | 480.4604 | 0 | 504.9982 | 0.059814 | 504.4288 | 0.085017 | 498.3152 | 0.013264 | 504.4288 | 0.07678 | 480.7305 | 1.6116 | 504.9982 | 0.13179 | 504.9982 | 1.876 | 504.9982 | 4.8823 | 504.9982 | 3.0869 | 504.9982 | 0.002949 | 504.9982 | 0.010443 | 480.7305 | 0.00013173 | 504.9982 | 0.013913 | 504.4288 | 0.01023 | 725.5292 | 0.20528 | 504.4288 | 0.00032203 | 724.8067 | 7.1499e-05 | 725.5292 | 0.010127 | 500.8102 | 0.88223
|  | 505.2221 | 0.057111 | 504.653 | 0.11744 | 480.5739 | 0.010317 | 505.2221 | 0.014532 | 504.653 | 0.033894 | 498.5381 | 0.0013446 | 504.653 | 0.038992 | 480.8465 | 1.6076 | 505.2221 | 0.093897 | 505.2221 | 1.8309 | 505.2221 | 4.8461 | 505.2221 | 3.1259 | 505.2221 | 0 | 505.2221 | 0 | 480.8465 | 0.00016016 | 505.2221 | 0 | 504.653 | -0.0027136 | 725.6931 | 0.19479 | 504.653 | -0.0072187 | 724.9706 | 0 | 725.6931 | 0.010452 | 501.0299 | 0.89574
|  | 505.4461 | 0.063715 | 504.8773 | 0.12553 | 480.6875 | 0 | 505.4461 | 0.027519 | 504.8773 | 0.03853 | 498.7609 | 0.013933 | 504.8773 | 0.078925 | 480.9625 | 1.5694 | 505.4461 | 0.12698 | 505.4461 | 1.8599 | 505.4461 | 4.8548 | 505.4461 | 3.1895 | 505.4461 | 0.002924 | 505.4461 | 0.0074993 | 480.9625 | 0.00014509 | 505.4461 | 0.010945 | 504.8773 | 0.015485 | 725.8569 | 0.20886 | 504.8773 | -0.0067756 | 725.1346 | 7.1499e-05 | 725.8569 | 0.010173 | 501.2497 | 0.89142
|  | 505.6701 | 0.063066 | 505.1015 | 0.11534 | 480.801 | 0.012132 | 505.6701 | 0.036519 | 505.1015 | 0.032083 | 498.9838 | 0.0059492 | 505.1015 | 0.039521 | 481.0786 | 1.5577 | 505.6701 | 0.082814 | 505.6701 | 1.7463 | 505.6701 | 4.8065 | 505.6701 | 3.2287 | 505.6701 | 0 | 505.6701 | 0 | 481.0786 | 0.0001802 | 505.6701 | 0 | 505.1015 | -0.011005 | 726.0208 | 0.20564 | 505.1015 | -7.9521e-05 | 725.2985 | 0.00010725 | 726.0208 | 0.011102 | 501.4694 | 0.92454
|  | 505.8941 | 0.090003 | 505.3257 | 0.12875 | 480.9145 | 0 | 505.8941 | 0.030157 | 505.3257 | 0.07088 | 499.2066 | 0.0087552 | 505.3257 | 0.077934 | 481.1946 | 1.5296 | 505.8941 | 0.11511 | 505.8941 | 1.7248 | 505.8941 | 4.7976 | 505.8941 | 3.2745 | 505.8941 | 0.0031511 | 505.8941 | 0.013738 | 481.1946 | 0.00013687 | 505.8941 | 0.0086648 | 505.3258 | 0.011462 | 726.1846 | 0.20718 | 505.3257 | 0.0088659 | 725.4624 | 0 | 726.1846 | 0.011102 | 501.6892 | 0.92324
|  | 506.1181 | 0.035365 | 505.55 | 0.12035 | 481.028 | 0.0076196 | 506.1181 | 0.0029008 | 505.55 | 0.024584 | 499.4295 | 0.0027916 | 505.55 | 0.041771 | 481.3106 | 1.5246 | 506.1181 | 0.076668 | 506.1181 | 1.7181 | 506.1181 | 4.7732 | 506.1181 | 3.3296 | 506.1181 | 0 | 506.1181 | 0 | 481.3106 | 0.00015845 | 506.1181 | 0 | 505.55 | -0.006663 | 726.3485 | 0.22847 | 505.55 | -0.0016601 | 725.6264 | 0 | 726.3485 | 0.01152 | 501.909 | 0.95009
|  | 506.3421 | 0.071705 | 505.7743 | 0.13115 | 481.1415 | 0 | 506.3421 | 0.037584 | 505.7743 | 0.081733 | 499.6524 | 0.014156 | 505.7743 | 0.074507 | 481.4266 | 1.5088 | 506.3421 | 0.11006 | 506.3421 | 1.709 | 506.3421 | 4.7592 | 506.3421 | 3.3796 | 506.3421 | 0.0039918 | 506.3421 | 0.015603 | 481.4266 | 0.00015845 | 506.3421 | 0.010385 | 505.7743 | 0.012197 | 726.5124 | 0.22325 | 505.7743 | 0.0059385 | 725.7903 | 7.1499e-05 | 726.5124 | 0.010731 | 502.1288 | 0.95413
|  | 506.5662 | 0.067817 | 505.9986 | 0.12318 | 481.2551 | 0.013565 | 506.5662 | 0.015517 | 505.9986 | 0.028908 | 499.8752 | 0.0056627 | 505.9986 | 0.038187 | 481.5427 | 1.5008 | 506.5662 | 0.071097 | 506.5662 | 1.6436 | 506.5662 | 4.7125 | 506.5662 | 3.4272 | 506.5662 | 0 | 506.5662 | 0 | 481.5427 | 0.00014851 | 506.5662 | 0 | 505.9986 | -0.006804 | 726.6762 | 0.22969 | 505.9986 | -0.0064564 | 725.9543 | 0.00032174 | 726.6762 | 0.011009 | 502.3486 | 0.97244
|  | 506.7902 | 0.055452 | 506.2229 | 0.12152 | 481.3686 | 0 | 506.7902 | 0.049178 | 506.2229 | 0.062272 | 500.0982 | 0.011515 | 506.2229 | 0.078873 | 481.6587 | 1.4716 | 506.7902 | 0.11683 | 506.7902 | 1.6131 | 506.7902 | 4.6787 | 506.7902 | 3.461 | 506.7902 | 0.0026866 | 506.7902 | 0.012231 | 481.6587 | 0.00013687 | 506.7902 | 0.015022 | 506.2229 | 0.012065 | 726.8401 | 0.23105 | 506.2229 | 0.0017131 | 726.1182 | 7.1499e-05 | 726.8401 | 0.010591 | 502.5684 | 0.9853
|  | 507.0143 | 0.057309 | 506.4472 | 0.1207 | 481.4821 | 0 | 507.0143 | 0.026622 | 506.4472 | 0.028456 | 500.3211 | 0.0088972 | 506.4472 | 0.03908 | 481.7748 | 1.4513 | 507.0143 | 0.080232 | 507.0143 | 1.5457 | 507.0143 | 4.5939 | 507.0143 | 3.4757 | 507.0143 | 0 | 507.0143 | 0 | 481.7748 | 0.00012505 | 507.0143 | 0 | 506.4472 | -0.011487 | 727.004 | 0.23201 | 506.4472 | -0.0053292 | 726.2822 | 0 | 727.004 | 0.011009 | 502.7883 | 1.0023
|  | 507.2384 | 0.094398 | 506.6715 | 0.12215 | 481.5957 | 0 | 507.2384 | 0.051113 | 506.6715 | 0.076475 | 500.544 | 0.0097197 | 506.6715 | 0.077232 | 481.8908 | 1.418 | 507.2384 | 0.10527 | 507.2384 | 1.5167 | 507.2384 | 4.5499 | 507.2384 | 3.5118 | 507.2384 | 0.0020327 | 507.2384 | 0.0065638 | 481.8908 | 0.00012008 | 507.2384 | 0.010976 | 506.6715 | 0.019953 | 727.1679 | 0.22729 | 506.6715 | -0.0019685 | 726.4462 | 0.00028599 | 727.1679 | 0.010405 | 503.0081 | 1.0059
|  | 507.4625 | 0.062117 | 506.8959 | 0.12292 | 481.7092 | 0.013278 | 507.4625 | 0.013622 | 506.8959 | 0.046044 | 500.7669 | 0.0041118 | 506.8959 | 0.043518 | 482.0069 | 1.407 | 507.4625 | 0.070852 | 507.4625 | 1.5037 | 507.4625 | 4.494 | 507.4625 | 3.5402 | 507.4625 | 0 | 507.4625 | 0 | 482.0069 | 0.00010843 | 507.4625 | 0 | 506.8958 | -0.012329 | 727.3318 | 0.22116 | 506.8959 | -0.0018951 | 726.6101 | 0 | 727.3318 | 0.010963 | 503.228 | 1.0174
|  | 507.6866 | 0.070463 | 507.1202 | 0.12445 | 481.8227 | 0 | 507.6866 | 0.025368 | 507.1202 | 0.078681 | 500.9899 | 0.0089763 | 507.1202 | 0.072967 | 482.123 | 1.3833 | 507.6866 | 0.10408 | 507.6866 | 1.4585 | 507.6866 | 4.4728 | 507.6866 | 3.5928 | 507.6866 | 0.0038667 | 507.6866 | 0.0089104 | 482.123 | 9.3356e-05 | 507.6866 | 0.0097147 | 507.1202 | 0.014651 | 727.4957 | 0.24172 | 507.1202 | -0.0024894 | 726.7741 | 0 | 727.4957 | 0.010545 | 503.4479 | 1.0065
|  | 507.9107 | 0.051721 | 507.3446 | 0.1198 | 481.9363 | 0.0033129 | 507.9107 | 0.020278 | 507.3446 | 0.035968 | 501.2129 | 0.0062023 | 507.3446 | 0.040533 | 482.239 | 1.3836 | 507.9107 | 0.076062 | 507.9107 | 1.424 | 507.9107 | 4.4264 | 507.9107 | 3.6311 | 507.9107 | 0 | 507.9107 | 0 | 482.239 | 7.8454e-05 | 507.9107 | 0 | 507.3446 | -0.0083821 | 727.6596 | 0.24172 | 507.3446 | -0.0045175 | 726.9381 | 0.00010725 | 727.6596 | 0.011334 | 503.6677 | 1.0364
|  | 508.1348 | 0.087955 | 507.569 | 0.10801 | 482.0498 | 0 | 508.1348 | 0.037667 | 507.569 | 0.074162 | 501.4358 | 0.0088055 | 507.569 | 0.072445 | 482.3551 | 1.3723 | 508.1348 | 0.09679 | 508.1348 | 1.368 | 508.1348 | 4.4142 | 508.1348 | 3.6915 | 508.1348 | 0.0019483 | 508.1348 | 0.015273 | 482.3551 | 6.0125e-05 | 508.1348 | 0.0088579 | 507.5689 | 0.013885 | 727.8235 | 0.24127 | 507.569 | -0.0050544 | 727.1021 | 7.1499e-05 | 727.8235 | 0.010545 | 503.8876 | 1.0524
|  | 508.3589 | 0.050644 | 507.7933 | 0.11425 | 482.1634 | 0.0064601 | 508.3589 | 0.023023 | 507.7933 | 0.036452 | 501.6588 | 0.0043713 | 507.7933 | 0.042998 | 482.4712 | 1.3723 | 508.3589 | 0.069047 | 508.3589 | 1.3671 | 508.3589 | 4.3906 | 508.3589 | 3.7552 | 508.3589 | 0 | 508.3589 | 0 | 482.4712 | 4.5051e-05 | 508.3589 | 0 | 507.7933 | -0.004285 | 727.9875 | 0.24308 | 507.7933 | -0.0038504 | 727.2661 | 0.00010725 | 727.9875 | 0.011195 | 504.1075 | 1.0548
|  | 508.5831 | 0.073835 | 508.0178 | 0.12666 | 482.2769 | 0 | 508.5831 | 0.016357 | 508.0178 | 0.10573 | 501.8818 | 0.009769 | 508.0178 | 0.077177 | 482.5872 | 1.3432 | 508.5831 | 0.10234 | 508.5831 | 1.3243 | 508.5831 | 4.366 | 508.5831 | 3.803 | 508.5831 | 0.0016516 | 508.5831 | 0.0089145 | 482.5872 | 8.5134e-05 | 508.5831 | 0.01263 | 508.0177 | 0.021992 | 728.1514 | 0.24862 | 508.0178 | 0.0088358 | 727.4301 | 0 | 728.1514 | 0.010359 | 504.3274 | 1.0851
|  | 508.8073 | 0.060644 | 508.2422 | 0.11861 | 482.3905 | 0.010412 | 508.8073 | 0.037528 | 508.2422 | 0.039852 | 502.1048 | 0.00074659 | 508.2422 | 0.039941 | 482.7033 | 1.3222 | 508.8072 | 0.071178 | 508.8072 | 1.2936 | 508.8072 | 4.3124 | 508.8073 | 3.8421 | 508.8072 | 0 | 508.8072 | 0 | 482.7033 | 0.00010672 | 508.8073 | 0 | 508.2422 | -0.013963 | 728.3153 | 0.24077 | 508.2422 | -0.010119 | 727.5941 | 0.00010725 | 728.3153 | 0.011056 | 504.5474 | 1.0826
|  | 509.0314 | 0.063666 | 508.4666 | 0.11978 | 482.504 | 0 | 509.0314 | 0.053412 | 508.4666 | 0.066039 | 502.3278 | 0.0087985 | 508.4666 | 0.080039 | 482.8194 | 1.2833 | 509.0314 | 0.087181 | 509.0314 | 1.2958 | 509.0314 | 4.2881 | 509.0314 | 3.8911 | 509.0314 | 0.0033732 | 509.0314 | 0.015783 | 482.8194 | 0.00014337 | 509.0314 | 0.010923 | 508.4666 | 0.0042358 | 728.4793 | 0.24948 | 508.4666 | 0.007296 | 727.7581 | 0 | 728.4793 | 0.010266 | 504.7673 | 1.0923
|  | 509.2556 | 0.05507 | 508.691 | 0.11338 | 482.6176 | 0.002319 | 509.2556 | 0.025017 | 508.691 | 0.033075 | 502.5508 | 0.0059219 | 508.691 | 0.039748 | 482.9355 | 1.2702 | 509.2556 | 0.058085 | 509.2556 | 1.2417 | 509.2556 | 4.2136 | 509.2556 | 3.9087 | 509.2556 | 0 | 509.2556 | 0 | 482.9355 | 0.00013173 | 509.2556 | 0 | 508.6911 | -0.0057587 | 728.6432 | 0.25402 | 508.691 | 0.0022939 | 727.9221 | 0.00032174 | 728.6432 | 0.010591 | 504.9872 | 1.1059
|  | 509.4798 | 0.074307 | 508.9155 | 0.11481 | 482.7312 | 0 | 509.4798 | 0.042377 | 508.9155 | 0.053086 | 502.7739 | 0.00975 | 508.9155 | 0.074242 | 483.0516 | 1.2412 | 509.4798 | 0.086103 | 509.4798 | 1.2285 | 509.4798 | 4.1562 | 509.4798 | 3.931 | 509.4798 | 0.0026867 | 509.4798 | 0.010025 | 483.0516 | 0.00013018 | 509.4798 | 0.014858 | 508.9155 | 0.0025641 | 728.8071 | 0.26677 | 508.9155 | -0.001198 | 728.0861 | 0 | 728.8071 | 0.0099873 | 505.2072 | 1.1215
|  | 509.704 | 0.034148 | 509.14 | 0.11823 | 482.8447 | 0.011272 | 509.704 | 0.018789 | 509.14 | 0.028799 | 502.9969 | 0.0039429 | 509.14 | 0.044153 | 483.1677 | 1.2419 | 509.704 | 0.063766 | 509.704 | 1.2059 | 509.704 | 4.1082 | 509.704 | 3.9697 | 509.704 | 0 | 509.704 | 0 | 483.1677 | 0.00013173 | 509.704 | 0 | 509.14 | -0.0028868 | 728.9711 | 0.26278 | 509.14 | -0.0068352 | 728.2501 | 0.0007506 | 728.9711 | 0.010916 | 505.4271 | 1.1359
|  | 509.9283 | 0.086936 | 509.3645 | 0.12105 | 482.9583 | 0 | 509.9283 | 0.044573 | 509.3645 | 0.08119 | 503.22 | 0.0094881 | 509.3645 | 0.074069 | 483.2838 | 1.224 | 509.9282 | 0.097311 | 509.9282 | 1.1837 | 509.9282 | 4.0426 | 509.9283 | 3.9836 | 509.9282 | 0.0016882 | 509.9282 | 0.0096008 | 483.2838 | 0.00010672 | 509.9282 | 0.0097743 | 509.3645 | 0.0092217 | 729.135 | 0.26464 | 509.3645 | -0.00015023 | 728.4142 | 0 | 729.135 | 0.010916 | 505.6471 | 1.1372
|  | 510.1525 | 0.066595 | 509.589 | 0.10669 | 483.0718 | 0.013756 | 510.1525 | 0.013286 | 509.589 | 0.028896 | 503.4431 | -1.8133e-05 | 509.589 | 0.040019 | 483.3999 | 1.2245 | 510.1525 | 0.052624 | 510.1525 | 1.1357 | 510.1525 | 3.9772 | 510.1525 | 3.9985 | 510.1525 | 0 | 510.1525 | 0 | 483.3999 | 8.8389e-05 | 510.1525 | 0 | 509.589 | -0.011608 | 729.299 | 0.26741 | 509.589 | -0.0044772 | 728.5782 | 0.00053624 | 729.299 | 0.011613 | 505.8671 | 1.1498
|  | 510.3767 | 0.063485 | 509.8135 | 0.11943 | 483.1854 | 0 | 510.3767 | 0.034546 | 509.8135 | 0.052868 | 503.6661 | 0.0095806 | 509.8135 | 0.074895 | 483.516 | 1.195 | 510.3767 | 0.087898 | 510.3767 | 1.1258 | 510.3767 | 3.9368 | 510.3767 | 4.0435 | 510.3767 | 0.0020454 | 510.3767 | 0.013427 | 483.516 | 9.1815e-05 | 510.3767 | 0.0095447 | 509.8135 | 0.011708 | 729.463 | 0.27127 | 509.8135 | 0.005215 | 728.7422 | 0 | 729.463 | 0.010916 | 506.0871 | 1.1731
|  | 510.601 | 0.043881 | 510.038 | 0.1101 | 483.299 | 0.014902 | 510.601 | 0.0407 | 510.038 | 0.0037826 | 503.8892 | 0.0022527 | 510.038 | 0.040991 | 483.6321 | 1.1784 | 510.601 | 0.059969 | 510.601 | 1.13 | 510.601 | 3.8771 | 510.601 | 4.0685 | 510.601 | 0 | 510.601 | 0 | 483.6321 | 0.00012676 | 510.601 | 0 | 510.038 | -0.010015 | 729.6269 | 0.26832 | 510.038 | -0.0059203 | 728.9063 | 0.00010725 | 729.6269 | 0.011288 | 506.3071 | 1.1742
|  | 510.8253 | 0.06927 | 510.2625 | 0.1192 | 483.4126 | 0 | 510.8253 | 0.033773 | 510.2625 | 0.10198 | 504.1123 | 0.012489 | 510.2625 | 0.073964 | 483.7482 | 1.142 | 510.8253 | 0.074382 | 510.8253 | 1.0973 | 510.8253 | 3.8307 | 510.8253 | 4.0909 | 510.8253 | 0.0020877 | 510.8253 | 0.0096088 | 483.7482 | 0.0001468 | 510.8253 | 0.01039 | 510.2625 | 0.016358 | 729.7909 | 0.27925 | 510.2625 | -0.0070111 | 729.0703 | 0 | 729.7909 | 0.010498 | 506.5272 | 1.1949
|  | 511.0496 | 0.067385 | 510.4871 | 0.11343 | 483.5262 | 0.011941 | 511.0496 | 0.019757 | 510.4871 | 0.0057573 | 504.3354 | 0.0056477 | 510.4871 | 0.038637 | 483.8644 | 1.129 | 511.0496 | 0.054281 | 511.0496 | 1.0789 | 511.0496 | 3.7756 | 511.0496 | 4.1239 | 511.0496 | 0 | 511.0496 | 0 | 483.8644 | 0.0001134 | 511.0496 | 0 | 510.4871 | -0.0018037 | 729.9549 | 0.27072 | 510.4871 | -0.0046376 | 729.2344 | 0 | 729.9549 | 0.010684 | 506.7472 | 1.2069
|  | 511.2739 | 0.09189 | 510.7116 | 0.11811 | 483.6397 | 0 | 511.2739 | 0.056882 | 510.7116 | 0.073343 | 504.5586 | 0.010583 | 510.7116 | 0.071805 | 483.9805 | 1.1022 | 511.2739 | 0.081429 | 511.2739 | 1.048 | 511.2739 | 3.7061 | 511.2739 | 4.1314 | 511.2739 | 0.0043384 | 511.2739 | 0.0084086 | 483.9805 | 8.1708e-05 | 511.2739 | 0.012226 | 510.7116 | 0.010875 | 730.1189 | 0.27898 | 510.7116 | 0.0020212 | 729.3984 | 0 | 730.1189 | 0.0099408 | 506.9672 | 1.2344
|  | 511.4982 | 0.058258 | 510.9362 | 0.11716 | 483.7533 | 0.013756 | 511.4982 | 0.023777 | 510.9362 | 0.021024 | 504.7817 | 0.0033618 | 510.9362 | 0.041576 | 484.0966 | 1.0949 | 511.4982 | 0.047352 | 511.4982 | 0.99544 | 511.4982 | 3.6537 | 511.4982 | 4.151 | 511.4982 | 0 | 511.4982 | 0 | 484.0966 | 8.1708e-05 | 511.4982 | 0 | 510.9362 | -0.0027994 | 730.2829 | 0.2758 | 510.9362 | 0.00046614 | 729.5625 | 0.00053624 | 730.2829 | 0.010731 | 507.1873 | 1.2283
|  | 511.7225 | 0.047258 | 511.1608 | 0.11855 | 483.8669 | 0 | 511.7225 | 0.038103 | 511.1608 | 0.11046 | 505.0049 | 0.0092542 | 511.1608 | 0.074472 | 484.2127 | 1.0781 | 511.7225 | 0.078906 | 511.7225 | 1.0231 | 511.7225 | 3.6009 | 511.7225 | 4.1722 | 511.7225 | 0.0034817 | 511.7225 | 0.0092103 | 484.2127 | 9.1815e-05 | 511.7225 | 0.012189 | 511.1608 | 0.022806 | 730.4469 | 0.28012 | 511.1608 | 0.0038443 | 729.7265 | 0 | 730.4469 | 0.010777 | 507.4074 | 1.2457
|  | 511.9468 | 0.066759 | 511.3854 | 0.11125 | 483.9805 | 0.014902 | 511.9468 | 0.036446 | 511.3854 | 0.0012933 | 505.228 | 0.0050162 | 511.3854 | 0.037059 | 484.3289 | 1.0784 | 511.9469 | 0.056609 | 511.9469 | 1.0075 | 511.9469 | 3.5287 | 511.9468 | 4.1747 | 511.9469 | 0 | 511.9469 | 0 | 484.3289 | 0.00010004 | 511.9468 | 0 | 511.3854 | -0.0086028 | 730.6109 | 0.28602 | 511.3854 | -0.0019808 | 729.8906 | 0.00010725 | 730.6109 | 0.011427 | 507.6274 | 1.2524
|  | 512.1712 | 0.077638 | 511.61 | 0.11565 | 484.0941 | 0 | 512.1712 | 0.032575 | 511.61 | 0.080223 | 505.4512 | 0.010262 | 511.61 | 0.069674 | 484.445 | 1.0626 | 512.1712 | 0.072759 | 512.1712 | 0.97471 | 512.1712 | 3.4852 | 512.1712 | 4.2023 | 512.1712 | 0.0022484 | 512.1712 | 0.0092739 | 484.445 | 8.5134e-05 | 512.1712 | 0.014643 | 511.61 | 0.024435 | 730.7749 | 0.28338 | 511.61 | 0.013501 | 730.0547 | 0 | 730.7749 | 0.010731 | 507.8475 | 1.2681
|  | 512.3956 | 0.055807 | 511.8346 | 0.1115 | 484.2077 | 0.011559 | 512.3956 | 0.015269 | 511.8346 | 0.021607 | 505.6744 | 0.0025259 | 511.8346 | 0.036557 | 484.5612 | 1.053 | 512.3956 | 0.048908 | 512.3956 | 0.92392 | 512.3956 | 3.42 | 512.3956 | 4.2063 | 512.3956 | 0 | 512.3956 | 0 | 484.5612 | 0.00013344 | 512.3956 | 0 | 511.8346 | -0.0058874 | 730.9389 | 0.27381 | 511.8346 | -0.0092617 | 730.2188 | 0.00010725 | 730.9389 | 0.011102 | 508.0676 | 1.2969
|  | 512.6199 | 0.066225 | 512.0593 | 0.1091 | 484.3213 | 0 | 512.6199 | 0.029928 | 512.0593 | 0.085153 | 505.8976 | 0.012324 | 512.0593 | 0.071234 | 484.6773 | 1.0236 | 512.6199 | 0.081037 | 512.6199 | 0.91872 | 512.6199 | 3.3728 | 512.6199 | 4.2264 | 512.6199 | 0.0028996 | 512.6199 | 0.0092719 | 484.6773 | 0.00011168 | 512.6199 | 0.0098976 | 512.0593 | 0.012871 | 731.1029 | 0.29822 | 512.0593 | 0.00093481 | 730.3829 | 0 | 731.1029 | 0.010684 | 508.2877 | 1.313
|  | 512.8444 | 0.062621 | 512.2839 | 0.11481 | 484.4349 | 0.0079509 | 512.8444 | -0.0032455 | 512.2839 | 0.014702 | 506.1208 | 0.0011182 | 512.2839 | 0.035758 | 484.7935 | 1.0064 | 512.8443 | 0.051939 | 512.8443 | 0.92302 | 512.8443 | 3.306 | 512.8444 | 4.2214 | 512.8443 | 0 | 512.8443 | 0 | 484.7935 | 0.00016016 | 512.8444 | 0 | 512.2839 | -0.0016142 | 731.2669 | 0.28887 | 512.2839 | -0.0023899 | 730.547 | 0.00032174 | 731.2669 | 0.011056 | 508.5078 | 1.3214
|  | 513.0687 | 0.08167 | 512.5086 | 0.11061 | 484.5485 | 0 | 513.0687 | 0.047435 | 512.5086 | 0.072158 | 506.344 | 0.014729 | 512.5086 | 0.07187 | 484.9096 | 0.97501 | 513.0687 | 0.074697 | 513.0687 | 0.87628 | 513.0687 | 3.2601 | 513.0687 | 4.2391 | 513.0687 | 0.002652 | 513.0687 | 0.010347 | 484.9096 | 0.00016342 | 513.0687 | 0.013257 | 512.5086 | 0.01799 | 731.431 | 0.294 | 512.5086 | 0.0040887 | 730.7111 | 0 | 731.431 | 0.010498 | 508.7279 | 1.3391
|  | 513.2932 | 0.062266 | 512.7333 | 0.10526 | 484.6621 | 0.0082822 | 513.2932 | 0.018143 | 512.7333 | 0.021945 | 506.5672 | 0.001409 | 512.7333 | 0.033044 | 485.0258 | 0.96669 | 513.2932 | 0.047675 | 513.2932 | 0.89772 | 513.2932 | 3.2226 | 513.2932 | 4.283 | 513.2932 | 0 | 513.2932 | 0 | 485.0258 | 0.00020024 | 513.2931 | 0 | 512.7333 | -0.014275 | 731.595 | 0.29977 | 512.7333 | -0.0054005 | 730.8752 | 0.00010725 | 731.595 | 0.010684 | 508.9481 | 1.3554
|  | 513.5176 | 0.090839 | 512.958 | 0.116 | 484.7757 | 0 | 513.5176 | 0.037151 | 512.958 | 0.079689 | 506.7904 | 0.013674 | 512.958 | 0.069501 | 485.142 | 0.93543 | 513.5176 | 0.077131 | 513.5176 | 0.86086 | 513.5176 | 3.2044 | 513.5176 | 4.3362 | 513.5176 | 0.0031247 | 513.5176 | 0.011394 | 485.142 | 0.00016856 | 513.5176 | 0.010751 | 512.958 | 0.013337 | 731.7591 | 0.30285 | 512.958 | 0.0053436 | 731.0393 | 7.1499e-05 | 731.7591 | 0.010638 | 509.1682 | 1.3673
|  | 513.742 | 0.055397 | 513.1827 | 0.10369 | 484.8893 | 0.018055 | 513.742 | 0.01789 | 513.1827 | 0.044932 | 507.0137 | 0.0032102 | 513.1827 | 0.042523 | 485.2581 | 0.92295 | 513.742 | 0.041209 | 513.742 | 0.86515 | 513.742 | 3.1571 | 513.742 | 4.3635 | 513.742 | 0 | 513.742 | 0 | 485.2581 | 0.00012008 | 513.742 | 0 | 513.1827 | -0.015522 | 731.9231 | 0.30136 | 513.1827 | -0.0036428 | 731.2034 | 0.00010725 | 731.9231 | 0.011288 | 509.3884 | 1.3571
|  | 513.9665 | 0.07183 | 513.4074 | 0.11453 | 485.0029 | 0 | 513.9665 | 0.028729 | 513.4074 | 0.067142 | 507.237 | 0.015395 | 513.4074 | 0.072445 | 485.3743 | 0.88654 | 513.9665 | 0.073587 | 513.9665 | 0.83383 | 513.9665 | 3.1122 | 513.9665 | 4.3919 | 513.9665 | 0.0025937 | 513.9665 | 0.0072661 | 485.3743 | 9.0102e-05 | 513.9665 | 0.012251 | 513.4074 | 0.013058 | 732.0871 | 0.30771 | 513.4074 | 0.0053135 | 731.3675 | 0 | 732.0871 | 0.010916 | 509.6086 | 1.3826
|  | 514.1909 | 0.039235 | 513.6321 | 0.11056 | 485.1166 | 0.0097437 | 514.1909 | 0.019556 | 513.6321 | 0.03926 | 507.4602 | 0.00071449 | 513.6321 | 0.034872 | 485.4905 | 0.87656 | 514.1909 | 0.038894 | 514.1909 | 0.78363 | 514.1909 | 3.0806 | 514.1909 | 4.433 | 514.1909 | 0 | 514.1909 | 0 | 485.4905 | 9.3356e-05 | 514.1909 | 0 | 513.6321 | -0.016439 | 732.2512 | 0.30957 | 513.6321 | 0.00035859 | 731.5316 | 0.00032174 | 732.2512 | 0.011056 | 509.8288 | 1.3998
|  | 514.4154 | 0.064217 | 513.8569 | 0.11297 | 485.2302 | 0 | 514.4154 | 0.046053 | 513.8569 | 0.072238 | 507.6835 | 0.011004 | 513.8569 | 0.072657 | 485.6067 | 0.83798 | 514.4154 | 0.073849 | 514.4154 | 0.78885 | 514.4154 | 3.0263 | 514.4154 | 4.4331 | 514.4154 | 0.004001 | 514.4154 | 0.019067 | 485.6067 | 0.00012179 | 514.4154 | 0.006749 | 513.8569 | 0.0085345 | 732.4153 | 0.31656 | 513.8569 | 0.0085342 | 731.6957 | 7.1499e-05 | 732.4153 | 0.010312 | 510.0489 | 1.4034
|  | 514.6399 | 0.0512 | 514.0816 | 0.1058 | 485.3438 | 0.014616 | 514.6399 | 0.03157 | 514.0816 | 0.036523 | 507.9068 | 0.0049962 | 514.0816 | 0.036433 | 485.7228 | 0.83532 | 514.6399 | 0.048344 | 514.6399 | 0.7575 | 514.6399 | 2.972 | 514.6399 | 4.4379 | 514.6399 | 0 | 514.6399 | 0 | 485.7228 | 0.0001468 | 514.6399 | 0 | 514.0816 | 0.0022617 | 732.5793 | 0.32609 | 514.0816 | 0.0034676 | 731.8599 | 0 | 732.5793 | 0.010963 | 510.2691 | 1.4231
|  | 514.8644 | 0.060611 | 514.3064 | 0.096588 | 485.4574 | 0 | 514.8644 | 0.023083 | 514.3064 | 0.048534 | 508.1301 | 0.014298 | 514.3064 | 0.070328 | 485.839 | 0.80838 | 514.8644 | 0.075644 | 514.8644 | 0.75705 | 514.8644 | 2.943 | 514.8644 | 4.4653 | 514.8644 | 0.005664 | 514.8644 | 0.0062774 | 485.839 | 0.00016187 | 514.8644 | 0.016495 | 514.3064 | 0.010285 | 732.7434 | 0.31819 | 514.3064 | 0.0077384 | 732.024 | 7.1499e-05 | 732.7434 | 0.010498 | 510.4894 | 1.4413
|  | 515.0889 | 0.054756 | 514.5312 | 0.10343 | 485.5711 | 0.0014908 | 515.0889 | 0.013216 | 514.5312 | 0.02663 | 508.3534 | 0.0019536 | 514.5312 | 0.034156 | 485.9552 | 0.82268 | 515.0889 | 0.045231 | 515.0889 | 0.7471 | 515.0889 | 2.8751 | 515.0889 | 4.4561 | 515.0889 | 0 | 515.0889 | 0 | 485.9552 | 0.00015006 | 515.0889 | 0 | 514.5312 | -0.010097 | 732.9075 | 0.324 | 514.5312 | -0.014417 | 732.1881 | 0 | 732.9075 | 0.011149 | 510.7096 | 1.4416
|  | 515.3135 | 0.087474 | 514.756 | 0.11046 | 485.6847 | 0 | 515.3135 | 0.03077 | 514.756 | 0.059731 | 508.5768 | 0.0075246 | 514.756 | 0.067432 | 486.0714 | 0.7964 | 515.3135 | 0.074614 | 515.3135 | 0.75039 | 515.3135 | 2.8619 | 515.3135 | 4.51 | 515.3135 | 0.0040529 | 515.3135 | 0.012243 | 486.0714 | 0.00013687 | 515.3135 | 0.0096343 | 514.756 | 0.013017 | 733.0715 | 0.33821 | 514.756 | 0.0041592 | 732.3523 | 0 | 733.0715 | 0.010823 | 510.9298 | 1.4554
|  | 515.538 | 0.06021 | 514.9808 | 0.10247 | 485.7983 | 0.013565 | 515.538 | 0.0002635 | 514.9808 | 0.013159 | 508.8001 | 0.0032327 | 514.9808 | 0.033511 | 486.1876 | 0.79823 | 515.538 | 0.038455 | 515.538 | 0.71823 | 515.538 | 2.8084 | 515.538 | 4.5115 | 515.538 | 0 | 515.538 | 0 | 486.1876 | 0.00015674 | 515.538 | 0 | 514.9808 | -0.0040465 | 733.2356 | 0.33789 | 514.9808 | -0.0064444 | 732.5164 | 0.00032174 | 733.2356 | 0.011613 | 511.1501 | 1.4418
|  | 515.7626 | 0.064653 | 515.2056 | 0.10544 | 485.912 | 0 | 515.7626 | 0.031966 | 515.2056 | 0.072919 | 509.0234 | 0.0081368 | 515.2056 | 0.066328 | 486.3038 | 0.7678 | 515.7625 | 0.069534 | 515.7625 | 0.72087 | 515.7625 | 2.7882 | 515.7626 | 4.5447 | 515.7625 | 0.0026788 | 515.7625 | 0.01652 | 486.3038 | 0.00012505 | 515.7626 | 0.01405 | 515.2056 | 0.018642 | 733.3997 | 0.33612 | 515.2056 | 0.0093304 | 732.6806 | 0 | 733.3997 | 0.011009 | 511.3703 | 1.4566
|  | 515.9871 | 0.051402 | 515.4304 | 0.10515 | 486.0256 | 0.013756 | 515.9871 | -0.016937 | 515.4304 | -0.0046213 | 509.2468 | 0.0041101 | 515.4304 | 0.033933 | 486.42 | 0.7653 | 515.9871 | 0.036863 | 515.9871 | 0.70382 | 515.9871 | 2.7206 | 515.9871 | 4.5182 | 515.9871 | 0 | 515.9871 | 0 | 486.42 | 0.00014183 | 515.9871 | 0 | 515.4304 | -0.0075939 | 733.5638 | 0.33766 | 515.4304 | -0.0012761 | 732.8448 | 0 | 733.5638 | 0.011474 | 511.5906 | 1.4891
|  | 516.2117 | 0.086872 | 515.6553 | 0.11002 | 486.1393 | 0 | 516.2117 | 0.030899 | 515.6553 | 0.058261 | 509.4702 | 0.0095503 | 515.6553 | 0.071417 | 486.5362 | 0.7505 | 516.2117 | 0.067654 | 516.2117 | 0.68104 | 516.2117 | 2.6911 | 516.2117 | 4.5371 | 516.2117 | 0.0047206 | 516.2117 | 0.019101 | 486.5362 | 0.00014337 | 516.2117 | 0.011541 | 515.6553 | 0.011564 | 733.7279 | 0.35169 | 515.6553 | 0.0064078 | 733.0089 | 0 | 733.7279 | 0.010684 | 511.8109 | 1.4989
|  | 516.4363 | 0.057145 | 515.8801 | 0.10052 | 486.2529 | 0.0034785 | 516.4363 | 0.0176 | 515.8801 | 0.037588 | 509.6935 | 0.0047392 | 515.8801 | 0.035274 | 486.6524 | 0.75433 | 516.4363 | 0.039588 | 516.4363 | 0.66779 | 516.4363 | 2.6509 | 516.4363 | 4.5508 | 516.4363 | 0 | 516.4363 | 0 | 486.6524 | 0.00019853 | 516.4363 | 0 | 515.8801 | -0.0061706 | 733.892 | 0.35114 | 515.8801 | -0.0049938 | 733.1731 | 0.00032174 | 733.892 | 0.011567 | 512.0312 | 1.5201
|  | 516.6609 | 0.065531 | 516.105 | 0.1148 | 486.3666 | 0 | 516.6609 | 0.033445 | 516.105 | 0.073574 | 509.9169 | 0.015941 | 516.105 | 0.071317 | 486.7687 | 0.75599 | 516.6609 | 0.066714 | 516.6609 | 0.65026 | 516.6609 | 2.6314 | 516.6609 | 4.5874 | 516.6609 | 0.0038898 | 516.6609 | 0.016024 | 486.7687 | 0.00020675 | 516.6609 | 0.012393 | 516.105 | 0.02586 | 734.0561 | 0.35378 | 516.105 | 0.0077647 | 733.3373 | 0 | 734.0561 | 0.011009 | 512.2515 | 1.5142
|  | 516.8855 | 0.05796 | 516.3299 | 0.084161 | 486.4802 | 0.014616 | 516.8855 | 0.0025318 | 516.3299 | 0.02051 | 510.1403 | 0.0046286 | 516.3299 | 0.030989 | 486.8849 | 0.76364 | 516.8855 | 0.043197 | 516.8855 | 0.62824 | 516.8855 | 2.6252 | 516.8855 | 4.651 | 516.8855 | 0 | 516.8855 | 0.0022401 | 486.8849 | 0.00021515 | 516.8855 | 0 | 516.3299 | -2.6824e-05 | 734.2202 | 0.34955 | 516.3299 | -3.6955e-05 | 733.5015 | 0.00010725 | 734.2202 | 0.011938 | 512.4718 | 1.5357
|  | 517.1101 | 0.064525 | 516.5548 | 0.10849 | 486.5939 | 0 | 517.1101 | 0.038085 | 516.5548 | 0.077947 | 510.3637 | 0.013336 | 516.5548 | 0.07061 | 487.0011 | 0.77561 | 517.1101 | 0.072041 | 517.1101 | 0.65132 | 517.1101 | 2.5996 | 517.1101 | 4.6805 | 517.1101 | 0.0018408 | 517.1101 | 0.012555 | 487.0011 | 0.00016684 | 517.1101 | 0.0076954 | 516.5548 | 0.014541 | 734.3843 | 0.36907 | 516.5548 | 0.0022659 | 733.6656 | 7.1499e-05 | 734.3843 | 0.011242 | 512.6921 | 1.5616
|  | 517.3348 | 0.03197 | 516.7797 | 0.090764 | 486.7075 | 0.013278 | 517.3348 | 0.001564 | 516.7797 | 0.013082 | 510.5872 | 0.0018573 | 516.7797 | 0.031061 | 487.1174 | 0.78094 | 517.3348 | 0.042367 | 517.3348 | 0.62029 | 517.3348 | 2.5615 | 517.3348 | 4.6833 | 517.3348 | 0 | 517.3348 | 0 | 487.1174 | 0.00014012 | 517.3348 | 0 | 516.7797 | -0.0018344 | 734.5485 | 0.35913 | 516.7797 | -0.0097876 | 733.8298 | 0.00010725 | 734.5485 | 0.011752 | 512.9124 | 1.5657
|  | 517.5594 | 0.051302 | 517.0046 | 0.11579 | 486.8212 | 0 | 517.5594 | 0.018073 | 517.0046 | 0.080728 | 510.8106 | 0.012401 | 517.0046 | 0.076185 | 487.2336 | 0.7831 | 517.5594 | 0.068084 | 517.5594 | 0.60663 | 517.5594 | 2.5318 | 517.5594 | 4.6905 | 517.5594 | 0.0041187 | 517.5594 | 0.018492 | 487.2336 | 8.6676e-05 | 517.5594 | 0.011338 | 517.0046 | 0.021788 | 734.7126 | 0.37193 | 517.0046 | 0.014011 | 733.994 | 0 | 734.7126 | 0.011149 | 513.1328 | 1.5694
|  | 517.7841 | 0.044844 | 517.2296 | 0.10588 | 486.9348 | 0.010603 | 517.7841 | 0.013016 | 517.2296 | 0.014452 | 511.0341 | 0.0013796 | 517.2296 | 0.032237 | 487.3498 | 0.75799 | 517.7841 | 0.033953 | 517.7841 | 0.59402 | 517.7841 | 2.4885 | 517.7841 | 4.6879 | 517.7841 | 0 | 517.7841 | 0 | 487.3498 | 8.1708e-05 | 517.7841 | 0 | 517.2296 | -0.0082734 | 734.8767 | 0.36399 | 517.2296 | -0.0014481 | 734.1582 | 0.00010725 | 734.8767 | 0.011567 | 513.3532 | 1.5773
|  | 518.0088 | 0.074995 | 517.4545 | 0.10615 | 487.0485 | 0 | 518.0088 | 0.037765 | 517.4545 | 0.074106 | 511.2575 | 0.012183 | 517.4545 | 0.074664 | 487.4661 | 0.73504 | 518.0088 | 0.063626 | 518.0088 | 0.59998 | 518.0088 | 2.4575 | 518.0088 | 4.7038 | 518.0088 | 0.0029686 | 518.0088 | 0.015181 | 487.4661 | 8.8389e-05 | 518.0088 | 0.010693 | 517.4545 | 0.013722 | 735.0409 | 0.37361 | 517.4545 | -0.0030988 | 734.3224 | 7.1499e-05 | 735.0409 | 0.010963 | 513.5735 | 1.573
|  | 518.2335 | 0.053957 | 517.6795 | 0.091171 | 487.1622 | 0.010794 | 518.2335 | 0.017829 | 517.6795 | -0.0012834 | 511.481 | 0.0052917 | 517.6795 | 0.031387 | 487.5823 | 0.69729 | 518.2335 | 0.03281 | 518.2335 | 0.56579 | 518.2335 | 2.3986 | 518.2335 | 4.6711 | 518.2335 | 0 | 518.2335 | 0 | 487.5823 | 0.00012676 | 518.2335 | 0 | 517.6795 | -0.014193 | 735.205 | 0.36748 | 517.6795 | -0.0040708 | 734.4866 | 0 | 735.205 | 0.011613 | 513.7939 | 1.5984
|  | 518.4581 | 0.068464 | 517.9045 | 0.10124 | 487.2758 | 0 | 518.4581 | 0.031706 | 517.9045 | 0.061459 | 511.7045 | 0.015045 | 517.9045 | 0.069289 | 487.6986 | 0.66769 | 518.4582 | 0.060318 | 518.4582 | 0.56728 | 518.4582 | 2.3721 | 518.4581 | 4.6782 | 518.4582 | 0.0039951 | 518.4582 | 0.0086199 | 487.6986 | 0.00013687 | 518.4581 | 0.010545 | 517.9045 | 0.010408 | 735.3692 | 0.37706 | 517.9045 | 0.0075062 | 734.6509 | 0 | 735.3692 | 0.010963 | 514.0143 | 1.6206
|  | 518.6829 | 0.044873 | 518.1295 | 0.098913 | 487.3895 | 0.012896 | 518.6829 | 0.00033443 | 518.1295 | 0.015596 | 511.9279 | 0.0031418 | 518.1295 | 0.033656 | 487.8148 | 0.63676 | 518.6829 | 0.038685 | 518.6829 | 0.54149 | 518.6829 | 2.3268 | 518.6829 | 4.654 | 518.6829 | 0 | 518.6829 | 0 | 487.8148 | 0.00016342 | 518.6829 | 0 | 518.1295 | -0.014455 | 735.5333 | 0.37524 | 518.1295 | -0.005843 | 734.8151 | 0 | 735.5333 | 0.011799 | 514.2347 | 1.6159
|  | 518.9076 | 0.050195 | 518.3545 | 0.10908 | 487.5032 | 0 | 518.9076 | 0.042484 | 518.3545 | 0.069539 | 512.1514 | 0.0146 | 518.3545 | 0.073957 | 487.9311 | 0.60732 | 518.9076 | 0.068012 | 518.9076 | 0.56297 | 518.9076 | 2.3295 | 518.9076 | 4.7071 | 518.9076 | 0.0048523 | 518.9076 | 0.0092714 | 487.9311 | 0.00013018 | 518.9076 | 0.013625 | 518.3545 | 0.013313 | 735.6975 | 0.3737 | 518.3545 | 0.0059342 | 734.9793 | 7.1499e-05 | 735.6975 | 0.011009 | 514.4551 | 1.6424
|  | 519.1323 | 0.046741 | 518.5795 | 0.10132 | 487.6169 | 0.01089 | 519.1323 | 0.019677 | 518.5795 | 0.016659 | 512.375 | 0.0012336 | 518.5795 | 0.035816 | 488.0474 | 0.60483 | 519.1323 | 0.03531 | 519.1323 | 0.53674 | 519.1323 | 2.2864 | 519.1323 | 4.6869 | 519.1323 | 0 | 519.1323 | 0 | 488.0474 | 0.0001701 | 519.1323 | 0 | 518.5795 | -0.015019 | 735.8616 | 0.38827 | 518.5795 | -0.006047 | 735.1435 | 0.00010725 | 735.8616 | 0.011892 | 514.6755 | 1.6507
|  | 519.3571 | 0.072952 | 518.8045 | 0.10936 | 487.7306 | 0 | 519.3571 | 0.044138 | 518.8045 | 0.07145 | 512.5985 | 0.0087621 | 518.8045 | 0.069581 | 488.1636 | 0.58404 | 519.3571 | 0.060649 | 519.3571 | 0.54075 | 519.3571 | 2.2723 | 519.3571 | 4.7226 | 519.3571 | 0.0027514 | 519.3571 | 0.0082104 | 488.1636 | 0.00015519 | 519.3571 | 0.012653 | 518.8045 | 0.01619 | 736.0258 | 0.39076 | 518.8045 | -0.0059492 | 735.3078 | 0 | 736.0258 | 0.011242 | 514.8959 | 1.6577
|  | 519.5818 | 0.060161 | 519.0295 | 0.09581 | 487.8442 | 0.0099348 | 519.5818 | 0.0099891 | 519.0295 | 0.034064 | 512.822 | 0.0057585 | 519.0295 | 0.029484 | 488.2799 | 0.60449 | 519.5819 | 0.025411 | 519.5819 | 0.50683 | 519.5819 | 2.2587 | 519.5818 | 4.7683 | 519.5819 | 0 | 519.5819 | 0 | 488.2799 | 0.00018688 | 519.5819 | 0 | 519.0295 | -0.014206 | 736.19 | 0.39671 | 519.0295 | -0.0053037 | 735.472 | 0.00053624 | 736.19 | 0.011474 | 515.1164 | 1.68
|  | 519.8066 | 0.078872 | 519.2546 | 0.10814 | 487.9579 | 0 | 519.8066 | 0.048267 | 519.2546 | 0.093892 | 513.0456 | 0.015566 | 519.2546 | 0.067825 | 488.3962 | 0.56974 | 519.8066 | 0.054274 | 519.8066 | 0.53189 | 519.8066 | 2.2563 | 519.8066 | 4.7923 | 519.8066 | 0.0012722 | 519.8066 | 0.010619 | 488.3962 | 0.00014851 | 519.8066 | 0.013243 | 519.2546 | 0.013999 | 736.3542 | 0.40538 | 519.2546 | 0.0090624 | 735.6363 | 0 | 736.3542 | 0.010777 | 515.3369 | 1.683
|  | 520.0314 | 0.061542 | 519.4797 | 0.10197 | 488.0716 | 0.012418 | 520.0314 | 0.0067473 | 519.4797 | 0.019156 | 513.2691 | 0.00011446 | 519.4797 | 0.033018 | 488.5125 | 0.57922 | 520.0314 | 0.026434 | 520.0314 | 0.48043 | 520.0314 | 2.2138 | 520.0314 | 4.7671 | 520.0314 | 0 | 520.0314 | 0 | 488.5125 | 0.00013841 | 520.0314 | 0 | 519.4797 | -0.015156 | 736.5184 | 0.40987 | 519.4797 | -0.0086201 | 735.8005 | 0.00032174 | 736.5184 | 0.011195 | 515.5573 | 1.6931
|  | 520.2562 | 0.051565 | 519.7047 | 0.10518 | 488.1853 | 0 | 520.2562 | 0.020349 | 519.7047 | 0.06166 | 513.4927 | 0.011048 | 519.7047 | 0.071479 | 488.6287 | 0.50787 | 520.2562 | 0.062159 | 520.2562 | 0.49113 | 520.2562 | 2.1846 | 520.2562 | 4.7626 | 520.2562 | 0 | 520.2562 | 0.017538 | 488.6287 | 0.00012179 | 520.2562 | 0.0084798 | 519.7047 | 0.011901 | 736.6825 | 0.40252 | 519.7047 | -0.0021031 | 735.9648 | 0 | 736.6825 | 0.011102 | 515.7778 | 1.7288
|  | 520.4811 | 0.042835 | 519.9298 | 0.092337 | 488.299 | 0.0039755 | 520.4811 | 0.00032678 | 519.9298 | 0.021264 | 513.7163 | 0.0069187 | 519.9298 | 0.031054 | 488.745 | 0.5122 | 520.481 | 0.022692 | 520.481 | 0.49198 | 520.481 | 2.1295 | 520.4811 | 4.7249 | 520.481 | 0 | 520.481 | 0 | 488.745 | 0.00012179 | 520.4811 | 0 | 519.9298 | -0.0048553 | 736.8467 | 0.40315 | 519.9298 | -0.0038294 | 736.129 | 0.00032174 | 736.8467 | 0.011706 | 515.9982 | 1.7237
|  | 520.7059 | 0.056638 | 520.1549 | 0.10832 | 488.4127 | 0 | 520.7059 | 0.040051 | 520.1549 | 0.056246 | 513.9399 | 0.012078 | 520.1549 | 0.075381 | 488.8613 | 0.45233 | 520.7059 | 0.065942 | 520.7059 | 0.48287 | 520.7059 | 2.1285 | 520.7059 | 4.7641 | 520.7059 | 0.0062286 | 520.7059 | 0.01833 | 488.8613 | 9.5069e-05 | 520.7059 | 0.016309 | 520.1549 | 0.021992 | 737.0109 | 0.41613 | 520.1549 | 0.0048862 | 736.2933 | 0.00028599 | 737.0109 | 0.011102 | 516.2188 | 1.7343
|  | 520.9307 | 0.03934 | 520.3801 | 0.10823 | 488.5264 | 0.016431 | 520.9307 | 0.021946 | 520.3801 | 0.023526 | 514.1635 | 0.00033294 | 520.3801 | 0.036505 | 488.9776 | 0.46963 | 520.9307 | 0.030314 | 520.9307 | 0.46276 | 520.9307 | 2.1148 | 520.9307 | 4.8025 | 520.9307 | 0 | 520.9307 | 0 | 488.9776 | 6.3379e-05 | 520.9307 | 0 | 520.38 | -0.0080199 | 737.1751 | 0.42035 | 520.3801 | 0.0032328 | 736.4575 | 0.00010725 | 737.1751 | 0.011752 | 516.4393 | 1.7611
|  | 521.1556 | 0.074942 | 520.6052 | 0.10398 | 488.6401 | 0 | 521.1556 | 0.037385 | 520.6052 | 0.07187 | 514.3871 | 0.010644 | 520.6052 | 0.072105 | 489.0939 | 0.41525 | 521.1556 | 0.051535 | 521.1556 | 0.47858 | 521.1556 | 2.0967 | 521.1556 | 4.7919 | 521.1556 | 0.0028468 | 521.1556 | 0.013359 | 489.0939 | 7.5028e-05 | 521.1556 | 0.0066958 | 520.6052 | -0.00039177 | 737.3393 | 0.41799 | 520.6052 | 0.0051903 | 736.6218 | 0 | 737.3393 | 0.011056 | 516.6598 | 1.7541
|  | 521.3804 | 0.055586 | 520.8303 | 0.092385 | 488.7538 | 0.017768 | 521.3804 | 0.011822 | 520.8303 | 0.0064763 | 514.6107 | 0.0036265 | 520.8303 | 0.029782 | 489.2102 | 0.4076 | 521.3804 | 0.022006 | 521.3804 | 0.44104 | 521.3804 | 2.0454 | 521.3804 | 4.7668 | 521.3804 | 0 | 521.3804 | 0 | 489.2102 | 0.00017181 | 521.3804 | 0 | 520.8303 | -0.012934 | 737.5036 | 0.41786 | 520.8303 | -0.0025002 | 736.7861 | 0.00032174 | 737.5036 | 0.011985 | 516.8803 | 1.7645
|  | 521.6053 | 0.083612 | 521.0555 | 0.10661 | 488.8675 | 0 | 521.6053 | 0.020874 | 521.0555 | 0.085811 | 514.8344 | 0.013424 | 521.0555 | 0.076304 | 489.3265 | 0.37001 | 521.6053 | 0.066088 | 521.6053 | 0.44364 | 521.6053 | 2.0373 | 521.6053 | 4.7761 | 521.6053 | 0.003763 | 521.6053 | 0.011562 | 489.3265 | 0.00018843 | 521.6053 | 0.014234 | 521.0555 | 0.017105 | 737.6678 | 0.43043 | 521.0555 | 0.0093425 | 736.9504 | 7.1499e-05 | 737.6678 | 0.011288 | 517.1008 | 1.7759
|  | 521.8302 | 0.053552 | 521.2807 | 0.095374 | 488.9812 | 0.014902 | 521.8302 | 0.016927 | 521.2807 | 0.017432 | 515.058 | 0.00040143 | 521.2807 | 0.030232 | 489.4428 | 0.37899 | 521.8302 | 0.039247 | 521.8302 | 0.40676 | 521.8302 | 2.0148 | 521.8302 | 4.7994 | 521.8302 | 0 | 521.8302 | 0 | 489.4428 | 0.00017352 | 521.8302 | 0 | 521.2807 | -0.0018022 | 737.832 | 0.43551 | 521.2807 | -0.0036345 | 737.1147 | 0.00010725 | 737.832 | 0.01166 | 517.3214 | 1.7829
|  | 522.0551 | 0.069564 | 521.5058 | 0.10542 | 489.095 | 0 | 522.0551 | 0.018176 | 521.5058 | 0.060004 | 515.2816 | 0.012728 | 521.5058 | 0.076246 | 489.5591 | 0.378 | 522.0551 | 0.065604 | 522.0551 | 0.45356 | 522.0551 | 2.0228 | 522.0551 | 4.8356 | 522.0551 | 0.0037998 | 522.0551 | 0.016759 | 489.5591 | 0.0001235 | 522.0551 | 0.010358 | 521.5058 | 0.01964 | 737.9962 | 0.44046 | 521.5058 | 0.0064882 | 737.279 | 7.1499e-05 | 737.9962 | 0.011102 | 517.5419 | 1.8097
|  | 522.28 | 0.049431 | 521.731 | 0.097744 | 489.2087 | 0.011463 | 522.28 | 0.016002 | 521.731 | 0.019111 | 515.5053 | 0.0002951 | 521.731 | 0.027287 | 489.6755 | 0.39213 | 522.28 | 0.02304 | 522.28 | 0.42354 | 522.28 | 1.9642 | 522.28 | 4.7783 | 522.28 | 0 | 522.28 | 0 | 489.6755 | 8.5134e-05 | 522.28 | 0 | 521.731 | -0.0083829 | 738.1605 | 0.45108 | 521.731 | -0.013474 | 737.4433 | 0.00032174 | 738.1605 | 0.011195 | 517.7625 | 1.7955
|  | 522.5049 | 0.040749 | 521.9562 | 0.087185 | 489.3224 | 0 | 522.5049 | 0.027572 | 521.9562 | 0.0062948 | 515.729 | 0.00048961 | 521.9562 | 0.03228 | 489.7918 | 0.40494 | 522.505 | 0.015423 | 522.505 | 0.40872 | 522.505 | 1.8899 | 522.5049 | 4.7031 | 522.505 | 0 | 522.505 | 0 | 489.7918 | 0.00023348 | 522.5049 | 0 | 521.9562 | -0.014361 | 738.3247 | 0.4573 | 521.9562 | -0.0051808 | 737.6076 | 0 | 738.3247 | 0.011149 | 517.9831 | 1.8424
|  | 522.7299 | 0.06605 | 522.1815 | 0.1048 | 489.4361 | 0.0057976 | 522.7299 | 0.027972 | 522.1815 | 0.078183 | 515.9527 | 0.012476 | 522.1815 | 0.067993 | 489.9081 | 0.41957 | 522.7299 | 0.051076 | 522.7299 | 0.39921 | 522.7299 | 1.8734 | 522.7299 | 4.6799 | 522.7299 | 0.0057276 | 522.7299 | 0.016697 | 489.9081 | 0.00017352 | 522.7299 | 0.012272 | 522.1815 | 0.011852 | 738.489 | 0.46542 | 522.1815 | -5.8703e-05 | 737.7719 | 0.0007506 | 738.489 | 0.011102 | 518.2037 | 1.8554
|  | 522.9548 | 0.044908 | 522.4067 | 0.098366 | 489.5499 | 0 | 522.9548 | -0.0029967 | 522.4067 | 0.0099094 | 516.1764 | -0.0010252 | 522.4067 | 0.024771 | 490.0245 | 0.41491 | 522.9548 | 0.032572 | 522.9548 | 0.40716 | 522.9548 | 1.8367 | 522.9548 | 4.6554 | 522.9548 | 0 | 522.9548 | 0.00044066 | 490.0245 | 0.00039706 | 522.9548 | 0 | 522.4067 | -0.018335 | 738.6532 | 0.46338 | 522.4067 | -0.0056392 | 737.9362 | 0 | 738.6532 | 0.011752 | 518.4243 | 1.8496
|  | 523.1798 | 0.070347 | 522.6319 | 0.10293 | 489.6636 | 0.020347 | 523.1798 | 0.028297 | 522.6319 | 0.085335 | 516.4001 | 0.015379 | 522.6319 | 0.070108 | 490.1408 | 0.41708 | 523.1798 | 0.053851 | 523.1798 | 0.3928 | 523.1798 | 1.8112 | 523.1798 | 4.6133 | 523.1798 | 0.0052179 | 523.1798 | 0.01211 | 490.1408 | 0.00022354 | 523.1798 | 0.010612 | 522.6319 | 0.019114 | 738.8175 | 0.46134 | 522.6319 | 0.0064777 | 738.1005 | 0.0007506 | 738.8175 | 0.011288 | 518.6449 | 1.8771
|  | 523.4048 | 0.060476 | 522.8572 | 0.096431 | 489.7773 | 0 | 523.4048 | 0.015185 | 522.8572 | 0.022527 | 516.6238 | 0.001757 | 522.8572 | 0.030349 | 490.2571 | 0.39995 | 523.4048 | 0.024734 | 523.4048 | 0.36419 | 523.4048 | 1.7786 | 523.4048 | 4.5884 | 523.4048 | 0 | 523.4048 | 0.00046413 | 490.2571 | 0.00044708 | 523.4048 | 0 | 522.8572 | -0.018616 | 738.9817 | 0.48267 | 522.8572 | -0.0074832 | 738.2648 | 0 | 738.9817 | 0.011892 | 518.8655 | 1.867
|  | 523.6298 | 0.098943 | 523.0825 | 0.088252 | 489.8911 | 0.0038098 | 523.6298 | 0.019996 | 523.0825 | 0.033917 | 516.8475 | 0.014269 | 523.0825 | 0.06359 | 490.3735 | 0.41175 | 523.6298 | 0.042268 | 523.6298 | 0.39274 | 523.6298 | 1.7491 | 523.6298 | 4.5478 | 523.6298 | 0.0030135 | 523.6298 | 0.019204 | 490.3735 | 0.0002369 | 523.6298 | 0.011838 | 523.0825 | 0.0007949 | 739.146 | 0.48344 | 523.0825 | -0.010887 | 738.4292 | 0.0009651 | 739.146 | 0.011242 | 519.0862 | 1.8917
|  | 523.8548 | 0.057662 | 523.3077 | 0.10034 | 490.0048 | 0 | 523.8548 | -0.0092302 | 523.3077 | 0.002782 | 517.0713 | 0.003029 | 523.3077 | 0.023223 | 490.4898 | 0.38415 | 523.8548 | 0.011585 | 523.8548 | 0.35233 | 523.8548 | 1.7266 | 523.8548 | 4.5438 | 523.8548 | 0 | 523.8548 | 0.00036459 | 490.4898 | 0.00045034 | 523.8548 | 0 | 523.3077 | -0.0066173 | 739.3102 | 0.4937 | 523.3077 | -0.0058979 | 738.5935 | 0 | 739.3102 | 0.012078 | 519.3068 | 1.901
|  | 524.0798 | 0.073691 | 523.533 | 0.099785 | 490.1186 | 0.0071227 | 524.0798 | 0.032493 | 523.533 | 0.063327 | 517.295 | 0.014664 | 523.533 | 0.068415 | 490.6062 | 0.39995 | 524.0798 | 0.063817 | 524.0798 | 0.3608 | 524.0798 | 1.7045 | 524.0798 | 4.5025 | 524.0798 | 0.0054575 | 524.0798 | 0.022208 | 490.6062 | 0.0002268 | 524.0798 | 0.013827 | 523.533 | 0.015648 | 739.4745 | 0.49111 | 523.533 | -0.0062544 | 738.7578 | 0.0007506 | 739.4745 | 0.011567 | 519.5275 | 1.914
|  | 524.3048 | 0.067428 | 523.7584 | 0.094449 | 490.2323 | 0 | 524.3048 | 0.013025 | 523.7584 | 0.02609 | 517.5188 | 0.0050262 | 523.7584 | 0.029462 | 490.7225 | 0.37567 | 524.3048 | 0.018122 | 524.3048 | 0.3359 | 524.3048 | 1.6579 | 524.3048 | 4.4595 | 524.3048 | 0 | 524.3048 | 0 | 490.7225 | 0.00041693 | 524.3048 | 0 | 523.7583 | -0.0081194 | 739.6388 | 0.50863 | 523.7584 | -0.0081389 | 738.9222 | 0 | 739.6388 | 0.011985 | 519.7481 | 1.9054
|  | 524.5298 | 0.064907 | 523.9837 | 0.089083 | 490.346 | 0.0043067 | 524.5298 | 0.03821 | 523.9837 | 0.067348 | 517.7426 | 0.017743 | 523.9837 | 0.070787 | 490.8389 | 0.39429 | 524.5299 | 0.056583 | 524.5299 | 0.33726 | 524.5299 | 1.6481 | 524.5298 | 4.433 | 524.5299 | 0.005294 | 524.5299 | 0.011588 | 490.8389 | 0.0002035 | 524.5299 | 0.015744 | 523.9837 | 0.012634 | 739.8031 | 0.49696 | 523.9837 | 0.0052955 | 739.0865 | 0.00053624 | 739.8031 | 0.011149 | 519.9688 | 1.9085
|  | 524.7549 | 0.040689 | 524.209 | 0.092466 | 490.4598 | 0 | 524.7549 | 0.020083 | 524.209 | 0.016526 | 517.9664 | 0.0011374 | 524.209 | 0.023627 | 490.9552 | 0.37534 | 524.7549 | 0.0056168 | 524.7549 | 0.32754 | 524.7549 | 1.6154 | 524.7549 | 4.407 | 524.7549 | 0 | 524.7549 | 0 | 490.9552 | 0.00042036 | 524.7549 | 0 | 524.209 | -0.012406 | 739.9674 | 0.51117 | 524.209 | -0.017065 | 739.2509 | 0 | 739.9674 | 0.011567 | 520.1895 | 1.9148
|  | 524.98 | 0.073636 | 524.4344 | 0.10673 | 490.5736 | 0.015762 | 524.98 | 0.019808 | 524.4344 | 0.046003 | 518.1902 | 0.0099576 | 524.4344 | 0.070069 | 491.0716 | 0.3913 | 524.98 | 0.056581 | 524.98 | 0.32784 | 524.98 | 1.5945 | 524.98 | 4.3773 | 524.98 | 0.0064123 | 524.98 | 0.016036 | 491.0716 | 0.00021686 | 524.98 | 0.0090937 | 524.4344 | 0.017688 | 740.1317 | 0.51181 | 524.4344 | -0.0010321 | 739.4152 | 0.0007506 | 740.1317 | 0.010916 | 520.4102 | 1.9215
|  | 525.2051 | 0.044053 | 524.6597 | 0.093043 | 490.6873 | 0 | 525.2051 | -0.010205 | 524.6597 | 0.039106 | 518.414 | 0.0024303 | 524.6597 | 0.02996 | 491.188 | 0.37916 | 525.2051 | 0.01666 | 525.2051 | 0.30841 | 525.2051 | 1.5632 | 525.2051 | 4.3426 | 525.2051 | 0 | 525.2051 | 0 | 491.188 | 0.00038867 | 525.2051 | 0 | 524.6597 | -0.0034605 | 740.296 | 0.53105 | 524.6597 | 0.0061041 | 739.5796 | 0 | 740.296 | 0.011752 | 520.6309 | 1.928
|  | 525.4301 | 0.07874 | 524.8851 | 0.096931 | 490.8011 | 0.013947 | 525.4301 | 0.016848 | 524.8851 | 0.07758 | 518.6378 | 0.015165 | 524.8851 | 0.064592 | 491.3043 | 0.38747 | 525.4301 | 0.050991 | 525.4301 | 0.29803 | 525.4301 | 1.5252 | 525.4301 | 4.2479 | 525.4301 | 0.0042959 | 525.4301 | 0.013676 | 491.3043 | 0.00017181 | 525.4301 | 0.0074745 | 524.8851 | 0.0035337 | 740.4603 | 0.52288 | 524.8851 | -0.0014887 | 739.744 | 0.00053624 | 740.4603 | 0.011288 | 520.8516 | 1.9382
|  | 525.6552 | 0.052688 | 525.1105 | 0.086739 | 490.9148 | 0 | 525.6552 | 0.010651 | 525.1105 | 0.00075876 | 518.8616 | 0.006741 | 525.1105 | 0.023726 | 491.4207 | 0.38282 | 525.6552 | 0.011493 | 525.6552 | 0.29453 | 525.6552 | 1.4919 | 525.6552 | 4.1994 | 525.6552 | 0 | 525.6552 | 0 | 491.4207 | 0.00035527 | 525.6552 | 0 | 525.1105 | -0.013597 | 740.6246 | 0.54203 | 525.1105 | -0.010668 | 739.9083 | 0 | 740.6246 | 0.012171 | 521.0723 | 1.938
|  | 525.8804 | 0.06845 | 525.3359 | 0.096116 | 491.0286 | 0.015284 | 525.8804 | 0.015268 | 525.3359 | 0.055007 | 519.0855 | 0.011282 | 525.3359 | 0.070347 | 491.5371 | 0.38066 | 525.8804 | 0.05027 | 525.8804 | 0.30157 | 525.8804 | 1.4733 | 525.8804 | 4.1694 | 525.8804 | 0.0033128 | 525.8804 | 0.009351 | 491.5371 | 0.00018346 | 525.8804 | 0.011804 | 525.3359 | 0.010815 | 740.7889 | 0.52601 | 525.3359 | 0.0054505 | 740.0727 | 0.0007506 | 740.7889 | 0.011799 | 521.2931 | 1.9562
|  | 526.1055 | 0.067576 | 525.5613 | 0.091453 | 491.1424 | 0 | 526.1055 | 0.0023576 | 525.5613 | 0.018771 | 519.3093 | 0.002879 | 525.5613 | 0.023138 | 491.6535 | 0.37949 | 526.1055 | 0.016658 | 526.1055 | 0.2784 | 526.1055 | 1.4499 | 526.1055 | 4.1572 | 526.1055 | 0 | 526.1055 | 0 | 491.6535 | 0.00037702 | 526.1055 | 0 | 525.5613 | -0.0095663 | 740.9532 | 0.54212 | 525.5613 | -0.0032959 | 740.2371 | 0 | 740.9532 | 0.012403 | 521.5139 | 1.9436
|  | 526.3306 | 0.067773 | 525.7867 | 0.097303 | 491.2561 | 0.017386 | 526.3306 | 0.03862 | 525.7867 | 0.052931 | 519.5332 | 0.011696 | 525.7867 | 0.067125 | 491.7699 | 0.36403 | 526.3306 | 0.051715 | 526.3306 | 0.29255 | 526.3306 | 1.4278 | 526.3306 | 4.1021 | 526.3306 | 0.0078807 | 526.3306 | 0.01068 | 491.7699 | 0.00019357 | 526.3306 | 0.0070216 | 525.7867 | 0.024639 | 741.1175 | 0.54317 | 525.7867 | 0.0028059 | 740.4015 | 0.00053624 | 741.1175 | 0.011567 | 521.7346 | 1.9694
|  | 526.5558 | 0.043067 | 526.0121 | 0.095182 | 491.3699 | 0 | 526.5558 | 0.015337 | 526.0121 | -0.00012038 | 519.7571 | 0.0058353 | 526.0121 | 0.024841 | 491.8863 | 0.35871 | 526.5558 | 0.01278 | 526.5558 | 0.26146 | 526.5558 | 1.3992 | 526.5558 | 4.087 | 526.5558 | 0 | 526.5558 | 0.0010899 | 491.8863 | 0.00038696 | 526.5558 | 0 | 526.0122 | -0.015252 | 741.2819 | 0.54453 | 526.0121 | 0.00087495 | 740.5659 | 0 | 741.2819 | 0.012124 | 521.9554 | 1.9746
|  | 526.7809 | 0.079585 | 526.2376 | 0.091042 | 491.4837 | 0.0067914 | 526.7809 | 0.023321 | 526.2376 | 0.039688 | 519.981 | 0.016239 | 526.2376 | 0.06538 | 492.0027 | 0.33459 | 526.7809 | 0.044892 | 526.7809 | 0.27516 | 526.7809 | 1.3821 | 526.7809 | 4.0582 | 526.7809 | 0.0022596 | 526.7809 | 0.0079759 | 492.0027 | 0.00019357 | 526.7809 | 0.0066387 | 526.2376 | 0.008 | 741.4462 | 0.55569 | 526.2376 | 0.0026275 | 740.7303 | 0.00053624 | 741.4462 | 0.01152 | 522.1762 | 1.9734
|  | 527.0061 | 0.040996 | 526.4631 | 0.097302 | 491.5975 | 0 | 527.0061 | 0.00056258 | 526.4631 | -0.033656 | 520.2048 | -0.00053429 | 526.4631 | 0.023676 | 492.1191 | 0.33509 | 527.0061 | 0.018518 | 527.0061 | 0.26799 | 527.0061 | 1.3496 | 527.0061 | 3.9957 | 527.0061 | 0 | 527.0061 | 0 | 492.1191 | 0.000407 | 527.0061 | 0 | 526.4631 | -0.00069293 | 741.6105 | 0.56668 | 526.4631 | -0.0044595 | 740.8947 | 0 | 741.6105 | 0.012496 | 522.397 | 1.9777
|  | 527.2313 | 0.070067 | 526.6885 | 0.10008 | 491.7113 | 0.012418 | 527.2313 | 0.020039 | 526.6885 | 0.043676 | 520.4288 | 0.016726 | 526.6885 | 0.068252 | 492.2355 | 0.31879 | 527.2313 | 0.057867 | 527.2313 | 0.28348 | 527.2313 | 1.3251 | 527.2313 | 3.9382 | 527.2313 | 0.0017415 | 527.2313 | 0.015095 | 492.2355 | 0.00021686 | 527.2313 | 0.012924 | 526.6885 | 0.0077126 | 741.7749 | 0.57285 | 526.6885 | 0.0075749 | 741.0591 | 0.00032174 | 741.7749 | 0.011474 | 522.6177 | 1.999
|  | 527.4565 | 0.046034 | 526.914 | 0.091374 | 491.8251 | 0 | 527.4565 | 0.0027497 | 526.914 | 0.018622 | 520.6527 | 0.0034873 | 526.914 | 0.023011 | 492.3519 | 0.3168 | 527.4565 | 0.013053 | 527.4565 | 0.26325 | 527.4565 | 1.2935 | 527.4565 | 3.8896 | 527.4565 | 0 | 527.4565 | 0.0012839 | 492.3519 | 0.00035527 | 527.4565 | 0 | 526.914 | -0.0029388 | 741.9392 | 0.56599 | 526.914 | 0.0094593 | 741.2235 | 0 | 741.9392 | 0.012171 | 522.8386 | 2.001
|  | 527.6817 | 0.083304 | 527.1395 | 0.091967 | 491.9389 | 0.013947 | 527.6817 | 0.044735 | 527.1395 | 0.079318 | 520.8766 | 0.013048 | 527.1395 | 0.065546 | 492.4683 | 0.28404 | 527.6817 | 0.044843 | 527.6817 | 0.26022 | 527.6817 | 1.275 | 527.6817 | 3.85 | 527.6817 | 0.0035137 | 527.6817 | 0.016017 | 492.4683 | 0.00014509 | 527.6817 | 0.016061 | 527.1395 | 0.01032 | 742.1036 | 0.58002 | 527.1395 | -0.0043622 | 741.3879 | 0.0007506 | 742.1036 | 0.011427 | 523.0594 | 2.012
|  | 527.9069 | 0.056429 | 527.365 | 0.082759 | 492.0526 | 0 | 527.9069 | 0.021635 | 527.365 | 0.026165 | 521.1006 | 0.0031491 | 527.365 | 0.02253 | 492.5847 | 0.27921 | 527.9069 | 0.02396 | 527.9069 | 0.25187 | 527.9069 | 1.2444 | 527.9069 | 3.802 | 527.9069 | 0 | 527.9069 | 0 | 492.5847 | 0.00035527 | 527.9069 | 0 | 527.365 | -0.018053 | 742.268 | 0.58442 | 527.365 | -0.0071835 | 741.5523 | 0 | 742.268 | 0.012728 | 523.2803 | 2.0144
|  | 528.1322 | 0.083011 | 527.5906 | 0.08963 | 492.1664 | 0.0097437 | 528.1322 | 0.016486 | 527.5906 | 0.070972 | 521.3245 | 0.01595 | 527.5906 | 0.068109 | 492.7011 | 0.25128 | 528.1322 | 0.04163 | 528.1322 | 0.25413 | 528.1322 | 1.235 | 528.1322 | 3.7914 | 528.1322 | 0.0051762 | 528.1322 | 0.01593 | 492.7011 | 0.00021686 | 528.1322 | 0.0093002 | 527.5906 | 0.014127 | 742.4323 | 0.5984 | 527.5906 | 0.00066634 | 741.7167 | 0.00053624 | 742.4323 | 0.012403 | 523.5011 | 2.0045
|  | 528.3574 | 0.055438 | 527.8161 | 0.088616 | 492.2802 | 0 | 528.3574 | 0.013631 | 527.8161 | 0.014203 | 521.5485 | 0.0052263 | 527.8161 | 0.025145 | 492.8176 | 0.24928 | 528.3574 | 0.024553 | 528.3574 | 0.21908 | 528.3574 | 1.2145 | 528.3574 | 3.7453 | 528.3574 | 0 | 528.3574 | 0 | 492.8176 | 0.000407 | 528.3574 | 0 | 527.8161 | -0.012592 | 742.5967 | 0.59654 | 527.8161 | -0.012526 | 741.8812 | 0 | 742.5967 | 0.013053 | 523.722 | 2.0211
|  | 528.5827 | 0.096875 | 528.0417 | 0.090919 | 492.394 | 0.0064601 | 528.5827 | 0.016633 | 528.0417 | 0.068373 | 521.7725 | 0.0090927 | 528.0417 | 0.063491 | 492.934 | 0.22051 | 528.5827 | 0.047286 | 528.5827 | 0.23345 | 528.5827 | 1.1843 | 528.5827 | 3.6801 | 528.5827 | 0.0041112 | 528.5827 | 0.018546 | 492.934 | 0.00019357 | 528.5827 | 0.006316 | 528.0417 | 0.015529 | 742.761 | 0.58978 | 528.0417 | -0.0044202 | 742.0456 | 0.0009651 | 742.761 | 0.011938 | 523.9428 | 2.0293
|  | 528.808 | 0.058813 | 528.2672 | 0.092558 | 492.5079 | 0 | 528.808 | 0.00041394 | 528.2672 | 0.02436 | 521.9965 | 0.0027717 | 528.2672 | 0.030179 | 493.0504 | 0.22184 | 528.808 | 0.010776 | 528.808 | 0.22676 | 528.808 | 1.1635 | 528.808 | 3.6593 | 528.808 | 0 | 528.808 | 0 | 493.0504 | 0.00037034 | 528.808 | 0 | 528.2672 | -0.01986 | 742.9254 | 0.60026 | 528.2672 | -0.014279 | 742.2101 | 0 | 742.9254 | 0.012589 | 524.1637 | 2.0208
|  | 529.0333 | 0.080608 | 528.4928 | 0.094123 | 492.6217 | 0.011272 | 529.0333 | 0.013092 | 528.4928 | 0.066705 | 522.2205 | 0.0093989 | 528.4928 | 0.071056 | 493.1669 | 0.20072 | 529.0332 | 0.048917 | 529.0332 | 0.23461 | 529.0332 | 1.1522 | 529.0333 | 3.6432 | 529.0332 | 0.0050468 | 529.0332 | 0.0126 | 493.1669 | 0.00017678 | 529.0333 | 0.0085437 | 528.4928 | 0.016492 | 743.0898 | 0.60507 | 528.4928 | -0.0052004 | 742.3745 | 0.0007506 | 743.0898 | 0.012031 | 524.3846 | 2.0334
|  | 529.2585 | 0.073003 | 528.7184 | 0.085584 | 492.7355 | 0 | 529.2585 | 0.027426 | 528.7184 | -0.038758 | 522.4445 | 0.0075602 | 528.7184 | 0.021097 | 493.2833 | 0.20122 | 529.2585 | 0.013863 | 529.2585 | 0.20901 | 529.2585 | 1.1332 | 529.2585 | 3.6126 | 529.2585 | 0 | 529.2585 | 0 | 493.2833 | 0.00033026 | 529.2585 | 0 | 528.7184 | -0.014538 | 743.2542 | 0.61442 | 528.7184 | -0.021244 | 742.5389 | 0 | 743.2542 | 0.012914 | 524.6055 | 2.0203
|  | 529.4839 | 0.078194 | 528.944 | 0.099428 | 492.8493 | 0.015857 | 529.4839 | 0.028416 | 528.944 | 0.083892 | 522.6685 | 0.016322 | 528.944 | 0.068479 | 493.3997 | 0.18459 | 529.4839 | 0.057277 | 529.4839 | 0.24239 | 529.4839 | 1.1136 | 529.4839 | 3.5635 | 529.4839 | 0.0045078 | 529.4839 | 0.013535 | 493.3997 | 0.00015348 | 529.4839 | 0.009203 | 528.944 | 0.01692 | 743.4186 | 0.61556 | 528.944 | 0.0095045 | 742.7034 | 0.00053624 | 743.4186 | 0.012356 | 524.8264 | 2.0255
|  | 529.7092 | 0.067429 | 529.1696 | 0.082697 | 492.9631 | 0 | 529.7092 | 0.02879 | 529.1696 | -0.018988 | 522.8925 | 0.0012292 | 529.1696 | 0.025147 | 493.5162 | 0.1934 | 529.7092 | 0.017127 | 529.7092 | 0.2106 | 529.7092 | 1.0862 | 529.7092 | 3.5242 | 529.7092 | 0 | 529.7092 | 0 | 493.5162 | 0.00037702 | 529.7092 | 0 | 529.1696 | -0.011958 | 743.583 | 0.63779 | 529.1696 | -0.0075164 | 742.8679 | 0 | 743.583 | 0.013053 | 525.0474 | 2.0267
|  | 529.9345 | 0.097988 | 529.3952 | 0.096994 | 493.0769 | 0.023022 | 529.9345 | 0.018279 | 529.3952 | 0.031285 | 523.1165 | 0.01251 | 529.3952 | 0.061407 | 493.6326 | 0.17594 | 529.9345 | 0.045773 | 529.9345 | 0.21122 | 529.9345 | 1.0787 | 529.9345 | 3.4736 | 529.9345 | 0.0041982 | 529.9345 | 0.0099927 | 493.6326 | 0.00022354 | 529.9345 | 0.011611 | 529.3952 | 0.015638 | 743.7474 | 0.63539 | 529.3952 | 0.01493 | 743.0323 | 0.0007506 | 743.7474 | 0.012263 | 525.2682 | 2.0598
|  | 530.1599 | 0.044677 | 529.6209 | 0.089621 | 493.1907 | 0 | 530.1599 | -0.0070278 | 529.6209 | 0.018879 | 523.3406 | 0.001866 | 529.6209 | 0.028184 | 493.7491 | 0.17877 | 530.1599 | 0.0062743 | 530.1599 | 0.21201 | 530.1599 | 1.0442 | 530.1599 | 3.4359 | 530.1599 | 0 | 530.1599 | 0 | 493.7491 | 0.000407 | 530.1599 | 0 | 529.6209 | -0.0044497 | 743.9118 | 0.64215 | 529.6209 | -0.010432 | 743.1968 | 0 | 743.9118 | 0.012821 | 525.4892 | 2.0616
|  | 530.3853 | 0.073038 | 529.8465 | 0.085455 | 493.3046 | 0.016431 | 530.3853 | 0.043335 | 529.8465 | 0.02909 | 523.5646 | 0.013587 | 529.8465 | 0.061011 | 493.8655 | 0.16031 | 530.3852 | 0.057571 | 530.3852 | 0.21405 | 530.3852 | 1.0426 | 530.3853 | 3.4151 | 530.3852 | 0.0048088 | 530.3852 | 0.010968 | 493.8655 | 0.00018346 | 530.3853 | 0.0044276 | 529.8465 | 0.014204 | 744.0762 | 0.64188 | 529.8465 | 0.0078245 | 743.3613 | 0.00032174 | 744.0762 | 0.011985 | 525.7101 | 2.0644
|  | 530.6106 | 0.036208 | 530.0722 | 0.08898 | 493.4184 | 0 | 530.6106 | 0.0069867 | 530.0722 | -0.030673 | 523.7887 | 0.003903 | 530.0722 | 0.025877 | 493.982 | 0.16779 | 530.6106 | 0 | 530.6106 | 0.21057 | 530.6106 | 1.0227 | 530.6106 | 3.3977 | 530.6106 | 0 | 530.6106 | 0 | 493.982 | 0.00034687 | 530.6106 | 0 | 530.0722 | -0.021381 | 744.2406 | 0.64801 | 530.0722 | -0.0013511 | 743.5257 | 0 | 744.2406 | 0.012496 | 525.9312 | 2.0975
|  | 530.836 | 0.07621 | 530.2979 | 0.089615 | 493.5322 | 0.0097437 | 530.836 | 0.015795 | 530.2979 | 0.072634 | 524.0128 | 0.014202 | 530.2979 | 0.061601 | 494.0985 | 0.14501 | 530.836 | 0.056022 | 530.836 | 0.22215 | 530.836 | 1.0147 | 530.836 | 3.3747 | 530.836 | 0.0056532 | 530.836 | 0.012714 | 494.0985 | 0.00016684 | 530.836 | 0.012168 | 530.2979 | 0.014792 | 744.405 | 0.65885 | 530.2979 | 0.0078492 | 743.6902 | 0.0007506 | 744.405 | 0.011752 | 526.1521 | 2.0874
|  | 531.0614 | 0.066558 | 530.5236 | 0.086956 | 493.6461 | 0 | 531.0614 | 0.018767 | 530.5236 | 0.010285 | 524.2369 | 0.0017697 | 530.5236 | 0.027507 | 494.2149 | 0.14485 | 531.0614 | 0.016449 | 531.0614 | 0.19577 | 531.0614 | 0.98144 | 531.0614 | 3.3036 | 531.0614 | 0 | 531.0614 | 0 | 494.2149 | 0.00037034 | 531.0614 | 0 | 530.5236 | -0.0027517 | 744.5695 | 0.66244 | 530.5236 | -0.0043015 | 743.8547 | 0 | 744.5695 | 0.012635 | 526.3731 | 2.0853
|  | 531.2868 | 0.068826 | 530.7493 | 0.096141 | 493.7599 | 0.021685 | 531.2868 | 0.053965 | 530.7493 | 0.09816 | 524.461 | 0.009917 | 530.7493 | 0.062526 | 494.3314 | 0.12439 | 531.2868 | 0.050676 | 531.2868 | 0.20206 | 531.2868 | 0.97601 | 531.2868 | 3.2779 | 531.2868 | 0.0076856 | 531.2868 | 0.018056 | 494.3314 | 0.00020675 | 531.2868 | 0.008025 | 530.7493 | 0.019755 | 744.7339 | 0.66566 | 530.7493 | 0.0039227 | 744.0192 | 0.0007506 | 744.7339 | 0.012031 | 526.5941 | 2.0828
|  | 531.5122 | 0.047661 | 530.975 | 0.076629 | 493.8738 | 0 | 531.5122 | 0.015922 | 530.975 | 0.024246 | 524.6851 | 0.0040558 | 530.975 | 0.015944 | 494.4479 | 0.13454 | 531.5122 | 0.018857 | 531.5122 | 0.20855 | 531.5122 | 0.94552 | 531.5122 | 3.2326 | 531.5122 | 0 | 531.5122 | 0 | 494.4479 | 0.00037702 | 531.5122 | 0 | 530.975 | -0.0043604 | 744.8984 | 0.68182 | 530.975 | -0.0029917 | 744.1837 | 0 | 744.8984 | 0.01296 | 526.8151 | 2.0648
|  | 531.7377 | 0.079027 | 531.2007 | 0.095414 | 493.9876 | 0.010794 | 531.7377 | 0.02243 | 531.2007 | 0.073969 | 524.9092 | 0.016522 | 531.2007 | 0.064708 | 494.5644 | 0.11741 | 531.7377 | 0.045103 | 531.7377 | 0.21716 | 531.7377 | 0.93812 | 531.7377 | 3.1978 | 531.7377 | 0.0046824 | 531.7377 | 0.018891 | 494.5644 | 0.00017678 | 531.7377 | 0.021022 | 531.2007 | 0.019754 | 745.0628 | 0.7085 | 531.2007 | 0.0061062 | 744.3482 | 0.00053624 | 745.0628 | 0.012263 | 527.0361 | 2.0732
|  | 531.9631 | 0.07531 | 531.4264 | 0.076765 | 494.1014 | 0 | 531.9631 | -0.0067581 | 531.4264 | -0.0088488 | 525.1334 | 0.0025681 | 531.4264 | 0.022064 | 494.6809 | 0.12107 | 531.9631 | 0 | 531.9631 | 0.15963 | 531.9631 | 0.90926 | 531.9631 | 3.1487 | 531.9631 | 0 | 531.9631 | 0 | 494.6809 | 0.0003503 | 531.9631 | 0 | 531.4264 | -0.01875 | 745.2272 | 0.70215 | 531.4264 | -0.012072 | 744.5127 | 0 | 745.2272 | 0.013285 | 527.2571 | 2.0705
|  | 532.1885 | 0.080952 | 531.6522 | 0.08787 | 494.2153 | 0.0062945 | 532.1885 | 0.032134 | 531.6522 | 0.05804 | 525.3575 | 0.013927 | 531.6522 | 0.067188 | 494.7974 | 0.099945 | 532.1886 | 0.044678 | 532.1886 | 0.18134 | 532.1886 | 0.89706 | 532.1885 | 3.1014 | 532.1886 | 0.0050947 | 532.1886 | 0.014912 | 494.7974 | 0.00017678 | 532.1885 | 0.0090513 | 531.6522 | 0.0095004 | 745.3917 | 0.7184 | 531.6522 | -0.0018139 | 744.6772 | 0.0007506 | 745.3917 | 0.012263 | 527.4782 | 2.0918
|  | 532.414 | 0.056008 | 531.878 | 0.066976 | 494.3292 | 0 | 532.414 | 0.021555 | 531.878 | -0.028424 | 525.5817 | 0.0021744 | 531.878 | 0.027987 | 494.9139 | 0.10693 | 532.414 | 0.02404 | 532.414 | 0.17891 | 532.414 | 0.86918 | 532.414 | 3.039 | 532.414 | 0 | 532.414 | 0 | 494.9139 | 0.00038696 | 532.414 | 0 | 531.878 | -0.017041 | 745.5561 | 0.70015 | 531.878 | -0.019284 | 744.8417 | 0 | 745.5561 | 0.013146 | 527.6992 | 2.1042
|  | 532.6395 | 0.06164 | 532.1037 | 0.090925 | 494.443 | 0.0092761 | 532.6395 | 0.022413 | 532.1037 | 0.051683 | 525.8058 | 0.0096978 | 532.1037 | 0.067019 | 495.0304 | 0.090134 | 532.6395 | 0.050811 | 532.6395 | 0.18695 | 532.6395 | 0.86369 | 532.6395 | 3.0051 | 532.6395 | 0.0073949 | 532.6395 | 0.013405 | 495.0304 | 0.00021343 | 532.6395 | 0.016317 | 532.1037 | 0.010867 | 745.7206 | 0.71731 | 532.1037 | 0.015731 | 745.0063 | 0.0009651 | 745.7206 | 0.012682 | 527.9203 | 2.1108
|  | 532.865 | 0.059759 | 532.3295 | 0.080987 | 494.5569 | 0 | 532.865 | 0.0082124 | 532.3295 | 0.0060289 | 526.03 | 0.0038424 | 532.3295 | 0.02236 | 495.1469 | 0.094291 | 532.865 | 0.017663 | 532.865 | 0.16734 | 532.865 | 0.83445 | 532.865 | 2.9578 | 532.865 | 0 | 532.865 | 0 | 495.1469 | 0.00043698 | 532.865 | 0 | 532.3295 | -0.014745 | 745.8851 | 0.72802 | 532.3295 | -0.0069721 | 745.1708 | 0 | 745.8851 | 0.013378 | 528.1414 | 2.1091
|  | 533.0905 | 0.088024 | 532.5553 | 0.087235 | 494.6707 | 0.01901 | 533.0905 | 0.026552 | 532.5553 | 0.055302 | 526.2542 | 0.01258 | 532.5553 | 0.05823 | 495.2634 | 0.075499 | 533.0905 | 0.04819 | 533.0905 | 0.19967 | 533.0905 | 0.82862 | 533.0905 | 2.9298 | 533.0905 | 0.0039264 | 533.0905 | 0.021994 | 495.2634 | 0.00022354 | 533.0905 | 0.010232 | 532.5553 | 0.0082224 | 746.0495 | 0.73324 | 532.5553 | 0.0094177 | 745.3353 | 0.00053624 | 746.0495 | 0.012403 | 528.3624 | 2.1051
|  | 533.316 | 0.057866 | 532.7812 | 0.082078 | 494.7846 | 0 | 533.316 | 0.011818 | 532.7812 | -0.010753 | 526.4785 | 0.0024741 | 532.7812 | 0.023739 | 495.3799 | 0.080322 | 533.316 | 0.0040955 | 533.316 | 0.16423 | 533.316 | 0.80104 | 533.316 | 2.8757 | 533.316 | 0 | 533.316 | 0 | 495.3799 | 0.00038696 | 533.316 | 0 | 532.7812 | -0.011462 | 746.214 | 0.73918 | 532.7812 | -0.0018197 | 745.4999 | 0 | 746.214 | 0.012821 | 528.5836 | 2.141
|  | 533.5416 | 0.068739 | 533.007 | 0.084303 | 494.8985 | 0.018914 | 533.5416 | 0.032845 | 533.007 | 0.072554 | 526.7026 | 0.013784 | 533.007 | 0.062378 | 495.4964 | 0.065189 | 533.5416 | 0.042623 | 533.5416 | 0.16876 | 533.5416 | 0.79405 | 533.5416 | 2.8303 | 533.5416 | 0.0060419 | 533.5416 | 0.019533 | 495.4964 | 0.00016342 | 533.5416 | 0.010161 | 533.007 | 0.012221 | 746.3785 | 0.76269 | 533.007 | 0.0080775 | 745.6644 | 0.0007506 | 746.3785 | 0.012031 | 528.8046 | 2.1389
|  | 533.7672 | 0.059872 | 533.2328 | 0.084312 | 495.0124 | 0 | 533.7672 | 0.0066457 | 533.2328 | -0.027047 | 526.9269 | 0.0018082 | 533.2328 | 0.022401 | 495.6129 | 0.069845 | 533.7671 | 0.017354 | 533.7671 | 0.16129 | 533.7671 | 0.76379 | 533.7672 | 2.7737 | 533.7671 | 0 | 533.7671 | 0 | 495.6129 | 0.00036692 | 533.7672 | 0 | 533.2328 | -0.0040926 | 746.543 | 0.76537 | 533.2328 | -0.013697 | 745.8289 | 0 | 746.543 | 0.013239 | 529.0258 | 2.1273
|  | 533.9927 | 0.082828 | 533.4587 | 0.080869 | 495.1262 | 0.001822 | 533.9927 | 0.059425 | 533.4587 | 0.044128 | 527.1511 | 0.011989 | 533.4587 | 0.059832 | 495.7294 | 0.054047 | 533.9927 | 0.041882 | 533.9927 | 0.17827 | 533.9927 | 0.75845 | 533.9927 | 2.7373 | 533.9927 | 0.005957 | 533.9927 | 0.014162 | 495.7294 | 0.0002035 | 533.9927 | 0.012653 | 533.4587 | 0.0070484 | 746.7075 | 0.767 | 533.4587 | 0.012088 | 745.9935 | 0.0007506 | 746.7075 | 0.012542 | 529.2469 | 2.1354
|  | 534.2183 | 0.051527 | 533.6845 | 0.077837 | 495.2401 | 0 | 534.2183 | 0.014864 | 533.6845 | 0.023329 | 527.3754 | 0.0047832 | 533.6845 | 0.019326 | 495.846 | 0.058038 | 534.2182 | 0.0021044 | 534.2182 | 0.14436 | 534.2182 | 0.73549 | 534.2183 | 2.6817 | 534.2182 | 0 | 534.2182 | 0 | 495.846 | 0.00043698 | 534.2183 | 0 | 533.6845 | -0.00087147 | 746.872 | 0.7774 | 533.6845 | -0.0044389 | 746.1581 | 0 | 746.872 | 0.013239 | 529.468 | 2.1587
|  | 534.4438 | 0.085578 | 533.9104 | 0.08963 | 495.354 | 0.0087791 | 534.4438 | 0.049689 | 533.9104 | 0.066628 | 527.5996 | 0.012418 | 533.9104 | 0.058804 | 495.9625 | 0.043903 | 534.4438 | 0.044021 | 534.4438 | 0.15897 | 534.4438 | 0.72799 | 534.4438 | 2.6499 | 534.4438 | 0.0060307 | 534.4438 | 0.011004 | 495.9625 | 0.00023348 | 534.4438 | 0.008393 | 533.9104 | 0.017195 | 747.0365 | 0.77068 | 533.9104 | 0.0021533 | 746.3226 | 0.0007506 | 747.0365 | 0.012496 | 529.6892 | 2.1724
|  | 534.6694 | 0.042953 | 534.1363 | 0.077508 | 495.4679 | 0 | 534.6694 | 0.010362 | 534.1363 | -0.011462 | 527.8239 | 0.0019693 | 534.1363 | 0.019562 | 496.079 | 0.047728 | 534.6694 | 0.0083263 | 534.6694 | 0.16118 | 534.6694 | 0.70021 | 534.6694 | 2.6046 | 534.6694 | 0.00017232 | 534.6694 | 0 | 496.079 | 0.00041865 | 534.6694 | 0 | 534.1363 | -0.011884 | 747.201 | 0.79065 | 534.1363 | -0.012027 | 746.4872 | 0 | 747.201 | 0.013007 | 529.9103 | 2.1816
|  | 534.895 | 0.096555 | 534.3622 | 0.082384 | 495.5818 | 0.013947 | 534.895 | 0.01733 | 534.3622 | 0.036867 | 528.0482 | 0.011762 | 534.3622 | 0.062236 | 496.1956 | 0.031929 | 534.895 | 0.043472 | 534.895 | 0.14071 | 534.895 | 0.6927 | 534.895 | 2.5662 | 534.895 | 0.0035607 | 534.895 | 0.015303 | 496.1956 | 0.00018517 | 534.895 | 0.010108 | 534.3622 | 0.014158 | 747.3655 | 0.7911 | 534.3622 | 0.00012974 | 746.6517 | 0.0009651 | 747.3655 | 0.012403 | 530.1315 | 2.1895
|  | 535.1207 | 0.062247 | 534.5881 | 0.07574 | 495.6957 | 0 | 535.1207 | -0.014312 | 534.5881 | -0.0028421 | 528.2725 | -0.0019751 | 534.5881 | 0.020624 | 496.3121 | 0.035255 | 535.1207 | 0.0076317 | 535.1207 | 0.12288 | 535.1207 | 0.67309 | 535.1207 | 2.5319 | 535.1207 | 0 | 535.1207 | 0 | 496.3121 | 0.00037856 | 535.1207 | 0 | 534.5882 | -0.010257 | 747.53 | 0.79464 | 534.5881 | -0.0061156 | 746.8163 | 0 | 747.53 | 0.0131 | 530.3527 | 2.1983
|  | 535.3463 | 0.072577 | 534.8141 | 0.083469 | 495.8096 | 0.01175 | 535.3463 | 0.021098 | 534.8141 | 0.058936 | 528.4968 | 0.011001 | 534.8141 | 0.061162 | 496.4286 | 0.020455 | 535.3463 | 0.041789 | 535.3463 | 0.13169 | 535.3463 | 0.67242 | 535.3463 | 2.501 | 535.3463 | 0.0062288 | 535.3463 | 0.011334 | 496.4286 | 0.00019357 | 535.3463 | 0.012266 | 534.8141 | 0.017381 | 747.6945 | 0.81162 | 534.8141 | -0.0094382 | 746.9809 | 0.0011796 | 747.6945 | 0.012449 | 530.5738 | 2.2178
|  | 535.5719 | 0.058772 | 535.04 | 0.076753 | 495.9235 | 0 | 535.5719 | 0.026254 | 535.04 | -0.015426 | 528.7211 | 0.0050105 | 535.04 | 0.018368 | 496.5452 | 0.025943 | 535.5719 | 0.010425 | 535.5719 | 0.13033 | 535.5719 | 0.65808 | 535.5719 | 2.4792 | 535.5719 | 0 | 535.5719 | 0 | 496.5452 | 0.00038696 | 535.5719 | 0 | 535.04 | -0.014101 | 747.859 | 0.84098 | 535.04 | -0.0026387 | 747.1455 | 0 | 747.859 | 0.013285 | 530.795 | 2.215
|  | 535.7976 | 0.05456 | 535.266 | 0.081997 | 496.0374 | 0.013087 | 535.7976 | 0.037215 | 535.266 | 0.0486 | 528.9454 | 0.014375 | 535.266 | 0.057456 | 496.6617 | 0.016381 | 535.7976 | 0.031685 | 535.7976 | 0.16755 | 535.7976 | 0.64664 | 535.7976 | 2.4511 | 535.7976 | 0.0078516 | 535.7976 | 0.0077202 | 496.6617 | 0.00019357 | 535.7976 | 0.01272 | 535.266 | 0.018178 | 748.0236 | 0.84284 | 535.266 | -0.0025823 | 747.3101 | 0.0009651 | 748.0236 | 0.012496 | 531.0162 | 2.2055
|  | 536.0233 | 0.049959 | 535.4919 | 0.077955 | 496.1513 | 0 | 536.0233 | 0.012087 | 535.4919 | 0.00040277 | 529.1697 | 0.0070089 | 535.4919 | 0.020839 | 496.7783 | 0.024446 | 536.0233 | 0 | 536.0233 | 0.13887 | 536.0233 | 0.63445 | 536.0233 | 2.4296 | 536.0233 | 0 | 536.0233 | 0 | 496.7783 | 0.00039706 | 536.0232 | 0 | 535.4919 | -0.0056959 | 748.1881 | 0.84266 | 535.4919 | 0.00053582 | 747.4747 | 0 | 748.1881 | 0.013564 | 531.2375 | 2.2117
|  | 536.2489 | 0.098021 | 535.7179 | 0.081351 | 496.2652 | 0.017577 | 536.2489 | 0.037846 | 535.7179 | 0.046892 | 529.394 | 0.013907 | 535.7179 | 0.057787 | 496.8949 | 0.014143 | 536.2489 | 0.042034 | 536.2489 | 0.14273 | 536.2489 | 0.6334 | 536.2489 | 2.4076 | 536.2489 | 0.0075678 | 536.2489 | 0.015089 | 496.8949 | 0.0002035 | 536.2489 | 0.011737 | 535.7179 | 0.0082675 | 748.3526 | 0.84584 | 535.7179 | 0.012271 | 747.6393 | 0.0009651 | 748.3526 | 0.012774 | 531.4587 | 2.2266
|  | 536.4746 | 0.048562 | 535.9439 | 0.077301 | 496.3791 | 0 | 536.4746 | 0.010099 | 535.9439 | 0.01367 | 529.6184 | 0.0050382 | 535.9439 | 0.019633 | 497.0114 | 0.017129 | 536.4746 | 0.0087255 | 536.4746 | 0.12888 | 536.4746 | 0.6155 | 536.4746 | 2.3781 | 536.4746 | 0.00097197 | 536.4746 | 0 | 497.0114 | 0.00042704 | 536.4746 | 0 | 535.9439 | -0.0042667 | 748.5172 | 0.86458 | 535.9439 | 0.0026154 | 747.8039 | 0 | 748.5172 | 0.013425 | 531.6799 | 2.2215
|  | 536.7003 | 0.067662 | 536.1699 | 0.085867 | 496.493 | 0.015093 | 536.7003 | 0.025567 | 536.1699 | 0.077508 | 529.8428 | 0.013812 | 536.1699 | 0.061922 | 497.128 | 0.0068503 | 536.7003 | 0.03703 | 536.7003 | 0.13765 | 536.7003 | 0.60898 | 536.7003 | 2.3427 | 536.7003 | 0.0087019 | 536.7003 | 0.016344 | 497.128 | 0.00022354 | 536.7003 | 0.011831 | 536.1699 | 0.019651 | 748.6817 | 0.85936 | 536.1699 | 0.011147 | 747.9685 | 0.0007506 | 748.6817 | 0.012589 | 531.9012 | 2.2371
|  | 536.926 | 0.065093 | 536.3959 | 0.076591 | 496.6069 | 0 | 536.926 | -0.0014839 | 536.3959 | -0.023497 | 530.0672 | 0.0052027 | 536.3959 | 0.017712 | 497.2446 | 0.010553 | 536.926 | 0.014622 | 536.926 | 0.13104 | 536.926 | 0.58904 | 536.926 | 2.3054 | 536.926 | 0 | 536.926 | 0 | 497.2446 | 0.00039706 | 536.926 | 0 | 536.3959 | -0.0081529 | 748.8463 | 0.87561 | 536.3959 | -0.0062637 | 748.1331 | 0 | 748.8463 | 0.013657 | 532.1225 | 2.2258
|  | 537.1518 | 0.078847 | 536.622 | 0.082658 | 496.7208 | 0.020538 | 537.1518 | 0.036784 | 536.622 | 0.051737 | 530.2916 | 0.013225 | 536.622 | 0.054481 | 497.3611 | 0.0039747 | 537.1518 | 0.048258 | 537.1518 | 0.13731 | 537.1518 | 0.58667 | 537.1518 | 2.2831 | 537.1518 | 0.0076924 | 537.1518 | 0.016379 | 497.3611 | 0.00017352 | 537.1518 | 0.0093609 | 536.622 | 0.015046 | 749.0108 | 0.87738 | 536.622 | 0.0077007 | 748.2977 | 0.00032174 | 749.0108 | 0.012914 | 532.3438 | 2.2365
|  | 537.3775 | 0.054229 | 536.848 | 0.083398 | 496.8348 | 0 | 537.3775 | 0.0086229 | 536.848 | 0.027594 | 530.5159 | 0.00056496 | 536.848 | 0.020257 | 497.4777 | 0.0053043 | 537.3775 | 0 | 537.3775 | 0.10806 | 537.3775 | 0.57436 | 537.3775 | 2.2592 | 537.3775 | 0.0034365 | 537.3775 | 0 | 497.4777 | 0.00036024 | 537.3775 | 0 | 536.848 | -0.012247 | 749.1754 | 0.86971 | 536.848 | 0.0012034 | 748.4623 | 0 | 749.1754 | 0.01375 | 532.565 | 2.2238
|  | 537.6033 | 0.077271 | 537.0741 | 0.080512 | 496.9487 | 0.019678 | 537.6033 | 0.044343 | 537.0741 | 0.037232 | 530.7404 | 0.017774 | 537.0741 | 0.054662 | 497.5943 | 0.0014488 | 537.6033 | 0.038305 | 537.6033 | 0.12816 | 537.6033 | 0.57392 | 537.6033 | 2.2511 | 537.6033 | 0.0072757 | 537.6033 | 0.014454 | 497.5943 | 0.00018688 | 537.6033 | 0.007794 | 537.0741 | 0.007633 | 749.34 | 0.90761 | 537.0741 | 0.007503 | 748.627 | 0.0007506 | 749.34 | 0.012496 | 532.7863 | 2.2384
|  | 537.829 | 0.059294 | 537.3001 | 0.072991 | 497.0626 | 0 | 537.829 | 0.0084627 | 537.3001 | -0.021774 | 530.9648 | 0.0052176 | 537.3001 | 0.022528 | 497.7109 | 0.0024798 | 537.829 | 0.0028207 | 537.829 | 0.11852 | 537.829 | 0.55603 | 537.829 | 2.2206 | 537.829 | 0 | 537.829 | 0 | 497.7109 | 0.00039038 | 537.829 | 0 | 537.3001 | -0.010679 | 749.5045 | 0.88614 | 537.3001 | -0.0014014 | 748.7916 | 0 | 749.5045 | 0.013471 | 533.0076 | 2.2397
|  | 538.0548 | 0.084982 | 537.5262 | 0.078769 | 497.1766 | 0.018055 | 538.0548 | 0.046346 | 537.5262 | 0.052125 | 531.1892 | 0.010972 | 537.5262 | 0.05884 | 497.8275 | 0.0010351 | 538.0548 | 0.049223 | 538.0548 | 0.14099 | 538.0548 | 0.55464 | 538.0548 | 2.1963 | 538.0548 | 0.0083752 | 538.0548 | 0.018262 | 497.8275 | 0.0002035 | 538.0548 | 0.014737 | 537.5262 | 0.00091877 | 749.6691 | 0.91455 | 537.5262 | -0.0017105 | 748.9562 | 0.0007506 | 749.6691 | 0.012449 | 533.2289 | 2.2496
|  | 538.2806 | 0.043863 | 537.7523 | 0.075674 | 497.2905 | 0 | 538.2806 | 0.034481 | 537.7523 | -0.013682 | 531.4136 | 0.0035922 | 537.7523 | 0.02217 | 497.9441 | 0.0011549 | 538.2806 | 0.0095774 | 538.2806 | 0.1125 | 538.2806 | 0.54112 | 538.2806 | 2.1726 | 538.2806 | 2.0815e-05 | 538.2806 | 0 | 497.9441 | 0.00041693 | 538.2806 | 0 | 537.7523 | -0.015814 | 749.8337 | 0.93856 | 537.7523 | 0.0027711 | 749.1209 | 0 | 749.8337 | 0.013518 | 533.4503 | 2.2121
|  | 538.5064 | 0.073244 | 537.9784 | 0.078322 | 497.4044 | 0.016908 | 538.5064 | 0.031262 | 537.9784 | 0.053234 | 531.6381 | 0.012073 | 537.9784 | 0.059481 | 498.0607 | 0.00011977 | 538.5064 | 0.045323 | 538.5064 | 0.14043 | 538.5064 | 0.53436 | 538.5064 | 2.148 | 538.5064 | 0.0080161 | 538.5064 | 0.0093112 | 498.0607 | 0.00021343 | 538.5064 | 0.013139 | 537.9784 | 0.014162 | 749.9983 | 0.94296 | 537.9784 | 0.012417 | 749.2855 | 0.00032174 | 749.9983 | 0.012589 | 533.6716 | 2.2391
|  | 538.7322 | 0.060845 | 538.2045 | 0.079254 | 497.5184 | 0 | 538.7322 | -0.0021023 | 538.2045 | 0.024648 | 531.8626 | 0.0042776 | 538.2045 | 0.024992 | 498.1773 | 0.00023768 | 538.7322 | 0.019799 | 538.7322 | 0.1017 | 538.7322 | 0.52614 | 538.7322 | 2.1239 | 538.7322 | 0.002105 | 538.7322 | 0 | 498.1773 | 0.00043698 | 538.7322 | 0 | 538.2045 | -0.00074655 | 750.1629 | 0.95435 | 538.2045 | -0.0063878 | 749.4502 | 0 | 750.1629 | 0.013611 | 533.8929 | 2.2423
|  | 538.9581 | 0.072225 | 538.4307 | 0.069801 | 497.6323 | 0.0079509 | 538.9581 | 0.031638 | 538.4307 | 0.05508 | 532.087 | 0.016499 | 538.4307 | 0.057816 | 498.2939 | 0.00011791 | 538.9581 | 0.03751 | 538.9581 | 0.11331 | 538.9581 | 0.51892 | 538.9581 | 2.0988 | 538.9581 | 0.0087698 | 538.9581 | 0.015155 | 498.2939 | 0.00022354 | 538.9581 | 0.0065543 | 538.4307 | 0.0059848 | 750.3275 | 0.9445 | 538.4307 | 0.00078731 | 749.6148 | 0.00032174 | 750.3275 | 0.012774 | 534.1143 | 2.2446
|  | 539.1839 | 0.045745 | 538.6568 | 0.07384 | 497.7463 | 0 | 539.1839 | -0.0018759 | 538.6568 | 0.019278 | 532.3115 | 0.0021693 | 538.6568 | 0.021153 | 498.4105 | 0.00022129 | 539.1839 | 0.0092013 | 539.1839 | 0.10789 | 539.1839 | 0.51106 | 539.1839 | 2.0918 | 539.1839 | 0.0023266 | 539.1839 | 0 | 498.4105 | 0.00042704 | 539.1839 | 0 | 538.6568 | -0.0075927 | 750.4921 | 0.9731 | 538.6568 | 0.0015429 | 749.7795 | 0 | 750.4921 | 0.013518 | 534.3357 | 2.2357
|  | 539.4097 | 0.076086 | 538.883 | 0.078583 | 497.8602 | 0.022353 | 539.4097 | 0.036066 | 538.883 | 0.044476 | 532.536 | 0.01119 | 538.883 | 0.052375 | 498.5271 | 0.00010357 | 539.4097 | 0.045395 | 539.4097 | 0.12173 | 539.4097 | 0.50725 | 539.4097 | 2.0649 | 539.4097 | 0.010365 | 539.4097 | 0.010614 | 498.5271 | 0.00020675 | 539.4097 | 0.01295 | 538.883 | 0.012139 | 750.6567 | 0.97827 | 538.883 | 0.0091154 | 749.9441 | 0.0007506 | 750.6567 | 0.012635 | 534.5571 | 2.2562
|  | 539.6356 | 0.063851 | 539.1091 | 0.071381 | 497.9742 | 0 | 539.6356 | -0.0014491 | 539.1091 | 0.032436 | 532.7606 | 0.0055939 | 539.1091 | 0.020719 | 498.6437 | 0.00018907 | 539.6356 | 0.0075971 | 539.6356 | 0.103 | 539.6356 | 0.49216 | 539.6356 | 2.0274 | 539.6356 | 0.002927 | 539.6356 | 0 | 498.6437 | 0.0004303 | 539.6356 | 0 | 539.1091 | -0.0036444 | 750.8213 | 0.99121 | 539.1091 | -0.010218 | 750.1088 | 0 | 750.8213 | 0.01375 | 534.7784 | 2.2469
|  | 539.8615 | 0.072407 | 539.3353 | 0.064917 | 498.0881 | 0.017386 | 539.8615 | 0.048466 | 539.3353 | 0.055959 | 532.985 | 0.0097929 | 539.3353 | 0.05383 | 498.7603 | 8.5499e-05 | 539.8615 | 0.039056 | 539.8615 | 0.11128 | 539.8615 | 0.49239 | 539.8615 | 2.0064 | 539.8615 | 0.0090279 | 539.8615 | 0.0088107 | 498.7603 | 0.0002268 | 539.8615 | 0.013423 | 539.3353 | 0.015089 | 750.9859 | 0.97124 | 539.3353 | -0.0057287 | 750.2735 | 0.00032174 | 750.9859 | 0.01296 | 534.9998 | 2.2385
|  | 540.0873 | 0.077223 | 539.5615 | 0.069692 | 498.2021 | 0 | 540.0873 | 0.0049827 | 539.5615 | 0.012683 | 533.2096 | 0.0018934 | 539.5615 | 0.021712 | 498.8769 | 0.00016187 | 540.0874 | 0.010111 | 540.0874 | 0.10236 | 540.0874 | 0.47608 | 540.0873 | 1.9789 | 540.0874 | 0.0032907 | 540.0874 | 0 | 498.8769 | 0.00039706 | 540.0873 | 0 | 539.5615 | -0.0084943 | 751.1505 | 1.0115 | 539.5615 | 0.0017218 | 750.4382 | 0 | 751.1505 | 0.013982 | 535.2213 | 2.2589
|  | 540.3133 | 0.079549 | 539.7877 | 0.079542 | 498.3161 | 0.0049694 | 540.3133 | 0.03039 | 539.7877 | 0.074748 | 533.4341 | 0.01267 | 539.7877 | 0.053108 | 498.9936 | 7.6371e-05 | 540.3133 | 0.040281 | 540.3133 | 0.11435 | 540.3133 | 0.47509 | 540.3133 | 1.9609 | 540.3133 | 0.010335 | 540.3133 | 0.015991 | 498.9936 | 0.00017352 | 540.3133 | 0.013051 | 539.7877 | 0.013355 | 751.3151 | 1.0129 | 539.7877 | 0.0019062 | 750.6028 | 0.00053624 | 751.3151 | 0.013146 | 535.4427 | 2.2581
|  | 540.5392 | 0.06325 | 540.0139 | 0.070981 | 498.43 | 0 | 540.5392 | -0.0031102 | 540.0139 | 0.011561 | 533.6587 | 0.0061223 | 540.0139 | 0.019411 | 499.1102 | 0.00015665 | 540.5392 | 0.0091665 | 540.5392 | 0.080696 | 540.5392 | 0.45994 | 540.5392 | 1.9317 | 540.5392 | 0.0048478 | 540.5392 | 0 | 499.1102 | 0.00036692 | 540.5392 | 0 | 540.0139 | -0.0095273 | 751.4798 | 1.028 | 540.0139 | -0.0035531 | 750.7675 | 0 | 751.4798 | 0.014122 | 535.6641 | 2.2514
|  | 540.7651 | 0.08218 | 540.2402 | 0.067476 | 498.544 | 0.0097437 | 540.7651 | 0.049067 | 540.2402 | 0.02527 | 533.8832 | 0.01309 | 540.2402 | 0.050164 | 499.2268 | 8.0283e-05 | 540.7651 | 0.041414 | 540.7651 | 0.11041 | 540.7651 | 0.4543 | 540.7651 | 1.9045 | 540.7651 | 0.0093265 | 540.7651 | 0.013689 | 499.2268 | 0.00019682 | 540.7651 | 0.010795 | 540.2402 | 0.011984 | 751.6444 | 1.021 | 540.2402 | 0.0087138 | 750.9322 | 0.00053624 | 751.6444 | 0.0131 | 535.8856 | 2.2513
|  | 540.991 | 0.047525 | 540.4664 | 0.073186 | 498.658 | 0 | 540.991 | 0.037812 | 540.4664 | 0.0014346 | 534.1078 | 0.002547 | 540.4664 | 0.022771 | 499.3435 | 0.00014436 | 540.991 | 0.012419 | 540.991 | 0.091423 | 540.991 | 0.44354 | 540.991 | 1.8757 | 540.991 | 0.0029784 | 540.991 | 0 | 499.3435 | 0.00039038 | 540.991 | 0 | 540.4664 | -0.010412 | 751.809 | 1.0418 | 540.4664 | 0.00069785 | 751.0969 | 0 | 751.809 | 0.013703 | 536.107 | 2.2652
|  | 541.217 | 0.067816 | 540.6927 | 0.075158 | 498.772 | 0.014233 | 541.217 | 0.036103 | 540.6927 | 0.036445 | 534.3324 | 0.015138 | 540.6927 | 0.056892 | 499.4601 | 6.4077e-05 | 541.217 | 0.039285 | 541.217 | 0.10842 | 541.217 | 0.44407 | 541.217 | 1.8611 | 541.217 | 0.0121 | 541.217 | 0.011195 | 499.4601 | 0.00019682 | 541.217 | 0.01496 | 540.6927 | 0.013879 | 751.9737 | 1.0648 | 540.6927 | 0.0031239 | 751.2616 | 0.00032174 | 751.9737 | 0.012867 | 536.3284 | 2.2558
|  | 541.4429 | 0.045872 | 540.9189 | 0.060644 | 498.8859 | 0 | 541.4429 | 0.023927 | 540.9189 | 0.0047189 | 534.557 | 0.0046177 | 540.9189 | 0.022769 | 499.5768 | 0.00013654 | 541.443 | 0.011653 | 541.443 | 0.08349 | 541.443 | 0.43174 | 541.4429 | 1.8354 | 541.443 | 0.0042856 | 541.443 | 0 | 499.5768 | 0.00038696 | 541.4429 | 0 | 540.9189 | -0.014276 | 752.1383 | 1.0706 | 540.9189 | -0.0058117 | 751.4263 | 0 | 752.1383 | 0.013378 | 536.5499 | 2.2725
|  | 541.6689 | 0.06354 | 541.1452 | 0.075463 | 498.9999 | 0.016908 | 541.6689 | 0.034021 | 541.1452 | 0.048982 | 534.7816 | 0.011344 | 541.1452 | 0.049561 | 499.6934 | 7.246e-05 | 541.6689 | 0.035988 | 541.6689 | 0.11777 | 541.6689 | 0.43454 | 541.6689 | 1.8168 | 541.6689 | 0.0084455 | 541.6689 | 0.010688 | 499.6934 | 0.00019357 | 541.6689 | 0.0081719 | 541.1452 | 0.010122 | 752.303 | 1.0765 | 541.1452 | -0.0099067 | 751.5911 | 0.0007506 | 752.303 | 0.012774 | 536.7714 | 2.2763
|  | 541.8949 | 0.063723 | 541.3715 | 0.068301 | 499.1139 | 0 | 541.8949 | 0.026728 | 541.3715 | -0.0073669 | 535.0062 | 0.0052239 | 541.3715 | 0.017968 | 499.8101 | 0.00013654 | 541.8949 | 0.0039982 | 541.8949 | 0.088801 | 541.8949 | 0.41932 | 541.8949 | 1.7939 | 541.8949 | 0.0054028 | 541.8949 | 0 | 499.8101 | 0.00039706 | 541.8949 | 0 | 541.3715 | -0.0095678 | 752.4677 | 1.0992 | 541.3715 | 0.0018328 | 751.7558 | 0 | 752.4677 | 0.013657 | 536.9929 | 2.2608
|  | 542.1209 | 0.085677 | 541.5978 | 0.077269 | 499.2279 | 0.0077853 | 542.1209 | 0.04567 | 541.5978 | 0.064623 | 535.2308 | 0.013919 | 541.5978 | 0.055179 | 499.9267 | 6.4077e-05 | 542.1209 | 0.035292 | 542.1209 | 0.10307 | 542.1209 | 0.41748 | 542.1209 | 1.7705 | 542.1209 | 0.012487 | 542.1209 | 0.01033 | 499.9267 | 0.0002035 | 542.1209 | 0.013007 | 541.5978 | 0.010754 | 752.6323 | 1.1109 | 541.5978 | 0.0018079 | 751.9205 | 0.00053624 | 752.6323 | 0.013378 | 537.2144 | 2.2532
|  | 542.3469 | 0.055003 | 541.8241 | 0.066429 | 499.3419 | 0 | 542.3469 | 0.024955 | 541.8241 | 0.010848 | 535.4555 | 0.0071547 | 541.8241 | 0.022558 | 500.0434 | 0.00011567 | 542.3469 | 0.013338 | 542.3469 | 0.085955 | 542.3469 | 0.40339 | 542.3469 | 1.7331 | 542.3469 | 0.004784 | 542.3469 | 0.0016231 | 500.0434 | 0.00041693 | 542.3469 | 0 | 541.8241 | -0.015585 | 752.797 | 1.1194 | 541.8241 | 0.0034159 | 752.0852 | 0 | 752.797 | 0.014075 | 537.4359 | 2.2682
|  | 542.5729 | 0.065292 | 542.0505 | 0.068393 | 499.4559 | 0.0097437 | 542.5729 | 0.0422 | 542.0505 | 0.051828 | 535.6801 | 0.011296 | 542.0505 | 0.050484 | 500.1601 | 5.1597e-05 | 542.5729 | 0.035682 | 542.5729 | 0.086345 | 542.5729 | 0.40112 | 542.5729 | 1.7145 | 542.5729 | 0.010942 | 542.5729 | 0.0091863 | 500.1601 | 0.00021686 | 542.5729 | 0.0098788 | 542.0505 | 0.0050714 | 752.9616 | 1.1474 | 542.0505 | 0.0086694 | 752.25 | 0.00053624 | 752.9616 | 0.013146 | 537.6575 | 2.2798
|  | 542.799 | 0.052155 | 542.2768 | 0.068505 | 499.5699 | 0 | 542.799 | 0.030693 | 542.2768 | 0.024437 | 535.9048 | 0.0054137 | 542.2768 | 0.021911 | 500.2767 | 0.00011567 | 542.799 | 0 | 542.799 | 0.076526 | 542.799 | 0.38907 | 542.799 | 1.6868 | 542.799 | 0.0065416 | 542.799 | 0 | 500.2767 | 0.00040032 | 542.7989 | 0 | 542.2768 | -0.0079868 | 753.1263 | 1.1213 | 542.2768 | -0.0019761 | 752.4147 | 0 | 753.1263 | 0.013889 | 537.879 | 2.2691
|  | 543.025 | 0.071641 | 542.5032 | 0.074708 | 499.6839 | 0.01175 | 543.025 | 0.027032 | 542.5032 | 0.049472 | 536.1295 | 0.013637 | 542.5032 | 0.051276 | 500.3934 | 6.4077e-05 | 543.025 | 0.036062 | 543.025 | 0.081654 | 543.025 | 0.38642 | 543.025 | 1.667 | 543.025 | 0.013954 | 543.025 | 0.012506 | 500.3934 | 0.00018688 | 543.025 | 0.0084822 | 542.5032 | 0.0097332 | 753.291 | 1.1388 | 542.5032 | -0.0060759 | 752.5794 | 0.00032174 | 753.291 | 0.013239 | 538.1005 | 2.2654
|  | 543.2511 | 0.056657 | 542.7295 | 0.06455 | 499.7979 | 0 | 543.2511 | 0.019022 | 542.7295 | -0.010075 | 536.3541 | 0.0029985 | 542.7295 | 0.020972 | 500.5101 | 0.00011437 | 543.2511 | 0.00711 | 543.2511 | 0.079398 | 543.2511 | 0.37452 | 543.2511 | 1.6343 | 543.2511 | 0.0057593 | 543.2511 | 0 | 500.5101 | 0.00038696 | 543.2511 | 0 | 542.7295 | -0.015079 | 753.4557 | 1.162 | 542.7295 | -0.0051426 | 752.7442 | 0 | 753.4557 | 0.014075 | 538.3221 | 2.259
|  | 543.4772 | 0.077037 | 542.9559 | 0.069494 | 499.9119 | 0.022831 | 543.4772 | 0.030196 | 542.9559 | 0.061449 | 536.5789 | 0.0085329 | 542.9559 | 0.054497 | 500.6268 | 5.0293e-05 | 543.4772 | 0.043285 | 543.4772 | 0.095016 | 543.4772 | 0.37468 | 543.4772 | 1.6142 | 543.4772 | 0.012875 | 543.4772 | 0.012244 | 500.6268 | 0.00021686 | 543.4772 | 0.013195 | 542.9559 | 0.0036564 | 753.6204 | 1.1826 | 542.9559 | 0.0049086 | 752.9089 | 0.00032174 | 753.6204 | 0.013378 | 538.5436 | 2.2762
|  | 543.7032 | 0.048736 | 543.1823 | 0.065921 | 500.026 | 0 | 543.7032 | 0.026553 | 543.1823 | 0.016777 | 536.8035 | 0.0057429 | 543.1823 | 0.021528 | 500.7434 | 0.00011437 | 543.7032 | 0.005107 | 543.7032 | 0.073215 | 543.7032 | 0.35968 | 543.7032 | 1.5813 | 543.7032 | 0.0067663 | 543.7032 | 0 | 500.7434 | 0.00040032 | 543.7033 | 0 | 543.1823 | -0.0034474 | 753.7851 | 1.1932 | 543.1823 | 0.0021251 | 753.0737 | 0 | 753.7851 | 0.014168 | 538.7653 | 2.2802
|  | 543.9293 | 0.078078 | 543.4087 | 0.079119 | 500.14 | 0.022162 | 543.9293 | 0.035979 | 543.4087 | 0.0616 | 537.0283 | 0.010332 | 543.4087 | 0.049174 | 500.8601 | 6.4077e-05 | 543.9293 | 0.044458 | 543.9293 | 0.083846 | 543.9293 | 0.36008 | 543.9293 | 1.5639 | 543.9293 | 0.018874 | 543.9293 | 0.015071 | 500.8601 | 0.00019682 | 543.9293 | 0.013558 | 543.4087 | 0.004454 | 753.9498 | 1.2065 | 543.4087 | 0.003763 | 753.2384 | 0.0007506 | 753.9498 | 0.013611 | 538.9868 | 2.2749
|  | 544.1555 | 0.052528 | 543.6351 | 0.05195 | 500.254 | 0 | 544.1555 | -0.0030236 | 543.6351 | 0.012832 | 537.253 | 0.0049538 | 543.6351 | 0.018686 | 500.9768 | 0.00012573 | 544.1554 | 0.015023 | 544.1554 | 0.073471 | 544.1554 | 0.34828 | 544.1555 | 1.5429 | 544.1554 | 0.006246 | 544.1554 | 0 | 500.9768 | 0.00037702 | 544.1555 | 0 | 543.6351 | -0.010179 | 754.1145 | 1.1824 | 543.6351 | -0.007648 | 753.4032 | 0 | 754.1145 | 0.014493 | 539.2084 | 2.2671
|  | 544.3815 | 0.093706 | 543.8616 | 0.074509 | 500.368 | 0.0064601 | 544.3815 | 0.045936 | 543.8616 | 0.044281 | 537.4777 | 0.0099261 | 543.8616 | 0.053043 | 501.0935 | 6.1656e-05 | 544.3816 | 0.037201 | 544.3816 | 0.08627 | 544.3816 | 0.35056 | 544.3815 | 1.526 | 544.3816 | 0.01537 | 544.3816 | 0.010903 | 501.0935 | 0.00019357 | 544.3815 | 0.014269 | 543.8616 | 0.011784 | 754.2792 | 1.2095 | 543.8616 | 0.01049 | 753.568 | 0.0007506 | 754.2792 | 0.01375 | 539.4301 | 2.2708
|  | 544.6077 | 0.041752 | 544.088 | 0.068929 | 500.4821 | 0 | 544.6077 | 0.0084287 | 544.088 | 0.0013951 | 537.7025 | 0.0033035 | 544.088 | 0.023092 | 501.2102 | 0.00012499 | 544.6077 | 0 | 544.6077 | 0.054073 | 544.6077 | 0.33937 | 544.6077 | 1.5059 | 544.6077 | 0.0078502 | 544.6077 | 0 | 501.2102 | 0.000407 | 544.6077 | 0 | 544.088 | -0.0092711 | 754.4439 | 1.2259 | 544.088 | 0.0013356 | 753.7328 | 0 | 754.4439 | 0.014679 | 539.6517 | 2.282
|  | 544.8339 | 0.071542 | 544.3145 | 0.075029 | 500.5961 | 0.015093 | 544.8339 | 0.038367 | 544.3145 | 0.062949 | 537.9272 | 0.011999 | 544.3145 | 0.051181 | 501.3269 | 6.3332e-05 | 544.8338 | 0.035137 | 544.8338 | 0.075986 | 544.8338 | 0.33961 | 544.8339 | 1.495 | 544.8338 | 0.016971 | 544.8338 | 0.014046 | 501.3269 | 0.00021343 | 544.8339 | 0.016943 | 544.3144 | 0.010495 | 754.6086 | 1.2369 | 544.3145 | 0.012664 | 753.8975 | 0.0011796 | 754.6086 | 0.013703 | 539.8733 | 2.2875
|  | 545.06 | 0.044035 | 544.5409 | 0.062104 | 500.7101 | 0 | 545.06 | 0.012145 | 544.5409 | 0.034165 | 538.152 | 0.0012514 | 544.5409 | 0.02047 | 501.4436 | 0.00013188 | 545.06 | 0.0023913 | 545.06 | 0.077781 | 545.06 | 0.3287 | 545.06 | 1.4772 | 545.06 | 0.011711 | 545.06 | 0 | 501.4436 | 0.00039706 | 545.06 | 0 | 544.5409 | -0.013059 | 754.7734 | 1.2398 | 544.5409 | -0.0038214 | 754.0623 | 0 | 754.7734 | 0.014679 | 540.0949 | 2.2827
|  | 545.2861 | 0.072423 | 544.7674 | 0.071707 | 500.8242 | 0.0071227 | 545.2861 | 0.023439 | 544.7674 | 0.034828 | 538.3768 | 0.011626 | 544.7674 | 0.053069 | 501.5603 | 6.8548e-05 | 545.2862 | 0.044484 | 545.2862 | 0.071519 | 545.2862 | 0.32935 | 545.2861 | 1.4576 | 545.2862 | 0.01642 | 545.2862 | 0.016156 | 501.5603 | 0.00020024 | 545.2861 | 0.014406 | 544.7674 | 0.01235 | 754.9381 | 1.2558 | 544.7674 | 0.0069281 | 754.2271 | 0.0007506 | 754.9381 | 0.01375 | 540.3166 | 2.2804
|  | 545.5123 | 0.056998 | 544.9939 | 0.06473 | 500.9382 | 0 | 545.5123 | -0.0029725 | 544.9939 | -0.0055234 | 538.6016 | 0.0030557 | 544.9939 | 0.019001 | 501.6771 | 0.00012182 | 545.5123 | 0 | 545.5123 | 0.059519 | 545.5123 | 0.31935 | 545.5123 | 1.4376 | 545.5123 | 0.010279 | 545.5123 | 0 | 501.6771 | 0.0003837 | 545.5123 | 0 | 544.9939 | -0.0085101 | 755.1028 | 1.2566 | 544.9939 | -0.0062458 | 754.3919 | 0 | 755.1028 | 0.014493 | 540.5382 | 2.2743
|  | 545.7385 | 0.082972 | 545.2204 | 0.062046 | 501.0522 | 0.018723 | 545.7385 | 0.029516 | 545.2204 | 0.034707 | 538.8264 | 0.010445 | 545.2204 | 0.053916 | 501.7938 | 5.3274e-05 | 545.7385 | 0.03799 | 545.7385 | 0.090659 | 545.7385 | 0.3217 | 545.7385 | 1.4256 | 545.7385 | 0.018063 | 545.7385 | 0.01033 | 501.7938 | 0.00020024 | 545.7385 | 0.016895 | 545.2204 | 0.0095295 | 755.2676 | 1.2882 | 545.2204 | -0.00054023 | 754.5567 | 0.0007506 | 755.2676 | 0.013564 | 540.7599 | 2.3083
|  | 545.9647 | 0.062564 | 545.4469 | 0.06524 | 501.1663 | 0 | 545.9647 | 0.014127 | 545.4469 | 0.022918 | 539.0511 | 0.0067231 | 545.4469 | 0.020008 | 501.9105 | 0.00011139 | 545.9647 | 0.0086254 | 545.9647 | 0.063745 | 545.9647 | 0.3085 | 545.9647 | 1.3969 | 545.9647 | 0.012612 | 545.9647 | 0.00079052 | 501.9105 | 0.00033694 | 545.9647 | 0 | 545.4469 | -0.00040654 | 755.4323 | 1.3012 | 545.4469 | 0.0036183 | 754.7215 | 0 | 755.4323 | 0.014307 | 540.9816 | 2.2861
|  | 546.191 | 0.089287 | 545.6734 | 0.06332 | 501.2803 | 0.017577 | 546.191 | 0.028657 | 545.6734 | 0.061141 | 539.2759 | 0.011299 | 545.6734 | 0.055849 | 502.0272 | 5.8117e-05 | 546.191 | 0.031928 | 546.191 | 0.089197 | 546.191 | 0.30897 | 546.191 | 1.3775 | 546.191 | 0.018708 | 546.191 | 0.01024 | 502.0272 | 0.00015674 | 546.191 | 0.011246 | 545.6734 | 0.0087626 | 755.597 | 1.302 | 545.6734 | 0.0081476 | 754.8863 | 0.0007506 | 755.597 | 0.013657 | 541.2033 | 2.3014
|  | 546.4172 | 0.058491 | 545.9 | 0.064659 | 501.3944 | 0 | 546.4172 | 0.014382 | 545.9 | 0.020715 | 539.5008 | 0.0041091 | 545.9 | 0.020199 | 502.144 | 0.00011269 | 546.4172 | 0.0082374 | 546.4172 | 0.073033 | 546.4172 | 0.30179 | 546.4172 | 1.3614 | 546.4172 | 0.012327 | 546.4172 | 0 | 502.144 | 0.00039038 | 546.4172 | 0 | 545.9 | -0.0046181 | 755.7618 | 1.3006 | 545.9 | -0.0090564 | 755.0511 | 0 | 755.7618 | 0.0144 | 541.425 | 2.2926
|  | 546.6434 | 0.084924 | 546.1265 | 0.063492 | 501.5085 | 0.016431 | 546.6434 | 0.03654 | 546.1265 | 0.062153 | 539.7256 | 0.011848 | 546.1265 | 0.046745 | 502.2607 | 5.4578e-05 | 546.6434 | 0.031066 | 546.6434 | 0.07577 | 546.6434 | 0.29923 | 546.6434 | 1.3474 | 546.6434 | 0.018871 | 546.6434 | 0.010988 | 502.2607 | 0.0002369 | 546.6434 | 0.015779 | 546.1265 | 0.0029724 | 755.9265 | 1.3248 | 546.1265 | -0.0055689 | 755.2159 | 0.0007506 | 755.9265 | 0.013564 | 541.6467 | 2.3114
|  | 546.8697 | 0.050085 | 546.3531 | 0.065045 | 501.6225 | 0 | 546.8697 | -0.0010132 | 546.3531 | -0.0054424 | 539.9505 | 0.0080931 | 546.3531 | 0.0227 | 502.3774 | 0.00010617 | 546.8697 | 0.00085462 | 546.8697 | 0.072307 | 546.8697 | 0.29211 | 546.8697 | 1.3312 | 546.8697 | 0.015891 | 546.8697 | 0 | 502.3774 | 0.000407 | 546.8697 | 0 | 546.3531 | -0.0043755 | 756.0913 | 1.3362 | 546.3531 | -0.0020625 | 755.3808 | 0 | 756.0913 | 0.014772 | 541.8684 | 2.3098
|  | 547.0959 | 0.096929 | 546.5797 | 0.058127 | 501.7366 | 0.017863 | 547.0959 | 0.056618 | 546.5797 | 0.031812 | 540.1754 | 0.012853 | 546.5797 | 0.046334 | 502.4942 | 5.1597e-05 | 547.0959 | 0.031708 | 547.0959 | 0.080021 | 547.0959 | 0.29293 | 547.0959 | 1.3157 | 547.0959 | 0.020763 | 547.0959 | 0.014559 | 502.4942 | 0.00017352 | 547.096 | 0.013103 | 546.5797 | 0.0084032 | 756.2561 | 1.3583 | 546.5797 | 0.0024412 | 755.5456 | 0.00053624 | 756.2561 | 0.013796 | 542.0901 | 2.3245
|  | 547.3222 | 0.047 | 546.8063 | 0.06021 | 501.8507 | 0 | 547.3222 | -0.0029712 | 546.8063 | -0.000478 | 540.4002 | 0.0034267 | 546.8063 | 0.018901 | 502.6109 | 0.00010804 | 547.3222 | 0.0047555 | 547.3222 | 0.072447 | 547.3222 | 0.28031 | 547.3222 | 1.2918 | 547.3222 | 0.014346 | 547.3222 | 0 | 502.6109 | 0.00029857 | 547.3222 | 0 | 546.8063 | -0.0066463 | 756.4208 | 1.3563 | 546.8063 | -0.0051988 | 755.7104 | 0 | 756.4208 | 0.01454 | 542.3119 | 2.3049
|  | 547.5485 | 0.077729 | 547.0329 | 0.063334 | 501.9647 | 0.0097437 | 547.5485 | 0.028856 | 547.0329 | 0.030595 | 540.6251 | 0.01174 | 547.0329 | 0.048001 | 502.7277 | 5.644e-05 | 547.5485 | 0.022639 | 547.5485 | 0.077045 | 547.5485 | 0.27935 | 547.5485 | 1.2676 | 547.5485 | 0.022327 | 547.5485 | 0.012388 | 502.7277 | 0.00012505 | 547.5485 | 0.014249 | 547.0329 | 0.0099934 | 756.5856 | 1.3818 | 547.0329 | -0.0028967 | 755.8752 | 0.00053624 | 756.5856 | 0.013425 | 542.5336 | 2.313
|  | 547.7748 | 0.058209 | 547.2595 | 0.055526 | 502.0788 | 0 | 547.7748 | 0.010837 | 547.2595 | 0.014955 | 540.85 | 0.00556 | 547.2595 | 0.017999 | 502.8444 | 0.00012834 | 547.7748 | 0.0093304 | 547.7748 | 0.052737 | 547.7748 | 0.2712 | 547.7748 | 1.25 | 547.7748 | 0.014776 | 547.7748 | 0 | 502.8444 | 0.00031861 | 547.7748 | 0 | 547.2595 | -0.0014107 | 756.7504 | 1.3792 | 547.2595 | -0.0062567 | 756.0401 | 0 | 756.7504 | 0.014354 | 542.7554 | 2.3163
|  | 548.0011 | 0.064358 | 547.4861 | 0.065999 | 502.1929 | 0.024359 | 548.0011 | 0.039567 | 547.4861 | 0.028681 | 541.0749 | 0.011933 | 547.4861 | 0.050971 | 502.9612 | 7.1901e-05 | 548.0011 | 0.028251 | 548.0011 | 0.069668 | 548.0011 | 0.27006 | 548.0011 | 1.2312 | 548.0011 | 0.021956 | 548.0011 | 0.0090543 | 502.9612 | 0.00019357 | 548.0011 | 0.011146 | 547.4861 | 0.012574 | 756.9152 | 1.4049 | 547.4861 | -0.0067804 | 756.2049 | 0.00053624 | 756.9152 | 0.013611 | 542.9772 | 2.3334
|  | 548.2274 | 0.062079 | 547.7128 | 0.062454 | 502.307 | 0 | 548.2274 | 0.015256 | 547.7128 | 0.0081424 | 541.2998 | 0.0055958 | 547.7128 | 0.017289 | 503.0779 | 0.00015796 | 548.2274 | 0.0049853 | 548.2274 | 0.067108 | 548.2274 | 0.26244 | 548.2274 | 1.2126 | 548.2274 | 0.017804 | 548.2274 | 0 | 503.0779 | 0.00041693 | 548.2274 | 0 | 547.7128 | -0.0081343 | 757.08 | 1.4384 | 547.7128 | -0.0042462 | 756.3698 | 0 | 757.08 | 0.014493 | 543.199 | 2.3232
|  | 548.4538 | 0.08821 | 547.9394 | 0.062329 | 502.4211 | 0.017195 | 548.4538 | 0.022298 | 547.9394 | 0.047724 | 541.5248 | 0.012262 | 547.9394 | 0.043225 | 503.1947 | 8.6244e-05 | 548.4538 | 0.024658 | 548.4538 | 0.068992 | 548.4538 | 0.26024 | 548.4538 | 1.1924 | 548.4538 | 0.024155 | 548.4538 | 0.010699 | 503.1947 | 0.00022354 | 548.4538 | 0.012671 | 547.9394 | 0.012518 | 757.2448 | 1.4598 | 547.9394 | 0.0027201 | 756.5346 | 0.00032174 | 757.2448 | 0.013982 | 543.4208 | 2.3215
|  | 548.6801 | 0.062806 | 548.1661 | 0.057468 | 502.5351 | 0 | 548.6801 | 0.012834 | 548.1661 | -0.0030522 | 541.7497 | 0.0027301 | 548.1661 | 0.020097 | 503.3115 | 0.0001751 | 548.6801 | 0.004459 | 548.6801 | 0.066825 | 548.6801 | 0.2537 | 548.6801 | 1.1762 | 548.6801 | 0.018684 | 548.6801 | 0 | 503.3115 | 0.00038696 | 548.6801 | 0 | 548.1661 | -0.014343 | 757.4096 | 1.4488 | 548.1661 | 0.0016109 | 756.6995 | 0 | 757.4096 | 0.015097 | 543.6426 | 2.3265
|  | 548.9065 | 0.069403 | 548.3928 | 0.065898 | 502.6492 | 0.0054662 | 548.9065 | 0.039863 | 548.3928 | 0.044066 | 541.9747 | 0.013767 | 548.3928 | 0.048349 | 503.4282 | 8.8851e-05 | 548.9065 | 0.029368 | 548.9065 | 0.058652 | 548.9065 | 0.25187 | 548.9065 | 1.1589 | 548.9065 | 0.025938 | 548.9065 | 0.0087055 | 503.4282 | 0.00016342 | 548.9065 | 0.0099134 | 548.3928 | 0.0096522 | 757.5744 | 1.4456 | 548.3928 | 0.0021904 | 756.8643 | 0.0009651 | 757.5744 | 0.014261 | 543.8644 | 2.3304
|  | 549.1329 | 0.064324 | 548.6194 | 0.065336 | 502.7633 | 0 | 549.1329 | -0.0013768 | 548.6194 | 0.0071459 | 542.1996 | 0.0018975 | 548.6194 | 0.019984 | 503.545 | 0.00016299 | 549.1329 | 0.014813 | 549.1329 | 0.067605 | 549.1329 | 0.24405 | 549.1329 | 1.1379 | 549.1329 | 0.022838 | 549.1329 | 0 | 503.545 | 0.00035698 | 549.1329 | 0 | 548.6195 | -0.0029416 | 757.7392 | 1.4848 | 548.6194 | 0.0043655 | 757.0292 | 0 | 757.7392 | 0.015329 | 544.0862 | 2.3458
|  | 549.3593 | 0.079011 | 548.8462 | 0.061797 | 502.8774 | 0.013374 | 549.3593 | 0.051893 | 548.8462 | 0.038815 | 542.4246 | 0.015195 | 548.8462 | 0.046474 | 503.6618 | 7.4136e-05 | 549.3592 | 0.03347 | 549.3592 | 0.082771 | 549.3592 | 0.24473 | 549.3593 | 1.1202 | 549.3592 | 0.02436 | 549.3592 | 0.0082369 | 503.6618 | 0.00019682 | 549.3592 | 0.011126 | 548.8461 | 0.0099264 | 757.904 | 1.4619 | 548.8462 | 0.0093348 | 757.1941 | 0.00010725 | 757.904 | 0.01454 | 544.308 | 2.3454
|  | 549.5856 | 0.055255 | 549.0729 | 0.062 | 502.9915 | 0 | 549.5856 | 0.015168 | 549.0729 | 0.007268 | 542.6495 | 0.0074599 | 549.0729 | 0.02203 | 503.7786 | 0.00014958 | 549.5856 | 0.010385 | 549.5856 | 0.047683 | 549.5856 | 0.23577 | 549.5856 | 1.1079 | 549.5856 | 0.020845 | 549.5856 | 0 | 503.7786 | 0.00037034 | 549.5856 | 0 | 549.0729 | -0.0086084 | 758.0688 | 1.538 | 549.0729 | 0.001959 | 757.359 | 0 | 758.0688 | 0.015515 | 544.5299 | 2.3465
|  | 549.8121 | 0.084666 | 549.2996 | 0.060884 | 503.1057 | 0.011081 | 549.8121 | 0.041342 | 549.2996 | 0.047437 | 542.8746 | 0.01289 | 549.2996 | 0.046848 | 503.8954 | 7.544e-05 | 549.8121 | 0.032471 | 549.8121 | 0.070967 | 549.8121 | 0.23839 | 549.8121 | 1.0982 | 549.8121 | 0.027118 | 549.8121 | 0.011177 | 503.8954 | 0.00017678 | 549.8121 | 0.01409 | 549.2996 | 0.012516 | 758.2336 | 1.5642 | 549.2996 | -7.7825e-05 | 757.5239 | 0.00053624 | 758.2336 | 0.014168 | 544.7518 | 2.3614
|  | 550.0385 | 0.049487 | 549.5263 | 0.057141 | 503.2198 | 0 | 550.0385 | 0.0078419 | 549.5263 | 0.022671 | 543.0995 | 0.0062913 | 549.5263 | 0.02188 | 504.0121 | 0.00014268 | 550.0385 | 0.0086457 | 550.0385 | 0.035969 | 550.0385 | 0.23022 | 550.0385 | 1.0827 | 550.0385 | 0.021931 | 550.0385 | 0 | 504.0121 | 0.00034687 | 550.0385 | 0 | 549.5263 | -0.010709 | 758.3985 | 1.5687 | 549.5263 | -0.002186 | 757.6887 | 0 | 758.3985 | 0.014958 | 544.9736 | 2.3428
|  | 550.2649 | 0.097824 | 549.7531 | 0.060447 | 503.3339 | 0.01089 | 550.2649 | 0.050107 | 549.7531 | 0.03914 | 543.3246 | 0.012433 | 549.7531 | 0.04702 | 504.1289 | 6.7244e-05 | 550.2649 | 0.021984 | 550.2649 | 0.062352 | 550.2649 | 0.23049 | 550.2649 | 1.0732 | 550.2649 | 0.031043 | 550.2649 | 0.012374 | 504.1289 | 0.00017352 | 550.2649 | 0.010014 | 549.7531 | 0.012139 | 758.5633 | 1.5769 | 549.7531 | 0.0025455 | 757.8536 | 0.00032174 | 758.5633 | 0.014122 | 545.1956 | 2.3582
|  | 550.4913 | 0.074148 | 549.9798 | 0.060025 | 503.448 | 0 | 550.4913 | 0.022689 | 549.9798 | 0.014948 | 543.5496 | 0.006313 | 549.9798 | 0.019908 | 504.2457 | 0.00015777 | 550.4914 | 0.0079706 | 550.4914 | 0.053735 | 550.4914 | 0.22479 | 550.4913 | 1.0579 | 550.4914 | 0.025482 | 550.4914 | 0 | 504.2457 | 0.000407 | 550.4913 | 0 | 549.9799 | -0.00362 | 758.7281 | 1.5761 | 549.9798 | 0.0041575 | 758.0185 | 0 | 758.7281 | 0.015097 | 545.4174 | 2.3267
|  | 550.7178 | 0.095185 | 550.2066 | 0.065806 | 503.5621 | 0.0069571 | 550.7178 | 0.043052 | 550.2066 | 0.038284 | 543.7747 | 0.011844 | 550.2066 | 0.046846 | 504.3625 | 9.0528e-05 | 550.7178 | 0.037438 | 550.7178 | 0.06959 | 550.7178 | 0.22583 | 550.7178 | 1.0473 | 550.7178 | 0.031842 | 550.7178 | 0.014199 | 504.3625 | 0.00023348 | 550.7178 | 0.01641 | 550.2066 | 0.0093511 | 758.893 | 1.6013 | 550.2066 | -0.0010413 | 758.1834 | 0.0007506 | 758.893 | 0.014261 | 545.6393 | 2.3318
|  | 550.9443 | 0.070031 | 550.4334 | 0.061655 | 503.6762 | 0 | 550.9443 | 0.018123 | 550.4334 | 0.012432 | 543.9997 | 0.0061993 | 550.4334 | 0.020589 | 504.4793 | 0.00018609 | 550.9443 | 0.008832 | 550.9443 | 0.053233 | 550.9443 | 0.21703 | 550.9443 | 1.0308 | 550.9443 | 0.026424 | 550.9443 | 0.00078358 | 504.4793 | 0.00043698 | 550.9443 | 0 | 550.4334 | -0.0028102 | 759.0578 | 1.609 | 550.4334 | -0.0090554 | 758.3483 | 0 | 759.0578 | 0.015004 | 545.8613 | 2.337
|  | 551.1708 | 0.094618 | 550.6602 | 0.06467 | 503.7904 | 0.012132 | 551.1708 | 0.041249 | 550.6602 | 0.060507 | 544.2247 | 0.014339 | 550.6602 | 0.049622 | 504.5962 | 9.5744e-05 | 551.1708 | 0.03222 | 551.1708 | 0.074866 | 551.1708 | 0.2178 | 551.1708 | 1.0189 | 551.1708 | 0.033788 | 551.1708 | 0.012425 | 504.5962 | 0.0002035 | 551.1708 | 0.014808 | 550.6602 | 0.0070757 | 759.2227 | 1.6374 | 550.6602 | -0.0017804 | 758.5132 | 0.00053624 | 759.2227 | 0.014354 | 546.0832 | 2.3322
|  | 551.3973 | 0.052634 | 550.887 | 0.044857 | 503.9045 | 0 | 551.3973 | 0.025753 | 550.887 | 0.011372 | 544.4498 | 0.0048177 | 550.887 | 0.01875 | 504.713 | 0.00018478 | 551.3973 | 0.021259 | 551.3973 | 0.051288 | 551.3973 | 0.21114 | 551.3973 | 1.0028 | 551.3973 | 0.028754 | 551.3973 | 0 | 504.713 | 0.00037702 | 551.3973 | 0 | 550.887 | -0.0068786 | 759.3875 | 1.6539 | 550.887 | 0.0017793 | 758.6782 | 0 | 759.3875 | 0.015469 | 546.3051 | 2.3262
|  | 551.6238 | 0.085955 | 551.1139 | 0.059204 | 504.0186 | 0.013374 | 551.6238 | 0.028374 | 551.1139 | 0.02656 | 544.6749 | 0.011958 | 551.1139 | 0.047159 | 504.8298 | 8.9224e-05 | 551.6238 | 0.031352 | 551.6238 | 0.059706 | 551.6238 | 0.21178 | 551.6238 | 0.98743 | 551.6238 | 0.036256 | 551.6238 | 0.010138 | 504.8298 | 0.00017678 | 551.6238 | 0.013396 | 551.1138 | 0.013208 | 759.5524 | 1.6845 | 551.1139 | 0.0053894 | 758.8431 | 0.0007506 | 759.5524 | 0.014865 | 546.527 | 2.3184
|  | 551.8503 | 0.054286 | 551.3407 | 0.056012 | 504.1328 | 0 | 551.8503 | 0.024561 | 551.3407 | 0.013983 | 544.9 | 0.0035182 | 551.3407 | 0.017086 | 504.9466 | 0.00016708 | 551.8503 | 0.0090016 | 551.8503 | 0.051482 | 551.8503 | 0.20111 | 551.8503 | 0.96956 | 551.8503 | 0.030863 | 551.8503 | 0 | 504.9466 | 0.00040032 | 551.8503 | 0 | 551.3407 | -0.0058056 | 759.7172 | 1.684 | 551.3407 | -0.00582 | 759.008 | 0 | 759.7172 | 0.015747 | 546.749 | 2.3249
|  | 552.0768 | 0.072031 | 551.5675 | 0.062522 | 504.2469 | 0.015857 | 552.0768 | 0.046736 | 551.5675 | 0.028283 | 545.1251 | 0.010105 | 551.5675 | 0.0451 | 505.0634 | 7.8048e-05 | 552.0768 | 0.027547 | 552.0768 | 0.057619 | 552.0768 | 0.20264 | 552.0768 | 0.95777 | 552.0768 | 0.040694 | 552.0768 | 0.010455 | 505.0634 | 0.0002268 | 552.0768 | 0.018614 | 551.5675 | 0.014217 | 759.8821 | 1.7171 | 551.5675 | -0.0056631 | 759.1729 | 0.00032174 | 759.8821 | 0.014818 | 546.971 | 2.3312
|  | 552.3033 | 0.048621 | 551.7944 | 0.060832 | 504.361 | 0 | 552.3033 | 0.020586 | 551.7944 | -0.009983 | 545.3502 | 0.004495 | 551.7944 | 0.022934 | 505.1803 | 0.00019074 | 552.3034 | 0.010879 | 552.3034 | 0.040094 | 552.3034 | 0.19657 | 552.3033 | 0.93868 | 552.3034 | 0.032008 | 552.3034 | 8.8906e-05 | 505.1803 | 0.00042704 | 552.3033 | 0 | 551.7944 | -0.0093917 | 760.047 | 1.7275 | 551.7944 | -0.0097754 | 759.3379 | 0 | 760.047 | 0.015654 | 547.1929 | 2.3293
|  | 552.5299 | 0.080959 | 552.0213 | 0.063675 | 504.4752 | 0.0087791 | 552.5299 | 0.049537 | 552.0213 | 0.037386 | 545.5753 | 0.015427 | 552.0213 | 0.047236 | 505.2971 | 0.00011269 | 552.5299 | 0.036917 | 552.5299 | 0.062492 | 552.5299 | 0.19701 | 552.5299 | 0.92656 | 552.5299 | 0.041178 | 552.5299 | 0.015207 | 505.2971 | 0.00020675 | 552.5299 | 0.011748 | 552.0213 | 0.0099547 | 760.2118 | 1.7303 | 552.0213 | -0.0042534 | 759.5028 | 0.0007506 | 760.2118 | 0.014958 | 547.4149 | 2.3355
|  | 552.7565 | 0.064644 | 552.2482 | 0.057663 | 504.5894 | 0 | 552.7565 | 0.0020754 | 552.2482 | 0.010716 | 545.8004 | 0.0058317 | 552.2482 | 0.015924 | 505.4139 | 0.00022036 | 552.7565 | 0.0046371 | 552.7565 | 0.045709 | 552.7565 | 0.18923 | 552.7565 | 0.91161 | 552.7565 | 0.035368 | 552.7565 | 0.0014351 | 505.4139 | 0.00038028 | 552.7565 | 0 | 552.2482 | -0.0041759 | 760.3767 | 1.7306 | 552.2482 | -0.0015944 | 759.6677 | 0 | 760.3767 | 0.015747 | 547.6369 | 2.3186
|  | 552.983 | 0.081117 | 552.4751 | 0.063175 | 504.7035 | 0.01175 | 552.983 | 0.026948 | 552.4751 | 0.031507 | 546.0256 | 0.012231 | 552.4751 | 0.044019 | 505.5308 | 0.00010766 | 552.9831 | 0.027369 | 552.9831 | 0.048966 | 552.9831 | 0.19231 | 552.983 | 0.90154 | 552.9831 | 0.042201 | 552.9831 | 0.014648 | 505.5308 | 0.00017678 | 552.983 | 0.012399 | 552.4751 | 0.0066293 | 760.5416 | 1.7693 | 552.4751 | 0.0072972 | 759.8327 | 0.00053624 | 760.5416 | 0.014586 | 547.8589 | 2.3187
|  | 553.2097 | 0.065003 | 552.702 | 0.059212 | 504.8177 | 0 | 553.2097 | 0.035272 | 552.702 | 0.01191 | 546.2507 | 0.0081921 | 552.702 | 0.017568 | 505.6476 | 0.00021905 | 553.2096 | 0.0054173 | 553.2096 | 0.046993 | 553.2096 | 0.18191 | 553.2097 | 0.88697 | 553.2096 | 0.037534 | 553.2096 | 0 | 505.6476 | 0.00036692 | 553.2097 | 0 | 552.702 | -0.0070997 | 760.7065 | 1.7756 | 552.702 | -0.0031059 | 759.9976 | 0 | 760.7065 | 0.015608 | 548.0809 | 2.3097
|  | 553.4363 | 0.070263 | 552.9289 | 0.060737 | 504.9318 | 0.010603 | 553.4363 | 0.041111 | 552.9289 | 0.041586 | 546.4759 | 0.012579 | 552.9289 | 0.042809 | 505.7644 | 0.00011139 | 553.4362 | 0.029518 | 553.4362 | 0.044648 | 553.4362 | 0.18258 | 553.4363 | 0.87383 | 553.4362 | 0.044531 | 553.4362 | 0.015492 | 505.7644 | 0.00019682 | 553.4363 | 0.014949 | 552.9289 | 0.010377 | 760.8714 | 1.8226 | 552.9289 | 0.0023227 | 760.1626 | 0.00053624 | 760.8714 | 0.014911 | 548.303 | 2.3246
|  | 553.6628 | 0.076646 | 553.1558 | 0.053881 | 505.046 | 0 | 553.6628 | 0.010543 | 553.1558 | 0.019811 | 546.701 | 0.0042939 | 553.1558 | 0.016587 | 505.8813 | 0.00022129 | 553.6629 | 0.0048078 | 553.6629 | 0.03891 | 553.6629 | 0.17618 | 553.6628 | 0.85679 | 553.6629 | 0.039239 | 553.6629 | 0.0026517 | 505.8813 | 0.00040032 | 553.6628 | 0 | 553.1558 | -0.0065463 | 761.0363 | 1.8328 | 553.1558 | -0.0044433 | 760.3276 | 0 | 761.0363 | 0.01584 | 548.525 | 2.3173
|  | 553.8895 | 0.09783 | 553.3828 | 0.061576 | 505.1602 | 0.011081 | 553.8895 | 0.06602 | 553.3828 | 0.047062 | 546.9263 | 0.010657 | 553.3828 | 0.046364 | 505.9981 | 0.00011009 | 553.8895 | 0.028398 | 553.8895 | 0.052008 | 553.8895 | 0.17813 | 553.8895 | 0.84586 | 553.8895 | 0.046226 | 553.8895 | 0.018205 | 505.9981 | 0.00020675 | 553.8895 | 0.015615 | 553.3828 | 0.0090788 | 761.2012 | 1.842 | 553.3828 | 0.011003 | 760.4925 | 0.00053624 | 761.2012 | 0.014865 | 548.7471 | 2.3466
|  | 554.1161 | 0.063471 | 553.6097 | 0.052449 | 505.2743 | 0 | 554.1161 | 0.021937 | 553.6097 | 0.025672 | 547.1514 | 0.0032163 | 553.6097 | 0.01887 | 506.115 | 0.00020993 | 554.1161 | 0.0013421 | 554.1161 | 0.029959 | 554.1161 | 0.1708 | 554.1161 | 0.83262 | 554.1161 | 0.043851 | 554.1161 | 0.0062041 | 506.115 | 0.00033197 | 554.1161 | 0 | 553.6097 | -0.015383 | 761.3661 | 1.8588 | 553.6097 | -0.0043884 | 760.6575 | 0 | 761.3661 | 0.015654 | 548.9691 | 2.3306
|  | 554.3428 | 0.073002 | 553.8367 | 0.060227 | 505.3885 | 0.0091104 | 554.3428 | 0.03654 | 553.8367 | 0.049577 | 547.3766 | 0.010463 | 553.8367 | 0.045353 | 506.2319 | 9.9841e-05 | 554.3428 | 0.040282 | 554.3428 | 0.066998 | 554.3428 | 0.17469 | 554.3428 | 0.82716 | 554.3428 | 0.048087 | 554.3428 | 0.012919 | 506.2319 | 0.00012847 | 554.3428 | 0.01117 | 553.8367 | 0.013584 | 761.531 | 1.8571 | 553.8367 | -0.0042936 | 760.8225 | 0.00053624 | 761.531 | 0.014772 | 549.1912 | 2.3317
|  | 554.5695 | 0.080735 | 554.0637 | 0.05297 | 505.5027 | 0 | 554.5695 | 0.0080244 | 554.0637 | 0.0077003 | 547.6019 | 0.0045759 | 554.0637 | 0.014202 | 506.3487 | 0.00019912 | 554.5694 | 0.0078026 | 554.5694 | 0.047705 | 554.5694 | 0.16653 | 554.5695 | 0.80983 | 554.5694 | 0.044574 | 554.5694 | 0 | 506.3487 | 0.00034191 | 554.5695 | 0 | 554.0637 | -0.0047856 | 761.6959 | 1.8984 | 554.0637 | -0.0080647 | 760.9874 | 0 | 761.6959 | 0.015422 | 549.4133 | 2.3203
|  | 554.7961 | 0.08444 | 554.2907 | 0.057096 | 505.6169 | 0.014711 | 554.7961 | 0.052129 | 554.2907 | 0.041592 | 547.8271 | 0.010447 | 554.2907 | 0.042712 | 506.4656 | 9.9283e-05 | 554.7961 | 0.028058 | 554.7961 | 0.066799 | 554.7961 | 0.16675 | 554.7961 | 0.80084 | 554.7961 | 0.053869 | 554.7961 | 0.014437 | 506.4656 | 0.00021343 | 554.7961 | 0.013778 | 554.2907 | 0.0086147 | 761.8609 | 1.9125 | 554.2907 | 0.0075231 | 761.1524 | 0.0007506 | 761.8609 | 0.014214 | 549.6353 | 2.3278
|  | 555.0228 | 0.065458 | 554.5177 | 0.056045 | 505.7311 | 0 | 555.0228 | 0.014122 | 554.5177 | -0.015376 | 548.0524 | 0.0041391 | 554.5177 | 0.017277 | 506.5825 | 0.00020862 | 555.0228 | 0.0060318 | 555.0228 | 0.049623 | 555.0228 | 0.16162 | 555.0228 | 0.78633 | 555.0228 | 0.048512 | 555.0228 | 0.0045011 | 506.5825 | 0.00043698 | 555.0228 | 0 | 554.5177 | -0.00095003 | 762.0258 | 1.9489 | 554.5177 | -0.0020568 | 761.3174 | 0 | 762.0258 | 0.015515 | 549.8574 | 2.3261
|  | 555.2495 | 0.10578 | 554.7447 | 0.053302 | 505.8453 | 0.013087 | 555.2495 | 0.033812 | 554.7447 | 0.046557 | 548.2776 | 0.0096576 | 554.7447 | 0.044416 | 506.6993 | 0.00010934 | 555.2495 | 0.029184 | 555.2495 | 0.04422 | 555.2495 | 0.16497 | 555.2495 | 0.78002 | 555.2495 | 0.056565 | 555.2495 | 0.019094 | 506.6993 | 0.00022354 | 555.2495 | 0.015717 | 554.7447 | 0.010851 | 762.1907 | 1.9664 | 554.7447 | 0.0048174 | 761.4824 | 0.0007506 | 762.1907 | 0.014818 | 550.0795 | 2.333
|  | 555.4762 | 0.061237 | 554.9718 | 0.054432 | 505.9595 | 0 | 555.4762 | 0.012225 | 554.9718 | 0.0035036 | 548.5029 | 0.0038811 | 554.9718 | 0.015437 | 506.8162 | 0.0002185 | 555.4762 | 0.012912 | 555.4762 | 0.024402 | 555.4762 | 0.15651 | 555.4762 | 0.76799 | 555.4762 | 0.050951 | 555.4762 | 0.0034149 | 506.8162 | 0.000407 | 555.4762 | 0 | 554.9718 | -0.0059444 | 762.3557 | 1.957 | 554.9718 | -0.0062096 | 761.6474 | 0 | 762.3557 | 0.016444 | 550.3016 | 2.3192
|  | 555.7029 | 0.073002 | 555.1988 | 0.056036 | 506.0736 | 0.016048 | 555.7029 | 0.040067 | 555.1988 | 0.037315 | 548.7281 | 0.011514 | 555.1988 | 0.043786 | 506.9331 | 0.00010897 | 555.7029 | 0.023119 | 555.7029 | 0.048935 | 555.7029 | 0.15597 | 555.7029 | 0.75829 | 555.7029 | 0.058111 | 555.7029 | 0.015266 | 506.9331 | 0.00019682 | 555.7029 | 0.014058 | 555.1988 | 0.0027165 | 762.5206 | 1.9907 | 555.1988 | -0.0025048 | 761.8124 | 0.0007506 | 762.5206 | 0.015422 | 550.5238 | 2.343
|  | 555.9297 | 0.067513 | 555.4259 | 0.050143 | 506.1879 | 0 | 555.9297 | 0.014705 | 555.4259 | -0.010493 | 548.9534 | 0.0046414 | 555.4259 | 0.015279 | 507.05 | 0.00024122 | 555.9297 | 0.0069617 | 555.9297 | 0.037649 | 555.9297 | 0.14988 | 555.9297 | 0.74582 | 555.9297 | 0.055999 | 555.9297 | 0.005546 | 507.05 | 0.00040032 | 555.9297 | 0 | 555.4259 | -0.005614 | 762.6855 | 2.004 | 555.4259 | 0.0023711 | 761.9774 | 0 | 762.6855 | 0.016537 | 550.7459 | 2.3254
|  | 556.1564 | 0.084138 | 555.6529 | 0.059501 | 506.3021 | 0.0099348 | 556.1564 | 0.074662 | 555.6529 | 0.030153 | 549.1787 | 0.0073773 | 555.6529 | 0.045287 | 507.1669 | 0.00013225 | 556.1564 | 0.022313 | 556.1564 | 0.052594 | 556.1564 | 0.15336 | 556.1564 | 0.73764 | 556.1564 | 0.063042 | 556.1564 | 0.015688 | 507.1669 | 0.00021686 | 556.1564 | 0.015688 | 555.6529 | 0.0093264 | 762.8505 | 2.0519 | 555.6529 | 0.0051842 | 762.1424 | 0.00032174 | 762.8505 | 0.015515 | 550.9681 | 2.3238
|  | 556.3832 | 0.067739 | 555.88 | 0.056891 | 506.4163 | 0 | 556.3832 | 0.009419 | 555.88 | 0.019285 | 549.404 | 0.0038249 | 555.88 | 0.017748 | 507.2838 | 0.00025761 | 556.3832 | 0.0021879 | 556.3832 | 0.033554 | 556.3832 | 0.1439 | 556.3832 | 0.72449 | 556.3832 | 0.059516 | 556.3832 | 0.0030688 | 507.2838 | 0.00037702 | 556.3832 | 0.0011568 | 555.88 | -0.0058959 | 763.0154 | 2.0545 | 555.88 | -0.0065886 | 762.3075 | 0 | 763.0154 | 0.016723 | 551.1902 | 2.3262
|  | 556.6099 | 0.098702 | 556.1071 | 0.057442 | 506.5305 | 0.0062945 | 556.6099 | 0.043234 | 556.1071 | 0.049336 | 549.6293 | 0.011912 | 556.1071 | 0.041656 | 507.4007 | 0.00012536 | 556.6099 | 0.027794 | 556.6099 | 0.046592 | 556.6099 | 0.14739 | 556.6099 | 0.71144 | 556.6099 | 0.066211 | 556.6099 | 0.016343 | 507.4007 | 0.00017352 | 556.6099 | 0.016218 | 556.1071 | 0.0089364 | 763.1804 | 2.082 | 556.1071 | -0.0028654 | 762.4725 | 0.0007506 | 763.1804 | 0.015422 | 551.4124 | 2.3335
|  | 556.8367 | 0.062476 | 556.3342 | 0.050416 | 506.6447 | 0 | 556.8367 | -0.00065852 | 556.3342 | 0.0040735 | 549.8547 | 0.0053611 | 556.3342 | 0.014079 | 507.5176 | 0.00025836 | 556.8367 | 0.011239 | 556.8367 | 0.049317 | 556.8367 | 0.14098 | 556.8367 | 0.7001 | 556.8367 | 0.062655 | 556.8367 | 0 | 507.5176 | 0.00037702 | 556.8367 | 0 | 556.3342 | -0.008102 | 763.3454 | 2.0993 | 556.3342 | -0.0055872 | 762.6375 | 0 | 763.3454 | 0.016212 | 551.6346 | 2.3271
|  | 557.0635 | 0.078967 | 556.5613 | 0.055332 | 506.7589 | 0.023691 | 557.0635 | 0.031437 | 556.5613 | 0.036005 | 550.08 | 0.01382 | 556.5613 | 0.04549 | 507.6345 | 0.00013281 | 557.0635 | 0.029859 | 557.0635 | 0.038503 | 557.0635 | 0.14167 | 557.0635 | 0.68869 | 557.0635 | 0.071712 | 557.0635 | 0.016855 | 507.6345 | 0.0002035 | 557.0635 | 0.015832 | 556.5613 | 0.0090183 | 763.5103 | 2.1325 | 556.5613 | 0.0081294 | 762.8025 | 0.00053624 | 763.5103 | 0.015283 | 551.8568 | 2.3488
|  | 557.2903 | 0.066909 | 556.7885 | 0.052787 | 506.8731 | 0 | 557.2903 | 0.029678 | 556.7885 | -0.0091993 | 550.3053 | 0.0014772 | 556.7885 | 0.011377 | 507.7514 | 0.0002632 | 557.2903 | 0.009364 | 557.2903 | 0.033125 | 557.2903 | 0.13554 | 557.2903 | 0.67694 | 557.2903 | 0.067615 | 557.2903 | 0.0053517 | 507.7514 | 0.00044708 | 557.2903 | 0 | 556.7885 | -0.0024 | 763.6753 | 2.1435 | 556.7885 | -0.0064907 | 762.9676 | 0 | 763.6753 | 0.016816 | 552.079 | 2.3335
|  | 557.5172 | 0.082743 | 557.0156 | 0.055587 | 506.9874 | 0.017195 | 557.5172 | 0.037937 | 557.0156 | 0.041519 | 550.5307 | 0.013521 | 557.0156 | 0.043288 | 507.8683 | 0.0001302 | 557.5171 | 0.035504 | 557.5171 | 0.037039 | 557.5171 | 0.13886 | 557.5172 | 0.66826 | 557.5171 | 0.073399 | 557.5171 | 0.017781 | 507.8683 | 0.00024358 | 557.5172 | 0.019976 | 557.0156 | -0.0013574 | 763.8403 | 2.1625 | 557.0156 | 0.0013976 | 763.1326 | 0.0007506 | 763.8403 | 0.015887 | 552.3012 | 2.358
|  | 557.744 | 0.067272 | 557.2428 | 0.046269 | 507.1016 | 0 | 557.744 | 0.027524 | 557.2428 | 0.0060945 | 550.756 | 0.0044176 | 557.2428 | 0.013091 | 507.9852 | 0.00023116 | 557.744 | 0.010178 | 557.744 | 0.036322 | 557.744 | 0.12855 | 557.744 | 0.65442 | 557.744 | 0.070211 | 557.744 | 0.0042111 | 507.9852 | 0.00041693 | 557.744 | 0 | 557.2428 | -0.0059203 | 764.0053 | 2.1853 | 557.2428 | -0.0060588 | 763.2976 | 0 | 764.0053 | 0.016723 | 552.5234 | 2.3608
|  | 557.9708 | 0.085775 | 557.4699 | 0.057675 | 507.2158 | 0.0099348 | 557.9708 | 0.032699 | 557.4699 | 0.037878 | 550.9814 | 0.0076685 | 557.4699 | 0.039842 | 508.1021 | 0.00010096 | 557.9708 | 0.028838 | 557.9708 | 0.05701 | 557.9708 | 0.13422 | 557.9708 | 0.64818 | 557.9708 | 0.078488 | 557.9708 | 0.017444 | 508.1021 | 0.00017352 | 557.9708 | 0.019359 | 557.4699 | 0.01182 | 764.1703 | 2.1985 | 557.4699 | 0.0040739 | 763.4627 | 0.00032174 | 764.1703 | 0.015422 | 552.7457 | 2.3586
|  | 558.1977 | 0.07753 | 557.6971 | 0.053596 | 507.3301 | 0 | 558.1977 | 0.012693 | 557.6971 | -0.010215 | 551.2068 | 0.0055798 | 557.6971 | 0.011591 | 508.2191 | 0.00022166 | 558.1977 | 0.0011621 | 558.1977 | 0.035817 | 558.1977 | 0.12523 | 558.1977 | 0.63647 | 558.1977 | 0.073803 | 558.1977 | 0.0079868 | 508.2191 | 0.00033694 | 558.1977 | 0 | 557.6971 | -0.0044026 | 764.3352 | 2.2023 | 557.6971 | -0.0025272 | 763.6277 | 0 | 764.3352 | 0.016816 | 552.9679 | 2.3482
|  | 558.4246 | 0.076427 | 557.9243 | 0.058432 | 507.4443 | 0.010794 | 558.4246 | 0.048675 | 557.9243 | 0.044785 | 551.4322 | 0.009233 | 557.9243 | 0.043605 | 508.336 | 0.00012089 | 558.4245 | 0.027751 | 558.4245 | 0.033993 | 558.4245 | 0.1297 | 558.4246 | 0.62628 | 558.4245 | 0.084135 | 558.4245 | 0.012326 | 508.336 | 0.00016342 | 558.4246 | 0.020707 | 557.9243 | 0.0071742 | 764.5003 | 2.2283 | 557.9243 | 0.0040198 | 763.7928 | 0.0007506 | 764.5003 | 0.016073 | 553.1902 | 2.3631
|  | 558.6514 | 0.070888 | 558.1515 | 0.049797 | 507.5585 | 0 | 558.6514 | 0.017802 | 558.1515 | 0.013809 | 551.6577 | 0.0099425 | 558.1515 | 0.01333 | 508.4529 | 0.00023638 | 558.6514 | 0.0047571 | 558.6514 | 0.022267 | 558.6514 | 0.12159 | 558.6514 | 0.6122 | 558.6514 | 0.077597 | 558.6514 | 0.0033547 | 508.4529 | 0.00036692 | 558.6514 | 0 | 558.1515 | -0.0030286 | 764.6653 | 2.2777 | 558.1515 | -0.003028 | 763.9579 | 0 | 764.6653 | 0.01728 | 553.4124 | 2.3535
|  | 558.8783 | 0.080449 | 558.3787 | 0.054654 | 507.6728 | 0.018532 | 558.8783 | 0.049671 | 558.3787 | 0.031229 | 551.8831 | 0.013 | 558.3787 | 0.039448 | 508.5698 | 0.00011567 | 558.8783 | 0.034514 | 558.8783 | 0.069268 | 558.8783 | 0.12382 | 558.8783 | 0.60369 | 558.8783 | 0.088181 | 558.8783 | 0.023193 | 508.5698 | 0.0002035 | 558.8783 | 0.013662 | 558.3787 | 0.0033355 | 764.8302 | 2.2887 | 558.3787 | -0.00051607 | 764.1229 | 0.0009651 | 764.8302 | 0.016119 | 553.6347 | 2.3465
|  | 559.1052 | 0.05701 | 558.606 | 0.055684 | 507.787 | 0 | 559.1052 | 0.024563 | 558.606 | 0.0057894 | 552.1085 | 0.0035339 | 558.606 | 0.015656 | 508.6868 | 0.00024979 | 559.1052 | 0.015536 | 559.1052 | 0.011586 | 559.1052 | 0.11967 | 559.1052 | 0.59171 | 559.1052 | 0.082653 | 559.1052 | 0.0027884 | 508.6868 | 0.00036692 | 559.1052 | 0 | 558.606 | -0.0030292 | 764.9953 | 2.3208 | 558.606 | 0.000399 | 764.288 | 0 | 764.9953 | 0.016955 | 553.857 | 2.3485
|  | 559.3321 | 0.077059 | 558.8332 | 0.061434 | 507.9013 | 0.01089 | 559.3321 | 0.033048 | 558.8332 | 0.033257 | 552.3339 | 0.0064548 | 558.8332 | 0.039126 | 508.8037 | 0.00013412 | 559.3321 | 0.038436 | 559.3321 | 0.032702 | 559.3321 | 0.12055 | 559.3321 | 0.58549 | 559.3321 | 0.092001 | 559.3321 | 0.025256 | 508.8037 | 0.00016342 | 559.3321 | 0.018985 | 558.8332 | 0.0090449 | 765.1603 | 2.3472 | 558.8332 | 0.0048897 | 764.4531 | 0.0007506 | 765.1603 | 0.016026 | 554.0793 | 2.3489
|  | 559.559 | 0.038302 | 559.0604 | 0.052609 | 508.0156 | 0 | 559.559 | 0.011495 | 559.0604 | 0.031901 | 552.5594 | 0.0016314 | 559.0604 | 0.01169 | 508.9207 | 0.00025202 | 559.559 | 0.0092049 | 559.559 | 0.019987 | 559.559 | 0.11401 | 559.559 | 0.57131 | 559.559 | 0.086628 | 559.559 | 0.00992 | 508.9207 | 0.00035698 | 559.559 | 0.0031902 | 559.0604 | -0.0076268 | 765.3253 | 2.3627 | 559.0604 | -0.0057942 | 764.6182 | 0 | 765.3253 | 0.01728 | 554.3016 | 2.3325
|  | 559.7859 | 0.085753 | 559.2877 | 0.05692 | 508.1298 | 0.013278 | 559.7859 | 0.036585 | 559.2877 | 0.034652 | 552.7849 | 0.011617 | 559.2877 | 0.042307 | 509.0376 | 0.00011791 | 559.786 | 0.029709 | 559.786 | 0.048867 | 559.786 | 0.11611 | 559.7859 | 0.56685 | 559.786 | 0.096934 | 559.786 | 0.023479 | 509.0376 | 0.00019357 | 559.7859 | 0.017652 | 559.2877 | 0.0094855 | 765.4903 | 2.3964 | 559.2877 | -0.00090253 | 764.7833 | 0.00032174 | 765.4903 | 0.016584 | 554.5239 | 2.3516
|  | 560.0129 | 0.081282 | 559.515 | 0.054273 | 508.2441 | 0 | 560.0129 | 0.026541 | 559.515 | -0.0090734 | 553.0103 | 0.0045929 | 559.515 | 0.014838 | 509.1546 | 0.00024849 | 560.0129 | 0.0014122 | 560.0129 | 0.032575 | 560.0129 | 0.10837 | 560.0129 | 0.55502 | 560.0129 | 0.094979 | 560.0129 | 0.0083962 | 509.1546 | 0.00038696 | 560.0129 | 0 | 559.515 | -0.0089742 | 765.6553 | 2.4167 | 559.515 | -0.006674 | 764.9484 | 0 | 765.6553 | 0.017652 | 554.7462 | 2.3535
|  | 560.2399 | 0.077599 | 559.7423 | 0.055265 | 508.3584 | 0.004638 | 560.2399 | 0.051849 | 559.7423 | 0.032811 | 553.2358 | 0.0097057 | 559.7423 | 0.040786 | 509.2715 | 0.00013058 | 560.2399 | 0.037311 | 560.2399 | 0.045563 | 560.2399 | 0.11275 | 560.2399 | 0.54739 | 560.2399 | 0.1021 | 560.2399 | 0.016201 | 509.2715 | 0.00019682 | 560.2399 | 0.017557 | 559.7423 | -0.00636 | 765.8204 | 2.4246 | 559.7423 | 0.0011656 | 765.1134 | 0.00053624 | 765.8204 | 0.016398 | 554.9686 | 2.3603
|  | 560.4669 | 0.054959 | 559.9696 | 0.050547 | 508.4726 | 0 | 560.4669 | 0.0066429 | 559.9696 | -0.00041846 | 553.4613 | 0.0069589 | 559.9696 | 0.0075088 | 509.3885 | 0.00027624 | 560.4669 | 0.002492 | 560.4669 | 0.026782 | 560.4669 | 0.10773 | 560.4669 | 0.53752 | 560.4669 | 0.09922 | 560.4669 | 0.0062763 | 509.3885 | 0.0003503 | 560.4669 | 0.0002421 | 559.9696 | -0.0078715 | 765.9854 | 2.4806 | 559.9696 | 0.0016785 | 765.2785 | 0 | 765.9854 | 0.017141 | 555.1909 | 2.343
|  | 560.6938 | 0.086309 | 560.1969 | 0.05564 | 508.5869 | 0.010412 | 560.6938 | 0.050787 | 560.1969 | 0.021149 | 553.6868 | 0.010693 | 560.1969 | 0.043178 | 509.5055 | 0.00014566 | 560.6938 | 0.027762 | 560.6938 | 0.044745 | 560.6938 | 0.10729 | 560.6938 | 0.52855 | 560.6938 | 0.10957 | 560.6938 | 0.021041 | 509.5055 | 0.00015674 | 560.6938 | 0.02306 | 560.1969 | 0.0072867 | 766.1504 | 2.4777 | 560.1969 | -0.0038815 | 765.4437 | 0.0007506 | 766.1504 | 0.016212 | 555.4133 | 2.3682
|  | 560.9208 | 0.06641 | 560.4242 | 0.05468 | 508.7012 | 0 | 560.9208 | 0.025725 | 560.4242 | -0.0039679 | 553.9123 | 0.0063879 | 560.4242 | 0.016737 | 509.6224 | 0.00029151 | 560.9208 | 0.0043103 | 560.9208 | 0.025422 | 560.9208 | 0.10131 | 560.9208 | 0.51924 | 560.9208 | 0.10375 | 560.9208 | 0.0040415 | 509.6224 | 0.00035698 | 560.9208 | 0.0019221 | 560.4242 | -0.013134 | 766.3155 | 2.51 | 560.4242 | -0.0040021 | 765.6088 | 0 | 766.3155 | 0.017327 | 555.6356 | 2.3498
|  | 561.1478 | 0.11122 | 560.6516 | 0.060481 | 508.8155 | 0.013087 | 561.1478 | 0.030492 | 560.6516 | 0.035931 | 554.1378 | 0.011528 | 560.6516 | 0.03924 | 509.7394 | 0.0001466 | 561.1478 | 0.034637 | 561.1478 | 0.049771 | 561.1478 | 0.1063 | 561.1478 | 0.51125 | 561.1478 | 0.11366 | 561.1478 | 0.025944 | 509.7394 | 0.0002035 | 561.1478 | 0.020301 | 560.6516 | 0.0089918 | 766.4805 | 2.5226 | 560.6516 | 0.0027366 | 765.7739 | 0.00053624 | 766.4805 | 0.016862 | 555.858 | 2.368
|  | 561.3749 | 0.067107 | 560.8789 | 0.047293 | 508.9298 | 0 | 561.3749 | 0.01926 | 560.8789 | -0.0064156 | 554.3634 | 0.0047759 | 560.8789 | 0.012499 | 509.8564 | 0.00029356 | 561.3749 | 0.0056448 | 561.3749 | 0.042243 | 561.3749 | 0.097099 | 561.3749 | 0.4992 | 561.3749 | 0.10804 | 561.3749 | 0.0099619 | 509.8564 | 0.000407 | 561.3749 | 0.0016718 | 560.8789 | -0.009375 | 766.6456 | 2.5569 | 560.8789 | -0.0057798 | 765.939 | 0 | 766.6456 | 0.017698 | 556.0804 | 2.3474
|  | 561.6019 | 0.096753 | 561.1063 | 0.062177 | 509.0441 | 0.011272 | 561.6019 | 0.050131 | 561.1063 | 0.035428 | 554.5889 | 0.0091075 | 561.1063 | 0.04072 | 509.9733 | 0.00014753 | 561.6019 | 0.03812 | 561.6019 | 0.039256 | 561.6019 | 0.10449 | 561.6019 | 0.49503 | 561.6019 | 0.12053 | 561.6019 | 0.025005 | 509.9733 | 0.0002035 | 561.6019 | 0.024573 | 561.1063 | 0.014525 | 766.8107 | 2.5742 | 561.1063 | 0.0014846 | 766.1041 | 0.00053624 | 766.8107 | 0.017002 | 556.3028 | 2.3328
|  | 561.8289 | 0.085242 | 561.3336 | 0.049724 | 509.1583 | 0 | 561.8289 | 0.041004 | 561.3336 | -0.0013549 | 554.8145 | 0.0027719 | 561.3336 | 0.014113 | 510.0903 | 0.00030567 | 561.8289 | 0 | 561.8289 | 0.01363 | 561.8289 | 0.091235 | 561.8289 | 0.48537 | 561.8289 | 0.11735 | 561.8289 | 0.012002 | 510.0903 | 0.00041693 | 561.8289 | 0 | 561.3337 | -0.0048744 | 766.9757 | 2.6247 | 561.3336 | -0.0030248 | 766.2692 | 0 | 766.9757 | 0.017791 | 556.5252 | 2.3434
|  | 562.056 | 0.089882 | 561.561 | 0.057846 | 509.2726 | 0.013565 | 562.056 | 0.054856 | 561.561 | 0.04227 | 555.04 | 0.010418 | 561.561 | 0.040585 | 510.2073 | 0.0001587 | 562.056 | 0.027039 | 562.056 | 0.035847 | 562.056 | 0.099339 | 562.056 | 0.48423 | 562.056 | 0.12684 | 562.056 | 0.027126 | 510.2073 | 0.00022012 | 562.056 | 0.022245 | 561.561 | 0.012775 | 767.1408 | 2.6441 | 561.561 | -0.0064883 | 766.4344 | 0.0007506 | 767.1408 | 0.017141 | 556.7476 | 2.3444
|  | 562.2831 | 0.054217 | 561.7884 | 0.05349 | 509.387 | 0 | 562.2831 | 0.015496 | 561.7884 | -0.0032994 | 555.2656 | 0.0039048 | 561.7884 | 0.011585 | 510.3243 | 0.00030269 | 562.2831 | 0.011413 | 562.2831 | 0.016408 | 562.2831 | 0.0934 | 562.2831 | 0.47538 | 562.2831 | 0.12464 | 562.2831 | 0.0090118 | 510.3243 | 0.00042361 | 562.2831 | 0.00076796 | 561.7884 | -0.0057736 | 767.3059 | 2.6757 | 561.7884 | -0.0062358 | 766.5995 | 0 | 767.3059 | 0.018163 | 556.97 | 2.3445
|  | 562.5101 | 0.09602 | 562.0158 | 0.05661 | 509.5013 | 0.0081166 | 562.5101 | 0.063498 | 562.0158 | 0.028095 | 555.4912 | 0.011097 | 562.0158 | 0.042138 | 510.4413 | 0.00014399 | 562.5102 | 0.032916 | 562.5102 | 0.038258 | 562.5102 | 0.096943 | 562.5101 | 0.46977 | 562.5102 | 0.1334 | 562.5102 | 0.027174 | 510.4413 | 0.00021018 | 562.5101 | 0.02689 | 562.0158 | 0.012648 | 767.4709 | 2.7004 | 562.0158 | 0.0053154 | 766.7646 | 0.00053624 | 767.4709 | 0.017559 | 557.1925 | 2.3442
|  | 562.7372 | 0.076289 | 562.2433 | 0.050983 | 509.6156 | 0 | 562.7372 | 0.0075612 | 562.2433 | 0.011016 | 555.7168 | 0.0043039 | 562.2433 | 0.010902 | 510.5583 | 0.00028183 | 562.7372 | 0 | 562.7372 | 0.023716 | 562.7372 | 0.088963 | 562.7372 | 0.46025 | 562.7372 | 0.1338 | 562.7372 | 0.013699 | 510.5583 | 0.00038696 | 562.7372 | 0.0027873 | 562.2433 | 5.0089e-05 | 767.636 | 2.7515 | 562.2433 | -0.0010177 | 766.9298 | 0 | 767.636 | 0.018442 | 557.4149 | 2.3201
|  | 562.9644 | 0.10879 | 562.4707 | 0.055785 | 509.7299 | 0.020347 | 562.9644 | 0.058033 | 562.4707 | 0.02124 | 555.9424 | 0.0083943 | 562.4707 | 0.034157 | 510.6753 | 0.00013784 | 562.9643 | 0.025096 | 562.9643 | 0.037177 | 562.9643 | 0.092518 | 562.9644 | 0.45589 | 562.9643 | 0.1412 | 562.9643 | 0.029118 | 510.6753 | 0.00018688 | 562.9644 | 0.023754 | 562.4707 | 0.014654 | 767.8011 | 2.7589 | 562.4707 | -0.0013948 | 767.0949 | 0.0007506 | 767.8011 | 0.017466 | 557.6374 | 2.3434
|  | 563.1915 | 0.06876 | 562.6981 | 0.047541 | 509.8442 | 0 | 563.1915 | 0.016497 | 562.6981 | -0.010962 | 556.168 | 0.0039775 | 562.6981 | 0.010283 | 510.7923 | 0.00027456 | 563.1915 | 0.0058609 | 563.1915 | 0.038659 | 563.1915 | 0.082798 | 563.1915 | 0.44695 | 563.1915 | 0.14151 | 563.1915 | 0.010527 | 510.7923 | 0.0003837 | 563.1915 | 0.0054661 | 562.6982 | -0.0044186 | 767.9662 | 2.7835 | 562.6981 | -0.012094 | 767.2601 | 0 | 767.9662 | 0.018209 | 557.8599 | 2.3496
|  | 563.4186 | 0.10002 | 562.9256 | 0.053129 | 509.9585 | 0.017386 | 563.4186 | 0.062193 | 562.9256 | 0.029887 | 556.3937 | 0.011056 | 562.9256 | 0.039057 | 510.9093 | 0.00013672 | 563.4186 | 0.036212 | 563.4186 | 0.043285 | 563.4186 | 0.090196 | 563.4186 | 0.44371 | 563.4186 | 0.14984 | 563.4186 | 0.026743 | 510.9093 | 0.00020024 | 563.4186 | 0.018606 | 562.9256 | 0.014998 | 768.1313 | 2.803 | 562.9256 | 0.00655 | 767.4253 | 0.00053624 | 768.1313 | 0.017187 | 558.0823 | 2.3424
|  | 563.6458 | 0.072617 | 563.1531 | 0.047173 | 510.0729 | 0 | 563.6458 | 0.039684 | 563.1531 | 0.00047025 | 556.6193 | 0.0030862 | 563.1531 | 0.0087952 | 511.0263 | 0.00029971 | 563.6457 | 0.0022878 | 563.6457 | 0.028465 | 563.6457 | 0.082892 | 563.6458 | 0.43461 | 563.6457 | 0.14946 | 563.6457 | 0.012985 | 511.0263 | 0.00039038 | 563.6458 | 0 | 563.1531 | -0.0114 | 768.2964 | 2.8316 | 563.1531 | -0.0017635 | 767.5904 | 0 | 768.2964 | 0.017791 | 558.3049 | 2.3492
|  | 563.8729 | 0.097726 | 563.3806 | 0.058394 | 510.1872 | 0.013947 | 563.8729 | 0.03318 | 563.3806 | 0.057838 | 556.845 | 0.010743 | 563.3806 | 0.042965 | 511.1433 | 0.00016299 | 563.8729 | 0.030471 | 563.8729 | 0.042505 | 563.8729 | 0.088571 | 563.8729 | 0.43172 | 563.8729 | 0.16008 | 563.8729 | 0.027411 | 511.1433 | 0.00019357 | 563.8729 | 0.024619 | 563.3806 | 0.018652 | 768.4615 | 2.8726 | 563.3806 | -0.0012478 | 767.7556 | 0.00053624 | 768.4615 | 0.017373 | 558.5273 | 2.3645
|  | 564.1 | 0.082124 | 563.6081 | 0.05323 | 510.3015 | 0 | 564.1 | 0.013628 | 563.6081 | 0.0020544 | 557.0707 | 0.0013282 | 563.6081 | 0.012999 | 511.2604 | 0.00032299 | 564.1 | 0.0010489 | 564.1 | 0.01684 | 564.1 | 0.08275 | 564.1 | 0.42391 | 564.1 | 0.15897 | 564.1 | 0.013796 | 511.2604 | 0.00044708 | 564.1 | 0.0033534 | 563.6081 | -0.011545 | 768.6266 | 2.8939 | 563.6081 | -0.007871 | 767.9208 | 0 | 768.6266 | 0.01872 | 558.7499 | 2.3606
|  | 564.3272 | 0.092896 | 563.8356 | 0.049464 | 510.4158 | 0.0067914 | 564.3272 | 0.033387 | 563.8356 | 0.031235 | 557.2963 | 0.0098988 | 563.8356 | 0.039282 | 511.3774 | 0.00016001 | 564.3272 | 0.026482 | 564.3272 | 0.050419 | 564.3272 | 0.083783 | 564.3272 | 0.41889 | 564.3272 | 0.17077 | 564.3272 | 0.034377 | 511.3774 | 0.0002602 | 564.3272 | 0.018613 | 563.8356 | 0.0081543 | 768.7917 | 2.9036 | 563.8356 | -0.000608 | 768.0859 | 0.00032174 | 768.7917 | 0.018163 | 558.9724 | 2.3529
|  | 564.5544 | 0.074929 | 564.0631 | 0.036206 | 510.5302 | 0 | 564.5544 | 0.019937 | 564.0631 | 0.0031126 | 557.522 | 0.0062638 | 564.0631 | 0.012193 | 511.4944 | 0.00031834 | 564.5544 | 0.0098825 | 564.5544 | 0.031016 | 564.5544 | 0.078483 | 564.5544 | 0.41159 | 564.5544 | 0.16995 | 564.5544 | 0.019156 | 511.4944 | 0.00044366 | 564.5544 | 0.0093765 | 564.0631 | 0.00099518 | 768.9568 | 2.9231 | 564.0631 | 0.0027625 | 768.2511 | 0 | 768.9568 | 0.018999 | 559.1949 | 2.3418
|  | 564.7816 | 0.096612 | 564.2906 | 0.051508 | 510.6445 | 0.010126 | 564.7816 | 0.019828 | 564.2906 | 0.044521 | 557.7477 | 0.0094152 | 564.2906 | 0.039237 | 511.6114 | 0.00015833 | 564.7816 | 0.027356 | 564.7816 | 0.049045 | 564.7816 | 0.083947 | 564.7816 | 0.40502 | 564.7816 | 0.17907 | 564.7816 | 0.033529 | 511.6114 | 0.00019014 | 564.7816 | 0.024039 | 564.2906 | 0.010817 | 769.1219 | 2.9896 | 564.2906 | -0.0073783 | 768.4163 | 0.00053624 | 769.1219 | 0.018024 | 559.4175 | 2.3594
|  | 565.0088 | 0.075161 | 564.5182 | 0.040377 | 510.7589 | 0 | 565.0088 | 0.015531 | 564.5182 | -0.0046185 | 557.9734 | 0.0056128 | 564.5182 | 0.013275 | 511.7285 | 0.00032001 | 565.0088 | 0.0065077 | 565.0088 | 0.017154 | 565.0088 | 0.075856 | 565.0088 | 0.39679 | 565.0088 | 0.1791 | 565.0088 | 0.020832 | 511.7285 | 0.00037702 | 565.0088 | 0.007758 | 564.5181 | -0.0067463 | 769.2871 | 3.0181 | 564.5182 | -0.0020892 | 768.5815 | 0 | 769.2871 | 0.019464 | 559.64 | 2.3395
|  | 565.236 | 0.099246 | 564.7457 | 0.051378 | 510.8732 | 0.0099348 | 565.236 | 0.042404 | 564.7457 | 0.024758 | 558.1992 | 0.013477 | 564.7457 | 0.039576 | 511.8455 | 0.00016168 | 565.236 | 0.033157 | 565.236 | 0.031379 | 565.236 | 0.080215 | 565.236 | 0.3939 | 565.236 | 0.18844 | 565.236 | 0.032334 | 511.8455 | 0.00019357 | 565.236 | 0.022831 | 564.7457 | 0.013484 | 769.4522 | 3.0517 | 564.7457 | 0.0037031 | 768.7467 | 0.00053624 | 769.4522 | 0.018674 | 559.8626 | 2.3598
|  | 565.4633 | 0.075394 | 564.9733 | 0.050762 | 510.9876 | 0 | 565.4633 | 0.023417 | 564.9733 | 0.004123 | 558.4249 | 0.0027237 | 564.9733 | 0.0095223 | 511.9625 | 0.00030846 | 565.4633 | 0.010194 | 565.4633 | 0.019465 | 565.4633 | 0.073787 | 565.4633 | 0.38522 | 565.4633 | 0.18765 | 565.4633 | 0.017085 | 511.9625 | 0.00038696 | 565.4633 | 0.0034581 | 564.9733 | -0.0054621 | 769.6173 | 3.0625 | 564.9733 | -0.0060641 | 768.9119 | 0 | 769.6173 | 0.01951 | 560.0851 | 2.3503
|  | 565.6905 | 0.10903 | 565.2009 | 0.050581 | 511.1019 | 0.004638 | 565.6905 | 0.044268 | 565.2009 | 0.030695 | 558.6506 | 0.010296 | 565.2009 | 0.040233 | 512.0796 | 0.00014697 | 565.6905 | 0.027448 | 565.6905 | 0.045415 | 565.6905 | 0.076499 | 565.6905 | 0.38233 | 565.6905 | 0.20083 | 565.6905 | 0.033086 | 512.0796 | 0.00019357 | 565.6905 | 0.022771 | 565.2009 | 0.0070624 | 769.7825 | 3.0841 | 565.2009 | 0.0021835 | 769.0771 | 0.00032174 | 769.7825 | 0.017977 | 560.3077 | 2.3626
|  | 565.9178 | 0.082056 | 565.4284 | 0.044978 | 511.2163 | 0 | 565.9178 | 0.011628 | 565.4284 | 0.020497 | 558.8763 | 0.0032551 | 565.4284 | 0.013049 | 512.1966 | 0.00030101 | 565.9178 | 0.0065361 | 565.9178 | 0.025174 | 565.9178 | 0.070309 | 565.9178 | 0.37389 | 565.9178 | 0.19991 | 565.9178 | 0.01993 | 512.1966 | 0.00037702 | 565.9178 | 0.008449 | 565.4284 | -0.013141 | 769.9476 | 3.1196 | 565.4284 | -0.0039129 | 769.2423 | 0 | 769.9476 | 0.019231 | 560.5303 | 2.3708
|  | 566.145 | 0.10554 | 565.6561 | 0.059795 | 511.3307 | 0.0096482 | 566.145 | 0.033766 | 565.6561 | 0.044228 | 559.1021 | 0.012164 | 565.6561 | 0.041062 | 512.3137 | 0.00015405 | 566.145 | 0.034805 | 566.145 | 0.028511 | 566.145 | 0.07682 | 566.145 | 0.3719 | 566.145 | 0.211 | 566.145 | 0.039625 | 512.3137 | 0.00018346 | 566.145 | 0.029111 | 565.6561 | 0.0035722 | 770.1128 | 3.1352 | 565.6561 | 0.01125 | 769.4075 | 0.0007506 | 770.1128 | 0.018627 | 560.7529 | 2.3663
|  | 566.3723 | 0.066278 | 565.8837 | 0.055183 | 511.445 | 0 | 566.3723 | 0.034736 | 565.8837 | 0.0073953 | 559.3279 | 0.0058135 | 565.8837 | 0.0051211 | 512.4307 | 0.00030362 | 566.3723 | 0.0061739 | 566.3723 | 0.030251 | 566.3723 | 0.07 | 566.3723 | 0.36211 | 566.3723 | 0.21018 | 566.3723 | 0.021273 | 512.4307 | 0.00042704 | 566.3723 | 0.010896 | 565.8837 | -0.004735 | 770.2779 | 3.2007 | 565.8837 | -0.011538 | 769.5727 | 0 | 770.2779 | 0.019975 | 560.9755 | 2.3498
|  | 566.5996 | 0.09886 | 566.1113 | 0.054035 | 511.5594 | 0.0077853 | 566.5996 | 0.036568 | 566.1113 | 0.04768 | 559.5536 | 0.012948 | 566.1113 | 0.040464 | 512.5478 | 0.00014958 | 566.5996 | 0.036356 | 566.5996 | 0.044427 | 566.5996 | 0.07302 | 566.5996 | 0.35847 | 566.5996 | 0.2213 | 566.5996 | 0.035262 | 512.5478 | 0.00024358 | 566.5996 | 0.028371 | 566.1113 | 0.010502 | 770.4431 | 3.2086 | 566.1113 | 0.0081159 | 769.738 | 0.00053624 | 770.4431 | 0.01872 | 561.1982 | 2.3669
|  | 566.8269 | 0.07591 | 566.3389 | 0.046167 | 511.6738 | 0 | 566.8269 | -0.013836 | 566.3389 | -0.038465 | 559.7795 | 0.0062653 | 566.3389 | 0.0081175 | 512.6649 | 0.0002958 | 566.8269 | 0 | 566.8269 | 0.020461 | 566.8269 | 0.065022 | 566.8269 | 0.34954 | 566.8269 | 0.2218 | 566.8269 | 0.027091 | 512.6649 | 0.00038696 | 566.8269 | 0.0096379 | 566.3389 | -0.0075784 | 770.6082 | 3.2712 | 566.3389 | -0.001505 | 769.9032 | 0 | 770.6082 | 0.019882 | 561.4208 | 2.3563
|  | 567.0543 | 0.095427 | 566.5666 | 0.048639 | 511.7882 | 0.0092761 | 567.0543 | 0.038921 | 566.5666 | 0.036761 | 560.0052 | 0.0076499 | 566.5666 | 0.0352 | 512.7819 | 0.00014622 | 567.0542 | 0.035407 | 567.0542 | 0.038887 | 567.0542 | 0.070211 | 567.0543 | 0.34834 | 567.0542 | 0.2341 | 567.0542 | 0.039652 | 512.7819 | 0.00014337 | 567.0543 | 0.023285 | 566.5666 | 0.006641 | 770.7734 | 3.2995 | 566.5666 | -0.0024446 | 770.0684 | 0.00053624 | 770.7734 | 0.019138 | 561.6434 | 2.372
|  | 567.2816 | 0.073407 | 566.7942 | 0.039412 | 511.9026 | 0 | 567.2816 | 0.048386 | 566.7942 | 0.0014046 | 560.2311 | 0.0077517 | 566.7942 | 0.0077554 | 512.899 | 0.00029543 | 567.2816 | 0.0001281 | 567.2816 | 0.030128 | 567.2816 | 0.064924 | 567.2816 | 0.34097 | 567.2816 | 0.23668 | 567.2816 | 0.028239 | 512.899 | 0.00033694 | 567.2816 | 0.0092095 | 566.7943 | -0.0089939 | 770.9386 | 3.3251 | 566.7942 | -0.0088649 | 770.2337 | 0 | 770.9386 | 0.020114 | 561.8661 | 2.3517
|  | 567.5089 | 0.097018 | 567.0219 | 0.052413 | 512.0169 | 0.0099348 | 567.5089 | 0.049725 | 567.0219 | 0.035209 | 560.4569 | 0.0081528 | 567.0219 | 0.040456 | 513.0161 | 0.0001492 | 567.5089 | 0.025826 | 567.5089 | 0.051714 | 567.5089 | 0.06838 | 567.5089 | 0.33848 | 567.5089 | 0.2481 | 567.5089 | 0.039177 | 513.0161 | 0.00019357 | 567.5089 | 0.028864 | 567.0219 | 0.0089663 | 771.1037 | 3.3395 | 567.0219 | -0.0016267 | 770.3989 | 0.00053624 | 771.1037 | 0.018906 | 562.0888 | 2.3636
|  | 567.7363 | 0.06842 | 567.2496 | 0.046937 | 512.1313 | 0 | 567.7363 | 0.02942 | 567.2496 | -0.003924 | 560.6827 | 0.0010225 | 567.2496 | 0.01012 | 513.1331 | 0.00029189 | 567.7363 | 0.0010645 | 567.7363 | 0.027033 | 567.7363 | 0.06013 | 567.7363 | 0.33037 | 567.7363 | 0.24965 | 567.7363 | 0.024453 | 513.1331 | 0.00039706 | 567.7363 | 0.011379 | 567.2496 | -0.008872 | 771.2689 | 3.3627 | 567.2496 | -0.0055235 | 770.5641 | 0 | 771.2689 | 0.019789 | 562.3114 | 2.3587
|  | 567.9636 | 0.09955 | 567.4773 | 0.058418 | 512.2457 | 0.020347 | 567.9636 | 0.042976 | 567.4773 | 0.040858 | 560.9086 | 0.011568 | 567.4773 | 0.043299 | 513.2502 | 0.00014268 | 567.9636 | 0.026701 | 567.9636 | 0.035036 | 567.9636 | 0.069437 | 567.9636 | 0.33075 | 567.9636 | 0.26465 | 567.9636 | 0.044223 | 513.2502 | 0.0002035 | 567.9636 | 0.030097 | 567.4773 | 0.005259 | 771.4341 | 3.4072 | 567.4773 | 0.004723 | 770.7294 | 0.0007506 | 771.4341 | 0.019046 | 562.5341 | 2.3627
|  | 568.191 | 0.068919 | 567.705 | 0.048575 | 512.3601 | 0 | 568.191 | 0.026581 | 567.705 | -0.025464 | 561.1345 | -0.00095439 | 567.705 | 0.0065781 | 513.3673 | 0.00031778 | 568.191 | 0 | 568.191 | 0.031873 | 568.191 | 0.06049 | 568.191 | 0.32121 | 568.191 | 0.26317 | 568.191 | 0.034257 | 513.3673 | 0.00036692 | 568.191 | 0.015087 | 567.705 | -0.0049165 | 771.5993 | 3.4129 | 567.705 | 0.001335 | 770.8946 | 0 | 771.5993 | 0.020207 | 562.7568 | 2.3555
|  | 568.4184 | 0.091178 | 567.9327 | 0.056139 | 512.4745 | 0.020347 | 568.4184 | 0.041167 | 567.9327 | 0.044296 | 561.3603 | 0.0089979 | 567.9327 | 0.039769 | 513.4844 | 0.00017565 | 568.4184 | 0.035121 | 568.4184 | 0.029418 | 568.4184 | 0.065594 | 568.4184 | 0.31791 | 568.4184 | 0.27866 | 568.4184 | 0.04699 | 513.4844 | 0.00016342 | 568.4184 | 0.030097 | 567.9328 | 0.0062622 | 771.7645 | 3.4685 | 567.9327 | 0.0012724 | 771.0599 | 0.0007506 | 771.7645 | 0.019371 | 562.9795 | 2.3587
|  | 568.6458 | 0.075925 | 568.1605 | 0.050039 | 512.5889 | 0 | 568.6458 | 1.3142e-05 | 568.1605 | -0.0022799 | 561.5862 | 0.0025102 | 568.1605 | 0.0054791 | 513.6015 | 0.0003405 | 568.6458 | 0.00032457 | 568.6458 | 0.011139 | 568.6458 | 0.055609 | 568.6458 | 0.31057 | 568.6458 | 0.27888 | 568.6458 | 0.034397 | 513.6015 | 0.00038696 | 568.6458 | 0.017965 | 568.1605 | -0.0096713 | 771.9297 | 3.5109 | 568.1605 | -0.0036748 | 771.2252 | 0 | 771.9297 | 0.020346 | 563.2022 | 2.3426
|  | 568.8732 | 0.092096 | 568.3882 | 0.050701 | 512.7034 | 0.021207 | 568.8732 | 0.029008 | 568.3882 | 0.046488 | 561.8121 | 0.015594 | 568.3882 | 0.041161 | 513.7186 | 0.0001656 | 568.8732 | 0.022966 | 568.8732 | 0.044202 | 568.8732 | 0.062987 | 568.8732 | 0.30701 | 568.8732 | 0.29207 | 568.8732 | 0.044854 | 513.7186 | 0.00022354 | 568.8732 | 0.035772 | 568.3882 | 0.009396 | 772.0949 | 3.5432 | 568.3882 | 0.0049749 | 771.3904 | 0.00053624 | 772.0949 | 0.019417 | 563.425 | 2.3451
|  | 569.1006 | 0.082814 | 568.616 | 0.047701 | 512.8178 | 0 | 569.1006 | -0.0064798 | 568.616 | -0.0071999 | 562.038 | 0.0058737 | 568.616 | 0.0051618 | 513.8357 | 0.00033305 | 569.1006 | 0 | 569.1006 | 0.025674 | 569.1006 | 0.056643 | 569.1006 | 0.29725 | 569.1006 | 0.2896 | 569.1006 | 0.035163 | 513.8357 | 0.00038696 | 569.1006 | 0.013587 | 568.616 | -0.005526 | 772.2601 | 3.5596 | 568.616 | -0.0016096 | 771.5557 | 0 | 772.2601 | 0.020671 | 563.6477 | 2.3524
|  | 569.3281 | 0.089916 | 568.8438 | 0.047961 | 512.9322 | 0.018341 | 569.3281 | 0.058302 | 568.8438 | -0.0038529 | 562.2639 | 0.0071064 | 568.8438 | 0.038114 | 513.9528 | 0.0001682 | 569.3281 | 0.028782 | 569.3281 | 0.031784 | 569.3281 | 0.059792 | 569.3281 | 0.29521 | 569.3281 | 0.30448 | 569.3281 | 0.048334 | 513.9528 | 0.00016342 | 569.3281 | 0.033305 | 568.8438 | 0.0080388 | 772.4253 | 3.5928 | 568.8438 | -0.0021267 | 771.721 | 0.0009651 | 772.4253 | 0.019603 | 563.8704 | 2.3528
|  | 569.5555 | 0.078871 | 569.0715 | 0.041738 | 513.0466 | 0 | 569.5555 | 0.020481 | 569.0715 | 0.0020604 | 562.4898 | 0.0065929 | 569.0715 | 0.005539 | 514.0699 | 0.0003284 | 569.5555 | 0 | 569.5555 | 0.012743 | 569.5555 | 0.051911 | 569.5555 | 0.28909 | 569.5555 | 0.31051 | 569.5555 | 0.034499 | 514.0699 | 0.00039706 | 569.5555 | 0.01687 | 569.0716 | -0.011179 | 772.5905 | 3.6155 | 569.0715 | -0.0043619 | 771.8863 | 0 | 772.5905 | 0.021229 | 564.0932 | 2.3513
|  | 569.783 | 0.11437 | 569.2993 | 0.047684 | 513.161 | 0.017099 | 569.783 | 0.043001 | 569.2993 | 0.019792 | 562.7157 | 0.013799 | 569.2993 | 0.037267 | 514.187 | 0.00016038 | 569.783 | 0.021716 | 569.783 | 0.036475 | 569.783 | 0.05892 | 569.783 | 0.28712 | 569.783 | 0.32182 | 569.783 | 0.054612 | 514.187 | 0.00023348 | 569.783 | 0.032811 | 569.2993 | 0.013603 | 772.7557 | 3.6638 | 569.2993 | 0.0049664 | 772.0516 | 0.00010725 | 772.7557 | 0.020393 | 564.316 | 2.3493
|  | 570.0104 | 0.073555 | 569.5271 | 0.054411 | 513.2755 | 0 | 570.0104 | 0.010435 | 569.5271 | -0.022921 | 562.9417 | 0.0003401 | 569.5271 | 0.0088591 | 514.3041 | 0.00030567 | 570.0104 | 0.0030238 | 570.0104 | 0.02726 | 570.0104 | 0.054112 | 570.0104 | 0.28136 | 570.0104 | 0.32738 | 570.0104 | 0.040345 | 514.3041 | 0.00045702 | 570.0104 | 0.014058 | 569.5272 | 0.0026108 | 772.921 | 3.6851 | 569.5271 | -0.0018363 | 772.2168 | 0 | 772.921 | 0.022018 | 564.5388 | 2.3575
|  | 570.2379 | 0.083069 | 569.755 | 0.052069 | 513.3899 | 0.01538 | 570.2379 | 0.041539 | 569.755 | 0.017046 | 563.1676 | 0.010904 | 569.755 | 0.033645 | 514.4212 | 0.00014604 | 570.2379 | 0.029838 | 570.2379 | 0.04325 | 570.2379 | 0.056133 | 570.2379 | 0.27773 | 570.2379 | 0.34121 | 570.2379 | 0.051876 | 514.4212 | 0.00022354 | 570.2379 | 0.037745 | 569.755 | 0.0091878 | 773.0862 | 3.6899 | 569.755 | 0.0066208 | 772.3821 | 0.0007506 | 773.0862 | 0.020625 | 564.7615 | 2.3531
|  | 570.4654 | 0.08185 | 569.9828 | 0.047546 | 513.5044 | 0 | 570.4654 | 0.029567 | 569.9828 | 0.004703 | 563.3936 | 3.9734e-07 | 569.9828 | 0.0080651 | 514.5383 | 0.00031014 | 570.4654 | 0.00041326 | 570.4654 | 0.017472 | 570.4654 | 0.051114 | 570.4654 | 0.26922 | 570.4654 | 0.3427 | 570.4654 | 0.044464 | 514.5383 | 0.00036692 | 570.4654 | 0.016324 | 569.9828 | -0.0046102 | 773.2514 | 3.7029 | 569.9828 | -0.0052944 | 772.5474 | 0 | 773.2514 | 0.021879 | 564.9843 | 2.3374
|  | 570.6929 | 0.084668 | 570.2106 | 0.046393 | 513.6188 | 0.021398 | 570.6929 | 0.01515 | 570.2106 | 0.04163 | 563.6195 | 0.0101 | 570.2106 | 0.039794 | 514.6555 | 0.00016485 | 570.6929 | 0.030443 | 570.6929 | 0.029492 | 570.6929 | 0.053069 | 570.6929 | 0.2668 | 570.6929 | 0.35633 | 570.6929 | 0.059805 | 514.6555 | 0.00014337 | 570.6929 | 0.037992 | 570.2106 | 0.016542 | 773.4167 | 3.7398 | 570.2106 | -0.0018179 | 772.7127 | 0.00053624 | 773.4167 | 0.020578 | 565.2071 | 2.3597
|  | 570.9205 | 0.05148 | 570.4385 | 0.04792 | 513.7332 | 0 | 570.9205 | 0.031107 | 570.4385 | -0.0075083 | 563.8455 | 0.0023993 | 570.4385 | 0.0081786 | 514.7726 | 0.00033771 | 570.9204 | 0.0060309 | 570.9204 | 0.026022 | 570.9204 | 0.048723 | 570.9205 | 0.25904 | 570.9204 | 0.35613 | 570.9204 | 0.039694 | 514.7726 | 0.00029686 | 570.9205 | 0.020885 | 570.4385 | -0.0061061 | 773.5819 | 3.7731 | 570.4385 | -0.0095656 | 772.8781 | 0 | 773.5819 | 0.021926 | 565.4299 | 2.3453
|  | 571.1479 | 0.090925 | 570.6664 | 0.051417 | 513.8477 | 0.017386 | 571.1479 | 0.028754 | 570.6664 | 0.04207 | 564.0715 | 0.0084484 | 570.6664 | 0.038292 | 514.8897 | 0.00017342 | 571.148 | 0.025808 | 571.148 | 0.029528 | 571.148 | 0.050616 | 571.1479 | 0.2564 | 571.148 | 0.37157 | 571.148 | 0.058895 | 514.8897 | 0.00015348 | 571.148 | 0.038732 | 570.6664 | 0.014316 | 773.7471 | 3.8075 | 570.6664 | 0.0046056 | 773.0434 | 0.00053624 | 773.7471 | 0.020671 | 565.6528 | 2.362
|  | 571.3755 | 0.080897 | 570.8942 | 0.041835 | 513.9621 | 0 | 571.3755 | 0.021924 | 570.8942 | -0.0087852 | 564.2975 | 0.0068487 | 570.8942 | 0.0053548 | 515.0068 | 0.00034777 | 571.3755 | 0 | 571.3755 | 0.018524 | 571.3755 | 0.04583 | 571.3755 | 0.25095 | 571.3755 | 0.37565 | 571.3755 | 0.046619 | 515.0068 | 0.00038696 | 571.3755 | 0.019655 | 570.8942 | -0.0049871 | 773.9124 | 3.815 | 570.8942 | -0.0047648 | 773.2087 | 0 | 773.9124 | 0.021926 | 565.8756 | 2.3562
|  | 571.6031 | 0.078844 | 571.1221 | 0.051499 | 514.0766 | 0.010412 | 571.6031 | 0.013897 | 571.1221 | 0.027013 | 564.5235 | 0.011185 | 571.1221 | 0.035975 | 515.124 | 0.00017435 | 571.6031 | 0.034382 | 571.6031 | 0.032011 | 571.6031 | 0.050021 | 571.6031 | 0.24833 | 571.6031 | 0.39158 | 571.6031 | 0.062838 | 515.124 | 0.00023348 | 571.6031 | 0.037745 | 571.1221 | 0.012369 | 774.0776 | 3.8661 | 571.1221 | -0.0014074 | 773.374 | 0.0007506 | 774.0776 | 0.020857 | 566.0984 | 2.3415
|  | 571.8306 | 0.051184 | 571.35 | 0.049556 | 514.1911 | 0 | 571.8306 | 0.011558 | 571.35 | -0.0061005 | 564.7496 | 0.0024441 | 571.35 | 0.0070548 | 515.2411 | 0.0003474 | 571.8306 | 0.0035084 | 571.8306 | 0.018855 | 571.8306 | 0.043509 | 571.8306 | 0.24312 | 571.8306 | 0.39959 | 571.8306 | 0.0489 | 515.2411 | 0.00043698 | 571.8306 | 0.023434 | 571.35 | -0.0083272 | 774.2429 | 3.8872 | 571.35 | 0.0022896 | 773.5393 | 0 | 774.2429 | 0.022158 | 566.3214 | 2.371
|  | 572.0582 | 0.099195 | 571.578 | 0.053783 | 514.3055 | 0.023882 | 572.0582 | 0.0086865 | 571.578 | 0.022238 | 564.9756 | 0.011245 | 571.578 | 0.038674 | 515.3583 | 0.00017305 | 572.0582 | 0.029125 | 572.0582 | 0.039182 | 572.0582 | 0.052204 | 572.0582 | 0.24446 | 572.0582 | 0.41772 | 572.0582 | 0.068318 | 515.3583 | 0.0002035 | 572.0582 | 0.0486 | 571.5779 | 0.024639 | 774.4082 | 3.9279 | 571.578 | -0.0044294 | 773.7047 | 0.00053624 | 774.4082 | 0.020904 | 566.5442 | 2.3792
|  | 572.2858 | 0.059526 | 571.8059 | 0.047439 | 514.42 | 0 | 572.2858 | 0.015264 | 571.8059 | -0.012488 | 565.2017 | 0.0025312 | 571.8059 | 0.0074874 | 515.4754 | 0.00035298 | 572.2858 | 0 | 572.2858 | 0.013122 | 572.2858 | 0.044533 | 572.2858 | 0.23447 | 572.2858 | 0.41903 | 572.2858 | 0.052672 | 515.4754 | 0.00039706 | 572.2858 | 0.023749 | 571.8059 | 0.0036055 | 774.5734 | 3.9488 | 571.8059 | -0.0023033 | 773.87 | 0 | 774.5734 | 0.021926 | 566.7671 | 2.3632
|  | 572.5134 | 0.07852 | 572.0338 | 0.048109 | 514.5345 | 0.016048 | 572.5134 | 0.03415 | 572.0338 | 0.014207 | 565.4277 | 0.006983 | 572.0338 | 0.03634 | 515.5926 | 0.00018087 | 572.5134 | 0.03581 | 572.5134 | 0.032999 | 572.5134 | 0.047953 | 572.5134 | 0.23392 | 572.5134 | 0.43581 | 572.5134 | 0.07046 | 515.5926 | 0.00019357 | 572.5134 | 0.040459 | 572.0338 | 0.019294 | 774.7387 | 3.9827 | 572.0338 | -5.9893e-05 | 774.0353 | 0.00032174 | 774.7387 | 0.020578 | 566.99 | 2.3704
|  | 572.741 | 0.05712 | 572.2618 | 0.041643 | 514.6489 | 0 | 572.741 | 0.0074387 | 572.2618 | 0.0035386 | 565.6537 | 0.0036011 | 572.2618 | 0.0040542 | 515.7097 | 0.00033268 | 572.741 | 0 | 572.741 | 0.022793 | 572.741 | 0.040082 | 572.741 | 0.22623 | 572.741 | 0.44436 | 572.741 | 0.052633 | 515.7097 | 0.00038696 | 572.741 | 0.023084 | 572.2618 | -0.0066633 | 774.904 | 3.9915 | 572.2618 | -0.0053235 | 774.2007 | 0 | 774.904 | 0.02239 | 567.2129 | 2.3637
|  | 572.9686 | 0.072519 | 572.4897 | 0.046127 | 514.7634 | 0.020729 | 572.9686 | 0.030499 | 572.4897 | 0.02656 | 565.8798 | 0.0099718 | 572.4897 | 0.03192 | 515.8269 | 0.00015274 | 572.9686 | 0.029369 | 572.9686 | 0.032301 | 572.9686 | 0.045224 | 572.9686 | 0.22584 | 572.9686 | 0.45847 | 572.9686 | 0.071437 | 515.8269 | 0.00019357 | 572.9686 | 0.045886 | 572.4897 | 0.011386 | 775.0693 | 4.0483 | 572.4897 | 0.0041918 | 774.366 | 0.00010725 | 775.0693 | 0.021368 | 567.4358 | 2.3679
|  | 573.1963 | 0.073308 | 572.7177 | 0.051929 | 514.8779 | 0 | 573.1963 | 0.031346 | 572.7177 | -0.0074318 | 566.1059 | 0.0014792 | 572.7177 | 0.0058511 | 515.944 | 0.000331 | 573.1963 | 0.0092953 | 573.1963 | 0.019386 | 573.1963 | 0.041981 | 573.1963 | 0.22122 | 573.1963 | 0.46931 | 573.1963 | 0.064667 | 515.944 | 0.00038696 | 573.1963 | 0.028371 | 572.7177 | 0.0010622 | 775.2345 | 4.0581 | 572.7177 | -0.0051513 | 774.5314 | 0 | 775.2345 | 0.022855 | 567.6587 | 2.3737
|  | 573.4239 | 0.067426 | 572.9457 | 0.049126 | 514.9924 | 0.013756 | 573.4239 | 0.024615 | 572.9457 | 0.035005 | 566.332 | 0.0087645 | 572.9457 | 0.036199 | 516.0612 | 0.00017919 | 573.4239 | 0.035073 | 573.4239 | 0.036563 | 573.4239 | 0.044146 | 573.4239 | 0.21918 | 573.4239 | 0.4853 | 573.4239 | 0.072008 | 516.0612 | 0.00019682 | 573.4239 | 0.044406 | 572.9457 | 0.0098522 | 775.3998 | 4.0903 | 572.9457 | 0.0001991 | 774.6967 | 0.00053624 | 775.3998 | 0.021647 | 567.8817 | 2.3959
|  | 573.6516 | 0.062895 | 573.1737 | 0.047678 | 515.1069 | 0 | 573.6516 | 0.013689 | 573.1737 | -0.0043973 | 566.5581 | 0.0028747 | 573.1737 | 0.0069132 | 516.1784 | 0.00033566 | 573.6516 | 0.01072 | 573.6516 | 0.01607 | 573.6516 | 0.04126 | 573.6516 | 0.21408 | 573.6516 | 0.49336 | 573.6516 | 0.056147 | 516.1784 | 0.0003736 | 573.6516 | 0.028124 | 573.1737 | -0.005917 | 775.5651 | 4.116 | 573.1737 | -0.00084424 | 774.8621 | 0 | 775.5651 | 0.023273 | 568.1046 | 2.3704
|  | 573.8793 | 0.082369 | 573.4017 | 0.045864 | 515.2214 | 0.011463 | 573.8793 | 0.040254 | 573.4017 | 0.020337 | 566.7842 | 0.010896 | 573.4017 | 0.037609 | 516.2956 | 0.00015647 | 573.8792 | 0.022948 | 573.8792 | 0.028179 | 573.8792 | 0.044593 | 573.8793 | 0.21306 | 573.8792 | 0.51192 | 573.8792 | 0.076948 | 516.2956 | 0.0001802 | 573.8793 | 0.04934 | 573.4017 | 0.0061808 | 775.7304 | 4.1637 | 573.4017 | 0.0087282 | 775.0275 | 0.0007506 | 775.7304 | 0.022251 | 568.3275 | 2.383
|  | 574.1069 | 0.096429 | 573.6297 | 0.046715 | 515.3359 | 0 | 574.1069 | 0.015547 | 573.6297 | -0.0080373 | 567.0104 | 0.0054461 | 573.6297 | 0.0097307 | 516.4127 | 0.00035298 | 574.1069 | 0.001928 | 574.1069 | 0.014449 | 574.1069 | 0.038424 | 574.1069 | 0.20771 | 574.1069 | 0.52179 | 574.1069 | 0.070958 | 516.4127 | 0.00041025 | 574.1069 | 0.033305 | 573.6297 | -0.0038034 | 775.8957 | 4.1918 | 573.6297 | -0.0032778 | 775.1928 | 0 | 775.8957 | 0.023691 | 568.5505 | 2.3805
|  | 574.3346 | 0.060345 | 573.8578 | 0.047372 | 515.4504 | 0.010317 | 574.3346 | 0.031991 | 573.8578 | 0.043371 | 567.2365 | 0.012984 | 573.8578 | 0.033497 | 516.5299 | 0.00019726 | 574.3346 | 0.032207 | 574.3346 | 0.025989 | 574.3346 | 0.043325 | 574.3346 | 0.20734 | 574.3346 | 0.5394 | 574.3346 | 0.084809 | 516.5299 | 0.00023348 | 574.3346 | 0.050574 | 573.8578 | 0.016459 | 776.061 | 4.1906 | 573.8578 | 0.00097529 | 775.3582 | 0.00053624 | 776.061 | 0.022576 | 568.7734 | 2.3815
|  | 574.5623 | 0.062298 | 574.0858 | 0.040817 | 515.5649 | 0 | 574.5623 | 0.023765 | 574.0858 | -0.0015509 | 567.4626 | 0.007466 | 574.0858 | 0.0071739 | 516.6471 | 0.00036398 | 574.5623 | 0 | 574.5623 | 0.019183 | 574.5623 | 0.03788 | 574.5623 | 0.1999 | 574.5623 | 0.54873 | 574.5623 | 0.070283 | 516.6471 | 0.00042704 | 574.5623 | 0.033305 | 574.0858 | -0.0024858 | 776.2263 | 4.251 | 574.0858 | -0.0035731 | 775.5236 | 0 | 776.2263 | 0.023784 | 568.9964 | 2.3863
|  | 574.79 | 0.092627 | 574.3139 | 0.052772 | 515.6794 | 0.020729 | 574.79 | 0.042509 | 574.3139 | 0.021503 | 567.6888 | 0.011653 | 574.3139 | 0.039513 | 516.7643 | 0.00016746 | 574.79 | 0.037936 | 574.79 | 0.02254 | 574.79 | 0.042253 | 574.79 | 0.19891 | 574.79 | 0.57176 | 574.79 | 0.086089 | 516.7643 | 0.00019357 | 574.79 | 0.057235 | 574.3139 | 0.016703 | 776.3917 | 4.2377 | 574.3139 | 0.0048304 | 775.689 | 0.00032174 | 776.3917 | 0.022297 | 569.2194 | 2.3808
|  | 575.0178 | 0.058704 | 574.5419 | 0.044033 | 515.7939 | 0 | 575.0178 | 0.018671 | 574.5419 | -0.018856 | 567.915 | 0.0042684 | 574.5419 | 0.005016 | 516.8815 | 0.00033659 | 575.0178 | 0 | 575.0178 | -0.00043228 | 575.0178 | 0.036978 | 575.0178 | 0.19452 | 575.0178 | 0.57691 | 575.0178 | 0.079262 | 516.8815 | 0.00033694 | 575.0178 | 0.037498 | 574.5419 | -0.0038991 | 776.557 | 4.2905 | 574.5419 | -0.0031007 | 775.8544 | 0 | 776.557 | 0.023598 | 569.4424 | 2.3785
|  | 575.2455 | 0.091269 | 574.77 | 0.045843 | 515.9085 | 0.01987 | 575.2455 | 0.025943 | 574.77 | 0.042335 | 568.1412 | 0.01382 | 574.77 | 0.034903 | 516.9987 | 0.00017007 | 575.2455 | 0.032103 | 575.2455 | 0.035275 | 575.2455 | 0.040859 | 575.2455 | 0.19325 | 575.2455 | 0.60337 | 575.2455 | 0.096394 | 516.9987 | 0.00014337 | 575.2455 | 0.053287 | 574.77 | 0.0083804 | 776.7223 | 4.2628 | 574.77 | 0.008641 | 776.0198 | 0.00010725 | 776.7223 | 0.022437 | 569.6654 | 2.3763
|  | 575.4733 | 0.07784 | 574.9981 | 0.036672 | 516.023 | 0 | 575.4733 | 0.014427 | 574.9981 | -0.018315 | 568.3674 | -0.0014729 | 574.9981 | 0.0045163 | 517.1159 | 0.00035261 | 575.4733 | 0.0019304 | 575.4733 | 0.030891 | 575.4733 | 0.035023 | 575.4733 | 0.18797 | 575.4733 | 0.61103 | 575.4733 | 0.082204 | 517.1159 | 0.0003169 | 575.4733 | 0.038485 | 574.9981 | 0.0019317 | 776.8876 | 4.2931 | 574.9981 | 0.0028147 | 776.1852 | 0 | 776.8876 | 0.024109 | 569.8884 | 2.3618
|  | 575.701 | 0.088987 | 575.2262 | 0.042639 | 516.1375 | 0.005135 | 575.701 | 0.029068 | 575.2262 | 0.018427 | 568.5936 | 0.012197 | 575.2262 | 0.038692 | 517.2331 | 0.00018292 | 575.701 | 0.025599 | 575.701 | 0.030815 | 575.701 | 0.03881 | 575.701 | 0.18854 | 575.701 | 0.63551 | 575.701 | 0.093675 | 517.2331 | 0.00017352 | 575.7011 | 0.058961 | 575.2262 | 0.014942 | 777.053 | 4.3217 | 575.2262 | 0.0057604 | 776.3506 | 0.00053624 | 777.053 | 0.02318 | 570.1115 | 2.3735
|  | 575.9288 | 0.058718 | 575.4543 | 0.049219 | 516.252 | 0 | 575.9288 | 0.015352 | 575.4543 | -0.0036589 | 568.8198 | 0.0034626 | 575.4543 | 0.0071697 | 517.3503 | 0.00035522 | 575.9288 | 0 | 575.9288 | 0.028494 | 575.9288 | 0.034589 | 575.9288 | 0.1837 | 575.9288 | 0.64522 | 575.9288 | 0.080869 | 517.3503 | 0.00035698 | 575.9288 | 0.041939 | 575.4543 | -0.0037453 | 777.2183 | 4.3306 | 575.4543 | -0.0061124 | 776.516 | 0 | 777.2183 | 0.025084 | 570.3345 | 2.3683
|  | 576.1566 | 0.090131 | 575.6825 | 0.042787 | 516.3666 | 0.0091104 | 576.1566 | 0.033906 | 575.6825 | 0.017964 | 569.046 | 0.010857 | 575.6825 | 0.036743 | 517.4675 | 0.00017342 | 576.1566 | 0.031251 | 576.1566 | 0.030892 | 576.1566 | 0.038757 | 576.1566 | 0.18213 | 576.1566 | 0.66708 | 576.1566 | 0.099554 | 517.4675 | 0.00019357 | 576.1566 | 0.064636 | 575.6825 | 0.0091078 | 777.3836 | 4.3592 | 575.6825 | 0.00051618 | 776.6814 | 0.00053624 | 777.3836 | 0.023923 | 570.5576 | 2.3783
|  | 576.3844 | 0.067434 | 575.9106 | 0.044746 | 516.4811 | 0 | 576.3844 | 0.024985 | 575.9106 | -0.011857 | 569.2722 | 0.0030945 | 575.9106 | 0.0057842 | 517.5847 | 0.00033734 | 576.3844 | 0.0065635 | 576.3844 | 0.029771 | 576.3844 | 0.031874 | 576.3844 | 0.17767 | 576.3844 | 0.67903 | 576.3844 | 0.090816 | 517.5847 | 0.00033694 | 576.3844 | 0.042433 | 575.9106 | 0.0013304 | 777.549 | 4.3993 | 575.9106 | -0.0058884 | 776.8468 | 0 | 777.549 | 0.025456 | 570.7806 | 2.3449
|  | 576.6122 | 0.079114 | 576.1388 | 0.043788 | 516.5956 | 0.015284 | 576.6122 | 0.046041 | 576.1388 | 0.044491 | 569.4985 | 0.011365 | 576.1388 | 0.038026 | 517.7019 | 0.00016615 | 576.6122 | 0.024323 | 576.6122 | 0.024373 | 576.6122 | 0.039079 | 576.6122 | 0.17768 | 576.6122 | 0.7042 | 576.6122 | 0.10827 | 517.7019 | 0.00015348 | 576.6122 | 0.063895 | 576.1387 | 0.017059 | 777.7143 | 4.3888 | 576.1388 | 0.005035 | 777.0122 | 0.0007506 | 777.7143 | 0.024016 | 571.0037 | 2.36
|  | 576.84 | 0.087445 | 576.3669 | 0.038686 | 516.7102 | 0 | 576.84 | 0.021081 | 576.3669 | -0.0090086 | 569.7247 | 0.00066982 | 576.3669 | -0.0010341 | 517.8191 | 0.00034162 | 576.84 | 0 | 576.84 | 0.0030019 | 576.84 | 0.031248 | 576.84 | 0.17066 | 576.84 | 0.71581 | 576.84 | 0.095414 | 517.8191 | 0.000327 | 576.84 | 0.048107 | 576.3669 | -0.0054885 | 777.8797 | 4.4269 | 576.3669 | -0.013491 | 777.1776 | 0 | 777.8797 | 0.02541 | 571.2268 | 2.339
|  | 577.0679 | 0.10375 | 576.5951 | 0.048926 | 516.8247 | 0.0071227 | 577.0679 | 0.058357 | 576.5951 | 0.035413 | 569.951 | 0.008805 | 576.5951 | 0.040218 | 517.9364 | 0.00017789 | 577.0679 | 0.029978 | 577.0679 | 0.018513 | 577.0679 | 0.036675 | 577.0679 | 0.17173 | 577.0679 | 0.74339 | 577.0679 | 0.11278 | 517.9364 | 0.00018688 | 577.0679 | 0.06957 | 576.5951 | 0.016059 | 778.045 | 4.4602 | 576.5951 | 0.005706 | 777.3431 | 0.00053624 | 778.045 | 0.024202 | 571.4499 | 2.3493
|  | 577.2957 | 0.057399 | 576.8233 | 0.040469 | 516.9393 | 0 | 577.2957 | -0.0083685 | 576.8233 | -0.018626 | 570.1773 | 0.0017356 | 576.8233 | 0.0047842 | 518.0536 | 0.00036994 | 577.2957 | 0 | 577.2957 | 0.017287 | 577.2957 | 0.030211 | 577.2957 | 0.16558 | 577.2957 | 0.75176 | 577.2957 | 0.098858 | 518.0536 | 0.00041025 | 577.2957 | 0.050327 | 576.8233 | -0.0030391 | 778.2104 | 4.4173 | 576.8233 | -0.00057281 | 777.5085 | 0 | 778.2104 | 0.02606 | 571.673 | 2.3319
|  | 577.5236 | 0.080224 | 577.0515 | 0.048666 | 517.0539 | 0.014711 | 577.5236 | 0.033051 | 577.0515 | 0.032493 | 570.4036 | 0.011391 | 577.0515 | 0.038379 | 518.1708 | 0.00019689 | 577.5236 | 0.022794 | 577.5236 | 0.041216 | 577.5236 | 0.036611 | 577.5236 | 0.16663 | 577.5236 | 0.78394 | 577.5236 | 0.11726 | 518.1708 | 0.0002268 | 577.5236 | 0.070556 | 577.0515 | 0.023824 | 778.3758 | 4.4463 | 577.0515 | 0.0082363 | 777.6739 | 0.0009651 | 778.3758 | 0.024806 | 571.8961 | 2.3654
|  | 577.7515 | 0.050256 | 577.2797 | 0.044301 | 517.1684 | 0 | 577.7515 | 0.0091743 | 577.2797 | -0.02616 | 570.6299 | 0.003461 | 577.2797 | 0.002885 | 518.2881 | 0.0003826 | 577.7514 | 0 | 577.7514 | 0.020126 | 577.7514 | 0.029382 | 577.7515 | 0.16101 | 577.7514 | 0.79451 | 577.7514 | 0.10525 | 518.2881 | 0.000407 | 577.7515 | 0.058468 | 577.2797 | -0.0064534 | 778.5411 | 4.4431 | 577.2797 | 0.002967 | 777.8394 | 0 | 778.5411 | 0.026385 | 572.1192 | 2.3521
|  | 577.9793 | 0.077123 | 577.5079 | 0.045823 | 517.283 | 0.015284 | 577.9793 | 0.030117 | 577.5079 | 0.048266 | 570.8562 | 0.0087068 | 577.5079 | 0.03633 | 518.4053 | 0.00018907 | 577.9793 | 0.024959 | 577.9793 | 0.023528 | 577.9793 | 0.03602 | 577.9793 | 0.16058 | 577.9793 | 0.82253 | 577.9793 | 0.123 | 518.4053 | 0.00018346 | 577.9793 | 0.071296 | 577.5079 | 0.022195 | 778.7065 | 4.4556 | 577.5079 | 0.0042494 | 778.0048 | 0.00053624 | 778.7065 | 0.025084 | 572.3424 | 2.3499
|  | 578.2072 | 0.062222 | 577.7362 | 0.044021 | 517.3976 | 0 | 578.2072 | 0.015642 | 577.7362 | -0.02352 | 571.0825 | 0.0072574 | 577.7362 | 0.0066068 | 518.5225 | 0.00037068 | 578.2072 | 0.0041896 | 578.2072 | 0.020245 | 578.2072 | 0.029598 | 578.2072 | 0.1555 | 578.2072 | 0.83697 | 578.2072 | 0.11041 | 518.5225 | 0.00037702 | 578.2072 | 0.057481 | 577.7361 | -0.0041866 | 778.8719 | 4.4866 | 577.7362 | -0.0088372 | 778.1703 | 0 | 778.8719 | 0.027221 | 572.5655 | 2.3257
|  | 578.4351 | 0.07939 | 577.9644 | 0.039945 | 517.5122 | 0.013756 | 578.4351 | 0.051086 | 577.9644 | 0.044874 | 571.3088 | 0.0094244 | 577.9644 | 0.039121 | 518.6398 | 0.00018478 | 578.4351 | 0.029101 | 578.4351 | 0.015199 | 578.4351 | 0.033611 | 578.4351 | 0.15491 | 578.4351 | 0.86557 | 578.4351 | 0.1288 | 518.6398 | 0.00019357 | 578.4351 | 0.075737 | 577.9644 | 0.021381 | 779.0373 | 4.4736 | 577.9644 | 0.012723 | 778.3357 | 0.00053624 | 779.0373 | 0.026292 | 572.7886 | 2.3223
|  | 578.663 | 0.054148 | 578.1927 | 0.036762 | 517.6267 | 0 | 578.663 | 0.024095 | 578.1927 | -0.016489 | 571.5352 | 0.0016056 | 578.1927 | 0.0045259 | 518.757 | 0.00037683 | 578.663 | 0.0045305 | 578.663 | 0.021627 | 578.663 | 0.02688 | 578.663 | 0.15057 | 578.663 | 0.87761 | 578.663 | 0.117 | 518.757 | 0.00034687 | 578.663 | 0.064882 | 578.1927 | 0.0014625 | 779.2026 | 4.5024 | 578.1927 | -0.0084759 | 778.5012 | 0 | 779.2026 | 0.027918 | 573.0118 | 2.3392
|  | 578.8909 | 0.067299 | 578.4209 | 0.046177 | 517.7413 | 0.0094417 | 578.8909 | 0.054407 | 578.4209 | 0.035395 | 571.7615 | 0.012474 | 578.4209 | 0.035319 | 518.8743 | 0.00019223 | 578.891 | 0.017751 | 578.891 | 0.02379 | 578.891 | 0.031019 | 578.8909 | 0.15062 | 578.891 | 0.90584 | 578.891 | 0.13661 | 518.8743 | 0.00015348 | 578.8909 | 0.080424 | 578.4209 | 0.016952 | 779.3681 | 4.5264 | 578.4209 | 0.0047684 | 778.6667 | 0.00032174 | 779.3681 | 0.026199 | 573.235 | 2.3173
|  | 579.1189 | 0.076089 | 578.6492 | 0.04429 | 517.8559 | 0 | 579.1189 | 0.034526 | 578.6492 | -0.0097311 | 571.9879 | 0.0043543 | 578.6492 | 0.0049934 | 518.9915 | 0.00039601 | 579.1189 | 0.0032701 | 579.1189 | 0.012795 | 579.1189 | 0.028471 | 579.1189 | 0.14492 | 579.1189 | 0.92334 | 579.1189 | 0.12413 | 518.9915 | 0.000327 | 579.1189 | 0.061182 | 578.6492 | 0.00096344 | 779.5334 | 4.5153 | 578.6492 | -0.0053676 | 778.8321 | 0 | 779.5334 | 0.027221 | 573.4582 | 2.3147
|  | 579.3469 | 0.07517 | 578.8775 | 0.046598 | 517.9705 | 0.0066257 | 579.3469 | 0.020615 | 578.8775 | 0.041017 | 572.2142 | 0.0087165 | 578.8775 | 0.034504 | 519.1088 | 0.00020415 | 579.3468 | 0.022454 | 579.3468 | 0.032418 | 579.3468 | 0.030754 | 579.3469 | 0.14659 | 579.3468 | 0.95949 | 579.3468 | 0.14292 | 519.1088 | 0.00017678 | 579.3469 | 0.085358 | 578.8775 | 0.010399 | 779.6988 | 4.5111 | 578.8775 | 0.0028563 | 778.9976 | 0.0007506 | 779.6988 | 0.025781 | 573.6813 | 2.3156
|  | 579.5748 | 0.053345 | 579.1058 | 0.039251 | 518.0851 | 0 | 579.5748 | 0.0087639 | 579.1058 | 0.00076273 | 572.4406 | 0.0010762 | 579.1058 | 0.0077934 | 519.2261 | 0.00039583 | 579.5748 | 0.0065653 | 579.5748 | 0.024018 | 579.5748 | 0.025743 | 579.5748 | 0.1409 | 579.5748 | 0.97838 | 579.5748 | 0.13749 | 519.2261 | 0.00036024 | 579.5748 | 0.073763 | 579.1058 | 0.0055934 | 779.8642 | 4.4969 | 579.1058 | -0.012396 | 779.1631 | 0 | 779.8642 | 0.027453 | 573.9045 | 2.301
|  | 579.8028 | 0.083102 | 579.3341 | 0.04162 | 518.1997 | 0.011559 | 579.8028 | 0.032726 | 579.3341 | 0.035421 | 572.667 | 0.0082908 | 579.3341 | 0.033874 | 519.3433 | 0.0001926 | 579.8028 | 0.031226 | 579.8028 | 0.034229 | 579.8028 | 0.030296 | 579.8028 | 0.14017 | 579.8028 | 1.004 | 579.8028 | 0.15505 | 519.3433 | 0.00018688 | 579.8028 | 0.089799 | 579.3341 | 0.014984 | 780.0296 | 4.5156 | 579.3341 | 0.0047174 | 779.3286 | 0.00010725 | 780.0296 | 0.026524 | 574.1278 | 2.3051
|  | 580.0308 | 0.079775 | 579.5625 | 0.038943 | 518.3143 | 0 | 580.0308 | 0.013686 | 579.5625 | -0.016568 | 572.8934 | 0.0020205 | 579.5625 | 0.0013885 | 519.4606 | 0.00039042 | 580.0308 | 0.0099381 | 580.0308 | 0.0084199 | 580.0308 | 0.024993 | 580.0308 | 0.13466 | 580.0308 | 1.0224 | 580.0308 | 0.13909 | 519.4606 | 0.00039038 | 580.0308 | 0.07475 | 579.5625 | -0.002344 | 780.1951 | 4.5074 | 579.5625 | -0.0047605 | 779.4941 | 0 | 780.1951 | 0.027639 | 574.351 | 2.2974
|  | 580.2588 | 0.082857 | 579.7908 | 0.047589 | 518.4289 | 0.0054662 | 580.2588 | 0.023302 | 579.7908 | 0.033467 | 573.1198 | 0.0093826 | 579.7908 | 0.031232 | 519.5779 | 0.00021458 | 580.2588 | 0.023381 | 580.2588 | 0.036843 | 580.2588 | 0.032171 | 580.2588 | 0.13738 | 580.2588 | 1.0582 | 580.2588 | 0.16342 | 519.5779 | 0.00028863 | 580.2588 | 0.097447 | 579.7908 | 0.020973 | 780.3605 | 4.5128 | 579.7908 | -0.0032038 | 779.6595 | 0.00010725 | 780.3605 | 0.028011 | 574.5742 | 2.2923
|  | 580.4868 | 0.088625 | 580.0192 | 0.049116 | 518.5435 | 0 | 580.4868 | 0.022477 | 580.0192 | 0.032042 | 573.3463 | 0.009484 | 580.0192 | 0.033754 | 519.6951 | 0.00024718 | 580.4868 | 0.027838 | 580.4868 | 0.019064 | 580.4868 | 0.029076 | 580.4868 | 0.13289 | 580.4868 | 1.1127 | 580.4868 | 0.16825 | 519.6951 | 0.000327 | 580.4868 | 0.10485 | 580.0192 | 0.017539 | 780.5259 | 4.5295 | 580.0192 | 0.0048765 | 779.8251 | 0 | 780.5259 | 0.028475 | 574.7975 | 2.2814
|  | 580.7148 | 0.05981 | 580.2475 | 0.035904 | 518.6581 | 0.010794 | 580.7148 | 0.0254 | 580.2475 | -0.017459 | 573.5727 | -3.0741e-05 | 580.2475 | 0.0042235 | 519.8124 | 7.5999e-05 | 580.7148 | 0 | 580.7148 | 0.012558 | 580.7148 | 0.024447 | 580.7148 | 0.12632 | 580.7148 | 1.142 | 580.7148 | 0.15648 | 519.8124 | 0.00018175 | 580.7148 | 0.077217 | 580.2475 | 0.0060479 | 780.6913 | 4.5329 | 580.2475 | -0.0067405 | 779.9905 | 0 | 780.6913 | 0.029172 | 575.0208 | 2.2753
|  | 580.9428 | 0.07179 | 580.4759 | 0.044691 | 518.7727 | 0 | 580.9428 | 0.016128 | 580.4759 | 0.025868 | 573.7991 | 0.0092946 | 580.4759 | 0.037828 | 519.9297 | 0.00010096 | 580.9428 | 0.025546 | 580.9428 | 0.029874 | 580.9428 | 0.030943 | 580.9428 | 0.12928 | 580.9428 | 1.1741 | 580.9428 | 0.17252 | 519.9297 | 0.0001701 | 580.9428 | 0.1083 | 580.4759 | 0.022806 | 780.8568 | 4.5385 | 580.4759 | 0.0039862 | 780.1561 | 0 | 780.8568 | 0.027825 | 575.244 | 2.289
|  | 581.1709 | 0.052261 | 580.7043 | 0.038384 | 518.8874 | 0.005135 | 581.1709 | -0.003135 | 580.7043 | -0.023976 | 574.0256 | 0.0052168 | 580.7043 | 0.0017816 | 520.047 | 9.5371e-05 | 581.1709 | 0.0068928 | 581.1709 | 0.021543 | 581.1709 | 0.022191 | 581.1709 | 0.1227 | 581.1709 | 1.1886 | 581.1709 | 0.16623 | 520.047 | 0.00015348 | 581.1709 | 0.091773 | 580.7043 | 0.0048111 | 781.0222 | 4.5369 | 580.7043 | -0.0038995 | 780.3216 | 0 | 781.0222 | 0.029219 | 575.4673 | 2.2745
|  | 581.3989 | 0.078198 | 580.9327 | 0.047312 | 519.002 | 0 | 581.3989 | 0.032259 | 580.9327 | 0.025413 | 574.2521 | 0.0086594 | 580.9327 | 0.034651 | 520.1643 | 0.00010245 | 581.3989 | 0.0098722 | 581.3989 | 0.035818 | 581.3989 | 0.028357 | 581.3989 | 0.12426 | 581.3989 | 1.2323 | 581.3989 | 0.18736 | 520.1643 | 0.00014851 | 581.3989 | 0.11595 | 580.9327 | 0.018432 | 781.1876 | 4.5133 | 580.9327 | -0.0013023 | 780.4871 | 0 | 781.1876 | 0.028475 | 575.6906 | 2.2835
|  | 581.627 | 0.068147 | 581.1611 | 0.034187 | 519.1166 | 0.016048 | 581.627 | 0.014662 | 581.1611 | -0.0054982 | 574.4785 | 0.0027159 | 581.1611 | 0.006729 | 520.2816 | 8.7175e-05 | 581.627 | 0.0052338 | 581.627 | 0.010393 | 581.627 | 0.022104 | 581.627 | 0.12079 | 581.627 | 1.2594 | 581.627 | 0.17755 | 520.2816 | 0.00011837 | 581.627 | 0.09424 | 581.1611 | -0.0023527 | 781.3531 | 4.4982 | 581.1611 | -0.0046857 | 780.6526 | 0 | 781.3531 | 0.030333 | 575.9138 | 2.2628
|  | 581.8551 | 0.095832 | 581.3895 | 0.040431 | 519.2313 | 0 | 581.8551 | 0.038353 | 581.3895 | 0.022312 | 574.705 | 0.010789 | 581.3895 | 0.032075 | 520.3989 | 7.8979e-05 | 581.8551 | 0.026809 | 581.8551 | 0.0090298 | 581.8551 | 0.027192 | 581.8551 | 0.12099 | 581.8551 | 1.3032 | 581.8551 | 0.19784 | 520.3989 | 0.00019357 | 581.8551 | 0.11916 | 581.3895 | 0.02586 | 781.5185 | 4.487 | 581.3895 | 0.0034912 | 780.8181 | 0 | 781.5185 | 0.029497 | 576.1372 | 2.273
|  | 582.0832 | 0.060371 | 581.618 | 0.031523 | 519.3459 | 0.011272 | 582.0832 | 0.0040524 | 581.618 | -0.0028539 | 574.9315 | 0.0024812 | 581.618 | 0.0054644 | 520.5162 | 7.5999e-05 | 582.0832 | 0 | 582.0832 | 0.011533 | 582.0832 | 0.019717 | 582.0832 | 0.1171 | 582.0832 | 1.327 | 582.0832 | 0.18485 | 520.5162 | 0.00019682 | 582.0832 | 0.10238 | 581.618 | -0.003479 | 781.684 | 4.4535 | 581.618 | 0.00037246 | 780.9836 | 0 | 781.684 | 0.031077 | 576.3605 | 2.2729
|  | 582.3113 | 0.062139 | 581.8464 | 0.044147 | 519.4606 | 0 | 582.3113 | 0.030498 | 581.8464 | 0.03242 | 575.158 | 0.010829 | 581.8464 | 0.038742 | 520.6335 | 7.4136e-05 | 582.3113 | 0.021909 | 582.3113 | 0.026757 | 582.3113 | 0.02637 | 582.3113 | 0.11786 | 582.3113 | 1.375 | 582.3113 | 0.20323 | 520.6335 | 0.00019014 | 582.3113 | 0.12212 | 581.8464 | 0.025453 | 781.8494 | 4.4507 | 581.8464 | 0.0046592 | 781.1492 | 0 | 781.8494 | 0.030101 | 576.5838 | 2.2681
|  | 582.5394 | 0.071141 | 582.0749 | 0.035747 | 519.5752 | 0.016717 | 582.5394 | 0.014611 | 582.0749 | -0.012854 | 575.3845 | 0.0032394 | 582.0749 | 0.003113 | 520.7508 | 8.1587e-05 | 582.5394 | 0.00011603 | 582.5394 | 0.010973 | 582.5394 | 0.019375 | 582.5394 | 0.11144 | 582.5394 | 1.4003 | 582.5394 | 0.20057 | 520.7508 | 0.000105 | 582.5394 | 0.11077 | 582.0749 | 9.2294e-05 | 782.0149 | 4.4609 | 582.0749 | -0.010337 | 781.3147 | 0 | 782.0149 | 0.031495 | 576.8071 | 2.2556
|  | 582.7675 | 0.099374 | 582.3033 | 0.040697 | 519.6898 | 0 | 582.7675 | 0.03016 | 582.3033 | 0.020304 | 575.6111 | 0.0080357 | 582.3033 | 0.035761 | 520.8681 | 6.7244e-05 | 582.7675 | 0.015996 | 582.7675 | 0.025152 | 582.7675 | 0.024981 | 582.7675 | 0.1144 | 582.7675 | 1.4412 | 582.7675 | 0.22303 | 520.8681 | 0.00012847 | 582.7675 | 0.13198 | 582.3033 | 0.023417 | 782.1803 | 4.5043 | 582.3033 | 0.0044725 | 781.4802 | 0 | 782.1803 | 0.03038 | 577.0305 | 2.2562
|  | 582.9957 | 0.06177 | 582.5318 | 0.036548 | 519.8045 | 0.010126 | 582.9957 | -0.001685 | 582.5318 | 0.020041 | 575.8376 | 0.0019523 | 582.5318 | 0.0026887 | 520.9854 | 8.1959e-05 | 582.9956 | 0 | 582.9956 | 0.017415 | 582.9956 | 0.019851 | 582.9957 | 0.1089 | 582.9956 | 1.4787 | 582.9956 | 0.21651 | 520.9854 | 0.00014337 | 582.9957 | 0.11644 | 582.5318 | 0.0054525 | 782.3458 | 4.45 | 582.5318 | -0.0037163 | 781.6458 | 0 | 782.3458 | 0.032331 | 577.2539 | 2.2574
|  | 583.2238 | 0.081559 | 582.7603 | 0.040062 | 519.9192 | 0 | 583.2238 | 0.021687 | 582.7603 | 0.027012 | 576.0641 | 0.0069669 | 582.7603 | 0.033766 | 521.1027 | 9.4999e-05 | 583.2238 | 0.01986 | 583.2238 | 0.027506 | 583.2238 | 0.024742 | 583.2238 | 0.11078 | 583.2238 | 1.528 | 583.2238 | 0.23372 | 521.1027 | 0.00019357 | 583.2238 | 0.14161 | 582.7603 | 0.023621 | 782.5113 | 4.4571 | 582.7603 | 9.6143e-05 | 781.8113 | 0 | 782.5113 | 0.031681 | 577.4772 | 2.2526
|  | 583.452 | 0.068367 | 582.9888 | 0.039044 | 520.0338 | 0.010794 | 583.452 | 0.011248 | 582.9888 | -0.030296 | 576.2907 | 0.0031302 | 582.9888 | 0.0031479 | 521.2201 | 0.00012238 | 583.452 | 0.003715 | 583.452 | 0.011464 | 583.452 | 0.019189 | 583.452 | 0.10666 | 583.452 | 1.5716 | 583.452 | 0.21972 | 521.2201 | 0.00011837 | 583.452 | 0.12113 | 582.9888 | 0.015767 | 782.6768 | 4.4407 | 582.9888 | -0.0057424 | 781.9769 | 0 | 782.6768 | 0.032377 | 577.7006 | 2.243
|  | 583.6801 | 0.070704 | 583.2173 | 0.029643 | 520.1485 | 0 | 583.6801 | 0.034942 | 583.2173 | 0.047389 | 576.5173 | 0.0077144 | 583.2173 | 0.030978 | 521.3374 | 0.00010878 | 583.6801 | 0.030537 | 583.6801 | 0.024038 | 583.6801 | 0.026107 | 583.6801 | 0.10887 | 583.6801 | 1.6254 | 583.6801 | 0.24676 | 521.3374 | 0.0001235 | 583.6801 | 0.15147 | 583.2173 | 0.026064 | 782.8423 | 4.4261 | 583.2173 | 0.016058 | 782.1425 | 0 | 782.8423 | 0.030891 | 577.9239 | 2.2446
|  | 583.9083 | 0.049737 | 583.4459 | 0.032923 | 520.2632 | 0.015571 | 583.9083 | 0.012883 | 583.4459 | -0.020499 | 576.7438 | 0.0022037 | 583.4459 | 0.0014109 | 521.4547 | 0.00010357 | 583.9083 | 0 | 583.9083 | 0.011061 | 583.9083 | 0.01986 | 583.9083 | 0.10417 | 583.9083 | 1.6622 | 583.9083 | 0.23887 | 521.4547 | 0.00014851 | 583.9083 | 0.13322 | 583.4459 | 0.0075542 | 783.0077 | 4.408 | 583.4459 | -0.0049306 | 782.308 | 0 | 783.0077 | 0.03261 | 578.1473 | 2.233
|  | 584.1365 | 0.091556 | 583.6744 | 0.045547 | 520.3778 | 0 | 584.1365 | 0.041252 | 583.6744 | 0.030378 | 576.9705 | 0.0097383 | 583.6744 | 0.035322 | 521.572 | 9.1087e-05 | 584.1365 | 0.033132 | 584.1365 | 0.025874 | 584.1365 | 0.025754 | 584.1365 | 0.10645 | 584.1365 | 1.7238 | 584.1365 | 0.26062 | 521.572 | 0.00020521 | 584.1365 | 0.15764 | 583.6744 | 0.018943 | 783.1732 | 4.3868 | 583.6744 | 0.0076022 | 782.4736 | 0 | 783.1732 | 0.031959 | 578.3707 | 2.2318
|  | 584.3647 | 0.063362 | 583.903 | 0.032242 | 520.4925 | 0.015284 | 584.3647 | 0.013612 | 583.903 | -0.0029815 | 577.197 | 0.0043217 | 583.903 | 0.0022805 | 521.6894 | 9.0714e-05 | 584.3647 | 0.0017108 | 584.3647 | 0.024898 | 584.3647 | 0.018104 | 584.3647 | 0.099322 | 584.3647 | 1.7546 | 584.3647 | 0.24868 | 521.6894 | 0.00016016 | 584.3647 | 0.13865 | 583.903 | 0.011352 | 783.3387 | 4.3868 | 583.903 | -0.0049511 | 782.6391 | 0 | 783.3387 | 0.033353 | 578.5942 | 2.2264
|  | 584.593 | 0.080247 | 584.1315 | 0.043005 | 520.6072 | 0 | 584.593 | 0.048502 | 584.1315 | 0.031123 | 577.4236 | 0.010109 | 584.1315 | 0.035264 | 521.8067 | 9.5371e-05 | 584.5929 | 0.030229 | 584.5929 | 0.027548 | 584.5929 | 0.024707 | 584.593 | 0.10415 | 584.5929 | 1.8248 | 584.5929 | 0.27904 | 521.8067 | 0.00011511 | 584.593 | 0.17096 | 584.1315 | 0.025657 | 783.5042 | 4.3901 | 584.1315 | 0.007428 | 782.8047 | 0 | 783.5042 | 0.032099 | 578.8176 | 2.243
|  | 584.8212 | 0.061389 | 584.3601 | 0.028486 | 520.7219 | 0.0092761 | 584.8212 | 0.040978 | 584.3601 | -0.00613 | 577.6503 | 0.0062552 | 584.3601 | -0.00035575 | 521.9241 | 8.5871e-05 | 584.8212 | 0.0015494 | 584.8212 | 0.014194 | 584.8212 | 0.018109 | 584.8212 | 0.097484 | 584.8212 | 1.8691 | 584.8212 | 0.26736 | 521.9241 | 8.1708e-05 | 584.8212 | 0.14654 | 584.3601 | 0.0057808 | 783.6697 | 4.3881 | 584.3601 | -0.00075959 | 782.9703 | 0 | 783.6697 | 0.033771 | 579.041 | 2.2257
|  | 585.0494 | 0.059747 | 584.5887 | 0.040087 | 520.8366 | 0 | 585.0494 | 0.052103 | 584.5887 | 0.041069 | 577.8769 | 0.01183 | 584.5887 | 0.033539 | 522.0414 | 0.00010189 | 585.0494 | 0.025594 | 585.0494 | 0.027611 | 585.0494 | 0.024474 | 585.0494 | 0.10091 | 585.0494 | 1.929 | 585.0494 | 0.30238 | 522.0414 | 0.00013173 | 585.0494 | 0.18009 | 584.5887 | 0.024842 | 783.8352 | 4.3867 | 584.5887 | 0.0045149 | 783.1359 | 0 | 783.8352 | 0.033028 | 579.2645 | 2.2126
|  | 585.2776 | 0.064674 | 584.8173 | 0.036982 | 520.9513 | 0.015093 | 585.2776 | 0.0030885 | 584.8173 | -0.011103 | 578.1036 | 0.0045012 | 584.8173 | 0.0022448 | 522.1588 | 8.8479e-05 | 585.2777 | 0 | 585.2777 | 0.022275 | 585.2777 | 0.018117 | 585.2776 | 0.094996 | 585.2777 | 1.968 | 585.2777 | 0.28629 | 522.1588 | 0.00010346 | 585.2776 | 0.16036 | 584.8173 | 0.010762 | 784.0007 | 4.3523 | 584.8173 | -0.0031403 | 783.3015 | 0 | 784.0007 | 0.034514 | 579.4879 | 2.2033
|  | 585.5059 | 0.11564 | 585.0459 | 0.038835 | 521.066 | 0 | 585.5059 | 0.021457 | 585.0459 | 0.036453 | 578.3302 | 0.015658 | 585.0459 | 0.035918 | 522.2761 | 8.9224e-05 | 585.5059 | 0.025334 | 585.5059 | 0.029133 | 585.5059 | 0.023343 | 585.5059 | 0.098257 | 585.5059 | 2.0276 | 585.5059 | 0.31239 | 522.2761 | 9.3356e-05 | 585.5059 | 0.18799 | 585.0459 | 0.023824 | 784.1662 | 4.3552 | 585.0459 | -0.0066039 | 783.4671 | 0 | 784.1662 | 0.034607 | 579.7114 | 2.1967
|  | 585.7342 | 0.05301 | 585.2745 | 0.033185 | 521.1807 | 0.001822 | 585.7342 | -0.0037974 | 585.2745 | -0.022849 | 578.5569 | 0.0044596 | 585.2745 | -0.00055074 | 522.3935 | 8.8851e-05 | 585.7342 | 0.00097118 | 585.7342 | 0.0018188 | 585.7342 | 0.0174 | 585.7342 | 0.091357 | 585.7342 | 2.0626 | 585.7342 | 0.29898 | 522.3935 | 7.5028e-05 | 585.7342 | 0.16924 | 585.2745 | 0.0085704 | 784.3318 | 4.2758 | 585.2745 | -0.002001 | 783.6327 | 0 | 784.3318 | 0.036512 | 579.9349 | 2.1962
|  | 585.9625 | 0.08938 | 585.5032 | 0.03988 | 521.2954 | 0 | 585.9625 | 0.049008 | 585.5032 | 0.028586 | 578.7835 | 0.0085045 | 585.5032 | 0.031194 | 522.5108 | 7.991e-05 | 585.9625 | 0.02243 | 585.9625 | 0.035024 | 585.9625 | 0.021886 | 585.9625 | 0.094093 | 585.9625 | 2.1209 | 585.9625 | 0.32378 | 522.5108 | 0.00012676 | 585.9625 | 0.19267 | 585.5032 | 0.028915 | 784.4973 | 4.2497 | 585.5032 | -0.0025646 | 783.7983 | 0 | 784.4973 | 0.036233 | 580.1583 | 2.181
|  | 586.1908 | 0.047162 | 585.7318 | 0.030952 | 521.4101 | 0.0077853 | 586.1908 | 0.033091 | 585.7318 | -0.011823 | 579.0102 | 0.0029573 | 585.7318 | 0.0012973 | 522.6282 | 9.5371e-05 | 586.1908 | 0 | 586.1908 | -0.00057925 | 586.1908 | 0.016107 | 586.1908 | 0.087733 | 586.1908 | 2.162 | 586.1908 | 0.3122 | 522.6282 | 0.00015177 | 586.1908 | 0.17935 | 585.7318 | 0.0055599 | 784.6628 | 4.2063 | 585.7318 | -0.0067631 | 783.9639 | 0 | 784.6628 | 0.037487 | 580.3818 | 2.1769
|  | 586.4191 | 0.11883 | 585.9605 | 0.027062 | 521.5249 | 0 | 586.4191 | 0.044354 | 585.9605 | 0.031842 | 579.2369 | 0.011005 | 585.9605 | 0.036398 | 522.7456 | 8.4567e-05 | 586.4191 | 0.026742 | 586.4191 | 0.042713 | 586.4191 | 0.022378 | 586.4191 | 0.091213 | 586.4191 | 2.2203 | 586.4191 | 0.33987 | 522.7456 | 0.0001468 | 586.4191 | 0.2092 | 585.9605 | 0.030544 | 784.8284 | 4.2043 | 585.9605 | 0.0061267 | 784.1295 | 0 | 784.8284 | 0.037301 | 580.6054 | 2.1897
|  | 586.6474 | 0.045756 | 586.1891 | 0.032945 | 521.6396 | 0.019583 | 586.6474 | 0.020643 | 586.1891 | -0.035824 | 579.4636 | 0.0060557 | 586.1891 | 0.0057291 | 522.8629 | 0.00010766 | 586.6474 | 0 | 586.6474 | 0.012918 | 586.6474 | 0.015255 | 586.6474 | 0.085064 | 586.6474 | 2.2698 | 586.6474 | 0.33347 | 522.8629 | 0.00012179 | 586.6474 | 0.19415 | 586.1891 | 0.016884 | 784.9939 | 4.2012 | 586.1891 | -0.0017973 | 784.2951 | 0 | 784.9939 | 0.039392 | 580.8289 | 2.1625
|  | 586.8757 | 0.060723 | 586.4178 | 0.040152 | 521.7543 | 0 | 586.8757 | 0.042256 | 586.4178 | 0.033788 | 579.6903 | 0.009179 | 586.4178 | 0.03248 | 522.9803 | 9.9655e-05 | 586.8758 | 0.021327 | 586.8758 | 0.032742 | 586.8758 | 0.021701 | 586.8757 | 0.087796 | 586.8758 | 2.3475 | 586.8758 | 0.35771 | 522.9803 | 0.00011168 | 586.8757 | 0.21882 | 586.4178 | 0.028915 | 785.1594 | 4.1968 | 586.4178 | 0.00039092 | 784.4607 | 0 | 785.1594 | 0.038556 | 581.0524 | 2.1608
|  | 587.1041 | 0.06683 | 586.6465 | 0.026023 | 521.869 | 0.0089448 | 587.1041 | -0.011805 | 586.6465 | -0.020432 | 579.9171 | 0.0051728 | 586.6465 | 0.0045409 | 523.0977 | 0.00010841 | 587.1041 | 0 | 587.1041 | 0.018464 | 587.1041 | 0.013808 | 587.1041 | 0.08271 | 587.1041 | 2.4033 | 587.1041 | 0.35291 | 523.0977 | 0.00013687 | 587.1041 | 0.20451 | 586.6465 | 0.010994 | 785.325 | 4.1539 | 586.6465 | 0.0044348 | 784.6264 | 0 | 785.325 | 0.039856 | 581.2759 | 2.1624
|  | 587.3325 | 0.084592 | 586.8752 | 0.045231 | 521.9838 | 0 | 587.3325 | 0.038468 | 586.8752 | 0.035412 | 580.1438 | 0.010938 | 586.8752 | 0.032995 | 523.2151 | 9.6675e-05 | 587.3325 | 0.02153 | 587.3325 | 0.022107 | 587.3325 | 0.020743 | 587.3325 | 0.086236 | 587.3325 | 2.4801 | 587.3325 | 0.38106 | 523.2151 | 0.00019357 | 587.3325 | 0.23363 | 586.8752 | 0.029526 | 785.4905 | 4.0959 | 586.8752 | 0.0044608 | 784.792 | 0 | 785.4905 | 0.038788 | 581.4995 | 2.1733
|  | 587.5609 | 0.066972 | 587.1039 | 0.036737 | 522.0985 | 0.0092761 | 587.5609 | 0.0043761 | 587.1039 | -0.019897 | 580.3705 | 0.0020319 | 587.1039 | 0.0043179 | 523.3324 | 9.891e-05 | 587.5608 | 0 | 587.5608 | -0.00279 | 587.5608 | 0.017274 | 587.5609 | 0.081492 | 587.5608 | 2.5395 | 587.5608 | 0.36968 | 523.3324 | 0.00020847 | 587.5608 | 0.22129 | 587.1039 | 0.018862 | 785.6561 | 4.0371 | 587.1039 | 0.0035027 | 784.9576 | 0 | 785.6561 | 0.040553 | 581.723 | 2.1543
|  | 587.7892 | 0.05861 | 587.3327 | 0.030722 | 522.2133 | 0 | 587.7892 | 0.04054 | 587.3327 | 0.028709 | 580.5973 | 0.012182 | 587.3327 | 0.030281 | 523.4498 | 9.4999e-05 | 587.7892 | 0.028066 | 587.7892 | 0.050757 | 587.7892 | 0.018878 | 587.7892 | 0.082887 | 587.7892 | 2.6163 | 587.7892 | 0.39643 | 523.4498 | 0.00017506 | 587.7892 | 0.25188 | 587.3327 | 0.028915 | 785.8216 | 4.0289 | 587.3327 | 0.010465 | 785.1232 | 0 | 785.8216 | 0.039252 | 581.9466 | 2.1454
|  | 588.0176 | 0.064192 | 587.5614 | 0.037443 | 522.328 | 0.015284 | 588.0176 | 0.028583 | 587.5614 | 0.0065952 | 580.824 | 0.0051998 | 587.5614 | 0.0042692 | 523.5672 | 9.2763e-05 | 588.0176 | 0 | 588.0176 | 0.012283 | 588.0176 | 0.015296 | 588.0176 | 0.07914 | 588.0176 | 2.6719 | 588.0176 | 0.39481 | 523.5672 | 0.00011511 | 588.0176 | 0.23461 | 587.5614 | 0.018461 | 785.9872 | 4.0001 | 587.5614 | 0.0014902 | 785.2889 | 0 | 785.9872 | 0.039763 | 582.1702 | 2.154
|  | 588.246 | 0.091634 | 587.7902 | 0.035498 | 522.4428 | 0 | 588.246 | 0.03632 | 587.7902 | 0.024001 | 581.0508 | 0.012074 | 587.7902 | 0.030831 | 523.6846 | 8.2891e-05 | 588.246 | 0.026492 | 588.246 | 0.015025 | 588.246 | 0.018985 | 588.246 | 0.079919 | 588.246 | 2.7428 | 588.246 | 0.41938 | 523.6846 | 0.00012505 | 588.246 | 0.25632 | 587.7902 | 0.032784 | 786.1527 | 3.9159 | 587.7902 | -0.0026751 | 785.4545 | 0 | 786.1527 | 0.039113 | 582.3937 | 2.148
|  | 588.4744 | 0.06609 | 588.0189 | 0.021612 | 522.5575 | 0.0064601 | 588.4744 | 0.013514 | 588.0189 | -0.020079 | 581.2776 | 0.0031424 | 588.0189 | -0.00015675 | 523.802 | 8.8106e-05 | 588.4744 | 0 | 588.4744 | 0.013793 | 588.4744 | 0.015034 | 588.4744 | 0.075307 | 588.4744 | 2.7947 | 588.4744 | 0.41516 | 523.802 | 0.0001802 | 588.4744 | 0.24793 | 588.0189 | 0.011219 | 786.3183 | 3.9029 | 588.0189 | -0.0060726 | 785.6202 | 0 | 786.3183 | 0.041482 | 582.6173 | 2.1339
|  | 588.7028 | 0.068457 | 588.2477 | 0.035969 | 522.6723 | 0 | 588.7028 | 0.035747 | 588.2477 | 0.021057 | 581.5044 | 0.0099446 | 588.2477 | 0.032441 | 523.9194 | 0.00011269 | 588.7028 | 0.023944 | 588.7028 | 0.027517 | 588.7028 | 0.018283 | 588.7028 | 0.077012 | 588.7028 | 2.8664 | 588.7028 | 0.44363 | 523.9194 | 0.00020024 | 588.7028 | 0.27704 | 588.2477 | 0.031358 | 786.4839 | 3.8875 | 588.2477 | 0.0077733 | 785.7858 | 0 | 786.4839 | 0.042086 | 582.8409 | 2.1469
|  | 588.9313 | 0.049959 | 588.4765 | 0.040071 | 522.787 | 0.0054662 | 588.9313 | 0.0079747 | 588.4765 | -0.013091 | 581.7312 | 0.0010979 | 588.4765 | 0.0035685 | 524.0368 | 0.00011884 | 588.9313 | 0.0041515 | 588.9313 | 0.004595 | 588.9313 | 0.013749 | 588.9313 | 0.074548 | 588.9313 | 2.9368 | 588.9313 | 0.43351 | 524.0368 | 0.0001701 | 588.9313 | 0.26619 | 588.4765 | 0.020973 | 786.6495 | 3.8598 | 588.4765 | -5.0452e-05 | 785.9515 | 0 | 786.6495 | 0.043758 | 583.0646 | 2.1298
|  | 589.1597 | 0.089936 | 588.7053 | 0.042831 | 522.9018 | 0 | 589.1597 | 0.031423 | 588.7053 | 0.023979 | 581.9581 | 0.0093491 | 588.7053 | 0.033408 | 524.1542 | 0.00010413 | 589.1597 | 0.024858 | 589.1597 | 0.014363 | 589.1597 | 0.019841 | 589.1597 | 0.077101 | 589.1597 | 3.017 | 589.1597 | 0.46106 | 524.1542 | 0.00010672 | 589.1597 | 0.29456 | 588.7053 | 0.037671 | 786.815 | 3.8535 | 588.7053 | -0.0013026 | 786.1172 | 0 | 786.815 | 0.043433 | 583.2882 | 2.1461
|  | 589.3882 | 0.0642 | 588.9341 | 0.029068 | 523.0166 | 0.01175 | 589.3882 | 0.025581 | 588.9341 | -0.024871 | 582.1849 | 0.0063329 | 588.9341 | 0.0013035 | 524.2717 | 9.1832e-05 | 589.3882 | 0 | 589.3882 | 0.023329 | 589.3882 | 0.01348 | 589.3882 | 0.069901 | 589.3882 | 3.1014 | 589.3882 | 0.45944 | 524.2717 | 0.00012505 | 589.3882 | 0.28198 | 588.9341 | 0.010162 | 786.9806 | 3.7797 | 588.9341 | -0.0030025 | 786.2828 | 0 | 786.9806 | 0.045245 | 583.5118 | 2.1215
|  | 589.6166 | 0.09328 | 589.1629 | 0.036696 | 523.1313 | 0 | 589.6166 | 0.035975 | 589.1629 | 0.022741 | 582.4117 | 0.012034 | 589.1629 | 0.035092 | 524.3891 | 8.8106e-05 | 589.6167 | 0.022104 | 589.6167 | 0.012258 | 589.6167 | 0.019157 | 589.6166 | 0.073296 | 589.6167 | 3.1971 | 589.6167 | 0.48645 | 524.3891 | 0.00010346 | 589.6166 | 0.31331 | 589.1629 | 0.034413 | 787.1462 | 3.7546 | 589.1629 | 0.011916 | 786.4485 | 0 | 787.1462 | 0.045152 | 583.7355 | 2.1243
|  | 589.8452 | 0.059488 | 589.3917 | 0.032633 | 523.2461 | 0.021685 | 589.8452 | 0.010125 | 589.3917 | -0.0021041 | 582.6385 | 0.0072747 | 589.3917 | 0.0030077 | 524.5065 | 0.00011027 | 589.8451 | 0 | 589.8451 | 0.013751 | 589.8451 | 0.013487 | 589.8452 | 0.068753 | 589.8451 | 3.2675 | 589.8451 | 0.48225 | 524.5065 | 0.00015006 | 589.8451 | 0.30147 | 589.3918 | 0.021584 | 787.3118 | 3.7261 | 589.3917 | 0.0025034 | 786.6142 | 0 | 787.3118 | 0.046406 | 583.9591 | 2.1187
|  | 590.0737 | 0.087894 | 589.6206 | 0.040356 | 523.3609 | 0 | 590.0737 | 0.044501 | 589.6206 | 0.024923 | 582.8654 | 0.010004 | 589.6206 | 0.031497 | 524.6239 | 9.9841e-05 | 590.0736 | 0.022658 | 590.0736 | 0.031921 | 590.0736 | 0.018852 | 590.0737 | 0.071816 | 590.0736 | 3.3688 | 590.0736 | 0.51611 | 524.6239 | 9.3356e-05 | 590.0737 | 0.33033 | 589.6206 | 0.033191 | 787.4774 | 3.6848 | 589.6206 | 0.0062197 | 786.7799 | 0 | 787.4774 | 0.04622 | 584.1828 | 2.1179
|  | 590.3021 | 0.081841 | 589.8494 | 0.031743 | 523.4757 | 0.0054662 | 590.3021 | 0.0043155 | 589.8494 | -0.0012033 | 583.0923 | 0.0010894 | 589.8494 | 0.0031134 | 524.7413 | 0.00010375 | 590.3021 | 0 | 590.3021 | 0.017346 | 590.3021 | 0.012232 | 590.3021 | 0.067608 | 590.3021 | 3.446 | 590.3021 | 0.51575 | 524.7413 | 0.00013018 | 590.3021 | 0.3212 | 589.8495 | 0.025046 | 787.643 | 3.649 | 589.8494 | 0.003015 | 786.9455 | 0 | 787.643 | 0.048032 | 584.4064 | 2.1163
|  | 590.5306 | 0.083188 | 590.0783 | 0.030421 | 523.5905 | 0 | 590.5306 | 0.052963 | 590.0783 | 0.034895 | 583.3192 | 0.0096628 | 590.0783 | 0.027381 | 524.8588 | 8.9783e-05 | 590.5307 | 0.024624 | 590.5307 | 0.020329 | 590.5307 | 0.017916 | 590.5306 | 0.068133 | 590.5307 | 3.547 | 590.5307 | 0.54076 | 524.8588 | 8.1708e-05 | 590.5306 | 0.34587 | 590.0783 | 0.040929 | 787.8086 | 3.6512 | 590.0783 | 0.0047294 | 787.1112 | 0 | 787.8086 | 0.047893 | 584.6301 | 2.114
|  | 590.7592 | 0.065599 | 590.3072 | 0.031925 | 523.7053 | 0.015093 | 590.7592 | 0.020637 | 590.3072 | -0.017231 | 583.5461 | 0.0046796 | 590.3072 | 0.0015748 | 524.9762 | 0.00011363 | 590.7592 | 0.0061284 | 590.7592 | 0.021598 | 590.7592 | 0.0131 | 590.7592 | 0.0656 | 590.7592 | 3.6327 | 590.7592 | 0.53937 | 524.9762 | 0.00011014 | 590.7592 | 0.33749 | 590.3072 | 0.019805 | 787.9742 | 3.5844 | 590.3072 | 0.0014776 | 787.2769 | 0 | 787.9742 | 0.04924 | 584.8538 | 2.1094
|  | 590.9877 | 0.074483 | 590.5361 | 0.030545 | 523.8201 | 0 | 590.9877 | 0.013719 | 590.5361 | 0.02938 | 583.7729 | 0.010782 | 590.5361 | 0.027708 | 525.0936 | 0.00012108 | 590.9877 | 0.031344 | 590.9877 | 0.021124 | 590.9877 | 0.016649 | 590.9877 | 0.06751 | 590.9877 | 3.7396 | 590.9877 | 0.56824 | 525.0936 | 8.8389e-05 | 590.9877 | 0.36832 | 590.5361 | 0.0393 | 788.1398 | 3.5504 | 590.5361 | -0.0012751 | 787.4426 | 0 | 788.1398 | 0.049286 | 585.0775 | 2.1104
|  | 591.2163 | 0.066159 | 590.765 | 0.025186 | 523.9349 | 0.011941 | 591.2163 | 0.027397 | 590.765 | -0.013118 | 583.9999 | 0.0011805 | 590.765 | 0.0025106 | 525.2111 | 0.00012573 | 591.2163 | 0 | 591.2163 | 0.011964 | 591.2163 | 0.013078 | 591.2163 | 0.06388 | 591.2163 | 3.8336 | 591.2163 | 0.58488 | 525.2111 | 0.00010346 | 591.2163 | 0.36709 | 590.765 | 0.027286 | 788.3055 | 3.5481 | 590.765 | -0.0029236 | 787.6083 | 0 | 788.3055 | 0.051051 | 585.3013 | 2.0901
|  | 591.4449 | 0.08974 | 590.9939 | 0.041892 | 524.0497 | 0 | 591.4449 | 0.036017 | 590.9939 | 0.024894 | 584.2268 | 0.0084213 | 590.9939 | 0.031722 | 525.3285 | 0.00011623 | 591.4449 | 0.027219 | 591.4449 | 0.010495 | 591.4449 | 0.019876 | 591.4449 | 0.067026 | 591.4449 | 3.9286 | 591.4449 | 0.60766 | 525.3285 | 0.000105 | 591.4449 | 0.40188 | 590.9939 | 0.04439 | 788.4711 | 3.4953 | 590.9939 | 0.0049912 | 787.774 | 0 | 788.4711 | 0.051191 | 585.525 | 2.1048
|  | 591.6735 | 0.081173 | 591.2228 | 0.022239 | 524.1645 | 0.0049694 | 591.6735 | 0.010062 | 591.2228 | -0.023485 | 584.4537 | 0.0048221 | 591.2228 | -0.0017267 | 525.446 | 0.00011139 | 591.6734 | 0 | 591.6734 | 0.011375 | 591.6734 | 0.011149 | 591.6735 | 0.060895 | 591.6734 | 4.0237 | 591.6734 | 0.60052 | 525.446 | 0.00013173 | 591.6735 | 0.38263 | 591.2228 | 0.026268 | 788.6367 | 3.46 | 591.2228 | -0.0029448 | 787.9397 | 0 | 788.6367 | 0.05212 | 585.7487 | 2.0822
|  | 591.902 | 0.08146 | 591.4518 | 0.034696 | 524.2794 | 0 | 591.902 | 0.032041 | 591.4518 | 0.021746 | 584.6807 | 0.0078452 | 591.4518 | 0.029247 | 525.5634 | 0.00012108 | 591.902 | 0.016457 | 591.902 | 0.018787 | 591.902 | 0.01497 | 591.902 | 0.063407 | 591.902 | 4.145 | 591.902 | 0.6347 | 525.5634 | 0.00014337 | 591.902 | 0.41816 | 591.4518 | 0.047038 | 788.8023 | 3.4271 | 591.4518 | 0.0055054 | 788.1055 | 0 | 788.8023 | 0.05212 | 585.9725 | 2.1042
|  | 592.1306 | 0.059464 | 591.6807 | 0.028667 | 524.3942 | 0.0081166 | 592.1306 | 0.020736 | 591.6807 | -0.019304 | 584.9077 | 0.0045698 | 591.6807 | 0.0013582 | 525.6809 | 0.00010804 | 592.1306 | 0 | 592.1306 | 0.013175 | 592.1306 | 0.01064 | 592.1306 | 0.059796 | 592.1306 | 4.2319 | 592.1306 | 0.6363 | 525.6809 | 0.00012847 | 592.1306 | 0.40829 | 591.6807 | 0.03258 | 788.968 | 3.3552 | 591.6807 | -0.010808 | 788.2712 | 0 | 788.968 | 0.053606 | 586.1962 | 2.0871
|  | 592.3593 | 0.07361 | 591.9097 | 0.031038 | 524.509 | 0 | 592.3593 | 0.034218 | 591.9097 | 0.033526 | 585.1346 | 0.010629 | 591.9097 | 0.027886 | 525.7983 | 0.00010748 | 592.3592 | 0.025851 | 592.3592 | 0.026446 | 592.3592 | 0.015737 | 592.3593 | 0.062296 | 592.3592 | 4.3294 | 592.3592 | 0.66668 | 525.7983 | 0.00013344 | 592.3592 | 0.44801 | 591.9097 | 0.046019 | 789.1336 | 3.3484 | 591.9097 | 0.0033419 | 788.4369 | 0 | 789.1336 | 0.053746 | 586.42 | 2.0978
|  | 592.5878 | 0.061601 | 592.1386 | 0.027654 | 524.6238 | 0.0029816 | 592.5878 | 0.0092202 | 592.1386 | -0.0035036 | 585.3616 | 0.0026183 | 592.1386 | -9.651e-05 | 525.9158 | 9.6302e-05 | 592.5879 | 0.0016929 | 592.5879 | 0.0083047 | 592.5879 | 0.010181 | 592.5878 | 0.057482 | 592.5879 | 4.4183 | 592.5879 | 0.66618 | 525.9158 | 0.00012179 | 592.5878 | 0.43567 | 592.1386 | 0.029729 | 789.2993 | 3.2999 | 592.1386 | -0.0051086 | 788.6026 | 0 | 789.2993 | 0.055046 | 586.6437 | 2.0722
|  | 592.8165 | 0.087544 | 592.3676 | 0.032758 | 524.7387 | 0 | 592.8165 | 0.03705 | 592.3676 | 0.015892 | 585.5886 | 0.008926 | 592.3676 | 0.030812 | 526.0333 | 9.5371e-05 | 592.8165 | 0.016841 | 592.8165 | 0.025901 | 592.8165 | 0.016076 | 592.8165 | 0.059842 | 592.8165 | 4.5256 | 592.8165 | 0.69776 | 526.0333 | 0.00011837 | 592.8165 | 0.47218 | 592.3676 | 0.047445 | 789.4649 | 3.2484 | 592.3676 | 0.0032062 | 788.7684 | 0 | 789.4649 | 0.054349 | 586.8676 | 2.0698
|  | 593.0451 | 0.045923 | 592.5966 | 0.030205 | 524.8535 | 0.017195 | 593.0451 | 0.006163 | 592.5966 | -0.0044156 | 585.8156 | 0.0028224 | 592.5966 | 0.0028193 | 526.1507 | 9.8351e-05 | 593.0451 | 0.0028705 | 593.0451 | 0.011816 | 593.0451 | 0.010809 | 593.0451 | 0.056466 | 593.0451 | 4.6066 | 593.0451 | 0.69973 | 526.1507 | 7.006e-05 | 593.0451 | 0.46158 | 592.5966 | 0.031562 | 789.6305 | 3.2161 | 592.5966 | 0.00042388 | 788.9341 | 0 | 789.6305 | 0.055789 | 587.0913 | 2.0764
|  | 593.2738 | 0.096541 | 592.8256 | 0.032246 | 524.9684 | 0 | 593.2738 | 0.032983 | 592.8256 | 0.034602 | 586.0425 | 0.011235 | 592.8256 | 0.029076 | 526.2682 | 0.0001045 | 593.2738 | 0.014767 | 593.2738 | 0.031636 | 593.2738 | 0.016865 | 593.2738 | 0.058226 | 593.2738 | 4.7245 | 593.2738 | 0.73382 | 526.2682 | 7.1773e-05 | 593.2738 | 0.4971 | 592.8256 | 0.054979 | 789.7962 | 3.2034 | 592.8256 | 0.0033905 | 789.0998 | 0 | 789.7962 | 0.056022 | 587.3151 | 2.0621
|  | 593.5024 | 0.04681 | 593.0547 | 0.025853 | 525.0832 | 0.0072884 | 593.5024 | 0.027303 | 593.0547 | -0.010583 | 586.2696 | 0.0058959 | 593.0547 | 0.00088246 | 526.3857 | 0.00010804 | 593.5025 | 0 | 593.5025 | 0.0099756 | 593.5025 | 0.0093154 | 593.5024 | 0.053765 | 593.5025 | 4.8227 | 593.5025 | 0.73111 | 526.3857 | 6.3379e-05 | 593.5024 | 0.48501 | 593.0547 | 0.027693 | 789.9619 | 3.1323 | 593.0547 | -0.0077578 | 789.2656 | 0 | 789.9619 | 0.057462 | 587.5389 | 2.0565
|  | 593.7311 | 0.073095 | 593.2837 | 0.033434 | 525.1981 | 0 | 593.7311 | 0.047402 | 593.2837 | 0.031179 | 586.4966 | 0.0085334 | 593.2837 | 0.023165 | 526.5032 | 0.00010636 | 593.7311 | 0.014251 | 593.7311 | 0.017019 | 593.7311 | 0.014408 | 593.7311 | 0.055808 | 593.7311 | 4.9558 | 593.7311 | 0.7753 | 526.5032 | 7.9995e-05 | 593.7311 | 0.52103 | 593.2837 | 0.053554 | 790.1275 | 3.107 | 593.2837 | 0.00035878 | 789.4313 | 0 | 790.1275 | 0.057601 | 587.7628 | 2.0592
|  | 593.9598 | 0.076524 | 593.5127 | 0.034372 | 525.3129 | 0.004638 | 593.9598 | 0.033248 | 593.5127 | -0.019778 | 586.7236 | 0.0019447 | 593.5127 | 0.00079746 | 526.6206 | 0.00011065 | 593.9598 | 0 | 593.9598 | 0.0023307 | 593.9598 | 0.011554 | 593.9598 | 0.05377 | 593.9598 | 5.0677 | 593.9598 | 0.78007 | 526.6206 | 9.8495e-05 | 593.9598 | 0.52375 | 593.5127 | 0.038485 | 790.2932 | 3.0521 | 593.5127 | 0.0017501 | 789.5971 | 0 | 790.2932 | 0.058855 | 587.9866 | 2.0584
|  | 594.1885 | 0.078878 | 593.7418 | 0.035892 | 525.4278 | 0 | 594.1885 | 0.033012 | 593.7418 | 0.044546 | 586.9507 | 0.011435 | 593.7418 | 0.031073 | 526.7381 | 0.00011456 | 594.1885 | 0.02624 | 594.1885 | 0.020136 | 594.1885 | 0.015283 | 594.1885 | 0.055705 | 594.1885 | 5.193 | 594.1885 | 0.81177 | 526.7381 | 0.00010004 | 594.1885 | 0.56618 | 593.7418 | 0.058033 | 790.4589 | 3.0011 | 593.7418 | 0.0066071 | 789.7628 | 0 | 790.4589 | 0.059506 | 588.2105 | 2.0521
|  | 594.4172 | 0.052138 | 593.9708 | 0.028114 | 525.5426 | 0.0061289 | 594.4172 | 0.02499 | 593.9708 | -0.0084912 | 587.1777 | 0.0012146 | 593.9708 | 0.0045195 | 526.8556 | 0.00013412 | 594.4172 | 0 | 594.4172 | 0.012662 | 594.4172 | 0.010089 | 594.4172 | 0.051276 | 594.4172 | 5.2782 | 594.4172 | 0.81378 | 526.8556 | 0.00010004 | 594.4172 | 0.5605 | 593.9708 | 0.038282 | 790.6245 | 2.9891 | 593.9708 | -0.00083743 | 789.9286 | 0 | 790.6245 | 0.06062 | 588.4343 | 2.0578
|  | 594.6459 | 0.06284 | 594.1999 | 0.030155 | 525.6575 | 0 | 594.6459 | 0.043399 | 594.1999 | 0.026758 | 587.4048 | 0.0095881 | 594.1999 | 0.028847 | 526.9731 | 0.00012499 | 594.646 | 0.024721 | 594.646 | 0.025958 | 594.646 | 0.015714 | 594.6459 | 0.053914 | 594.646 | 5.3871 | 594.646 | 0.84364 | 526.9731 | 7.3315e-05 | 594.6459 | 0.59578 | 594.1999 | 0.062106 | 790.7902 | 2.9218 | 594.1999 | 0.0076257 | 790.0944 | 0 | 790.7902 | 0.060481 | 588.6581 | 2.0578
|  | 594.8747 | 0.073774 | 594.429 | 0.030129 | 525.7724 | 0.017577 | 594.8747 | 0.014127 | 594.429 | -0.013264 | 587.6319 | 0.0037206 | 594.429 | 0.0024974 | 527.0906 | 0.00012871 | 594.8747 | 0 | 594.8747 | 0.025061 | 594.8747 | 0.008813 | 594.8747 | 0.050119 | 594.8747 | 5.4547 | 594.8747 | 0.84933 | 527.0906 | 9.5069e-05 | 594.8747 | 0.59109 | 594.429 | 0.054164 | 790.9559 | 2.8774 | 594.429 | -0.0095753 | 790.2601 | 0 | 790.9559 | 0.061317 | 588.882 | 2.0413
|  | 595.1035 | 0.086202 | 594.6581 | 0.024329 | 525.8873 | 0 | 595.1035 | 0.055012 | 594.6581 | 0.021884 | 587.8589 | 0.0084627 | 594.6581 | 0.024144 | 527.2081 | 0.00011437 | 595.1034 | 0.023862 | 595.1034 | 0.040968 | 595.1034 | 0.013058 | 595.1035 | 0.051979 | 595.1034 | 5.5453 | 595.1034 | 0.87694 | 527.2081 | 0.00010346 | 595.1034 | 0.62711 | 594.6581 | 0.059459 | 791.1216 | 2.8513 | 594.6581 | 0.0045814 | 790.4259 | 0 | 791.1216 | 0.06155 | 589.106 | 2.0387
|  | 595.3322 | 0.05781 | 594.8872 | 0.025749 | 526.0022 | 0.0062945 | 595.3322 | 0.024334 | 594.8872 | -0.017404 | 588.0861 | 0.0048676 | 594.8872 | 0.0038605 | 527.3256 | 0.00011325 | 595.3322 | 0 | 595.3322 | 0.016231 | 595.3322 | 0.0098155 | 595.3322 | 0.048194 | 595.3322 | 5.6271 | 595.3322 | 0.88144 | 527.3256 | 0.00012179 | 595.3322 | 0.61922 | 594.8872 | 0.046427 | 791.2873 | 2.7923 | 594.8872 | 0.0027365 | 790.5917 | 0 | 791.2873 | 0.062618 | 589.3298 | 2.0244
|  | 595.561 | 0.097291 | 595.1163 | 0.032955 | 526.117 | 0 | 595.561 | 0.047154 | 595.1163 | 0.027897 | 588.3132 | 0.0084637 | 595.1163 | 0.02575 | 527.4431 | 0.00011977 | 595.561 | 0.01847 | 595.561 | 0.02232 | 595.561 | 0.013019 | 595.561 | 0.050044 | 595.561 | 5.7349 | 595.561 | 0.92065 | 527.4431 | 0.00012847 | 595.561 | 0.65844 | 595.1163 | 0.063735 | 791.453 | 2.7687 | 595.1163 | 0.0088005 | 790.7575 | 0 | 791.453 | 0.062525 | 589.5537 | 2.0418
|  | 595.7897 | 0.069592 | 595.3455 | 0.029572 | 526.2319 | 0.0091104 | 595.7897 | 0.017072 | 595.3455 | -0.0057663 | 588.5403 | 0.0025255 | 595.3455 | 0.0020592 | 527.5606 | 0.00011623 | 595.7898 | 0 | 595.7898 | 0.0084943 | 595.7898 | 0.010322 | 595.7897 | 0.046976 | 595.7898 | 5.8356 | 595.7898 | 0.93334 | 527.5606 | 0.00017849 | 595.7897 | 0.65894 | 595.3455 | 0.048667 | 791.6187 | 2.7207 | 595.3455 | -0.0040858 | 790.9233 | 0 | 791.6187 | 0.063036 | 589.7776 | 2.0193
|  | 596.0186 | 0.080769 | 595.5746 | 0.026541 | 526.3468 | 0 | 596.0186 | 0.046743 | 595.5746 | 0.019972 | 588.7674 | 0.010492 | 595.5746 | 0.029626 | 527.6781 | 0.00011921 | 596.0186 | 0.02829 | 596.0186 | 0.02726 | 596.0186 | 0.014947 | 596.0186 | 0.049218 | 596.0186 | 5.9289 | 596.0186 | 0.9677 | 527.6781 | 0.00018517 | 596.0186 | 0.69668 | 595.5746 | 0.064957 | 791.7844 | 2.6647 | 595.5746 | 0.00056688 | 791.0891 | 0.018981 | 791.7844 | 0.063361 | 590.0016 | 2.029
|  | 596.2474 | 0.083093 | 595.8038 | 0.029889 | 526.4617 | 0.0076196 | 596.2474 | 0.039271 | 595.8038 | -0.011528 | 588.9946 | 0.0010021 | 595.8038 | -0.00083077 | 527.7956 | 0.00010282 | 596.2474 | 0 | 596.2474 | 0.01442 | 596.2474 | 0.0083912 | 596.2474 | 0.044831 | 596.2474 | 6.0305 | 596.2474 | 0.97435 | 527.7956 | 0.00014851 | 596.2474 | 0.6989 | 595.8038 | 0.04887 | 791.9501 | 2.6568 | 595.8038 | -0.0031316 | 791.2549 | 0 | 791.9501 | 0.064151 | 590.2255 | 2.0181
|  | 596.4762 | 0.087664 | 596.0329 | 0.031392 | 526.5766 | 0 | 596.4762 | 0.036743 | 596.0329 | 0.021746 | 589.2217 | 0.011655 | 596.0329 | 0.02488 | 527.9132 | 0.00010059 | 596.4762 | 0.024189 | 596.4762 | 0.033762 | 596.4762 | 0.013007 | 596.4762 | 0.04814 | 596.4762 | 6.1336 | 596.4762 | 1.0166 | 527.9132 | 0.00010672 | 596.4762 | 0.7443 | 596.0329 | 0.071065 | 792.1158 | 2.6079 | 596.0329 | 0.0041622 | 791.4207 | 0.049866 | 792.1158 | 0.064662 | 590.4495 | 2.0181
|  | 596.705 | 0.068464 | 596.2621 | 0.028939 | 526.6916 | 0.011272 | 596.705 | 0.012772 | 596.2621 | -0.0084878 | 589.4489 | 0.0033765 | 596.2621 | 0.0014937 | 528.0307 | 0.00010245 | 596.705 | 0.00034531 | 596.705 | 0.0039601 | 596.705 | 0.0097188 | 596.705 | 0.044242 | 596.705 | 6.2154 | 596.705 | 1.032 | 528.0307 | 7.006e-05 | 596.705 | 0.73936 | 596.2621 | 0.052739 | 792.2815 | 2.5744 | 596.2621 | -0.0028422 | 791.5865 | 0.0061125 | 792.2815 | 0.065173 | 590.6734 | 2.0021
|  | 596.9338 | 0.071353 | 596.4913 | 0.032501 | 526.8065 | 0 | 596.9338 | 0.043159 | 596.4913 | 0.029297 | 589.676 | 0.0053954 | 596.4913 | 0.026458 | 528.1482 | 0.00011586 | 596.9338 | 0.022222 | 596.9338 | 0.029793 | 596.9338 | 0.01236 | 596.9338 | 0.046368 | 596.9338 | 6.2885 | 596.9338 | 1.0736 | 528.1482 | 9.1815e-05 | 596.9338 | 0.78352 | 596.4913 | 0.070455 | 792.4472 | 2.5135 | 596.4913 | 0.0051509 | 791.7523 | 0.069384 | 792.4472 | 0.066055 | 590.8973 | 2.0135
|  | 597.1627 | 0.047505 | 596.7205 | 0.026732 | 526.9214 | 0.023213 | 597.1627 | 0.016505 | 596.7205 | -0.01462 | 589.9032 | 0.0029867 | 596.7205 | 0.0038063 | 528.2657 | 0.00013486 | 597.1627 | 0.0026207 | 597.1627 | 0.02418 | 597.1627 | 0.008084 | 597.1627 | 0.042415 | 597.1627 | 6.3378 | 597.1627 | 1.078 | 528.2657 | 0.00010843 | 597.1627 | 0.78056 | 596.7205 | 0.059866 | 792.613 | 2.4565 | 596.7205 | -0.0049924 | 791.9181 | 0.053512 | 792.613 | 0.066288 | 591.1213 | 1.9926
|  | 597.3915 | 0.082524 | 596.9497 | 0.032307 | 527.0363 | 0 | 597.3915 | 0.044731 | 596.9497 | 0.022951 | 590.1304 | 0.0080371 | 596.9497 | 0.029237 | 528.3833 | 0.00014175 | 597.3916 | 0.021559 | 597.3916 | 0.019664 | 597.3916 | 0.012926 | 597.3915 | 0.045205 | 597.3916 | 6.3875 | 597.3916 | 1.1131 | 528.3833 | 0.00014337 | 597.3915 | 0.82423 | 596.9497 | 0.076156 | 792.7787 | 2.4192 | 596.9497 | -0.00084503 | 792.0839 | 0.10391 | 792.7787 | 0.066938 | 591.3453 | 2.0015
|  | 597.6204 | 0.066325 | 597.179 | 0.022629 | 527.1512 | 0.0097437 | 597.6204 | 0.029745 | 597.179 | -0.018643 | 590.3576 | 0.0034195 | 597.179 | 0.0016749 | 528.5008 | 0.00014231 | 597.6204 | 0.0028572 | 597.6204 | 0.020528 | 597.6204 | 0.0077638 | 597.6204 | 0.041138 | 597.6204 | 6.4292 | 597.6204 | 1.1228 | 528.5008 | 0.00016684 | 597.6204 | 0.8299 | 597.179 | 0.057626 | 792.9444 | 2.3614 | 597.179 | -0.0080523 | 792.2497 | 0.055443 | 792.9444 | 0.066845 | 591.5693 | 1.9944
|  | 597.8493 | 0.089831 | 597.4082 | 0.030837 | 527.2662 | 0 | 597.8493 | 0.052024 | 597.4082 | 0.011004 | 590.5848 | 0.010456 | 597.4082 | 0.030963 | 528.6183 | 0.00011009 | 597.8493 | 0.017442 | 597.8493 | 0.040967 | 597.8493 | 0.011206 | 597.8493 | 0.044374 | 597.8493 | 6.4673 | 597.8493 | 1.1748 | 528.6183 | 0.00016684 | 597.8493 | 0.87677 | 597.4082 | 0.082265 | 793.1102 | 2.3099 | 597.4082 | 0.0030004 | 792.4156 | 0.075389 | 793.1102 | 0.067681 | 591.7933 | 1.9921
|  | 598.0782 | 0.068287 | 597.6374 | 0.024067 | 527.3811 | 0.021876 | 598.0782 | 0.030137 | 597.6374 | -0.0078064 | 590.812 | 0.0015054 | 597.6374 | -0.0014306 | 528.7359 | 0.00011065 | 598.0782 | 0 | 598.0782 | 0.013448 | 598.0782 | 0.0071682 | 598.0782 | 0.040046 | 598.0782 | 6.4994 | 598.0782 | 1.1793 | 528.7359 | 0.00016016 | 598.0782 | 0.87381 | 597.6374 | 0.0674 | 793.2759 | 2.281 | 597.6374 | -0.0018964 | 792.5814 | 0.083754 | 793.2759 | 0.06731 | 592.0173 | 1.9899
|  | 598.3071 | 0.095505 | 597.8667 | 0.028689 | 527.496 | 0 | 598.3071 | 0.043874 | 597.8667 | 0.025096 | 591.0392 | 0.0098677 | 597.8667 | 0.028902 | 528.8534 | 9.3322e-05 | 598.3071 | 0.020536 | 598.3071 | 0.018635 | 598.3071 | 0.013274 | 598.3071 | 0.043383 | 598.3071 | 6.5221 | 598.3071 | 1.221 | 528.8534 | 0.00012847 | 598.3071 | 0.92315 | 597.8667 | 0.078396 | 793.4416 | 2.2513 | 597.8667 | 0.0023918 | 792.7472 | 0.11292 | 793.4416 | 0.068006 | 592.2413 | 2.0052
|  | 598.536 | 0.072712 | 598.096 | 0.026333 | 527.611 | 0.0082822 | 598.536 | 0.038577 | 598.096 | -0.010656 | 591.2665 | 0.0033715 | 598.096 | 0.00139 | 528.971 | 0.00011456 | 598.536 | 0.0040985 | 598.536 | 0.012564 | 598.536 | 0.0076891 | 598.536 | 0.039476 | 598.536 | 6.5296 | 598.536 | 1.2356 | 528.971 | 0.00013018 | 598.536 | 0.92759 | 598.096 | 0.068826 | 793.6074 | 2.1836 | 598.096 | -0.006169 | 792.9131 | 0.098124 | 793.6074 | 0.067728 | 592.4654 | 1.973
|  | 598.765 | 0.075579 | 598.3253 | 0.03103 | 527.7259 | 0 | 598.765 | 0.051547 | 598.3253 | 0.029564 | 591.4938 | 0.007458 | 598.3253 | 0.025897 | 529.0885 | 9.7606e-05 | 598.765 | 0.021158 | 598.765 | 0.019445 | 598.765 | 0.011897 | 598.765 | 0.041348 | 598.765 | 6.5478 | 598.765 | 1.2788 | 529.0885 | 0.00010175 | 598.7649 | 0.97422 | 598.3253 | 0.082876 | 793.7731 | 2.1777 | 598.3253 | 0.0080281 | 793.0789 | 0.11485 | 793.7731 | 0.068982 | 592.6894 | 1.9894
|  | 598.9939 | 0.054716 | 598.5546 | 0.028056 | 527.8409 | 0.013565 | 598.9939 | 0.028112 | 598.5546 | 0.005365 | 591.721 | 0.0013624 | 598.5546 | 0.0020548 | 529.2061 | 0.00010413 | 598.9939 | 0 | 598.9939 | 0.0036598 | 598.9939 | 0.0091947 | 598.9939 | 0.038819 | 598.9939 | 6.5291 | 598.9939 | 1.3017 | 529.2061 | 0.00011168 | 598.9939 | 0.97989 | 598.5545 | 0.073916 | 793.9389 | 2.1459 | 598.5546 | 0.00026718 | 793.2447 | 0.13694 | 793.9389 | 0.068425 | 592.9135 | 1.9719
|  | 599.2228 | 0.10222 | 598.7839 | 0.029759 | 527.9559 | 0 | 599.2228 | 0.045259 | 598.7839 | 0.036649 | 591.9483 | 0.0051724 | 598.7839 | 0.023928 | 529.3237 | 0.00010971 | 599.2229 | 0.025873 | 599.2229 | 0.01369 | 599.2229 | 0.011364 | 599.2228 | 0.040208 | 599.2229 | 6.5278 | 599.2229 | 1.3538 | 529.3237 | 7.6741e-05 | 599.2228 | 1.0329 | 598.7839 | 0.094482 | 794.1047 | 2.0991 | 598.7839 | 0.0031035 | 793.4106 | 0.1333 | 794.1047 | 0.069539 | 593.1375 | 1.9819
|  | 599.4518 | 0.038484 | 599.0132 | 0.027895 | 528.0708 | 0.0057976 | 599.4518 | 0.035733 | 599.0132 | 0.0015346 | 592.1756 | 0.0039196 | 599.0132 | -0.00086838 | 529.4412 | 0.00011623 | 599.4518 | 0.0013132 | 599.4518 | -0.0037032 | 599.4518 | 0.0074232 | 599.4518 | 0.038258 | 599.4518 | 6.4803 | 599.4518 | 1.3746 | 529.4412 | 9.5069e-05 | 599.4518 | 1.0426 | 599.0132 | 0.083283 | 794.2704 | 2.0578 | 599.0132 | -0.0090523 | 793.5765 | 0.14209 | 794.2704 | 0.068564 | 593.3616 | 1.961
|  | 599.6808 | 0.077421 | 599.2425 | 0.02922 | 528.1858 | 0 | 599.6808 | 0.060349 | 599.2425 | 0.017115 | 592.4029 | 0.0068776 | 599.2425 | 0.022548 | 529.5588 | 0.00011791 | 599.6808 | 0.026445 | 599.6808 | 0.030416 | 599.6808 | 0.01062 | 599.6808 | 0.039276 | 599.6808 | 6.433 | 599.6808 | 1.4217 | 529.5588 | 0.00011511 | 599.6808 | 1.0919 | 599.2425 | 0.096111 | 794.4362 | 2.0017 | 599.2425 | 0.00093613 | 793.7423 | 0.16847 | 794.4362 | 0.069818 | 593.5857 | 1.9731
|  | 599.9098 | 0.057283 | 599.4718 | 0.021822 | 528.3007 | 0.0097437 | 599.9098 | 0.0017369 | 599.4718 | 0.0016213 | 592.6302 | 0.0026621 | 599.4718 | 0.00070312 | 529.6764 | 0.00010748 | 599.9098 | 0 | 599.9098 | 0.023354 | 599.9098 | 0.0049031 | 599.9098 | 0.035223 | 599.9098 | 6.3475 | 599.9098 | 1.4193 | 529.6764 | 0.00014509 | 599.9098 | 1.0919 | 599.4719 | 0.0786 | 794.602 | 1.9585 | 599.4718 | -0.0045182 | 793.9082 | 0.12837 | 794.602 | 0.06861 | 593.8098 | 1.9772
|  | 600.1388 | 0.074596 | 599.7012 | 0.028756 | 528.4157 | 0 | 600.1388 | 0.042079 | 599.7012 | 0.024443 | 592.8575 | 0.0083481 | 599.7012 | 0.023425 | 529.7939 | 0.00011065 | 600.1388 | 0.023279 | 600.1388 | 0.034804 | 600.1388 | 0.011191 | 600.1388 | 0.036979 | 600.1388 | 6.2734 | 600.1388 | 1.4637 | 529.7939 | 0.00015006 | 600.1388 | 1.1403 | 599.7012 | 0.10466 | 794.7677 | 1.9089 | 599.7012 | -0.0017045 | 794.0741 | 0.19314 | 794.7677 | 0.069865 | 594.0339 | 1.969
|  | 600.3678 | 0.059728 | 599.9306 | 0.026647 | 528.5307 | 0.013947 | 600.3678 | 0.032137 | 599.9306 | -0.0090497 | 593.0848 | 0.0043171 | 599.9306 | 0.00040816 | 529.9115 | 0.00011232 | 600.3678 | 0.0039061 | 600.3678 | 0.010397 | 600.3678 | 0.0056281 | 600.3678 | 0.035117 | 600.3678 | 6.18 | 600.3678 | 1.496 | 529.9115 | 0.00016187 | 600.3678 | 1.1496 | 599.9306 | 0.087356 | 794.9335 | 1.9219 | 599.9306 | -0.0079072 | 794.2399 | 0.1792 | 794.9335 | 0.068471 | 594.258 | 1.955
|  | 600.5968 | 0.088956 | 600.1599 | 0.027184 | 528.6457 | 0 | 600.5968 | 0.039405 | 600.1599 | 0.025552 | 593.3121 | 0.0089633 | 600.1599 | 0.024615 | 530.0291 | 0.00011158 | 600.5968 | 0.017568 | 600.5968 | 0.023434 | 600.5968 | 0.010537 | 600.5968 | 0.036762 | 600.5968 | 6.091 | 600.5968 | 1.533 | 530.0291 | 0.00014509 | 600.5968 | 1.2032 | 600.1599 | 0.10405 | 795.0993 | 1.8758 | 600.1599 | 0.0049717 | 794.4058 | 0.21845 | 795.0993 | 0.07005 | 594.4821 | 1.9591
|  | 600.8259 | 0.055402 | 600.3893 | 0.019048 | 528.7607 | 0.01175 | 600.8259 | 0.014865 | 600.3893 | 0.0038754 | 593.5395 | 0.0036929 | 600.3893 | -0.0024726 | 530.1467 | 0.00010152 | 600.8259 | 0 | 600.8259 | 0.022091 | 600.8259 | 0.0080409 | 600.8259 | 0.033617 | 600.8259 | 6.005 | 600.8259 | 1.5587 | 530.1467 | 0.00015845 | 600.8259 | 1.2199 | 600.3893 | 0.087966 | 795.2651 | 1.8401 | 600.3893 | -0.0099884 | 794.5717 | 0.18735 | 795.2651 | 0.068657 | 594.7062 | 1.9516
|  | 601.0549 | 0.086983 | 600.6187 | 0.032232 | 528.8757 | 0 | 601.0549 | 0.050299 | 600.6187 | 0.034362 | 593.7668 | 0.0047687 | 600.6187 | 0.02755 | 530.2643 | 9.444e-05 | 601.0549 | 0.015309 | 601.0549 | 0.025612 | 601.0549 | 0.012096 | 601.0549 | 0.037007 | 601.0549 | 5.9008 | 601.0549 | 1.6188 | 530.2643 | 0.00012179 | 601.0549 | 1.2742 | 600.6187 | 0.10833 | 795.4309 | 1.7964 | 600.6187 | 0.0069405 | 794.7376 | 0.23217 | 795.4309 | 0.070515 | 594.9304 | 1.9488
|  | 601.2839 | 0.048493 | 600.8481 | 0.025778 | 528.9907 | 0.024837 | 601.2839 | 0.02864 | 600.8481 | 0.0049513 | 593.9942 | 0.0075195 | 600.8481 | 0.0009638 | 530.3819 | 0.00010617 | 601.284 | 0 | 601.284 | 0.014454 | 601.284 | 0.006869 | 601.2839 | 0.033809 | 601.284 | 5.7918 | 601.284 | 1.643 | 530.3819 | 0.00014012 | 601.2839 | 1.2898 | 600.8481 | 0.10059 | 795.5967 | 1.7595 | 600.8481 | -0.0030187 | 794.9035 | 0.24311 | 795.5967 | 0.068471 | 595.1545 | 1.9476
|  | 601.513 | 0.070741 | 601.0775 | 0.02958 | 529.1057 | 0 | 601.513 | 0.056466 | 601.0775 | 0.0277 | 594.2216 | 0.0098759 | 601.0775 | 0.024185 | 530.4995 | 0.00010804 | 601.513 | 0.021786 | 601.513 | 0.024004 | 601.513 | 0.011349 | 601.513 | 0.035756 | 601.513 | 5.6812 | 601.513 | 1.6967 | 530.4995 | 0.00012847 | 601.513 | 1.3443 | 601.0775 | 0.11199 | 795.7625 | 1.7309 | 601.0775 | 0.00026661 | 795.0694 | 0.24483 | 795.7625 | 0.070329 | 595.3787 | 1.9324
|  | 601.7421 | 0.061672 | 601.307 | 0.026198 | 529.2207 | 0.005135 | 601.7421 | 0.025973 | 601.307 | -0.0073704 | 594.449 | 0.0018885 | 601.307 | 0.0017707 | 530.617 | 0.00012089 | 601.7421 | 0.0033621 | 601.7421 | 0.01463 | 601.7421 | 0.0067547 | 601.7421 | 0.033078 | 601.7421 | 5.5478 | 601.7421 | 1.7191 | 530.617 | 0.00012847 | 601.7421 | 1.3549 | 601.307 | 0.10487 | 795.9283 | 1.7035 | 601.307 | -0.0034515 | 795.2353 | 0.26542 | 795.9283 | 0.068378 | 595.6028 | 1.9473
|  | 601.9712 | 0.09091 | 601.5364 | 0.029098 | 529.3357 | 0 | 601.9712 | 0.056066 | 601.5364 | 0.015918 | 594.6764 | 0.0074562 | 601.5364 | 0.025249 | 530.7346 | 0.00012797 | 601.9712 | 0.01711 | 601.9712 | 0.022949 | 601.9712 | 0.010833 | 601.9712 | 0.033982 | 601.9712 | 5.4312 | 601.9712 | 1.7811 | 530.7346 | 0.00010004 | 601.9712 | 1.4116 | 601.5364 | 0.12055 | 796.0941 | 1.6558 | 601.5364 | 0.0024307 | 795.4012 | 0.23946 | 796.0941 | 0.070468 | 595.827 | 1.9397
|  | 602.2003 | 0.05962 | 601.7659 | 0.023539 | 529.4507 | 0.0086135 | 602.2003 | 0.029144 | 601.7659 | -0.0043597 | 594.9038 | 0.00060595 | 601.7659 | 0.00061478 | 530.8523 | 0.00015926 | 602.2003 | 0 | 602.2003 | -0.0037659 | 602.2003 | 0.0087371 | 602.2003 | 0.031315 | 602.2003 | 5.293 | 602.2003 | 1.8128 | 530.8523 | 0.00014337 | 602.2003 | 1.4306 | 601.7659 | 0.10711 | 796.2599 | 1.6211 | 601.7659 | -0.0042053 | 795.5671 | 0.28 | 796.2599 | 0.068239 | 596.0512 | 1.9236
|  | 602.4294 | 0.09726 | 601.9953 | 0.024611 | 529.5657 | 0 | 602.4294 | 0.052842 | 601.9953 | 0.019721 | 595.1312 | 0.0087195 | 601.9953 | 0.023629 | 530.9699 | 0.00015274 | 602.4294 | 0.022753 | 602.4294 | 0.028093 | 602.4294 | 0.008804 | 602.4294 | 0.033101 | 602.4294 | 5.1413 | 602.4294 | 1.8678 | 530.9699 | 0.00015348 | 602.4294 | 1.4898 | 601.9953 | 0.12421 | 796.4257 | 1.5941 | 601.9953 | -0.0016874 | 795.733 | 0.2785 | 796.4257 | 0.070283 | 596.2754 | 1.9471
|  | 602.6585 | 0.071439 | 602.2248 | 0.022535 | 529.6807 | 0.016717 | 602.6585 | 0.021146 | 602.2248 | -0.016736 | 595.3586 | 0.0019191 | 602.2248 | 0.0012266 | 531.0875 | 0.00013486 | 602.6585 | 0 | 602.6585 | -0.0036831 | 602.6585 | 0.0067182 | 602.6585 | 0.029656 | 602.6585 | 4.9934 | 602.6585 | 1.8929 | 531.0875 | 0.00015519 | 602.6585 | 1.4925 | 602.2248 | 0.1124 | 796.5915 | 1.5486 | 602.2248 | -0.0031047 | 795.8989 | 0.27357 | 796.5915 | 0.068053 | 596.4996 | 1.9212
|  | 602.8876 | 0.076374 | 602.4543 | 0.023171 | 529.7958 | 0 | 602.8876 | 0.048284 | 602.4543 | 0.022669 | 595.5861 | 0.0069837 | 602.4543 | 0.020127 | 531.2051 | 0.00010934 | 602.8877 | 0.024147 | 602.8877 | 0.01071 | 602.8877 | 0.008952 | 602.8876 | 0.03195 | 602.8877 | 4.8763 | 602.8877 | 1.9513 | 531.2051 | 0.00016684 | 602.8876 | 1.5611 | 602.4543 | 0.1238 | 796.7574 | 1.5249 | 602.4543 | -0.001547 | 796.0648 | 0.24804 | 796.7574 | 0.070283 | 596.7239 | 1.9366
|  | 603.1168 | 0.044609 | 602.6838 | 0.024296 | 529.9108 | 0.016908 | 603.1168 | 0.037528 | 602.6838 | -0.0095386 | 595.8135 | 0.0018266 | 602.6838 | 0.00014718 | 531.3227 | 0.00010115 | 603.1168 | 0.0014045 | 603.1168 | 0.0076628 | 603.1168 | 0.006067 | 603.1168 | 0.0296 | 603.1168 | 4.7261 | 603.1168 | 1.9837 | 531.3227 | 0.00018346 | 603.1168 | 1.5851 | 602.6838 | 0.11831 | 796.9232 | 1.4892 | 602.6838 | 0.00065133 | 796.2307 | 0.29158 | 796.9232 | 0.067728 | 596.9481 | 1.9161
|  | 603.3459 | 0.075862 | 602.9133 | 0.026347 | 530.0258 | 0 | 603.3459 | 0.060421 | 602.9133 | 0.031119 | 596.041 | 0.0081025 | 602.9133 | 0.025051 | 531.4403 | 9.7047e-05 | 603.346 | 0.018078 | 603.346 | 0.013614 | 603.346 | 0.0093408 | 603.3459 | 0.031906 | 603.346 | 4.5701 | 603.346 | 2.0407 | 531.4403 | 0.00020847 | 603.346 | 1.6361 | 602.9133 | 0.13134 | 797.089 | 1.4857 | 602.9133 | 7.6912e-05 | 796.3967 | 0.29973 | 797.089 | 0.069957 | 597.1723 | 1.9305
|  | 603.5751 | 0.048677 | 603.1428 | 0.027142 | 530.1409 | 0 | 603.5751 | 0.032259 | 603.1428 | -0.0088873 | 596.2684 | 0.0024613 | 603.1428 | 0.0010101 | 531.558 | 0.00010841 | 603.5751 | 0.0021605 | 603.5751 | 0.027124 | 603.5751 | 0.0064506 | 603.5751 | 0.028813 | 603.5751 | 4.4411 | 603.5751 | 2.0833 | 531.558 | 0.00015519 | 603.5751 | 1.6578 | 603.1428 | 0.12523 | 797.2549 | 1.4495 | 603.1428 | -0.0019807 | 796.5626 | 0.24397 | 797.2549 | 0.067124 | 597.3966 | 1.9229
|  | 603.8043 | 0.08234 | 603.3724 | 0.028451 | 530.2559 | 0 | 603.8043 | 0.035642 | 603.3724 | 0.0085418 | 596.4959 | 0.0078481 | 603.3724 | 0.024223 | 531.6756 | 0.00011269 | 603.8043 | 0.022593 | 603.8043 | 0.015985 | 603.8043 | 0.011548 | 603.8043 | 0.030528 | 603.8043 | 4.2972 | 603.8043 | 2.1468 | 531.6756 | 0.00014183 | 603.8043 | 1.7131 | 603.3724 | 0.14193 | 797.4207 | 1.3875 | 603.3724 | -0.0011815 | 796.7286 | 0.3229 | 797.4207 | 0.069539 | 597.6209 | 1.9039
|  | 604.0335 | 0.056034 | 603.6019 | 0.028935 | 530.371 | 0.016048 | 604.0335 | 0.023144 | 603.6019 | -0.0020247 | 596.7234 | 0.0011619 | 603.6019 | 0.0018802 | 531.7932 | 0.00011493 | 604.0335 | 0.00030034 | 604.0335 | -0.0015713 | 604.0335 | 0.0072063 | 604.0335 | 0.028494 | 604.0335 | 4.146 | 604.0335 | 2.1787 | 531.7932 | 0.0001235 | 604.0335 | 1.742 | 603.6019 | 0.1348 | 797.5865 | 1.388 | 603.6019 | -0.0041915 | 796.8945 | 0.28193 | 797.5865 | 0.066845 | 597.8451 | 1.912
|  | 604.2627 | 0.092987 | 603.8315 | 0.029973 | 530.486 | 0 | 604.2627 | 0.027775 | 603.8315 | 0.021044 | 596.9509 | 0.0081779 | 603.8315 | 0.023082 | 531.9108 | 0.00011437 | 604.2627 | 0.015792 | 604.2627 | 0.032263 | 604.2627 | 0.0096542 | 604.2627 | 0.030701 | 604.2627 | 4.0213 | 604.2627 | 2.2501 | 531.9108 | 0.00013018 | 604.2627 | 1.8132 | 603.8315 | 0.14722 | 797.7524 | 1.3516 | 603.8315 | 0.0032258 | 797.0604 | 0.31925 | 797.7524 | 0.069586 | 598.0694 | 1.9016
|  | 604.4919 | 0.068537 | 604.061 | 0.026191 | 530.6011 | 0.0074539 | 604.4919 | 0.017212 | 604.061 | -0.0090345 | 597.1784 | 0.00084431 | 604.061 | 0.0034641 | 532.0285 | 0.00012611 | 604.4919 | 0.0010055 | 604.4919 | 0.013458 | 604.4919 | 0.0063637 | 604.4919 | 0.027639 | 604.4919 | 3.8745 | 604.4919 | 2.2884 | 532.0285 | 0.00012847 | 604.4919 | 1.8332 | 604.0611 | 0.135 | 797.9182 | 1.3196 | 604.061 | -0.003118 | 797.2264 | 0.2637 | 797.9182 | 0.066892 | 598.2936 | 1.8989
|  | 604.7211 | 0.093213 | 604.2906 | 0.028749 | 530.7162 | 0 | 604.7211 | 0.032173 | 604.2906 | 0.0096118 | 597.4059 | 0.0057727 | 604.2906 | 0.024034 | 532.1461 | 0.00012275 | 604.7211 | 0.018539 | 604.7211 | 0.023154 | 604.7211 | 0.0097514 | 604.7211 | 0.029068 | 604.7211 | 3.7397 | 604.7211 | 2.3515 | 532.1461 | 0.00010843 | 604.7211 | 1.8858 | 604.2906 | 0.14967 | 798.0841 | 1.3246 | 604.2906 | 0.0023845 | 797.3923 | 0.2755 | 798.0841 | 0.069632 | 598.5179 | 1.8987
|  | 604.9504 | 0.068393 | 604.5202 | 0.024711 | 530.8312 | 0.015762 | 604.9504 | 0.02629 | 604.5202 | -0.0089026 | 597.6335 | 0.0020494 | 604.5202 | -0.0026354 | 532.2638 | 0.00011791 | 604.9504 | 0.0014092 | 604.9504 | 0.0059342 | 604.9504 | 0.0049498 | 604.9504 | 0.026392 | 604.9504 | 3.6024 | 604.9504 | 2.3999 | 532.2638 | 7.006e-05 | 604.9504 | 1.9186 | 604.5202 | 0.14213 | 798.25 | 1.2666 | 604.5202 | -0.0057796 | 797.5583 | 0.25148 | 798.25 | 0.066474 | 598.7423 | 1.9085
|  | 605.1796 | 0.07252 | 604.7498 | 0.027117 | 530.9463 | 0.00066409 | 605.1796 | 0.039836 | 604.7498 | 0.017106 | 597.861 | 0.0071625 | 604.7498 | 0.02568 | 532.3814 | 9.9655e-05 | 605.1796 | 0.020689 | 605.1796 | 0.018918 | 605.1796 | 0.0094701 | 605.1796 | 0.028485 | 605.1796 | 3.4777 | 605.1796 | 2.4723 | 532.3814 | 5.3444e-05 | 605.1796 | 1.9891 | 604.7498 | 0.16392 | 798.4158 | 1.2623 | 604.7498 | -0.0010524 | 797.7243 | 0.27164 | 798.4158 | 0.069075 | 598.9666 | 1.8919
|  | 605.4089 | 0.050685 | 604.9794 | 0.023885 | 531.0614 | 0.012132 | 605.4089 | 0.032566 | 604.9794 | -0.0046527 | 598.0886 | 0.002795 | 604.9794 | 0.00094498 | 532.4991 | 9.9655e-05 | 605.4089 | 0.00065687 | 605.4089 | 9.7527e-05 | 605.4089 | 0.005591 | 605.4089 | 0.025944 | 605.4089 | 3.3435 | 605.4089 | 2.5119 | 532.4991 | 0.00011682 | 605.4089 | 1.9973 | 604.9794 | 0.14783 | 798.5817 | 1.2039 | 604.9794 | -0.0038057 | 797.8902 | 0.29008 | 798.5817 | 0.065777 | 599.1909 | 1.8652
|  | 605.6382 | 0.084504 | 605.2091 | 0.032567 | 531.1765 | 0 | 605.6382 | 0.054906 | 605.2091 | 0.021452 | 598.3161 | 0.0045014 | 605.2091 | 0.025473 | 532.6167 | 9.6302e-05 | 605.6382 | 0.018978 | 605.6382 | 0.024207 | 605.6382 | 0.010266 | 605.6382 | 0.028612 | 605.6382 | 3.2311 | 605.6382 | 2.5907 | 532.6167 | 0.00012505 | 605.6382 | 2.0824 | 605.2091 | 0.17553 | 798.7476 | 1.1918 | 605.2091 | 0.0078763 | 798.0562 | 0.42842 | 798.7476 | 0.068657 | 599.4153 | 1.8799
|  | 605.8674 | 0.056497 | 605.4387 | 0.023369 | 531.2916 | 0.012227 | 605.8674 | 0.028714 | 605.4387 | -0.010692 | 598.5437 | 0.0041985 | 605.4387 | -0.00065747 | 532.7344 | 0.00012145 | 605.8674 | 0 | 605.8674 | 0.0053162 | 605.8674 | 0.0039834 | 605.8674 | 0.024953 | 605.8674 | 3.1056 | 605.8674 | 2.6468 | 532.7344 | 0.00010346 | 605.8674 | 2.1056 | 605.4387 | 0.16229 | 798.9135 | 1.1715 | 605.4387 | 5.4782e-05 | 798.2222 | 0.31904 | 798.9135 | 0.065452 | 599.6396 | 1.875
|  | 606.0967 | 0.065821 | 605.6683 | 0.027753 | 531.4067 | 0 | 606.0967 | 0.052283 | 605.6683 | 0.028563 | 598.7712 | 0.0035931 | 605.6683 | 0.023574 | 532.852 | 0.00013281 | 606.0967 | 0.024173 | 606.0967 | 0.010717 | 606.0967 | 0.0094086 | 606.0967 | 0.026816 | 606.0967 | 2.9974 | 606.0967 | 2.7148 | 532.852 | 3.837e-05 | 606.0967 | 2.1633 | 605.6684 | 0.17654 | 799.0793 | 1.1541 | 605.6683 | 0.003636 | 798.3882 | 0.41384 | 799.0793 | 0.06861 | 599.864 | 1.8834
|  | 606.326 | 0.038727 | 605.898 | 0.023302 | 531.5217 | 0.0066257 | 606.326 | 0.048168 | 605.898 | -0.0086482 | 598.9988 | 7.0187e-05 | 605.898 | 0.00077267 | 532.9697 | 0.00013616 | 606.326 | 0.002674 | 606.326 | 0.01979 | 606.326 | 0.005676 | 606.326 | 0.024531 | 606.326 | 2.8848 | 606.326 | 2.7673 | 532.9697 | 6.6805e-05 | 606.3261 | 2.1865 | 605.898 | 0.1631 | 799.2452 | 1.123 | 605.898 | -0.008832 | 798.5542 | 0.35528 | 799.2452 | 0.065359 | 600.0883 | 1.8624
|  | 606.5554 | 0.062137 | 606.1277 | 0.02812 | 531.6368 | 0 | 606.5554 | 0.063845 | 606.1277 | 0.018692 | 599.2264 | 0.0069821 | 606.1277 | 0.023217 | 533.0874 | 0.00012182 | 606.5554 | 0.019895 | 606.5554 | 0.018873 | 606.5554 | 0.0097118 | 606.5554 | 0.026493 | 606.5554 | 2.7764 | 606.5554 | 2.8606 | 533.0874 | 0.00011014 | 606.5554 | 2.261 | 606.1277 | 0.19283 | 799.4111 | 1.1018 | 606.1277 | 0.005388 | 798.7201 | 0.36922 | 799.4111 | 0.068564 | 600.3127 | 1.8723
|  | 606.7847 | 0.05064 | 606.3574 | 0.022205 | 531.752 | 0.0084479 | 606.7847 | 0.028152 | 606.3574 | -0.015098 | 599.454 | 0.00080358 | 606.3574 | 0.00075195 | 533.2051 | 0.00013151 | 606.7847 | 0 | 606.7847 | 0.012688 | 606.7847 | 0.0040112 | 606.7847 | 0.023965 | 606.7847 | 2.667 | 606.7847 | 2.9178 | 533.2051 | 0.00013344 | 606.7847 | 2.3025 | 606.3574 | 0.18225 | 799.577 | 1.0629 | 606.3574 | -0.0031603 | 798.8861 | 0.36622 | 799.577 | 0.065126 | 600.5371 | 1.8478
|  | 607.014 | 0.071738 | 606.5871 | 0.022929 | 531.8671 | 0 | 607.014 | 0.058813 | 606.5871 | 0.020411 | 599.6817 | 0.010507 | 606.5871 | 0.021495 | 533.3227 | 0.00011456 | 607.014 | 0.017618 | 607.014 | 0.023595 | 607.014 | 0.0089802 | 607.014 | 0.025401 | 607.014 | 2.5709 | 607.014 | 2.9986 | 533.3227 | 0.00012676 | 607.014 | 2.3654 | 606.587 | 0.18876 | 799.7429 | 1.0364 | 606.5871 | 0.006742 | 799.0521 | 0.49598 | 799.7429 | 0.068378 | 600.7615 | 1.8625
|  | 607.2433 | 0.055961 | 606.8168 | 0.024295 | 531.9822 | 0.0013252 | 607.2433 | 0.042622 | 606.8168 | -0.014046 | 599.9093 | -0.00040272 | 606.8168 | -0.0019263 | 533.4404 | 0.00011567 | 607.2434 | 0.0011535 | 607.2434 | 0.013455 | 607.2434 | 0.0042296 | 607.2433 | 0.023241 | 607.2434 | 2.4692 | 607.2434 | 3.06 | 533.4404 | 9.3356e-05 | 607.2433 | 2.396 | 606.8167 | 0.18449 | 799.9088 | 1.0147 | 606.8168 | 1.7175e-05 | 799.2181 | 0.5052 | 799.9088 | 0.064987 | 600.9859 | 1.8232
|  | 607.4727 | 0.05108 | 607.0465 | 0.021907 | 532.0973 | 0 | 607.4727 | 0.049717 | 607.0465 | 0.029691 | 600.137 | 0.0080526 | 607.0465 | 0.021917 | 533.5581 | 0.00011325 | 607.4727 | 0.011242 | 607.4727 | 0.019082 | 607.4727 | 0.0088655 | 607.4727 | 0.024685 | 607.4727 | 2.3726 | 607.4727 | 3.1424 | 533.5581 | 8.6676e-05 | 607.4727 | 2.4645 | 607.0465 | 0.20383 | 800.0747 | 0.99615 | 607.0465 | -0.0026554 | 799.3841 | 0.57748 | 800.0747 | 0.068703 | 601.2103 | 1.8509
|  | 607.7021 | 0.050664 | 607.2762 | 0.019686 | 532.2124 | 0.017577 | 607.7021 | 0.025999 | 607.2762 | -0.0095599 | 600.3646 | 0.0019058 | 607.2762 | -0.00092307 | 533.6758 | 0.00012871 | 607.7021 | 0 | 607.7021 | 0.0062187 | 607.7021 | 0.0056586 | 607.7021 | 0.02159 | 607.7021 | 2.2779 | 607.7021 | 3.2071 | 533.6758 | 0.00011014 | 607.7021 | 2.5112 | 607.2762 | 0.19344 | 800.2406 | 0.97922 | 607.2762 | -0.0059412 | 799.5501 | 0.57491 | 800.2406 | 0.065452 | 601.4348 | 1.8354
|  | 607.9315 | 0.088341 | 607.5059 | 0.025032 | 532.3276 | 0 | 607.9315 | 0.042926 | 607.5059 | 0.023554 | 600.5923 | 0.0069879 | 607.5059 | 0.020683 | 533.7935 | 0.00014473 | 607.9315 | 0.017778 | 607.9315 | 0.028851 | 607.9315 | 0.0094079 | 607.9315 | 0.024553 | 607.9315 | 2.1979 | 607.9315 | 3.3072 | 533.7935 | 0.00011014 | 607.9315 | 2.5726 | 607.5059 | 0.21707 | 800.4065 | 0.95889 | 607.5059 | 0.0013398 | 799.7162 | 0.54274 | 800.4065 | 0.069028 | 601.6592 | 1.82
|  | 608.1609 | 0.066867 | 607.7357 | 0.020463 | 532.4427 | 0.0074539 | 608.1609 | 0.042945 | 607.7357 | 0.0034454 | 600.8199 | -0.00095309 | 607.7357 | -0.0015844 | 533.9112 | 0.00012704 | 608.1609 | 0 | 608.1609 | 0.010654 | 608.1609 | 0.0049037 | 608.1609 | 0.021429 | 608.1609 | 2.1091 | 608.1609 | 3.3715 | 533.9112 | 0.00013515 | 608.1609 | 2.6145 | 607.7357 | 0.20892 | 800.5724 | 0.9465 | 607.7357 | -0.0055814 | 799.8822 | 0.54166 | 800.5724 | 0.065637 | 601.8836 | 1.8301
|  | 608.3903 | 0.064503 | 607.9654 | 0.035663 | 532.5578 | 0 | 608.3903 | 0.063614 | 607.9654 | 0.013754 | 601.0476 | 0.0089084 | 607.9654 | 0.026739 | 534.0289 | 0.0001235 | 608.3903 | 0.019023 | 608.3903 | 0.032871 | 608.3903 | 0.010843 | 608.3903 | 0.02526 | 608.3903 | 2.0247 | 608.3903 | 3.4661 | 534.0289 | 0.00012676 | 608.3903 | 2.6863 | 607.9655 | 0.22236 | 800.7383 | 0.93824 | 607.9654 | -0.005346 | 800.0482 | 0.55947 | 800.7383 | 0.0694 | 602.1081 | 1.8167
|  | 608.6197 | 0.069459 | 608.1952 | 0.022921 | 532.673 | 0.0077853 | 608.6197 | 0.038168 | 608.1952 | 0.007233 | 601.2753 | 0.003297 | 608.1952 | -0.0013817 | 534.1466 | 0.00012238 | 608.6197 | 0.0050403 | 608.6197 | 0.0099262 | 608.6197 | 0.0047758 | 608.6197 | 0.021982 | 608.6197 | 1.9359 | 608.6197 | 3.5404 | 534.1466 | 0.00017678 | 608.6197 | 2.7159 | 608.1952 | 0.21768 | 800.9043 | 0.89277 | 608.1952 | -0.0028162 | 800.2142 | 0.52772 | 800.9043 | 0.06652 | 602.3325 | 1.8145
|  | 608.8491 | 0.085147 | 608.425 | 0.024759 | 532.7881 | 0 | 608.8491 | 0.060274 | 608.425 | 0.030741 | 601.5031 | 0.0068799 | 608.425 | 0.024369 | 534.2642 | 0.00012499 | 608.8491 | 0.015457 | 608.8491 | 0.023066 | 608.8491 | 0.008284 | 608.8491 | 0.023432 | 608.8491 | 1.8694 | 608.8491 | 3.6314 | 534.2642 | 0.00014012 | 608.8491 | 2.7894 | 608.425 | 0.23173 | 801.0702 | 0.87184 | 608.425 | -0.0023259 | 800.3803 | 0.59936 | 801.0702 | 0.070236 | 602.557 | 1.8204
|  | 609.0786 | 0.040625 | 608.6548 | 0.026363 | 532.9033 | 0.0064601 | 609.0786 | 0.018082 | 608.6548 | -0.0069768 | 601.7307 | 0.0023905 | 608.6548 | -0.0010042 | 534.3819 | 0.00014008 | 609.0786 | 0 | 609.0786 | 0.010237 | 609.0786 | 0.0050362 | 609.0786 | 0.021897 | 609.0786 | 1.7845 | 609.0786 | 3.6927 | 534.3819 | 0.00013687 | 609.0785 | 2.8161 | 608.6548 | 0.22725 | 801.2361 | 0.86222 | 608.6548 | -0.0037745 | 800.5463 | 0.53973 | 801.2361 | 0.067031 | 602.7815 | 1.8016
|  | 609.308 | 0.081834 | 608.8846 | 0.028005 | 533.0184 | 0 | 609.308 | 0.028397 | 608.8846 | 0.025246 | 601.9584 | 0.0068146 | 608.8846 | 0.022507 | 534.4997 | 0.00012741 | 609.308 | 0.018749 | 609.308 | 0.018783 | 609.308 | 0.0087204 | 609.308 | 0.022757 | 609.308 | 1.7127 | 609.308 | 3.7999 | 534.4997 | 0.00010175 | 609.308 | 2.8874 | 608.8846 | 0.24924 | 801.4021 | 0.85106 | 608.8846 | 0.0045543 | 800.7123 | 0.59228 | 801.4021 | 0.070886 | 603.006 | 1.803
|  | 609.5375 | 0.047185 | 609.1144 | 0.02245 | 533.1336 | 0.010603 | 609.5375 | 0.018135 | 609.1144 | -0.0018789 | 602.1862 | 0.0021163 | 609.1144 | -0.0023314 | 534.6174 | 0.00014306 | 609.5375 | 0 | 609.5375 | 0.0043617 | 609.5375 | 0.0048609 | 609.5375 | 0.020879 | 609.5375 | 1.6443 | 609.5375 | 3.8875 | 534.6174 | 0.00012008 | 609.5375 | 2.9476 | 609.1144 | 0.236 | 801.568 | 0.82582 | 609.1144 | 0.0033109 | 800.8784 | 0.60579 | 801.568 | 0.067774 | 603.2305 | 1.7885
|  | 609.767 | 0.082982 | 609.3442 | 0.024658 | 533.2487 | 0.0044828 | 609.767 | 0.062254 | 609.3442 | 0.033482 | 602.4139 | 0.0059923 | 609.3442 | 0.023418 | 534.7351 | 0.00012499 | 609.767 | 0.01717 | 609.767 | 0.014919 | 609.767 | 0.0091388 | 609.767 | 0.022864 | 609.767 | 1.5829 | 609.767 | 4.0042 | 534.7351 | 0.00012008 | 609.767 | 3.0339 | 609.3442 | 0.26003 | 801.7339 | 0.83127 | 609.3442 | -0.0015227 | 801.0444 | 0.65276 | 801.7339 | 0.072048 | 603.455 | 1.7953
|  | 609.9965 | 0.039544 | 609.5741 | 0.020269 | 533.3639 | 0 | 609.9965 | 0.032625 | 609.5741 | -0.01794 | 602.6417 | 0.0027201 | 609.5741 | -0.007337 | 534.8528 | 0.00013542 | 609.9964 | 0.0017031 | 609.9964 | -0.0017664 | 609.9964 | 0.0038865 | 609.9965 | 0.019561 | 609.9964 | 1.5145 | 609.9964 | 4.0802 | 534.8528 | 0.00011014 | 609.9965 | 3.0739 | 609.5741 | 0.24537 | 801.8999 | 0.79868 | 609.5741 | -0.0039453 | 801.2105 | 0.64719 | 801.8999 | 0.06875 | 603.6795 | 1.7855
|  | 610.226 | 0.074831 | 609.8039 | 0.027104 | 533.4791 | 0 | 610.226 | 0.04217 | 609.8039 | 0.026908 | 602.8694 | 0.0074508 | 609.8039 | 0.023517 | 534.9705 | 0.00013393 | 610.2259 | 0.022209 | 610.2259 | 0.022918 | 610.2259 | 0.0083062 | 610.226 | 0.021803 | 610.2259 | 1.4557 | 610.2259 | 4.186 | 534.9705 | 0.00018688 | 610.226 | 3.1573 | 609.8039 | 0.26594 | 802.0658 | 0.7675 | 609.8039 | 0.0049523 | 801.3765 | 0.67893 | 802.0658 | 0.073302 | 603.904 | 1.7749
|  | 610.4554 | 0.068059 | 610.0338 | 0.023172 | 533.5943 | 0.013374 | 610.4554 | 0.040573 | 610.0338 | -0.033572 | 603.0972 | 0.0025614 | 610.0338 | -0.00043006 | 535.0883 | 0.00013877 | 610.4555 | 0.0021117 | 610.4555 | 0.010122 | 610.4555 | 0.004846 | 610.4554 | 0.01891 | 610.4555 | 1.385 | 610.4555 | 4.2652 | 535.0883 | 0.00016856 | 610.4554 | 3.1945 | 610.0338 | 0.26553 | 802.2318 | 0.75185 | 610.0338 | -0.0023396 | 801.5426 | 0.72912 | 802.2318 | 0.070654 | 604.1286 | 1.7679
|  | 610.685 | 0.087851 | 610.2637 | 0.024945 | 533.7095 | 0 | 610.685 | 0.051895 | 610.2637 | 0.0038749 | 603.325 | 0.0066375 | 610.2637 | 0.02122 | 535.206 | 0.00012219 | 610.685 | 0.013585 | 610.685 | 0.0081578 | 610.685 | 0.0072652 | 610.685 | 0.021053 | 610.685 | 1.3317 | 610.685 | 4.3778 | 535.206 | 0.00019185 | 610.685 | 3.274 | 610.2637 | 0.28406 | 802.3977 | 0.73669 | 610.2637 | 0.0037289 | 801.7087 | 0.76386 | 802.3977 | 0.074789 | 604.3532 | 1.7904
|  | 610.9145 | 0.054336 | 610.4936 | 0.019372 | 533.8247 | 0.01089 | 610.9145 | 0.026636 | 610.4936 | -0.01449 | 603.5528 | 0.0017697 | 610.4936 | -0.0020769 | 535.3237 | 0.00010152 | 610.9145 | 0 | 610.9145 | 0.019389 | 610.9145 | 0.0037031 | 610.9145 | 0.018337 | 610.9145 | 1.2722 | 610.9145 | 4.478 | 535.3237 | 9.8495e-05 | 610.9145 | 3.3078 | 610.4936 | 0.26919 | 802.5637 | 0.72343 | 610.4936 | 0.00060668 | 801.8747 | 0.75979 | 802.5637 | 0.072187 | 604.5777 | 1.7533
|  | 611.144 | 0.070553 | 610.7235 | 0.024692 | 533.9398 | 0 | 611.144 | 0.041269 | 610.7235 | 0.028841 | 603.7806 | 0.0061072 | 610.7235 | 0.023656 | 535.4415 | 9.4626e-05 | 611.144 | 0.010959 | 611.144 | 0.023759 | 611.144 | 0.0073068 | 611.144 | 0.020687 | 611.144 | 1.2258 | 611.144 | 4.6011 | 535.4415 | 0.00010346 | 611.144 | 3.404 | 610.7235 | 0.29852 | 802.7297 | 0.69371 | 610.7235 | -0.0021832 | 802.0408 | 0.7778 | 802.7297 | 0.075578 | 604.8023 | 1.7618
|  | 611.3736 | 0.05196 | 610.9534 | 0.012906 | 534.055 | 0.0096482 | 611.3736 | 0.031917 | 610.9534 | -0.020328 | 604.0084 | 0.0032487 | 610.9534 | -0.0038019 | 535.5592 | 0.00010096 | 611.3736 | 0.0045327 | 611.3736 | 0.012341 | 611.3736 | 0.004295 | 611.3736 | 0.018108 | 611.3736 | 1.1673 | 611.3736 | 4.6995 | 535.5592 | 8.1708e-05 | 611.3736 | 3.4703 | 610.9534 | 0.28385 | 802.8956 | 0.6908 | 610.9534 | 0.0015076 | 802.2069 | 0.79539 | 802.8956 | 0.073023 | 605.0269 | 1.7487
|  | 611.6031 | 0.073225 | 611.1833 | 0.028027 | 534.1702 | 0 | 611.6031 | 0.051705 | 611.1833 | 0.037491 | 604.2363 | 0.0080749 | 611.1833 | 0.023532 | 535.6769 | 0.00012797 | 611.6032 | 0.021247 | 611.6032 | 0.005991 | 611.6032 | 0.0074724 | 611.6031 | 0.020388 | 611.6032 | 1.1339 | 611.6032 | 4.8423 | 535.6769 | 0.00011837 | 611.6032 | 3.5611 | 611.1833 | 0.31399 | 803.0616 | 0.68813 | 611.1833 | 0.0047885 | 802.3729 | 0.8074 | 803.0616 | 0.075996 | 605.2515 | 1.7533
|  | 611.8327 | 0.050389 | 611.4132 | 0.023468 | 534.2854 | 0.0019877 | 611.8327 | 0.016671 | 611.4132 | -0.013076 | 604.4641 | 0.0034784 | 611.4132 | -0.0025878 | 535.7947 | 0.00015256 | 611.8327 | 0 | 611.8327 | 0.0043731 | 611.8327 | 0.0038781 | 611.8327 | 0.017296 | 611.8327 | 1.0799 | 611.8327 | 4.9525 | 535.7947 | 0.00016187 | 611.8327 | 3.6171 | 611.4132 | 0.29424 | 803.2276 | 0.66788 | 611.4132 | -0.0010659 | 802.539 | 0.80226 | 803.2276 | 0.07372 | 605.4761 | 1.7497
|  | 612.0623 | 0.074272 | 611.6432 | 0.021014 | 534.4007 | 0 | 612.0623 | 0.039294 | 611.6432 | 0.010907 | 604.692 | 0.0074867 | 611.6432 | 0.023645 | 535.9124 | 0.00016783 | 612.0623 | 0.011855 | 612.0623 | 0.028322 | 612.0623 | 0.00756 | 612.0623 | 0.018938 | 612.0623 | 1.0373 | 612.0623 | 5.0902 | 535.9124 | 0.00018517 | 612.0623 | 3.7047 | 611.6431 | 0.32051 | 803.3936 | 0.66339 | 611.6432 | 0.0074176 | 802.7051 | 0.86531 | 803.3936 | 0.076229 | 605.7007 | 1.7463
|  | 612.2919 | 0.057792 | 611.8731 | 0.022451 | 534.5159 | 0.016717 | 612.2919 | 0.027933 | 611.8731 | -0.020199 | 604.9198 | -0.00033858 | 611.8731 | -0.0052001 | 536.0302 | 0.00016224 | 612.2919 | 0.0032639 | 612.2919 | 0.015671 | 612.2919 | 0.004277 | 612.2919 | 0.017887 | 612.2919 | 0.9914 | 612.2919 | 5.2064 | 536.0302 | 0.00017181 | 612.2919 | 3.7669 | 611.8731 | 0.31684 | 803.5596 | 0.62981 | 611.8731 | 0.0044649 | 802.8712 | 0.84279 | 803.5596 | 0.074649 | 605.9253 | 1.722
|  | 612.5215 | 0.083976 | 612.1031 | 0.023574 | 534.6311 | 0 | 612.5215 | 0.039569 | 612.1031 | 0.029779 | 605.1476 | 0.0094065 | 612.1031 | 0.022534 | 536.1479 | 0.00014995 | 612.5215 | 0.017999 | 612.5215 | 0.025968 | 612.5215 | 0.0077972 | 612.5215 | 0.018482 | 612.5215 | 0.95326 | 612.5215 | 5.3281 | 536.1479 | 0.00015519 | 612.5216 | 3.8451 | 612.1031 | 0.33761 | 803.7255 | 0.62563 | 612.1031 | 0.0030891 | 803.0373 | 0.8799 | 803.7255 | 0.076275 | 606.1499 | 1.7315
|  | 612.7512 | 0.061525 | 612.333 | 0.019946 | 534.7463 | 0.010603 | 612.7512 | 0.01947 | 612.333 | -0.014373 | 605.3755 | 0.0026565 | 612.333 | -0.003228 | 536.2657 | 0.00014492 | 612.7511 | 0.0013321 | 612.7511 | 0.024841 | 612.7511 | 0.0041519 | 612.7512 | 0.017008 | 612.7511 | 0.90923 | 612.7511 | 5.4483 | 536.2657 | 0.00015519 | 612.7512 | 3.9183 | 612.333 | 0.33537 | 803.8915 | 0.61388 | 612.333 | -0.0042079 | 803.2034 | 0.89019 | 803.8915 | 0.07516 | 606.3746 | 1.7103
|  | 612.9808 | 0.079264 | 612.563 | 0.022878 | 534.8615 | 0 | 612.9808 | 0.031386 | 612.563 | 0.040161 | 605.6034 | 0.0081685 | 612.563 | 0.021841 | 536.3835 | 0.00014492 | 612.9808 | 0.015694 | 612.9808 | 0.0086877 | 612.9808 | 0.010387 | 612.9808 | 0.018779 | 612.9808 | 0.86984 | 612.9808 | 5.5668 | 536.3835 | 0.00017181 | 612.9808 | 4.0003 | 612.563 | 0.35675 | 804.0575 | 0.59749 | 612.563 | 0.0018732 | 803.3695 | 0.93244 | 804.0575 | 0.075392 | 606.5992 | 1.7178
|  | 613.2104 | 0.048402 | 612.793 | 0.02132 | 534.9768 | 0.01089 | 613.2104 | 0.017478 | 612.793 | -0.014728 | 605.8313 | 0.00092203 | 612.793 | -0.0023459 | 536.5012 | 0.00014436 | 613.2104 | 0 | 613.2104 | 0.016813 | 613.2104 | 0.0035953 | 613.2104 | 0.016117 | 613.2104 | 0.83054 | 613.2104 | 5.706 | 536.5012 | 0.00014012 | 613.2104 | 4.0804 | 612.793 | 0.35024 | 804.2235 | 0.59958 | 612.793 | -0.0020173 | 803.5356 | 0.88912 | 804.2235 | 0.075625 | 606.8238 | 1.7121
|  | 613.4401 | 0.08586 | 613.023 | 0.027147 | 535.092 | 0 | 613.4401 | 0.060481 | 613.023 | 0.025011 | 606.0592 | 0.0079235 | 613.023 | 0.022874 | 536.619 | 0.00013318 | 613.4401 | 0.022271 | 613.4401 | 0.021986 | 613.4401 | 0.0077335 | 613.4401 | 0.018641 | 613.4401 | 0.80216 | 613.4401 | 5.8774 | 536.619 | 0.00011511 | 613.4401 | 4.1801 | 613.023 | 0.3763 | 804.3895 | 0.59191 | 613.023 | 0.0015015 | 803.7017 | 0.9747 | 804.3895 | 0.075532 | 607.0485 | 1.706
|  | 613.6697 | 0.04848 | 613.2531 | 0.018362 | 535.2073 | 0.016048 | 613.6697 | 0.038174 | 613.2531 | -0.020437 | 606.2871 | 0.0032565 | 613.2531 | -0.00038149 | 536.7368 | 0.00014138 | 613.6697 | 0.00058058 | 613.6697 | 0.013609 | 613.6697 | 0.0042174 | 613.6697 | 0.015666 | 613.6697 | 0.76727 | 613.6697 | 6.0129 | 536.7368 | 7.6741e-05 | 613.6697 | 4.2388 | 613.2531 | 0.36001 | 804.5555 | 0.57634 | 613.2531 | -0.0032621 | 803.8679 | 0.94703 | 804.5555 | 0.076507 | 607.2732 | 1.7063
|  | 613.8994 | 0.081329 | 613.4831 | 0.023979 | 535.3225 | 0 | 613.8994 | 0.066064 | 613.4831 | 0.030225 | 606.5151 | 0.0073269 | 613.4831 | 0.023026 | 536.8545 | 0.00014213 | 613.8994 | 0.012793 | 613.8994 | 0.027762 | 613.8994 | 0.0074667 | 613.8994 | 0.018022 | 613.8994 | 0.73868 | 613.8994 | 6.1854 | 536.8545 | 7.3315e-05 | 613.8994 | 4.3451 | 613.4831 | 0.39117 | 804.7216 | 0.55383 | 613.4831 | -0.0025659 | 804.034 | 1.0002 | 804.7216 | 0.073534 | 607.4979 | 1.6959
|  | 614.1291 | 0.04828 | 613.7131 | 0.01437 | 535.4378 | 0.0066257 | 614.1291 | -0.020465 | 613.7131 | -0.00062651 | 606.743 | 0.00033141 | 613.7131 | -0.0018993 | 536.9723 | 0.00013784 | 614.1291 | 0.00028666 | 614.1291 | 0.022172 | 614.1291 | 0.0041553 | 614.1291 | 0.015359 | 614.1291 | 0.70769 | 614.1291 | 6.3283 | 536.9723 | 7.8454e-05 | 614.1291 | 4.4374 | 613.7131 | 0.37874 | 804.8876 | 0.5458 | 613.7131 | 0.00076127 | 804.2001 | 1.0045 | 804.8876 | 0.074928 | 607.7226 | 1.6795
|  | 614.3588 | 0.060082 | 613.9432 | 0.023312 | 535.553 | 0 | 614.3588 | 0.017865 | 613.9432 | 0.0025978 | 606.9709 | 0.0076163 | 613.9432 | 0.019599 | 537.0901 | 0.00013784 | 614.3588 | 0.020582 | 614.3588 | 0.023955 | 614.3588 | 0.0068165 | 614.3588 | 0.018212 | 614.3588 | 0.68345 | 614.3588 | 6.516 | 537.0901 | 9.3356e-05 | 614.3588 | 4.5393 | 613.9432 | 0.41927 | 805.0536 | 0.54507 | 613.9432 | -0.00090047 | 804.3662 | 1.0208 | 805.0536 | 0.072234 | 607.9473 | 1.6915
|  | 614.5885 | 0.039659 | 614.1732 | 0.022817 | 535.6683 | 0.01175 | 614.5885 | 0.016565 | 614.1732 | -0.0092791 | 607.1989 | 0.002541 | 614.1732 | -0.00096222 | 537.2079 | 0.0001289 | 614.5885 | 0 | 614.5885 | 0.014748 | 614.5885 | 0.0040013 | 614.5885 | 0.015217 | 614.5885 | 0.65056 | 614.5885 | 6.6428 | 537.2079 | 8.1708e-05 | 614.5885 | 4.6049 | 614.1733 | 0.40012 | 805.2196 | 0.51217 | 614.1732 | -0.0051387 | 804.5324 | 1.0275 | 805.2196 | 0.075299 | 608.1721 | 1.6876
|  | 614.8182 | 0.036591 | 614.4033 | 0.022611 | 535.7836 | 0 | 614.8182 | 0.054121 | 614.4033 | 0.030111 | 607.4269 | 0.0066279 | 614.4033 | 0.019567 | 537.3257 | 0.00013784 | 614.8182 | 0.021893 | 614.8182 | 0.036356 | 614.8182 | 0.006323 | 614.8182 | 0.016693 | 614.8182 | 0.62675 | 614.8182 | 6.8155 | 537.3257 | 7.3315e-05 | 614.8182 | 4.7159 | 614.4033 | 0.42537 | 805.3856 | 0.51053 | 614.4033 | 0.0011943 | 804.6985 | 1.0847 | 805.3856 | 0.071072 | 608.3968 | 1.6753
|  | 615.048 | 0.064721 | 614.6334 | 0.019678 | 535.8988 | 0.013087 | 615.048 | 0.014635 | 614.6334 | -0.017275 | 607.6548 | 0.0045201 | 614.6334 | -0.00042393 | 537.4434 | 0.0001302 | 615.048 | 0.0051127 | 615.048 | 0.003344 | 615.048 | 0.0029891 | 615.048 | 0.014665 | 615.048 | 0.59827 | 615.048 | 6.9883 | 537.4434 | 6.1666e-05 | 615.048 | 4.7959 | 614.6334 | 0.4211 | 805.5517 | 0.4912 | 614.6334 | -0.0021524 | 804.8647 | 1.0712 | 805.5517 | 0.073302 | 608.6215 | 1.6538
|  | 615.2777 | 0.077658 | 614.8635 | 0.025298 | 536.0141 | 0 | 615.2777 | 0.036919 | 614.8635 | 0.013295 | 607.8828 | 0.006708 | 614.8635 | 0.024287 | 537.5612 | 0.00011921 | 615.2777 | 0.018566 | 615.2777 | 0.013357 | 615.2777 | 0.0079555 | 615.2777 | 0.016575 | 615.2777 | 0.57677 | 615.2777 | 7.1653 | 537.5612 | 8.5134e-05 | 615.2777 | 4.9101 | 614.8635 | 0.44981 | 805.7177 | 0.49288 | 614.8635 | 0.0012116 | 805.0308 | 1.0942 | 805.7177 | 0.069725 | 608.8463 | 1.6693
|  | 615.5074 | 0.040621 | 615.0936 | 0.022273 | 536.1294 | 0.014616 | 615.5074 | 0.036327 | 615.0936 | -0.015943 | 608.1108 | 0.0019297 | 615.0936 | -0.0030263 | 537.679 | 0.00012313 | 615.5074 | 0 | 615.5074 | 0.024697 | 615.5074 | 0.0030998 | 615.5074 | 0.014358 | 615.5074 | 0.54721 | 615.5074 | 7.3378 | 537.679 | 0.00010004 | 615.5074 | 4.9959 | 615.0936 | 0.43861 | 805.8837 | 0.48939 | 615.0936 | 0.001615 | 805.197 | 1.0899 | 805.8837 | 0.072884 | 609.071 | 1.6625
|  | 615.7372 | 0.077808 | 615.3237 | 0.021678 | 536.2447 | 0 | 615.7372 | 0.042634 | 615.3237 | 0.023919 | 608.3388 | 0.00879 | 615.3237 | 0.02317 | 537.7968 | 0.00012015 | 615.7372 | 0.015405 | 615.7372 | 0.010499 | 615.7372 | 0.0058931 | 615.7372 | 0.01547 | 615.7372 | 0.53026 | 615.7372 | 7.5043 | 537.7968 | 0.00010672 | 615.7372 | 5.1079 | 615.3237 | 0.46671 | 806.0498 | 0.48235 | 615.3237 | 0.0030403 | 805.3631 | 1.1542 | 806.0498 | 0.068657 | 609.2958 | 1.6396
|  | 615.967 | 0.038885 | 615.5539 | 0.020614 | 536.36 | 0.0079509 | 615.967 | 0.027148 | 615.5539 | -0.026447 | 608.5668 | 0.0036264 | 615.5539 | -0.0039126 | 537.9147 | 0.00013616 | 615.967 | 0 | 615.967 | 0.018619 | 615.967 | 0.0038587 | 615.967 | 0.013434 | 615.967 | 0.50337 | 615.967 | 7.6649 | 537.9147 | 0.00013344 | 615.967 | 5.1765 | 615.5539 | 0.4604 | 806.2158 | 0.46229 | 615.5539 | -0.0051154 | 805.5293 | 1.1416 | 806.2158 | 0.070654 | 609.5206 | 1.6329
|  | 616.1968 | 0.064098 | 615.784 | 0.025801 | 536.4753 | 0 | 616.1968 | 0.047511 | 615.784 | 0.027453 | 608.7949 | 0.0081811 | 615.784 | 0.021112 | 538.0325 | 0.00012704 | 616.1968 | 0.016378 | 616.1968 | 0.028329 | 616.1968 | 0.0084822 | 616.1968 | 0.015698 | 616.1968 | 0.49321 | 616.1968 | 7.892 | 538.0325 | 0.00014337 | 616.1968 | 5.3253 | 615.784 | 0.49115 | 806.3819 | 0.45834 | 615.784 | -0.0032764 | 805.6954 | 1.1939 | 806.3819 | 0.066334 | 609.7454 | 1.6369
|  | 616.4266 | 0.051793 | 616.0142 | 0.020744 | 536.5906 | 0.0079509 | 616.4266 | 0.022819 | 616.0142 | -0.0067659 | 609.0229 | 0.00040628 | 616.0142 | -0.0017771 | 538.1503 | 0.00010971 | 616.4266 | 0 | 616.4266 | -0.0055293 | 616.4266 | 0.0020808 | 616.4266 | 0.013183 | 616.4266 | 0.46678 | 616.4266 | 8.1033 | 538.1503 | 0.00015519 | 616.4266 | 5.4299 | 616.0142 | 0.48972 | 806.5479 | 0.44395 | 616.0142 | -0.0026553 | 805.8616 | 1.1276 | 806.5479 | 0.068843 | 609.9701 | 1.6158
|  | 616.6564 | 0.063896 | 616.2443 | 0.025668 | 536.7059 | 0 | 616.6564 | 0.038889 | 616.2443 | 0.0064666 | 609.251 | 0.0079803 | 616.2443 | 0.022312 | 538.2681 | 0.00011158 | 616.6564 | 0.017471 | 616.6564 | 0.023665 | 616.6564 | 0.007539 | 616.6564 | 0.016201 | 616.6564 | 0.45028 | 616.6564 | 8.2434 | 538.2681 | 0.00013173 | 616.6564 | 5.4935 | 616.2443 | 0.51151 | 806.714 | 0.4352 | 616.2443 | 0.0072008 | 806.0278 | 1.2083 | 806.714 | 0.064941 | 610.1949 | 1.6248
|  | 616.8862 | 0.053629 | 616.4745 | 0.022228 | 536.8212 | 0.010794 | 616.8862 | 0.022218 | 616.4745 | -0.0080233 | 609.479 | 0.0022927 | 616.4745 | -0.0040044 | 538.3859 | 0.0001248 | 616.8862 | 0 | 616.8862 | 0.026054 | 616.8862 | 0.004417 | 616.8862 | 0.013493 | 616.8862 | 0.4324 | 616.8862 | 8.5016 | 538.3859 | 0.00012008 | 616.8862 | 5.6605 | 616.4745 | 0.50458 | 806.88 | 0.4268 | 616.4745 | -0.0030584 | 806.194 | 1.1791 | 806.88 | 0.06717 | 610.4197 | 1.6276
|  | 617.116 | 0.063716 | 616.7047 | 0.019685 | 536.9365 | 0 | 617.116 | 0.063401 | 616.7047 | 0.030935 | 609.7071 | 0.0075796 | 616.7047 | 0.024241 | 538.5037 | 0.00013914 | 617.116 | 0.029225 | 617.116 | 0.022904 | 617.116 | 0.0076602 | 617.116 | 0.015389 | 617.116 | 0.42009 | 617.116 | 8.7668 | 538.5037 | 0.00014183 | 617.116 | 5.7992 | 616.7047 | 0.54735 | 807.0461 | 0.42031 | 616.7047 | 0.0057541 | 806.3601 | 1.2381 | 807.0461 | 0.063965 | 610.6446 | 1.6194
|  | 617.3459 | 0.033092 | 616.9349 | 0.023909 | 537.0518 | 0.0061289 | 617.3459 | 0.01602 | 616.9349 | -0.027863 | 609.9352 | 0.002223 | 616.9349 | -0.0029665 | 538.6215 | 0.00014622 | 617.3459 | 0.0020167 | 617.3459 | 0.020267 | 617.3459 | 0.0044901 | 617.3459 | 0.013314 | 617.3459 | 0.39587 | 617.3459 | 8.8595 | 538.6215 | 0.00015177 | 617.3459 | 5.8367 | 616.9349 | 0.5221 | 807.2122 | 0.40452 | 616.9349 | -0.0028317 | 806.5263 | 1.2342 | 807.2122 | 0.066334 | 610.8694 | 1.6089
|  | 617.5757 | 0.068165 | 617.1651 | 0.025212 | 537.1671 | 0 | 617.5757 | 0.040248 | 617.1651 | 0.0077316 | 610.1633 | 0.0043431 | 617.1651 | 0.023568 | 538.7394 | 0.0001371 | 617.5757 | 0.016034 | 617.5757 | 0.01722 | 617.5757 | 0.0071279 | 617.5757 | 0.015401 | 617.5757 | 0.38779 | 617.5757 | 9.182 | 538.7394 | 0.00016016 | 617.5757 | 6.0341 | 617.1651 | 0.57239 | 807.3783 | 0.39276 | 617.1651 | 0.004403 | 806.6925 | 1.2675 | 807.3783 | 0.064058 | 611.0942 | 1.6028
|  | 617.8056 | 0.055518 | 617.3953 | 0.020655 | 537.2825 | 0.0076196 | 617.8056 | 0.027328 | 617.3953 | -0.014288 | 610.3914 | -0.00046712 | 617.3953 | -0.004626 | 538.8572 | 0.00014566 | 617.8056 | 0 | 617.8056 | 0.0027087 | 617.8056 | 0.0034899 | 617.8056 | 0.012998 | 617.8056 | 0.36698 | 617.8056 | 9.3361 | 538.8572 | 0.00014337 | 617.8056 | 6.113 | 617.3953 | 0.56771 | 807.5443 | 0.39535 | 617.3953 | -0.0036028 | 806.8587 | 1.2863 | 807.5443 | 0.066288 | 611.3191 | 1.5912
|  | 618.0355 | 0.059382 | 617.6256 | 0.026769 | 537.3978 | 0 | 618.0355 | 0.050189 | 617.6256 | 0.030444 | 610.6194 | 0.0055074 | 617.6256 | 0.022293 | 538.975 | 0.00013002 | 618.0355 | 0.018014 | 618.0355 | 0.014657 | 618.0355 | 0.007921 | 618.0355 | 0.014754 | 618.0355 | 0.3564 | 618.0355 | 9.509 | 538.975 | 0.0001134 | 618.0355 | 6.2062 | 617.6255 | 0.59194 | 807.7104 | 0.38836 | 617.6256 | 0.0063687 | 807.0249 | 1.3222 | 807.7104 | 0.064569 | 611.5439 | 1.5873
|  | 618.2654 | 0.070583 | 617.8558 | 0.018491 | 537.5131 | 0.014233 | 618.2654 | 0.044065 | 617.8558 | -0.012605 | 610.8476 | 0.0016394 | 617.8558 | -0.001856 | 539.0929 | 0.00012611 | 618.2654 | 0 | 618.2654 | 0.0029874 | 618.2654 | 0.0017926 | 618.2654 | 0.011805 | 618.2654 | 0.3351 | 618.2654 | 9.6955 | 539.0929 | 0.00013515 | 618.2654 | 6.3032 | 617.8558 | 0.58563 | 807.8765 | 0.37438 | 617.8558 | 0.00073953 | 807.1911 | 1.3018 | 807.8765 | 0.06717 | 611.7689 | 1.5737
|  | 618.4952 | 0.095841 | 618.086 | 0.024823 | 537.6285 | 0 | 618.4952 | 0.033048 | 618.086 | 0.017924 | 611.0757 | 0.008019 | 618.086 | 0.022675 | 539.2107 | 0.00011791 | 618.4953 | 0.019504 | 618.4953 | 0.030202 | 618.4953 | 0.0064126 | 618.4952 | 0.014603 | 618.4953 | 0.33427 | 618.4953 | 10.1024 | 539.2107 | 0.00017678 | 618.4952 | 6.5484 | 618.0861 | 0.6233 | 808.0426 | 0.36421 | 618.086 | 0.0023465 | 807.3573 | 1.343 | 808.0426 | 0.066241 | 611.9937 | 1.5714
|  | 618.7252 | 0.0467 | 618.3163 | 0.012923 | 537.7438 | 0.014042 | 618.7252 | 0.022404 | 618.3163 | -0.0148 | 611.3038 | -0.0014883 | 618.3163 | -0.0069779 | 539.3286 | 0.00012964 | 618.7252 | 0 | 618.7252 | 0.019287 | 618.7252 | 0.0026187 | 618.7252 | 0.011494 | 618.7252 | 0.31164 | 618.7252 | 10.1491 | 539.3286 | 0.00018517 | 618.7252 | 6.5543 | 618.3163 | 0.60884 | 808.2087 | 0.35759 | 618.3163 | -0.0020379 | 807.5235 | 1.3191 | 808.2087 | 0.069121 | 612.2186 | 1.5787
|  | 618.9551 | 0.086363 | 618.5466 | 0.023433 | 537.8592 | 0 | 618.9551 | 0.05247 | 618.5466 | 0.035051 | 611.532 | 0.010847 | 618.5466 | 0.021094 | 539.4464 | 0.00013188 | 618.9551 | 0.021523 | 618.9551 | 0.017975 | 618.9551 | 0.0067408 | 618.9551 | 0.014323 | 618.9551 | 0.30472 | 618.9551 | 10.4683 | 539.4464 | 0.00016016 | 618.9551 | 6.7423 | 618.5466 | 0.65201 | 808.3748 | 0.36794 | 618.5466 | -0.0011573 | 807.6897 | 1.3921 | 808.3748 | 0.06796 | 612.4435 | 1.5579
|  | 619.185 | 0.048048 | 618.7769 | 0.01486 | 537.9745 | 0.00099385 | 619.185 | 0.048708 | 618.7769 | -0.020627 | 611.7602 | 0.0026332 | 618.7769 | -0.0038001 | 539.5643 | 0.00011959 | 619.185 | 0 | 619.185 | 0.012894 | 619.185 | 0.0023437 | 619.185 | 0.010865 | 619.185 | 0.28999 | 619.185 | 10.7367 | 539.5643 | 0.00011014 | 619.185 | 6.8822 | 618.7769 | 0.64855 | 808.5409 | 0.33798 | 618.7769 | -0.010452 | 807.856 | 1.4159 | 808.5409 | 0.07084 | 612.6685 | 1.5496
|  | 619.415 | 0.045637 | 619.0072 | 0.021415 | 538.0899 | 0 | 619.415 | 0.037569 | 619.0072 | 0.034782 | 611.9883 | 0.0087636 | 619.0072 | 0.022953 | 539.6821 | 0.00011232 | 619.415 | 0.01484 | 619.415 | 0.019011 | 619.415 | 0.008354 | 619.415 | 0.014348 | 619.415 | 0.28685 | 619.415 | 11.0393 | 539.6821 | 0.00014851 | 619.415 | 7.0776 | 619.0072 | 0.68011 | 808.707 | 0.33431 | 619.0072 | 0.0081976 | 808.0222 | 1.4517 | 808.707 | 0.070097 | 612.8934 | 1.5562
|  | 619.6449 | 0.059983 | 619.2375 | 0.0066875 | 538.2053 | 0.0064601 | 619.6449 | 0.031521 | 619.2375 | -0.0057775 | 612.2165 | 0.0026157 | 619.2375 | -0.0086239 | 539.8 | 0.00011661 | 619.6449 | 0 | 619.6449 | 0.013359 | 619.6449 | 0.0020429 | 619.6449 | 0.010316 | 619.6449 | 0.26547 | 619.6449 | 11.1161 | 539.8 | 0.00012179 | 619.6449 | 7.1171 | 619.2375 | 0.67135 | 808.8731 | 0.32872 | 619.2375 | -0.0013835 | 808.1884 | 1.4064 | 808.8731 | 0.075021 | 613.1183 | 1.5477
|  | 619.8749 | 0.048246 | 619.4678 | 0.027237 | 538.3207 | 0 | 619.8749 | 0.042693 | 619.4678 | 0.024545 | 612.4447 | 0.0073762 | 619.4678 | 0.022822 | 539.9178 | 0.00011828 | 619.8749 | 0.026752 | 619.8749 | 0.030987 | 619.8749 | 0.0070433 | 619.8749 | 0.01427 | 619.8749 | 0.26486 | 619.8749 | 11.4986 | 539.9178 | 0.0001235 | 619.8749 | 7.3319 | 619.4678 | 0.71636 | 809.0392 | 0.3319 | 619.4678 | 0.0084043 | 808.3546 | 1.4811 | 809.0392 | 0.075114 | 613.3432 | 1.5459
|  | 620.1049 | 0.046156 | 619.6981 | 0.02296 | 538.436 | 0.016431 | 620.1049 | 0.043375 | 619.6981 | -0.015849 | 612.6729 | 0.0030986 | 619.6981 | -0.0047358 | 540.0357 | 0.00010636 | 620.1049 | 0 | 620.1049 | 0.0077685 | 620.1049 | 0.0030256 | 620.1049 | 0.011361 | 620.1049 | 0.24747 | 620.1049 | 11.66 | 540.0357 | 9.5069e-05 | 620.1049 | 7.4348 | 619.6981 | 0.71025 | 809.2053 | 0.31788 | 619.6981 | 0.0018145 | 808.5209 | 1.4714 | 809.2053 | 0.080409 | 613.5682 | 1.5368
|  | 620.3348 | 0.047711 | 619.9285 | 0.022856 | 538.5514 | 0 | 620.3348 | 0.049359 | 619.9285 | 0.0071187 | 612.9011 | 0.010134 | 619.9285 | 0.019504 | 540.1536 | 0.00010357 | 620.3348 | 0.018441 | 620.3348 | 0.004202 | 620.3348 | 0.008058 | 620.3348 | 0.013946 | 620.3348 | 0.24183 | 620.3348 | 11.8055 | 540.1536 | 0.00014012 | 620.3348 | 7.5221 | 619.9285 | 0.73509 | 809.3714 | 0.31665 | 619.9285 | -0.00050335 | 808.6871 | 1.5154 | 809.3714 | 0.078505 | 613.7931 | 1.524
|  | 620.5648 | 0.059874 | 620.1588 | 0.017724 | 538.6668 | 0.015762 | 620.5648 | 0.026913 | 620.1588 | -0.010561 | 613.1293 | 0.0028505 | 620.1588 | -0.0036863 | 540.2714 | 0.00011493 | 620.5648 | 0 | 620.5648 | 0.010909 | 620.5648 | 0.0014489 | 620.5648 | 0.011041 | 620.5648 | 0.23037 | 620.5648 | 12.152 | 540.2714 | 0.00012008 | 620.5648 | 7.7133 | 620.1588 | 0.74995 | 809.5376 | 0.30508 | 620.1588 | -0.0025288 | 808.8533 | 1.509 | 809.5376 | 0.082871 | 614.0181 | 1.5155
|  | 620.7949 | 0.072682 | 620.3892 | 0.02001 | 538.7822 | 0 | 620.7949 | 0.058483 | 620.3892 | 0.016064 | 613.3575 | 0.0080974 | 620.3892 | 0.023668 | 540.3893 | 0.00011921 | 620.7949 | 0.020812 | 620.7949 | 0.012402 | 620.7949 | 0.0066567 | 620.7949 | 0.013139 | 620.7949 | 0.2285 | 620.7949 | 12.5149 | 540.3893 | 0.00011682 | 620.7949 | 7.9489 | 620.3892 | 0.78111 | 809.7037 | 0.3039 | 620.3892 | -0.00031269 | 809.0196 | 1.5489 | 809.7037 | 0.080734 | 614.2431 | 1.5135
|  | 621.0249 | 0.06542 | 620.6196 | 0.01974 | 538.8976 | 0.014902 | 621.0249 | 0.030525 | 620.6196 | -0.017771 | 613.5858 | 0.0037742 | 620.6196 | -0.0070156 | 540.5072 | 0.00013188 | 621.0249 | 0 | 621.0249 | 0.023171 | 621.0249 | 0.0012161 | 621.0249 | 0.010443 | 621.0249 | 0.2146 | 621.0249 | 12.7268 | 540.5072 | 8.5134e-05 | 621.0249 | 8.079 | 620.6196 | 0.77602 | 809.8698 | 0.29042 | 620.6196 | -0.0041328 | 809.1858 | 1.5171 | 809.8698 | 0.087609 | 614.4681 | 1.5008
|  | 621.2549 | 0.098518 | 620.85 | 0.023733 | 539.013 | 0 | 621.2549 | 0.058553 | 620.85 | 0.007421 | 613.814 | 0.0095824 | 620.85 | 0.022716 | 540.6251 | 0.00013952 | 621.2549 | 0.019464 | 621.2549 | 0.02104 | 621.2549 | 0.0064418 | 621.2549 | 0.013139 | 621.2549 | 0.21125 | 621.2549 | 12.9566 | 540.6251 | 0.00010175 | 621.2549 | 8.2218 | 620.85 | 0.8088 | 810.0359 | 0.29001 | 620.85 | 0.0036308 | 809.3521 | 1.608 | 810.0359 | 0.087006 | 614.693 | 1.509
|  | 621.4849 | 0.048642 | 621.0804 | 0.0034212 | 539.1284 | 0.0096482 | 621.4849 | 0.047807 | 621.0804 | -0.019038 | 614.0423 | 0.0025694 | 621.0804 | -0.0063801 | 540.7429 | 0.00016262 | 621.4849 | 0 | 621.4849 | 0.018458 | 621.4849 | 0.0010579 | 621.4849 | 0.0095019 | 621.4849 | 0.19886 | 621.4849 | 13.1587 | 540.7429 | 0.00013344 | 621.4849 | 8.3545 | 621.0804 | 0.81165 | 810.2021 | 0.28547 | 621.0804 | -0.0030394 | 809.5184 | 1.6147 | 810.2021 | 0.097272 | 614.9181 | 1.4846
|  | 621.715 | 0.057951 | 621.3108 | 0.027351 | 539.2438 | 0 | 621.715 | 0.059494 | 621.3108 | 0.018739 | 614.2706 | 0.0059048 | 621.3108 | 0.022597 | 540.8608 | 0.00015386 | 621.715 | 0.023337 | 621.715 | 0.028191 | 621.715 | 0.0095637 | 621.715 | 0.012641 | 621.715 | 0.19778 | 621.715 | 13.4309 | 540.8608 | 0.00015674 | 621.715 | 8.5497 | 621.3108 | 0.84383 | 810.3682 | 0.28393 | 621.3108 | 0.00055723 | 809.6846 | 1.6653 | 810.3682 | 0.095506 | 615.1431 | 1.4795
|  | 621.9451 | 0.051958 | 621.5412 | 0.018766 | 539.3592 | 0.014425 | 621.9451 | 0.012453 | 621.5412 | -0.016325 | 614.4988 | 0.0055048 | 621.5412 | -0.0039527 | 540.9787 | 0.00013225 | 621.9451 | 0 | 621.9451 | 0.024365 | 621.9451 | 0.0012801 | 621.9451 | 0.0094816 | 621.9451 | 0.18181 | 621.9451 | 13.6471 | 540.9787 | 0.00018346 | 621.9451 | 8.728 | 621.5412 | 0.85116 | 810.5344 | 0.28084 | 621.5412 | -0.0037994 | 809.8509 | 1.6297 | 810.5344 | 0.10545 | 615.3681 | 1.4773
|  | 622.1752 | 0.07308 | 621.7716 | 0.023527 | 539.4746 | 0 | 622.1752 | 0.016661 | 621.7716 | 0.026684 | 614.7272 | 0.010048 | 621.7716 | 0.025484 | 541.0966 | 0.00011716 | 622.1751 | 0.022316 | 622.1751 | 0.010197 | 622.1751 | 0.0085083 | 622.1752 | 0.012692 | 622.1751 | 0.18392 | 622.1751 | 14.0312 | 541.0966 | 0.00015845 | 622.1752 | 8.9824 | 621.7716 | 0.89636 | 810.7005 | 0.26178 | 621.7716 | 0.0015623 | 810.0172 | 1.682 | 810.7005 | 0.1008 | 615.5931 | 1.4904
|  | 622.4052 | 0.036767 | 622.0021 | 0.017553 | 539.5901 | 0.013565 | 622.4052 | 0.027489 | 622.0021 | -0.032786 | 614.9554 | 0.0042275 | 622.0021 | -0.0041374 | 541.2145 | 0.00010897 | 622.4052 | 0 | 622.4052 | -0.0084127 | 622.4052 | 0.0016219 | 622.4052 | 0.0095586 | 622.4052 | 0.16731 | 622.4052 | 14.1298 | 541.2145 | 0.00014337 | 622.4052 | 9.069 | 622.0021 | 0.88842 | 810.8667 | 0.26695 | 622.0021 | -0.0023081 | 810.1834 | 1.7273 | 810.8667 | 0.11093 | 615.8182 | 1.4776
|  | 622.6353 | 0.082065 | 622.2325 | 0.024431 | 539.7055 | 0 | 622.6353 | 0.052694 | 622.2325 | 0.021675 | 615.1838 | 0.0078968 | 622.2325 | 0.024633 | 541.3324 | 0.00012219 | 622.6353 | 0.011022 | 622.6353 | 0.015578 | 622.6353 | 0.0066444 | 622.6353 | 0.01338 | 622.6353 | 0.1688 | 622.6353 | 14.3986 | 541.3324 | 0.00013515 | 622.6353 | 9.2567 | 622.2325 | 0.92813 | 811.0328 | 0.25488 | 622.2325 | 0.0035991 | 810.3497 | 1.7434 | 811.0328 | 0.10559 | 616.0433 | 1.4705
|  | 622.8654 | 0.048991 | 622.463 | 0.015991 | 539.8209 | 0.00099385 | 622.8654 | 0.017393 | 622.463 | -0.021331 | 615.4121 | -0.00023342 | 622.463 | -0.0064411 | 541.4503 | 0.00012313 | 622.8654 | 0 | 622.8654 | 0.0048985 | 622.8654 | 0.0019597 | 622.8654 | 0.010028 | 622.8654 | 0.15867 | 622.8654 | 14.667 | 541.4503 | 0.00017181 | 622.8654 | 9.4491 | 622.463 | 0.93261 | 811.199 | 0.24499 | 622.463 | -0.0012889 | 810.516 | 1.755 | 811.199 | 0.11706 | 616.2683 | 1.4603
|  | 623.0956 | 0.072727 | 622.6935 | 0.02192 | 539.9364 | 0 | 623.0956 | 0.029421 | 622.6935 | 0.02561 | 615.6404 | 0.0065387 | 622.6935 | 0.024714 | 541.5682 | 0.00013449 | 623.0956 | 0.015259 | 623.0956 | 0.013847 | 623.0956 | 0.0060165 | 623.0956 | 0.011713 | 623.0956 | 0.15769 | 623.0956 | 14.9547 | 541.5682 | 0.0001468 | 623.0956 | 9.6815 | 622.6934 | 0.98148 | 811.3651 | 0.24494 | 622.6935 | 0.0057895 | 810.6823 | 1.8202 | 811.3651 | 0.11121 | 616.4934 | 1.4617
|  | 623.3257 | 0.028054 | 622.9239 | 0.02312 | 540.0518 | 0.0029816 | 623.3257 | 0.021814 | 622.9239 | -0.025731 | 615.8688 | 0.0016822 | 622.9239 | -0.0027237 | 541.6861 | 0.00013672 | 623.3257 | 0 | 623.3257 | 0.0068445 | 623.3257 | 0.0031659 | 623.3257 | 0.010295 | 623.3257 | 0.14599 | 623.3257 | 15.1222 | 541.6861 | 0.000105 | 623.3257 | 9.854 | 622.9239 | 0.97659 | 811.5313 | 0.23478 | 622.9239 | 0.0016706 | 810.8486 | 1.7738 | 811.5313 | 0.12175 | 616.7185 | 1.4482
|  | 623.5558 | 0.052508 | 623.1544 | 0.021195 | 540.1673 | 0 | 623.5558 | 0.053597 | 623.1544 | 0.035301 | 616.0971 | 0.0068646 | 623.1544 | 0.024446 | 541.804 | 0.0001492 | 623.5558 | 0.017185 | 623.5558 | 0.018506 | 623.5558 | 0.0076009 | 623.5558 | 0.011075 | 623.5558 | 0.14635 | 623.5558 | 15.3522 | 541.804 | 7.006e-05 | 623.5558 | 10.054 | 623.1544 | 1.0171 | 811.6975 | 0.23695 | 623.1544 | -0.0012831 | 811.0149 | 1.8302 | 811.6975 | 0.11432 | 616.9436 | 1.4562
|  | 623.786 | 0.056598 | 623.3849 | 0.019085 | 540.2827 | 0.0077853 | 623.786 | 0.01634 | 623.3849 | -0.020885 | 616.3254 | 0.0011126 | 623.3849 | -0.0035626 | 541.922 | 0.00013672 | 623.786 | 0 | 623.786 | 0.024236 | 623.786 | 0.0030306 | 623.786 | 0.0082316 | 623.786 | 0.13597 | 623.786 | 15.6059 | 541.922 | 0.00012505 | 623.786 | 10.2482 | 623.385 | 1.021 | 811.8636 | 0.234 | 623.3849 | -0.0037992 | 811.1812 | 1.8756 | 811.8636 | 0.12454 | 617.1687 | 1.4438
|  | 624.0162 | 0.07473 | 623.6155 | 0.024494 | 540.3982 | 0 | 624.0162 | 0.031299 | 623.6155 | 0.0096907 | 616.5538 | 0.011614 | 623.6155 | 0.024194 | 542.0399 | 0.0001397 | 624.0162 | 0.020972 | 624.0162 | 0.021783 | 624.0162 | 0.0073408 | 624.0162 | 0.011739 | 624.0162 | 0.13927 | 624.0162 | 15.7303 | 542.0399 | 0.00013841 | 624.0162 | 10.4411 | 623.6155 | 1.0694 | 812.0298 | 0.22529 | 623.6155 | 0.0023997 | 811.3475 | 1.8907 | 812.0298 | 0.11896 | 617.3938 | 1.4515
|  | 624.2463 | 0.044346 | 623.846 | 0.018161 | 540.5136 | 0.014425 | 624.2463 | 0.00045769 | 623.846 | -0.010375 | 616.7822 | 0.0027273 | 623.846 | -0.0074577 | 542.1578 | 0.00014213 | 624.2463 | 0 | 624.2463 | 0.011821 | 624.2463 | 0.0041478 | 624.2463 | 0.0084568 | 624.2463 | 0.1248 | 624.2463 | 15.9351 | 542.1578 | 0.00017678 | 624.2463 | 10.6506 | 623.846 | 1.0703 | 812.196 | 0.22538 | 623.846 | 0.0028746 | 811.5138 | 1.8812 | 812.196 | 0.12877 | 617.619 | 1.4243
|  | 624.4765 | 0.057733 | 624.0765 | 0.022723 | 540.6291 | 0 | 624.4765 | 0.057286 | 624.0765 | 0.014228 | 617.0106 | 0.0068583 | 624.0765 | 0.026874 | 542.2757 | 0.00014175 | 624.4765 | 0.017372 | 624.4765 | 0.023549 | 624.4765 | 0.0057726 | 624.4765 | 0.011483 | 624.4765 | 0.12872 | 624.4765 | 16.1418 | 542.2757 | 0.00019014 | 624.4765 | 10.895 | 624.0765 | 1.1224 | 812.3622 | 0.22062 | 624.0765 | 0.0070095 | 811.6801 | 1.9281 | 812.3622 | 0.12315 | 617.8441 | 1.419
|  | 624.7067 | 0.052202 | 624.3071 | 0.020637 | 540.7446 | 0.0099348 | 624.7067 | 0.032329 | 624.3071 | -0.0070483 | 617.239 | 0.0035397 | 624.3071 | -0.0057309 | 542.3936 | 0.00015181 | 624.7067 | 0 | 624.7067 | 0.00057392 | 624.7067 | 0.0031452 | 624.7067 | 0.0087166 | 624.7067 | 0.11962 | 624.7067 | 16.5497 | 542.3936 | 0.00020179 | 624.7067 | 11.2451 | 624.3071 | 1.1387 | 812.5284 | 0.2237 | 624.3071 | -0.0043271 | 811.8464 | 1.9657 | 812.5284 | 0.13039 | 618.0692 | 1.4132
|  | 624.9369 | 0.053839 | 624.5377 | 0.017979 | 540.8601 | 0 | 624.9369 | 0.036021 | 624.5377 | 0.028612 | 617.4674 | 0.0054212 | 624.5377 | 0.025932 | 542.5116 | 0.00013188 | 624.9369 | 0.015913 | 624.9369 | 0.022724 | 624.9369 | 0.0062799 | 624.9369 | 0.011004 | 624.9369 | 0.1187 | 624.9369 | 16.6104 | 542.5116 | 0.00016856 | 624.9369 | 11.4163 | 624.5377 | 1.1865 | 812.6946 | 0.20065 | 624.5377 | 0.0085502 | 812.0127 | 2.0434 | 812.6946 | 0.12426 | 618.2944 | 1.4162
|  | 625.1671 | 0.038668 | 624.7682 | 0.011071 | 540.9755 | 0.015284 | 625.1671 | 0.040122 | 624.7682 | -0.023028 | 617.6959 | 0.0014322 | 624.7682 | -0.00654 | 542.6295 | 0.0001371 | 625.1671 | 0 | 625.1671 | 0.02812 | 625.1671 | 0.0011743 | 625.1671 | 0.0086286 | 625.1671 | 0.10908 | 625.1671 | 16.6414 | 542.6295 | 0.00011837 | 625.1671 | 11.5609 | 624.7682 | 1.1751 | 812.8608 | 0.20455 | 624.7682 | -0.0024743 | 812.179 | 2.0245 | 812.8608 | 0.13058 | 618.5195 | 1.3999
|  | 625.3973 | 0.061005 | 624.9988 | 0.023678 | 541.091 | 0 | 625.3973 | 0.032988 | 624.9988 | 0.02167 | 617.9243 | 0.0068108 | 624.9988 | 0.027907 | 542.7474 | 0.00012704 | 625.3974 | 0.016318 | 625.3974 | 0.020062 | 625.3974 | 0.0071947 | 625.3973 | 0.011636 | 625.3974 | 0.1119 | 625.3974 | 16.835 | 542.7474 | 0.00018346 | 625.3973 | 11.8488 | 624.9988 | 1.2301 | 813.027 | 0.18276 | 624.9988 | 0.0045391 | 812.3454 | 2.0692 | 813.027 | 0.12505 | 618.7447 | 1.4102
|  | 625.6276 | 0.053643 | 625.2294 | 0.017597 | 541.2065 | 0.0081166 | 625.6276 | 0.0048989 | 625.2294 | -0.019161 | 618.1527 | 0.0033973 | 625.2294 | -0.0049975 | 542.8654 | 0.00014306 | 625.6276 | 0 | 625.6276 | 0.0017497 | 625.6276 | 0.0020642 | 625.6276 | 0.0081259 | 625.6276 | 0.099982 | 625.6276 | 17.0135 | 542.8654 | 0.00016342 | 625.6276 | 12.1002 | 625.2294 | 1.2273 | 813.1932 | 0.17396 | 625.2294 | -0.0038282 | 812.5117 | 2.1049 | 813.1932 | 0.1303 | 618.9698 | 1.3978
|  | 625.8578 | 0.054886 | 625.46 | 0.020463 | 541.322 | 0 | 625.8578 | 0.038432 | 625.46 | 0.0053831 | 618.3812 | 0.0071411 | 625.46 | 0.025476 | 542.9833 | 0.00015088 | 625.8579 | 0.017565 | 625.8579 | 0.01189 | 625.8579 | 0.0069259 | 625.8578 | 0.010649 | 625.8579 | 0.10195 | 625.8579 | 17.1124 | 542.9833 | 0.00018517 | 625.8578 | 12.356 | 625.46 | 1.2839 | 813.3594 | 0.18517 | 625.46 | 0.00073194 | 812.678 | 2.1245 | 813.3594 | 0.12505 | 619.1951 | 1.3935
|  | 626.0881 | 0.05252 | 625.6906 | 0.012958 | 541.4375 | 0.0044724 | 626.0881 | 0.02151 | 625.6906 | -0.010557 | 618.6096 | 0.00043296 | 625.6906 | -0.0066936 | 543.1013 | 0.00014697 | 626.0881 | 0 | 626.0881 | -0.0038141 | 626.0881 | 0.0011811 | 626.0881 | 0.0071599 | 626.0881 | 0.092887 | 626.0881 | 17.1956 | 543.1013 | 0.00014012 | 626.0881 | 12.6298 | 625.6906 | 1.2977 | 813.5256 | 0.15953 | 625.6906 | -0.0044905 | 812.8444 | 2.1068 | 813.5256 | 0.12932 | 619.4203 | 1.3884
|  | 626.3184 | 0.081455 | 625.9213 | 0.024462 | 541.553 | 0 | 626.3184 | 0.057415 | 625.9213 | 0.0060184 | 618.8381 | 0.014385 | 625.9213 | 0.025059 | 543.2192 | 0.00014082 | 626.3184 | 0.028347 | 626.3184 | 0.017465 | 626.3184 | 0.0074557 | 626.3184 | 0.011235 | 626.3184 | 0.098348 | 626.3184 | 17.2699 | 543.2192 | 0.00015348 | 626.3184 | 12.844 | 625.9213 | 1.3407 | 813.6918 | 0.17219 | 625.9213 | 0.003612 | 813.0107 | 2.1773 | 813.6918 | 0.12468 | 619.6454 | 1.3825
|  | 626.5487 | 0.022163 | 626.1519 | 0.013649 | 541.6685 | 0.017386 | 626.5487 | 0.031414 | 626.1519 | -0.0092886 | 619.0666 | 0.0031456 | 626.1519 | -0.0085568 | 543.3372 | 0.00012145 | 626.5487 | 0.00045504 | 626.5487 | 0.0087627 | 626.5487 | 0.0010686 | 626.5487 | 0.0069914 | 626.5487 | 0.087334 | 626.5487 | 17.2227 | 543.3372 | 0.00014851 | 626.5487 | 13.0571 | 626.1519 | 1.3441 | 813.858 | 0.16951 | 626.1519 | -0.005411 | 813.1771 | 2.1714 | 813.858 | 0.12779 | 619.8707 | 1.3819
|  | 626.779 | 0.074682 | 626.3826 | 0.01951 | 541.7841 | 0 | 626.779 | 0.030548 | 626.3826 | 0.028844 | 619.2951 | 0.010486 | 626.3826 | 0.022174 | 543.4552 | 0.00011158 | 626.779 | 0.022341 | 626.779 | 0.018986 | 626.779 | 0.006228 | 626.779 | 0.010453 | 626.779 | 0.090941 | 626.779 | 17.2705 | 543.4552 | 0.00010175 | 626.779 | 13.3401 | 626.3826 | 1.3812 | 814.0242 | 0.16098 | 626.3826 | 0.0037634 | 813.3434 | 2.2418 | 814.0242 | 0.12412 | 620.096 | 1.382
|  | 627.0093 | 0.062084 | 626.6132 | 0.020324 | 541.8996 | 0.014233 | 627.0093 | 0.011396 | 626.6132 | -0.019392 | 619.5236 | 0.0030823 | 626.6132 | -0.0075174 | 543.5731 | 0.00011661 | 627.0093 | 0 | 627.0093 | 0.0093514 | 627.0093 | 0.0020047 | 627.0093 | 0.0077585 | 627.0093 | 0.078957 | 627.0093 | 17.2079 | 543.5731 | 9.8495e-05 | 627.0093 | 13.605 | 626.6132 | 1.4054 | 814.1905 | 0.15649 | 626.6132 | -0.0065699 | 813.5098 | 2.2256 | 814.1905 | 0.12677 | 620.3212 | 1.3728
|  | 627.2396 | 0.059627 | 626.8439 | 0.024743 | 542.0151 | 0 | 627.2396 | 0.035153 | 626.8439 | 0.02492 | 619.7521 | 0.010056 | 626.8439 | 0.025095 | 543.6911 | 0.00014362 | 627.2396 | 0.02151 | 627.2396 | 0.025768 | 627.2396 | 0.0079207 | 627.2396 | 0.01086 | 627.2396 | 0.082907 | 627.2396 | 17.3062 | 543.6911 | 8.1708e-05 | 627.2396 | 13.9499 | 626.8439 | 1.4728 | 814.3567 | 0.15336 | 626.8439 | 0.0022019 | 813.6762 | 2.28 | 814.3567 | 0.12398 | 620.5464 | 1.3679
|  | 627.47 | 0.041325 | 627.0746 | 0.01725 | 542.1306 | 0.004638 | 627.47 | 0.016241 | 627.0746 | -0.023723 | 619.9806 | 0.0024456 | 627.0746 | -0.0079573 | 543.809 | 0.00017081 | 627.4699 | 0 | 627.4699 | 0.0051333 | 627.4699 | 0.00061681 | 627.47 | 0.006701 | 627.4699 | 0.076265 | 627.4699 | 17.2003 | 543.809 | 0.00012676 | 627.47 | 14.2265 | 627.0746 | 1.4663 | 814.5229 | 0.15004 | 627.0746 | -0.007963 | 813.8425 | 2.3322 | 814.5229 | 0.1257 | 620.7717 | 1.3527
|  | 627.7003 | 0.063464 | 627.3053 | 0.021014 | 542.2462 | 0 | 627.7003 | 0.017121 | 627.3053 | 0.0099656 | 620.2092 | 0.010682 | 627.3053 | 0.025609 | 543.927 | 0.00015442 | 627.7003 | 0.026809 | 627.7003 | 0.023801 | 627.7003 | 0.0064526 | 627.7003 | 0.0099761 | 627.7003 | 0.078292 | 627.7003 | 16.9046 | 543.927 | 0.00011168 | 627.7003 | 14.315 | 627.3053 | 1.496 | 814.6892 | 0.15399 | 627.3053 | 0.0097052 | 814.0089 | 2.3774 | 814.6892 | 0.12482 | 620.9969 | 1.3577
|  | 627.9307 | 0.060694 | 627.536 | 0.019336 | 542.3617 | 0.0071227 | 627.9307 | 0.019501 | 627.536 | -0.02664 | 620.4377 | 0.00077597 | 627.536 | -0.0047166 | 544.045 | 0.00014399 | 627.9306 | 0 | 627.9306 | 0.0068617 | 627.9306 | 0.0031645 | 627.9307 | 0.0062504 | 627.9306 | 0.06897 | 627.9306 | 16.8175 | 544.045 | 0.00013344 | 627.9307 | 14.6264 | 627.536 | 1.5313 | 814.8554 | 0.16039 | 627.536 | 0.0044152 | 814.1753 | 2.3946 | 814.8554 | 0.1263 | 621.2222 | 1.3428
|  | 628.161 | 0.044264 | 627.7667 | 0.020887 | 542.4773 | 0 | 628.161 | 0.034763 | 627.7667 | 0.032224 | 620.6663 | 0.0089927 | 627.7667 | 0.026068 | 544.163 | 0.00012182 | 628.161 | 0.019316 | 628.161 | 0.021095 | 628.161 | 0.0073532 | 628.161 | 0.010162 | 628.161 | 0.074245 | 628.161 | 16.8537 | 544.163 | 0.00013344 | 628.161 | 15.064 | 627.7667 | 1.593 | 815.0217 | 0.16738 | 627.7667 | 0.00030923 | 814.3416 | 2.4385 | 815.0217 | 0.12779 | 621.4475 | 1.344
|  | 628.3914 | 0.048965 | 627.9974 | 0.016129 | 542.5928 | 0.011941 | 628.3914 | 0.026854 | 627.9974 | -0.031484 | 620.8948 | 0.0022671 | 627.9974 | -0.0097114 | 544.2809 | 0.00012871 | 628.3914 | 0 | 628.3914 | 0.016317 | 628.3914 | 0.00084706 | 628.3914 | 0.0060076 | 628.3914 | 0.063559 | 628.3914 | 16.6598 | 544.2809 | 0.00015845 | 628.3914 | 15.3401 | 627.9974 | 1.6017 | 815.1879 | 0.16488 | 627.9974 | -0.0032133 | 814.508 | 2.4431 | 815.1879 | 0.12784 | 621.6728 | 1.3179
|  | 628.6218 | 0.065948 | 628.2282 | 0.02163 | 542.7084 | 0 | 628.6218 | 0.057404 | 628.2282 | 0.0046799 | 621.1234 | 0.0095197 | 628.2282 | 0.024171 | 544.3989 | 0.00013281 | 628.6218 | 0.025778 | 628.6218 | 0.010671 | 628.6218 | 0.0057281 | 628.6218 | 0.010633 | 628.6218 | 0.067771 | 628.6218 | 16.4298 | 544.3989 | 0.00016016 | 628.6218 | 15.6147 | 628.2282 | 1.6653 | 815.3542 | 0.17283 | 628.2282 | 0.0055633 | 814.6744 | 2.4953 | 815.3542 | 0.13216 | 621.8981 | 1.3316
|  | 628.8522 | 0.0489 | 628.4589 | 0.010805 | 542.8239 | 0.002319 | 628.8522 | 0.015686 | 628.4589 | -0.0059871 | 621.3519 | -0.00051908 | 628.4589 | -0.0021232 | 544.5169 | 0.00015516 | 628.8522 | 0 | 628.8522 | 0.016512 | 628.8522 | 0.0011414 | 628.8522 | 0.0060721 | 628.8522 | 0.05988 | 628.8522 | 16.2145 | 544.5169 | 0.00013687 | 628.8522 | 15.9635 | 628.4589 | 1.685 | 815.5204 | 0.17519 | 628.4589 | -0.0050279 | 814.8408 | 2.4828 | 815.5204 | 0.13211 | 622.1234 | 1.3178
|  | 629.0826 | 0.064812 | 628.6897 | 0.020816 | 542.9395 | 0 | 629.0826 | 0.038568 | 628.6897 | 0.0030847 | 621.5806 | 0.0086762 | 628.6897 | 0.026504 | 544.6349 | 0.00016317 | 629.0826 | 0.02412 | 629.0826 | 0.021742 | 629.0826 | 0.0066553 | 629.0826 | 0.0097939 | 629.0826 | 0.064496 | 629.0826 | 15.8759 | 544.6349 | 0.00011511 | 629.0826 | 16.1747 | 628.6897 | 1.7481 | 815.6867 | 0.13634 | 628.6897 | -0.0024829 | 815.0072 | 2.4771 | 815.6867 | 0.13866 | 622.3487 | 1.3308
|  | 629.313 | 0.054039 | 628.9205 | 0.015068 | 543.0551 | 0.013947 | 629.313 | 0.027247 | 628.9205 | -0.013571 | 621.8091 | 0.0012484 | 628.9205 | -0.0058696 | 544.7529 | 0.00015013 | 629.313 | 0 | 629.313 | 0.0060068 | 629.313 | 0 | 629.313 | 0.0059297 | 629.313 | 0.056309 | 629.313 | 15.7398 | 544.7529 | 9.1815e-05 | 629.313 | 16.6528 | 628.9204 | 1.7508 | 815.8529 | 0.17428 | 628.9205 | -0.0026585 | 815.1736 | 2.5088 | 815.8529 | 0.13615 | 622.5741 | 1.3226
|  | 629.5434 | 0.055933 | 629.1512 | 0.021048 | 543.1707 | 0 | 629.5434 | 0.039835 | 629.1512 | 0.025481 | 622.0378 | 0.0092695 | 629.1512 | 0.026642 | 544.8709 | 0.00012927 | 629.5434 | 0.023496 | 629.5434 | 0.024613 | 629.5434 | 0.0069168 | 629.5434 | 0.010668 | 629.5434 | 0.059439 | 629.5434 | 15.2588 | 544.8709 | 0.00010175 | 629.5434 | 16.6918 | 629.1512 | 1.8113 | 816.0192 | 0.12876 | 629.1512 | 0.004503 | 815.34 | 2.555 | 816.0192 | 0.14122 | 622.7994 | 1.3238
|  | 629.7739 | 0.038755 | 629.382 | 0.013308 | 543.2862 | 0.026365 | 629.7739 | 0.0091832 | 629.382 | -0.015347 | 622.2664 | 0.00048204 | 629.382 | -0.0022166 | 544.9889 | 0.00012145 | 629.7738 | 0 | 629.7738 | 0.015596 | 629.7738 | 0.0019454 | 629.7739 | 0.0060321 | 629.7738 | 0.052459 | 629.7738 | 15.0752 | 544.9889 | 0.0001134 | 629.7739 | 17.2027 | 629.382 | 1.8391 | 816.1855 | 0.16466 | 629.382 | -0.0043558 | 815.5064 | 2.5995 | 816.1855 | 0.13597 | 623.0248 | 1.3034
|  | 630.0043 | 0.055799 | 629.6128 | 0.021921 | 543.4018 | 0 | 630.0043 | 0.065429 | 629.6128 | -0.0076915 | 622.495 | 0.0087668 | 629.6128 | 0.026018 | 545.1069 | 0.00012275 | 630.0043 | 0.017383 | 630.0043 | 0.020274 | 630.0043 | 0.0063835 | 630.0043 | 0.010185 | 630.0043 | 0.055353 | 630.0043 | 14.6424 | 545.1069 | 0.00012505 | 630.0043 | 17.4136 | 629.6128 | 1.8964 | 816.3517 | 0.12821 | 629.6128 | 0.001199 | 815.6728 | 2.6772 | 816.3517 | 0.14279 | 623.2501 | 1.3004
|  | 630.2347 | 0.031839 | 629.8436 | 0.01541 | 543.5174 | 0.0071227 | 630.2347 | 0.026217 | 629.8436 | -0.029429 | 622.7236 | 0.00060599 | 629.8436 | -0.0057322 | 545.2249 | 0.00012145 | 630.2348 | 0 | 630.2348 | 0.019989 | 630.2348 | 0 | 630.2347 | 0.0059667 | 630.2348 | 0.047021 | 630.2348 | 14.2199 | 545.2249 | 0.00011682 | 630.2347 | 17.7425 | 629.8437 | 1.9243 | 816.518 | 0.11859 | 629.8436 | -0.0012973 | 815.8392 | 2.6464 | 816.518 | 0.14052 | 623.4755 | 1.2944
|  | 630.4652 | 0.067401 | 630.0745 | 0.023203 | 543.633 | 0 | 630.4652 | 0.034552 | 630.0745 | 0.029929 | 622.9523 | 0.0094053 | 630.0745 | 0.026356 | 545.3429 | 0.00011884 | 630.4652 | 0.014451 | 630.4652 | 0.021156 | 630.4652 | 0.0061614 | 630.4652 | 0.0095244 | 630.4652 | 0.052537 | 630.4652 | 13.8463 | 545.3429 | 0.00013515 | 630.4652 | 18.0069 | 630.0745 | 1.9693 | 816.6843 | 0.12526 | 630.0745 | -0.0032276 | 816.0056 | 2.7137 | 816.6843 | 0.15134 | 623.7009 | 1.2782
|  | 630.6957 | 0.053912 | 630.3053 | 0.014345 | 543.7486 | 0.010412 | 630.6957 | 0.031838 | 630.3053 | -0.032443 | 623.181 | 0.0018532 | 630.3053 | -0.0069426 | 545.4609 | 0.00014362 | 630.6957 | 0 | 630.6957 | 0.012915 | 630.6957 | 0.00095851 | 630.6957 | 0.0052332 | 630.6957 | 0.043853 | 630.6957 | 13.5184 | 545.4609 | 0.00011682 | 630.6957 | 18.4663 | 630.3053 | 2.0149 | 816.8506 | 0.1151 | 630.3053 | -0.0091488 | 816.1721 | 2.7099 | 816.8506 | 0.14842 | 623.9263 | 1.2908
|  | 630.9262 | 0.064904 | 630.5362 | 0.020661 | 543.8642 | 0 | 630.9262 | 0.04944 | 630.5362 | 0.013399 | 623.4096 | 0.0065333 | 630.5362 | 0.024314 | 545.5789 | 0.00014864 | 630.9262 | 0.02151 | 630.9262 | 0.0262 | 630.9262 | 0.0062069 | 630.9262 | 0.008714 | 630.9262 | 0.049076 | 630.9262 | 13.1889 | 545.5789 | 0.00010175 | 630.9262 | 18.8509 | 630.5362 | 2.0829 | 817.0169 | 0.13116 | 630.5362 | 0.00032659 | 816.3385 | 2.7197 | 817.0169 | 0.15696 | 624.1517 | 1.2902
|  | 631.1567 | 0.041232 | 630.767 | 0.01526 | 543.9799 | 0.0077853 | 631.1567 | 0.019218 | 630.767 | -0.017829 | 623.6383 | -1.9652e-05 | 630.767 | -0.0090033 | 545.6969 | 0.00015535 | 631.1567 | 0 | 631.1567 | 0.0034668 | 631.1567 | 0 | 631.1567 | 0.005935 | 631.1567 | 0.040088 | 631.1567 | 12.6593 | 545.6969 | 8.6676e-05 | 631.1567 | 19.0653 | 630.767 | 2.0904 | 817.1831 | 0.12404 | 630.767 | 0.0019699 | 816.5049 | 2.7121 | 817.1831 | 0.15148 | 624.3771 | 1.2724
|  | 631.3872 | 0.057395 | 630.9979 | 0.01856 | 544.0955 | 0 | 631.3872 | 0.039405 | 630.9979 | 0.01578 | 623.867 | 0.010104 | 630.9979 | 0.021404 | 545.815 | 0.00015405 | 631.3872 | 0.018516 | 631.3872 | 0.027222 | 631.3872 | 0.0061604 | 631.3872 | 0.0088355 | 631.3872 | 0.045661 | 631.3872 | 12.275 | 545.815 | 0.000105 | 631.3872 | 19.3865 | 630.9979 | 2.147 | 817.3494 | 0.14264 | 630.9979 | -0.00063821 | 816.6713 | 2.7531 | 817.3494 | 0.15956 | 624.6025 | 1.2656
|  | 631.6177 | 0.053927 | 631.2288 | 0.012513 | 544.2111 | 0.0061289 | 631.6177 | 0.019553 | 631.2288 | -0.036604 | 624.0957 | 0.0066408 | 631.2288 | -0.0067478 | 545.933 | 0.00017137 | 631.6178 | 0 | 631.6178 | 0.01043 | 631.6178 | 0.00017841 | 631.6177 | 0.0057111 | 631.6178 | 0.037932 | 631.6178 | 12.0234 | 545.933 | 0.00012847 | 631.6177 | 19.9628 | 631.2288 | 2.236 | 817.5157 | 0.11882 | 631.2288 | -0.0070655 | 816.8378 | 2.7575 | 817.5157 | 0.15529 | 624.8279 | 1.2604
|  | 631.8483 | 0.063646 | 631.4597 | 0.020975 | 544.3267 | 0 | 631.8483 | 0.021711 | 631.4597 | 0.013112 | 624.3244 | 0.0093923 | 631.4597 | 0.021881 | 546.051 | 0.00017696 | 631.8483 | 0.018846 | 631.8483 | 0.020183 | 631.8483 | 0.0067227 | 631.8483 | 0.009324 | 631.8483 | 0.04308 | 631.8483 | 11.5256 | 546.051 | 0.00011014 | 631.8483 | 20.1754 | 631.4597 | 2.3048 | 817.682 | 0.14019 | 631.4597 | 0.00090863 | 817.0042 | 2.8368 | 817.682 | 0.1624 | 625.0534 | 1.266
|  | 632.0789 | 0.045351 | 631.6906 | 0.015432 | 544.4424 | 0.021398 | 632.0789 | 0.026676 | 631.6906 | -0.026671 | 624.5532 | 0.0010144 | 631.6906 | -0.003567 | 546.169 | 0.00017044 | 632.0788 | 0 | 632.0788 | 0.013403 | 632.0788 | 0 | 632.0789 | 0.0062162 | 632.0788 | 0.036605 | 632.0788 | 11.0299 | 546.169 | 0.00013018 | 632.0789 | 20.3831 | 631.6906 | 2.28 | 817.8483 | 0.093765 | 631.6906 | -0.0066894 | 817.1707 | 2.8236 | 817.8483 | 0.1584 | 625.2788 | 1.2484
|  | 632.3094 | 0.061149 | 631.9215 | 0.018388 | 544.558 | 0 | 632.3094 | 0.051415 | 631.9215 | 0.0063956 | 624.7819 | 0.01233 | 631.9215 | 0.020941 | 546.2871 | 0.00015665 | 632.3094 | 0.016401 | 632.3094 | 0.016426 | 632.3094 | 0.0074011 | 632.3094 | 0.0087144 | 632.3094 | 0.041025 | 632.3094 | 10.7101 | 546.2871 | 0.00013687 | 632.3094 | 20.8178 | 631.9215 | 2.3857 | 818.0147 | 0.13547 | 631.9215 | 0.0061213 | 817.3371 | 2.8145 | 818.0147 | 0.16314 | 625.5043 | 1.2577
|  | 632.54 | 0.054091 | 632.1524 | 0.0084656 | 544.6736 | 0.01175 | 632.54 | 0.0049595 | 632.1524 | -0.016444 | 625.0106 | 0.0016948 | 632.1524 | -0.0084051 | 546.4051 | 0.00015051 | 632.54 | 0 | 632.54 | 0.0028684 | 632.54 | 0.000821 | 632.54 | 0.0047068 | 632.54 | 0.031246 | 632.54 | 10.2113 | 546.4051 | 0.00016856 | 632.54 | 20.9851 | 632.1524 | 2.3843 | 818.181 | 0.090815 | 632.1524 | -0.0050063 | 817.5036 | 2.8935 | 818.181 | 0.16138 | 625.7297 | 1.2529
|  | 632.7706 | 0.060385 | 632.3833 | 0.020608 | 544.7893 | 0 | 632.7706 | 0.045156 | 632.3833 | 0.022131 | 625.2394 | 0.014365 | 632.3833 | 0.02573 | 546.5232 | 0.00012927 | 632.7706 | 0.014964 | 632.7706 | 0.029212 | 632.7706 | 0.0046992 | 632.7706 | 0.0081959 | 632.7706 | 0.039086 | 632.7706 | 9.9521 | 546.5232 | 0.00016513 | 632.7706 | 21.5486 | 632.3833 | 2.4745 | 818.3473 | 0.095989 | 632.3833 | -0.0051581 | 817.67 | 2.9541 | 818.3473 | 0.16458 | 625.9552 | 1.2453
|  | 633.0012 | 0.039802 | 632.6143 | 0.015696 | 544.9049 | 0.002816 | 633.0012 | 0.025293 | 632.6143 | -0.025256 | 625.4681 | 0.004344 | 632.6143 | -0.0082465 | 546.6412 | 0.0001384 | 633.0011 | 0.0032455 | 633.0011 | 0.004517 | 633.0011 | 0.0014408 | 633.0012 | 0.0057199 | 633.0011 | 0.029266 | 633.0011 | 9.4507 | 546.6412 | 0.0001701 | 633.0012 | 21.7005 | 632.6143 | 2.4958 | 818.5136 | 0.085959 | 632.6143 | -0.011608 | 817.8365 | 2.9291 | 818.5136 | 0.16323 | 626.1807 | 1.2411
|  | 633.2318 | 0.068363 | 632.8452 | 0.017728 | 545.0206 | 0 | 633.2318 | 0.044925 | 632.8452 | 0.022465 | 625.6969 | 0.011399 | 632.8452 | 0.023092 | 546.7592 | 0.00013877 | 633.2318 | 0.017047 | 633.2318 | 0.015146 | 633.2318 | 0.005768 | 633.2318 | 0.0077539 | 633.2318 | 0.035431 | 633.2318 | 9.0638 | 546.7592 | 0.00012179 | 633.2318 | 21.9324 | 632.8452 | 2.5571 | 818.6799 | 0.088228 | 632.8452 | -0.0011692 | 818.003 | 2.9385 | 818.6799 | 0.16323 | 626.4062 | 1.2413
|  | 633.4623 | 0.028543 | 633.0762 | 0.022052 | 545.1363 | 0.0044724 | 633.4623 | 0.0030406 | 633.0762 | -0.024931 | 625.9257 | 0.001471 | 633.0762 | -0.0061713 | 546.8773 | 0.00014343 | 633.4624 | 0 | 633.4624 | 0.018943 | 633.4624 | 0.00059942 | 633.4623 | 0.0056079 | 633.4624 | 0.029989 | 633.4624 | 8.6502 | 546.8773 | 0.00013841 | 633.4623 | 22.1591 | 633.0762 | 2.6141 | 818.8463 | 0.069439 | 633.0762 | -0.0045478 | 818.1694 | 2.9765 | 818.8463 | 0.16156 | 626.6317 | 1.2322
|  | 633.693 | 0.064586 | 633.3072 | 0.024545 | 545.2519 | 0 | 633.693 | 0.036413 | 633.3072 | 0.02135 | 626.1545 | 0.009783 | 633.3072 | 0.025655 | 546.9954 | 0.00012834 | 633.693 | 0.017723 | 633.693 | 0.014492 | 633.693 | 0.0059672 | 633.693 | 0.0094885 | 633.693 | 0.03755 | 633.693 | 8.3317 | 546.9954 | 0.00013515 | 633.693 | 22.4276 | 633.3072 | 2.6838 | 819.0126 | 0.08083 | 633.3072 | 0.0021873 | 818.3359 | 3.0034 | 819.0126 | 0.16082 | 626.8572 | 1.2368
|  | 633.9236 | 0.035676 | 633.5382 | 0.013356 | 545.3676 | 0.012609 | 633.9236 | -0.00039101 | 633.5382 | -0.012755 | 626.3833 | 0.0050943 | 633.5382 | -0.0045343 | 547.1134 | 0.00013132 | 633.9236 | 0 | 633.9236 | 0.01078 | 633.9236 | 0 | 633.9236 | 0.0054265 | 633.9236 | 0.02848 | 633.9236 | 7.9941 | 547.1134 | 0.0001468 | 633.9236 | 22.8381 | 633.5382 | 2.7208 | 819.1789 | 0.06018 | 633.5382 | 0.0013103 | 818.5024 | 3.0351 | 819.1789 | 0.16012 | 627.0828 | 1.2186
|  | 634.1543 | 0.060648 | 633.7692 | 0.016586 | 545.4833 | 0 | 634.1543 | 0.042388 | 633.7692 | 0.022084 | 626.6121 | 0.0073158 | 633.7692 | 0.02679 | 547.2315 | 0.00012238 | 634.1543 | 0.017588 | 634.1543 | 0.0033032 | 634.1543 | 0.0050415 | 634.1543 | 0.0082029 | 634.1543 | 0.030588 | 634.1543 | 7.5881 | 547.2315 | 0.00012008 | 634.1543 | 22.8815 | 633.7692 | 2.7673 | 819.3453 | 0.0654 | 633.7692 | -0.0064203 | 818.6689 | 3.0772 | 819.3453 | 0.15942 | 627.3083 | 1.2283
|  | 634.3849 | -0.00053995 | 634.0002 | 0.012776 | 545.599 | 0.018532 | 634.3849 | 0.014502 | 634.0002 | -0.013216 | 626.8409 | 0.0033324 | 634.0002 | -0.0086305 | 547.3495 | 0.00012536 | 634.3849 | 0 | 634.3849 | 0.011432 | 634.3849 | 0 | 634.3849 | 0.0040766 | 634.3849 | 0.026398 | 634.3849 | 7.2111 | 547.3495 | 0.00010672 | 634.385 | 22.9725 | 634.0002 | 2.8212 | 819.5116 | 0.059363 | 634.0002 | -0.0041124 | 818.8353 | 3.0085 | 819.5116 | 0.15956 | 627.5338 | 1.2136
|  | 634.6156 | 0.05228 | 634.2312 | 0.01854 | 545.7147 | 0 | 634.6156 | 0.041879 | 634.2312 | 0.01413 | 627.0698 | 0.01203 | 634.2312 | 0.023575 | 547.4676 | 0.0001153 | 634.6156 | 0.003324 | 634.6156 | 0.03087 | 634.6156 | 0.0056933 | 634.6156 | 0.0077236 | 634.6156 | 0.031736 | 634.6156 | 7.0832 | 547.4676 | 0.00016187 | 634.6156 | 23.6689 | 634.2312 | 2.9766 | 819.678 | 0.072661 | 634.2312 | 0.0023884 | 819.0018 | 3.1045 | 819.678 | 0.15845 | 627.7594 | 1.2178
|  | 634.8463 | 0.023798 | 634.4622 | 0.0055027 | 545.8303 | 0.0064601 | 634.8463 | 0.029766 | 634.4622 | -0.0038145 | 627.2986 | 0.00078104 | 634.4622 | -0.011012 | 547.5857 | 0.00013058 | 634.8463 | 0 | 634.8463 | 0.017737 | 634.8463 | 0 | 634.8463 | 0.0037529 | 634.8463 | 0.021921 | 634.8463 | 6.6673 | 547.5857 | 0.00014012 | 634.8463 | 23.5498 | 634.4623 | 2.9544 | 819.8443 | 0.073478 | 634.4622 | -0.0047994 | 819.1683 | 3.1226 | 819.8443 | 0.15798 | 627.9849 | 1.2136
|  | 635.077 | 0.06298 | 634.6933 | 0.01917 | 545.946 | 0 | 635.077 | 0.017694 | 634.6933 | 0.033004 | 627.5274 | 0.0081696 | 634.6933 | 0.022403 | 547.7037 | 0.00014045 | 635.077 | 0.016012 | 635.077 | 0.020588 | 635.077 | 0.0050218 | 635.077 | 0.0083286 | 635.077 | 0.031994 | 635.077 | 6.3611 | 547.7037 | 0.00016513 | 635.077 | 23.703 | 634.6933 | 3.0306 | 820.0107 | 0.08083 | 634.6933 | 0.0013003 | 819.3348 | 3.1523 | 820.0107 | 0.1565 | 628.2105 | 1.2106
|  | 635.3077 | 0.041289 | 634.9243 | 0.014488 | 546.0617 | 0.0039755 | 635.3077 | 0.0033494 | 634.9243 | -0.033045 | 627.7563 | 0.0013945 | 634.9243 | -0.0054479 | 547.8218 | 0.0001561 | 635.3077 | 0 | 635.3077 | 0.0070049 | 635.3077 | 0 | 635.3077 | 0.0046111 | 635.3077 | 0.019069 | 635.3077 | 6.1065 | 547.8218 | 0.0001468 | 635.3077 | 24.0674 | 634.9244 | 3.1143 | 820.177 | 0.066307 | 634.9243 | -0.0066705 | 819.5013 | 3.1488 | 820.177 | 0.15654 | 628.4361 | 1.209
|  | 635.5384 | 0.040988 | 635.1554 | 0.020702 | 546.1775 | 0 | 635.5384 | 0.051446 | 635.1554 | 0.030415 | 627.9852 | 0.010794 | 635.1554 | 0.024374 | 547.9399 | 0.00014827 | 635.5384 | 0.019605 | 635.5384 | 0.0070303 | 635.5384 | 0.0069556 | 635.5384 | 0.0081895 | 635.5384 | 0.026754 | 635.5384 | 5.8783 | 547.9399 | 0.00016016 | 635.5384 | 24.207 | 635.1554 | 3.1941 | 820.3434 | 0.07611 | 635.1554 | 0.010214 | 819.6678 | 3.19 | 820.3434 | 0.15529 | 628.6617 | 1.2027
|  | 635.7691 | 0.026192 | 635.3865 | 0.016597 | 546.2932 | 0.0038098 | 635.7691 | 0.016465 | 635.3865 | -0.012679 | 628.2141 | 0.002255 | 635.3865 | -0.0045216 | 548.058 | 0.00014343 | 635.7691 | 0 | 635.7691 | 0.025379 | 635.7691 | 0.0021801 | 635.7691 | 0.0048055 | 635.7691 | 0.019702 | 635.7691 | 5.5909 | 548.058 | 9.6782e-05 | 635.7691 | 24.3136 | 635.3865 | 3.2228 | 820.5097 | 0.069348 | 635.3865 | -0.0055056 | 819.8343 | 3.2062 | 820.5097 | 0.15487 | 628.8873 | 1.2014
|  | 635.9999 | 0.059554 | 635.6176 | 0.015163 | 546.4089 | 0 | 635.9999 | 0.042206 | 635.6176 | 0.0351 | 628.4429 | 0.010426 | 635.6176 | 0.027353 | 548.1761 | 0.00012052 | 635.9998 | 0.014914 | 635.9998 | 0.0005206 | 635.9998 | 0.0041832 | 635.9999 | 0.0068884 | 635.9998 | 0.024605 | 635.9998 | 5.3291 | 548.1761 | 6.6805e-05 | 635.9999 | 24.2909 | 635.6176 | 3.3075 | 820.6761 | 0.080967 | 635.6176 | 0.0077062 | 820.0009 | 3.2838 | 820.6761 | 0.15278 | 629.1129 | 1.1923
|  | 636.2306 | 0.040034 | 635.8487 | 0.015296 | 546.5246 | 0.017768 | 636.2306 | 0.013216 | 635.8487 | -0.01721 | 628.6718 | 0.0034835 | 635.8487 | -0.0070452 | 548.2941 | 0.0001276 | 636.2306 | 0 | 636.2306 | 0.011587 | 636.2306 | 0.0018057 | 636.2306 | 0.0052595 | 636.2306 | 0.019449 | 636.2306 | 5.1555 | 548.2941 | 0.00011168 | 636.2306 | 24.6701 | 635.8487 | 3.3983 | 820.8425 | 0.078607 | 635.8487 | -0.00068038 | 820.1674 | 3.2832 | 820.8425 | 0.15278 | 629.3385 | 1.1804
|  | 636.4614 | 0.053331 | 636.0798 | 0.006781 | 546.6403 | 0 | 636.4614 | 0.03705 | 636.0798 | 0.016097 | 628.9008 | 0.009083 | 636.0798 | 0.020126 | 548.4122 | 0.00012052 | 636.4614 | 0.016843 | 636.4614 | 0.022522 | 636.4614 | 0.0042171 | 636.4614 | 0.0070274 | 636.4614 | 0.025245 | 636.4614 | 4.904 | 548.4122 | 0.0001468 | 636.4614 | 24.6629 | 636.0798 | 3.4938 | 821.0088 | 0.067805 | 636.0798 | 0.0024987 | 820.3339 | 3.3653 | 821.0088 | 0.15125 | 629.5642 | 1.1936
|  | 636.6921 | 0.041055 | 636.3109 | 0.013069 | 546.7561 | 0.011463 | 636.6921 | -0.0058597 | 636.3109 | -0.023119 | 629.1296 | 0.0015734 | 636.3109 | -0.0082908 | 548.5303 | 0.00015088 | 636.6921 | 0 | 636.6921 | 0.010398 | 636.6921 | 6.1603e-05 | 636.6921 | 0.0038213 | 636.6921 | 0.018551 | 636.6921 | 4.6591 | 548.5303 | 0.00016513 | 636.6921 | 24.6513 | 636.3109 | 3.5239 | 821.1752 | 0.079469 | 636.3109 | -0.0010197 | 820.5004 | 3.2714 | 821.1752 | 0.1525 | 629.7898 | 1.1798
|  | 636.9229 | 0.049132 | 636.542 | 0.019206 | 546.8718 | 0 | 636.9229 | 0.021447 | 636.542 | 0.025973 | 629.3586 | 0.011785 | 636.542 | 0.023156 | 548.6484 | 0.00015312 | 636.9229 | 0.02186 | 636.9229 | 0.029354 | 636.9229 | 0.0073903 | 636.9229 | 0.0080137 | 636.9229 | 0.023002 | 636.9229 | 4.4319 | 548.6484 | 0.00011014 | 636.9229 | 24.5053 | 636.542 | 3.5887 | 821.3416 | 0.072434 | 636.542 | -0.001733 | 820.667 | 3.4133 | 821.3416 | 0.15134 | 630.0154 | 1.1798
|  | 637.1537 | 0.033662 | 636.7732 | 0.0098164 | 546.9876 | 0.014233 | 637.1537 | 0.027135 | 636.7732 | -0.012064 | 629.5875 | 0.0027748 | 636.7732 | -0.0087923 | 548.7665 | 0.00016299 | 637.1537 | 0 | 637.1537 | 0.017842 | 637.1537 | 0.0012976 | 637.1537 | 0.0040827 | 637.1537 | 0.014839 | 637.1537 | 4.2366 | 548.7665 | 0.00010843 | 637.1537 | 24.525 | 636.7732 | 3.6557 | 821.508 | 0.079968 | 636.7732 | -8.701e-06 | 820.8335 | 3.3431 | 821.508 | 0.15297 | 630.2411 | 1.173
|  | 637.3845 | 0.072734 | 637.0043 | 0.022997 | 547.1033 | 0 | 637.3845 | 0.023204 | 637.0043 | 0.0095167 | 629.8165 | 0.0056089 | 637.0043 | 0.024937 | 548.8846 | 0.00014306 | 637.3845 | 0.018644 | 637.3845 | 0.01891 | 637.3845 | 0.0051405 | 637.3845 | 0.0078691 | 637.3845 | 0.021728 | 637.3845 | 4.1068 | 548.8846 | 8.1708e-05 | 637.3845 | 24.6207 | 637.0043 | 3.764 | 821.6744 | 0.07897 | 637.0043 | 0.0080734 | 821 | 3.4253 | 821.6744 | 0.15171 | 630.4668 | 1.1759
|  | 637.6153 | 0.023001 | 637.2355 | 0.013785 | 547.2191 | 0.0057976 | 637.6153 | -0.00071483 | 637.2355 | -0.033109 | 630.0455 | 0.0040755 | 637.2355 | -0.0090022 | 549.0027 | 0.0001492 | 637.6153 | 0 | 637.6153 | -0.0024412 | 637.6153 | 0.00053782 | 637.6153 | 0.0045781 | 637.6153 | 0.014513 | 637.6153 | 3.8822 | 549.0027 | 8.1708e-05 | 637.6153 | 24.4283 | 637.2355 | 3.797 | 821.8408 | 0.078697 | 637.2355 | -0.0053902 | 821.1666 | 3.46 | 821.8408 | 0.15418 | 630.6924 | 1.1699
|  | 637.8461 | 0.066159 | 637.4667 | 0.015867 | 547.3348 | 0 | 637.8461 | 0.030628 | 637.4667 | 0.037653 | 630.2744 | 0.0067604 | 637.4667 | 0.022327 | 549.1209 | 0.00012964 | 637.8461 | 0.020114 | 637.8461 | 0.028094 | 637.8461 | 0.0061301 | 637.8461 | 0.0070944 | 637.8461 | 0.021308 | 637.8461 | 3.7605 | 549.1209 | 6.5092e-05 | 637.8461 | 24.5058 | 637.4667 | 3.9308 | 822.0072 | 0.066126 | 637.4667 | 0.0064125 | 821.3331 | 3.5068 | 822.0072 | 0.15278 | 630.9181 | 1.1604
|  | 638.077 | 0.028986 | 637.6978 | 0.014673 | 547.4506 | 0.012609 | 638.077 | 0.014584 | 637.6978 | -0.024204 | 630.5034 | 0.0044591 | 637.6978 | -0.0049762 | 549.239 | 0.00013393 | 638.077 | 0 | 638.077 | -0.0061186 | 638.077 | 0.0012242 | 638.077 | 0.0050037 | 638.077 | 0.01558 | 638.077 | 3.5612 | 549.239 | 5.8412e-05 | 638.077 | 24.2243 | 637.6979 | 3.9628 | 822.1735 | 0.07484 | 637.6978 | -0.0020721 | 821.4996 | 3.5061 | 822.1735 | 0.15478 | 631.1438 | 1.1529
|  | 638.3078 | 0.045844 | 637.929 | 0.013069 | 547.5664 | 0 | 638.3078 | 0.021322 | 637.929 | 0.033582 | 630.7324 | 0.0056956 | 637.929 | 0.017584 | 549.3571 | 0.00014231 | 638.3078 | 0.02592 | 638.3078 | 0.015188 | 638.3078 | 0.0054777 | 638.3078 | 0.0067346 | 638.3078 | 0.021171 | 638.3078 | 3.4205 | 549.3571 | 7.9995e-05 | 638.3078 | 24.0336 | 637.929 | 4.0298 | 822.34 | 0.062404 | 637.929 | 0.0044965 | 821.6662 | 3.5806 | 822.34 | 0.15288 | 631.3695 | 1.1533
|  | 638.5386 | 0.019401 | 638.1602 | 0.016933 | 547.6821 | 0.0072884 | 638.5386 | 0.021489 | 638.1602 | -0.0042775 | 630.9614 | 0.00093238 | 638.1602 | -0.005202 | 549.4752 | 0.00014827 | 638.5386 | 0 | 638.5386 | 0.021179 | 638.5386 | 0.00017902 | 638.5386 | 0.0041853 | 638.5386 | 0.013846 | 638.5386 | 3.2616 | 549.4752 | 0.00010175 | 638.5386 | 23.9033 | 638.1603 | 4.1039 | 822.5064 | 0.070528 | 638.1602 | -0.0038891 | 821.8328 | 3.6178 | 822.5064 | 0.15492 | 631.5952 | 1.145
|  | 638.7695 | 0.058778 | 638.3915 | 0.019975 | 547.7979 | 0 | 638.7695 | 0.025593 | 638.3915 | 0.016709 | 631.1904 | 0.0070122 | 638.3915 | 0.024195 | 549.5933 | 0.00015963 | 638.7695 | 0.018604 | 638.7695 | 0.020511 | 638.7695 | 0.0069633 | 638.7695 | 0.0078327 | 638.7695 | 0.016958 | 638.7695 | 3.1371 | 549.5933 | 0.00012008 | 638.7695 | 23.6166 | 638.3915 | 4.1868 | 822.6728 | 0.063811 | 638.3915 | 0.0089342 | 821.9993 | 3.6902 | 822.6728 | 0.15325 | 631.821 | 1.1533
|  | 639.0004 | 0.023225 | 638.6227 | 0.011669 | 547.9137 | 0.015093 | 639.0004 | 0.00038862 | 638.6227 | -0.024929 | 631.4194 | -0.0020121 | 638.6227 | -0.0091482 | 549.7115 | 9.7606e-05 | 639.0004 | 0 | 639.0004 | 0.0068787 | 639.0004 | 0 | 639.0004 | 0.0030021 | 639.0004 | 0.01135 | 639.0004 | 3.0159 | 549.7115 | 7.3315e-05 | 639.0004 | 23.6033 | 638.6227 | 4.2835 | 822.8392 | 0.070528 | 638.6227 | 0.0013851 | 822.1659 | 3.636 | 822.8392 | 0.15432 | 632.0467 | 1.1358
|  | 639.2313 | 0.046768 | 638.8539 | 0.016357 | 548.0295 | 0 | 639.2313 | 0.023983 | 638.8539 | 0.0035736 | 631.6484 | -0.00031927 | 638.8539 | -0.0039004 | 549.8296 | 0.00027587 | 639.2313 | 0 | 639.2313 | 0.0084321 | 639.2313 | 0 | 639.2313 | 0.0043693 | 639.2313 | 0.011152 | 639.2313 | 2.7085 | 549.8296 | 0.00023519 | 639.2313 | 22.5228 | 638.8539 | 4.3374 | 823.0056 | 0.071481 | 638.8539 | 0.0039589 | 822.3325 | 3.7387 | 823.0056 | 0.15701 | 632.2725 | 1.1387
|  | 639.4622 | 0.056397 | 639.0852 | 0.018 | 548.1453 | 0.020347 | 639.4622 | 0.03023 | 639.0852 | 0.019722 | 631.8775 | 0.011499 | 639.0852 | 0.025301 | 549.9477 | 0.00021775 | 639.4622 | 0.015335 | 639.4622 | 0.026763 | 639.4622 | 0.0066639 | 639.4622 | 0.0071096 | 639.4622 | 0.014927 | 639.4622 | 2.6373 | 549.9477 | 0.0002035 | 639.4622 | 22.5724 | 639.0852 | 4.5052 | 823.172 | 0.062404 | 639.0852 | 0.015454 | 822.499 | 3.8514 | 823.172 | 0.15864 | 632.4982 | 1.1174
|  | 639.6931 | 0.010813 | 639.3164 | 0.013179 | 548.2611 | 0 | 639.6931 | 0.0064458 | 639.3164 | -0.0325 | 632.1066 | 0.0045911 | 639.3164 | -0.0055083 | 550.0658 | 0.00042638 | 639.6931 | 0.0010157 | 639.6931 | 0.0088051 | 639.6931 | 0 | 639.6931 | 0.0042695 | 639.6931 | 0.011211 | 639.6931 | 2.4981 | 550.0658 | 0.000407 | 639.693 | 21.9319 | 639.3164 | 4.5347 | 823.3384 | 0.071663 | 639.3164 | -0.0038319 | 822.6656 | 3.8963 | 823.3384 | 0.16337 | 632.7239 | 1.1218
|  | 639.924 | 0.05202 | 639.5477 | 0.019087 | 548.3769 | 0.013565 | 639.924 | 0.041249 | 639.5477 | 0.022676 | 632.3356 | 0.010343 | 639.5477 | 0.020555 | 550.184 | 0.00021067 | 639.924 | 0.021635 | 639.924 | 0.021392 | 639.924 | 0.0050228 | 639.924 | 0.0077606 | 639.924 | 0.015138 | 639.924 | 2.4275 | 550.184 | 0.0002035 | 639.924 | 21.7452 | 639.5477 | 4.6789 | 823.5049 | 0.06136 | 639.5477 | 0.010985 | 822.8322 | 3.9329 | 823.5049 | 0.16119 | 632.9497 | 1.1129
|  | 640.1549 | 0.026446 | 639.779 | 0.016265 | 548.4927 | 0 | 640.1549 | 0.018923 | 639.779 | -0.032834 | 632.5647 | -0.0030928 | 639.779 | -0.0062214 | 550.3021 | 0.00040235 | 640.1549 | 0 | 640.1549 | 0.014656 | 640.1549 | 0.00061304 | 640.1549 | 0.0038715 | 640.1549 | 0.011398 | 640.1549 | 2.309 | 550.3021 | 0.000407 | 640.1549 | 21.2917 | 639.779 | 4.7241 | 823.6713 | 0.072934 | 639.779 | -0.0011821 | 822.9988 | 3.9849 | 823.6713 | 0.16579 | 633.1755 | 1.1097
|  | 640.3859 | 0.067288 | 640.0103 | 0.024852 | 548.6085 | 0.015762 | 640.3859 | 0.037688 | 640.0103 | 0.020927 | 632.7938 | 0.011295 | 640.0103 | 0.025429 | 550.4203 | 0.00019465 | 640.3859 | 0.018236 | 640.3859 | 0.019506 | 640.3859 | 0.0070811 | 640.3859 | 0.0081278 | 640.3859 | 0.016325 | 640.3859 | 2.2312 | 550.4203 | 0.0002035 | 640.3859 | 20.8287 | 640.0103 | 4.7978 | 823.8377 | 0.061996 | 640.0103 | 0.0051406 | 823.1654 | 3.9852 | 823.8377 | 0.16272 | 633.4013 | 1.0982
|  | 640.6168 | 0.024756 | 640.2416 | 0.012146 | 548.7243 | 0 | 640.6168 | 0.013214 | 640.2416 | -0.02448 | 633.0228 | 0.0014509 | 640.2416 | -0.011954 | 550.5384 | 0.00042973 | 640.6168 | 0 | 640.6168 | 0.011876 | 640.6168 | 0 | 640.6168 | 0.0029737 | 640.6168 | 0.010329 | 640.6168 | 2.13 | 550.5384 | 0.00043698 | 640.6168 | 20.5252 | 640.2416 | 4.9005 | 824.0042 | 0.07198 | 640.2416 | -0.0019025 | 823.332 | 4.0241 | 824.0042 | 0.16774 | 633.6271 | 1.1103
|  | 640.8478 | 0.040459 | 640.4729 | 0.014699 | 548.8402 | 0.011941 | 640.8478 | 0.035561 | 640.4729 | 0.017205 | 633.252 | 0.0076652 | 640.4729 | 0.018716 | 550.6566 | 0.00023805 | 640.8478 | 0.020826 | 640.8478 | 0.0096153 | 640.8478 | 0.0060444 | 640.8478 | 0.0071659 | 640.8478 | 0.013205 | 640.8478 | 2.042 | 550.6566 | 0.0002369 | 640.8478 | 19.9319 | 640.4729 | 4.9607 | 824.1706 | 0.067987 | 640.4729 | 0.0061731 | 823.4986 | 4.0736 | 824.1706 | 0.1656 | 633.8529 | 1.088
|  | 641.0787 | 0.041163 | 640.7042 | 0.018776 | 548.956 | 0 | 641.0787 | 0.020259 | 640.7042 | -0.03846 | 633.481 | -0.00020823 | 640.7042 | -0.0092418 | 550.7747 | 0.00044444 | 641.0788 | 0 | 641.0788 | 0.022177 | 641.0788 | 0 | 641.0787 | 0.0039679 | 641.0788 | 0.0091949 | 641.0788 | 1.9638 | 550.7747 | 0.0004404 | 641.0787 | 19.6973 | 640.7042 | 5.0674 | 824.337 | 0.07307 | 640.7042 | -0.0051543 | 823.6652 | 4.1425 | 824.337 | 0.1709 | 634.0787 | 1.0875
|  | 641.3098 | 0.033822 | 640.9356 | 0.013941 | 549.0719 | 0.0096482 | 641.3098 | 0.038825 | 640.9356 | 0.028993 | 633.7101 | 0.0081687 | 640.9356 | 0.019877 | 550.8929 | 0.00020769 | 641.3097 | 0.019049 | 641.3097 | 0.014934 | 641.3097 | 0.0062553 | 641.3098 | 0.0062092 | 641.3097 | 0.013881 | 641.3097 | 1.897 | 550.8929 | 0.00020675 | 641.3098 | 19.1126 | 640.9356 | 5.1607 | 824.5035 | 0.065672 | 640.9356 | 0.0092435 | 823.8318 | 4.2149 | 824.5035 | 0.16788 | 634.3046 | 1.0729
|  | 641.5407 | 0.041033 | 641.1669 | 0.00063553 | 549.1877 | 0 | 641.5407 | 0.0085488 | 641.1669 | -0.025042 | 633.9393 | 0.00013392 | 641.1669 | -0.0084501 | 551.011 | 0.00039769 | 641.5407 | 0 | 641.5407 | 0.0044784 | 641.5407 | 0.00047567 | 641.5407 | 0.0039435 | 641.5407 | 0.0063471 | 641.5407 | 1.8209 | 551.011 | 0.00039706 | 641.5407 | 18.8208 | 641.1669 | 5.2762 | 824.6699 | 0.07198 | 641.1669 | -0.00039516 | 823.9984 | 4.2313 | 824.6699 | 0.17211 | 634.5304 | 1.0754
|  | 641.7717 | 0.058029 | 641.3983 | 0.022501 | 549.3035 | 0.012896 | 641.7717 | 0.044209 | 641.3983 | 0.0265 | 634.1685 | 0.0068892 | 641.3983 | 0.024417 | 551.1292 | 0.00019205 | 641.7717 | 0.01871 | 641.7717 | 0.025145 | 641.7717 | 0.0068083 | 641.7717 | 0.0072743 | 641.7717 | 0.013906 | 641.7717 | 1.7358 | 551.1292 | 0.00019357 | 641.7717 | 18.075 | 641.3983 | 5.3177 | 824.8364 | 0.062313 | 641.3983 | 0.0085074 | 824.165 | 4.2765 | 824.8364 | 0.16885 | 634.7562 | 1.068
|  | 642.0027 | 0.059678 | 641.6296 | 0.014327 | 549.4194 | 0 | 642.0027 | 0.0040641 | 641.6296 | -0.025508 | 634.3976 | 0.00045648 | 641.6296 | -0.0074617 | 551.2474 | 0.00041688 | 642.0028 | 0 | 642.0028 | 0.01419 | 642.0028 | 0.00074115 | 642.0027 | 0.0032639 | 642.0028 | 0.0056198 | 642.0028 | 1.6641 | 551.2474 | 0.000407 | 642.0027 | 17.762 | 641.6296 | 5.4114 | 825.0029 | 0.072434 | 641.6296 | -0.0026428 | 824.3316 | 4.3476 | 825.0029 | 0.17355 | 634.9821 | 1.0679
|  | 642.2338 | 0.061746 | 641.861 | 0.01922 | 549.5353 | 0.015571 | 642.2338 | 0.039648 | 641.861 | 0.01613 | 634.6268 | 0.0063689 | 641.861 | 0.025621 | 551.3655 | 0.00022688 | 642.2338 | 0.01701 | 642.2338 | 0.025785 | 642.2338 | 0.0044683 | 642.2338 | 0.0065517 | 642.2338 | 0.012944 | 642.2338 | 1.6022 | 551.3655 | 0.0002268 | 642.2338 | 17.2088 | 641.861 | 5.5144 | 825.1693 | 0.065763 | 641.861 | 0.0068465 | 824.4982 | 4.4176 | 825.1693 | 0.17211 | 635.2079 | 1.0593
|  | 642.4648 | 0.04364 | 642.0924 | -8.6084e-05 | 549.6511 | 0 | 642.4648 | 0.013798 | 642.0924 | -0.020424 | 634.8559 | -0.00053083 | 642.0924 | -0.0057509 | 551.4837 | 0.00046586 | 642.4648 | 0 | 642.4648 | 0.0020463 | 642.4648 | 0.0016028 | 642.4648 | 0.0024259 | 642.4648 | 0.0074107 | 642.4648 | 1.528 | 551.4837 | 0.00045034 | 642.4648 | 16.842 | 642.0924 | 5.6015 | 825.3358 | 0.073705 | 642.0924 | -0.0026758 | 824.6648 | 4.4211 | 825.3358 | 0.17698 | 635.4338 | 1.0399
|  | 642.6959 | 0.043165 | 642.3238 | 0.022864 | 549.767 | 0.011272 | 642.6959 | 0.03505 | 642.3238 | 0.045968 | 635.0851 | 0.0091961 | 642.3238 | 0.023743 | 551.6019 | 0.00024234 | 642.6959 | 0.02275 | 642.6959 | 0.013067 | 642.6959 | 0.007865 | 642.6959 | 0.0074255 | 642.6959 | 0.013783 | 642.6959 | 1.4754 | 551.6019 | 0.0002369 | 642.6959 | 16.1675 | 642.3238 | 5.6828 | 825.5023 | 0.066625 | 642.3238 | 0.015009 | 824.8315 | 4.4774 | 825.5023 | 0.17527 | 635.6597 | 1.0477
|  | 642.9269 | 0.032369 | 642.5552 | 0.015172 | 549.8829 | 0 | 642.9269 | 0.019716 | 642.5552 | -0.025645 | 635.3143 | 0.0020558 | 642.5552 | -0.0071535 | 551.7201 | 0.0004532 | 642.9269 | 0 | 642.9269 | 0.0021531 | 642.9269 | 0 | 642.9269 | 0.0030683 | 642.9269 | 0.0074446 | 642.9269 | 1.4014 | 551.7201 | 0.000407 | 642.9269 | 15.8379 | 642.5552 | 5.7905 | 825.6687 | 0.07316 | 642.5552 | 0.0018072 | 824.9981 | 4.5345 | 825.6687 | 0.17838 | 635.8856 | 1.02
|  | 643.158 | 0.048896 | 642.7866 | 0.0086209 | 549.9987 | 0.014711 | 643.158 | 0.042484 | 642.7866 | 0.035662 | 635.5435 | 0.01189 | 642.7866 | 0.021745 | 551.8382 | 0.00021328 | 643.158 | 0.011415 | 643.158 | 0.014891 | 643.158 | 0.0029981 | 643.158 | 0.0052781 | 643.158 | 0.011357 | 643.158 | 1.3713 | 551.8382 | 0.00018688 | 643.158 | 15.3773 | 642.7866 | 5.9123 | 825.8352 | 0.068486 | 642.7866 | 0.0071854 | 825.1647 | 4.6497 | 825.8352 | 0.17703 | 636.1115 | 1.0333
|  | 643.3891 | 0.01216 | 643.0181 | 0.011453 | 550.1146 | 0 | 643.3891 | -0.0037554 | 643.0181 | -0.032301 | 635.7727 | 0.0028091 | 643.0181 | -0.0077702 | 551.9564 | 0.00043029 | 643.3891 | 0 | 643.3891 | 0.021624 | 643.3891 | 0 | 643.3891 | 0.0025961 | 643.3891 | 0.0057558 | 643.3891 | 1.3104 | 551.9564 | 0.00039038 | 643.3891 | 14.8304 | 643.0181 | 5.9758 | 826.0017 | 0.074023 | 643.0181 | 0.0040867 | 825.3314 | 4.6055 | 826.0017 | 0.18093 | 636.3374 | 1.0074
|  | 643.6202 | 0.0718 | 643.2495 | 0.01479 | 550.2305 | 0.0097437 | 643.6202 | 0.021202 | 643.2495 | 0.00053939 | 636.0019 | 0.0067197 | 643.2495 | 0.020072 | 552.0746 | 0.00021943 | 643.6202 | 0.016765 | 643.6202 | 0.033212 | 643.6202 | 0.003419 | 643.6202 | 0.0051652 | 643.6202 | 0.011399 | 643.6202 | 1.2617 | 552.0746 | 0.00020675 | 643.6202 | 14.3427 | 643.2495 | 6.1163 | 826.1682 | 0.066398 | 643.2495 | 0.0040743 | 825.498 | 4.7198 | 826.1682 | 0.18098 | 636.5634 | 1.022
|  | 643.8513 | 0.034975 | 643.4809 | 0.012745 | 550.3464 | 0 | 643.8513 | 0.0044312 | 643.4809 | -0.041829 | 636.2311 | 2.1018e-06 | 643.4809 | -0.011025 | 552.1928 | 0.00044761 | 643.8513 | 0 | 643.8513 | 0.015934 | 643.8513 | 0 | 643.8513 | 0.0028841 | 643.8513 | 0.0062413 | 643.8513 | 1.2006 | 552.1928 | 0.00037702 | 643.8513 | 14.0074 | 643.481 | 6.2792 | 826.3347 | 0.07071 | 643.4809 | -0.0023789 | 825.6647 | 4.7331 | 826.3347 | 0.18488 | 636.7893 | 1.0286
|  | 644.0824 | 0.042435 | 643.7124 | 0.025151 | 550.4623 | 0.014425 | 644.0824 | 0.0064378 | 643.7124 | 0.015524 | 636.4604 | 0.0093493 | 643.7124 | 0.02681 | 552.311 | 0.0002293 | 644.0824 | 0.022165 | 644.0824 | 0.013786 | 644.0824 | 0.0056074 | 644.0824 | 0.0069663 | 644.0824 | 0.011832 | 644.0824 | 1.1799 | 552.311 | 0.00017352 | 644.0824 | 13.536 | 643.7124 | 6.4055 | 826.5011 | 0.067578 | 643.7124 | -0.0054452 | 825.8313 | 4.8127 | 826.5011 | 0.18511 | 637.0152 | 0.9906
|  | 644.3135 | 0.055233 | 643.9439 | 0.013519 | 550.5782 | 0 | 644.3135 | -0.0035204 | 643.9439 | -0.026169 | 636.6896 | 0.00034434 | 643.9439 | -0.0067477 | 552.4292 | 0.00046568 | 644.3135 | 0 | 644.3135 | 0.016715 | 644.3135 | 0.00030288 | 644.3135 | 0.0033946 | 644.3135 | 0.0043047 | 644.3135 | 1.1097 | 552.4292 | 0.00037702 | 644.3135 | 12.9557 | 643.9439 | 6.4501 | 826.6676 | 0.072343 | 643.9439 | 0.0044025 | 825.998 | 4.8223 | 826.6676 | 0.18776 | 637.2411 | 0.9945
|  | 644.5447 | 0.06167 | 644.1754 | 0.017183 | 550.6941 | 0.0077853 | 644.5447 | 0.034918 | 644.1754 | 0.023348 | 636.9189 | 0.0069637 | 644.1754 | 0.022239 | 552.5474 | 0.00023712 | 644.5447 | 0.012996 | 644.5447 | 0.015848 | 644.5447 | 0.0053911 | 644.5447 | 0.005677 | 644.5447 | 0.010179 | 644.5447 | 1.0649 | 552.5474 | 0.0002035 | 644.5447 | 12.4332 | 644.1754 | 6.5474 | 826.8341 | 0.068531 | 644.1754 | 0.0011021 | 826.1646 | 4.882 | 826.8341 | 0.18832 | 637.4671 | 1.0052
|  | 644.7758 | 0.032873 | 644.4069 | 0.01097 | 550.81 | 0 | 644.7758 | 0.010413 | 644.4069 | -0.032814 | 637.1481 | 0.0015737 | 644.4069 | -0.010009 | 552.6656 | 0.00045618 | 644.7758 | 0 | 644.7758 | 0.0042637 | 644.7758 | 0 | 644.7758 | 0.0021446 | 644.7758 | 0.0050968 | 644.7758 | 1.0233 | 552.6656 | 0.00038696 | 644.7758 | 12.0829 | 644.4069 | 6.6797 | 827.0006 | 0.072934 | 644.4069 | -0.0098412 | 826.3313 | 4.9534 | 827.0006 | 0.19083 | 637.6931 | 0.97987
|  | 645.007 | 0.055264 | 644.6384 | 0.016984 | 550.926 | 0.017577 | 645.007 | 0.022817 | 644.6384 | 0.018715 | 637.3774 | 0.0058201 | 644.6384 | 0.02485 | 552.7838 | 0.00021943 | 645.007 | 0.023418 | 645.007 | 0.019195 | 645.007 | 0.0042738 | 645.007 | 0.0052222 | 645.007 | 0.0093219 | 645.007 | 0.98306 | 552.7838 | 0.00018346 | 645.007 | 11.5508 | 644.6384 | 6.7622 | 827.1671 | 0.06726 | 644.6384 | 0.0016864 | 826.498 | 4.9913 | 827.1671 | 0.1919 | 637.9191 | 0.99306
|  | 645.2381 | 0.024234 | 644.8699 | 0.0064566 | 551.0419 | 0 | 645.2381 | 0.0025308 | 644.8699 | -0.025489 | 637.6067 | 0.00064091 | 644.8699 | -0.0098079 | 552.902 | 0.00045227 | 645.2381 | 0 | 645.2381 | 0.0073245 | 645.2381 | 0 | 645.2381 | 0.0013642 | 645.2381 | 0.0029049 | 645.2381 | 0.93475 | 552.902 | 0.00034687 | 645.2381 | 11.1908 | 644.8699 | 6.9001 | 827.3336 | 0.067487 | 644.8699 | -0.010427 | 826.6646 | 5.022 | 827.3336 | 0.19385 | 638.1451 | 0.97197
|  | 645.4693 | 0.056685 | 645.1014 | 0.017893 | 551.1578 | 0.0061289 | 645.4693 | 0.043734 | 645.1014 | 0.012209 | 637.836 | 0.0092943 | 645.1014 | 0.025538 | 553.0202 | 0.00024029 | 645.4693 | 0.023274 | 645.4693 | 0.019878 | 645.4693 | 0.0042909 | 645.4693 | 0.0056377 | 645.4693 | 0.0085298 | 645.4693 | 0.91676 | 553.0202 | 0.00016342 | 645.4693 | 10.7887 | 645.1014 | 7.0009 | 827.5001 | 0.068304 | 645.1014 | 0.0026086 | 826.8313 | 5.0625 | 827.5001 | 0.19529 | 638.371 | 0.98921
|  | 645.7005 | 0.019399 | 645.333 | 0.009249 | 551.2738 | 0 | 645.7005 | 0.012518 | 645.333 | -0.030791 | 638.0653 | 0.00019159 | 645.333 | -0.012313 | 553.1385 | 0.0004437 | 645.7005 | 0 | 645.7005 | 0.009658 | 645.7005 | 0 | 645.7005 | 0.0021717 | 645.7005 | 0.0036848 | 645.7005 | 0.8659 | 553.1385 | 0.00036692 | 645.7005 | 10.4061 | 645.3329 | 7.1412 | 827.6667 | 0.072026 | 645.333 | -0.004106 | 826.998 | 5.2013 | 827.6667 | 0.19719 | 638.597 | 0.97141
|  | 645.9317 | 0.062274 | 645.5645 | 0.015799 | 551.3897 | 0.002816 | 645.9317 | 0.044298 | 645.5645 | 0.026534 | 638.2946 | 0.009149 | 645.5645 | 0.017795 | 553.2567 | 0.00021123 | 645.9317 | 0.020885 | 645.9317 | 0.020817 | 645.9317 | 0.0042319 | 645.9317 | 0.0052088 | 645.9317 | 0.010219 | 645.9317 | 0.85009 | 553.2567 | 0.0002035 | 645.9317 | 9.9179 | 645.5645 | 7.2741 | 827.8332 | 0.06726 | 645.5645 | 0.0036833 | 827.1647 | 5.134 | 827.8332 | 0.19882 | 638.8231 | 0.96695
|  | 646.1629 | 0.037647 | 645.7961 | 0.011528 | 551.5057 | 0 | 646.1629 | 0.017786 | 645.7961 | -0.032987 | 638.5239 | 0.00061106 | 645.7961 | -0.0096884 | 553.3749 | 0.00043588 | 646.1629 | 0 | 646.1629 | 0.015756 | 646.1629 | 0 | 646.1629 | 0.0021669 | 646.1629 | 0.0048662 | 646.1629 | 0.81185 | 553.3749 | 0.000407 | 646.1629 | 9.5989 | 645.7961 | 7.4138 | 827.9997 | 0.067033 | 645.7961 | -0.0057904 | 827.3314 | 5.1745 | 827.9997 | 0.20072 | 639.0491 | 0.9591
|  | 646.3941 | 0.075205 | 646.0276 | 0.016172 | 551.6216 | 0.015284 | 646.3941 | 0.031123 | 646.0276 | 0.0011105 | 638.7533 | 0.0083777 | 646.0276 | 0.019731 | 553.4931 | 0.00023638 | 646.3941 | 0.021332 | 646.3941 | 0.027058 | 646.3941 | 0.0055167 | 646.3941 | 0.0051373 | 646.3941 | 0.010238 | 646.3941 | 0.79822 | 553.4931 | 0.0002035 | 646.3941 | 9.2054 | 646.0276 | 7.5276 | 828.1662 | 0.065536 | 646.0276 | 0.0037053 | 827.4981 | 5.2234 | 828.1662 | 0.203 | 639.2752 | 0.95139
|  | 646.6254 | 0.025702 | 646.2592 | 0.018556 | 551.7376 | 0 | 646.6254 | 0.0078597 | 646.2592 | -0.029582 | 638.9826 | 0.0017619 | 646.2592 | -0.0047437 | 553.6113 | 0.00045283 | 646.6254 | 0 | 646.6254 | 0.0089717 | 646.6254 | 0.00098424 | 646.6254 | 0.0027615 | 646.6254 | 0.0019801 | 646.6254 | 0.73807 | 553.6113 | 0.000407 | 646.6254 | 8.7774 | 646.2592 | 7.5696 | 828.3328 | 0.067487 | 646.2592 | -0.0038363 | 827.6648 | 5.218 | 828.3328 | 0.20439 | 639.5012 | 0.95186
|  | 646.8566 | 0.061115 | 646.4908 | 0.017091 | 551.8535 | 0.0071227 | 646.8566 | 0.024125 | 646.4908 | 0.012001 | 639.212 | 0.0063252 | 646.4908 | 0.021996 | 553.7296 | 0.00022111 | 646.8566 | 0.02007 | 646.8566 | 0.014735 | 646.8566 | 0.0053564 | 646.8566 | 0.005648 | 646.8566 | 0.0097143 | 646.8566 | 0.72301 | 553.7296 | 0.0002035 | 646.8566 | 8.4534 | 646.4908 | 7.7608 | 828.4993 | 0.057049 | 646.4908 | 0.0097823 | 827.8315 | 5.2852 | 828.4993 | 0.20588 | 639.7272 | 0.94912
|  | 647.0878 | 0.022943 | 646.7224 | 0.017779 | 551.9695 | 0 | 647.0878 | 0.037146 | 646.7224 | -0.024284 | 639.4413 | 0.0041648 | 646.7224 | -0.0055607 | 553.8478 | 0.00045134 | 647.0879 | 0 | 647.0879 | 0.0018643 | 647.0879 | 9.8478e-06 | 647.0878 | 0.0032939 | 647.0879 | 0.0048246 | 647.0879 | 0.68582 | 553.8478 | 0.00046712 | 647.0878 | 8.1123 | 646.7224 | 7.8795 | 828.6658 | 0.066126 | 646.7224 | -0.0012757 | 827.9982 | 5.3424 | 828.6658 | 0.20718 | 639.9533 | 0.94433
|  | 647.3191 | 0.060429 | 646.954 | 0.018529 | 552.0855 | 0.015093 | 647.3191 | 0.0039368 | 646.954 | 0.01399 | 639.6707 | 0.009543 | 646.954 | 0.021894 | 553.966 | 0.00023675 | 647.3191 | 0.01552 | 647.3191 | 0.038753 | 647.3191 | 0.0052729 | 647.3191 | 0.0056107 | 647.3191 | 0.0089756 | 647.3191 | 0.67493 | 553.966 | 0.00026362 | 647.3191 | 7.7975 | 646.954 | 8.0137 | 828.8324 | 0.065763 | 646.954 | 0.010205 | 828.1649 | 5.3852 | 828.8324 | 0.21168 | 640.1794 | 0.92547
|  | 647.5504 | 0.047519 | 647.1856 | 0.012239 | 552.2015 | 0 | 647.5504 | -0.00074439 | 647.1856 | -0.02753 | 639.9001 | 0.0024108 | 647.1856 | -0.0094726 | 554.0843 | 0.00045786 | 647.5504 | 0 | 647.5504 | 0.0061239 | 647.5504 | 0.00050737 | 647.5504 | 0.002205 | 647.5504 | 0.0008201 | 647.5504 | 0.63566 | 554.0843 | 0.00047706 | 647.5504 | 7.5318 | 647.1856 | 8.1664 | 828.9989 | 0.069257 | 647.1856 | 0.003223 | 828.3316 | 5.357 | 828.9989 | 0.2154 | 640.4055 | 0.93634
|  | 647.7817 | 0.053816 | 647.4173 | 0.022434 | 552.3174 | 0.01538 | 647.7817 | 0.032898 | 647.4173 | 0.021746 | 640.1295 | 0.005965 | 647.4173 | 0.020632 | 554.2025 | 0.00022371 | 647.7817 | 0.022526 | 647.7817 | -3.091e-06 | 647.7817 | 0.0057542 | 647.7817 | 0.0064854 | 647.7817 | 0.0099617 | 647.7817 | 0.61729 | 554.2025 | 0.00021343 | 647.7817 | 7.2054 | 647.4173 | 8.3012 | 829.1654 | 0.055642 | 647.4173 | 0.0045415 | 828.4983 | 5.418 | 829.1654 | 0.22042 | 640.6315 | 0.92199
|  | 648.013 | 0.012612 | 647.6489 | 0.01964 | 552.4334 | 0 | 648.013 | 0.015672 | 647.6489 | -0.0040947 | 640.3589 | 0.00063497 | 647.6489 | -0.0059159 | 554.3208 | 0.00044202 | 648.013 | 0 | 648.013 | 0.0025576 | 648.013 | 0.0017152 | 648.013 | 0.0034872 | 648.013 | 0.0033619 | 648.013 | 0.58787 | 554.3208 | 0.000407 | 648.013 | 6.9732 | 647.6489 | 8.4941 | 829.332 | 0.065581 | 647.6489 | -0.0020879 | 828.665 | 5.4486 | 829.332 | 0.22237 | 640.8576 | 0.91
|  | 648.2443 | 0.057023 | 647.8806 | 0.017357 | 552.5494 | 0.010126 | 648.2443 | 0.035143 | 647.8806 | 0.027387 | 640.5883 | 0.0044879 | 647.8806 | 0.023784 | 554.439 | 0.00022129 | 648.2443 | 0.019688 | 648.2443 | 0.013231 | 648.2443 | 0.0060673 | 648.2443 | 0.0061895 | 648.2443 | 0.011303 | 648.2443 | 0.58534 | 554.439 | 0.00019357 | 648.2443 | 6.7297 | 647.8806 | 8.7081 | 829.4985 | 0.06608 | 647.8806 | -0.0048026 | 828.8317 | 5.53 | 829.4985 | 0.22437 | 641.0837 | 0.90476
|  | 648.4756 | 0.026235 | 648.1122 | 0.012933 | 552.6654 | 0 | 648.4756 | 0.0060112 | 648.1122 | -0.027438 | 640.8177 | -0.0010646 | 648.1122 | -0.010518 | 554.5573 | 0.00046586 | 648.4756 | 0 | 648.4756 | -0.011644 | 648.4756 | 0 | 648.4756 | 0.0019836 | 648.4756 | 0.0040953 | 648.4756 | 0.5379 | 554.5573 | 0.00041693 | 648.4756 | 6.3987 | 648.1122 | 8.7738 | 829.6651 | 0.06009 | 648.1122 | -0.0081894 | 828.9985 | 5.4681 | 829.6651 | 0.22418 | 641.3099 | 0.90973
|  | 648.7069 | 0.059456 | 648.3439 | 0.021016 | 552.7814 | 0.0056319 | 648.7069 | 0.042055 | 648.3439 | 0.015352 | 641.0472 | 0.011091 | 648.3439 | 0.024553 | 554.6755 | 0.00024755 | 648.7069 | 0.02073 | 648.7069 | 0.021032 | 648.7069 | 0.0035657 | 648.7069 | 0.0057451 | 648.7069 | 0.0096896 | 648.7069 | 0.5444 | 554.6755 | 0.00022354 | 648.7069 | 6.2154 | 648.3439 | 9.051 | 829.8316 | 0.05546 | 648.3439 | 0.005398 | 829.1652 | 5.5497 | 829.8316 | 0.22488 | 641.536 | 0.90104
|  | 648.9383 | 0.025546 | 648.5756 | 0.01167 | 552.8975 | 0 | 648.9383 | -0.010245 | 648.5756 | -0.029209 | 641.2766 | 0.0035874 | 648.5756 | -0.010639 | 554.7938 | 0.00046307 | 648.9383 | 0 | 648.9383 | -0.0028014 | 648.9383 | 0 | 648.9383 | 0.00092937 | 648.9383 | 0.0028856 | 648.9383 | 0.50503 | 554.7938 | 0.00043698 | 648.9383 | 5.9682 | 648.5756 | 9.2098 | 829.9982 | 0.0536 | 648.5756 | -0.0094295 | 829.3319 | 5.6043 | 829.9982 | 0.22446 | 641.7622 | 0.89593
|  | 649.1696 | 0.057586 | 648.8073 | 0.014657 | 553.0135 | 0.013087 | 649.1696 | 0.036805 | 648.8073 | 0.0093389 | 641.5061 | 0.0082715 | 648.8073 | 0.017379 | 554.9121 | 0.00022036 | 649.1696 | 0.026136 | 649.1696 | 0.017864 | 649.1696 | 0.0037021 | 649.1696 | 0.0042725 | 649.1696 | 0.0067974 | 649.1696 | 0.50556 | 554.9121 | 0.00021343 | 649.1696 | 5.7375 | 648.8073 | 9.3918 | 830.1648 | 0.057366 | 648.8073 | 0.0050833 | 829.4986 | 5.6308 | 830.1648 | 0.22562 | 641.9883 | 0.89333
|  | 649.401 | 0.036539 | 649.039 | 0.010169 | 553.1295 | 0 | 649.401 | 0.02098 | 649.039 | -0.020067 | 641.7355 | 0.00066834 | 649.039 | -0.011563 | 555.0303 | 0.00042936 | 649.401 | 0 | 649.401 | 0.0050207 | 649.401 | 0 | 649.401 | 0.002136 | 649.401 | 0 | 649.401 | 0.46086 | 555.0303 | 0.000407 | 649.401 | 5.4684 | 649.039 | 9.4651 | 830.3314 | 0.053463 | 649.039 | -0.0011095 | 829.6654 | 5.5578 | 830.3314 | 0.22738 | 642.2144 | 0.88455
|  | 649.6323 | 0.047722 | 649.2707 | 0.012854 | 553.2455 | 0.011463 | 649.6323 | 0.046894 | 649.2707 | 0.014207 | 641.965 | 0.0093033 | 649.2707 | 0.021019 | 555.1486 | 0.00021458 | 649.6323 | 0.018553 | 649.6323 | 0.023814 | 649.6323 | 0.0042514 | 649.6323 | 0.0047258 | 649.6323 | 0.0075976 | 649.6323 | 0.46014 | 555.1486 | 0.00019357 | 649.6323 | 5.2641 | 649.2707 | 9.6826 | 830.4979 | 0.045566 | 649.2707 | 0.0077493 | 829.8321 | 5.6469 | 830.4979 | 0.23017 | 642.4406 | 0.87962
|  | 649.8637 | 0.037171 | 649.5025 | 0.014639 | 553.3615 | 0 | 649.8637 | -0.0050759 | 649.5025 | -0.023944 | 642.1945 | 0.0037491 | 649.5025 | -0.0089605 | 555.2669 | 0.00043941 | 649.8637 | 0 | 649.8637 | 0.015896 | 649.8637 | 0 | 649.8637 | 0.0025644 | 649.8637 | 0.0012787 | 649.8637 | 0.43316 | 555.2669 | 0.00042704 | 649.8637 | 5.0228 | 649.5024 | 9.7968 | 830.6645 | 0.05714 | 649.5025 | -0.0067116 | 829.9989 | 5.5827 | 830.6645 | 0.23152 | 642.6667 | 0.86578
|  | 650.0952 | 0.064098 | 649.7342 | 0.014614 | 553.4776 | 0.018246 | 650.0952 | 0.032693 | 649.7342 | 0.037398 | 642.424 | 0.008182 | 649.7342 | 0.023089 | 555.3851 | 0.00022856 | 650.0951 | 0.022239 | 650.0951 | 0.014484 | 650.0951 | 0.0068544 | 650.0952 | 0.0062643 | 650.0951 | 0.008975 | 650.0951 | 0.43714 | 555.3851 | 0.00023348 | 650.0951 | 4.913 | 649.7342 | 10.156 | 830.8311 | 0.06136 | 649.7342 | 9.9749e-05 | 830.1656 | 5.6855 | 830.8311 | 0.23161 | 642.8929 | 0.88487
|  | 650.3265 | 0.054848 | 649.9659 | 0.012093 | 553.5936 | 0 | 650.3265 | 0.0043889 | 649.9659 | -0.0241 | 642.6535 | 0.006367 | 649.9659 | -0.0099129 | 555.5034 | 0.00047015 | 650.3265 | 0 | 650.3265 | 0.012715 | 650.3265 | 0 | 650.3265 | 0.0025421 | 650.3265 | 0.00056582 | 650.3265 | 0.39996 | 555.5034 | 0.00041693 | 650.3265 | 4.7026 | 649.9659 | 10.2699 | 830.9977 | 0.042526 | 649.9659 | -0.0024331 | 830.3324 | 5.6429 | 830.9977 | 0.23152 | 643.1191 | 0.85881
|  | 650.5579 | 0.036577 | 650.1977 | 0.016626 | 553.7097 | 0.0031472 | 650.5579 | 0.03444 | 650.1977 | 0.0071604 | 642.883 | 0.0079059 | 650.1977 | 0.022828 | 555.6217 | 0.00024513 | 650.5579 | 0.021319 | 650.5579 | 0.026128 | 650.5579 | 0.0050047 | 650.5579 | 0.0052002 | 650.5579 | 0.0081866 | 650.5579 | 0.40558 | 555.6217 | 0.00018688 | 650.5579 | 4.5287 | 650.1977 | 10.4979 | 831.1642 | 0.04779 | 650.1977 | 0.0046975 | 830.4992 | 5.6177 | 831.1642 | 0.23175 | 643.3453 | 0.85352
|  | 650.7894 | 0.035266 | 650.4295 | 0.015988 | 553.8257 | 0 | 650.7894 | 0.014393 | 650.4295 | -0.036931 | 643.1125 | -0.00047865 | 650.4295 | -0.0044145 | 555.74 | 0.00044575 | 650.7894 | 0 | 650.7894 | 0.018114 | 650.7894 | 0 | 650.7894 | 0.0031583 | 650.7894 | 0 | 650.7894 | 0.3802 | 555.74 | 0.00038028 | 650.7894 | 4.3173 | 650.4295 | 10.5914 | 831.3308 | 0.03717 | 650.4295 | -0.0082143 | 830.6659 | 5.7032 | 831.3308 | 0.23291 | 643.5715 | 0.84256
|  | 651.0208 | 0.063808 | 650.6613 | 0.017706 | 553.9418 | 0.0066257 | 651.0208 | 0.027599 | 650.6613 | 0.020345 | 643.3421 | 0.010246 | 650.6613 | 0.023207 | 555.8583 | 0.00020304 | 651.0208 | 0.026755 | 651.0208 | 0.0076641 | 651.0208 | 0.0066869 | 651.0208 | 0.0057302 | 651.0208 | 0.010094 | 651.0208 | 0.38352 | 555.8583 | 0.00020024 | 651.0208 | 4.1942 | 650.6613 | 10.8673 | 831.4974 | 0.040393 | 650.6613 | -7.6171e-06 | 830.8327 | 5.6949 | 831.4974 | 0.2344 | 643.7978 | 0.82588
|  | 651.2523 | 0.03631 | 650.893 | 0.013692 | 554.0579 | 0 | 651.2523 | 0.006191 | 650.893 | -0.039894 | 643.5716 | 0.0014459 | 650.893 | -0.0092946 | 555.9765 | 0.00044202 | 651.2522 | 0 | 651.2522 | 0.0048179 | 651.2522 | 7.5037e-05 | 651.2523 | 0.0021429 | 651.2522 | 0.0015146 | 651.2522 | 0.35326 | 555.9765 | 0.00037034 | 651.2523 | 4.0044 | 650.8931 | 11.0062 | 831.664 | 0.0477 | 650.893 | -0.010634 | 830.9995 | 5.6875 | 831.664 | 0.23644 | 644.024 | 0.84144
|  | 651.4837 | 0.059359 | 651.1249 | 0.012713 | 554.1739 | 0.0057976 | 651.4837 | 0.054358 | 651.1249 | 0.01591 | 643.8011 | 0.0081612 | 651.1249 | 0.022185 | 556.0948 | 0.00024104 | 651.4837 | 0.016006 | 651.4837 | 0.026473 | 651.4837 | 0.0026391 | 651.4837 | 0.0036365 | 651.4837 | 0.0054541 | 651.4837 | 0.35697 | 556.0948 | 0.00018175 | 651.4837 | 3.886 | 651.1249 | 11.3092 | 831.8306 | 0.045067 | 651.1249 | 0.0050888 | 831.1662 | 5.7102 | 831.8306 | 0.23756 | 644.2502 | 0.83545
|  | 651.7151 | 0.055551 | 651.3567 | 0.0092795 | 554.29 | 0 | 651.7151 | 0.001 | 651.3567 | -0.0054907 | 644.0308 | 0.0014257 | 651.3567 | -0.0083383 | 556.2131 | 0.000464 | 651.7152 | 0 | 651.7152 | 0.010412 | 651.7152 | 0.0010983 | 651.7151 | 0.0019272 | 651.7152 | 0.0015838 | 651.7152 | 0.32989 | 556.2131 | 0.00036195 | 651.7151 | 3.7341 | 651.3567 | 11.4837 | 831.9972 | 0.048743 | 651.3567 | -0.0092662 | 831.333 | 5.6841 | 831.9972 | 0.23914 | 644.4765 | 0.84423
|  | 651.9467 | 0.067107 | 651.5885 | 0.01651 | 554.4061 | 0.0038098 | 651.9467 | 0.043626 | 651.5885 | 0.033659 | 644.2603 | 0.0095655 | 651.5885 | 0.020484 | 556.3314 | 0.00022297 | 651.9467 | 0.014743 | 651.9467 | 0.01863 | 651.9467 | 0.0055521 | 651.9467 | 0.0054834 | 651.9467 | 0.0080778 | 651.9467 | 0.32931 | 556.3314 | 0.00018843 | 651.9467 | 3.6073 | 651.5885 | 11.6582 | 832.1638 | 0.047473 | 651.5885 | 0.0031665 | 831.4998 | 5.7299 | 832.1638 | 0.23974 | 644.7028 | 0.84711
|  | 652.1782 | 0.052142 | 651.8203 | 0.0083999 | 554.5222 | 0 | 652.1782 | 0.0072638 | 651.8203 | -0.021352 | 644.4899 | 0.0026049 | 651.8203 | -0.0097754 | 556.4497 | 0.0004735 | 652.1781 | 0 | 652.1781 | 0.0045666 | 652.1781 | 0 | 652.1782 | 0.0011237 | 652.1781 | 0 | 652.1781 | 0.30342 | 556.4497 | 0.00035698 | 652.1782 | 3.4447 | 651.8203 | 11.8392 | 832.3304 | 0.037579 | 651.8203 | -0.0019292 | 831.6666 | 5.7463 | 832.3304 | 0.24123 | 644.929 | 0.83856
|  | 652.4097 | 0.065275 | 652.0522 | 0.016493 | 554.6383 | 0.015284 | 652.4097 | 0.019174 | 652.0522 | 0.030734 | 644.7195 | 0.0095837 | 652.0522 | 0.021055 | 556.568 | 0.00025165 | 652.4096 | 0.017695 | 652.4096 | 0.015821 | 652.4096 | 0.0054004 | 652.4097 | 0.0044712 | 652.4096 | 0.0066 | 652.4096 | 0.31228 | 556.568 | 0.00017678 | 652.4097 | 3.345 | 652.0522 | 12.096 | 832.497 | 0.043751 | 652.0522 | 0.00017114 | 831.8334 | 5.7745 | 832.497 | 0.24146 | 645.1553 | 0.83907
|  | 652.6412 | 0.042575 | 652.284 | 0.01604 | 554.7544 | 0 | 652.6412 | 0.028422 | 652.284 | -0.027959 | 644.9491 | 0.0015384 | 652.284 | -0.010913 | 556.6863 | 0.00048058 | 652.6412 | 0 | 652.6412 | -0.016251 | 652.6412 | 0.00061376 | 652.6412 | 0.0021972 | 652.6412 | 0.00053313 | 652.6412 | 0.28557 | 556.6863 | 0.00036024 | 652.6412 | 3.2288 | 652.284 | 12.4289 | 832.6636 | 0.036853 | 652.284 | 0.0056144 | 832.0002 | 5.7722 | 832.6636 | 0.24355 | 645.3816 | 0.8269
|  | 652.8727 | 0.040776 | 652.5159 | 0.014373 | 554.8705 | 0.011941 | 652.8727 | 0.026075 | 652.5159 | 0.0076373 | 645.1787 | 0.0058048 | 652.5159 | 0.019949 | 556.8047 | 0.00023023 | 652.8727 | 0.025208 | 652.8727 | 0.029671 | 652.8727 | 0.0065235 | 652.8727 | 0.0049997 | 652.8727 | 0.0044062 | 652.8727 | 0.29248 | 556.8047 | 0.00018688 | 652.8727 | 3.1106 | 652.5159 | 12.6348 | 832.8303 | 0.03422 | 652.5159 | 0.0045213 | 832.167 | 5.7812 | 832.8303 | 0.24494 | 645.6078 | 0.82648
|  | 653.1042 | 0.04814 | 652.7478 | 0.011695 | 554.9866 | 0 | 653.1042 | 0.0097457 | 652.7478 | -0.037916 | 645.4083 | 0.0026827 | 652.7478 | -0.0077238 | 556.923 | 0.00045581 | 653.1042 | 0 | 653.1042 | -0.0084641 | 653.1042 | 0.001154 | 653.1042 | 0.0020249 | 653.1042 | 0.0016283 | 653.1042 | 0.26956 | 556.923 | 0.00037702 | 653.1042 | 2.9471 | 652.7478 | 12.7223 | 832.9969 | 0.044931 | 652.7478 | -0.0034447 | 832.3338 | 5.8244 | 832.9969 | 0.24759 | 645.8342 | 0.80316
|  | 653.3358 | 0.059604 | 652.9797 | 0.020153 | 555.1027 | 0.0034785 | 653.3358 | 0.037238 | 652.9797 | 0.020583 | 645.6379 | 0.0093229 | 652.9797 | 0.021275 | 557.0413 | 0.00023023 | 653.3357 | 0.016638 | 653.3357 | -0.0013292 | 653.3357 | 0.0054157 | 653.3358 | 0.006326 | 653.3357 | 0.0078779 | 653.3357 | 0.2734 | 557.0413 | 0.00019357 | 653.3357 | 2.8807 | 652.9796 | 13.0351 | 833.1635 | 0.053872 | 652.9797 | 0.0043434 | 832.5006 | 5.8575 | 833.1635 | 0.24782 | 646.0605 | 0.80739
|  | 653.5673 | 0.049491 | 653.2115 | 0.0085486 | 555.2188 | 0 | 653.5673 | 0.018384 | 653.2115 | -0.031135 | 645.8676 | 0.0034568 | 653.2115 | -0.011453 | 557.1596 | 0.00044072 | 653.5673 | 0 | 653.5673 | 0.005735 | 653.5673 | 0 | 653.5673 | 0.0012476 | 653.5673 | 0.0011123 | 653.5673 | 0.24881 | 557.1596 | 0.00037702 | 653.5673 | 2.7418 | 653.2115 | 13.0771 | 833.3302 | 0.04071 | 653.2115 | -0.0035777 | 832.6674 | 5.8503 | 833.3302 | 0.24894 | 646.2868 | 0.79866
|  | 653.7989 | 0.076451 | 653.4435 | 0.016006 | 555.335 | 0.014233 | 653.7989 | 0.034851 | 653.4435 | 0.018983 | 646.0972 | 0.012334 | 653.4435 | 0.022363 | 557.2779 | 0.00021812 | 653.7989 | 0.011641 | 653.7989 | 0.015642 | 653.7989 | 0.0054492 | 653.7989 | 0.0046586 | 653.7989 | 0.0048023 | 653.7989 | 0.26004 | 557.2779 | 0.00018346 | 653.7989 | 2.6695 | 653.4435 | 13.3102 | 833.4968 | 0.041028 | 653.4435 | 0.0098873 | 832.8342 | 5.9519 | 833.4968 | 0.24801 | 646.5131 | 0.78556
|  | 654.0305 | 0.022605 | 653.6754 | 0.0062424 | 555.4511 | 0 | 654.0305 | 0.031515 | 653.6754 | -0.024115 | 646.3269 | 0.0010166 | 653.6754 | -0.013186 | 557.3963 | 0.00044184 | 654.0304 | 0 | 654.0304 | -0.0048942 | 654.0304 | 0 | 654.0305 | 0.00023728 | 654.0304 | 0 | 654.0304 | 0.23417 | 557.3963 | 0.000407 | 654.0305 | 2.5911 | 653.6754 | 13.6759 | 833.6634 | 0.036853 | 653.6754 | -0.0075458 | 833.001 | 5.9303 | 833.6634 | 0.24866 | 646.7395 | 0.78175
|  | 654.262 | 0.050584 | 653.9073 | 0.013344 | 555.5672 | 0.017195 | 654.262 | 0.054658 | 653.9073 | 0.029198 | 646.5566 | 0.0096938 | 653.9073 | 0.02682 | 557.5146 | 0.00023116 | 654.262 | 0.020817 | 654.262 | 0.038754 | 654.262 | 0.005515 | 654.262 | 0.0040477 | 654.262 | 0.0065992 | 654.262 | 0.24401 | 557.5146 | 0.00022354 | 654.262 | 2.5228 | 653.9073 | 13.9671 | 833.8301 | 0.04652 | 653.9073 | -0.0024352 | 833.1679 | 5.9146 | 833.8301 | 0.24787 | 646.9658 | 0.7889
|  | 654.4936 | 0.013426 | 654.1392 | 0.0098004 | 555.6834 | 0 | 654.4936 | 0.019075 | 654.1392 | -0.039647 | 646.7863 | 0.0022438 | 654.1392 | -0.013742 | 557.6329 | 0.00045804 | 654.4936 | 0 | 654.4936 | -0.0057173 | 654.4936 | 0 | 654.4936 | 7.7932e-05 | 654.4936 | 0 | 654.4936 | 0.21923 | 557.6329 | 0.00046712 | 654.4936 | 2.3898 | 654.1392 | 13.9889 | 833.9967 | 0.033267 | 654.1392 | -0.0020116 | 833.3347 | 5.8767 | 833.9967 | 0.24959 | 647.1922 | 0.77041
|  | 654.7252 | 0.04153 | 654.3712 | 0.0042782 | 555.7995 | 0.018341 | 654.7252 | 0.012878 | 654.3712 | 0.0141 | 647.0159 | 0.0058752 | 654.3712 | 0.018324 | 557.7513 | 0.00023116 | 654.7252 | 0.017428 | 654.7252 | 0.01927 | 654.7252 | 0.0033023 | 654.7252 | 0.0041233 | 654.7252 | 0.0060928 | 654.7252 | 0.22869 | 557.7513 | 0.00024358 | 654.7252 | 2.2864 | 654.3712 | 14.0628 | 834.1633 | 0.035128 | 654.3712 | 0.007595 | 833.5015 | 5.9294 | 834.1633 | 0.25024 | 647.4186 | 0.76363
|  | 654.9568 | 0.021962 | 654.6032 | 0.013768 | 555.9157 | 0 | 654.9568 | -0.0035873 | 654.6032 | -0.046115 | 647.2456 | 0.0013433 | 654.6032 | -0.014666 | 557.8696 | 0.00044444 | 654.9568 | 0 | 654.9568 | 0.00010034 | 654.9568 | 0 | 654.9568 | 0.0013735 | 654.9568 | 0.00067437 | 654.9568 | 0.20481 | 557.8696 | 0.00041693 | 654.9569 | 2.2292 | 654.6032 | 14.5698 | 834.33 | 0.035491 | 654.6032 | -0.00050049 | 833.6684 | 5.949 | 834.33 | 0.25233 | 647.645 | 0.77394
|  | 655.1885 | 0.059792 | 654.8351 | 0.014565 | 556.0318 | 0.0077853 | 655.1885 | 0.022427 | 654.8351 | 0.0053742 | 647.4753 | 0.0096771 | 654.8351 | 0.019099 | 557.9879 | 0.00021328 | 655.1885 | 0.024732 | 655.1885 | 0.011339 | 655.1885 | 0.003213 | 655.1885 | 0.0053792 | 655.1885 | 0.007882 | 655.1885 | 0.21556 | 557.9879 | 0.00017352 | 655.1885 | 2.1687 | 654.8351 | 14.7747 | 834.4966 | 0.033857 | 654.8351 | 0.0039043 | 833.8352 | 5.9828 | 834.4966 | 0.25293 | 647.8713 | 0.77669
|  | 655.4201 | 0.0042897 | 655.0671 | 0.0041039 | 556.148 | 0 | 655.4201 | 0.0078595 | 655.0671 | -0.05395 | 647.7051 | -0.0035194 | 655.0671 | -0.014329 | 558.1063 | 0.00044407 | 655.4201 | 0 | 655.4201 | -0.013689 | 655.4201 | 0 | 655.4201 | 0.000149 | 655.4201 | 0 | 655.4201 | 0.19288 | 558.1063 | 0.00033694 | 655.4201 | 2.078 | 655.0671 | 15.1097 | 834.6633 | 0.024009 | 655.0671 | 0.0039155 | 834.002 | 5.9775 | 834.6633 | 0.25479 | 648.0977 | 0.77
|  | 655.6517 | 0.077137 | 655.2991 | 0.014214 | 556.2642 | 0.012132 | 655.6517 | 0.041949 | 655.2991 | 0.017525 | 647.9348 | 0.0059483 | 655.2991 | 0.018457 | 558.2246 | 0.00023414 | 655.6518 | 0.029292 | 655.6518 | 0.024863 | 655.6518 | 0.0051494 | 655.6517 | 0.0054895 | 655.6518 | 0.0073631 | 655.6518 | 0.20583 | 558.2246 | 0.00016342 | 655.6517 | 2.0197 | 655.2991 | 15.288 | 834.83 | 0.030816 | 655.2991 | 0.0054692 | 834.1689 | 6.0598 | 834.83 | 0.2553 | 648.3242 | 0.75439
|  | 655.8834 | 0.0069065 | 655.5311 | 0.0033545 | 556.3803 | 0 | 655.8834 | -0.0034216 | 655.5311 | -0.018046 | 648.1646 | -0.00087247 | 655.5311 | -0.016721 | 558.343 | 0.00046102 | 655.8834 | 0 | 655.8834 | 0.0096967 | 655.8834 | 0 | 655.8834 | 6.7393e-05 | 655.8834 | 0 | 655.8834 | 0.17765 | 558.343 | 0.00034687 | 655.8834 | 1.9181 | 655.5311 | 15.5047 | 834.9966 | 0.031996 | 655.5311 | -0.0088075 | 834.3357 | 5.9554 | 834.9966 | 0.25711 | 648.5505 | 0.75318
|  | 656.1151 | 0.037178 | 655.7631 | 0.016526 | 556.4965 | 0.018723 | 656.1151 | 0.019196 | 655.7631 | 0.019311 | 648.3943 | 0.003244 | 655.7631 | 0.018832 | 558.4613 | 0.00023116 | 656.1151 | 0.021026 | 656.1151 | 0.015709 | 656.1151 | 0.0046125 | 656.1151 | 0.0043222 | 656.1151 | 0.0062949 | 656.1151 | 0.18851 | 558.4613 | 0.00018346 | 656.115 | 1.8618 | 655.7631 | 15.6692 | 835.1633 | 0.038849 | 655.7631 | 0.010044 | 834.5026 | 6.0969 | 835.1633 | 0.25772 | 648.777 | 0.75769
|  | 656.3467 | 0.01106 | 655.9951 | 0.007572 | 556.6127 | 0 | 656.3467 | -0.015324 | 655.9951 | -0.023931 | 648.624 | 0.0035072 | 655.9951 | -0.012928 | 558.5797 | 0.00043662 | 656.3468 | 0 | 656.3468 | -0.0032033 | 656.3468 | 0 | 656.3467 | 0.0013306 | 656.3468 | 0.0014263 | 656.3468 | 0.16964 | 558.5797 | 0.00043698 | 656.3467 | 1.7839 | 655.9951 | 15.9466 | 835.33 | 0.032768 | 655.9951 | -0.0057033 | 834.6694 | 6.0817 | 835.33 | 0.25944 | 649.0034 | 0.73585
|  | 656.5784 | 0.040854 | 656.2272 | 0.0069574 | 556.7289 | 0.0084479 | 656.5784 | 0.0080408 | 656.2272 | -0.011965 | 648.8538 | 0.0055391 | 656.2272 | 0.018207 | 558.698 | 0.00020993 | 656.5785 | 0.016046 | 656.5785 | -0.0035957 | 656.5785 | 0.0053196 | 656.5784 | 0.0042859 | 656.5785 | 0.0067218 | 656.5785 | 0.1834 | 558.698 | 0.00025352 | 656.5784 | 1.7358 | 656.2272 | 16.1473 | 835.4966 | 0.029046 | 656.2272 | 0.00061586 | 834.8363 | 6.1095 | 835.4966 | 0.25911 | 649.2299 | 0.72559
|  | 656.8102 | 0.018465 | 656.4592 | 0.0015651 | 556.8451 | 0 | 656.8102 | 0.0040319 | 656.4592 | -0.022465 | 649.0836 | 0.00015075 | 656.4592 | -0.011085 | 558.8164 | 0.00040849 | 656.8102 | 0 | 656.8102 | 0.0024007 | 656.8102 | 0 | 656.8102 | 0.00053943 | 656.8102 | 0 | 656.8102 | 0.15693 | 558.8164 | 0.00043698 | 656.8102 | 1.6465 | 656.4592 | 16.4006 | 835.6633 | 0.029137 | 656.4592 | -0.0067337 | 835.0032 | 6.1452 | 835.6633 | 0.25981 | 649.4563 | 0.72401
|  | 657.0419 | 0.035297 | 656.6913 | 0.01028 | 556.9613 | 0.01624 | 657.0419 | 0.0082444 | 656.6913 | -0.0079475 | 649.3134 | 0.0062818 | 656.6913 | 0.021344 | 558.9348 | 0.0002008 | 657.0419 | 0.015278 | 657.0419 | 0.019024 | 657.0419 | 0.0054813 | 657.0419 | 0.0043947 | 657.0419 | 0.0082126 | 657.0419 | 0.16874 | 558.9348 | 0.00018346 | 657.0419 | 1.6221 | 656.6913 | 16.6572 | 835.83 | 0.032541 | 656.6913 | 0.0017295 | 835.17 | 6.1372 | 835.83 | 0.25902 | 649.6828 | 0.72707
|  | 657.2736 | 0.011739 | 656.9233 | 0.0072805 | 557.0775 | 0 | 657.2736 | 0.0033607 | 656.9233 | -0.041487 | 649.5432 | 0.0021 | 656.9233 | -0.01288 | 559.0531 | 0.00041203 | 657.2736 | 0 | 657.2736 | -0.019942 | 657.2736 | 0 | 657.2736 | 0.0011966 | 657.2736 | 0.00058843 | 657.2736 | 0.15095 | 559.0531 | 0.00038696 | 657.2736 | 1.5545 | 656.9233 | 16.9962 | 835.9967 | 0.036716 | 656.9233 | -0.0055637 | 835.3369 | 6.0955 | 835.9967 | 0.2613 | 649.9092 | 0.73102
|  | 657.5053 | 0.051684 | 657.1554 | 0.01021 | 557.1937 | 0.014902 | 657.5053 | 0.026497 | 657.1554 | 0.010563 | 649.7729 | 0.0072368 | 657.1554 | 0.016677 | 559.1715 | 0.00021254 | 657.5053 | 0.0095143 | 657.5053 | 0.012852 | 657.5053 | 0.0046286 | 657.5053 | 0.0042196 | 657.5053 | 0.005682 | 657.5053 | 0.15802 | 559.1715 | 0.0002035 | 657.5053 | 1.5172 | 657.1554 | 17.2807 | 836.1634 | 0.036081 | 657.1554 | 0.0086094 | 835.5038 | 6.2348 | 836.1634 | 0.26185 | 650.1357 | 0.72633
|  | 657.7371 | 0.0088652 | 657.3875 | -0.0042895 | 557.3099 | 0 | 657.7371 | -0.018882 | 657.3875 | -0.02172 | 650.0028 | -0.0029651 | 657.3875 | -0.016648 | 559.2899 | 0.00044705 | 657.7371 | 0 | 657.7371 | 0.0041285 | 657.7371 | 0 | 657.7371 | 0.00083911 | 657.7371 | 0 | 657.7371 | 0.13337 | 559.2899 | 0.00037034 | 657.7371 | 1.4195 | 657.3875 | 17.3776 | 836.33 | 0.034946 | 657.3875 | -0.0023855 | 835.6707 | 6.1521 | 836.33 | 0.26418 | 650.3622 | 0.72187
|  | 657.9688 | 0.020779 | 657.6196 | 0.0051373 | 557.4262 | 0.017863 | 657.9688 | -0.012604 | 657.6196 | 0.00030886 | 650.2326 | 0.0063127 | 657.6196 | 0.01681 | 559.4083 | 0.00023601 | 657.9688 | 0.010134 | 657.9688 | -0.0094676 | 657.9688 | 0.0019959 | 657.9688 | 0.003519 | 657.9688 | 0.0047042 | 657.9688 | 0.14443 | 559.4083 | 0.00016684 | 657.9688 | 1.4064 | 657.6196 | 17.6092 | 836.4967 | 0.029046 | 657.6196 | 0.0016298 | 835.8375 | 6.1878 | 836.4967 | 0.26399 | 650.5887 | 0.73056
|  | 658.2006 | 0.0084731 | 657.8517 | 0.00040395 | 557.5424 | 0 | 658.2006 | 0.00024874 | 657.8517 | -0.020602 | 650.4625 | -0.00088363 | 657.8517 | -0.012103 | 559.5266 | 0.00045916 | 658.2006 | 0 | 658.2006 | 0.0029802 | 658.2006 | 0 | 658.2006 | 0.00069664 | 658.2006 | 0 | 658.2006 | 0.12743 | 559.5266 | 0.00038028 | 658.2006 | 1.3332 | 657.8517 | 17.7175 | 836.6634 | 0.029591 | 657.8517 | -0.0050653 | 836.0044 | 6.1744 | 836.6634 | 0.26608 | 650.8152 | 0.71044
|  | 658.4324 | 0.031778 | 658.0838 | 0.0056997 | 557.6586 | 0.013756 | 658.4324 | 0.018132 | 658.0838 | 0.022669 | 650.6923 | 0.0062381 | 658.0838 | 0.013079 | 559.645 | 0.00022539 | 658.4324 | 0.015099 | 658.4324 | 0.020691 | 658.4324 | 0.0036142 | 658.4324 | 0.0039677 | 658.4324 | 0.0063326 | 658.4324 | 0.13828 | 559.645 | 0.0002369 | 658.4324 | 1.3046 | 658.0838 | 17.7963 | 836.8301 | 0.03009 | 658.0838 | -0.00078934 | 836.1713 | 6.2809 | 836.8301 | 0.26701 | 651.0417 | 0.71876
|  | 658.6641 | -0.012276 | 658.3159 | 0.0023089 | 557.7749 | 0 | 658.6641 | -0.00053414 | 658.3159 | -0.027198 | 650.9222 | -0.00086037 | 658.3159 | -0.011326 | 559.7634 | 0.00045022 | 658.6641 | 0 | 658.6641 | 0.0048767 | 658.6641 | 0 | 658.6641 | 0.00040798 | 658.6641 | 0 | 658.6641 | 0.11486 | 559.7634 | 0.00042036 | 658.6641 | 1.232 | 658.316 | 17.7678 | 836.9968 | 0.031134 | 658.3159 | 0.0035771 | 836.3382 | 6.2477 | 836.9968 | 0.2698 | 651.2682 | 0.71983
|  | 658.8959 | 0.03849 | 658.5481 | 0.004096 | 557.8911 | 0.010603 | 658.8959 | -0.0089582 | 658.5481 | -0.012376 | 651.152 | 0.005366 | 658.5481 | 0.012769 | 559.8818 | 0.00022762 | 658.8959 | 0.005281 | 658.8959 | 0.014836 | 658.8959 | 0.0023077 | 658.8959 | 0.0031766 | 658.8959 | 0.0046097 | 658.8959 | 0.13208 | 559.8818 | 0.00021018 | 658.8959 | 1.2286 | 658.5481 | 18.2386 | 837.1635 | 0.032087 | 658.5481 | 0.0019324 | 836.5051 | 6.333 | 837.1635 | 0.27059 | 651.4948 | 0.68884
|  | 659.1277 | 0.024549 | 658.7802 | 0.00092591 | 558.0074 | 0 | 659.1277 | 0.011729 | 658.7802 | -0.033733 | 651.3819 | -0.0021699 | 658.7802 | -0.013336 | 560.0002 | 0.00045488 | 659.1278 | 0 | 659.1278 | -0.00067407 | 659.1278 | 0 | 659.1277 | 0.0001147 | 659.1278 | 0 | 659.1278 | 0.11407 | 560.0002 | 0.00042036 | 659.1277 | 1.1654 | 658.7802 | 18.4398 | 837.3302 | 0.0295 | 658.7802 | -0.00010512 | 836.672 | 6.2776 | 837.3302 | 0.2724 | 651.7214 | 0.69038
|  | 659.3596 | 0.026536 | 659.0124 | 0.0082857 | 558.1236 | 0.0091104 | 659.3596 | 0.017218 | 659.0124 | 0.026765 | 651.6118 | 0.0043784 | 659.0124 | 0.017955 | 560.1186 | 0.0002293 | 659.3596 | 0.02011 | 659.3596 | 0.01479 | 659.3596 | 0.0044929 | 659.3596 | 0.0041032 | 659.3596 | 0.0067416 | 659.3596 | 0.12498 | 560.1186 | 0.00024187 | 659.3596 | 1.138 | 659.0124 | 18.6745 | 837.4969 | 0.028638 | 659.0124 | 0.011456 | 836.8389 | 6.3021 | 837.4969 | 0.27268 | 651.9479 | 0.70705
|  | 659.5914 | 0.034325 | 659.2446 | -0.00068177 | 558.2399 | 0 | 659.5914 | -0.0046402 | 659.2446 | -0.040967 | 651.8417 | 0.0010067 | 659.2446 | -0.018441 | 560.237 | 0.00044239 | 659.5914 | 0 | 659.5914 | -0.016989 | 659.5914 | 0 | 659.5914 | 0 | 659.5914 | 0 | 659.5914 | 0.10583 | 560.237 | 0.00047209 | 659.5914 | 1.0643 | 659.2446 | 18.6613 | 837.6637 | 0.02832 | 659.2446 | -0.0056137 | 837.0058 | 6.3567 | 837.6637 | 0.27477 | 652.1744 | 0.69934
|  | 659.8232 | 0.032864 | 659.4767 | 0.0093905 | 558.3561 | 0.0091104 | 659.8232 | 0.019589 | 659.4767 | 0.016642 | 652.0716 | 0.0015022 | 659.4767 | 0.014522 | 560.3554 | 0.00021514 | 659.8232 | 0.011666 | 659.8232 | 0.0057763 | 659.8232 | 0.003831 | 659.8232 | 0.0041625 | 659.8232 | 0.0036217 | 659.8232 | 0.11493 | 560.3554 | 0.00023844 | 659.8232 | 1.0613 | 659.4767 | 18.9751 | 837.8304 | 0.022647 | 659.4767 | 0.0077291 | 837.1727 | 6.383 | 837.8304 | 0.27532 | 652.4011 | 0.70399
|  | 660.0551 | 0.010561 | 659.7089 | 0.0016995 | 558.4724 | 0 | 660.0551 | -0.023018 | 659.7089 | -0.0047189 | 652.3015 | -0.0031915 | 659.7089 | -0.010839 | 560.4738 | 0.00044593 | 660.0551 | 0 | 660.0551 | 0.0056362 | 660.0551 | 0 | 660.0551 | 0.00080824 | 660.0551 | 0 | 660.0551 | 0.097844 | 560.4738 | 0.00047706 | 660.0551 | 1.0171 | 659.7089 | 19.2622 | 837.9971 | 0.033176 | 659.7089 | 0.0069709 | 837.3397 | 6.391 | 837.9971 | 0.27714 | 652.6276 | 0.69674
|  | 660.2869 | 0.039516 | 659.9411 | 0.0076309 | 558.5887 | 0.015284 | 660.2869 | 0.022636 | 659.9411 | 0.0076605 | 652.5314 | 0.0033627 | 659.9411 | 0.015852 | 560.5922 | 0.00023321 | 660.2869 | 0.0061785 | 660.2869 | 0.027215 | 660.2869 | 0.0035418 | 660.2869 | 0.0031765 | 660.2869 | 0.0040572 | 660.2869 | 0.1091 | 560.5922 | 0.00024684 | 660.2869 | 1.0041 | 659.9411 | 19.4599 | 838.1638 | 0.0236 | 659.9411 | 0.0071999 | 837.5066 | 6.4284 | 838.1638 | 0.27746 | 652.8542 | 0.68582
|  | 660.5188 | 0.030322 | 660.1733 | 0.006904 | 558.705 | 0 | 660.5188 | -0.015658 | 660.1733 | -0.015555 | 652.7614 | -0.00067993 | 660.1733 | -0.011214 | 560.7106 | 0.00044277 | 660.5188 | 0 | 660.5188 | 0.00033606 | 660.5188 | 0 | 660.5188 | 0.00094901 | 660.5188 | 0 | 660.5188 | 0.099493 | 560.7106 | 0.00042036 | 660.5188 | 0.93722 | 660.1733 | 19.5283 | 838.3306 | 0.024417 | 660.1733 | 0.0018193 | 837.6735 | 6.4088 | 838.3306 | 0.28029 | 653.0808 | 0.68791
|  | 660.7507 | 0.032782 | 660.4056 | 0.0042718 | 558.8213 | 0.0097437 | 660.7507 | -0.00037485 | 660.4056 | 0.021758 | 652.9913 | -0.00011379 | 660.4056 | 0.014401 | 560.829 | 0.00021198 | 660.7507 | 0.011023 | 660.7507 | 0.015155 | 660.7507 | 0.0018189 | 660.7507 | 0.0030439 | 660.7507 | 0.0030843 | 660.7507 | 0.10394 | 560.829 | 0.0001802 | 660.7507 | 0.92562 | 660.4056 | 19.6082 | 838.4973 | 0.035854 | 660.4056 | 0.00020537 | 837.8405 | 6.478 | 838.4973 | 0.28141 | 653.3074 | 0.68671
|  | 660.9826 | 0.030327 | 660.6378 | 0.0068271 | 558.9376 | 0 | 660.9826 | -0.0092765 | 660.6378 | -0.014222 | 653.2213 | -0.00020803 | 660.6378 | -0.010543 | 560.9474 | 0.00042675 | 660.9826 | 0 | 660.9826 | -0.0054373 | 660.9826 | 0 | 660.9826 | 0.00099599 | 660.9826 | 0 | 660.9826 | 0.086554 | 560.9474 | 0.00040032 | 660.9826 | 0.88837 | 660.6378 | 19.8142 | 838.664 | 0.021149 | 660.6378 | -0.0035118 | 838.0074 | 6.4654 | 838.664 | 0.28471 | 653.5341 | 0.67732
|  | 661.2145 | 0.027512 | 660.87 | 0.0053521 | 559.0539 | 0.0067914 | 661.2145 | 0.013941 | 660.87 | 0.024144 | 653.4512 | 0.0031245 | 660.87 | 0.016258 | 561.0659 | 0.00021645 | 661.2145 | 0.015264 | 661.2145 | 0.015952 | 661.2145 | 0.0036101 | 661.2145 | 0.0036381 | 661.2145 | 0.0047664 | 661.2145 | 0.1007 | 561.0659 | 0.00023022 | 661.2145 | 0.86469 | 660.87 | 19.9447 | 838.8308 | 0.027912 | 660.87 | 0.0038373 | 838.1743 | 6.5308 | 838.8308 | 0.28508 | 653.7607 | 0.67658
|  | 661.4464 | 0.021205 | 661.1023 | 7.6608e-05 | 559.1702 | 0 | 661.4464 | -0.00043172 | 661.1023 | -0.028939 | 653.6812 | 0.00019045 | 661.1023 | -0.013827 | 561.1843 | 0.00040421 | 661.4464 | 0 | 661.4464 | -0.011816 | 661.4464 | 0 | 661.4464 | 0.00069361 | 661.4464 | 0 | 661.4464 | 0.08388 | 561.1843 | 0.0004303 | 661.4464 | 0.83064 | 661.1023 | 20.3064 | 838.9975 | 0.019924 | 661.1023 | -0.0054039 | 838.3413 | 6.503 | 838.9975 | 0.28801 | 653.9873 | 0.68987
|  | 661.6783 | 0.050663 | 661.3346 | 0.0077303 | 559.2865 | 0.014042 | 661.6783 | -0.011667 | 661.3346 | 0.0034754 | 653.9111 | 0.006395 | 661.3346 | 0.014317 | 561.3027 | 0.00019223 | 661.6783 | 0.0107 | 661.6783 | -0.01151 | 661.6783 | 0.0034309 | 661.6783 | 0.0037871 | 661.6783 | 0.0036356 | 661.6783 | 0.0915 | 561.3027 | 0.00020675 | 661.6783 | 0.80967 | 661.3346 | 20.1191 | 839.1642 | 0.026596 | 661.3346 | -0.0010712 | 838.5082 | 6.5878 | 839.1642 | 0.28847 | 654.2139 | 0.67286
|  | 661.9103 | 0.023024 | 661.5668 | 0.0027995 | 559.4028 | 0 | 661.9103 | -0.0091535 | 661.5668 | -0.02822 | 654.1412 | 0.00045768 | 661.5668 | -0.011447 | 561.4211 | 0.00042544 | 661.9103 | 0 | 661.9103 | -0.0091757 | 661.9103 | 0 | 661.9103 | 0 | 661.9103 | 0 | 661.9103 | 0.078125 | 561.4211 | 0.00039706 | 661.9103 | 0.76872 | 661.5668 | 20.2443 | 839.331 | 0.021376 | 661.5668 | -0.0067354 | 838.6752 | 6.5178 | 839.331 | 0.29163 | 654.4406 | 0.65819
|  | 662.1422 | 0.0028689 | 661.7991 | 0.009445 | 559.5191 | 0.01175 | 662.1422 | -0.0017347 | 661.7991 | 0.0042271 | 654.3712 | 0.005082 | 661.7991 | 0.015614 | 561.5396 | 0.00023861 | 662.1422 | 0.0083948 | 662.1422 | 0.015575 | 662.1422 | 0.0041893 | 662.1422 | 0.0036049 | 662.1422 | 0.0050415 | 662.1422 | 0.090648 | 561.5396 | 0.00019357 | 662.1422 | 0.75194 | 661.7991 | 20.2064 | 839.4977 | 0.0236 | 661.7991 | 0.011579 | 838.8421 | 6.5996 | 839.4977 | 0.29256 | 654.6673 | 0.67695
|  | 662.3741 | 0.004291 | 662.0314 | 0.008838 | 559.6355 | 0 | 662.3741 | -0.025262 | 662.0314 | -0.044749 | 654.6011 | -0.003574 | 662.0314 | -0.01351 | 561.658 | 0.00045413 | 662.3742 | 0 | 662.3742 | -0.0036185 | 662.3742 | 0 | 662.3741 | 0.0010386 | 662.3742 | 0.00043551 | 662.3742 | 0.072676 | 561.658 | 0.00041693 | 662.3741 | 0.71321 | 662.0314 | 20.2445 | 839.6645 | 0.020832 | 662.0314 | -0.0039076 | 839.0091 | 6.5858 | 839.6645 | 0.29511 | 654.8939 | 0.66427
|  | 662.6061 | 0.01516 | 662.2637 | 0.0080045 | 559.7518 | 0.0084479 | 662.6061 | 0.0042703 | 662.2637 | 0.020437 | 654.8312 | 0.0071262 | 662.2637 | 0.015271 | 561.7764 | 0.00022036 | 662.6061 | 0.01528 | 662.6061 | 0.012298 | 662.6061 | 0.0034524 | 662.6061 | 0.0043938 | 662.6061 | 0.0038005 | 662.6061 | 0.083989 | 561.7764 | 0.00022354 | 662.6061 | 0.71074 | 662.2637 | 20.3369 | 839.8312 | 0.030816 | 662.2637 | 0.0099109 | 839.176 | 6.7186 | 839.8312 | 0.29516 | 655.1206 | 0.6619
|  | 662.8381 | 0.021905 | 662.496 | 0.0079642 | 559.8682 | 0 | 662.8381 | -0.026658 | 662.496 | -0.034373 | 655.0612 | -0.0036171 | 662.496 | -0.012454 | 561.8949 | 0.00044239 | 662.8381 | 0 | 662.8381 | 0.0132 | 662.8381 | 0 | 662.8381 | 0.0003442 | 662.8381 | 0.00077182 | 662.8381 | 0.067607 | 561.8949 | 0.00039706 | 662.8381 | 0.66856 | 662.496 | 20.3626 | 839.998 | 0.023146 | 662.496 | -0.0020842 | 839.343 | 6.6668 | 839.998 | 0.29683 | 655.3474 | 0.64736
|  | 663.0701 | 0.018974 | 662.7284 | 0.0019686 | 559.9845 | 0.001822 | 663.0701 | 0.0043568 | 662.7284 | -0.0080435 | 655.2913 | 0.0026416 | 662.7284 | 0.016799 | 562.0133 | 0.0002239 | 663.0701 | 0.011129 | 663.0701 | 0.025152 | 663.0701 | 0.0026487 | 663.0701 | 0.0025647 | 663.0701 | 0.0041329 | 663.0701 | 0.079197 | 562.0133 | 0.00017352 | 663.0701 | 0.66066 | 662.7283 | 20.3153 | 840.1648 | 0.018517 | 662.7284 | -0.0027691 | 839.51 | 6.7259 | 840.1648 | 0.29725 | 655.574 | 0.65544
|  | 663.3021 | 0.0062889 | 662.9607 | 0.0036284 | 560.1009 | 0 | 663.3021 | -0.0050428 | 662.9607 | -0.029654 | 655.5213 | -0.002628 | 662.9607 | -0.013391 | 562.1318 | 0.00044109 | 663.3021 | 0 | 663.3021 | -0.0034564 | 663.3021 | 0 | 663.3021 | 8.8455e-06 | 663.3021 | 0 | 663.3021 | 0.067894 | 562.1318 | 0.00035698 | 663.3021 | 0.62637 | 662.9607 | 20.3316 | 840.3315 | 0.02124 | 662.9607 | 0.00046533 | 839.6769 | 6.6906 | 840.3315 | 0.29911 | 655.8007 | 0.64848
|  | 663.5341 | 0.041958 | 663.193 | 0.0087342 | 560.2172 | 0.015284 | 663.5341 | -0.0027058 | 663.193 | 0.024151 | 655.7513 | 0.0074394 | 663.193 | 0.015054 | 562.2502 | 0.00021812 | 663.5341 | 0.017319 | 663.5341 | 0.0058481 | 663.5341 | 0.0051725 | 663.5341 | 0.0034572 | 663.5341 | 0.0050645 | 663.5341 | 0.07757 | 562.2502 | 0.00019357 | 663.5341 | 0.62489 | 663.193 | 20.3479 | 840.4983 | 0.023872 | 663.193 | 0.0040808 | 839.8439 | 6.7446 | 840.4983 | 0.29906 | 656.0275 | 0.64541
|  | 663.7661 | 0.035244 | 663.4254 | -0.0033428 | 560.3336 | 0 | 663.7661 | -0.023965 | 663.4254 | -0.029928 | 655.9814 | -0.004247 | 663.4254 | -0.010935 | 562.3687 | 0.00045022 | 663.7661 | 0 | 663.7661 | -0.0025054 | 663.7661 | 0 | 663.7661 | 0.00041883 | 663.7661 | 0 | 663.7661 | 0.060492 | 562.3687 | 0.000407 | 663.7661 | 0.58813 | 663.4254 | 20.171 | 840.6651 | 0.024508 | 663.4254 | -0.0035734 | 840.0109 | 6.7801 | 840.6651 | 0.29985 | 656.2542 | 0.65099
|  | 663.9982 | 0.017187 | 663.6578 | 0.0068238 | 560.4499 | 0.0091104 | 663.9982 | -0.0049778 | 663.6578 | -0.0057458 | 656.2115 | 0.0018125 | 663.6578 | 0.01479 | 562.4871 | 0.00023377 | 663.9981 | 0.012723 | 663.9981 | 0.0057218 | 663.9981 | 0.0026236 | 663.9982 | 0.0029651 | 663.9981 | 0.0034901 | 663.9981 | 0.074961 | 562.4871 | 0.00022354 | 663.9982 | 0.59208 | 663.6577 | 20.3235 | 840.8319 | 0.029455 | 663.6578 | 0.010296 | 840.1779 | 6.8055 | 840.8319 | 0.29999 | 656.4809 | 0.643
|  | 664.2302 | 0.0097885 | 663.8901 | 0.004252 | 560.5663 | 0 | 664.2302 | -0.021988 | 663.8901 | -0.029551 | 656.4416 | -0.0017823 | 663.8901 | -0.01028 | 562.6056 | 0.00043941 | 664.2302 | 0 | 664.2302 | -0.013258 | 664.2302 | 0 | 664.2302 | 0.00022495 | 664.2302 | 0 | 664.2302 | 0.054455 | 562.6056 | 0.00041025 | 664.2302 | 0.55236 | 663.8901 | 19.9447 | 840.9986 | 0.027186 | 663.8901 | -0.0039008 | 840.3448 | 6.767 | 840.9986 | 0.30222 | 656.7076 | 0.62553
|  | 664.4622 | 0.035135 | 664.1225 | 0.0084738 | 560.6827 | 0.016431 | 664.4622 | -0.0012136 | 664.1225 | -0.0058301 | 656.6717 | 0.0035295 | 664.1225 | 0.01871 | 562.724 | 0.00020676 | 664.4622 | 0.011396 | 664.4622 | 0.0039915 | 664.4622 | 0.0052623 | 664.4622 | 0.0040207 | 664.4622 | 0.0055523 | 664.4622 | 0.069479 | 562.724 | 0.00019682 | 664.4622 | 0.5499 | 664.1225 | 19.8623 | 841.1654 | 0.028592 | 664.1225 | -0.00082069 | 840.5118 | 6.8651 | 841.1654 | 0.30371 | 656.9344 | 0.63905
|  | 664.6943 | 0.010783 | 664.3549 | 0.005922 | 560.7991 | 0 | 664.6943 | -0.0017915 | 664.3549 | -0.011556 | 656.9018 | -0.0022031 | 664.3549 | -0.012524 | 562.8425 | 0.00041166 | 664.6943 | 0 | 664.6943 | -0.0036604 | 664.6943 | 0.0011361 | 664.6943 | 0.0018347 | 664.6943 | 0 | 664.6943 | 0.057677 | 562.8425 | 0.00034019 | 664.6943 | 0.5193 | 664.3549 | 19.7132 | 841.3322 | 0.020514 | 664.3549 | -0.0041916 | 840.6788 | 6.8056 | 841.3322 | 0.30608 | 657.1612 | 0.62009
|  | 664.9264 | 0.0041539 | 664.5873 | 0.0060456 | 560.9155 | 0.0084479 | 664.9264 | 0.0039966 | 664.5873 | 0.0152 | 657.1319 | 0.0047935 | 664.5873 | 0.012244 | 562.961 | 0.00020676 | 664.9264 | 0.010507 | 664.9264 | 0.0096418 | 664.9264 | 0.0015216 | 664.9264 | 0.0035155 | 664.9264 | 0.0036158 | 664.9264 | 0.060017 | 562.961 | 0.0001468 | 664.9264 | 0.51116 | 664.5873 | 19.5259 | 841.499 | 0.022193 | 664.5873 | -0.0026914 | 840.8458 | 6.9357 | 841.499 | 0.30677 | 657.3879 | 0.62311
|  | 665.1584 | -0.00097726 | 664.8197 | 0.0080677 | 561.0319 | 0 | 665.1584 | -0.0020421 | 664.8197 | -0.017307 | 657.3621 | -0.0033632 | 664.8197 | -0.0093756 | 563.0794 | 0.00042377 | 665.1584 | 0 | 665.1584 | 0.00081535 | 665.1584 | 0.00055183 | 665.1584 | 0.0015561 | 665.1584 | 0.0010052 | 665.1584 | 0.049674 | 563.0794 | 0.00036024 | 665.1585 | 0.47761 | 664.8197 | 19.3522 | 841.6658 | 0.024871 | 664.8197 | -0.0026207 | 841.0128 | 6.9171 | 841.6658 | 0.30826 | 657.6147 | 0.61995
|  | 665.3906 | 0.041089 | 665.0522 | 0.008851 | 561.1483 | 0.01175 | 665.3906 | 0.0098558 | 665.0522 | 0.012524 | 657.5922 | 0.0067803 | 665.0522 | 0.017759 | 563.1979 | 0.0002185 | 665.3905 | 0.019842 | 665.3905 | 0.0019612 | 665.3905 | 0.0040136 | 665.3906 | 0.004003 | 665.3905 | 0.0048613 | 665.3905 | 0.065157 | 563.1979 | 0.00021686 | 665.3906 | 0.48008 | 665.0522 | 19.1683 | 841.8326 | 0.021785 | 665.0522 | 0.0027762 | 841.1798 | 6.9142 | 841.8326 | 0.30868 | 657.8415 | 0.61647
|  | 665.6226 | 0.017731 | 665.2846 | 0.00024737 | 561.2647 | 0 | 665.6226 | -0.031152 | 665.2846 | -0.013304 | 657.8223 | -0.0028305 | 665.2846 | -0.014429 | 563.3164 | 0.00043923 | 665.6226 | 0 | 665.6226 | 0.00035521 | 665.6226 | 0 | 665.6226 | 0.00019785 | 665.6226 | 0 | 665.6226 | 0.046752 | 563.3164 | 0.00038696 | 665.6226 | 0.44974 | 665.2846 | 18.9168 | 841.9994 | 0.023782 | 665.2846 | -0.0067603 | 841.3468 | 6.9708 | 841.9994 | 0.3103 | 658.0684 | 0.60495
|  | 665.8547 | 0.03277 | 665.5171 | -0.0019252 | 561.3811 | 0.0054662 | 665.8547 | -0.0032019 | 665.5171 | -0.0010176 | 658.0525 | 0.0072369 | 665.5171 | 0.013862 | 563.4349 | 0.00022241 | 665.8548 | 0.0091501 | 665.8548 | 0.0073591 | 665.8548 | 0.004222 | 665.8547 | 0.0029604 | 665.8548 | 0.00069167 | 665.8548 | 0.059175 | 563.4349 | 0.00017352 | 665.8547 | 0.45911 | 665.5171 | 18.7617 | 842.1662 | 0.023555 | 665.5171 | 0.0050329 | 841.5139 | 7.044 | 842.1662 | 0.31053 | 658.2952 | 0.6017
|  | 666.0869 | -0.01248 | 665.7495 | 0.0038116 | 561.4975 | 0 | 666.0869 | -0.0018129 | 665.7495 | -0.010634 | 658.2827 | -0.005069 | 665.7495 | -0.013461 | 563.5534 | 0.00046065 | 666.0869 | 0 | 666.0869 | -0.0032469 | 666.0869 | 0 | 666.0869 | 0.00053228 | 666.0869 | 0 | 666.0869 | 0.046816 | 563.5534 | 0.00034687 | 666.0869 | 0.41766 | 665.7495 | 18.4626 | 842.333 | 0.024508 | 665.7495 | -0.0069239 | 841.6809 | 7.0608 | 842.333 | 0.31309 | 658.522 | 0.59589
|  | 666.319 | 0.033458 | 665.982 | 0.0084235 | 561.614 | 0.01089 | 666.319 | 0.010369 | 665.982 | 0.020694 | 658.5128 | 0.0029965 | 665.982 | 0.014221 | 563.6718 | 0.00023973 | 666.319 | 0.011871 | 666.319 | 0.011078 | 666.319 | 0.0024837 | 666.319 | 0.0029698 | 666.319 | 0.0037675 | 666.319 | 0.059395 | 563.6718 | 0.00017352 | 666.319 | 0.42507 | 665.982 | 18.2052 | 842.4998 | 0.023237 | 665.982 | 0.0082827 | 841.8479 | 6.999 | 842.4998 | 0.31407 | 658.7488 | 0.59919
|  | 666.5511 | 0.014807 | 666.2145 | 0.0049893 | 561.7304 | 0 | 666.5511 | -0.0036093 | 666.2145 | -0.036523 | 658.743 | -0.0042988 | 666.2145 | -0.012446 | 563.7903 | 0.00043327 | 666.5512 | 0 | 666.5512 | 0.0049729 | 666.5512 | 0 | 666.5511 | 0.00028477 | 666.5512 | 0 | 666.5512 | 0.043561 | 563.7903 | 0.00034687 | 666.5512 | 0.39694 | 666.2145 | 17.8427 | 842.6666 | 0.020741 | 666.2145 | -0.00096486 | 842.0149 | 7.131 | 842.6666 | 0.31764 | 658.9756 | 0.60175
|  | 666.7833 | 0.029449 | 666.447 | 0.009365 | 561.8468 | 0.013087 | 666.7833 | 0.018069 | 666.447 | 0.01958 | 658.9732 | 0.00058188 | 666.447 | 0.014394 | 563.9088 | 0.00019428 | 666.7833 | 0.012838 | 666.7833 | 0.0051527 | 666.7833 | 0.0029215 | 666.7833 | 0.0039302 | 666.7833 | 0.0034443 | 666.7833 | 0.051681 | 563.9088 | 0.00017352 | 666.7833 | 0.40212 | 666.447 | 17.5711 | 842.8334 | 0.025552 | 666.447 | 0.0010346 | 842.1819 | 7.1191 | 842.8334 | 0.31904 | 659.2025 | 0.60672
|  | 667.0155 | -0.0068579 | 666.6795 | -0.00067321 | 561.9633 | 0 | 667.0155 | -0.025971 | 666.6795 | -0.018157 | 659.2034 | -0.0021151 | 666.6795 | -0.014019 | 564.0273 | 0.00042675 | 667.0155 | 0 | 667.0155 | -0.0048938 | 667.0155 | 0 | 667.0155 | 0 | 667.0155 | 0 | 667.0155 | 0.040253 | 564.0273 | 0.0003085 | 667.0155 | 0.3698 | 666.6795 | 17.219 | 843.0002 | 0.028002 | 666.6795 | -9.8118e-05 | 842.349 | 7.1312 | 843.0002 | 0.32294 | 659.4294 | 0.58103
|  | 667.2477 | 0.044773 | 666.912 | 0.0040864 | 562.0797 | 0.016048 | 667.2477 | 0.0063914 | 666.912 | 0.011308 | 659.4337 | 0.0017028 | 666.912 | 0.011266 | 564.1458 | 0.00023284 | 667.2477 | 0.008407 | 667.2477 | 0.019585 | 667.2477 | 0.0023441 | 667.2477 | 0.0025138 | 667.2477 | 0.0034216 | 667.2477 | 0.051662 | 564.1458 | 0.00013515 | 667.2477 | 0.38115 | 666.912 | 16.8641 | 843.1671 | 0.021649 | 666.912 | 0.0035066 | 842.516 | 7.2141 | 843.1671 | 0.32447 | 659.6562 | 0.59041
|  | 667.4799 | 0.00073455 | 667.1445 | 0.00396 | 562.1962 | 0 | 667.4799 | 2.9969e-06 | 667.1445 | -0.018521 | 659.6639 | -0.00011584 | 667.1445 | -0.011214 | 564.2643 | 0.00045003 | 667.4798 | 0 | 667.4798 | 0.0071217 | 667.4798 | 0 | 667.4799 | 0.00056684 | 667.4798 | 0 | 667.4798 | 0.036674 | 564.2643 | 0.00031861 | 667.4799 | 0.34834 | 667.1445 | 16.4866 | 843.3339 | 0.016747 | 667.1445 | -0.0044053 | 842.683 | 7.1807 | 843.3339 | 0.3274 | 659.8831 | 0.58279
|  | 667.712 | 0.0056538 | 667.377 | 0.0057346 | 562.3126 | 0.014902 | 667.712 | 0.01245 | 667.377 | 0.0049988 | 659.8941 | 0.0017691 | 667.377 | 0.015819 | 564.3828 | 0.00021775 | 667.712 | 0.0079611 | 667.712 | 0.0076185 | 667.712 | 0.0030062 | 667.712 | 0.0034134 | 667.712 | 0.0026254 | 667.712 | 0.050279 | 564.3828 | 0.00018346 | 667.712 | 0.3624 | 667.377 | 16.0795 | 843.5007 | 0.021059 | 667.377 | 0.0040065 | 842.8501 | 7.1613 | 843.5007 | 0.32754 | 660.11 | 0.57638
|  | 667.9442 | 0.017921 | 667.6096 | 0.0001542 | 562.4291 | 0 | 667.9442 | 0.0063247 | 667.6096 | -0.045504 | 660.1243 | -0.0012984 | 667.6096 | -0.01763 | 564.5013 | 0.00045264 | 667.9442 | 0 | 667.9442 | -0.0042982 | 667.9442 | 0 | 667.9442 | 0 | 667.9442 | 0 | 667.9442 | 0.035225 | 564.5013 | 0.000327 | 667.9442 | 0.32293 | 667.6096 | 15.6733 | 843.6675 | 0.025552 | 667.6096 | -0.0056291 | 843.0171 | 7.2298 | 843.6675 | 0.32828 | 660.3369 | 0.56914
|  | 668.1765 | 0.033113 | 667.8421 | 0.0034992 | 562.5456 | 0.010412 | 668.1765 | -0.0026416 | 667.8421 | 0.02208 | 660.3546 | 0.0048083 | 667.8421 | 0.010824 | 564.6198 | 0.00023545 | 668.1765 | 0.012768 | 668.1765 | 0.0073157 | 668.1765 | 0.0034647 | 668.1765 | 0.0033614 | 668.1765 | 0.0050475 | 668.1765 | 0.045299 | 564.6198 | 0.00014337 | 668.1765 | 0.33551 | 667.8421 | 15.2746 | 843.8344 | 0.025552 | 667.8421 | 0.0057486 | 843.1842 | 7.3179 | 843.8344 | 0.32786 | 660.5638 | 0.56928
|  | 668.4087 | 0.021727 | 668.0747 | 0.0011059 | 562.6621 | 0 | 668.4087 | -0.023788 | 668.0747 | -0.019524 | 660.5848 | -0.0024046 | 668.0747 | -0.013439 | 564.7383 | 0.00045394 | 668.4087 | 0 | 668.4087 | -0.00063292 | 668.4087 | 0 | 668.4087 | 0 | 668.4087 | 0 | 668.4087 | 0.033502 | 564.7383 | 0.00035698 | 668.4087 | 0.30468 | 668.0747 | 14.8303 | 844.0012 | 0.020106 | 668.0747 | -0.00076688 | 843.3512 | 7.318 | 844.0012 | 0.32977 | 660.7907 | 0.56012
|  | 668.6409 | 0.023178 | 668.3072 | 0.008529 | 562.7785 | 0.013087 | 668.6409 | 0.010671 | 668.3072 | -0.0053784 | 660.8151 | 0.002384 | 668.3072 | 0.011907 | 564.8569 | 0.00021905 | 668.6409 | 0.01089 | 668.6409 | 0.00022919 | 668.6409 | 0.0039121 | 668.6409 | 0.0029159 | 668.6409 | 0.002894 | 668.6409 | 0.048616 | 564.8569 | 0.00021343 | 668.6409 | 0.31627 | 668.3072 | 14.4462 | 844.168 | 0.030226 | 668.3072 | 0.0057414 | 843.5183 | 7.379 | 844.168 | 0.33111 | 661.0176 | 0.56356
|  | 668.8732 | 0.019318 | 668.5398 | 0.0010578 | 562.895 | 0 | 668.8732 | -0.015155 | 668.5398 | -0.030451 | 661.0454 | -0.0024215 | 668.5398 | -0.015221 | 564.9754 | 0.00041278 | 668.8732 | 0 | 668.8732 | -0.00079835 | 668.8732 | 0 | 668.8732 | 0 | 668.8732 | 0 | 668.8732 | 0.029412 | 564.9754 | 0.00038696 | 668.8732 | 0.28617 | 668.5398 | 14.0198 | 844.3349 | 0.024508 | 668.5398 | -0.0059452 | 843.6853 | 7.4345 | 844.3349 | 0.33344 | 661.2446 | 0.54925
|  | 669.1054 | 0.030398 | 668.7724 | 0.0067842 | 563.0115 | 0.013278 | 669.1054 | 0.0089988 | 668.7724 | 0.019793 | 661.2757 | 0.0024706 | 668.7724 | 0.011652 | 565.0939 | 0.00019689 | 669.1054 | 0.0053129 | 669.1054 | 0.027245 | 669.1054 | 0.0034165 | 669.1054 | 0.0028465 | 669.1054 | 0.0049253 | 669.1054 | 0.041824 | 565.0939 | 0.00017352 | 669.1054 | 0.29974 | 668.7724 | 13.6156 | 844.5017 | 0.021649 | 668.7724 | 0.0035779 | 843.8524 | 7.4931 | 844.5017 | 0.33427 | 661.4715 | 0.55785
|  | 669.3377 | 0.0087431 | 669.005 | 0.0028534 | 563.128 | 0 | 669.3377 | -0.0014389 | 669.005 | -0.029295 | 661.506 | -0.0024227 | 669.005 | -0.0086973 | 565.2124 | 0.00040365 | 669.3377 | 0 | 669.3377 | 0.0052585 | 669.3377 | 0 | 669.3377 | 1.7124e-05 | 669.3377 | 0 | 669.3377 | 0.035825 | 565.2124 | 0.00034687 | 669.3377 | 0.26989 | 669.005 | 13.1831 | 844.6686 | 0.017292 | 669.005 | -0.0078998 | 844.0195 | 7.5374 | 844.6686 | 0.33632 | 661.6984 | 0.55353
|  | 669.57 | 0.035616 | 669.2376 | 0.010571 | 563.2445 | 0.017386 | 669.57 | -0.020453 | 669.2376 | 0.011164 | 661.7363 | 0.0019132 | 669.2376 | 0.016289 | 565.3309 | 0.00020993 | 669.57 | 0.020907 | 669.57 | 0.014827 | 669.57 | 0.0039916 | 669.57 | 0.0040637 | 669.57 | 0.0040684 | 669.57 | 0.044362 | 565.3309 | 0.00017352 | 669.57 | 0.28346 | 669.2376 | 12.7649 | 844.8355 | 0.026006 | 669.2376 | 0.0068366 | 844.1866 | 7.6349 | 844.8355 | 0.33757 | 661.9254 | 0.5533
|  | 669.8022 | 0.018489 | 669.4703 | 0.0037684 | 563.361 | 0 | 669.8022 | -0.010196 | 669.4703 | -0.037959 | 661.9666 | -0.0017961 | 669.4703 | -0.015996 | 565.4495 | 0.00039713 | 669.8023 | 0 | 669.8023 | 0.0024989 | 669.8023 | 0 | 669.8022 | 0.00065005 | 669.8023 | 0 | 669.8023 | 0.02103 | 565.4495 | 0.00033694 | 669.8022 | 0.24769 | 669.4703 | 12.3265 | 845.0023 | 0.018744 | 669.4703 | -0.0054623 | 844.3536 | 7.5541 | 845.0023 | 0.33938 | 662.1523 | 0.5402
|  | 670.0345 | 0.040268 | 669.7029 | 0.007563 | 563.4776 | 0.021493 | 670.0345 | 0.0090342 | 669.7029 | 0.0022249 | 662.197 | 0.0043467 | 669.7029 | 0.014524 | 565.568 | 0.00019093 | 670.0346 | 0.0061924 | 670.0346 | 0.01184 | 670.0346 | 0.0040406 | 670.0345 | 0.0025788 | 670.0346 | 0.0042255 | 670.0346 | 0.033675 | 565.568 | 0.00016342 | 670.0345 | 0.25904 | 669.7029 | 11.9125 | 845.1692 | 0.015885 | 669.7029 | 0.00057444 | 844.5207 | 7.6726 | 845.1692 | 0.34008 | 662.3793 | 0.54368
|  | 670.2669 | 0.0097117 | 669.9355 | 0.0038975 | 563.5941 | 0 | 670.2669 | -0.027313 | 669.9355 | -0.020862 | 662.4273 | -0.0018283 | 669.9355 | -0.013696 | 565.6865 | 0.00039676 | 670.2669 | 0 | 670.2669 | 0.0052538 | 670.2669 | 0.0001716 | 670.2669 | 0.00020422 | 670.2669 | 0 | 670.2669 | 0.028433 | 565.6865 | 0.00033694 | 670.2669 | 0.23733 | 669.9355 | 11.5073 | 845.336 | 0.019606 | 669.9355 | -0.00046712 | 844.6878 | 7.6631 | 845.336 | 0.34157 | 662.6063 | 0.53913
|  | 670.4992 | 0.022796 | 670.1682 | 0.0046111 | 563.7106 | 0.014042 | 670.4992 | -0.0048685 | 670.1682 | 0.0073619 | 662.6577 | 0.0053871 | 670.1682 | 0.010452 | 565.8051 | 0.00020676 | 670.4992 | 0.014141 | 670.4992 | 0.011161 | 670.4992 | 0.0034968 | 670.4992 | 0.0033806 | 670.4992 | 0.0035829 | 670.4992 | 0.032929 | 565.8051 | 0.00017352 | 670.4992 | 0.24719 | 670.1682 | 11.0884 | 845.5029 | 0.031134 | 670.1682 | -0.0019034 | 844.8549 | 7.7582 | 845.5029 | 0.34305 | 662.8333 | 0.54075
|  | 670.7316 | 0.0071692 | 670.4009 | 0.00030354 | 563.8271 | 0 | 670.7316 | -0.0027449 | 670.4009 | -0.049953 | 662.888 | -0.0036787 | 670.4009 | -0.013863 | 565.9236 | 0.00041688 | 670.7315 | 0 | 670.7315 | 0.0045 | 670.7315 | 0 | 670.7316 | 0.00031695 | 670.7315 | 0 | 670.7315 | 0.020851 | 565.9236 | 0.00036692 | 670.7316 | 0.22203 | 670.4009 | 10.6545 | 845.6698 | 0.019924 | 670.4009 | -0.011139 | 845.022 | 7.7412 | 845.6698 | 0.34556 | 663.0603 | 0.52793
|  | 670.9639 | 0.021669 | 670.6335 | 0.0064256 | 563.9437 | 0.0099348 | 670.9639 | 0.035981 | 670.6335 | 0.014323 | 663.1183 | 0.002966 | 670.6335 | 0.011496 | 566.0421 | 0.0002116 | 670.9639 | 0.0089028 | 670.9639 | 0.0095649 | 670.9639 | 0.0044982 | 670.9639 | 0.0031955 | 670.9639 | 0.0028812 | 670.9639 | 0.038227 | 566.0421 | 0.00019357 | 670.9639 | 0.23634 | 670.6335 | 10.3039 | 845.8366 | 0.022012 | 670.6335 | 0.0029608 | 845.1891 | 7.7992 | 845.8366 | 0.34723 | 663.2873 | 0.5303
|  | 671.1962 | 0.0049907 | 670.8662 | -0.0027194 | 564.0602 | 0 | 671.1962 | 0.00040135 | 670.8662 | -0.015557 | 663.3488 | -0.0036496 | 670.8662 | -0.015771 | 566.1607 | 0.00043811 | 671.1962 | 0 | 671.1962 | -0.0044442 | 671.1962 | 0 | 671.1962 | 0.00032299 | 671.1962 | 0 | 671.1962 | 0.019705 | 566.1607 | 0.000407 | 671.1962 | 0.20748 | 670.8662 | 9.9044 | 846.0035 | 0.021785 | 670.8662 | -0.0055548 | 845.3562 | 7.8402 | 846.0035 | 0.34965 | 663.5143 | 0.52292
|  | 671.4286 | 0.043258 | 671.0989 | 0.0071035 | 564.1768 | 0.013087 | 671.4286 | 0.0091474 | 671.0989 | -0.0007267 | 663.5792 | 0.0056222 | 671.0989 | 0.01415 | 566.2792 | 0.000228 | 671.4286 | 0.011281 | 671.4286 | 0.015742 | 671.4286 | 0.0038836 | 671.4286 | 0.0036732 | 671.4286 | 0.0048085 | 671.4286 | 0.034594 | 566.2792 | 0.00021343 | 671.4286 | 0.21784 | 671.0989 | 9.559 | 846.1704 | 0.02419 | 671.0989 | -0.00097489 | 845.5233 | 7.8905 | 846.1704 | 0.3509 | 663.7414 | 0.53374
|  | 671.6609 | 0.0024912 | 671.3316 | 0.0011124 | 564.2934 | 0 | 671.6609 | -0.019124 | 671.3316 | -0.031677 | 663.8095 | -0.0022599 | 671.3316 | -0.012194 | 566.3978 | 0.00044202 | 671.661 | 0 | 671.661 | 0.004762 | 671.661 | 0 | 671.6609 | 0.00029158 | 671.661 | 0 | 671.661 | 0.019714 | 566.3978 | 0.00041693 | 671.6609 | 0.19785 | 671.3316 | 9.1723 | 846.3373 | 0.018199 | 671.3316 | 0.005336 | 845.6904 | 7.9689 | 846.3373 | 0.35327 | 663.9684 | 0.52905
|  | 671.8934 | 0.02631 | 671.5643 | 0.0048049 | 564.4099 | 0.012132 | 671.8934 | 0.018894 | 671.5643 | 0.018149 | 664.0399 | 0.0033595 | 671.5643 | 0.012846 | 566.5163 | 0.00021999 | 671.8934 | 0.013147 | 671.8934 | 0.007776 | 671.8934 | 0.0026423 | 671.8934 | 0.0020479 | 671.8934 | 0.0012614 | 671.8934 | 0.035449 | 566.5163 | 0.0002035 | 671.8934 | 0.2092 | 671.5643 | 8.8329 | 846.5041 | 0.02124 | 671.5643 | -0.00042933 | 845.8575 | 8.0413 | 846.5041 | 0.35466 | 664.1955 | 0.53355
|  | 672.1257 | -0.010106 | 671.7971 | 0.003705 | 564.5265 | 0 | 672.1257 | -0.023645 | 671.7971 | -0.015129 | 664.2704 | -0.0020717 | 671.7971 | -0.014099 | 566.6349 | 0.00044053 | 672.1258 | 0 | 672.1258 | 0.0075198 | 672.1258 | 0 | 672.1257 | 0.001188 | 672.1258 | 0 | 672.1258 | 0.018682 | 566.6349 | 0.00034687 | 672.1257 | 0.18922 | 671.7971 | 8.47 | 846.671 | 0.022556 | 671.7971 | -0.0054447 | 846.0246 | 8.089 | 846.671 | 0.35824 | 664.4226 | 0.52236
|  | 672.3582 | 0.015235 | 672.0298 | 0.0054679 | 564.6431 | 0.0034785 | 672.3582 | -0.0033783 | 672.0298 | -0.0057803 | 664.5008 | 0.0062616 | 672.0298 | 0.010443 | 566.7535 | 0.00022595 | 672.3582 | 0.019444 | 672.3582 | 0.0080554 | 672.3582 | 0.0048155 | 672.3582 | 0.003236 | 672.3582 | 0.0035068 | 672.3582 | 0.034524 | 566.7535 | 0.00014337 | 672.3582 | 0.19761 | 672.0298 | 8.1628 | 846.8379 | 0.019152 | 672.0298 | 0.0032538 | 846.1917 | 8.199 | 846.8379 | 0.36042 | 664.6496 | 0.52185
|  | 672.5906 | 0.014825 | 672.2625 | -0.0027515 | 564.7596 | 0 | 672.5906 | -0.024321 | 672.2625 | -0.022883 | 664.7312 | -0.0015852 | 672.2625 | -0.014037 | 566.872 | 0.00041296 | 672.5906 | 0 | 672.5906 | -0.013367 | 672.5906 | 0 | 672.5906 | 0 | 672.5906 | 0 | 672.5906 | 0.015274 | 566.872 | 0.0003169 | 672.5906 | 0.16825 | 672.2625 | 7.8308 | 847.0048 | 0.019924 | 672.2625 | -0.0041705 | 846.3588 | 8.2111 | 847.0048 | 0.36382 | 664.8767 | 0.51795
|  | 672.823 | 0.024182 | 672.4953 | 0.0032885 | 564.8762 | 0.013947 | 672.823 | 0.012388 | 672.4953 | 0.013356 | 664.9617 | 0.0045091 | 672.4953 | 0.014595 | 566.9906 | 0.0001926 | 672.823 | 0.01804 | 672.823 | 0.011683 | 672.823 | 0.0012671 | 672.823 | 0.0026346 | 672.823 | 0.0016565 | 672.823 | 0.031559 | 566.9906 | 0.00017352 | 672.823 | 0.18848 | 672.4953 | 7.5502 | 847.1717 | 0.020196 | 672.4953 | -0.010643 | 846.526 | 8.356 | 847.1717 | 0.36502 | 665.1038 | 0.51432
|  | 673.0554 | -0.0034042 | 672.7281 | 0.0023168 | 564.9928 | 0 | 673.0554 | -0.0045018 | 672.7281 | -0.023934 | 665.1921 | -0.0030132 | 672.7281 | -0.015031 | 567.1092 | 0.00039024 | 673.0554 | 0 | 673.0554 | 0.00072342 | 673.0554 | 0 | 673.0554 | 9.6482e-06 | 673.0554 | 0 | 673.0554 | 0.021223 | 567.1092 | 0.00037702 | 673.0554 | 0.1606 | 672.7281 | 7.2204 | 847.3386 | 0.017882 | 672.7281 | -0.014721 | 846.6931 | 8.3807 | 847.3386 | 0.36744 | 665.3309 | 0.51079
|  | 673.2879 | 0.037712 | 672.9608 | 0.0053287 | 565.1094 | 0.018341 | 673.2879 | 0.0061793 | 672.9608 | 0.016165 | 665.4226 | 0.00060324 | 672.9608 | 0.0077998 | 567.2277 | 0.00019894 | 673.2879 | 0.015364 | 673.2879 | -0.0011465 | 673.2879 | 0.0034149 | 673.2879 | 0.0022915 | 673.2879 | 0.0015053 | 673.2879 | 0.027973 | 567.2277 | 0.0002035 | 673.2879 | 0.17738 | 672.9608 | 6.9825 | 847.5055 | 0.020514 | 672.9608 | 0.0064064 | 846.8602 | 8.443 | 847.5055 | 0.36893 | 665.558 | 0.50949
|  | 673.5203 | 0.018088 | 673.1936 | 0.0010229 | 565.226 | 0 | 673.5203 | 0.0073311 | 673.1936 | -0.031066 | 665.6531 | -0.0024898 | 673.1936 | -0.012662 | 567.3463 | 0.00041334 | 673.5203 | 0 | 673.5203 | 0.0055383 | 673.5203 | 0 | 673.5203 | 0 | 673.5203 | 0 | 673.5203 | 0.016893 | 567.3463 | 0.00038696 | 673.5203 | 0.14679 | 673.1936 | 6.6706 | 847.6724 | 0.023373 | 673.1936 | -0.0082197 | 847.0273 | 8.492 | 847.6724 | 0.37106 | 665.7851 | 0.49867
|  | 673.7528 | 0.020598 | 673.4264 | 0.0046532 | 565.3426 | 0.014616 | 673.7528 | 0.014495 | 673.4264 | 0.0044598 | 665.8835 | 0.00559 | 673.4264 | 0.011941 | 567.4649 | 0.00021775 | 673.7528 | 0.016724 | 673.7528 | 0.0062534 | 673.7528 | 0.0030938 | 673.7528 | 0.0029353 | 673.7528 | 0.0058695 | 673.7528 | 0.02746 | 567.4649 | 0.00018346 | 673.7528 | 0.16677 | 673.4264 | 6.4044 | 847.8393 | 0.019697 | 673.4264 | 0.0023875 | 847.1945 | 8.6054 | 847.8393 | 0.37287 | 666.0122 | 0.50331
|  | 673.9853 | 0.0042727 | 673.6592 | 0.0030805 | 565.4593 | 0 | 673.9853 | -0.015657 | 673.6592 | -0.039549 | 666.114 | -0.0042531 | 673.6592 | -0.012828 | 567.5835 | 0.00044407 | 673.9853 | 0 | 673.9853 | 0.022626 | 673.9853 | 0 | 673.9853 | 0.0009489 | 673.9853 | 0 | 673.9853 | 0.016257 | 567.5835 | 0.000407 | 673.9853 | 0.13939 | 673.6592 | 6.155 | 848.0062 | 0.018608 | 673.6592 | -0.0037548 | 847.3616 | 8.6551 | 848.0062 | 0.37478 | 666.2393 | 0.49895
|  | 674.2178 | 0.034762 | 673.892 | 0.0065198 | 565.5759 | 0.015093 | 674.2178 | 0.010008 | 673.892 | -0.005921 | 666.3445 | 0.0042181 | 673.892 | 0.014243 | 567.7021 | 0.00022949 | 674.2178 | 0.016106 | 674.2178 | 0.019812 | 674.2178 | 0.003288 | 674.2178 | 0.003213 | 674.2178 | 0.0043267 | 674.2178 | 0.028716 | 567.7021 | 0.00022354 | 674.2178 | 0.15616 | 673.8921 | 5.888 | 848.1731 | 0.019697 | 673.892 | 0.0058266 | 847.5288 | 8.7603 | 848.1731 | 0.37515 | 666.4665 | 0.50001
|  | 674.4503 | 0.015191 | 674.1249 | 3.3154e-05 | 565.6925 | 0 | 674.4503 | -0.020349 | 674.1249 | -0.036788 | 666.5751 | 0.0012807 | 674.1249 | -0.017581 | 567.8207 | 0.00044277 | 674.4503 | 0 | 674.4503 | -0.0032146 | 674.4503 | 0 | 674.4503 | 0 | 674.4503 | 0 | 674.4503 | 0.010375 | 567.8207 | 0.00036692 | 674.4503 | 0.13149 | 674.1249 | 5.6614 | 848.3401 | 0.028093 | 674.1249 | -0.0045984 | 847.6959 | 8.8073 | 848.3401 | 0.37622 | 666.6936 | 0.49198
|  | 674.6828 | 0.030874 | 674.3577 | 0.009058 | 565.8091 | 0.010603 | 674.6828 | 0.032562 | 674.3577 | 0.019701 | 666.8056 | 0.0028431 | 674.3577 | 0.012753 | 567.9392 | 0.00021589 | 674.6828 | 0.0131 | 674.6828 | 0.010416 | 674.6828 | 0.0022545 | 674.6828 | 0.0029196 | 674.6828 | 0.0030476 | 674.6828 | 0.025456 | 567.9392 | 0.00015674 | 674.6828 | 0.15049 | 674.3577 | 5.427 | 848.507 | 0.022511 | 674.3577 | 0.00063975 | 847.8631 | 8.8795 | 848.507 | 0.37701 | 666.9208 | 0.49281
|  | 674.9153 | 0.0023418 | 674.5906 | 0.0059123 | 565.9258 | 0 | 674.9153 | -0.024898 | 674.5906 | -0.015459 | 667.0361 | -0.0027926 | 674.5906 | -0.016163 | 568.0578 | 0.00042842 | 674.9153 | 0 | 674.9153 | -0.0042891 | 674.9153 | 0 | 674.9153 | 0.00028808 | 674.9153 | 0 | 674.9153 | 0.014312 | 568.0578 | 0.00030028 | 674.9153 | 0.1231 | 674.5906 | 5.2104 | 848.6739 | 0.02537 | 674.5906 | -0.00023218 | 848.0302 | 8.9766 | 848.6739 | 0.37998 | 667.148 | 0.48831
|  | 675.1478 | 0.020951 | 674.8234 | 0.0029923 | 566.0424 | 0.0074539 | 675.1478 | 0.016192 | 674.8234 | 0.023215 | 667.2667 | 0.0053759 | 674.8234 | 0.013421 | 568.1764 | 0.00021458 | 675.1478 | 0.012697 | 675.1478 | 0.0081372 | 675.1478 | 0.0019381 | 675.1478 | 0.002421 | 675.1478 | 0.0031267 | 675.1478 | 0.0243 | 568.1764 | 0.0001701 | 675.1478 | 0.14037 | 674.8234 | 5.0202 | 848.8408 | 0.01829 | 674.8234 | 0.0046698 | 848.1974 | 9.1059 | 848.8408 | 0.38198 | 667.3751 | 0.48826
|  | 675.3804 | 0.022381 | 675.0563 | -0.0013323 | 566.1591 | 0 | 675.3804 | 0.0012464 | 675.0563 | -0.0087119 | 667.4972 | -7.5147e-05 | 675.0563 | -0.01688 | 568.295 | 0.00042712 | 675.3804 | 0 | 675.3804 | -0.0040954 | 675.3804 | 0 | 675.3804 | 0 | 675.3804 | 0 | 675.3804 | 0.013792 | 568.295 | 0.0003503 | 675.3804 | 0.11472 | 675.0563 | 4.8164 | 849.0078 | 0.025189 | 675.0563 | -0.0071412 | 848.3646 | 9.096 | 849.0078 | 0.38565 | 667.6023 | 0.4767
|  | 675.6129 | 0.029494 | 675.2892 | 0.0013736 | 566.2757 | 0.021398 | 675.6129 | 0.0117 | 675.2892 | 0.013964 | 667.7278 | 0.004414 | 675.2892 | 0.011398 | 568.4136 | 0.00021607 | 675.6129 | 0.01453 | 675.6129 | -0.0017782 | 675.6129 | 0.0026314 | 675.6129 | 0.0019189 | 675.6129 | 0.0029512 | 675.6129 | 0.025522 | 568.4136 | 0.00020675 | 675.6129 | 0.13198 | 675.2892 | 4.6398 | 849.1747 | 0.015385 | 675.2892 | 0.0050833 | 848.5317 | 9.2148 | 849.1747 | 0.38811 | 667.8295 | 0.48032
|  | 675.8455 | 0.0014452 | 675.522 | -0.0047864 | 566.3924 | 0 | 675.8455 | -0.0044153 | 675.522 | -0.025908 | 667.9583 | -0.0052375 | 675.522 | -0.015985 | 568.5322 | 0.00043625 | 675.8455 | 0 | 675.8455 | -0.0041647 | 675.8455 | 0 | 675.8455 | 0 | 675.8455 | 0 | 675.8455 | 0.0078928 | 568.5322 | 0.00034687 | 675.8455 | 0.11003 | 675.5221 | 4.4521 | 849.3416 | 0.023555 | 675.522 | -0.00086613 | 848.6989 | 9.2208 | 849.3416 | 0.39159 | 668.0567 | 0.47656
|  | 676.0781 | 0.0076652 | 675.7549 | 0.00041323 | 566.5091 | 0.017195 | 676.0781 | -0.0091394 | 675.7549 | 0.023048 | 668.1889 | 0.005513 | 675.7549 | 0.011385 | 568.6508 | 0.00022371 | 676.078 | 0.010102 | 676.078 | 0.011658 | 676.078 | 0.0016169 | 676.0781 | 0.0017047 | 676.078 | 0.0015334 | 676.078 | 0.026514 | 568.6508 | 0.00015348 | 676.0781 | 0.1199 | 675.755 | 4.3006 | 849.5086 | 0.025869 | 675.7549 | -0.0055899 | 848.8661 | 9.3444 | 849.5086 | 0.39299 | 668.2839 | 0.47038
|  | 676.3106 | -0.0089663 | 675.9879 | -0.00063045 | 566.6258 | 0 | 676.3106 | -0.014152 | 675.9879 | -0.016001 | 668.4195 | -0.0035463 | 675.9879 | -0.016915 | 568.7695 | 0.00043755 | 676.3106 | 0 | 676.3106 | -0.0070181 | 676.3106 | 0 | 676.3106 | 0.00023409 | 676.3106 | 0 | 676.3106 | 0.012314 | 568.7695 | 0.00035698 | 676.3106 | 0.10287 | 675.9879 | 4.1287 | 849.6755 | 0.020106 | 675.9879 | -0.0051971 | 849.0333 | 9.4403 | 849.6755 | 0.3961 | 668.5111 | 0.46476
|  | 676.5432 | 0.0052684 | 676.2208 | 0.0068998 | 566.7424 | 0.002319 | 676.5432 | 0.009424 | 676.2208 | 0.01783 | 668.6501 | 0.0048444 | 676.2208 | 0.011128 | 568.8881 | 0.00021645 | 676.5432 | 0.011706 | 676.5432 | 0.010108 | 676.5432 | 0.0032345 | 676.5432 | 0.0026073 | 676.5432 | 0.0024569 | 676.5432 | 0.023858 | 568.8881 | 0.00020847 | 676.5432 | 0.12064 | 676.2208 | 3.9953 | 849.8425 | 0.022602 | 676.2208 | 0.0034899 | 849.2004 | 9.4855 | 849.8425 | 0.39847 | 668.7383 | 0.46727
|  | 676.7758 | 0.0066929 | 676.4537 | -0.00010071 | 566.8591 | 0 | 676.7758 | -0.032474 | 676.4537 | -0.030567 | 668.8807 | -0.003314 | 676.4537 | -0.016417 | 569.0067 | 0.0004437 | 676.7758 | 0 | 676.7758 | -0.0017993 | 676.7758 | 0 | 676.7758 | 0 | 676.7758 | 0 | 676.7758 | 0.01216 | 569.0067 | 0.00038199 | 676.7758 | 0.091033 | 676.4537 | 3.8263 | 850.0094 | 0.01534 | 676.4537 | -0.0032144 | 849.3676 | 9.5286 | 850.0094 | 0.40154 | 668.9656 | 0.46086
|  | 677.0084 | 0.019881 | 676.6866 | 0.0007661 | 566.9758 | 0.015284 | 677.0084 | 0.00017811 | 676.6866 | 0.01005 | 669.1113 | 0.0026998 | 676.6866 | 0.010713 | 569.1253 | 0.00022762 | 677.0084 | 0.0093115 | 677.0084 | 0.0071702 | 677.0084 | 0.0015311 | 677.0084 | 0.0021613 | 677.0084 | 0.0016644 | 677.0084 | 0.02562 | 569.1253 | 0.00018175 | 677.0084 | 0.11324 | 676.6866 | 3.6826 | 850.1764 | 0.024099 | 676.6866 | 0.0046625 | 849.5348 | 9.6768 | 850.1764 | 0.40298 | 669.1929 | 0.45774
|  | 677.2411 | 0.0025094 | 676.9196 | -0.0033922 | 567.0925 | 0 | 677.2411 | -0.018338 | 676.9196 | -0.043342 | 669.342 | -0.0024179 | 676.9196 | -0.016057 | 569.2439 | 0.00043662 | 677.2411 | 0 | 677.2411 | 0.0030226 | 677.2411 | 0 | 677.2411 | 0 | 677.2411 | 0 | 677.2411 | 0.0090959 | 569.2439 | 0.00037034 | 677.2411 | 0.087579 | 676.9196 | 3.515 | 850.3433 | 0.019879 | 676.9196 | -0.0072949 | 849.702 | 9.6893 | 850.3433 | 0.40479 | 669.4201 | 0.455
|  | 677.4737 | 0.028097 | 677.1525 | 0.0043165 | 567.2092 | 0.016526 | 677.4737 | 0.030385 | 677.1525 | 0.011479 | 669.5726 | 0.0039007 | 677.1525 | 0.012183 | 569.3625 | 0.0002103 | 677.4737 | 0.0095577 | 677.4737 | 0.013759 | 677.4737 | 0.0020655 | 677.4737 | 0.0025822 | 677.4737 | 0.0045939 | 677.4737 | 0.021664 | 569.3625 | 0.00019682 | 677.4737 | 0.10411 | 677.1526 | 3.3944 | 850.5103 | 0.026323 | 677.1525 | 0.0076569 | 849.8692 | 9.8014 | 850.5103 | 0.40618 | 669.6473 | 0.45528
|  | 677.7064 | 0.031272 | 677.3855 | 0.0031174 | 567.3259 | 0 | 677.7064 | 0.0043416 | 677.3855 | -0.03294 | 669.8032 | -0.0017571 | 677.3855 | -0.012119 | 569.4812 | 0.00042191 | 677.7063 | 0 | 677.7063 | -0.0080968 | 677.7063 | 0.00057193 | 677.7064 | 0 | 677.7063 | 0 | 677.7063 | 0.013562 | 569.4812 | 0.00034687 | 677.7064 | 0.083878 | 677.3855 | 3.2423 | 850.6772 | 0.019788 | 677.3855 | -0.0067698 | 850.0364 | 9.8732 | 850.6772 | 0.40943 | 669.8746 | 0.45389
|  | 677.939 | 0.018217 | 677.6185 | 0.0031553 | 567.4426 | 0.011463 | 677.939 | 0.0071405 | 677.6185 | 0.0065276 | 670.0339 | 0.0018932 | 677.6185 | 0.013375 | 569.5998 | 0.00021328 | 677.939 | 0.012777 | 677.939 | -0.0022829 | 677.939 | 0.0030778 | 677.939 | 0.0024456 | 677.939 | 0.002709 | 677.939 | 0.021593 | 569.5998 | 0.00016342 | 677.939 | 0.10411 | 677.6185 | 3.1544 | 850.8442 | 0.026323 | 677.6185 | 0.004224 | 850.2036 | 9.94 | 850.8442 | 0.4105 | 670.1019 | 0.45598
|  | 678.1716 | -0.0038976 | 677.8515 | 0.00024059 | 567.5594 | 0 | 678.1716 | -0.01597 | 677.8515 | -0.045699 | 670.2646 | -0.0026275 | 677.8515 | -0.01617 | 569.7184 | 0.00042079 | 678.1717 | 0 | 678.1717 | -0.00015781 | 678.1717 | 0 | 678.1716 | 0 | 678.1717 | 0 | 678.1717 | 0.0083161 | 569.7184 | 0.0003169 | 678.1716 | 0.074257 | 677.8515 | 3.0094 | 851.0112 | 0.013479 | 677.8515 | 0.0033954 | 850.3708 | 10.036 | 851.0112 | 0.41199 | 670.3292 | 0.45626
|  | 678.4043 | 0.038257 | 678.0845 | 0.0086615 | 567.6761 | 0.018055 | 678.4043 | 0.01365 | 678.0845 | 0.020739 | 670.4952 | 0.0065397 | 678.0845 | 0.012898 | 569.8371 | 0.00020993 | 678.4043 | 0.019387 | 678.4043 | 0.0066693 | 678.4043 | 0.0043766 | 678.4043 | 0.0029503 | 678.4043 | 0.0027832 | 678.4043 | 0.024396 | 569.8371 | 0.00016342 | 678.4043 | 0.094733 | 678.0845 | 2.9271 | 851.1781 | 0.023782 | 678.0845 | -0.0013869 | 850.538 | 10.0768 | 851.1781 | 0.41152 | 670.5565 | 0.4439
|  | 678.637 | 0.00075237 | 678.3175 | -0.0035308 | 567.7928 | 0 | 678.637 | -0.015644 | 678.3175 | -0.0049912 | 670.726 | -0.00082166 | 678.3175 | -0.018233 | 569.9557 | 0.0004342 | 678.637 | 0 | 678.637 | -0.010325 | 678.637 | 0 | 678.637 | 0 | 678.637 | 0 | 678.637 | 0.011717 | 569.9557 | 0.00036692 | 678.637 | 0.07549 | 678.3175 | 2.7986 | 851.3451 | 0.022329 | 678.3175 | -0.00060767 | 850.7052 | 10.1357 | 851.3451 | 0.4138 | 670.7838 | 0.43819
|  | 678.8697 | 0.026331 | 678.5505 | 0.010675 | 567.9096 | 0.017195 | 678.8697 | 0.0089215 | 678.5505 | 0.00042043 | 670.9566 | 0.0040924 | 678.5505 | 0.01573 | 570.0743 | 0.00022595 | 678.8697 | 0.0045465 | 678.8697 | 0.0044572 | 678.8697 | 0.0033559 | 678.8697 | 0.0040314 | 678.8697 | 0.0038567 | 678.8697 | 0.019076 | 570.0743 | 0.00021343 | 678.8697 | 0.094733 | 678.5505 | 2.7172 | 851.5121 | 0.0177 | 678.5505 | 0.0036348 | 850.8725 | 10.2085 | 851.5121 | 0.41533 | 671.0112 | 0.44474
|  | 679.1024 | 0.020476 | 678.7835 | 0.0010306 | 568.0263 | 0 | 679.1024 | -0.014332 | 678.7835 | -0.025967 | 671.1873 | -0.0021908 | 678.7835 | -0.016003 | 570.193 | 0.00043662 | 679.1024 | 0 | 679.1024 | 0.0082324 | 679.1024 | 0 | 679.1024 | 2.7757e-05 | 679.1024 | 0 | 679.1024 | 0.0080343 | 570.193 | 0.000407 | 679.1024 | 0.065622 | 678.7835 | 2.6011 | 851.6791 | 0.015567 | 678.7835 | -0.0034592 | 851.0397 | 10.2472 | 851.6791 | 0.41835 | 671.2385 | 0.44065
|  | 679.3351 | 0.016858 | 679.0166 | 0.0046661 | 568.1431 | 0.012609 | 679.3351 | 0.013988 | 679.0166 | 0.0049248 | 671.418 | 0.0020409 | 679.0166 | 0.0148 | 570.3116 | 0.00021216 | 679.3351 | 0.0020692 | 679.3351 | 0.014083 | 679.3351 | 0.0021395 | 679.3351 | 0.0023569 | 679.3351 | 0.0025136 | 679.3351 | 0.023976 | 570.3116 | 0.00019357 | 679.3351 | 0.087332 | 679.0166 | 2.5113 | 851.8461 | 0.011074 | 679.0166 | -0.001235 | 851.2069 | 10.2829 | 851.8461 | 0.42049 | 671.4658 | 0.4347
|  | 679.5679 | 0.0095322 | 679.2496 | -0.0016928 | 568.2598 | 0 | 679.5679 | -0.010145 | 679.2496 | -0.021938 | 671.6487 | -0.0035079 | 679.2496 | -0.017483 | 570.4303 | 0.00044575 | 679.5679 | 0 | 679.5679 | -0.0034377 | 679.5679 | 0 | 679.5679 | 0 | 679.5679 | 0 | 679.5679 | 0.01107 | 570.4303 | 0.00039535 | 679.5679 | 0.063155 | 679.2496 | 2.403 | 852.013 | 0.019924 | 679.2496 | -0.0044125 | 851.3741 | 10.3178 | 852.013 | 0.42328 | 671.6932 | 0.4347
|  | 679.8006 | 0.025732 | 679.4827 | 0.0030773 | 568.3766 | 0.012418 | 679.8006 | 0.014695 | 679.4827 | 0.016469 | 671.8795 | 0.0039563 | 679.4827 | 0.01166 | 570.5489 | 0.0002347 | 679.8006 | 0.011722 | 679.8006 | 0.0023559 | 679.8006 | 0.0035392 | 679.8006 | 0.0027228 | 679.8006 | 0.0031729 | 679.8006 | 0.017402 | 570.5489 | 0.00020179 | 679.8006 | 0.080918 | 679.4827 | 2.3364 | 852.18 | 0.020287 | 679.4827 | -0.0020836 | 851.5414 | 10.393 | 852.18 | 0.4242 | 671.9205 | 0.43196
|  | 680.0333 | 0.0021437 | 679.7158 | 0.0030159 | 568.4934 | 0 | 680.0333 | -0.02584 | 679.7158 | -0.025087 | 672.1102 | -0.0020185 | 679.7158 | -0.013904 | 570.6676 | 0.00044537 | 680.0333 | 0 | 680.0333 | -0.017444 | 680.0333 | 0 | 680.0333 | 0 | 680.0333 | 0 | 680.0333 | 0.0074604 | 570.6676 | 0.00037531 | 680.0333 | 0.062415 | 679.7158 | 2.2309 | 852.347 | 0.018835 | 679.7158 | -0.0024965 | 851.7086 | 10.3836 | 852.347 | 0.42462 | 672.1479 | 0.43103
|  | 680.2661 | 0.028173 | 679.9488 | 0.0064671 | 568.6101 | 0.017768 | 680.2661 | 0.002053 | 679.9488 | 0.028012 | 672.341 | 0.0069274 | 679.9488 | 0.011739 | 570.7863 | 0.00021738 | 680.2661 | 0.0099644 | 680.2661 | 0.025454 | 680.2661 | 0.0032692 | 680.2661 | 0.00279 | 680.2661 | 0.0032411 | 680.2661 | 0.01899 | 570.7863 | 0.00017352 | 680.2661 | 0.074504 | 679.9488 | 2.1684 | 852.514 | 0.020423 | 679.9488 | 0.00028316 | 851.8759 | 10.527 | 852.514 | 0.42406 | 672.3752 | 0.43168
|  | 680.4988 | -0.011862 | 680.1819 | -0.0013163 | 568.7269 | 0 | 680.4988 | -0.002408 | 680.1819 | -0.025493 | 672.5718 | -0.0047091 | 680.1819 | -0.016019 | 570.9049 | 0.00044463 | 680.4989 | 0 | 680.4989 | 0.014352 | 680.4989 | 0 | 680.4988 | 0 | 680.4989 | 0 | 680.4989 | 0.0062793 | 570.9049 | 0.00038696 | 680.4988 | 0.054768 | 680.1819 | 2.0662 | 852.681 | 0.017292 | 680.1819 | 0.0013451 | 852.0431 | 10.4696 | 852.681 | 0.42574 | 672.6027 | 0.42369
|  | 680.7316 | 0.029586 | 680.415 | 0.0047814 | 568.8437 | 0.012227 | 680.7316 | 0.02059 | 680.415 | 0.0049367 | 672.8026 | 0.0027057 | 680.415 | 0.012296 | 571.0236 | 0.0002334 | 680.7316 | 0.0015331 | 680.7316 | 0.010738 | 680.7316 | 0.0028335 | 680.7316 | 0.0029452 | 680.7316 | 0.0029675 | 680.7316 | 0.023811 | 571.0236 | 0.00021343 | 680.7316 | 0.072777 | 680.415 | 2.0179 | 852.848 | 0.023373 | 680.415 | 0.0021063 | 852.2104 | 10.5489 | 852.848 | 0.42685 | 672.83 | 0.41937
|  | 680.9644 | 0.0082739 | 680.6481 | 0.0011358 | 568.9605 | 0 | 680.9644 | -0.022024 | 680.6481 | -0.029517 | 673.0333 | -0.0029199 | 680.6481 | -0.016582 | 571.1422 | 0.00044277 | 680.9644 | 0 | 680.9644 | -0.010093 | 680.9644 | 0 | 680.9644 | 0 | 680.9644 | 0 | 680.9644 | 0.003455 | 571.1422 | 0.00041693 | 680.9644 | 0.052794 | 680.6481 | 1.9059 | 853.015 | 0.018653 | 680.6481 | 0.0053236 | 852.3776 | 10.6011 | 853.015 | 0.43024 | 673.0574 | 0.41714
|  | 681.1972 | 0.0084203 | 680.8813 | 0.0016634 | 569.0773 | 0.0094417 | 681.1972 | 0.018079 | 680.8813 | 0.0047858 | 673.2641 | 0.0034146 | 680.8813 | 0.016147 | 571.2609 | 0.00021514 | 681.1972 | 0.020642 | 681.1972 | 0.0026756 | 681.1972 | 0.0037069 | 681.1972 | 0.0026082 | 681.1972 | 0.0014422 | 681.1972 | 0.016902 | 571.2609 | 0.0002035 | 681.1972 | 0.071543 | 680.8813 | 1.8672 | 853.182 | 0.01534 | 680.8813 | 0.011635 | 852.5449 | 10.607 | 853.182 | 0.43187 | 673.2849 | 0.41547
|  | 681.4301 | -0.0015027 | 681.1144 | -0.0033717 | 569.1941 | 0 | 681.4301 | 0.0029618 | 681.1144 | -0.038223 | 673.4949 | -0.0023048 | 681.1144 | -0.016488 | 571.3796 | 0.00043271 | 681.43 | 0 | 681.43 | -0.00080848 | 681.43 | 0 | 681.4301 | 0 | 681.43 | 0 | 681.43 | 0.0053374 | 571.3796 | 0.00035527 | 681.4301 | 0.049834 | 681.1144 | 1.7913 | 853.349 | 0.019561 | 681.1144 | 0.00045188 | 852.7121 | 10.6444 | 853.349 | 0.4361 | 673.5123 | 0.41426
|  | 681.6628 | 0.041859 | 681.3475 | 0.0059153 | 569.3109 | 0.013374 | 681.6628 | 0.027552 | 681.3475 | 0.0076847 | 673.7257 | 0.0038688 | 681.3475 | 0.011095 | 571.4983 | 0.0002185 | 681.6628 | 0.017737 | 681.6628 | -0.00025413 | 681.6628 | 0.0024577 | 681.6628 | 0.0020963 | 681.6628 | 0.0044422 | 681.6628 | 0.017119 | 571.4983 | 0.00015177 | 681.6628 | 0.063155 | 681.3475 | 1.7412 | 853.516 | 0.019062 | 681.3475 | 0.002683 | 852.8794 | 10.6628 | 853.516 | 0.43953 | 673.7397 | 0.41835
|  | 681.8957 | -0.0025228 | 681.5807 | 0.0014334 | 569.4277 | 0 | 681.8957 | -0.012905 | 681.5807 | -0.022775 | 673.9565 | 0.00063937 | 681.5807 | -0.018143 | 571.6169 | 0.00043196 | 681.8957 | 0 | 681.8957 | -0.016196 | 681.8957 | 0 | 681.8957 | 0 | 681.8957 | 0 | 681.8957 | 0.0079613 | 571.6169 | 0.00035527 | 681.8957 | 0.048353 | 681.5807 | 1.6465 | 853.6831 | 0.018744 | 681.5807 | -0.0052636 | 853.0467 | 10.5898 | 853.6831 | 0.4445 | 673.9672 | 0.40878
|  | 682.1285 | 0.013443 | 681.8138 | 0.0046376 | 569.5446 | 0.012132 | 682.1285 | 0.013813 | 681.8138 | 0.013043 | 674.1874 | 0.0023804 | 681.8138 | 0.013878 | 571.7356 | 0.00021458 | 682.1285 | 0.0212 | 682.1285 | 0.0036964 | 682.1285 | 0.00072325 | 682.1285 | 0.0015031 | 682.1285 | 0.00098181 | 682.1285 | 0.018982 | 571.7356 | 0.0002035 | 682.1285 | 0.065869 | 681.8138 | 1.6101 | 853.8501 | 0.023464 | 681.8138 | 0.0044167 | 853.2139 | 10.7239 | 853.8501 | 0.44618 | 674.1946 | 0.4046
|  | 682.3614 | 0.015003 | 682.047 | 0.0025851 | 569.6614 | 0 | 682.3614 | -0.013574 | 682.047 | -0.018436 | 674.4182 | -0.0048124 | 682.047 | -0.019214 | 571.8543 | 0.00041296 | 682.3614 | 0 | 682.3614 | -0.00041254 | 682.3614 | 0 | 682.3614 | 0.00026473 | 682.3614 | 0 | 682.3614 | 0.0030721 | 571.8543 | 0.00037702 | 682.3614 | 0.045146 | 682.047 | 1.536 | 854.0171 | 0.024417 | 682.047 | 0.0024462 | 853.3812 | 10.5898 | 854.0171 | 0.4485 | 674.4221 | 0.40219
|  | 682.5942 | 0.027946 | 682.2802 | 0.0071171 | 569.7782 | 0.01175 | 682.5942 | -0.0002756 | 682.2802 | 0.012635 | 674.649 | 0.0047491 | 682.2802 | 0.016214 | 571.973 | 0.00020248 | 682.5942 | 0.013788 | 682.5942 | -0.0081294 | 682.5942 | 0.0033339 | 682.5942 | 0.0028858 | 682.5942 | 0.0025018 | 682.5942 | 0.019855 | 571.973 | 0.00017352 | 682.5942 | 0.064882 | 682.2802 | 1.5127 | 854.1841 | 0.021694 | 682.2802 | 0.0028652 | 853.5485 | 10.6814 | 854.1841 | 0.44933 | 674.6495 | 0.40655
|  | 682.8271 | 0.011044 | 682.5134 | -0.0025233 | 569.8951 | 0 | 682.8271 | -0.015857 | 682.5134 | -0.043859 | 674.8799 | -0.0034737 | 682.5134 | -0.012676 | 572.0917 | 0.00039601 | 682.8271 | 0 | 682.8271 | -0.018802 | 682.8271 | 0 | 682.8271 | 0 | 682.8271 | 0 | 682.8271 | 0 | 572.0917 | 0.00035698 | 682.8271 | 0.04638 | 682.5134 | 1.4293 | 854.3511 | 0.017882 | 682.5134 | -0.0063998 | 853.7158 | 10.6957 | 854.3511 | 0.45277 | 674.8769 | 0.40042
|  | 683.06 | 0.035756 | 682.7466 | 0.0014563 | 570.0119 | 0.00099385 | 683.06 | -0.0016179 | 682.7466 | 0.016953 | 675.1108 | 0.0041736 | 682.7466 | 0.0098032 | 572.2104 | 0.00019652 | 683.06 | 0.0044092 | 683.06 | 0.0041655 | 683.06 | 0.002186 | 683.06 | 0.0013145 | 683.06 | 0.0021914 | 683.06 | 0.011626 | 572.2104 | 0.00018346 | 683.06 | 0.059208 | 682.7466 | 1.3808 | 854.5182 | 0.022829 | 682.7466 | 0.0085166 | 853.8831 | 10.7166 | 854.5182 | 0.45593 | 675.1045 | 0.40098
|  | 683.2928 | -0.00055381 | 682.9798 | -0.0019094 | 570.1288 | 0 | 683.2928 | -0.0036068 | 682.9798 | -0.029445 | 675.3416 | -0.00089607 | 682.9798 | -0.016837 | 572.3291 | 0.00040719 | 683.2929 | 0 | 683.2929 | 0.0056873 | 683.2929 | 0 | 683.2928 | 0 | 683.2929 | 0 | 683.2929 | 0 | 572.3291 | 0.00035698 | 683.2929 | 0.038732 | 682.9798 | 1.3287 | 854.6852 | 0.017382 | 682.9798 | -0.0069013 | 854.0503 | 10.6567 | 854.6852 | 0.46155 | 675.332 | 0.39768
|  | 683.5258 | 0.037554 | 683.213 | 0.00090555 | 570.2456 | 0.0092761 | 683.5258 | 0.0048836 | 683.213 | 0.0048662 | 675.5725 | 0.004683 | 683.213 | 0.012496 | 572.4478 | 0.00021347 | 683.5258 | 0.011459 | 683.5258 | -0.0026873 | 683.5258 | 0.0025764 | 683.5258 | 0.0023337 | 683.5258 | 0.0013749 | 683.5258 | 0.015823 | 572.4478 | 0.00017352 | 683.5258 | 0.056988 | 683.213 | 1.3109 | 854.8523 | 0.027549 | 683.213 | 0.0065695 | 854.2176 | 10.7181 | 854.8523 | 0.46508 | 675.5594 | 0.39601
|  | 683.7587 | 0.0090131 | 683.4462 | -0.0069273 | 570.3625 | 0 | 683.7587 | -0.014974 | 683.4462 | -0.028933 | 675.8034 | 0.0002228 | 683.4462 | -0.020665 | 572.5665 | 0.00043662 | 683.7587 | 0 | 683.7587 | 0.0088043 | 683.7587 | 0 | 683.7587 | 0 | 683.7587 | 0 | 683.7587 | 0.003429 | 572.5665 | 0.00040203 | 683.7587 | 0.034291 | 683.4462 | 1.2395 | 855.0193 | 0.016838 | 683.4462 | -0.0023229 | 854.3849 | 10.6723 | 855.0193 | 0.46871 | 675.787 | 0.39373
|  | 683.9916 | 0.014883 | 683.6795 | 0.0038223 | 570.4794 | 0.023213 | 683.9916 | 0.023073 | 683.6795 | 0.014685 | 676.0343 | 0.0060721 | 683.6795 | 0.013446 | 572.6852 | 0.00022669 | 683.9916 | 0.014221 | 683.9916 | 0.0053923 | 683.9916 | 0.0010628 | 683.9916 | 0.0020159 | 683.9916 | 0.003504 | 683.9916 | 0.022147 | 572.6852 | 0.00022851 | 683.9916 | 0.053534 | 683.6795 | 1.2187 | 855.1863 | 0.022193 | 683.6795 | 0.0014498 | 854.5522 | 10.621 | 855.1863 | 0.46977 | 676.0145 | 0.3902
|  | 684.2245 | 0.018464 | 683.9127 | -0.0037324 | 570.5962 | 0 | 684.2245 | -0.0092073 | 683.9127 | -0.028662 | 676.2653 | -0.0041021 | 683.9127 | -0.018197 | 572.8039 | 0.00043271 | 684.2245 | 0 | 684.2245 | -0.0088864 | 684.2245 | 0 | 684.2245 | 0 | 684.2245 | 0 | 684.2245 | 0.003183 | 572.8039 | 0.00041197 | 684.2246 | 0.037992 | 683.9127 | 1.1594 | 855.3534 | 0.017609 | 683.9127 | -0.0055589 | 854.7195 | 10.6106 | 855.3534 | 0.47196 | 676.242 | 0.37622
|  | 684.4575 | 0.028477 | 684.146 | -0.0045886 | 570.7131 | 0.0072884 | 684.4575 | 0.0063736 | 684.146 | 0.011601 | 676.4962 | 0.0021243 | 684.146 | 0.013961 | 572.9226 | 0.00020993 | 684.4575 | 0.0042587 | 684.4575 | 0.021955 | 684.4575 | 0.0011291 | 684.4575 | 0.0019927 | 684.4575 | 0.0022887 | 684.4575 | 0.01603 | 572.9226 | 0.00018346 | 684.4575 | 0.053781 | 684.146 | 1.1218 | 855.5204 | 0.022965 | 684.146 | -0.0027405 | 854.8868 | 10.6184 | 855.5204 | 0.47238 | 676.4695 | 0.3836
|  | 684.6904 | 0.011091 | 684.3793 | -0.00056974 | 570.83 | 0 | 684.6904 | -0.025956 | 684.3793 | -0.038949 | 676.7271 | -0.00088678 | 684.3793 | -0.014781 | 573.0413 | 0.00041893 | 684.6904 | 0 | 684.6904 | -0.0073678 | 684.6904 | 0 | 684.6904 | 0.00019076 | 684.6904 | 0 | 684.6904 | 0.0018432 | 573.0413 | 0.00034687 | 684.6904 | 0.030344 | 684.3793 | 1.0615 | 855.6875 | 0.015794 | 684.3793 | -0.00020172 | 855.0541 | 10.5492 | 855.6875 | 0.47321 | 676.6971 | 0.38193
|  | 684.9234 | 0.013775 | 684.6125 | 0.00058435 | 570.9469 | 0.0096482 | 684.9234 | 0.02136 | 684.6125 | 0.011258 | 676.958 | 0.0043891 | 684.6125 | 0.013794 | 573.16 | 0.00021291 | 684.9234 | 0.0086507 | 684.9234 | 0.015363 | 684.9234 | 0.0035553 | 684.9234 | 0.0025657 | 684.9234 | 0.0043394 | 684.9234 | 0.019256 | 573.16 | 0.00016684 | 684.9234 | 0.051807 | 684.6125 | 1.034 | 855.8545 | 0.023282 | 684.6125 | 0.0093946 | 855.2215 | 10.5289 | 855.8545 | 0.47326 | 676.9246 | 0.3778
|  | 685.1564 | 0.0087624 | 684.8458 | -0.0064208 | 571.0638 | 0 | 685.1564 | -0.023097 | 684.8458 | -0.033839 | 677.189 | 2.4642e-05 | 684.8458 | -0.016166 | 573.2787 | 0.00042582 | 685.1564 | 0 | 685.1564 | 0.0039198 | 685.1564 | 0 | 685.1564 | 0 | 685.1564 | 0 | 685.1564 | 0.003732 | 573.2787 | 0.00032032 | 685.1564 | 0.029357 | 684.8458 | 0.98535 | 856.0216 | 0.016611 | 684.8458 | -0.0075667 | 855.3888 | 10.4454 | 856.0216 | 0.47553 | 677.1522 | 0.37478
|  | 685.3893 | 0.021415 | 685.0791 | 0.0052247 | 571.1807 | 0.010603 | 685.3893 | 0.014705 | 685.0791 | 0.0075118 | 677.4199 | 0.0034562 | 685.0791 | 0.016595 | 573.3975 | 0.00021328 | 685.3893 | 0.0087992 | 685.3893 | 0.016554 | 685.3893 | 0.0049337 | 685.3893 | 0.0025313 | 685.3893 | 0.0031732 | 685.3893 | 0.016648 | 573.3975 | 0.00015674 | 685.3893 | 0.046133 | 685.0791 | 0.97639 | 856.1887 | 0.024735 | 685.0791 | 0.0097097 | 855.5561 | 10.4541 | 856.1887 | 0.47786 | 677.3798 | 0.36874
|  | 685.6223 | 0.00081825 | 685.3124 | 0.0017106 | 571.2976 | 0 | 685.6223 | -0.0019585 | 685.3124 | -0.039316 | 677.6509 | -0.007821 | 685.3124 | -0.017849 | 573.5162 | 0.0004355 | 685.6223 | 0 | 685.6223 | 0.0069936 | 685.6223 | 0 | 685.6223 | 0 | 685.6223 | 0 | 685.6223 | 0 | 573.5162 | 0.00030696 | 685.6223 | 0.024917 | 685.3124 | 0.91347 | 856.3557 | 0.017609 | 685.3124 | -0.0001114 | 855.7234 | 10.4102 | 856.3557 | 0.48143 | 677.6074 | 0.37106
|  | 685.8553 | 0.017294 | 685.5458 | 0.0021439 | 571.4145 | 0.015093 | 685.8553 | -0.00776 | 685.5458 | 0.02433 | 677.8819 | 0.003612 | 685.5458 | 0.01393 | 573.6349 | 0.00022241 | 685.8553 | 0.014656 | 685.8553 | 0.010814 | 685.8553 | 0.0020333 | 685.8553 | 0.0025697 | 685.8553 | 0.0038341 | 685.8553 | 0.019862 | 573.6349 | 0.00015348 | 685.8554 | 0.050327 | 685.5458 | 0.8988 | 856.5228 | 0.023282 | 685.5458 | 0.0085297 | 855.8908 | 10.4425 | 856.5228 | 0.48301 | 677.835 | 0.37102
|  | 686.0883 | 0.018127 | 685.7791 | -0.0015707 | 571.5315 | 0 | 686.0883 | -0.042103 | 685.7791 | -0.054955 | 678.1129 | -0.0055146 | 685.7791 | -0.017956 | 573.7537 | 0.00044407 | 686.0883 | 0 | 686.0883 | -0.0021018 | 686.0883 | 0 | 686.0883 | 0 | 686.0883 | 0 | 686.0883 | 0.0024719 | 573.7537 | 0.00035698 | 686.0883 | 0.028371 | 685.7791 | 0.86073 | 856.6898 | 0.021467 | 685.7791 | -0.0058872 | 856.0581 | 10.3118 | 856.6898 | 0.48561 | 678.0626 | 0.36656
|  | 686.3214 | -0.0039466 | 686.0124 | 0.004042 | 571.6484 | 0.013374 | 686.3214 | 0.003084 | 686.0124 | 0.0093569 | 678.3439 | 0.0026313 | 686.0124 | 0.013462 | 573.8724 | 0.00022204 | 686.3214 | 0.014554 | 686.3214 | 0.0057004 | 686.3214 | 0.004001 | 686.3214 | 0.0020426 | 686.3214 | 0.0031798 | 686.3214 | 0.016005 | 573.8724 | 0.0002035 | 686.3214 | 0.046626 | 686.0124 | 0.85279 | 856.8569 | 0.021558 | 686.0124 | -0.0011841 | 856.2254 | 10.2079 | 856.8569 | 0.48733 | 678.2902 | 0.3751
|  | 686.5544 | 0.0097294 | 686.2458 | 0.00039977 | 571.7654 | 0 | 686.5544 | -0.011616 | 686.2458 | -0.04933 | 678.5749 | -0.0043942 | 686.2458 | -0.018188 | 573.9911 | 0.00042377 | 686.5544 | 0 | 686.5544 | 0.011443 | 686.5544 | 0 | 686.5544 | 0 | 686.5544 | 0 | 686.5544 | 0.0010313 | 573.9911 | 0.00035698 | 686.5544 | 0.022006 | 686.2458 | 0.80636 | 857.024 | 0.021876 | 686.2458 | -0.00072738 | 856.3927 | 10.1625 | 857.024 | 0.49086 | 678.5178 | 0.36749
|  | 686.7874 | 0.026949 | 686.4791 | 0.0051838 | 571.8823 | 0.017195 | 686.7874 | 0.0030267 | 686.4791 | -0.002779 | 678.8059 | 0.0032933 | 686.4791 | 0.012044 | 574.1099 | 0.0002021 | 686.7874 | 0.015329 | 686.7874 | 0.0028603 | 686.7874 | 0.0031972 | 686.7874 | 0.0029361 | 686.7874 | 0.0037545 | 686.7874 | 0.014994 | 574.1099 | 0.00015674 | 686.7874 | 0.043666 | 686.4791 | 0.79801 | 857.1911 | 0.025915 | 686.4791 | 0.0051345 | 856.5601 | 10.1232 | 857.1911 | 0.49277 | 678.7454 | 0.36368
|  | 687.0205 | 0.01019 | 686.7125 | -0.00077061 | 571.9992 | 0 | 687.0205 | -0.033929 | 686.7125 | -0.025749 | 679.0369 | -0.0037128 | 686.7125 | -0.022555 | 574.2286 | 0.00040421 | 687.0205 | 0 | 687.0205 | -0.00095413 | 687.0205 | 0 | 687.0205 | 0 | 687.0205 | 0 | 687.0205 | 0.0017006 | 574.2286 | 0.00031022 | 687.0205 | 0.025904 | 686.7125 | 0.75321 | 857.3582 | 0.025552 | 686.7125 | -0.01297 | 856.7274 | 9.9984 | 857.3582 | 0.49588 | 678.973 | 0.35792
|  | 687.2535 | 0.0071046 | 686.9459 | 0.014879 | 572.1162 | 0.0074539 | 687.2535 | 0.022497 | 686.9459 | 0.016384 | 679.268 | 0.0049467 | 686.9459 | 0.014689 | 574.3474 | 0.00020248 | 687.2536 | 0.015331 | 687.2536 | 0.024172 | 687.2536 | 0.00472 | 687.2535 | 0.00371 | 687.2536 | 0.0043841 | 687.2536 | 0.015162 | 574.3474 | 0.00015674 | 687.2535 | 0.046626 | 686.9459 | 0.75708 | 857.5252 | 0.026187 | 686.9459 | 0.012063 | 856.8948 | 9.9915 | 857.5252 | 0.49732 | 679.2007 | 0.35806
|  | 687.4866 | 0.028873 | 687.1793 | -0.001223 | 572.2332 | 0 | 687.4866 | -0.0017046 | 687.1793 | -0.015036 | 679.499 | -0.0038769 | 687.1793 | -0.01913 | 574.4661 | 0.00041948 | 687.4866 | 0 | 687.4866 | -0.012113 | 687.4866 | 0 | 687.4866 | 0 | 687.4866 | 0 | 687.4866 | 0.0035282 | 574.4661 | 0.00034687 | 687.4866 | 0.02394 | 687.1793 | 0.70821 | 857.6923 | 0.0177 | 687.1793 | 0.004909 | 857.0621 | 9.9427 | 857.6923 | 0.50053 | 679.4283 | 0.35471
|  | 687.7197 | 0.036995 | 687.4127 | 0.0046386 | 572.3501 | 0.01987 | 687.7197 | -0.0064087 | 687.4127 | 0.010989 | 679.7301 | 0.0054407 | 687.4127 | 0.015676 | 574.5848 | 0.00021812 | 687.7197 | 0.022723 | 687.7197 | 0.011019 | 687.7197 | 0.0035067 | 687.7197 | 0.0020399 | 687.7197 | 0.0012342 | 687.7197 | 0.011496 | 574.5848 | 0.00019357 | 687.7197 | 0.044653 | 687.4127 | 0.69783 | 857.8594 | 0.021149 | 687.4127 | 0.0042484 | 857.2295 | 9.7935 | 857.8594 | 0.50206 | 679.656 | 0.34728
|  | 687.9528 | 0.011241 | 687.6461 | -0.0059459 | 572.4671 | 0 | 687.9528 | -0.0034276 | 687.6461 | -0.024967 | 679.9611 | -0.0039562 | 687.6461 | -0.021648 | 574.7036 | 0.00042153 | 687.9528 | 0 | 687.9528 | -0.010474 | 687.9528 | 0 | 687.9528 | 0 | 687.9528 | 0 | 687.9528 | 0 | 574.7036 | 0.00035698 | 687.9528 | 0.021566 | 687.6461 | 0.66952 | 858.0265 | 0.018018 | 687.6461 | -0.0045415 | 857.3969 | 9.664 | 858.0265 | 0.50652 | 679.8837 | 0.34853
|  | 688.1859 | 0.029597 | 687.8795 | 0.0040862 | 572.5841 | 0.018341 | 688.1859 | 0.0092055 | 687.8795 | -0.02007 | 680.1922 | 0.0039822 | 687.8795 | 0.012039 | 574.8224 | 0.00020434 | 688.1859 | 0.023058 | 688.1859 | 0.0077982 | 688.1859 | 0.0033746 | 688.1859 | 0.0022596 | 688.1859 | 0.0033484 | 688.1859 | 0.017253 | 574.8224 | 0.00016342 | 688.1859 | 0.043419 | 687.8795 | 0.6626 | 858.1936 | 0.021558 | 687.8795 | 0.002044 | 857.5642 | 9.6773 | 858.1936 | 0.50968 | 680.1113 | 0.35406
|  | 688.419 | 0.0039507 | 688.1129 | 0.0013258 | 572.7011 | 0 | 688.419 | -0.011316 | 688.1129 | -0.039812 | 680.4233 | -0.0047819 | 688.1129 | -0.020457 | 574.9411 | 0.00038912 | 688.419 | 0 | 688.419 | -0.0085575 | 688.419 | 0 | 688.419 | 0 | 688.419 | 0 | 688.419 | 0 | 574.9411 | 0.00034019 | 688.419 | 0.01916 | 688.1129 | 0.62024 | 858.3607 | 0.0177 | 688.1129 | -0.0089702 | 857.7316 | 9.5125 | 858.3607 | 0.51376 | 680.3391 | 0.34802
|  | 688.6522 | 0.0095481 | 688.3464 | 0.0054654 | 572.8181 | 0.013278 | 688.6522 | -0.0030441 | 688.3464 | 0.0077536 | 680.6544 | 0.0029173 | 688.3464 | 0.014533 | 575.0599 | 0.00018832 | 688.6522 | 0.010531 | 688.6522 | -0.012288 | 688.6522 | 0.0050871 | 688.6522 | 0.003007 | 688.6522 | 0.0021616 | 688.6522 | 0.011574 | 575.0599 | 0.00017678 | 688.6522 | 0.036018 | 688.3464 | 0.6235 | 858.5278 | 0.02065 | 688.3464 | 0.0032119 | 857.899 | 9.3804 | 858.5278 | 0.51474 | 680.5667 | 0.34194
|  | 688.8853 | -0.0099847 | 688.5798 | -0.00011702 | 572.9351 | 0 | 688.8853 | -0.027629 | 688.5798 | -0.027927 | 680.8855 | -0.0069566 | 688.5798 | -0.021796 | 575.1786 | 0.00037217 | 688.8853 | 0 | 688.8853 | -0.0048116 | 688.8853 | 0 | 688.8853 | 0 | 688.8853 | 0 | 688.8853 | 0 | 575.1786 | 0.00037034 | 688.8853 | 0.021954 | 688.5798 | 0.5785 | 858.6949 | 0.013979 | 688.5798 | 0.00082572 | 858.0663 | 9.3004 | 858.6949 | 0.51753 | 680.7944 | 0.33882
|  | 689.1185 | 0.038893 | 688.8133 | 0.0044803 | 573.0521 | 0.0084479 | 689.1185 | 0.00075588 | 688.8133 | 0.016699 | 681.1166 | 0.0029334 | 688.8133 | 0.01657 | 575.2974 | 0.00018702 | 689.1184 | 0.011802 | 689.1184 | 0.013612 | 689.1184 | 0.0028074 | 689.1185 | 0.001513 | 689.1184 | 0.0020572 | 689.1184 | 0.010966 | 575.2974 | 0.00019682 | 689.1185 | 0.037252 | 688.8133 | 0.58909 | 858.862 | 0.0094854 | 688.8133 | 0.0074512 | 858.2337 | 9.1453 | 858.862 | 0.51999 | 681.0222 | 0.33869
|  | 689.3516 | -0.00038129 | 689.0468 | -0.0066843 | 573.1691 | 0 | 689.3516 | -0.0014945 | 689.0468 | -0.024671 | 681.3477 | -0.0019958 | 689.0468 | -0.020218 | 575.4162 | 0.00039415 | 689.3516 | 0 | 689.3516 | 0.0011268 | 689.3516 | 0 | 689.3516 | 0 | 689.3516 | 0 | 689.3516 | 0 | 575.4162 | 0.00040032 | 689.3516 | 0.016637 | 689.0467 | 0.5504 | 859.0291 | 0.013343 | 689.0468 | 0.0017439 | 858.4011 | 9.1063 | 859.0291 | 0.52431 | 681.2499 | 0.33409
|  | 689.5848 | 0.028772 | 689.2802 | -0.0011286 | 573.2861 | 0.01175 | 689.5848 | 0.030811 | 689.2802 | 0.0060547 | 681.5789 | 0.0057868 | 689.2802 | 0.014629 | 575.5349 | 0.00021067 | 689.5848 | 0.0053308 | 689.5848 | 0.013647 | 689.5848 | 0.0014755 | 689.5848 | 0.0026797 | 689.5848 | 0.0031942 | 689.5848 | 0.015448 | 575.5349 | 0.00020675 | 689.5848 | 0.033551 | 689.2802 | 0.55529 | 859.1962 | 0.021694 | 689.2802 | 0.0074107 | 858.5685 | 8.986 | 859.1962 | 0.52672 | 681.4776 | 0.33135
|  | 689.8179 | -0.0033464 | 689.5137 | 0.0033172 | 573.4031 | 0 | 689.8179 | -0.0059015 | 689.5137 | -0.029679 | 681.81 | -0.0029982 | 689.5137 | -0.015364 | 575.6537 | 0.00042712 | 689.8179 | 0 | 689.8179 | 1.3241e-05 | 689.8179 | 0 | 689.8179 | 0 | 689.8179 | 0 | 689.8179 | 0.0014984 | 575.6537 | 0.00033694 | 689.8179 | 0.017725 | 689.5137 | 0.51701 | 859.3633 | 0.017292 | 689.5137 | -0.0014305 | 858.7359 | 8.7638 | 859.3633 | 0.52974 | 681.7053 | 0.33023
|  | 690.0511 | 0.019251 | 689.7472 | -5.0926e-06 | 573.5202 | 0.0077853 | 690.0511 | 0.0022098 | 689.7472 | -0.0022798 | 682.0411 | 0.0050631 | 689.7472 | 0.014765 | 575.7725 | 0.00021738 | 690.0511 | 0.0064801 | 690.0511 | 0.0038993 | 690.0511 | 0.0024885 | 690.0511 | 0.0024212 | 690.0511 | 0.0015736 | 690.0511 | 0.012821 | 575.7725 | 0.00013344 | 690.0512 | 0.036018 | 689.7472 | 0.51986 | 859.5305 | 0.016611 | 689.7472 | 0.0067581 | 858.9033 | 8.7959 | 859.5305 | 0.53183 | 681.9331 | 0.33023
|  | 690.2843 | 0.0053413 | 689.9807 | -0.0033251 | 573.6372 | 0 | 690.2843 | -0.026522 | 689.9807 | -0.063175 | 682.2723 | -0.0022266 | 689.9807 | -0.017967 | 575.8913 | 0.00044854 | 690.2843 | 0 | 690.2843 | 0.003117 | 690.2843 | 0 | 690.2843 | 0 | 690.2843 | 0 | 690.2843 | 0 | 575.8913 | 0.00030028 | 690.2843 | 0.013325 | 689.9807 | 0.48931 | 859.6976 | 0.014659 | 689.9807 | -0.0078062 | 859.0707 | 8.5515 | 859.6976 | 0.53592 | 682.1608 | 0.33534
|  | 690.5175 | 0.015314 | 690.2142 | 0.00020277 | 573.7542 | 0.014616 | 690.5175 | 0.0032313 | 690.2142 | 0.00019651 | 682.5035 | 0.0055057 | 690.2142 | 0.011951 | 576.0101 | 0.00023191 | 690.5175 | 0.015191 | 690.5175 | 0.0038923 | 690.5175 | 0.0024755 | 690.5175 | 0.0025601 | 690.5175 | 0.0027807 | 690.5175 | 0.01497 | 576.0101 | 0.00016684 | 690.5175 | 0.037005 | 690.2142 | 0.4997 | 859.8647 | 0.028229 | 690.2142 | 0.0013357 | 859.2381 | 8.4535 | 859.8647 | 0.53834 | 682.3886 | 0.32837
|  | 690.7507 | 0.019373 | 690.4478 | -0.003072 | 573.8713 | 0 | 690.7507 | -0.026505 | 690.4478 | -0.042699 | 682.7347 | -0.00044152 | 690.4478 | -0.020986 | 576.1289 | 0.00043364 | 690.7507 | 0 | 690.7507 | -4.7606e-05 | 690.7507 | 0 | 690.7507 | 0 | 690.7507 | 0 | 690.7507 | 0.0014103 | 576.1289 | 0.00033026 | 690.7507 | 0.015667 | 690.4478 | 0.45836 | 860.0318 | 0.019062 | 690.4478 | -0.0090697 | 859.4055 | 8.2855 | 860.0318 | 0.5414 | 682.6164 | 0.32387
|  | 690.9839 | 0.013164 | 690.6813 | 0.0040342 | 573.9883 | 0.013565 | 690.9839 | 0.017473 | 690.6813 | 0.013391 | 682.9659 | 0.00063327 | 690.6813 | 0.010894 | 576.2476 | 0.0002021 | 690.984 | 0.016686 | 690.984 | 0.012636 | 690.984 | 0.0011121 | 690.9839 | 0.0018325 | 690.984 | 0.0029414 | 690.984 | 0.0083743 | 576.2476 | 0.00016342 | 690.984 | 0.033798 | 690.6813 | 0.46854 | 860.199 | 0.024417 | 690.6813 | 0.00048956 | 859.5729 | 8.2371 | 860.199 | 0.54229 | 682.8442 | 0.32024
|  | 691.2172 | -0.0090557 | 690.9149 | 0.002122 | 574.1054 | 0 | 691.2172 | 0.0021553 | 690.9149 | -0.044592 | 683.1971 | -0.0021509 | 690.9149 | -0.017984 | 576.3664 | 0.0004355 | 691.2172 | 0 | 691.2172 | 0.0036066 | 691.2172 | 0 | 691.2172 | 0 | 691.2172 | 0 | 691.2172 | 0 | 576.3664 | 0.00034687 | 691.2172 | 0.015047 | 690.9149 | 0.4323 | 860.3661 | 0.015658 | 690.9149 | 0.0085219 | 859.7403 | 7.9623 | 860.3661 | 0.54661 | 683.072 | 0.31221
|  | 691.4504 | 0.02499 | 691.1484 | -0.00029781 | 574.2225 | 0.011081 | 691.4504 | -0.0021654 | 691.1484 | -0.006785 | 683.4283 | 0.0059942 | 691.1484 | 0.016613 | 576.4852 | 0.00023452 | 691.4505 | 0.019496 | 691.4505 | 0.014074 | 691.4505 | 0.003598 | 691.4504 | 0.001484 | 691.4505 | 0.0002287 | 691.4505 | 0.015695 | 576.4852 | 0.00018346 | 691.4504 | 0.037252 | 691.1484 | 0.43617 | 860.5332 | 0.011255 | 691.1484 | -0.00080287 | 859.9077 | 7.9139 | 860.5332 | 0.54963 | 683.2998 | 0.32507
|  | 691.6837 | 0.0015086 | 691.382 | 0.00046712 | 574.3395 | 0 | 691.6837 | -0.00018583 | 691.382 | -0.059326 | 683.6595 | -0.0017743 | 691.382 | -0.023262 | 576.604 | 0.00046717 | 691.6837 | 0 | 691.6837 | -0.010614 | 691.6837 | 0 | 691.6837 | 0 | 691.6837 | 0 | 691.6837 | 0 | 576.604 | 0.00036195 | 691.6837 | 0.013481 | 691.382 | 0.40359 | 860.7004 | 0.018653 | 691.382 | -0.0032397 | 860.0751 | 7.7131 | 860.7004 | 0.5546 | 683.5276 | 0.31527
|  | 691.917 | 0.045023 | 691.6156 | 0.0068468 | 574.4566 | 0.0024847 | 691.917 | 0.0056748 | 691.6156 | 0.020298 | 683.8907 | 0.0023089 | 691.6156 | 0.015 | 576.7228 | 0.00023414 | 691.917 | 0.012403 | 691.917 | 0.0021246 | 691.917 | 0.0041643 | 691.917 | 0.0012344 | 691.917 | 0.003915 | 691.917 | 0.016342 | 576.7228 | 0.00017849 | 691.917 | 0.034291 | 691.6156 | 0.41336 | 860.8675 | 0.021059 | 691.6156 | -0.0015219 | 860.2425 | 7.66 | 860.8675 | 0.5572 | 683.7554 | 0.31662
|  | 692.1503 | 0.006046 | 691.8491 | -0.0035557 | 574.5737 | 0 | 692.1503 | -0.020365 | 691.8491 | -0.041204 | 684.1219 | -0.0045942 | 691.8491 | -0.019893 | 576.8416 | 0.00042619 | 692.1503 | 0 | 692.1503 | -0.013603 | 692.1503 | 0 | 692.1503 | 0 | 692.1503 | 0 | 692.1503 | 0 | 576.8416 | 0.00035201 | 692.1503 | 0.0096712 | 691.8492 | 0.37813 | 861.0347 | 0.016838 | 691.8491 | 0.00041749 | 860.41 | 7.5123 | 861.0347 | 0.56142 | 683.9832 | 0.31281
|  | 692.3835 | 0.0099622 | 692.0827 | 0.0041643 | 574.6908 | 0.0097437 | 692.3835 | 0.0064727 | 692.0827 | 0.0033601 | 684.3532 | 0.0057259 | 692.0827 | 0.012858 | 576.9604 | 0.00019652 | 692.3835 | 0.01293 | 692.3835 | 0.023317 | 692.3835 | 0.0027122 | 692.3835 | 0.0020723 | 692.3835 | 0.0042091 | 692.3835 | 0.0135 | 576.9604 | 0.00017352 | 692.3835 | 0.032564 | 692.0827 | 0.39402 | 861.2018 | 0.027866 | 692.0827 | -0.00088486 | 860.5774 | 7.3872 | 861.2018 | 0.56514 | 684.2111 | 0.31179
|  | 692.6168 | 0.012108 | 692.3164 | -0.0046578 | 574.8079 | 0 | 692.6168 | -0.0072258 | 692.3164 | -0.037406 | 684.5845 | 0.001008 | 692.3164 | -0.017945 | 577.0792 | 0.00041464 | 692.6168 | 0 | 692.6168 | 0.00084002 | 692.6168 | 0 | 692.6168 | 0 | 692.6168 | 0 | 692.6168 | 0 | 577.0792 | 0.00032032 | 692.6168 | 0.013557 | 692.3164 | 0.36225 | 861.369 | 0.025915 | 692.3164 | 0.0050341 | 860.7448 | 7.1621 | 861.369 | 0.57067 | 684.4389 | 0.30687
|  | 692.8502 | 0.033793 | 692.55 | 0.0014408 | 574.925 | 0.016717 | 692.8502 | 0.008165 | 692.55 | 0.024161 | 684.8157 | 0.010124 | 692.55 | 0.016115 | 577.198 | 0.00022204 | 692.8501 | 0.01218 | 692.8501 | 0.013487 | 692.8501 | 0.0019831 | 692.8502 | 0.0017299 | 692.8501 | 0.0015312 | 692.8501 | 0.0088481 | 577.198 | 0.0001468 | 692.8502 | 0.030838 | 692.55 | 0.36449 | 861.5361 | 0.017246 | 692.55 | -0.0018829 | 860.9123 | 7.0753 | 861.5361 | 0.57411 | 684.6668 | 0.31063
|  | 693.0834 | -0.012497 | 692.7836 | -0.0011033 | 575.0421 | 0 | 693.0834 | -0.045056 | 692.7836 | -0.055447 | 685.047 | 0.0035683 | 692.7836 | -0.015553 | 577.3169 | 0.00042619 | 693.0835 | 0 | 693.0835 | -0.0057866 | 693.0835 | 0 | 693.0834 | 0 | 693.0835 | 0 | 693.0835 | 0 | 577.3169 | 0.00036024 | 693.0834 | 0.01043 | 692.7836 | 0.34046 | 861.7033 | 0.022511 | 692.7836 | -0.0018655 | 861.0797 | 6.9004 | 861.7033 | 0.57815 | 684.8946 | 0.30482
|  | 693.3168 | -0.013466 | 693.0172 | 0.0077986 | 575.1592 | 0.018532 | 693.3168 | -0.010613 | 693.0172 | 0.042358 | 685.2783 | 0.013489 | 693.0172 | 0.016418 | 577.4357 | 0.00020732 | 693.3168 | 0.012999 | 693.3168 | 0.00079361 | 693.3168 | 0.005196 | 693.3168 | 0.0031325 | 693.3168 | 0.0039701 | 693.3168 | 0.012616 | 577.4357 | 0.00021343 | 693.3168 | 0.028864 | 693.0172 | 0.35635 | 861.8704 | 0.023373 | 693.0172 | 0.0051522 | 861.2471 | 6.7838 | 861.8704 | 0.57977 | 685.1226 | 0.30408
|  | 693.5501 | -0.010342 | 693.2509 | -0.0037426 | 575.2763 | 0 | 693.5501 | -0.017412 | 693.2509 | -0.043362 | 685.5096 | 0.009958 | 693.2509 | -0.020517 | 577.5545 | 0.00043848 | 693.5501 | 0 | 693.5501 | -0.0027954 | 693.5501 | 0 | 693.5501 | 0 | 693.5501 | 0 | 693.5501 | 0 | 577.5545 | 0.00038696 | 693.5501 | 0.0067683 | 693.2509 | 0.32926 | 862.0376 | 0.015385 | 693.2509 | -0.0027228 | 861.4146 | 6.5928 | 862.0376 | 0.58465 | 685.3504 | 0.296
|  | 693.7835 | 0.010102 | 693.4845 | -0.0046496 | 575.3935 | 0.0094417 | 693.7835 | 0.00051126 | 693.4845 | 0.017672 | 685.7408 | 0.013827 | 693.4845 | 0.01431 | 577.6733 | 0.00023209 | 693.7835 | 0.0078418 | 693.7835 | 0.0065115 | 693.7835 | 0.004094 | 693.7835 | 0.0011989 | 693.7835 | 0.00089618 | 693.7835 | 0.01542 | 577.6733 | 0.00017352 | 693.7835 | 0.030591 | 693.4845 | 0.33089 | 862.2047 | 0.026323 | 693.4845 | 0.0069086 | 861.582 | 6.535 | 862.2047 | 0.58665 | 685.5783 | 0.29925
|  | 694.0168 | -0.013741 | 693.7182 | -0.0010534 | 575.5106 | 0 | 694.0168 | -0.013757 | 693.7182 | -0.037242 | 685.9722 | 0.002761 | 693.7182 | -0.017375 | 577.7921 | 0.00044929 | 694.0168 | 0 | 694.0168 | -0.0097233 | 694.0168 | 0 | 694.0168 | 0 | 694.0168 | 0 | 694.0168 | 0 | 577.7921 | 0.0003169 | 694.0168 | 0.011299 | 693.7182 | 0.30279 | 862.3719 | 0.021558 | 693.7182 | -0.0046283 | 861.7495 | 6.3816 | 862.3719 | 0.59143 | 685.8062 | 0.296
|  | 694.2502 | -0.0022665 | 693.9519 | 0.006427 | 575.6278 | 0.0079509 | 694.2502 | -0.0082213 | 693.9519 | 0.013543 | 686.2035 | 0.016024 | 693.9519 | 0.014242 | 577.911 | 0.00021812 | 694.2502 | 0.017302 | 694.2502 | 0.011672 | 694.2502 | 0.0042861 | 694.2502 | 0.0025711 | 694.2502 | 0.0046151 | 694.2502 | 0.016952 | 577.911 | 0.00014337 | 694.2502 | 0.02541 | 693.9519 | 0.31216 | 862.5391 | 0.024009 | 693.9519 | 0.00030466 | 861.9169 | 6.2002 | 862.5391 | 0.59464 | 686.0341 | 0.28763
|  | 694.4836 | -0.0020821 | 694.1856 | -0.0060414 | 575.7449 | 0 | 694.4836 | -0.029073 | 694.1856 | -0.034961 | 686.4348 | 0.013455 | 694.1856 | -0.024373 | 578.0298 | 0.00042414 | 694.4836 | 0 | 694.4836 | -0.0096388 | 694.4836 | 0 | 694.4836 | 0 | 694.4836 | 0 | 694.4836 | 0 | 578.0298 | 0.0003169 | 694.4836 | 0.0084702 | 694.1856 | 0.27856 | 862.7062 | 0.019697 | 694.1856 | 0.00059581 | 862.0844 | 6.0373 | 862.7062 | 0.60003 | 686.262 | 0.29335
|  | 694.717 | 0.037461 | 694.4193 | -0.0059929 | 575.8621 | 0.014616 | 694.717 | -0.0025458 | 694.4193 | 0.0086084 | 686.6662 | 0.018578 | 694.4193 | 0.014414 | 578.1486 | 0.00020695 | 694.717 | 0.008161 | 694.717 | 0.0124 | 694.717 | 0.0024762 | 694.717 | 0.00091108 | 694.717 | 0.0010331 | 694.717 | 0.014865 | 578.1486 | 0.00017352 | 694.717 | 0.028617 | 694.4193 | 0.29546 | 862.8734 | 0.021059 | 694.4193 | -0.00086965 | 862.2519 | 5.8867 | 862.8734 | 0.60286 | 686.49 | 0.29116
|  | 694.9504 | 0.0099347 | 694.653 | -0.0049605 | 575.9792 | 0 | 694.9504 | -0.010448 | 694.653 | -0.032019 | 686.8975 | 0.0098207 | 694.653 | -0.020594 | 578.2675 | 0.00041632 | 694.9504 | 0 | 694.9504 | -0.0074616 | 694.9504 | 0 | 694.9504 | 0 | 694.9504 | 0 | 694.9504 | 0 | 578.2675 | 0.00027527 | 694.9504 | 0.0069015 | 694.653 | 0.26186 | 863.0406 | 0.024553 | 694.653 | -0.0071862 | 862.4193 | 5.7146 | 863.0406 | 0.60602 | 686.7179 | 0.29432
|  | 695.1838 | 0.034676 | 694.8867 | 0.0029119 | 576.0964 | 0.019392 | 695.1838 | 0.015321 | 694.8867 | -0.0011555 | 687.1289 | 0.018351 | 694.8867 | 0.013979 | 578.3863 | 0.0002103 | 695.1838 | 0.015329 | 695.1838 | 0.0063967 | 695.1838 | 0.0018001 | 695.1838 | 0.0025133 | 695.1838 | 0.0021968 | 695.1838 | 0.012874 | 578.3863 | 0.000105 | 695.1838 | 0.021628 | 694.8867 | 0.27408 | 863.2078 | 0.016929 | 694.8867 | 0.011505 | 862.5868 | 5.6081 | 863.2078 | 0.60764 | 686.9459 | 0.28801
|  | 695.4172 | 0.023202 | 695.1204 | -0.0058794 | 576.2136 | 0 | 695.4172 | -0.012564 | 695.1204 | -0.040264 | 687.3602 | 0.011272 | 695.1204 | -0.019626 | 578.5051 | 0.00041557 | 695.4172 | 0 | 695.4172 | -0.013356 | 695.4172 | 0 | 695.4172 | 0 | 695.4172 | 0 | 695.4172 | 0 | 578.5051 | 0.00027853 | 695.4172 | 0.0039606 | 695.1204 | 0.25514 | 863.375 | 0.019289 | 695.1204 | -0.0012771 | 862.7543 | 5.4293 | 863.375 | 0.61136 | 687.1738 | 0.28559
|  | 695.6506 | 0.019136 | 695.3541 | -0.00064041 | 576.3307 | 0.0079509 | 695.6506 | 0.043354 | 695.3541 | -0.0091817 | 687.5916 | 0.013284 | 695.3541 | 0.013601 | 578.624 | 0.00020639 | 695.6506 | 0.020544 | 695.6506 | 0.010593 | 695.6506 | 0.0029477 | 695.6506 | 0.00094098 | 695.6506 | 0.0016623 | 695.6506 | 0.012238 | 578.624 | 0.00017678 | 695.6506 | 0.02689 | 695.3541 | 0.26125 | 863.5422 | 0.021286 | 695.3541 | -0.00019792 | 862.9217 | 5.3403 | 863.5422 | 0.6121 | 687.4017 | 0.2795
|  | 695.8841 | -0.0057471 | 695.5879 | 0.0034673 | 576.4479 | 0.0014942 | 695.8841 | -0.037385 | 695.5879 | -0.04752 | 687.823 | 0.004283 | 695.5879 | -0.022081 | 578.7428 | 0.00040104 | 695.8841 | 0 | 695.8841 | 0.0021181 | 695.8841 | 0 | 695.8841 | 0 | 695.8841 | 0 | 695.8841 | 6.5245e-05 | 578.7428 | 0.00034687 | 695.8841 | 0.0038663 | 695.5879 | 0.23376 | 863.7093 | 0.015476 | 695.5879 | -0.0016107 | 863.0892 | 5.1503 | 863.7093 | 0.61452 | 687.6298 | 0.28262
|  | 696.1175 | 0.025185 | 695.8216 | -0.0033426 | 576.5651 | 0.0062945 | 696.1175 | -0.0035119 | 695.8216 | 0.0063577 | 688.0544 | 0.0092992 | 695.8216 | 0.015942 | 578.8617 | 0.00019558 | 696.1175 | 0.014436 | 696.1175 | 0.01492 | 696.1175 | 0.0018847 | 696.1175 | 0.0017225 | 696.1175 | 0.0041057 | 696.1175 | 0.010715 | 578.8617 | 0.00017352 | 696.1175 | 0.02615 | 695.8216 | 0.24517 | 863.8765 | 0.022738 | 695.8216 | 0.0060621 | 863.2567 | 5.099 | 863.8765 | 0.61424 | 687.8577 | 0.27904
|  | 696.351 | 0.0059181 | 696.0554 | -0.0050733 | 576.6823 | 0 | 696.351 | -0.017856 | 696.0554 | -0.053539 | 688.2858 | 0.0046658 | 696.0554 | -0.023285 | 578.9805 | 0.00038782 | 696.351 | 0 | 696.351 | -0.011168 | 696.351 | 0 | 696.351 | 0 | 696.351 | 0 | 696.351 | 0 | 578.9805 | 0.00030696 | 696.351 | 0.00254 | 696.0554 | 0.22501 | 864.0437 | 0.02242 | 696.0554 | -0.0025061 | 863.4242 | 4.9225 | 864.0437 | 0.61689 | 688.0857 | 0.28127
|  | 696.5845 | 0.0055673 | 696.2892 | -0.0014963 | 576.7995 | 0.013087 | 696.5845 | 0.01422 | 696.2892 | 0.0095392 | 688.5172 | 0.0096103 | 696.2892 | 0.016031 | 579.0994 | 0.00019298 | 696.5844 | 0.011497 | 696.5844 | -0.0014249 | 696.5844 | 0.001431 | 696.5845 | 0.0014791 | 696.5844 | 0.0032981 | 696.5844 | 0.0089211 | 579.0994 | 0.00013344 | 696.5845 | 0.021461 | 696.2892 | 0.23478 | 864.2109 | 0.020922 | 696.2892 | 0.0030711 | 863.5917 | 4.8858 | 864.2109 | 0.61814 | 688.3137 | 0.27723
|  | 696.8179 | 0.013421 | 696.523 | -0.004025 | 576.9167 | 0 | 696.8179 | -0.019107 | 696.523 | -0.025702 | 688.7487 | 0.00019247 | 696.523 | -0.019053 | 579.2183 | 0.00041408 | 696.8179 | 0 | 696.8179 | -0.021251 | 696.8179 | 0 | 696.8179 | 0 | 696.8179 | 0 | 696.8179 | 0 | 579.2183 | 0.00028692 | 696.8179 | 0.0062088 | 696.523 | 0.21666 | 864.3781 | 0.01947 | 696.523 | -0.0013323 | 863.7592 | 4.6166 | 864.3781 | 0.6213 | 688.5417 | 0.26733
|  | 697.0514 | 0.0062589 | 696.7567 | 0.0043665 | 577.0339 | 0.020347 | 697.0514 | 0.010832 | 696.7567 | -0.00022149 | 688.9801 | 0.0068038 | 696.7567 | 0.013306 | 579.3371 | 0.00022204 | 697.0514 | 0.016612 | 697.0514 | 0.017784 | 697.0514 | 0.0045063 | 697.0514 | 0.0032605 | 697.0514 | 0.00273 | 697.0514 | 0.012605 | 579.3371 | 0.00015348 | 697.0514 | 0.024095 | 696.7568 | 0.22969 | 864.5453 | 0.022965 | 696.7567 | -0.0053579 | 863.9267 | 4.5843 | 864.5453 | 0.62404 | 688.7697 | 0.27379
|  | 697.2849 | -0.010161 | 696.9905 | -0.00017088 | 577.1512 | 0 | 697.2849 | -0.011652 | 696.9905 | -0.029851 | 689.2115 | -0.00091017 | 696.9905 | -0.018545 | 579.456 | 0.00043457 | 697.2849 | 0 | 697.2849 | 0.0060086 | 697.2849 | 0 | 697.2849 | 0 | 697.2849 | 0 | 697.2849 | 0 | 579.456 | 0.00032529 | 697.2849 | 0.0010121 | 696.9905 | 0.1965 | 864.7125 | 0.018018 | 696.9905 | 0.0058846 | 864.0942 | 4.3808 | 864.7125 | 0.62985 | 688.9977 | 0.26566
|  | 697.5184 | 0.0081266 | 697.2244 | -0.00034609 | 577.2684 | 0.014711 | 697.5184 | -0.0080708 | 697.2244 | -0.010512 | 689.443 | 0.0010224 | 697.2244 | 0.0099788 | 579.5748 | 0.00021347 | 697.5184 | 0.015479 | 697.5184 | 0.0015046 | 697.5184 | 0.00096978 | 697.5184 | 0.0010372 | 697.5184 | 0.0024072 | 697.5184 | 0.0069208 | 579.5748 | 0.00017181 | 697.5184 | 0.021895 | 697.2244 | 0.2077 | 864.8797 | 0.02242 | 697.2244 | 0.0059612 | 864.2617 | 4.2823 | 864.8797 | 0.63542 | 689.2258 | 0.26692
|  | 697.752 | 0.0066836 | 697.4582 | -0.00514 | 577.3856 | 0 | 697.752 | -0.018695 | 697.4582 | -0.017047 | 689.6744 | -0.0030311 | 697.4582 | -0.024 | 579.6937 | 0.00042544 | 697.7519 | 0 | 697.7519 | 0.019568 | 697.7519 | 0 | 697.752 | 0 | 697.7519 | 0 | 697.7519 | 0 | 579.6937 | 0.00033523 | 697.7519 | 0.0048791 | 697.4582 | 0.17919 | 865.047 | 0.021467 | 697.4582 | -5.038e-05 | 864.4292 | 4.1599 | 865.047 | 0.64346 | 689.4538 | 0.26896
|  | 697.9855 | 0.0010625 | 697.692 | 0.0051051 | 577.5029 | 0.0091104 | 697.9855 | 0.0061936 | 697.692 | -0.0088366 | 689.9059 | 0.010572 | 697.692 | 0.016491 | 579.8126 | 0.00021216 | 697.9855 | 0.0043531 | 697.9855 | -0.0047172 | 697.9855 | 0.0040996 | 697.9855 | 0.0016177 | 697.9855 | 0.00474 | 697.9855 | 0.011931 | 579.8126 | 0.00016342 | 697.9855 | 0.022753 | 697.692 | 0.19263 | 865.2142 | 0.013661 | 697.692 | 0.0024131 | 864.5967 | 4.0294 | 865.2142 | 0.64885 | 689.6819 | 0.26473
|  | 698.219 | 0.0016871 | 697.9259 | -0.004069 | 577.6201 | 0 | 698.219 | -0.017493 | 697.9259 | -0.05352 | 690.1374 | -0.0046724 | 697.9259 | -0.025466 | 579.9315 | 0.00044537 | 698.219 | 0 | 698.219 | -0.012534 | 698.219 | 0 | 698.219 | 0 | 698.219 | 0 | 698.219 | 0 | 579.9315 | 0.00030696 | 698.219 | 0.0017857 | 697.9259 | 0.17553 | 865.3814 | 0.018517 | 697.9259 | -0.0023864 | 864.7642 | 3.9049 | 865.3814 | 0.65535 | 689.9099 | 0.26162
|  | 698.4526 | 0.032536 | 698.1597 | 0.0033202 | 577.7374 | 0.011463 | 698.4526 | 0.0079312 | 698.1597 | 0.022912 | 690.3689 | 0.0092532 | 698.1597 | 0.015975 | 580.0503 | 0.00026506 | 698.4526 | 0.014934 | 698.4526 | 0.033732 | 698.4526 | 0.005451 | 698.4526 | 0.0025801 | 698.4526 | 0.0049279 | 698.4526 | 0.0087733 | 580.0503 | 0.00015674 | 698.4526 | 0.019065 | 698.1597 | 0.19385 | 865.5486 | 0.018744 | 698.1597 | 0.0027899 | 864.9318 | 3.8389 | 865.5486 | 0.66065 | 690.138 | 0.25442
|  | 698.6861 | 0.020651 | 698.3936 | 0.0014597 | 577.8546 | 0 | 698.6861 | 0.014562 | 698.3936 | 0.0042879 | 690.6004 | 0.0047226 | 698.3936 | 0.019278 | 580.1692 | 0.00029803 | 698.6861 | 0.019843 | 698.6861 | -0.0042626 | 698.6861 | 0.0045218 | 698.6861 | 0.0022884 | 698.6861 | 0.0034955 | 698.6861 | 0.012656 | 580.1692 | 0.00019682 | 698.6861 | 0.01682 | 698.3936 | 0.17288 | 865.7158 | 0.02419 | 698.3936 | 0.0088595 | 865.0993 | 3.6239 | 865.7158 | 0.66608 | 690.3661 | 0.26027
|  | 698.9197 | -0.0056884 | 698.6274 | -0.0083132 | 577.9719 | 0.013374 | 698.9197 | -0.016016 | 698.6274 | -0.045964 | 690.8319 | -0.0037926 | 698.6274 | -0.02277 | 580.2881 | 0.00011195 | 698.9197 | 0 | 698.9197 | -0.012199 | 698.9197 | 0 | 698.9197 | 0 | 698.9197 | 0 | 698.9197 | 0 | 580.2881 | 9.1815e-05 | 698.9197 | 0.00035808 | 698.6274 | 0.14804 | 865.8831 | 0.014841 | 698.6274 | 0.0037728 | 865.2668 | 3.4769 | 865.8831 | 0.67091 | 690.5942 | 0.25168
|  | 699.1533 | 0.016497 | 698.8613 | 0.0044239 | 578.0892 | 0 | 699.1533 | -0.001865 | 698.8613 | 0.016991 | 691.0634 | 0.0044093 | 698.8613 | 0.013113 | 580.407 | 0.00012666 | 699.1533 | 0.017409 | 699.1533 | 0.023028 | 699.1533 | 0.0040076 | 699.1533 | 0.0018341 | 699.1533 | 0.0025566 | 699.1533 | 0.012971 | 580.407 | 8.3421e-05 | 699.1533 | 0.022532 | 698.8613 | 0.16616 | 866.0503 | 0.020196 | 698.8613 | 0.0054361 | 865.4343 | 3.4429 | 866.0503 | 0.6724 | 690.8223 | 0.24982
|  | 699.3868 | -0.014492 | 699.0952 | 0.0054066 | 578.2065 | 0.017386 | 699.3868 | -0.026126 | 699.0952 | -0.022024 | 691.2949 | -0.0073503 | 699.0952 | -0.019122 | 580.5259 | 0.0001384 | 699.3869 | 0 | 699.3869 | 0.0080635 | 699.3869 | 0 | 699.3868 | 0 | 699.3869 | 0 | 699.3869 | 0 | 580.5259 | 7.1773e-05 | 699.3868 | 0.0020001 | 699.0952 | 0.14457 | 866.2175 | 0.014523 | 699.0952 | -0.0071408 | 865.6019 | 3.2787 | 866.2175 | 0.67351 | 691.0503 | 0.24982
|  | 699.6205 | 0.013239 | 699.3291 | 0.0022802 | 578.3237 | 0 | 699.6205 | -0.0088119 | 699.3291 | 0.0087811 | 691.5265 | 0.0041857 | 699.3291 | 0.011451 | 580.6448 | 0.00014436 | 699.6205 | 0.014629 | 699.6205 | 0.02002 | 699.6205 | 0.0046449 | 699.6205 | 0.0021305 | 699.6205 | 0.0051124 | 699.6205 | 0.013766 | 580.6448 | 4.0083e-05 | 699.6205 | 0.018632 | 699.3291 | 0.16005 | 866.3848 | 0.022239 | 699.3291 | -0.0032806 | 865.7694 | 3.1465 | 866.3848 | 0.6744 | 691.2785 | 0.25098
|  | 699.8541 | 0.011816 | 699.563 | -0.0052168 | 578.441 | 0.015857 | 699.8541 | 0.0078838 | 699.563 | -0.047052 | 691.7581 | -0.0070867 | 699.563 | -0.027682 | 580.7637 | 0.00015479 | 699.8541 | 0 | 699.8541 | -0.038696 | 699.8541 | 0 | 699.8541 | 0 | 699.8541 | 0 | 699.8541 | 0 | 580.7637 | 5.1731e-05 | 699.8541 | 0 | 699.563 | 0.13032 | 866.552 | 0.01947 | 699.563 | 0.0044686 | 865.937 | 3.111 | 866.552 | 0.67876 | 691.5066 | 0.2534
|  | 700.0877 | 0.015298 | 699.7969 | 0.0015773 | 578.5583 | 0 | 700.0877 | 0.0038958 | 699.7969 | 0.0077193 | 691.9896 | -0.0012093 | 699.7969 | 0.01879 | 580.8826 | 0.00014306 | 700.0877 | 0.017482 | 700.0877 | 0.023116 | 700.0877 | 0.0036259 | 700.0877 | 0.0016442 | 700.0877 | 0.0020483 | 700.0877 | 0.012185 | 580.8826 | 5.8412e-05 | 700.0877 | 0.021204 | 699.7969 | 0.15394 | 866.7192 | 0.018608 | 699.7969 | -0.0023904 | 866.1045 | 3.0221 | 866.7192 | 0.68346 | 691.7347 | 0.23974
|  | 700.3213 | -0.00020167 | 700.0309 | 0.0022722 | 578.6756 | 0.015571 | 700.3213 | -0.018458 | 700.0309 | -0.022947 | 692.2211 | -0.0033611 | 700.0309 | -0.01925 | 581.0015 | 0.0001248 | 700.3213 | 0 | 700.3213 | 0.012007 | 700.3213 | 0 | 700.3213 | 0 | 700.3213 | 0 | 700.3213 | 0 | 581.0015 | 5.4986e-05 | 700.3213 | 0 | 700.0309 | 0.12584 | 866.8865 | 0.017972 | 700.0309 | 0.003646 | 866.272 | 2.9465 | 866.8865 | 0.68857 | 691.9629 | 0.24527
|  | 700.5549 | 0.015855 | 700.2648 | 0.0031695 | 578.7929 | 0 | 700.5549 | 0.0093502 | 700.2648 | 0.020967 | 692.4527 | 0.0041168 | 700.2648 | 0.013234 | 581.1204 | 9.593e-05 | 700.555 | 0.017356 | 700.555 | 0.016351 | 700.555 | 0.0046469 | 700.5549 | 0.001854 | 700.555 | 0.0029538 | 700.555 | 0.015644 | 581.1204 | 5.4986e-05 | 700.5549 | 0.019003 | 700.2648 | 0.14702 | 867.0537 | 0.02419 | 700.2648 | 0.0010436 | 866.4396 | 2.8428 | 867.0537 | 0.68912 | 692.191 | 0.24323
|  | 700.7886 | -0.0084393 | 700.4988 | -0.0071031 | 578.9103 | 0.0066257 | 700.7886 | -0.013564 | 700.4988 | -0.061957 | 692.6843 | -0.0052513 | 700.4988 | -0.018826 | 581.2393 | 0.00011437 | 700.7886 | 0 | 700.7886 | -0.0052536 | 700.7886 | 0 | 700.7886 | 0 | 700.7886 | 0 | 700.7886 | 0 | 581.2393 | 4.1625e-05 | 700.7886 | 0 | 700.4988 | 0.11016 | 867.221 | 0.023373 | 700.4988 | -0.0077761 | 866.6071 | 2.6971 | 867.221 | 0.69019 | 692.4192 | 0.25075
|  | 701.0223 | 0.032691 | 700.7327 | 0.0016891 | 579.0276 | 0.00083014 | 701.0223 | 0.013275 | 700.7327 | -0.0091578 | 692.9159 | 0.0032765 | 700.7327 | 0.015173 | 581.3582 | 0.00013225 | 701.0223 | 0.017057 | 701.0223 | 0.0093551 | 701.0223 | 0.0039964 | 701.0223 | 0.0029716 | 701.0223 | 0.0018493 | 701.0223 | 0.014809 | 581.3582 | 7.1773e-05 | 701.0223 | 0.017054 | 700.7327 | 0.13867 | 867.3882 | 0.023282 | 700.7327 | -0.0049096 | 866.7747 | 2.6513 | 867.3882 | 0.69075 | 692.6473 | 0.24722
|  | 701.2559 | 0.0078347 | 700.9667 | -0.0052069 | 579.1449 | 0.013374 | 701.2559 | -0.018547 | 700.9667 | -0.033134 | 693.1475 | -0.0076041 | 700.9667 | -0.019193 | 581.4771 | 0.0001466 | 701.2559 | 0 | 701.2559 | -0.0093989 | 701.2559 | 0 | 701.2559 | 0 | 701.2559 | 0 | 701.2559 | 0 | 581.4771 | 7.8454e-05 | 701.2559 | 0 | 700.9667 | 0.11016 | 867.5555 | 0.023282 | 700.9667 | -0.0061663 | 866.9423 | 2.5945 | 867.5555 | 0.69609 | 692.8755 | 0.24453
|  | 701.4896 | 0.02458 | 701.2007 | 0.0028339 | 579.2622 | 0 | 701.4896 | 0.016511 | 701.2007 | 0.011161 | 693.3791 | 0.0043339 | 701.2007 | 0.016981 | 581.596 | 0.00012573 | 701.4896 | 0.016584 | 701.4896 | 0.0090119 | 701.4896 | 0.0028037 | 701.4896 | 0.001745 | 701.4896 | 0.0023374 | 701.4896 | 0.018758 | 581.596 | 6.3379e-05 | 701.4896 | 0.016162 | 701.2007 | 0.13175 | 867.7227 | 0.014115 | 701.2007 | 0.0053355 | 867.1098 | 2.5091 | 867.7227 | 0.69934 | 693.1037 | 0.23663
|  | 701.7233 | -0.0080243 | 701.4347 | -0.0064549 | 579.3796 | 0.0092761 | 701.7233 | -0.035955 | 701.4347 | -0.022371 | 693.6107 | -0.0032415 | 701.4347 | -0.025779 | 581.7149 | 0.0001058 | 701.7233 | 0 | 701.7233 | 0.00077719 | 701.7233 | 0 | 701.7233 | 0 | 701.7233 | 0 | 701.7233 | 0 | 581.7149 | 3.837e-05 | 701.7233 | 0 | 701.4347 | 0.10446 | 867.89 | 0.015794 | 701.4347 | 0.0027689 | 867.2774 | 2.3934 | 867.89 | 0.70134 | 693.3319 | 0.23189
|  | 701.957 | 0.0027417 | 701.6686 | -0.0031848 | 579.4969 | 0 | 701.957 | 0.0073467 | 701.6686 | 0.0072842 | 693.8423 | 0.0046817 | 701.6686 | 0.014901 | 581.8338 | 9.1459e-05 | 701.957 | 0.011801 | 701.957 | 0.0093763 | 701.957 | 0.0013807 | 701.957 | 0.0015908 | 701.957 | 0.0029964 | 701.957 | 0.014602 | 581.8338 | 4.0083e-05 | 701.957 | 0.018711 | 701.6686 | 0.11586 | 868.0573 | 0.025461 | 701.6686 | 0.0062086 | 867.445 | 2.3733 | 868.0573 | 0.70074 | 693.5601 | 0.24086
|  | 702.1907 | -0.020188 | 701.9027 | -0.006673 | 579.6143 | 0.016048 | 702.1907 | -0.027425 | 701.9027 | -0.03351 | 694.074 | -0.0053206 | 701.9027 | -0.02381 | 581.9528 | 0.00010841 | 702.1907 | 0 | 702.1907 | 0.0024766 | 702.1907 | 0 | 702.1907 | 0 | 702.1907 | 0 | 702.1907 | 0 | 581.9528 | 7.006e-05 | 702.1907 | 0 | 701.9027 | 0.092243 | 868.2245 | 0.019062 | 701.9027 | -0.008698 | 867.6125 | 2.2917 | 868.2245 | 0.70464 | 693.7883 | 0.23886
|  | 702.4244 | 0.0044416 | 702.1367 | -0.0020528 | 579.7317 | 0 | 702.4244 | 0.011514 | 702.1367 | 0.021143 | 694.3057 | 0.0023119 | 702.1367 | 0.015305 | 582.0717 | 0.00011493 | 702.4244 | 0.0059515 | 702.4244 | 0.02796 | 702.4244 | 0.00071744 | 702.4244 | 0.0013794 | 702.4244 | 0.0040683 | 702.4244 | 0.013697 | 582.0717 | 6.6805e-05 | 702.4244 | 0.014332 | 702.1367 | 0.10792 | 868.3918 | 0.018018 | 702.1367 | -0.017285 | 867.7801 | 2.1921 | 868.3918 | 0.711 | 694.0165 | 0.23171
|  | 702.6581 | 0.0025098 | 702.3707 | -0.0022669 | 579.849 | 0.0076196 | 702.6581 | -0.017335 | 702.3707 | -0.042892 | 694.5373 | -0.0092805 | 702.3707 | -0.01992 | 582.1906 | 0.00012015 | 702.6582 | 0 | 702.6582 | 0.0048267 | 702.6582 | 0 | 702.6581 | 0 | 702.6582 | 0 | 702.6582 | 0 | 582.1906 | 5.0018e-05 | 702.6581 | 0.0017662 | 702.3707 | 0.086541 | 868.5591 | 0.01239 | 702.3707 | -0.0079379 | 867.9477 | 2.0856 | 868.5591 | 0.72108 | 694.2447 | 0.22808
|  | 702.8919 | 0.021487 | 702.6047 | 0.00458 | 579.9664 | 0 | 702.8919 | 0.0032101 | 702.6047 | 0.027751 | 694.769 | 0.0063524 | 702.6047 | 0.012921 | 582.3095 | 0.00011027 | 702.8919 | 0.01998 | 702.8919 | 0.0033796 | 702.8919 | 0.0063758 | 702.8919 | 0.0028242 | 702.8919 | 0.0021872 | 702.8919 | 0.013533 | 582.3095 | 3.4944e-05 | 702.8919 | 0.019025 | 702.6047 | 0.11037 | 868.7263 | 0.025552 | 702.6047 | 0.0024382 | 868.1153 | 2.0389 | 868.7263 | 0.72768 | 694.473 | 0.22664
|  | 703.1257 | 0.010638 | 702.8388 | -0.0062722 | 580.0838 | 0.014711 | 703.1257 | 0.010211 | 702.8388 | -0.024863 | 695.0007 | -0.004699 | 702.8388 | -0.024657 | 582.4285 | 0.00012219 | 703.1257 | 0 | 703.1257 | -0.0082631 | 703.1257 | 0 | 703.1257 | 0 | 703.1257 | 0 | 703.1257 | 0 | 582.4285 | 3.6657e-05 | 703.1257 | 0 | 702.8388 | 0.081858 | 868.8936 | 0.016429 | 702.8388 | -0.0072775 | 868.2829 | 1.9711 | 868.8936 | 0.7346 | 694.7012 | 0.2278
|  | 703.3594 | 0.017638 | 703.0728 | 0.0024712 | 580.2012 | 0 | 703.3594 | 0.0033392 | 703.0728 | 0.026981 | 695.2324 | 0.0056366 | 703.0728 | 0.015282 | 582.5474 | 0.00011754 | 703.3594 | 0.019005 | 703.3594 | 0.021099 | 703.3594 | 0.0029043 | 703.3594 | 0.002441 | 703.3594 | 0.004498 | 703.3594 | 0.0069156 | 582.5474 | 4.6764e-05 | 703.3594 | 0.016637 | 703.0728 | 0.10141 | 869.0609 | 0.018517 | 703.0728 | 0.004223 | 868.4505 | 1.9424 | 869.0609 | 0.73827 | 694.9295 | 0.23254
|  | 703.5932 | 0.0014847 | 703.3069 | -0.0048443 | 580.3186 | 0.016048 | 703.5932 | -6.9506e-05 | 703.3069 | -0.081422 | 695.4641 | -0.006683 | 703.3069 | -0.021485 | 582.6663 | 0.00011307 | 703.5932 | 0 | 703.5932 | -0.011806 | 703.5932 | 0 | 703.5932 | 0 | 703.5932 | 0 | 703.5932 | 0 | 582.6663 | 4.1625e-05 | 703.5932 | 0 | 703.3069 | 0.081247 | 869.2282 | 0.016202 | 703.3069 | -0.00099224 | 868.6181 | 1.8235 | 869.2282 | 0.74547 | 695.1577 | 0.21749
|  | 703.827 | 0.006529 | 703.541 | 0.0043247 | 580.436 | 0 | 703.827 | -0.010656 | 703.541 | 0.031289 | 695.6957 | 0.0097096 | 703.541 | 0.018076 | 582.7853 | 0.00010021 | 703.827 | 0.017737 | 703.827 | 0.028986 | 703.827 | 0.0036914 | 703.827 | 0.0024488 | 703.827 | 0.0032547 | 703.827 | 0.017022 | 582.7853 | 4.3338e-05 | 703.827 | 0.015347 | 703.541 | 0.095908 | 869.3955 | 0.019606 | 703.541 | -0.0031655 | 868.7857 | 1.8442 | 869.3955 | 0.74965 | 695.386 | 0.22873
|  | 704.0607 | -0.017146 | 703.7751 | -0.0021476 | 580.5534 | 0.017768 | 704.0607 | -0.010487 | 703.7751 | -0.033577 | 695.9275 | -0.0075843 | 703.7751 | -0.024206 | 582.9042 | 0.00010878 | 704.0608 | 0 | 704.0608 | 0.0048789 | 704.0608 | 0 | 704.0607 | 0 | 704.0608 | 0 | 704.0608 | 0 | 582.9042 | 3.6657e-05 | 704.0607 | 0 | 703.7751 | 0.06516 | 869.5627 | 0.01652 | 703.7751 | -0.017654 | 868.9533 | 1.7625 | 869.5627 | 0.75527 | 695.6143 | 0.22135
|  | 704.2946 | 0.020748 | 704.0092 | 0.00026973 | 580.6708 | 0 | 704.2946 | -0.015951 | 704.0092 | -0.013579 | 696.1592 | -0.00018281 | 704.0092 | 0.018105 | 583.0232 | 0.00010543 | 704.2946 | 0.015846 | 704.2946 | 0.03266 | 704.2946 | 0.0019306 | 704.2946 | 0.0011305 | 704.2946 | 0.00094847 | 704.2946 | 0.0092953 | 583.0232 | 4.0083e-05 | 704.2946 | 0.015242 | 704.0091 | 0.094279 | 869.73 | 0.024735 | 704.0092 | 0.014139 | 869.1209 | 1.7086 | 869.73 | 0.75722 | 695.8426 | 0.21712
|  | 704.5284 | 0.01892 | 704.2433 | -0.0035492 | 580.7882 | 0.010412 | 704.5284 | -0.019544 | 704.2433 | -0.05539 | 696.3909 | -0.0076547 | 704.2433 | -0.027642 | 583.1421 | 0.00010543 | 704.5284 | 0 | 704.5284 | -0.010671 | 704.5284 | 0 | 704.5284 | 0 | 704.5284 | 0 | 704.5284 | 0 | 583.1421 | 4.0083e-05 | 704.5284 | 0 | 704.2433 | 0.065771 | 869.8973 | 0.013888 | 704.2433 | -0.0051701 | 869.2885 | 1.6415 | 869.8973 | 0.76465 | 696.0709 | 0.21466
|  | 704.7622 | 0.032633 | 704.4774 | -0.002644 | 580.9056 | 0 | 704.7622 | -0.0068872 | 704.4774 | 0.0071703 | 696.6227 | 0.0068171 | 704.4774 | 0.01354 | 583.261 | 0.00010413 | 704.7622 | 0.019437 | 704.7622 | 0.00091225 | 704.7622 | 0.0019347 | 704.7622 | 0.0014376 | 704.7622 | 0.0016115 | 704.7622 | 0.010659 | 583.261 | 4.6764e-05 | 704.7622 | 0.011003 | 704.4774 | 0.08817 | 870.0646 | 0.019879 | 704.4774 | 0.00047715 | 869.4561 | 1.5733 | 870.0646 | 0.7713 | 696.2992 | 0.22325
|  | 704.996 | 0.026147 | 704.7115 | 0.0001344 | 581.0231 | 0.015284 | 704.996 | -0.0038372 | 704.7115 | -0.051696 | 696.8544 | -0.0055002 | 704.7115 | -0.023208 | 583.38 | 0.0001289 | 704.996 | 0 | 704.996 | -0.017525 | 704.996 | 0 | 704.996 | 0 | 704.996 | 0 | 704.996 | 0 | 583.38 | 2.9977e-05 | 704.996 | 0 | 704.7115 | 0.067604 | 870.2319 | 0.014841 | 704.7115 | -0.0091959 | 869.6237 | 1.5002 | 870.2319 | 0.77905 | 696.5275 | 0.21768
|  | 705.2299 | 0.02111 | 704.9456 | 0.0024341 | 581.1405 | 0 | 705.2299 | 0.014881 | 704.9456 | 0.0045135 | 697.0862 | 0.0046593 | 704.9456 | 0.015011 | 583.499 | 0.0001248 | 705.2299 | 0.0036446 | 705.2299 | 0.013991 | 705.2299 | 0.0040811 | 705.2299 | 0.0024633 | 705.2299 | 0.0015859 | 705.2299 | 0.013477 | 583.499 | 2.5009e-05 | 705.2299 | 0.01787 | 704.9456 | 0.081247 | 870.3992 | 0.01829 | 704.9456 | 0.004227 | 869.7913 | 1.5124 | 870.3992 | 0.78063 | 696.7558 | 0.21243
|  | 705.4637 | 0.0069338 | 705.1798 | -0.0082018 | 581.2579 | 0.014711 | 705.4637 | -0.0050854 | 705.1798 | -0.081917 | 697.3179 | -0.0072975 | 705.1798 | -0.023381 | 583.6179 | 0.00011977 | 705.4637 | 0 | 705.4637 | 0.0037634 | 705.4637 | 0 | 705.4637 | 0 | 705.4637 | 0 | 705.4637 | 0 | 583.6179 | 1.6616e-05 | 705.4637 | 0 | 705.1798 | 0.063735 | 870.5665 | 0.013389 | 705.1798 | 0.0045905 | 869.959 | 1.3955 | 870.5665 | 0.78221 | 696.9841 | 0.20964
|  | 705.6976 | 0.0065774 | 705.4139 | 0.003287 | 581.3754 | 0 | 705.6976 | 0.0010685 | 705.4139 | -0.015768 | 697.5497 | 0.0053887 | 705.4139 | 0.01669 | 583.7369 | 9.2763e-05 | 705.6976 | 0.013221 | 705.6976 | 0.018382 | 705.6976 | 0.0039912 | 705.6976 | 0.0017156 | 705.6976 | 0.0023386 | 705.6976 | 0.015246 | 583.7369 | 1.6616e-05 | 705.6976 | 0.013291 | 705.4139 | 0.080839 | 870.7338 | 0.022965 | 705.4139 | 0.0044393 | 870.1266 | 1.3608 | 870.7338 | 0.78259 | 697.2125 | 0.21642
|  | 705.9315 | 0.003482 | 705.6481 | -0.0030807 | 581.4928 | 0.0086135 | 705.9315 | -0.013903 | 705.6481 | -0.058417 | 697.7815 | -0.0047219 | 705.6481 | -0.019659 | 583.8559 | 9.1459e-05 | 705.9314 | 0 | 705.9314 | -0.013134 | 705.9314 | 0 | 705.9315 | 0 | 705.9314 | 0 | 705.9314 | 0 | 583.8559 | 2.5009e-05 | 705.9315 | 0 | 705.6481 | 0.064346 | 870.9011 | 0.015249 | 705.6481 | -0.0070595 | 870.2942 | 1.3232 | 870.9011 | 0.78579 | 697.4409 | 0.21271
|  | 706.1653 | 0.030213 | 705.8822 | -0.00028008 | 581.6103 | 0 | 706.1653 | -0.0046133 | 705.8822 | 0.0078428 | 698.0133 | 0.0032865 | 705.8822 | 0.015069 | 583.9748 | 9.5744e-05 | 706.1653 | 0.0071146 | 706.1653 | 0.012042 | 706.1653 | 0.0020264 | 706.1653 | 0.0016794 | 706.1653 | 0.0018586 | 706.1653 | 0.017737 | 583.9748 | 2.3296e-05 | 706.1653 | 0.013634 | 705.8822 | 0.072287 | 871.0684 | 0.024326 | 705.8822 | 0.00075607 | 870.4619 | 1.3157 | 871.0684 | 0.78941 | 697.6692 | 0.21238
|  | 706.3992 | -0.011687 | 706.1164 | -0.0074593 | 581.7278 | 0.011559 | 706.3992 | -0.02399 | 706.1164 | -0.047064 | 698.2451 | -0.0060503 | 706.1164 | -0.023784 | 584.0938 | 9.7234e-05 | 706.3992 | 0 | 706.3992 | 0.0039472 | 706.3992 | 0 | 706.3992 | 0 | 706.3992 | 0 | 706.3992 | 0 | 584.0938 | 3.837e-05 | 706.3992 | 0 | 706.1164 | 0.052128 | 871.2358 | 0.020514 | 706.1164 | -0.0040576 | 870.6295 | 1.2396 | 871.2358 | 0.79448 | 697.8976 | 0.20216
|  | 706.6331 | 0.0067459 | 706.3506 | 0.00080754 | 581.8453 | 0 | 706.6331 | -0.0078814 | 706.3506 | 0.029432 | 698.4769 | 0.00091955 | 706.3506 | 0.0094556 | 584.2128 | 9.9841e-05 | 706.6331 | 0.0080024 | 706.6331 | 0.010006 | 706.6331 | 0.0036316 | 706.6331 | 0.0017731 | 706.6331 | 0.00098231 | 706.6331 | 0.013338 | 584.2128 | 2.8435e-05 | 706.6331 | 0.010374 | 706.3506 | 0.066993 | 871.4031 | 0.02124 | 706.3506 | -0.0026223 | 870.7971 | 1.1922 | 871.4031 | 0.79987 | 698.126 | 0.20695
|  | 706.867 | 0.00099104 | 706.5848 | -0.0013429 | 581.9628 | 0.0053006 | 706.867 | -0.021854 | 706.5848 | -0.039113 | 698.7087 | -0.0047165 | 706.5848 | -0.025097 | 584.3317 | 0.00012368 | 706.867 | 0 | 706.867 | 0.0034894 | 706.867 | 0 | 706.867 | 0 | 706.867 | 0 | 706.867 | 0 | 584.3317 | 2.3296e-05 | 706.867 | 0 | 706.5848 | 0.045409 | 871.5704 | 0.018109 | 706.5848 | -0.0094597 | 870.9648 | 1.1231 | 871.5704 | 0.80567 | 698.3543 | 0.20518
|  | 707.101 | 0.021733 | 706.819 | 0.0053944 | 582.0802 | 0 | 707.101 | -0.0013585 | 706.819 | 0.02251 | 698.9406 | 0.0017369 | 706.819 | 0.011655 | 584.4507 | 0.00014827 | 707.1009 | 0.017987 | 707.1009 | 0.0032158 | 707.1009 | 0.003266 | 707.101 | 0.0026784 | 707.1009 | 0.0061284 | 707.1009 | 0.01238 | 584.4507 | 1.1648e-05 | 707.101 | 0.013793 | 706.819 | 0.068418 | 871.7377 | 0.018426 | 706.819 | 0.0098398 | 871.1324 | 1.1319 | 871.7377 | 0.81139 | 698.5827 | 0.20388
|  | 707.3348 | -0.0092034 | 707.0532 | -0.0021325 | 582.1977 | 0.01987 | 707.3348 | 0.0046848 | 707.0532 | -0.059263 | 699.1724 | -0.0058024 | 707.0532 | -0.024715 | 584.5697 | 0.00015051 | 707.3349 | 0 | 707.3349 | -0.025728 | 707.3349 | 0 | 707.3348 | 0 | 707.3349 | 0 | 707.3349 | 0 | 584.5697 | 2.3296e-05 | 707.3348 | 0 | 707.0533 | 0.049277 | 871.905 | 0.017791 | 707.0532 | -0.0071452 | 871.3001 | 1.062 | 871.905 | 0.81882 | 698.8111 | 0.19817
|  | 707.5688 | 0.02487 | 707.2875 | -0.0013029 | 582.3152 | 0 | 707.5688 | 0.015485 | 707.2875 | 0.020446 | 699.4043 | 0.0044652 | 707.2875 | 0.012429 | 584.6887 | 0.00013914 | 707.5688 | 0.019471 | 707.5688 | 0.022036 | 707.5688 | 0.00088919 | 707.5688 | 0.0013684 | 707.5688 | 0.0011617 | 707.5688 | 0.0028001 | 584.6887 | 2.0042e-05 | 707.5688 | 0.019089 | 707.2875 | 0.071676 | 872.0724 | 0.024417 | 707.2875 | 0.00045887 | 871.4677 | 1.0783 | 872.0724 | 0.82527 | 699.0395 | 0.2016
|  | 707.8027 | -0.017613 | 707.5217 | -0.0045828 | 582.4328 | 0.0082822 | 707.8027 | -0.028694 | 707.5217 | -0.020493 | 699.6362 | -0.0042736 | 707.5217 | -0.022569 | 584.8077 | 0.00011828 | 707.8028 | 0 | 707.8028 | 0.0016092 | 707.8028 | 0 | 707.8027 | 0 | 707.8028 | 0 | 707.8028 | 0 | 584.8077 | 1.3361e-05 | 707.8027 | 0 | 707.5217 | 0.039911 | 872.2397 | 0.018109 | 707.5217 | 7.2891e-05 | 871.6354 | 0.96354 | 872.2397 | 0.83145 | 699.2679 | 0.19886
|  | 708.0367 | 0.023448 | 707.756 | -0.0018764 | 582.5503 | 0 | 708.0367 | 0.0049095 | 707.756 | 0.0062517 | 699.868 | 0.0015521 | 707.756 | 0.014247 | 584.9266 | 0.00010841 | 708.0367 | 0.011367 | 708.0367 | 0.016097 | 708.0367 | 0.0042445 | 708.0367 | 0.0011329 | 708.0367 | 0.0024783 | 708.0367 | 0.012436 | 584.9266 | 3.2546e-06 | 708.0367 | 0.012124 | 707.756 | 0.058441 | 872.407 | 0.027186 | 707.756 | -0.00068995 | 871.803 | 0.97748 | 872.407 | 0.83452 | 699.4964 | 0.20179
|  | 708.2707 | -0.0039349 | 707.9902 | -0.010308 | 582.6678 | 0.0059632 | 708.2707 | -0.023038 | 707.9902 | -0.054679 | 700.0999 | -0.006421 | 707.9902 | -0.028662 | 585.0456 | 0.00011065 | 708.2707 | 0 | 708.2707 | -0.0067903 | 708.2707 | 0 | 708.2707 | 0 | 708.2707 | 0 | 708.2707 | 0 | 585.0456 | 9.9352e-06 | 708.2707 | 0 | 707.9902 | 0.03482 | 872.5744 | 0.013025 | 707.9902 | -0.013871 | 871.9707 | 0.88719 | 872.5744 | 0.83893 | 699.7248 | 0.19408
|  | 708.5046 | 0.0028306 | 708.2245 | 0.004447 | 582.7853 | 0 | 708.5046 | 0.012555 | 708.2245 | -0.01205 | 700.3318 | 0.00050962 | 708.2245 | 0.011896 | 585.1646 | 0.00012275 | 708.5047 | 0.012011 | 708.5047 | 0.01672 | 708.5047 | 0.0046999 | 708.5046 | 0.0024203 | 708.5047 | 0.0023611 | 708.5047 | 0.014742 | 585.1646 | 1.8329e-05 | 708.5046 | 0.017964 | 708.2245 | 0.066586 | 872.7417 | 0.020741 | 708.2245 | -0.0049776 | 872.1384 | 0.90928 | 872.7417 | 0.84395 | 699.9533 | 0.19612
|  | 708.7386 | -0.022656 | 708.4588 | 0.00058316 | 582.9028 | 0.016048 | 708.7386 | -0.049205 | 708.4588 | -0.064948 | 700.5637 | -0.009487 | 708.4588 | -0.023749 | 585.2836 | 0.00013579 | 708.7386 | 0 | 708.7386 | -0.0174 | 708.7386 | 0 | 708.7386 | 0 | 708.7386 | 0 | 708.7386 | 0 | 585.2836 | 1.5074e-05 | 708.7387 | 0 | 708.4588 | 0.037264 | 872.909 | 0.014387 | 708.4588 | -0.011257 | 872.3061 | 0.84923 | 872.909 | 0.84924 | 700.1817 | 0.19724
|  | 708.9727 | 0.0047535 | 708.693 | 0.0086888 | 583.0204 | 0 | 708.9727 | -0.0062457 | 708.693 | 0.0056952 | 700.7956 | 0.006717 | 708.693 | 0.020225 | 585.4026 | 0.00014138 | 708.9726 | 0.021026 | 708.9726 | 0.016077 | 708.9726 | 0.0041187 | 708.9727 | 0.0031547 | 708.9726 | 0.005098 | 708.9726 | 0.015001 | 585.4026 | 2.1755e-05 | 708.9727 | 0.01281 | 708.693 | 0.065975 | 873.0764 | 0.02242 | 708.693 | 0.0025029 | 872.4737 | 0.84108 | 873.0764 | 0.85329 | 700.4102 | 0.19473
|  | 709.2067 | -0.016626 | 708.9273 | -0.008841 | 583.1379 | 0.01901 | 709.2067 | 0.00063588 | 708.9273 | -0.055996 | 701.0275 | -0.0051521 | 708.9273 | -0.028006 | 585.5216 | 0.00014566 | 709.2067 | 0 | 709.2067 | -0.0058003 | 709.2067 | 0 | 709.2067 | 0 | 709.2067 | 0 | 709.2067 | 0 | 585.5216 | 1.6616e-05 | 709.2067 | 0 | 708.9273 | 0.025657 | 873.2437 | 0.015567 | 708.9273 | -0.010011 | 872.6414 | 0.77716 | 873.2437 | 0.85807 | 700.6387 | 0.19496
|  | 709.4407 | 0.024651 | 709.1616 | -0.0038399 | 583.2555 | 0 | 709.4407 | 0.00053402 | 709.1616 | -0.0052753 | 701.2595 | 0.00046914 | 709.1616 | 0.011235 | 585.6406 | 0.00014883 | 709.4407 | 0 | 709.4407 | -0.0011362 | 709.4407 | 0.0019843 | 709.4407 | 0.0013743 | 709.4407 | 5.1838e-05 | 709.4407 | 0.0049113 | 585.6406 | 1.6616e-05 | 709.4407 | 0.0089098 | 709.1617 | 0.051517 | 873.4111 | 0.020332 | 709.1616 | 0.0040473 | 872.8091 | 0.78638 | 873.4111 | 0.86188 | 700.8671 | 0.19478
|  | 709.6747 | -0.00084721 | 709.396 | -0.0053735 | 583.3731 | 0.0061289 | 709.6747 | -0.010708 | 709.396 | -0.055576 | 701.4914 | -0.0082294 | 709.396 | -0.025173 | 585.7596 | 0.00013952 | 709.6747 | 0 | 709.6747 | 0.0040862 | 709.6747 | 0 | 709.6747 | 0 | 709.6747 | 0 | 709.6747 | 0 | 585.7596 | 2.9977e-05 | 709.6747 | 0 | 709.396 | 0.036449 | 873.5784 | 0.01357 | 709.396 | -0.0046862 | 872.9768 | 0.73062 | 873.5784 | 0.86829 | 701.0956 | 0.18804
|  | 709.9088 | 0.022969 | 709.6303 | 0.0011893 | 583.4906 | 0 | 709.9088 | -0.018866 | 709.6303 | -0.0040254 | 701.7233 | 0.0058126 | 709.6303 | 0.015102 | 585.8786 | 0.00012871 | 709.9087 | 0.016785 | 709.9087 | 0.0026557 | 709.9087 | 0.0037955 | 709.9088 | 0.0010624 | 709.9087 | 0.0016307 | 709.9087 | 0.0089861 | 585.8786 | 2.8435e-05 | 709.9088 | 0.010259 | 709.6303 | 0.052332 | 873.7458 | 0.01947 | 709.6303 | 0.011286 | 873.1445 | 0.66392 | 873.7458 | 0.87261 | 701.3241 | 0.18827
|  | 710.1428 | 0.0095718 | 709.8646 | -0.0018418 | 583.6082 | 0.010412 | 710.1428 | -0.025442 | 709.8646 | -0.018452 | 701.9553 | -0.0036514 | 709.8646 | -0.022878 | 585.9977 | 0.00011661 | 710.1428 | 0 | 710.1428 | -0.010879 | 710.1428 | 0 | 710.1428 | 0 | 710.1428 | 0 | 710.1428 | 0 | 585.9977 | 3.6657e-05 | 710.1428 | 0 | 709.8646 | 0.035024 | 873.9131 | 0.016611 | 709.8646 | -0.0030832 | 873.3121 | 0.69416 | 873.9131 | 0.88139 | 701.5526 | 0.18962
|  | 710.3768 | 0.020184 | 710.099 | -0.00052268 | 583.7258 | 0 | 710.3768 | -0.0031674 | 710.099 | 0.030614 | 702.1873 | 0.0055132 | 710.099 | 0.013764 | 586.1167 | 0.00010673 | 710.3768 | 0.0089646 | 710.3768 | 0.028737 | 710.3768 | 0.0032577 | 710.3768 | 0.0016249 | 710.3768 | 0.0007296 | 710.3768 | 0.012023 | 586.1167 | 9.9352e-06 | 710.3768 | 0.014303 | 710.099 | 0.048259 | 874.0805 | 0.025552 | 710.099 | 0.0030885 | 873.4799 | 0.6399 | 874.0805 | 0.8872 | 701.7811 | 0.18651
|  | 710.6109 | -0.0035194 | 710.3333 | -0.00022935 | 583.8434 | 0.0091104 | 710.6109 | -0.026669 | 710.3333 | -0.067541 | 702.4193 | -0.0030984 | 710.3333 | -0.022337 | 586.2357 | 0.00010766 | 710.6109 | 0 | 710.6109 | -0.013417 | 710.6109 | 0 | 710.6109 | 0 | 710.6109 | 0 | 710.6109 | 0 | 586.2357 | 8.3935e-06 | 710.6109 | 0 | 710.3333 | 0.03258 | 874.2479 | 0.01534 | 710.3333 | -0.006044 | 873.6476 | 0.54081 | 874.2479 | 0.8943 | 702.0096 | 0.18344
|  | 710.845 | 0.011083 | 710.5677 | 0.0072553 | 583.961 | 0 | 710.845 | -0.0012966 | 710.5677 | 0.0073956 | 702.6512 | 0.00066285 | 710.5677 | 0.021571 | 586.3547 | 0.00012406 | 710.845 | 0.011026 | 710.845 | -0.0061409 | 710.845 | 0.0023242 | 710.845 | 0.0015024 | 710.845 | 0.0034867 | 710.845 | 0.016029 | 586.3547 | 6.6805e-06 | 710.845 | 0.012666 | 710.5677 | 0.050296 | 874.4152 | 0.023872 | 710.5677 | -0.0035872 | 873.8152 | 0.59207 | 874.4152 | 0.897 | 702.2382 | 0.18395
|  | 711.0791 | -0.002185 | 710.802 | -0.030741 | 584.0786 | 0.011941 | 711.0791 | -0.0093969 | 710.802 | -0.039214 | 702.8832 | -0.00097096 | 710.802 | -0.024483 | 586.4737 | 0.00013151 | 711.0791 | 0 | 711.0791 | -0.021372 | 711.0791 | 0 | 711.0791 | 0 | 711.0791 | 0 | 711.0791 | 0 | 586.4737 | 6.6805e-06 | 711.0791 | 0 | 710.8021 | 0.022195 | 874.5826 | 0.014024 | 710.802 | -0.0095061 | 873.9829 | 0.523 | 874.5826 | 0.90239 | 702.4667 | 0.17694
|  | 711.3132 | 0.01685 | 711.0364 | 0.018673 | 584.1962 | 0 | 711.3132 | 0.018245 | 711.0364 | 0.0030429 | 703.1152 | 0.0064043 | 711.0364 | 0.013474 | 586.5928 | 0.00012666 | 711.3132 | 0.021619 | 711.3132 | 0.013535 | 711.3132 | 0.0027286 | 711.3132 | 0.0020209 | 711.3132 | 0.0011675 | 711.3132 | 0.0091702 | 586.5928 | 6.6805e-06 | 711.3132 | 0.013329 | 711.0364 | 0.049277 | 874.75 | 0.023918 | 711.0364 | 0.0049788 | 874.1507 | 0.55818 | 874.75 | 0.90369 | 702.6953 | 0.18929
|  | 711.5473 | -0.004316 | 711.2708 | -0.017959 | 584.3138 | 0.0029816 | 711.5473 | -0.0042662 | 711.2708 | -0.048624 | 703.3472 | -0.0039037 | 711.2708 | -0.024061 | 586.7118 | 0.00012871 | 711.5473 | 0 | 711.5473 | 0.0042985 | 711.5473 | 0 | 711.5473 | 0 | 711.5473 | 0 | 711.5473 | 0 | 586.7118 | 3.2546e-06 | 711.5473 | 0 | 711.2708 | 0.028915 | 874.9173 | 0.017065 | 711.2708 | 0.0011786 | 874.3184 | 0.57491 | 874.9173 | 0.90736 | 702.9238 | 0.18098
|  | 711.7814 | 0.020755 | 711.5052 | -0.010938 | 584.4314 | 0 | 711.7814 | 0.0034225 | 711.5052 | 0.00021046 | 703.5793 | 0.0025907 | 711.5052 | 0.016196 | 586.8308 | 0.00012089 | 711.7814 | 0.016302 | 711.7814 | 0.0068625 | 711.7814 | 0.00069342 | 711.7814 | 0.00076038 | 711.7814 | 0.0034818 | 711.7814 | 0.0084592 | 586.8308 | 3.2546e-06 | 711.7814 | 0.0084892 | 711.5052 | 0.043372 | 875.0847 | 0.018199 | 711.5052 | 0.0008869 | 874.4861 | 0.57384 | 875.0847 | 0.90801 | 703.1524 | 0.17847
|  | 712.0155 | -0.0017852 | 711.7396 | 0.010131 | 584.549 | 0.010412 | 712.0155 | -0.028949 | 711.7396 | -0.031124 | 703.8113 | -0.0035367 | 711.7396 | -0.022229 | 586.9498 | 0.00012629 | 712.0155 | 0 | 712.0155 | 0.012264 | 712.0155 | 0 | 712.0155 | 0 | 712.0155 | 0 | 712.0155 | 0 | 586.9498 | 2.6722e-05 | 712.0155 | 0 | 711.7396 | 0.024231 | 875.2521 | 0.019243 | 711.7396 | 0.0085741 | 874.6538 | 0.55239 | 875.2521 | 0.91381 | 703.381 | 0.17893
|  | 712.2496 | 0.02933 | 711.9741 | -0.0051629 | 584.6667 | 0 | 712.2496 | 0.031934 | 711.9741 | 0.017167 | 704.0433 | 0.0059088 | 711.9741 | 0.010837 | 587.0689 | 0.00012499 | 712.2497 | 0.0094827 | 712.2497 | 0.0053868 | 712.2497 | 0.0018648 | 712.2496 | 0.00034172 | 712.2497 | 0.0028514 | 712.2497 | 0.0085051 | 587.0689 | 2.3296e-05 | 712.2496 | 0.011848 | 711.9741 | 0.047038 | 875.4195 | 0.021921 | 711.9741 | -0.0024565 | 874.8215 | 0.50563 | 875.4195 | 0.91878 | 703.6096 | 0.18632
|  | 712.4838 | 0.005785 | 712.2085 | 0.0031258 | 584.7843 | 0.013756 | 712.4838 | -0.029517 | 712.2085 | -0.027749 | 704.2754 | -0.0038505 | 712.2085 | -0.025189 | 587.1879 | 0.00012611 | 712.4838 | 0 | 712.4838 | 0.0067954 | 712.4838 | 0 | 712.4838 | 0 | 712.4838 | 0 | 712.4838 | 0 | 587.1879 | 2.3296e-05 | 712.4838 | 0 | 712.2085 | 0.040114 | 875.5869 | 0.013888 | 712.2085 | -0.0037292 | 874.9893 | 0.4385 | 875.5869 | 0.92538 | 703.8381 | 0.17536
|  | 712.718 | 0.029452 | 712.4429 | 0.020348 | 584.902 | 0 | 712.718 | 0.015031 | 712.4429 | 0.00019088 | 704.5074 | 0.0054681 | 712.4429 | 0.015006 | 587.307 | 0.00012927 | 712.718 | 0.012588 | 712.718 | 0.0059783 | 712.718 | 0.0020443 | 712.718 | 0.001669 | 712.718 | 0.00027978 | 712.718 | 0.013187 | 587.307 | 0 | 712.718 | 0.014737 | 712.4429 | 0.040522 | 875.7542 | 0.020423 | 712.4429 | 0.0024806 | 875.157 | 0.37308 | 875.7542 | 0.92863 | 704.0668 | 0.17931
|  | 712.9521 | -0.0071957 | 712.6774 | -0.015553 | 585.0196 | 0 | 712.9521 | -0.015457 | 712.6774 | -0.036348 | 704.7395 | -0.0040413 | 712.6774 | -0.024368 | 587.426 | 0.00013654 | 712.9521 | 0 | 712.9521 | -0.0050043 | 712.9521 | 0 | 712.9521 | 0 | 712.9521 | 0 | 712.9521 | 0 | 587.426 | 0 | 712.9521 | 0 | 712.6774 | 0.021584 | 875.9216 | 0.020015 | 712.6774 | 0.0037511 | 875.3247 | 0.30767 | 875.9216 | 0.93221 | 704.2953 | 0.17257
|  | 713.1863 | 0.011514 | 712.9118 | 0.0053446 | 585.1373 | 0 | 713.1863 | 0.016667 | 712.9118 | -0.012508 | 704.9716 | 0.0036915 | 712.9118 | 0.017465 | 587.5451 | 0.00013486 | 713.1863 | 0.0059459 | 713.1863 | 0.013685 | 713.1863 | 0.0038652 | 713.1863 | 0.0021107 | 713.1863 | 0.0032472 | 713.1863 | 0.014114 | 587.5451 | 0 | 713.1863 | 0.015732 | 712.9118 | 0.04154 | 876.089 | 0.018744 | 712.9118 | 0.0015666 | 875.4925 | 0.4385 | 876.089 | 0.93314 | 704.524 | 0.17271
|  | 713.4205 | 0.00056028 | 713.1463 | -0.006686 | 585.2549 | 0.0056319 | 713.4205 | -0.035769 | 713.1463 | -0.051552 | 705.2037 | -0.0077911 | 713.1463 | -0.023659 | 587.6641 | 0.0001235 | 713.4205 | 0 | 713.4205 | 0.007944 | 713.4205 | 0 | 713.4205 | 0 | 713.4205 | 0 | 713.4205 | 0 | 587.6641 | 9.9352e-06 | 713.4205 | 0 | 713.1463 | 0.023213 | 876.2564 | 0.015658 | 713.1463 | -0.0047381 | 875.6602 | 0.27936 | 876.2564 | 0.93723 | 704.7526 | 0.16365
|  | 713.6547 | 0.0070837 | 713.3808 | -0.038448 | 585.3726 | 0 | 713.6547 | 0.014387 | 713.3808 | 0.014972 | 705.4358 | 0.0076634 | 713.3808 | 0.01657 | 587.7832 | 0.00011009 | 713.6547 | 0.0066328 | 713.6547 | 0.0084979 | 713.6547 | 0.0051315 | 713.6547 | 0.0025214 | 713.6547 | 0.0042669 | 713.6547 | 0.0093901 | 587.7832 | 1.1648e-05 | 713.6547 | 0.010952 | 713.3808 | 0.03034 | 876.4238 | 0.027186 | 713.3808 | 0.010986 | 875.8279 | 0.28815 | 876.4238 | 0.94136 | 704.9813 | 0.16988
|  | 713.8889 | 0.0025477 | 713.6153 | 0.0065292 | 585.4903 | 0.013374 | 713.8889 | -0.013541 | 713.6153 | -0.050619 | 705.6678 | -0.0043512 | 713.6153 | -0.019496 | 587.9022 | 0.00010189 | 713.8889 | 0 | 713.8889 | -0.0069602 | 713.8889 | 0 | 713.8889 | 0 | 713.8889 | 0 | 713.8889 | 0 | 587.9022 | 1.1648e-05 | 713.8889 | 0 | 713.6152 | 0.021584 | 876.5912 | 0.015159 | 713.6153 | 0.0025292 | 875.9957 | 0.24526 | 876.5912 | 0.94791 | 705.2099 | 0.17053
|  | 714.1231 | 0.018233 | 713.8497 | 0.017035 | 585.608 | 0 | 714.1231 | 0.018693 | 713.8497 | 0.032907 | 705.9 | 0.005119 | 713.8497 | 0.014493 | 588.0213 | 0.00011698 | 714.1231 | 0.0099338 | 714.1231 | -0.0027634 | 714.1231 | 0.0034361 | 714.1231 | 0.0017744 | 714.1231 | 0.0030446 | 714.1231 | 0.013828 | 588.0213 | 3.2546e-06 | 714.1231 | 0.014488 | 713.8497 | 0.037264 | 876.7586 | 0.021921 | 713.8497 | 0.0026596 | 876.1634 | 0.30402 | 876.7586 | 0.95474 | 705.4385 | 0.17025
|  | 714.3574 | -0.0094772 | 714.0843 | -0.024563 | 585.7257 | 0.0057976 | 714.3574 | -0.0036995 | 714.0843 | -0.05768 | 706.1321 | -0.0068707 | 714.0843 | -0.02052 | 588.1403 | 0.00011586 | 714.3573 | 0 | 714.3573 | -0.0022817 | 714.3573 | 0 | 714.3574 | 0 | 714.3573 | 0 | 714.3573 | 0 | 588.1403 | 1.713e-06 | 714.3574 | 0 | 714.0842 | 0.021177 | 876.926 | 0.016838 | 714.0843 | -0.0006734 | 876.3312 | 0.31153 | 876.926 | 0.9625 | 705.6672 | 0.16421
|  | 714.5916 | -0.0058186 | 714.3188 | 0.0021038 | 585.8434 | 0 | 714.5916 | -0.0030297 | 714.3188 | 0.014504 | 706.3643 | 0.0062219 | 714.3188 | 0.010331 | 588.2594 | 0.00011698 | 714.5916 | 0.0079841 | 714.5916 | 0.011915 | 714.5916 | 0.0029062 | 714.5916 | 0.001509 | 714.5916 | 0.0039217 | 714.5916 | 0.0083605 | 588.2594 | 1.713e-06 | 714.5915 | 0.012227 | 714.3188 | 0.031969 | 877.0934 | 0.023782 | 714.3188 | 0.0018962 | 876.4989 | 0.3244 | 877.0934 | 0.96853 | 705.8959 | 0.17243
|  | 714.8258 | 0.0046268 | 714.5533 | -0.045517 | 585.9611 | 0.012227 | 714.8258 | -0.018762 | 714.5533 | -0.03704 | 706.5964 | -0.0051294 | 714.5533 | -0.023361 | 588.3785 | 0.00011493 | 714.8258 | 0 | 714.8258 | 0.010574 | 714.8258 | 0 | 714.8258 | 0 | 714.8258 | 0 | 714.8258 | 0 | 588.3785 | 3.2546e-06 | 714.8258 | 0 | 714.5533 | 0.010033 | 877.2608 | 0.019243 | 714.5533 | -0.0082102 | 876.6667 | 0.29888 | 877.2608 | 0.97313 | 706.1246 | 0.16263
|  | 715.0601 | 0.020697 | 714.7878 | -0.011966 | 586.0788 | 0 | 715.0601 | -0.0037692 | 714.7878 | 0.0026466 | 706.8286 | 0.0077274 | 714.7878 | 0.013712 | 588.4975 | 0.00011307 | 715.0601 | 0.011659 | 715.0601 | 0.0069191 | 715.0601 | 0.0032785 | 715.0601 | 0.0015762 | 715.0601 | 0.0031387 | 715.0601 | 0.013672 | 588.4975 | 3.2546e-06 | 715.0601 | 0.013668 | 714.7878 | 0.039707 | 877.4282 | 0.029182 | 714.7878 | -0.0013277 | 876.8345 | 0.25619 | 877.4282 | 0.97555 | 706.3533 | 0.16853
|  | 715.2943 | 0.0092082 | 715.0224 | -0.027861 | 586.1965 | 0.015093 | 715.2943 | -0.0034403 | 715.0224 | -0.046395 | 707.0607 | -0.0011819 | 715.0224 | -0.023209 | 588.6166 | 0.00013784 | 715.2943 | 0 | 715.2943 | -0.0041315 | 715.2943 | 0 | 715.2943 | 0 | 715.2943 | 0 | 715.2943 | 0 | 588.6166 | 3.2546e-06 | 715.2943 | 0 | 715.0224 | 0.012995 | 877.5956 | 0.014614 | 715.0224 | 0.0012719 | 877.0022 | 0.31668 | 877.5956 | 0.98015 | 706.582 | 0.15738
|  | 715.5286 | -0.0023868 | 715.2569 | 0.0082899 | 586.3142 | 0 | 715.5286 | 0.0038405 | 715.2569 | 0.054188 | 707.2928 | 0.0039241 | 715.2569 | 0.01077 | 588.7357 | 0.00013132 | 715.5286 | 0.011726 | 715.5286 | 0.011277 | 715.5286 | 0.002859 | 715.5286 | 0.0011905 | 715.5286 | 0.0032293 | 715.5286 | 0.013328 | 588.7357 | 0 | 715.5286 | 0.013747 | 715.2569 | 0.034006 | 877.7631 | 0.017791 | 715.2569 | -0.0016607 | 877.17 | 0.24633 | 877.7631 | 0.98502 | 706.8107 | 0.16165
|  | 715.7629 | -0.016051 | 715.4915 | 0.0041246 | 586.432 | 0.010603 | 715.7629 | -0.010069 | 715.4915 | -0.037223 | 707.525 | -0.0057092 | 715.4915 | -0.022361 | 588.8547 | 0.00012704 | 715.7629 | 0 | 715.7629 | -0.022544 | 715.7629 | 0 | 715.7629 | 0 | 715.7629 | 0 | 715.7629 | 0 | 588.8547 | 0 | 715.7629 | 0 | 715.4915 | 0.015285 | 877.9305 | 0.017155 | 715.4915 | -0.010542 | 877.3378 | 0.24633 | 877.9305 | 0.99306 | 707.0394 | 0.15956
|  | 715.9972 | 0.02243 | 715.726 | 0.023902 | 586.5497 | 0 | 715.9972 | 0.020802 | 715.726 | 0.025242 | 707.7573 | 0.0080085 | 715.726 | 0.015586 | 588.9738 | 0.00010282 | 715.9972 | 0.017382 | 715.9972 | 0.0049858 | 715.9972 | 0.0042803 | 715.9972 | 0.0023045 | 715.9972 | 0.0027982 | 715.9972 | 0.011237 | 588.9738 | 0 | 715.9972 | 0.012317 | 715.726 | 0.034616 | 878.0979 | 0.018517 | 715.726 | 0.0066533 | 877.5055 | 0.23367 | 878.0979 | 1.0004 | 707.2681 | 0.16003
|  | 716.2315 | 0.00376 | 715.9606 | -0.011659 | 586.6675 | 0.016526 | 716.2315 | -0.028035 | 715.9606 | -0.026836 | 707.9894 | -0.0074555 | 715.9606 | -0.015481 | 589.0929 | 0.00011363 | 716.2315 | 0 | 716.2315 | -0.0038094 | 716.2315 | 0 | 716.2315 | 0 | 716.2315 | 0 | 716.2315 | 0 | 589.0929 | 3.2546e-06 | 716.2315 | 0 | 715.9606 | 0.0072235 | 878.2653 | 0.03186 | 715.9606 | -0.0038015 | 877.6733 | 0.19614 | 878.2653 | 1.0066 | 707.4968 | 0.15915
|  | 716.4658 | 0.027991 | 716.1952 | -0.024674 | 586.7852 | 0 | 716.4658 | 0.02514 | 716.1952 | 0.00081256 | 708.2216 | 0.0055015 | 716.1952 | 0.016758 | 589.212 | 0.00011884 | 716.4658 | 0.017232 | 716.4658 | -0.0029233 | 716.4658 | 0.0041735 | 716.4658 | 0.0021239 | 716.4658 | 0.0013946 | 716.4658 | 0.0088879 | 589.212 | 3.2546e-06 | 716.4658 | 0.0076425 | 716.1952 | 0.031766 | 878.4328 | 0.013389 | 716.1952 | 0.011625 | 877.8411 | 0.18606 | 878.4328 | 1.0105 | 707.7256 | 0.16667
|  | 716.7001 | -0.0011464 | 716.4298 | -0.020071 | 586.903 | 0.0087791 | 716.7001 | -0.026536 | 716.4298 | -0.031883 | 708.4539 | -0.0060019 | 716.4298 | -0.026483 | 589.3311 | 0.00013654 | 716.7001 | 0 | 716.7001 | 0.00039519 | 716.7001 | 0 | 716.7001 | 0 | 716.7001 | 0 | 716.7001 | 0 | 589.3311 | 3.2546e-06 | 716.7001 | 0 | 716.4298 | 0.013249 | 878.6002 | 0.013343 | 716.4298 | 0.0018658 | 878.0089 | 0.15346 | 878.6002 | 1.0157 | 707.9543 | 0.15074
|  | 716.9344 | 0.0049304 | 716.6644 | -0.020584 | 587.0207 | 0 | 716.9344 | 0.0084605 | 716.6644 | -0.00042731 | 708.6861 | 0.003394 | 716.6644 | 0.0086367 | 589.4502 | 0.00013784 | 716.9345 | 0.012308 | 716.9345 | 0.015277 | 716.9345 | 0.0020074 | 716.9344 | 0.0010273 | 716.9345 | 0.0014291 | 716.9345 | 0.0074582 | 589.4502 | 0 | 716.9344 | 0.0097406 | 716.6644 | 0.033191 | 878.7676 | 0.020332 | 716.6644 | 0.0054403 | 878.1767 | 0.15818 | 878.7676 | 1.0221 | 708.183 | 0.15562
|  | 717.1688 | -0.012364 | 716.899 | -0.0016176 | 587.1385 | 0.014616 | 717.1688 | -0.028743 | 716.899 | -0.052086 | 708.9183 | -0.00043526 | 716.899 | -0.020289 | 589.5693 | 0.00014753 | 717.1688 | 0 | 717.1688 | 0.010406 | 717.1688 | 0 | 717.1688 | 0 | 717.1688 | 0 | 717.1688 | 0 | 589.5693 | 0 | 717.1688 | 0 | 716.899 | 0.011447 | 878.9351 | 0.017382 | 716.899 | 0.00036205 | 878.3445 | 0.11013 | 878.9351 | 1.0325 | 708.4118 | 0.15292
|  | 717.4031 | 0.023336 | 717.1337 | -0.036433 | 587.2563 | 0 | 717.4031 | 0.013071 | 717.1337 | 0.022331 | 709.1506 | 0.004094 | 717.1337 | 0.015775 | 589.6884 | 0.00014492 | 717.4032 | 0.0093873 | 717.4032 | 0.0092905 | 717.4032 | 0.00073617 | 717.4031 | 0.00046703 | 717.4032 | 0.0011614 | 717.4032 | 0.0070675 | 589.6884 | 0 | 717.4031 | 0.013132 | 717.1337 | 0.030544 | 879.1025 | 0.020015 | 717.1337 | -0.0039021 | 878.5123 | 0.11507 | 879.1025 | 1.0393 | 708.6406 | 0.15766
|  | 717.6375 | 0.0060348 | 717.3683 | -0.013337 | 587.3741 | 0.0036442 | 717.6375 | -0.017888 | 717.3683 | -0.013499 | 709.3828 | -0.0061457 | 717.3683 | -0.023518 | 589.8075 | 0.00012704 | 717.6375 | 0 | 717.6375 | 0.0081445 | 717.6375 | 0 | 717.6375 | 0 | 717.6375 | 0 | 717.6375 | 0 | 589.8075 | 9.9352e-06 | 717.6375 | 0 | 717.3683 | 0.0014192 | 879.2699 | 0.014024 | 717.3683 | 0.0095613 | 878.6801 | 0.11893 | 879.2699 | 1.0468 | 708.8694 | 0.15408
|  | 717.8719 | 0.014844 | 717.603 | 0.0027236 | 587.4918 | 0 | 717.8719 | 0.0054175 | 717.603 | -0.0095907 | 709.6151 | 0.0027895 | 717.603 | 0.012252 | 589.9266 | 0.00011158 | 717.8719 | 0.0053822 | 717.8719 | 0.015569 | 717.8719 | 0.0035566 | 717.8719 | 0.00057272 | 717.8719 | 0.0017755 | 717.8719 | 0.012011 | 589.9266 | 9.9352e-06 | 717.8719 | 0.010104 | 717.6029 | 0.028304 | 879.4374 | 0.023373 | 717.603 | 0.0072432 | 878.8479 | 0.12043 | 879.4374 | 1.0479 | 709.0982 | 0.15557
|  | 718.1063 | 0.0076454 | 717.8376 | 0.00054956 | 587.6096 | 0.0034785 | 718.1063 | 0.0036343 | 717.8376 | -0.044439 | 709.8474 | -0.0017842 | 717.8376 | -0.024411 | 590.0457 | 0.00010413 | 718.1063 | 0 | 718.1063 | -0.015265 | 718.1063 | 0 | 718.1063 | 0 | 718.1063 | 0 | 718.1063 | 0 | 590.0457 | 9.9352e-06 | 718.1063 | 0 | 717.8376 | 0.010219 | 879.6048 | 0.011165 | 717.8376 | 0.0031092 | 879.0157 | 0.05866 | 879.6048 | 1.0522 | 709.327 | 0.15153
|  | 718.3407 | 0.040007 | 718.0723 | 0.018713 | 587.7275 | 0 | 718.3407 | 0.014806 | 718.0723 | 0.0048096 | 710.0796 | 0.0053428 | 718.0723 | 0.015017 | 590.1648 | 0.00010096 | 718.3407 | 0.0091996 | 718.3407 | -0.0055379 | 718.3407 | 0.0029654 | 718.3407 | 0.0023068 | 718.3407 | 0.0041356 | 718.3407 | 0.013963 | 590.1648 | 0 | 718.3407 | 0.014803 | 718.0723 | 0.030748 | 879.7723 | 0.020015 | 718.0723 | -0.001375 | 879.1835 | 0.076676 | 879.7723 | 1.0534 | 709.5558 | 0.14749
|  | 718.5751 | -0.011164 | 718.3069 | -0.028653 | 587.8453 | 0.0086135 | 718.5751 | -0.034003 | 718.3069 | -0.027383 | 710.3119 | -0.003575 | 718.3069 | -0.023522 | 590.2839 | 0.00011065 | 718.5751 | 0 | 718.5751 | -0.0035244 | 718.5751 | 0 | 718.5751 | 0 | 718.5751 | 0 | 718.5751 | 0 | 590.2839 | 0 | 718.5751 | 0 | 718.307 | 0.0024457 | 879.9397 | 0.017655 | 718.3069 | -0.0011812 | 879.3513 | 0.049223 | 879.9397 | 1.0586 | 709.7846 | 0.14489
|  | 718.8095 | 0.0062234 | 718.5416 | 0.0024993 | 587.9631 | 0 | 718.8095 | 0.0017466 | 718.5416 | 0.0014184 | 710.5442 | 0.0033719 | 718.5416 | 0.012898 | 590.403 | 0.00012108 | 718.8095 | 0.0082931 | 718.8095 | 0.016162 | 718.8095 | 0.0020728 | 718.8095 | 0.0016639 | 718.8095 | 0.0028537 | 718.8095 | 0.015535 | 590.403 | 0 | 718.8095 | 0.015581 | 718.5416 | 0.021992 | 880.1072 | 0.021059 | 718.5416 | 0.0028318 | 879.5191 | 0.068955 | 880.1072 | 1.062 | 710.0134 | 0.14958
|  | 719.0439 | 0.0015683 | 718.7763 | -0.006433 | 588.0809 | 0.011463 | 719.0439 | -0.035323 | 718.7763 | -0.046166 | 710.7765 | -0.0071294 | 718.7763 | -0.025303 | 590.5221 | 0.00013542 | 719.0439 | 0 | 719.0439 | -0.010261 | 719.0439 | 0 | 719.0439 | 0 | 719.0439 | 0 | 719.0439 | 0.00095201 | 590.5221 | 0 | 719.0439 | 0 | 718.7763 | 0.011721 | 880.2746 | 0.014932 | 718.7763 | -0.0028509 | 879.687 | 0.030778 | 880.2746 | 1.0692 | 710.2423 | 0.14447
|  | 719.2783 | 0.010107 | 719.011 | 0.016485 | 588.1988 | 0 | 719.2783 | 0.0095647 | 719.011 | 0.012399 | 711.0089 | 0.004013 | 719.011 | 0.017448 | 590.6412 | 0.00013616 | 719.2783 | 0.015543 | 719.2783 | 0.011655 | 719.2783 | 0.003597 | 719.2783 | 0.0017923 | 719.2783 | 0.0032638 | 719.2783 | 0.011496 | 590.6412 | 0 | 719.2783 | 0.012077 | 719.011 | 0.038893 | 880.4421 | 0.024508 | 719.011 | -0.0013643 | 879.8548 | 0.039142 | 880.4421 | 1.0731 | 710.4711 | 0.14962
|  | 719.5128 | -0.030372 | 719.2457 | -0.0039266 | 588.3166 | 0.01089 | 719.5128 | -0.018786 | 719.2457 | -0.045729 | 711.2411 | -0.0022732 | 719.2457 | -0.020715 | 590.7603 | 0.0001276 | 719.5128 | 0 | 719.5128 | -0.0039331 | 719.5128 | 0 | 719.5128 | 0 | 719.5128 | 0 | 719.5128 | 0 | 590.7603 | 0 | 719.5128 | 0 | 719.2457 | 0.002332 | 880.6096 | 0.011573 | 719.2457 | -0.007689 | 880.0226 | 0 | 880.6096 | 1.0784 | 710.6999 | 0.14382
|  | 719.7473 | 0.027542 | 719.4805 | 0.013256 | 588.4344 | 0 | 719.7473 | 0.007515 | 719.4805 | 0.0039651 | 711.4735 | 0.005455 | 719.4805 | 0.013548 | 590.8794 | 0.00014306 | 719.7472 | 0.0076696 | 719.7472 | 0.023556 | 719.7472 | 0.0029058 | 719.7473 | 0.0015364 | 719.7472 | 0.003123 | 719.7472 | 0.014527 | 590.8794 | 0 | 719.7473 | 0.0127 | 719.4805 | 0.029933 | 880.777 | 0.029818 | 719.4805 | 0.0059034 | 880.1904 | 0.037855 | 880.777 | 1.0811 | 710.9288 | 0.14437
|  | 719.9817 | -0.0045612 | 719.7152 | -0.0069044 | 588.5523 | 0.011941 | 719.9817 | -0.015124 | 719.7152 | -0.038495 | 711.7058 | -0.003072 | 719.7152 | -0.022725 | 590.9986 | 0.00012704 | 719.9817 | 0 | 719.9817 | -0.011225 | 719.9817 | 0 | 719.9817 | 0 | 719.9817 | 0 | 719.9817 | 0 | 590.9986 | 0 | 719.9817 | 0 | 719.7152 | 0.0067103 | 880.9445 | 0.019334 | 719.7152 | -0.0049143 | 880.3583 | 0.0037533 | 880.9445 | 1.0884 | 711.1576 | 0.14377
|  | 720.2162 | 0.017514 | 719.9499 | 0.0070868 | 588.6701 | 0 | 720.2162 | 0.006708 | 719.9499 | 0.0157 | 711.9382 | 0.0059094 | 719.9499 | 0.012573 | 591.1177 | 0.00011567 | 720.2162 | 0.0084766 | 720.2162 | 0.0076552 | 720.2162 | 0.0034024 | 720.2162 | 0.0023812 | 720.2162 | 0.0031783 | 720.2162 | 0.0079672 | 591.1177 | 0 | 720.2162 | 0.010631 | 719.9499 | 0.022806 | 881.1119 | 0.020741 | 719.9499 | 0.010546 | 880.5261 | 0.00028599 | 881.1119 | 1.095 | 711.3865 | 0.14646
|  | 720.4506 | -0.01473 | 720.1847 | -0.035715 | 588.788 | 0.015571 | 720.4506 | -0.024045 | 720.1847 | -0.05379 | 712.1705 | -0.0067265 | 720.1847 | -0.020421 | 591.2368 | 8.9783e-05 | 720.4506 | 0 | 720.4506 | -0.010575 | 720.4506 | 0 | 720.4506 | 0 | 720.4506 | 0 | 720.4506 | 0 | 591.2368 | 0 | 720.4506 | 0 | 720.1847 | 0.012516 | 881.2794 | 0.013661 | 720.1847 | 0.00025164 | 880.6939 | 0 | 881.2794 | 1.1035 | 711.6154 | 0.14252
|  | 720.6851 | 0.0014937 | 720.4194 | 0.034432 | 588.9059 | 0 | 720.6851 | -0.01188 | 720.4194 | 0.0085219 | 712.403 | 0.0086293 | 720.4194 | 0.01474 | 591.3559 | 0.00011847 | 720.6851 | 0.014671 | 720.6851 | 0.01202 | 720.6851 | 0.0030349 | 720.6851 | 0.002738 | 720.6851 | 0.0041327 | 720.6851 | 0.0085254 | 591.3559 | 0 | 720.6851 | 0.012803 | 720.4194 | 0.022806 | 881.4469 | 0.022965 | 720.4194 | -0.0019097 | 880.8618 | 0 | 881.4469 | 1.1094 | 711.8444 | 0.13755
|  | 720.9196 | 0.0013918 | 720.6542 | -0.016793 | 589.0238 | 0.0048037 | 720.9196 | -0.032484 | 720.6542 | -0.032846 | 712.6353 | -0.00038439 | 720.6542 | -0.019339 | 591.4751 | 0.00012741 | 720.9196 | 0 | 720.9196 | -0.012305 | 720.9196 | 0 | 720.9196 | 0 | 720.9196 | 0 | 720.9196 | 0 | 591.4751 | 0 | 720.9196 | 0 | 720.6542 | 0.00094537 | 881.6144 | 0.020423 | 720.6542 | -0.0018831 | 881.0296 | 0 | 881.6144 | 1.116 | 712.0732 | 0.1427
|  | 721.1542 | 0.017666 | 720.889 | 0.010475 | 589.1417 | 0 | 721.1542 | -0.0032759 | 720.889 | 0.018227 | 712.8677 | -0.0011007 | 720.889 | 0.016614 | 591.5942 | 0.00012797 | 721.1541 | 0.0071379 | 721.1541 | -0.0040253 | 721.1541 | 0.0026465 | 721.1542 | 0.001664 | 721.1541 | 0.0050108 | 721.1541 | 0.012553 | 591.5942 | 0 | 721.1542 | 0.017638 | 720.889 | 0.019154 | 881.7818 | 0.018426 | 720.889 | -0.0031504 | 881.1975 | 0 | 881.7818 | 1.1192 | 712.3021 | 0.14461
|  | 721.3887 | -0.0016859 | 721.1238 | 0.0091232 | 589.2595 | 0.0062945 | 721.3887 | -0.021172 | 721.1238 | -0.030529 | 713.1001 | -0.001266 | 721.1238 | -0.017982 | 591.7133 | 0.00010617 | 721.3887 | 0 | 721.3887 | -0.017862 | 721.3887 | 0 | 721.3887 | 0 | 721.3887 | 0 | 721.3887 | 0 | 591.7133 | 0 | 721.3887 | 0 | 721.1238 | 0.0092421 | 881.9493 | 0.01534 | 721.1238 | -0.0093233 | 881.3653 | 0 | 881.9493 | 1.1238 | 712.5311 | 0.13601
|  | 721.6232 | -0.0032222 | 721.3586 | 0.016471 | 589.3774 | 0 | 721.6232 | -0.009322 | 721.3586 | -0.0065985 | 713.3325 | 0.0023368 | 721.3586 | 0.019687 | 591.8325 | 0.00011977 | 721.6232 | 0 | 721.6232 | 0.023369 | 721.6232 | 0.0029295 | 721.6232 | 0.0029059 | 721.6232 | 0.0042051 | 721.6232 | 0.011324 | 591.8325 | 0 | 721.6232 | 0.011256 | 721.3586 | 0.029729 | 882.1168 | 0.027458 | 721.3586 | 0.003447 | 881.5332 | 0 | 882.1168 | 1.1281 | 712.76 | 0.14228
|  | 721.8577 | -0.020728 | 721.5934 | -0.002441 | 589.4954 | 0.0064601 | 721.8577 | -0.0080533 | 721.5934 | -0.027187 | 713.5649 | -0.0061883 | 721.5934 | -0.019467 | 591.9516 | 0.00014082 | 721.8577 | 0 | 721.8577 | -0.0038351 | 721.8577 | 0 | 721.8577 | 0 | 721.8577 | 0 | 721.8577 | 0 | 591.9516 | 0 | 721.8577 | 0 | 721.5934 | -0.0015319 | 882.2843 | 0.015885 | 721.5934 | -0.0071981 | 881.7011 | 0 | 882.2843 | 1.1381 | 712.989 | 0.13434
|  | 722.0923 | 0.013805 | 721.8282 | -0.01727 | 589.6133 | 0 | 722.0923 | -0.013313 | 721.8282 | -0.0045447 | 713.7974 | 0.0052951 | 721.8282 | 0.0097525 | 592.0708 | 0.00013188 | 722.0923 | 0.011065 | 722.0923 | -0.0027192 | 722.0923 | 0.00062022 | 722.0923 | 0.00049757 | 722.0923 | 0.003324 | 722.0923 | 0.010688 | 592.0708 | 0 | 722.0923 | 0.0085305 | 721.8282 | 0.01269 | 882.4518 | 0.023555 | 721.8282 | 0.0044161 | 881.8689 | 0 | 882.4518 | 1.1478 | 713.2179 | 0.1394
|  | 722.3268 | 0.038261 | 722.063 | -0.053129 | 589.7312 | 0.013278 | 722.3268 | -0.021486 | 722.063 | -0.030404 | 714.0298 | -0.00626 | 722.063 | -0.01955 | 592.1899 | 0.00012219 | 722.3268 | 0 | 722.3268 | 0.0057079 | 722.3268 | 0 | 722.3268 | 0 | 722.3268 | 0 | 722.3268 | 0 | 592.1899 | 0 | 722.3268 | 0 | 722.063 | 0.0091633 | 882.6193 | 0.013389 | 722.063 | 0.0030527 | 882.0368 | 0 | 882.6193 | 1.1613 | 713.4468 | 0.13448
|  | 722.5614 | 0.030404 | 722.2978 | 0.021506 | 589.8491 | 0 | 722.5614 | -0.014676 | 722.2978 | -0.0091537 | 714.2622 | 0.0053975 | 722.2978 | 0.015137 | 592.3091 | 0.00012499 | 722.5614 | 0.013628 | 722.5614 | 0.030119 | 722.5614 | 0.0042483 | 722.5614 | 0.0020085 | 722.5614 | 0.0027963 | 722.5614 | 0.011928 | 592.3091 | 0 | 722.5614 | 0.010025 | 722.2979 | 0.022399 | 882.7868 | 0.019788 | 722.2978 | 0.0092319 | 882.2047 | 0 | 882.7868 | 1.1717 | 713.6758 | 0.13448
|  | 722.796 | -0.0017182 | 722.5327 | -0.022583 | 589.967 | 0.010794 | 722.796 | -0.013011 | 722.5327 | -0.027854 | 714.4947 | -0.0075124 | 722.5327 | -0.022869 | 592.4282 | 0.00015405 | 722.796 | 0 | 722.796 | -0.0020275 | 722.796 | 0 | 722.796 | 0 | 722.796 | 0 | 722.796 | 0 | 592.4282 | 0 | 722.796 | 0 | 722.5327 | -0.00071404 | 882.9543 | 0.024281 | 722.5327 | 0.009716 | 882.3725 | 0 | 882.9543 | 1.1816 | 713.9048 | 0.13388
|  | 723.0306 | 0.020014 | 722.7675 | 0.0024504 | 590.085 | 0 | 723.0306 | 0.011035 | 722.7675 | -0.001738 | 714.7272 | 0.0068783 | 722.7675 | 0.011865 | 592.5474 | 0.00015777 | 723.0306 | 0.0088567 | 723.0306 | 0.0066434 | 723.0306 | 0.0044881 | 723.0306 | 0.0018249 | 723.0306 | 0.00296 | 723.0306 | 0.014975 | 592.5474 | 0 | 723.0306 | 0.013171 | 722.7675 | 0.016742 | 883.1218 | 0.020423 | 722.7675 | 0.00809 | 882.5404 | 0 | 883.1218 | 1.1858 | 714.1337 | 0.13174
|  | 723.2651 | 0.0035307 | 723.0024 | -0.03436 | 590.2029 | 0.0079509 | 723.2651 | -0.01182 | 723.0024 | -0.061201 | 714.9596 | -0.0033403 | 723.0024 | -0.024412 | 592.6666 | 0.00016262 | 723.2652 | 0 | 723.2652 | 0.0095643 | 723.2652 | 0 | 723.2651 | 0 | 723.2652 | 0 | 723.2652 | 0 | 592.6666 | 0 | 723.2651 | 0 | 723.0024 | 0.00098075 | 883.2893 | 0.013888 | 723.0024 | -0.0060711 | 882.7083 | 0 | 883.2893 | 1.1904 | 714.3627 | 0.12774
|  | 723.4998 | 0.022496 | 723.2373 | 0.0071477 | 590.3209 | 0 | 723.4998 | 0.021925 | 723.2373 | -0.0041248 | 715.1921 | 0.0012626 | 723.2373 | 0.010846 | 592.7857 | 0.00014604 | 723.4998 | 0.013037 | 723.4998 | 0.0065518 | 723.4998 | 0.0039537 | 723.4998 | 0.0011472 | 723.4998 | 0.0033029 | 723.4998 | 0.0098297 | 592.7857 | 0 | 723.4998 | 0.0093454 | 723.2373 | 0.023417 | 883.4568 | 0.025189 | 723.2373 | -0.00024694 | 882.8762 | 0 | 883.4568 | 1.1936 | 714.5917 | 0.1382
|  | 723.7344 | -0.0058716 | 723.4722 | -0.014364 | 590.4388 | 0.015762 | 723.7344 | 0.00049837 | 723.4722 | -0.04159 | 715.4246 | -0.0020255 | 723.4722 | -0.019219 | 592.9049 | 0.00014827 | 723.7344 | 0 | 723.7344 | 0.01705 | 723.7344 | 0 | 723.7344 | 0 | 723.7344 | 0 | 723.7344 | 0 | 592.9049 | 0 | 723.7344 | 0 | 723.4722 | 0.0008552 | 883.6243 | 0.022602 | 723.4722 | 0.0072314 | 883.044 | 0 | 883.6243 | 1.2 | 714.8207 | 0.13132
|  | 723.969 | 0.011349 | 723.707 | -0.017411 | 590.5568 | 0 | 723.969 | -0.027628 | 723.707 | 0.019111 | 715.6571 | 0.0016316 | 723.707 | 0.0097988 | 593.024 | 0.0001235 | 723.969 | 0 | 723.969 | 0.0056357 | 723.969 | 0.0019115 | 723.969 | 0.0020853 | 723.969 | 0.0026297 | 723.969 | 0.006195 | 593.024 | 0 | 723.969 | 0.0134 | 723.707 | 0.021584 | 883.7918 | 0.024553 | 723.707 | 0.010698 | 883.2119 | 0 | 883.7918 | 1.2041 | 715.0497 | 0.12956
|  | 724.2037 | -0.0053035 | 723.9419 | -0.046763 | 590.6748 | 0.013565 | 724.2037 | -0.021565 | 723.9419 | -0.040902 | 715.8896 | -0.0053249 | 723.9419 | -0.021553 | 593.1432 | 0.00012499 | 724.2037 | 0 | 724.2037 | -0.0090303 | 724.2037 | 0 | 724.2037 | 0 | 724.2037 | 0 | 724.2037 | 0 | 593.1432 | 0 | 724.2037 | 0 | 723.9419 | -0.0034521 | 883.9593 | 0.018653 | 723.9419 | -0.0059286 | 883.3798 | 0 | 883.9593 | 1.2116 | 715.2787 | 0.12524
|  | 724.4383 | 0.013962 | 724.1769 | 0.018742 | 590.7928 | 0 | 724.4383 | 0.01332 | 724.1769 | -0.020072 | 716.1221 | 0.0022888 | 724.1769 | 0.011485 | 593.2624 | 0.00011493 | 724.4383 | 0.018819 | 724.4383 | 0.013492 | 724.4383 | 0.0044305 | 724.4383 | 0.0018327 | 724.4383 | 0.003555 | 724.4383 | 0.011014 | 593.2624 | 0 | 724.4383 | 0.0091909 | 724.1768 | 0.029322 | 884.1268 | 0.022239 | 724.1769 | 0.0089801 | 883.5477 | 0 | 884.1268 | 1.2162 | 715.5078 | 0.12747
|  | 724.673 | -0.0092465 | 724.4118 | -0.019303 | 590.9108 | 0.0092761 | 724.673 | -0.018174 | 724.4118 | -0.047274 | 716.3547 | -0.0046546 | 724.4118 | -0.020367 | 593.3815 | 0.00013151 | 724.673 | 0 | 724.673 | -0.01119 | 724.673 | 0 | 724.673 | 0 | 724.673 | 0 | 724.673 | 0 | 593.3815 | 0 | 724.673 | 0 | 724.4118 | -0.0026522 | 884.2943 | 0.017337 | 724.4118 | 0.00032505 | 883.7156 | 0 | 884.2943 | 1.226 | 715.7368 | 0.12909
|  | 724.9076 | 0.017578 | 724.6467 | 0.014153 | 591.0287 | 0 | 724.9076 | -0.0029001 | 724.6467 | 0.018165 | 716.5872 | 0.0030775 | 724.6467 | 0.011833 | 593.5007 | 0.00013914 | 724.9076 | 0.020036 | 724.9076 | 0.011459 | 724.9076 | 0.0039592 | 724.9076 | 0.0013098 | 724.9076 | 0.002485 | 724.9076 | 0.012574 | 593.5007 | 0 | 724.9076 | 0.0070103 | 724.6467 | 0.02301 | 884.4618 | 0.017609 | 724.6467 | 0.0062804 | 883.8835 | 0 | 884.4618 | 1.2328 | 715.9659 | 0.13258
|  | 725.1423 | 0.0030638 | 724.8816 | -0.017409 | 591.1467 | 0.0087791 | 725.1423 | -0.017001 | 724.8816 | -0.030848 | 716.8197 | -0.0065245 | 724.8816 | -0.020026 | 593.6199 | 0.00016876 | 725.1423 | 0 | 725.1423 | -0.014925 | 725.1423 | 0 | 725.1423 | 0 | 725.1423 | 0 | 725.1423 | 0 | 593.6199 | 0 | 725.1423 | 0 | 724.8816 | -0.0037715 | 884.6294 | 0.017655 | 724.8816 | 0.004353 | 884.0514 | 0 | 884.6294 | 1.2431 | 716.1949 | 0.12505
|  | 725.377 | 0.044564 | 725.1166 | -0.011267 | 591.2648 | 0 | 725.377 | -0.0029398 | 725.1166 | 0.0090388 | 717.0523 | 0.0020276 | 725.1166 | 0.016081 | 593.7391 | 0.00017137 | 725.377 | 0.012637 | 725.377 | -0.0096668 | 725.377 | 0.0040743 | 725.377 | 0.00085349 | 725.377 | 0.00052214 | 725.377 | 0.007909 | 593.7391 | 0 | 725.3769 | 0.013625 | 725.1166 | 0.021584 | 884.7969 | 0.023237 | 725.1166 | 0.0070725 | 884.2193 | 0 | 884.7969 | 1.2488 | 716.424 | 0.12877
|  | 725.6117 | -0.0093685 | 725.3515 | -0.013247 | 591.3828 | 0.01987 | 725.6117 | -0.014412 | 725.3515 | -0.035652 | 717.2849 | -0.0051674 | 725.3515 | -0.020844 | 593.8583 | 0.00016262 | 725.6117 | 0 | 725.6117 | -0.017704 | 725.6117 | 0 | 725.6117 | 0 | 725.6117 | 0 | 725.6117 | 0 | 593.8583 | 0 | 725.6117 | 0 | 725.3515 | 0.0031948 | 884.9644 | 0.030499 | 725.3515 | -0.0032724 | 884.3873 | 0 | 884.9644 | 1.2549 | 716.6531 | 0.12486
|  | 725.8464 | 0.014453 | 725.5865 | -0.015884 | 591.5008 | 0 | 725.8464 | -0.0069391 | 725.5865 | 0.0049174 | 717.5174 | 0.0012672 | 725.5865 | 0.013542 | 593.9775 | 0.00013281 | 725.8464 | 0.0049411 | 725.8464 | 0.0032759 | 725.8464 | 0 | 725.8464 | 0.00055232 | 725.8464 | 0 | 725.8464 | 0.0083123 | 593.9775 | 0 | 725.8464 | 0.0091188 | 725.5865 | 0.0091255 | 885.1319 | 0.028865 | 725.5865 | 0.00037159 | 884.5552 | 0 | 885.1319 | 1.2564 | 716.8821 | 0.12603
|  | 726.0811 | 0.021082 | 725.8215 | -0.03271 | 591.6188 | 0.017386 | 726.0811 | -0.022499 | 725.8215 | -0.033622 | 717.75 | -0.0019764 | 725.8215 | -0.016564 | 594.0966 | 0.00011139 | 726.0811 | 0 | 726.0811 | -0.0039099 | 726.0811 | 0 | 726.0811 | 0 | 726.0811 | 0 | 726.0811 | 0 | 594.0966 | 0 | 726.0811 | 0 | 725.8215 | -0.0067055 | 885.2994 | 0.014705 | 725.8215 | 0.0037042 | 884.7231 | 0 | 885.2994 | 1.2612 | 717.1113 | 0.12027
|  | 726.3158 | 0.0079021 | 726.0564 | 0.027204 | 591.7369 | 0 | 726.3158 | 0.003324 | 726.0564 | 0.015193 | 717.9826 | 0.0039747 | 726.0564 | 0.011638 | 594.2159 | 0.00010766 | 726.3158 | 0.0098182 | 726.3158 | 0.012446 | 726.3158 | 0.0044619 | 726.3158 | 0.0028214 | 726.3158 | 0.0027276 | 726.3158 | 0.011517 | 594.2159 | 0 | 726.3158 | 0.015574 | 726.0565 | 0.018166 | 885.467 | 0.022647 | 726.0564 | 0.0076419 | 884.891 | 0 | 885.467 | 1.2638 | 717.3403 | 0.12756
|  | 726.5505 | 0.0044151 | 726.2914 | -0.016194 | 591.8549 | 0.0033129 | 726.5505 | 0.0088229 | 726.2914 | -0.061184 | 718.2152 | -0.0034523 | 726.2914 | -0.016549 | 594.335 | 0.00012219 | 726.5505 | 0 | 726.5505 | 0.013491 | 726.5505 | 0 | 726.5505 | 0 | 726.5505 | 0 | 726.5505 | 0 | 594.335 | 0 | 726.5505 | 0 | 726.2914 | -0.0011758 | 885.6345 | 0.016702 | 726.2914 | 0.0027829 | 885.0589 | 0 | 885.6345 | 1.2708 | 717.5695 | 0.11595
|  | 726.7853 | 0.013635 | 726.5264 | -0.00037697 | 591.9729 | 0 | 726.7853 | -0.01015 | 726.5264 | 0.011321 | 718.4478 | 0.00763 | 726.5264 | 0.016423 | 594.4542 | 0.00014231 | 726.7853 | 0.021772 | 726.7853 | -0.00093094 | 726.7853 | 0.0027524 | 726.7853 | 0.0018573 | 726.7853 | 0.0014616 | 726.7853 | 0.010065 | 594.4542 | 0 | 726.7853 | 0.012036 | 726.5264 | 0.02301 | 885.8021 | 0.022647 | 726.5264 | 0.0070217 | 885.2269 | 0 | 885.8021 | 1.2754 | 717.7986 | 0.12291
|  | 727.02 | 0.010124 | 726.7615 | -0.0068315 | 592.091 | 0.010412 | 727.02 | -0.017959 | 726.7615 | -0.010739 | 718.6804 | -0.0042556 | 726.7615 | -0.02214 | 594.5734 | 0.00016262 | 727.02 | 0 | 727.02 | -0.010973 | 727.02 | 0 | 727.02 | 0 | 727.02 | 0 | 727.02 | 0 | 594.5734 | 0 | 727.02 | 0 | 726.7614 | 0.0024234 | 885.9696 | 0.0098939 | 726.7615 | -0.003857 | 885.3948 | 0 | 885.9696 | 1.2843 | 718.0277 | 0.12296
|  | 727.2548 | 0.014304 | 726.9965 | 0.001838 | 592.2091 | 0 | 727.2548 | 0.0082558 | 726.9965 | 0.013218 | 718.9131 | 0.0013014 | 726.9965 | 0.012936 | 594.6926 | 0.0001479 | 727.2548 | 0.014724 | 727.2548 | 0.012733 | 727.2548 | 0.001514 | 727.2548 | 0.0010669 | 727.2548 | 0.0012686 | 727.2548 | 0.012843 | 594.6926 | 0 | 727.2548 | 0.010152 | 726.9965 | 0.019948 | 886.1371 | 0.02065 | 726.9965 | 0.0037856 | 885.5627 | 0 | 886.1371 | 1.2921 | 718.2568 | 0.12222
|  | 727.4896 | 0.003173 | 727.2315 | -0.025457 | 592.3271 | 0.0056319 | 727.4896 | -0.036121 | 727.2315 | -0.032906 | 719.1457 | -0.0028958 | 727.2315 | -0.021717 | 594.8118 | 0.00014958 | 727.4896 | 0 | 727.4896 | -0.0060912 | 727.4896 | 0 | 727.4896 | 0 | 727.4896 | 0 | 727.4896 | 0 | 594.8118 | 9.9352e-06 | 727.4896 | 0 | 727.2315 | 0.0022197 | 886.3047 | 0.026096 | 727.2315 | -0.0054245 | 885.7307 | 0 | 886.3047 | 1.3009 | 718.486 | 0.10963
|  | 727.7244 | 0.01287 | 727.4665 | 0.0072789 | 592.4452 | 0 | 727.7244 | 0.020469 | 727.4665 | -0.011103 | 719.3784 | 0.00026409 | 727.4665 | 0.01065 | 594.9311 | 0.0001289 | 727.7244 | 0.010442 | 727.7244 | 0.0081365 | 727.7244 | 0.001537 | 727.7244 | 0 | 727.7244 | 0.002153 | 727.7244 | 0.0088835 | 594.9311 | 1.5074e-05 | 727.7244 | 0.0083087 | 727.4665 | 0.022195 | 886.4722 | 0.025915 | 727.4665 | 0.0059849 | 885.8986 | 0 | 886.4722 | 1.3085 | 718.7151 | 0.11706
|  | 727.9592 | -0.0057401 | 727.7016 | -0.01091 | 592.5633 | 0.016908 | 727.9592 | -0.014554 | 727.7016 | -0.036109 | 719.611 | -0.0041469 | 727.7016 | -0.022664 | 595.0503 | 0.00012499 | 727.9591 | 0 | 727.9591 | -0.0035788 | 727.9591 | 0 | 727.9592 | 0 | 727.9591 | 0 | 727.9591 | 0 | 595.0503 | 0.00061547 | 727.9592 | 0 | 727.7016 | -8.5937e-05 | 886.6398 | 0.013389 | 727.7016 | -0.01114 | 886.0666 | 0 | 886.6398 | 1.316 | 718.9443 | 0.1106
|  | 728.194 | 0.017965 | 727.9366 | -0.0027416 | 592.6814 | 0 | 728.194 | -0.0061644 | 727.9366 | 0.01523 | 719.8437 | 0.002659 | 727.9366 | 0.011948 | 595.1695 | 0.00011698 | 728.1939 | 0.0099903 | 728.1939 | 0.012224 | 728.1939 | 0.00084465 | 728.194 | 0.00091509 | 728.1939 | 0.0036582 | 728.1939 | 0.0096439 | 595.1695 | 0.00060553 | 728.194 | 0.0083232 | 727.9366 | 0.015628 | 886.8073 | 0.02242 | 727.9366 | 0.017933 | 886.2345 | 0 | 886.8073 | 1.3244 | 719.1735 | 0.11176
|  | 728.4288 | 0.0033096 | 728.1717 | -0.0034964 | 592.7995 | 0.011941 | 728.4288 | 0.010137 | 728.1717 | -0.027394 | 720.0764 | -0.0022886 | 728.1717 | -0.023222 | 595.2887 | 0.00011269 | 728.4288 | 0 | 728.4288 | -0.012701 | 728.4288 | 0 | 728.4288 | 0 | 728.4288 | 0 | 728.4288 | 0 | 595.2887 | 0.0011576 | 728.4288 | 0 | 728.1717 | -0.0037122 | 886.9749 | 0.01534 | 728.1717 | 0.0093862 | 886.4025 | 0 | 886.9749 | 1.3351 | 719.4026 | 0.10958
|  | 728.6636 | 0.018854 | 728.4068 | -0.003674 | 592.9176 | 0 | 728.6636 | 0.0046594 | 728.4068 | 0.0233 | 720.309 | 0.0053854 | 728.4068 | 0.014289 | 595.4079 | 0.00012238 | 728.6636 | 0.019543 | 728.6636 | 0.010335 | 728.6636 | 0.0016939 | 728.6636 | 0.0014232 | 728.6636 | 0.0018515 | 728.6636 | 0.0078657 | 595.4079 | 0.00055705 | 728.6636 | 0.010474 | 728.4068 | 0.012824 | 887.1424 | 0.025552 | 728.4068 | 0.0041097 | 886.5704 | 0 | 887.1424 | 1.3461 | 719.6318 | 0.1146
|  | 728.8984 | 0.0043644 | 728.6419 | -0.021531 | 593.0357 | 0.0033129 | 728.8984 | -0.0044805 | 728.6419 | -0.034322 | 720.5417 | -0.0057839 | 728.6419 | -0.022448 | 595.5271 | 0.00011437 | 728.8984 | 0 | 728.8984 | 0.0082327 | 728.8984 | 0 | 728.8984 | 0 | 728.8984 | 0 | 728.8984 | 0 | 595.5271 | 0.003865 | 728.8984 | 0 | 728.6419 | 0.0088712 | 887.31 | 0.019561 | 728.6419 | -0.0056832 | 886.7384 | 0 | 887.31 | 1.357 | 719.861 | 0.11492
|  | 729.1332 | 0.011224 | 728.877 | -0.0062962 | 593.1538 | 0 | 729.1332 | 0.011966 | 728.877 | 0.0076605 | 720.7744 | 0.0067606 | 728.877 | 0.011133 | 595.6463 | 0.0001302 | 729.1332 | 0.0074918 | 729.1332 | 0.0006333 | 729.1332 | 0.0013379 | 729.1332 | 0.00071236 | 729.1332 | 0.0027212 | 729.1332 | 0.0081351 | 595.6463 | 0.0036664 | 729.1332 | 0.012363 | 728.877 | 0.016464 | 887.4776 | 0.022511 | 728.877 | 0.014079 | 886.9063 | 0 | 887.4776 | 1.3631 | 720.0902 | 0.11999
|  | 729.3681 | -0.016489 | 729.1121 | -0.0070324 | 593.2719 | 0.012418 | 729.3681 | -0.01338 | 729.1121 | -0.051863 | 721.0071 | -0.0047065 | 729.1121 | -0.023247 | 595.7656 | 0.00011232 | 729.3681 | 0 | 729.3681 | 0.0030096 | 729.3681 | 0 | 729.3681 | 0 | 729.3681 | 0 | 729.3681 | 0 | 595.7656 | 0.014801 | 729.3681 | 0 | 729.1121 | -0.0045874 | 887.6451 | 0.02124 | 729.1121 | -0.0027981 | 887.0743 | 0 | 887.6451 | 1.3701 | 720.3194 | 0.1048
|  | 729.603 | 0.01197 | 729.3472 | 0.038091 | 593.3901 | 0 | 729.603 | 0.00047268 | 729.3472 | 0.023446 | 721.2399 | 0.0024185 | 729.3472 | 0.011112 | 595.8848 | 0.0001276 | 729.6029 | 0.0076433 | 729.6029 | 0.00024828 | 729.6029 | 0.0029011 | 729.603 | 0.0027624 | 729.6029 | 0.0024276 | 729.6029 | 0.010159 | 595.8848 | 0.0156 | 729.603 | 0.012296 | 729.3472 | 0.017955 | 887.8127 | 0.025052 | 729.3472 | 0.0052161 | 887.2423 | 0 | 887.8127 | 1.3743 | 720.5486 | 0.11265
|  | 729.8378 | -0.020252 | 729.5823 | -0.0076831 | 593.5082 | 0.014902 | 729.8378 | -0.01935 | 729.5823 | -0.034263 | 721.4726 | -0.0061686 | 729.5823 | -0.01996 | 596.004 | 0.00011586 | 729.8378 | 0 | 729.8378 | -0.0021313 | 729.8378 | 0 | 729.8378 | 0 | 729.8378 | 0 | 729.8378 | 0 | 596.004 | 0.031199 | 729.8378 | 0 | 729.5823 | 0.0014765 | 887.9803 | 0.014205 | 729.5823 | 0.0073364 | 887.4103 | 0 | 887.9803 | 1.3818 | 720.7779 | 0.10744
|  | 730.0727 | 0.019756 | 729.8174 | 0.018264 | 593.6264 | 0 | 730.0727 | 0.020347 | 729.8174 | -0.0087701 | 721.7053 | 0.0012665 | 729.8174 | 0.013023 | 596.1233 | 0.0001248 | 730.0727 | 0.013995 | 730.0727 | 0.019427 | 730.0727 | 0.0050768 | 730.0727 | 0.0012943 | 730.0727 | 0.001487 | 730.0727 | 0.012596 | 596.1233 | 0.027923 | 730.0727 | 0.011966 | 729.8174 | 0.01619 | 888.1478 | 0.026732 | 729.8174 | 0.0084363 | 887.5782 | 0 | 888.1478 | 1.3851 | 721.0071 | 0.11362
|  | 730.3076 | -0.0025564 | 730.0526 | -0.030218 | 593.7445 | 0.010126 | 730.3076 | -0.044971 | 730.0526 | -0.063095 | 721.938 | -0.0036406 | 730.0526 | -0.0209 | 596.2425 | 0.00011586 | 730.3076 | 0 | 730.3076 | -0.010613 | 730.3076 | 0 | 730.3076 | 0 | 730.3076 | 0 | 730.3076 | 0 | 596.2425 | 0.038531 | 730.3076 | 0 | 730.0526 | -0.0043683 | 888.3154 | 0.019788 | 730.0526 | -0.0040027 | 887.7462 | 0 | 888.3154 | 1.3932 | 721.2363 | 0.10833
|  | 730.5425 | -0.0076627 | 730.2877 | -0.0020429 | 593.8627 | 0 | 730.5425 | 0.0056934 | 730.2877 | 0.019915 | 722.1708 | 0.0013626 | 730.2877 | 0.01254 | 596.3617 | 0.00012275 | 730.5425 | 0.0086741 | 730.5425 | 0.0067312 | 730.5425 | 0.003375 | 730.5425 | 0.00055733 | 730.5425 | 0.0027745 | 730.5425 | 0.0066237 | 596.3617 | 0.031979 | 730.5425 | 0.0038822 | 730.2877 | 0.018136 | 888.483 | 0.021149 | 730.2877 | 0.0033951 | 887.9142 | 0 | 888.483 | 1.3985 | 721.4656 | 0.11144
|  | 730.7774 | -0.0030864 | 730.5229 | -0.008074 | 593.9808 | 0.01175 | 730.7774 | -0.016559 | 730.5229 | -0.020641 | 722.4036 | -0.0068405 | 730.5229 | -0.021938 | 596.481 | 0.00014213 | 730.7774 | 0 | 730.7774 | -0.021149 | 730.7774 | 0 | 730.7774 | 0 | 730.7774 | 0 | 730.7774 | 0 | 596.481 | 0.042587 | 730.7774 | 0 | 730.5229 | -0.0011771 | 888.6506 | 0.013888 | 730.5229 | 0.0010729 | 888.0822 | 0 | 888.6506 | 1.4102 | 721.6948 | 0.11084
|  | 731.0123 | 0.015847 | 730.758 | 0.0086921 | 594.099 | 0 | 731.0123 | 0.0056999 | 730.758 | 0.014428 | 722.6364 | 0.0018921 | 730.758 | 0.013584 | 596.6002 | 0.00013002 | 731.0123 | 0.017313 | 731.0123 | -0.00052057 | 731.0123 | 0.0046558 | 731.0123 | 0.0013995 | 731.0123 | 0.0027509 | 731.0123 | 0.0093955 | 596.6002 | 0.046799 | 731.0123 | 0.0126 | 730.758 | 0.013805 | 888.8181 | 0.019879 | 730.758 | 0.0079269 | 888.2502 | 0 | 888.8181 | 1.4201 | 721.9241 | 0.10187
|  | 731.2473 | -0.021822 | 730.9932 | -0.050137 | 594.2172 | 0.0029816 | 731.2473 | -0.020334 | 730.9932 | -0.024484 | 722.8691 | -0.0054862 | 730.9932 | -0.019277 | 596.7195 | 0.00015013 | 731.2472 | 0 | 731.2472 | 0.015954 | 731.2472 | 0 | 731.2473 | 0 | 731.2472 | 0 | 731.2472 | 0 | 596.7195 | 0.058654 | 731.2473 | 0 | 730.9932 | -0.0094065 | 888.9857 | 0.013479 | 730.9932 | -0.0038155 | 888.4181 | 0 | 888.9857 | 1.4346 | 722.1534 | 0.10661
|  | 731.4822 | 0.0023326 | 731.2284 | 0.0072679 | 594.3354 | 0 | 731.4822 | 0.030248 | 731.2284 | 0.0064991 | 723.1019 | 0.0036385 | 731.2284 | 0.0097006 | 596.8387 | 0.00015051 | 731.4822 | 0.0074648 | 731.4822 | -0.01851 | 731.4822 | 0.0029463 | 731.4822 | 0.0013632 | 731.4822 | 0.0029109 | 731.4822 | 0.0092599 | 596.8387 | 0.057406 | 731.4822 | 0.011649 | 731.2284 | 0.01309 | 889.1533 | 0.026868 | 731.2284 | 0.014474 | 888.5861 | 0 | 889.1533 | 1.4472 | 722.3827 | 0.11032
|  | 731.7171 | -0.0012667 | 731.4636 | -0.019953 | 594.4536 | 0.014902 | 731.7171 | -0.0234 | 731.4636 | -0.019872 | 723.3347 | -0.0027027 | 731.4636 | -0.019524 | 596.958 | 0.00015572 | 731.7171 | 0 | 731.7171 | -0.014542 | 731.7171 | 0 | 731.7171 | 0 | 731.7171 | 0 | 731.7171 | 0 | 596.958 | 0.065362 | 731.7171 | 0 | 731.4636 | -0.0014328 | 889.3209 | 0.014432 | 731.4636 | 0.010059 | 888.7541 | 0 | 889.3209 | 1.4628 | 722.612 | 0.10303
|  | 731.9521 | 0.018158 | 731.6988 | -0.0024731 | 594.5718 | 0 | 731.9521 | 0.00024483 | 731.6988 | 0.017218 | 723.5675 | 0.0019458 | 731.6988 | 0.011254 | 597.0772 | 0.00011884 | 731.9521 | 0.014765 | 731.9521 | 0.0055523 | 731.9521 | 0.0028368 | 731.9521 | 0.0010322 | 731.9521 | 0.0015635 | 731.9521 | 0.013367 | 597.0772 | 0.060838 | 731.9521 | 0.0070595 | 731.6988 | 0.016771 | 889.4885 | 0.029591 | 731.6988 | 0.0060747 | 888.9221 | 0 | 889.4885 | 1.4746 | 722.8413 | 0.1106
|  | 732.187 | 0.010324 | 731.934 | -0.018465 | 594.69 | 0.012227 | 732.187 | -0.020125 | 731.934 | -0.041577 | 723.8004 | -0.0046112 | 731.934 | -0.022216 | 597.1965 | 0.00011567 | 732.187 | 0 | 732.187 | -0.0018379 | 732.187 | 0 | 732.187 | 0 | 732.187 | 0 | 732.187 | 0 | 597.1965 | 0.077062 | 732.187 | 0 | 731.934 | 0.0040898 | 889.6561 | 0.013479 | 731.934 | 0.00025109 | 889.0901 | 0 | 889.6561 | 1.4851 | 723.0706 | 0.10382
|  | 732.422 | -0.0033958 | 732.1692 | 0.025585 | 594.8082 | 0 | 732.422 | -0.0082462 | 732.1692 | 0.027023 | 724.0332 | 0.0079308 | 732.1692 | 0.016868 | 597.3157 | 0.00012145 | 732.422 | 0.009152 | 732.422 | 0.0085023 | 732.422 | 0.00351 | 732.422 | 0.0020894 | 732.422 | 0.0032567 | 732.422 | 0.01172 | 597.3157 | 0.075034 | 732.422 | 0.013008 | 732.1692 | 0.018621 | 889.8237 | 0.019152 | 732.1692 | 0.0071291 | 889.2582 | 0 | 889.8237 | 1.4883 | 723.2999 | 0.09611
|  | 732.657 | -0.016256 | 732.4045 | -0.045082 | 594.9264 | 0.011081 | 732.657 | -0.024781 | 732.4045 | -0.045773 | 724.266 | -0.0042684 | 732.4045 | -0.022725 | 597.435 | 0.00015926 | 732.657 | 0 | 732.657 | 0.0017906 | 732.657 | 0 | 732.657 | 0 | 732.657 | 0 | 732.657 | 0 | 597.435 | 0.096873 | 732.657 | 0 | 732.4045 | -0.0008019 | 889.9913 | 0.016339 | 732.4045 | -0.00090763 | 889.4262 | 0 | 889.9913 | 1.4917 | 723.5292 | 0.10127
|  | 732.892 | 0.018818 | 732.6397 | -0.0089725 | 595.0446 | 0 | 732.892 | -0.00098944 | 732.6397 | -0.0036031 | 724.4988 | -0.0011483 | 732.6397 | 0.013974 | 597.5543 | 0.00017118 | 732.892 | 0.0092882 | 732.892 | 0.004312 | 732.892 | 0.0029349 | 732.892 | 0.00091693 | 732.892 | 0 | 732.892 | 0.0093066 | 597.5543 | 0.091101 | 732.892 | 0.009138 | 732.6397 | 0.018176 | 890.1589 | 0.021376 | 732.6397 | 0.0068679 | 889.5942 | 0 | 890.1589 | 1.4928 | 723.7586 | 0.10215
|  | 733.127 | 0.010809 | 732.8749 | -0.015447 | 595.1629 | 0.0089448 | 733.127 | -0.023736 | 732.8749 | -0.050651 | 724.7317 | -0.0012632 | 732.8749 | -0.022558 | 597.6735 | 0.00017044 | 733.127 | 0 | 733.127 | 0.0051215 | 733.127 | 0 | 733.127 | 0 | 733.127 | 0 | 733.127 | 0 | 597.6735 | 0.10764 | 733.1269 | 0 | 732.875 | -0.0089311 | 890.3265 | 0.017065 | 732.8749 | 0.00027382 | 889.7622 | 0 | 890.3265 | 1.4969 | 723.9879 | 0.10103
|  | 733.362 | 0.013224 | 733.1102 | -0.021469 | 595.2811 | 0 | 733.362 | 0.005208 | 733.1102 | 0.0053546 | 724.9646 | 0.0024158 | 733.1102 | 0.010297 | 597.7928 | 0.00017957 | 733.362 | 0.012356 | 733.362 | 0.019377 | 733.362 | 0.0025286 | 733.362 | 0.0004202 | 733.362 | 0.0011938 | 733.362 | 0.0036601 | 597.7928 | 0.10498 | 733.362 | 0.010225 | 733.1102 | 0.010464 | 890.4941 | 0.028547 | 733.1102 | 0.0077772 | 889.9302 | 0 | 890.4941 | 1.4975 | 724.2173 | 0.10977
|  | 733.597 | -0.01927 | 733.3455 | 0.0001641 | 595.3994 | 0.0038098 | 733.597 | -0.015022 | 733.3455 | -0.040444 | 725.1974 | -0.0038956 | 733.3455 | -0.017902 | 597.9121 | 0.00016392 | 733.597 | 0 | 733.597 | 0.021469 | 733.597 | 0 | 733.597 | 0 | 733.597 | 0 | 733.597 | 0.0028575 | 597.9121 | 0.12183 | 733.597 | 0 | 733.3455 | 0.006645 | 890.6617 | 0.018335 | 733.3455 | 0.0023906 | 890.0982 | 0 | 890.6617 | 1.5013 | 724.4467 | 0.091558
|  | 733.832 | 0.022371 | 733.5808 | -0.015063 | 595.5176 | 0 | 733.832 | 0.0019703 | 733.5808 | 0.012552 | 725.4304 | 0.0046036 | 733.5808 | 0.012236 | 598.0313 | 0.00014566 | 733.832 | 0.014913 | 733.832 | 0.016793 | 733.832 | 0.0019068 | 733.832 | 0.00096526 | 733.832 | 0.0022803 | 733.832 | 0.0087468 | 598.0313 | 0.12105 | 733.832 | 0.011447 | 733.5807 | 0.014918 | 890.8293 | 0.016747 | 733.5808 | 0.010481 | 890.2663 | 0 | 890.8293 | 1.5037 | 724.676 | 0.10512
|  | 734.0671 | -0.0041409 | 733.816 | -0.00027434 | 595.6359 | 0.0087791 | 734.0671 | -0.019782 | 733.816 | -0.027864 | 725.6632 | -0.0071229 | 733.816 | -0.022972 | 598.1506 | 0.00012368 | 734.0671 | 0 | 734.0671 | -0.013167 | 734.0671 | 0 | 734.0671 | 0 | 734.0671 | 0 | 734.0671 | 0 | 598.1506 | 0.13166 | 734.0671 | 0 | 733.816 | -0.0034951 | 890.9969 | 0.014432 | 733.816 | -0.0040372 | 890.4343 | 0 | 890.9969 | 1.5137 | 724.9054 | 0.099826
|  | 734.3021 | 0.015634 | 734.0513 | 0.0084933 | 595.7541 | 0 | 734.3021 | -0.0042625 | 734.0513 | 0.0033618 | 725.8961 | 0.0013397 | 734.0513 | 0.011956 | 598.2699 | 0.00012443 | 734.3021 | 0.0021867 | 734.3021 | 0.0036101 | 734.3021 | 0.0015363 | 734.3021 | 0.0012699 | 734.3021 | 0.0027909 | 734.3021 | 0.0063727 | 598.2699 | 0.13088 | 734.3021 | 0.0078496 | 734.0513 | 0.021381 | 891.1645 | 0.021876 | 734.0513 | 0.0060128 | 890.6023 | 0 | 891.1645 | 1.5224 | 725.1348 | 0.097132
|  | 734.5372 | -0.013662 | 734.2866 | 0.00048778 | 595.8724 | 0.0087791 | 734.5372 | -0.01918 | 734.2866 | -0.043367 | 726.129 | -0.0025436 | 734.2866 | -0.021859 | 598.3892 | 0.00018031 | 734.5372 | 0 | 734.5372 | -0.0098793 | 734.5372 | 0 | 734.5372 | 0 | 734.5372 | 0 | 734.5372 | 0 | 598.3892 | 0.14445 | 734.5372 | 0 | 734.2866 | -0.0069556 | 891.3321 | 0.027685 | 734.2866 | -1.184e-05 | 890.7704 | 0 | 891.3321 | 1.5382 | 725.3641 | 0.093973
|  | 734.7723 | 0.018773 | 734.5219 | 0.0017678 | 595.9907 | 0 | 734.7723 | 0.0077902 | 734.5219 | 0.016769 | 726.3619 | 0.0022939 | 734.5219 | 0.014197 | 598.5085 | 0.0001587 | 734.7723 | 0.012095 | 734.7723 | 0.021648 | 734.7723 | 0.0027279 | 734.7723 | 0.0018721 | 734.7723 | 0.0018023 | 734.7723 | 0.012422 | 598.5085 | 0.14632 | 734.7723 | 0.0089943 | 734.5219 | 0.017289 | 891.4998 | 0.019561 | 734.5219 | 0.019618 | 890.9384 | 0 | 891.4998 | 1.5512 | 725.5936 | 0.097272
|  | 735.0073 | 0.0067635 | 734.7573 | -0.026896 | 596.109 | 0.015762 | 735.0073 | 0.0049988 | 734.7573 | -0.025493 | 726.5949 | -0.0017116 | 734.7573 | -0.019714 | 598.6277 | 0.00017659 | 735.0073 | 0 | 735.0073 | -0.0080125 | 735.0073 | 0 | 735.0073 | 0 | 735.0073 | 0 | 735.0073 | 0 | 598.6277 | 0.16161 | 735.0073 | 0 | 734.7573 | -0.0014518 | 891.6674 | 0.017382 | 734.7573 | -0.0023091 | 891.1064 | 0 | 891.6674 | 1.5692 | 725.823 | 0.098897
|  | 735.2424 | 0.013965 | 734.9926 | 0.0072044 | 596.2273 | 0 | 735.2424 | 0.0097806 | 734.9926 | -0.0092208 | 726.8278 | 0.00057467 | 734.9926 | 0.012611 | 598.747 | 0.0001289 | 735.2424 | 0.0082436 | 735.2424 | 0.011196 | 735.2424 | 0.0021186 | 735.2424 | 0.0010124 | 735.2424 | 0.0016377 | 735.2424 | 0.010049 | 598.747 | 0.16052 | 735.2424 | 0.0070412 | 734.9926 | 0.01908 | 891.835 | 0.026232 | 734.9926 | 0.0070543 | 891.2745 | 0 | 891.835 | 1.5811 | 726.0524 | 0.1041
|  | 735.4775 | -0.013142 | 735.2279 | -0.032885 | 596.3456 | 0.0087791 | 735.4775 | -0.011363 | 735.2279 | 0.00043439 | 727.0608 | -0.0027032 | 735.2279 | -0.022398 | 598.8663 | 0.00015516 | 735.4775 | 0 | 735.4775 | -0.020908 | 735.4775 | 0 | 735.4775 | 0 | 735.4775 | 0 | 735.4775 | 0 | 598.8663 | 0.17471 | 735.4775 | 0 | 735.2279 | -0.0062763 | 892.0026 | 0.020922 | 735.2279 | 0.0070247 | 891.4425 | 0 | 892.0026 | 1.5947 | 726.2819 | 0.094391
|  | 735.7126 | 0.015906 | 735.4633 | -0.01151 | 596.4639 | 0 | 735.7126 | 0.0043738 | 735.4633 | -0.0097394 | 727.2937 | 0.0036102 | 735.4633 | 0.010124 | 598.9856 | 0.00013188 | 735.7126 | 0.0036478 | 735.7126 | 0.0111 | 735.7126 | 0.0031874 | 735.7126 | 0.001006 | 735.7126 | 0.0015503 | 735.7126 | 0.0078345 | 598.9856 | 0.17362 | 735.7127 | 0.0078672 | 735.4633 | 0.0076838 | 892.1703 | 0.021149 | 735.4633 | 0.015493 | 891.6106 | 0 | 892.1703 | 1.6012 | 726.5113 | 0.099223
|  | 735.9478 | 0.008523 | 735.6987 | 0.0066046 | 596.5822 | 0.0079509 | 735.9478 | -0.013732 | 735.6987 | -0.035727 | 727.5267 | -0.0074258 | 735.6987 | -0.020182 | 599.1049 | 0.00012573 | 735.9477 | 0 | 735.9477 | 0.0083427 | 735.9477 | 0 | 735.9478 | 0 | 735.9477 | 0 | 735.9477 | 0 | 599.1049 | 0.18985 | 735.9478 | 0 | 735.6987 | -0.0066389 | 892.3379 | 0.014296 | 735.6987 | 0.0011399 | 891.7786 | 0 | 892.3379 | 1.6097 | 726.7407 | 0.092487
|  | 736.1829 | 0.019651 | 735.934 | 0.0055748 | 596.7006 | 0 | 736.1829 | -0.0076693 | 735.934 | -0.0035471 | 727.7596 | 0.0028056 | 735.934 | 0.014914 | 599.2242 | 0.00011009 | 736.1829 | 0.014591 | 736.1829 | 0.0089394 | 736.1829 | 0.0027341 | 736.1829 | 0.00091253 | 736.1829 | 0.0038374 | 736.1829 | 0.012882 | 599.2242 | 0.19265 | 736.1829 | 0.0098539 | 735.934 | 0.020363 | 892.5055 | 0.015703 | 735.934 | 0.0072872 | 891.9467 | 0 | 892.5055 | 1.6146 | 726.9701 | 0.098758
|  | 736.418 | -0.018561 | 736.1694 | -0.022901 | 596.8189 | 0.0084479 | 736.418 | -0.029211 | 736.1694 | -0.057739 | 727.9927 | -0.004389 | 736.1694 | -0.015263 | 599.3435 | 0.00013263 | 736.418 | 0 | 736.418 | -0.012093 | 736.418 | 0 | 736.418 | 0 | 736.418 | 0 | 736.418 | 0 | 599.3435 | 0.20981 | 736.418 | 0 | 736.1694 | 0.0012532 | 892.6732 | 0.022193 | 736.1694 | 0.0019279 | 892.1148 | 0.00010725 | 892.6732 | 1.6238 | 727.1997 | 0.096714
|  | 736.6531 | 0.013995 | 736.4048 | 0.0078706 | 596.9372 | 0 | 736.6531 | -0.013429 | 736.4048 | 0.010868 | 728.2256 | -0.0012203 | 736.4048 | 0.01295 | 599.4628 | 0.00014958 | 736.6532 | 0.0012439 | 736.6532 | 0.0030114 | 736.6532 | 0.0028647 | 736.6531 | 0.0012104 | 736.6532 | 0.0015741 | 736.6532 | 0.013152 | 599.4628 | 0.21028 | 736.6531 | 0.0072508 | 736.4048 | 0.014277 | 892.8408 | 0.023056 | 736.4048 | 0.0082439 | 892.2828 | 0 | 892.8408 | 1.6309 | 727.4291 | 0.10201
|  | 736.8883 | 0.0090419 | 736.6402 | -0.030166 | 597.0556 | 0.0062945 | 736.8883 | -0.032468 | 736.6402 | -0.039726 | 728.4586 | -0.0040044 | 736.6402 | -0.021651 | 599.5821 | 0.00016522 | 736.8883 | 0 | 736.8883 | -0.0081795 | 736.8883 | 0 | 736.8883 | 0 | 736.8883 | 0 | 736.8883 | 0 | 599.5821 | 0.23087 | 736.8883 | 0 | 736.6402 | -0.0068911 | 893.0084 | 0.016339 | 736.6402 | 0.0028833 | 892.4509 | 0.00010725 | 893.0084 | 1.6401 | 727.6586 | 0.085798
|  | 737.1235 | 0.0044377 | 736.8756 | -0.025242 | 597.1739 | 0 | 737.1235 | -0.0030806 | 736.8756 | 0.00096643 | 728.6917 | 0.0014996 | 736.8756 | 0.010691 | 599.7014 | 0.00014362 | 737.1235 | 0.0076165 | 737.1235 | -0.0059331 | 737.1235 | 0.00063226 | 737.1235 | 0.00092703 | 737.1235 | 0.0032212 | 737.1235 | 0.0082419 | 599.7014 | 0.22978 | 737.1235 | 0.0075283 | 736.8756 | 0.00923 | 893.1761 | 0.024735 | 736.8756 | 0.0058538 | 892.619 | 0 | 893.1761 | 1.6466 | 727.8881 | 0.093277
|  | 737.3586 | -0.019174 | 737.111 | -0.0058875 | 597.2923 | 0.0099348 | 737.3586 | -0.0077926 | 737.111 | -0.048782 | 728.9247 | -0.0052871 | 737.111 | -0.017853 | 599.8207 | 0.0001397 | 737.3586 | 0 | 737.3586 | -0.02622 | 737.3586 | 0 | 737.3586 | 0 | 737.3586 | 0 | 737.3586 | 0 | 599.8207 | 0.24975 | 737.3586 | 0 | 737.111 | -0.014262 | 893.3437 | 0.014115 | 737.111 | 0.0041886 | 892.7871 | 0 | 893.3437 | 1.6574 | 728.1176 | 0.090257
|  | 737.5938 | 0.030757 | 737.3464 | -0.020871 | 597.4107 | 0 | 737.5938 | -0.015032 | 737.3464 | 0.0043853 | 729.1577 | 0.0031897 | 737.3464 | 0.0099719 | 599.9401 | 0.00014343 | 737.5938 | 0 | 737.5938 | 0.021151 | 737.5938 | 0.0018117 | 737.5938 | 0.002155 | 737.5938 | 0.0028172 | 737.5938 | 0.01367 | 599.9401 | 0.24678 | 737.5938 | 0.0098649 | 737.3464 | 0.01513 | 893.5114 | 0.021921 | 737.3464 | 0.021388 | 892.9551 | 0 | 893.5114 | 1.6678 | 728.347 | 0.093462
|  | 737.829 | -0.024766 | 737.5818 | -0.028006 | 597.529 | 0.0072884 | 737.829 | -0.014843 | 737.5818 | -0.044249 | 729.3907 | -0.0040534 | 737.5818 | -0.020658 | 600.0594 | 0.00014566 | 737.829 | 0 | 737.829 | 0.014758 | 737.829 | 0 | 737.829 | 0 | 737.829 | 0 | 737.829 | 0 | 600.0594 | 0.27377 | 737.829 | 0 | 737.5819 | -0.0028263 | 893.679 | 0.017246 | 737.5818 | 0.0034147 | 893.1232 | 0 | 893.679 | 1.682 | 728.5766 | 0.092812
|  | 738.0642 | 0.037233 | 737.8173 | -0.010655 | 597.6474 | 0 | 738.0642 | -0.0092253 | 737.8173 | -0.0064973 | 729.6238 | -0.00057643 | 737.8173 | 0.0092418 | 600.1787 | 0.00014362 | 738.0642 | 0.011547 | 738.0642 | 0.0015922 | 738.0642 | 0.0036193 | 738.0642 | 0.00076666 | 738.0642 | 0.0010013 | 738.0642 | 0.0068883 | 600.1787 | 0.2811 | 738.0642 | 0.0091988 | 737.8173 | 0.013926 | 893.8467 | 0.027276 | 737.8173 | 0.016892 | 893.2913 | 0 | 893.8467 | 1.6924 | 728.8061 | 0.090768
|  | 738.2994 | -0.0088218 | 738.0527 | -0.0069481 | 597.7658 | 0.010317 | 738.2994 | -0.016844 | 738.0527 | -0.048318 | 729.8568 | -0.0070987 | 738.0527 | -0.02101 | 600.298 | 0.00014362 | 738.2994 | 0 | 738.2994 | -0.013893 | 738.2994 | 0 | 738.2994 | 0 | 738.2994 | 0 | 738.2994 | 0 | 600.298 | 0.30637 | 738.2994 | 0 | 738.0527 | -0.0017697 | 894.0143 | 0.018018 | 738.0527 | 0.0099962 | 893.4594 | 0.00010725 | 894.0143 | 1.7029 | 729.0356 | 0.089142
|  | 738.5347 | 0.023869 | 738.2882 | 0.0039457 | 597.8842 | 0 | 738.5347 | 0.0065368 | 738.2882 | 0.0033633 | 730.0899 | 0.0020826 | 738.2882 | 0.016481 | 600.4173 | 0.00015535 | 738.5347 | 0.0058664 | 738.5347 | 0.00079556 | 738.5347 | 0.0017325 | 738.5347 | 0.0011702 | 738.5347 | 0.0012624 | 738.5347 | 0.0084921 | 600.4173 | 0.31839 | 738.5347 | 0.0092473 | 738.2882 | 0.015229 | 894.182 | 0.026232 | 738.2882 | 0.016767 | 893.6275 | 0 | 894.182 | 1.7093 | 729.2652 | 0.088585
|  | 738.7699 | -0.0042701 | 738.5237 | -0.030955 | 598.0026 | 0.0086135 | 738.7699 | -0.016359 | 738.5237 | -0.029938 | 730.3229 | -0.003661 | 738.5237 | -0.021111 | 600.5367 | 0.00018702 | 738.7699 | 0 | 738.7699 | 0.003542 | 738.7699 | 0 | 738.7699 | 0 | 738.7699 | 0 | 738.7699 | 0 | 600.5367 | 0.33555 | 738.7699 | 0 | 738.5237 | -0.0014179 | 894.3496 | 0.020015 | 738.5237 | 0.0075811 | 893.7956 | 0 | 894.3496 | 1.7207 | 729.4947 | 0.080084
|  | 739.0051 | 0.014856 | 738.7591 | 0.042773 | 598.121 | 0 | 739.0051 | 0.014809 | 738.7591 | 0.012657 | 730.556 | 0.003346 | 738.7591 | 0.010004 | 600.656 | 0.00016727 | 739.0051 | 0.019681 | 739.0051 | 0.010132 | 739.0051 | 0.0036327 | 739.0051 | 0.0032497 | 739.0051 | 0.0034645 | 739.0051 | 0.0086146 | 600.656 | 0.34475 | 739.0051 | 0.0090448 | 738.7591 | 0.013606 | 894.5173 | 0.021921 | 738.7591 | 0.017886 | 893.9637 | 0 | 894.5173 | 1.7321 | 729.7242 | 0.092162
|  | 739.2404 | -0.01759 | 738.9946 | -0.029107 | 598.2394 | 0.0077853 | 739.2404 | -0.018784 | 738.9946 | -0.046333 | 730.7891 | -0.0053556 | 738.9946 | -0.020518 | 600.7753 | 0.00015908 | 739.2404 | 0 | 739.2404 | 0.0043486 | 739.2404 | 0 | 739.2404 | 0 | 739.2404 | 0 | 739.2404 | 0 | 600.7753 | 0.34553 | 739.2404 | 0 | 738.9946 | -0.011629 | 894.685 | 0.020605 | 738.9946 | -0.0044345 | 894.1318 | 0 | 894.685 | 1.7449 | 729.9539 | 0.086587
|  | 739.4756 | 0.0045171 | 739.2301 | 0.0060474 | 598.3579 | 0 | 739.4756 | -0.0077147 | 739.2301 | 0.0018134 | 731.0222 | 0.0038917 | 739.2301 | 0.013001 | 600.8946 | 0.00012536 | 739.4756 | 0.011611 | 739.4756 | 0.0027558 | 739.4756 | 0.0019542 | 739.4756 | 0.0013877 | 739.4756 | 0.0030141 | 739.4756 | 0.0043788 | 600.8946 | 0.35193 | 739.4756 | 0.0056746 | 739.2301 | 0.023213 | 894.8526 | 0.025779 | 739.2301 | 0.026554 | 894.2999 | 0 | 894.8526 | 1.7485 | 730.1834 | 0.090954
|  | 739.7109 | 0.016991 | 739.4656 | -0.0083102 | 598.4763 | 0.0071227 | 739.7109 | -0.011882 | 739.4656 | -0.029778 | 731.2554 | -0.0048094 | 739.4656 | -0.021109 | 601.014 | 0.00013579 | 739.7109 | 0 | 739.7109 | -0.012434 | 739.7109 | 0 | 739.7109 | 0 | 739.7109 | 0 | 739.7109 | 0 | 601.014 | 0.34662 | 739.7109 | 0 | 739.4656 | -0.007051 | 895.0203 | 0.022329 | 739.4656 | 0.011357 | 894.468 | 0.00032174 | 895.0203 | 1.7527 | 730.413 | 0.08459
|  | 739.9462 | 0.025327 | 739.7011 | -0.0021888 | 598.5947 | 0 | 739.9462 | 0.0061678 | 739.7011 | 0.0025148 | 731.4885 | 0.0060569 | 739.7011 | 0.014231 | 601.1333 | 0.00012406 | 739.9462 | 0.010652 | 739.9462 | -0.0012693 | 739.9462 | 0.0031501 | 739.9462 | 0.0018577 | 739.9462 | 0.0023828 | 739.9462 | 0.011914 | 601.1333 | 0.35473 | 739.9462 | 0.013602 | 739.7011 | 0.013731 | 895.188 | 0.023872 | 739.7011 | 0.018549 | 894.6361 | 0 | 895.188 | 1.7518 | 730.6426 | 0.085984
|  | 740.1815 | 0.0040501 | 739.9367 | -0.022173 | 598.7132 | 0.0071227 | 740.1815 | -0.0153 | 739.9367 | -0.01257 | 731.7216 | -0.0064814 | 739.9367 | -0.021928 | 601.2527 | 0.00012406 | 740.1815 | 0 | 740.1815 | -0.0073543 | 740.1815 | 0 | 740.1815 | 0 | 740.1815 | 0 | 740.1815 | 0 | 601.2527 | 0.34506 | 740.1815 | 0 | 739.9367 | -0.0073241 | 895.3556 | 0.013479 | 739.9367 | 0.019068 | 894.8042 | 0 | 895.3556 | 1.7566 | 730.8722 | 0.087006
|  | 740.4168 | 0.02171 | 740.1722 | 0.003788 | 598.8316 | 0 | 740.4168 | 0.0063212 | 740.1722 | -0.017979 | 731.9547 | 0.00010267 | 740.1722 | 0.012711 | 601.372 | 0.0001302 | 740.4168 | 0.00084942 | 740.4168 | 0.014347 | 740.4168 | 0.0018982 | 740.4168 | 0.0007539 | 740.4168 | 0.00042527 | 740.4168 | 0.0069819 | 601.372 | 0.3577 | 740.4168 | 0.0030945 | 740.1722 | 0.0075771 | 895.5233 | 0.020922 | 740.1722 | 0.023323 | 894.9723 | 0 | 895.5233 | 1.7607 | 731.1018 | 0.084358
|  | 740.6521 | -0.0020903 | 740.4077 | -0.0056629 | 598.9501 | 0.014233 | 740.6521 | -0.008163 | 740.4077 | -0.017324 | 732.1879 | -0.0059777 | 740.4077 | -0.019259 | 601.4913 | 0.00015312 | 740.6521 | 0 | 740.6521 | -0.0030007 | 740.6521 | 0 | 740.6521 | 0 | 740.6521 | 0 | 740.6521 | 0 | 601.4913 | 0.34288 | 740.6521 | 0 | 740.4077 | -0.011288 | 895.691 | 0.015476 | 740.4077 | 0.0198 | 895.1404 | 0 | 895.691 | 1.7726 | 731.3314 | 0.076647
|  | 740.8874 | 0.020463 | 740.6433 | 0.0048985 | 599.0686 | 0 | 740.8874 | -0.00055316 | 740.6433 | 0.011501 | 732.421 | 0.0042031 | 740.6433 | 0.013553 | 601.6107 | 0.00016392 | 740.8874 | 0.015286 | 740.8874 | 0.020486 | 740.8874 | 0.0026229 | 740.8874 | 0.0025563 | 740.8874 | 0.0042097 | 740.8874 | 0.0084991 | 601.6107 | 0.36331 | 740.8874 | 0.011859 | 740.6433 | 0.01515 | 895.8587 | 0.021876 | 740.6433 | 0.018135 | 895.3085 | 0 | 895.8587 | 1.7838 | 731.561 | 0.08826
|  | 741.1227 | 0.013921 | 740.8788 | -0.038892 | 599.187 | 0.013374 | 741.1227 | -0.015161 | 740.8788 | -0.034354 | 732.6542 | -0.0030569 | 740.8788 | -0.022285 | 601.73 | 0.00016317 | 741.1227 | 0 | 741.1227 | 0.00061068 | 741.1227 | 0 | 741.1227 | 0 | 741.1227 | 0 | 741.1227 | 0 | 601.73 | 0.35302 | 741.1227 | 0 | 740.8788 | -0.0022288 | 896.0263 | 0.016112 | 740.8788 | 0.022852 | 895.4767 | 0 | 896.0263 | 1.7974 | 731.7907 | 0.0838
|  | 741.3581 | -0.0028693 | 741.1144 | -0.0031855 | 599.3055 | 0 | 741.3581 | 0.00068067 | 741.1144 | 0.015212 | 732.8874 | 0.0023214 | 741.1144 | 0.012529 | 601.8494 | 0.00017007 | 741.3581 | 0.0087108 | 741.3581 | 0.0033996 | 741.3581 | 0.001534 | 741.3581 | 0.0013759 | 741.3581 | 0.0015728 | 741.3581 | 0.0048169 | 601.8494 | 0.37657 | 741.3581 | 0.011244 | 741.1144 | 0.0041661 | 896.194 | 0.034538 | 741.1144 | 0.019245 | 895.6448 | 0 | 896.194 | 1.8061 | 732.0203 | 0.084079
|  | 741.5934 | -0.0057297 | 741.35 | -0.034327 | 599.424 | 0.0092761 | 741.5934 | -0.03543 | 741.35 | -0.049671 | 733.1205 | -0.0037932 | 741.35 | -0.021651 | 601.9688 | 0.00018087 | 741.5934 | 0 | 741.5934 | 0.021862 | 741.5934 | 0 | 741.5934 | 0 | 741.5934 | 0 | 741.5934 | 0 | 601.9688 | 0.3655 | 741.5934 | 0 | 741.35 | -0.0061285 | 896.3617 | 0.018517 | 741.35 | 0.026115 | 895.8129 | 0 | 896.3617 | 1.8185 | 732.2499 | 0.077529
|  | 741.8288 | 0.011806 | 741.5856 | 0.0081829 | 599.5425 | 0 | 741.8288 | -0.0017842 | 741.5856 | 0.022992 | 733.3538 | -5.4209e-05 | 741.5856 | 0.0069788 | 602.0881 | 0.00016224 | 741.8288 | 0.010182 | 741.8288 | 0.0033334 | 741.8288 | 0.0017381 | 741.8288 | 0.0016297 | 741.8288 | 0.0026515 | 741.8288 | 0.0062195 | 602.0881 | 0.37829 | 741.8288 | 0.0097601 | 741.5856 | 0.0097587 | 896.5294 | 0.0236 | 741.5856 | 0.031974 | 895.9811 | 0 | 896.5294 | 1.8301 | 732.4796 | 0.081245
|  | 742.0641 | -0.013643 | 741.8212 | -0.022045 | 599.661 | 0.016048 | 742.0641 | -0.0029816 | 741.8212 | -0.031481 | 733.5869 | -0.0053353 | 741.8212 | -0.021233 | 602.2075 | 0.00014566 | 742.0641 | 0 | 742.0641 | 0.002353 | 742.0641 | 0 | 742.0641 | 0 | 742.0641 | 0 | 742.0641 | 0 | 602.2075 | 0.37954 | 742.0642 | 0 | 741.8212 | -0.0019393 | 896.6971 | 0.022965 | 741.8212 | 0.017511 | 896.1492 | 0 | 896.6971 | 1.8462 | 732.7092 | 0.07581
|  | 742.2995 | 0.013503 | 742.0568 | -0.0096095 | 599.7795 | 0 | 742.2995 | 0.0061035 | 742.0568 | 0.009825 | 733.8201 | 0.0052718 | 742.0568 | 0.011223 | 602.3268 | 0.00014082 | 742.2995 | 0.01348 | 742.2995 | 0.0047924 | 742.2995 | 0.0016669 | 742.2995 | 0.00043536 | 742.2995 | 0.00013372 | 742.2995 | 0.0061787 | 602.3268 | 0.37642 | 742.2995 | 0.008324 | 742.0568 | 0.0089983 | 896.8648 | 0.022647 | 742.0568 | 0.028948 | 896.3174 | 7.1499e-05 | 896.8648 | 1.8601 | 732.9389 | 0.08459
|  | 742.5349 | -0.00012277 | 742.2924 | -0.015923 | 599.898 | 0.005135 | 742.5349 | -0.020349 | 742.2924 | -0.030502 | 734.0533 | -0.0027995 | 742.2924 | -0.019829 | 602.4462 | 0.00016727 | 742.5349 | 0 | 742.5349 | -0.027119 | 742.5349 | 0 | 742.5349 | 0 | 742.5349 | 0 | 742.5349 | 0 | 602.4462 | 0.37985 | 742.5349 | 0 | 742.2924 | -0.0065482 | 897.0325 | 0.021649 | 742.2924 | 0.022688 | 896.4855 | 0.00010725 | 897.0325 | 1.8738 | 733.1686 | 0.072419
|  | 742.7703 | 0.012257 | 742.528 | 0.0084032 | 600.0166 | 0 | 742.7703 | -0.000664 | 742.528 | -0.0052927 | 734.2866 | 0.0047629 | 742.528 | 0.01011 | 602.5656 | 0.00017118 | 742.7703 | 0.013128 | 742.7703 | 0.011613 | 742.7703 | 0.0012516 | 742.7703 | 0.0014897 | 742.7703 | 0.0043866 | 742.7703 | 0.0070859 | 602.5656 | 0.36035 | 742.7703 | 0.01177 | 742.528 | 0.017861 | 897.2002 | 0.025052 | 742.528 | 0.039087 | 896.6536 | 7.1499e-05 | 897.2002 | 1.882 | 733.3982 | 0.086076
|  | 743.0057 | -0.00395 | 742.7636 | -0.0099486 | 600.1351 | 0.015284 | 743.0057 | -0.018999 | 742.7636 | -0.060996 | 734.5198 | -0.0053561 | 742.7636 | -0.019768 | 602.6849 | 0.00018683 | 743.0057 | 0 | 743.0057 | 0.0014727 | 743.0057 | 0 | 743.0057 | 0 | 743.0057 | 0 | 743.0057 | 0 | 602.6849 | 0.36799 | 743.0057 | 0 | 742.7636 | -0.010232 | 897.3679 | 0.013252 | 742.7636 | 0.022052 | 896.8218 | 0 | 897.3679 | 1.8908 | 733.628 | 0.076972
|  | 743.2411 | 0.01043 | 742.9993 | 0.00044308 | 600.2536 | 0 | 743.2411 | 0.012706 | 742.9993 | -0.0063905 | 734.7531 | 0.004032 | 742.9993 | 0.0068123 | 602.8043 | 0.0001574 | 743.2411 | 0.0013281 | 743.2411 | -0.0052469 | 743.2411 | 0.0013199 | 743.2411 | 0.00054331 | 743.2411 | 0.0022574 | 743.2411 | 0.0064753 | 602.8043 | 0.34522 | 743.2411 | 0.010698 | 742.9993 | 0.0060647 | 897.5356 | 0.02065 | 742.9993 | 0.044275 | 896.99 | 7.1499e-05 | 897.5356 | 1.8959 | 733.8577 | 0.0838
|  | 743.4765 | -0.0058446 | 743.2349 | -0.012309 | 600.3722 | 0.014042 | 743.4765 | -0.014098 | 743.2349 | -0.025589 | 734.9863 | -0.0050909 | 743.2349 | -0.017668 | 602.9237 | 0.00015312 | 743.4765 | 0 | 743.4765 | -0.0039101 | 743.4765 | 0 | 743.4765 | 0 | 743.4765 | 0 | 743.4765 | 0 | 602.9237 | 0.35598 | 743.4765 | 0 | 743.2349 | -0.0018464 | 897.7033 | 0.017655 | 743.2349 | 0.026307 | 897.1581 | 0 | 897.7033 | 1.9075 | 734.0874 | 0.071258
|  | 743.712 | 0.046358 | 743.4706 | 0.014855 | 600.4907 | 0 | 743.712 | -0.007888 | 743.4706 | 0.0052387 | 735.2195 | 0.0049149 | 743.4706 | 0.0096222 | 603.043 | 0.00011754 | 743.7119 | 0.0095299 | 743.7119 | 0.020902 | 743.7119 | 0.0060269 | 743.712 | 0.0014533 | 743.7119 | 0.0021469 | 743.7119 | 0.0088438 | 603.043 | 0.34803 | 743.712 | 0.008402 | 743.4706 | 0.010696 | 897.871 | 0.024236 | 743.4706 | 0.03714 | 897.3263 | 7.1499e-05 | 897.871 | 1.9154 | 734.3171 | 0.079527
|  | 743.9474 | -0.0092418 | 743.7062 | -0.027871 | 600.6093 | 0.011081 | 743.9474 | -0.030647 | 743.7062 | -0.045303 | 735.4528 | -0.0049079 | 743.7062 | -0.022495 | 603.1624 | 0.00012536 | 743.9474 | 0 | 743.9474 | -0.0074668 | 743.9474 | 0 | 743.9474 | 0 | 743.9474 | 0 | 743.9474 | 0 | 603.1624 | 0.36128 | 743.9474 | 0 | 743.7062 | -0.0038534 | 898.0387 | 0.018835 | 743.7062 | 0.039722 | 897.4944 | 0 | 898.0387 | 1.9279 | 734.5469 | 0.070654
|  | 744.1829 | 0.011361 | 743.9419 | 0.013849 | 600.7278 | 0 | 744.1829 | 0.013669 | 743.9419 | 0.0036262 | 735.6861 | 0.0052421 | 743.9419 | 0.010635 | 603.2818 | 0.00010506 | 744.1828 | 0.010952 | 744.1828 | 0.0037555 | 744.1828 | 0.0021199 | 744.1829 | 0.0017434 | 744.1828 | 0 | 744.1828 | 0.0068762 | 603.2818 | 0.35505 | 744.1829 | 0.0094683 | 743.9419 | 0.0078565 | 898.2064 | 0.02537 | 743.9419 | 0.031758 | 897.6626 | 7.1499e-05 | 898.2064 | 1.9373 | 734.7766 | 0.079852
|  | 744.4183 | -0.0062566 | 744.1776 | -0.028108 | 600.8464 | 0.013278 | 744.4183 | -0.014442 | 744.1776 | -0.041012 | 735.9194 | -0.0030168 | 744.1776 | -0.025086 | 603.4012 | 0.00013412 | 744.4183 | 0 | 744.4183 | -0.015053 | 744.4183 | 0 | 744.4183 | 0 | 744.4183 | 0 | 744.4183 | 0 | 603.4012 | 0.39888 | 744.4183 | 0 | 744.1776 | -0.0079618 | 898.3741 | 0.014387 | 744.1776 | 0.035869 | 897.8308 | 0.00010725 | 898.3741 | 1.9552 | 735.0063 | 0.076461
|  | 744.6537 | 0.011318 | 744.4133 | -0.005748 | 600.965 | 0 | 744.6537 | -0.0040946 | 744.4133 | 0.0072111 | 736.1527 | 0.0016054 | 744.4133 | 0.0094451 | 603.5206 | 0.0001574 | 744.6538 | 0.010166 | 744.6538 | 0.0037261 | 744.6538 | 0.0004343 | 744.6537 | 0.0009116 | 744.6538 | 0.00015341 | 744.6538 | 0.0091216 | 603.5206 | 0.41261 | 744.6537 | 0.0074817 | 744.4133 | 0.013708 | 898.5418 | 0.025279 | 744.4133 | 0.051265 | 897.9989 | 0 | 898.5418 | 1.9704 | 735.2361 | 0.072466
|  | 744.8892 | -0.0033683 | 744.649 | -0.014412 | 601.0836 | 0.0099348 | 744.8892 | -0.027281 | 744.649 | -0.046249 | 736.386 | -0.0045401 | 744.649 | -0.019058 | 603.64 | 0.0001656 | 744.8892 | 0 | 744.8892 | -0.0025818 | 744.8892 | 0 | 744.8892 | 0 | 744.8892 | 0 | 744.8892 | 0 | 603.64 | 0.46549 | 744.8892 | 0 | 744.649 | -0.0057847 | 898.7096 | 0.016429 | 744.649 | 0.033862 | 898.1671 | 0 | 898.7096 | 1.9889 | 735.4659 | 0.072141
|  | 745.1248 | 0.013137 | 744.8847 | -0.0021663 | 601.2022 | 0 | 745.1248 | 0.0037423 | 744.8847 | 0.0010263 | 736.6193 | 0.0034114 | 744.8847 | 0.013546 | 603.7594 | 0.00015516 | 745.1247 | 0.0028113 | 745.1247 | 0.013298 | 745.1247 | 0.0010224 | 745.1248 | 0.0004511 | 745.1247 | 0.0020136 | 745.1247 | 0.0054887 | 603.7594 | 0.45769 | 745.1248 | 0.0056338 | 744.8847 | 0.0074299 | 898.8773 | 0.028865 | 744.8847 | 0.042858 | 898.3353 | 0 | 898.8773 | 2.0013 | 735.6956 | 0.085844
|  | 745.3602 | 0.011929 | 745.1204 | -0.028478 | 601.3208 | 0.0084479 | 745.3602 | -0.011961 | 745.1204 | -0.05545 | 736.8527 | -0.0043578 | 745.1204 | -0.019871 | 603.8788 | 0.00013095 | 745.3602 | 0 | 745.3602 | -0.0039619 | 745.3602 | 0 | 745.3602 | 0 | 745.3602 | 0 | 745.3602 | 0 | 603.8788 | 0.51291 | 745.3602 | 0 | 745.1204 | -0.014046 | 899.045 | 0.019016 | 745.1204 | 0.046049 | 898.5035 | 0.00010725 | 899.045 | 2.0156 | 735.9254 | 0.07293
|  | 745.5957 | 0.0068408 | 745.3561 | 0.019374 | 601.4394 | 0 | 745.5957 | 0.001572 | 745.3561 | -0.0024863 | 737.086 | 0.0021692 | 745.3561 | 0.012478 | 603.9982 | 0.00012108 | 745.5957 | 0.0088227 | 745.5957 | -0.010235 | 745.5957 | 0.0021588 | 745.5957 | 0.0017778 | 745.5957 | 0.0046019 | 745.5957 | 0.0096743 | 603.9982 | 0.52165 | 745.5957 | 0.0066842 | 745.3561 | 0.014705 | 899.2127 | 0.022556 | 745.3561 | 0.053446 | 898.6717 | 0 | 899.2127 | 2.0244 | 736.1552 | 0.070143
|  | 745.8312 | -0.0034999 | 745.5919 | 0.0061336 | 601.558 | 0.01538 | 745.8312 | -0.023382 | 745.5919 | -0.031541 | 737.3193 | -0.0054049 | 745.5919 | -0.018786 | 604.1176 | 9.5744e-05 | 745.8312 | 0 | 745.8312 | -0.0092454 | 745.8312 | 0 | 745.8312 | 0 | 745.8312 | 0 | 745.8312 | 0 | 604.1176 | 0.56205 | 745.8312 | 0 | 745.5919 | 0.00080802 | 899.3804 | 0.015567 | 745.5919 | 0.048334 | 898.8398 | 0.00010725 | 899.3804 | 2.0355 | 736.385 | 0.073209
|  | 746.0668 | 0.01406 | 745.8276 | 0.001617 | 601.6766 | 0 | 746.0668 | 0.00025985 | 745.8276 | 0.020968 | 737.5527 | 0.0021744 | 745.8276 | 0.014776 | 604.237 | 0.00010617 | 746.0668 | 0.013056 | 746.0668 | 0.024064 | 746.0668 | 0.0029849 | 746.0668 | 0.0010902 | 746.0668 | 0.0017566 | 746.0668 | 0.010731 | 604.237 | 0.54926 | 746.0668 | 0.0083097 | 745.8276 | 0.0083353 | 899.5482 | 0.028184 | 745.8276 | 0.064855 | 899.008 | 0 | 899.5482 | 2.0443 | 736.6148 | 0.067821
|  | 746.3023 | -0.0062904 | 746.0634 | -0.032047 | 601.7953 | 0.012801 | 746.3023 | -0.0091761 | 746.0634 | -0.037591 | 737.786 | -0.0046769 | 746.0634 | -0.0217 | 604.3564 | 0.00013877 | 746.3023 | 0 | 746.3023 | 0.0039779 | 746.3023 | 0 | 746.3023 | 0 | 746.3023 | 0 | 746.3023 | 0 | 604.3564 | 0.55737 | 746.3023 | 0 | 746.0634 | -0.0038885 | 899.7159 | 0.016929 | 746.0634 | 0.061351 | 899.1762 | 0 | 899.7159 | 2.0559 | 736.8446 | 0.06861
|  | 746.5378 | -0.0040424 | 746.2992 | 0.013187 | 601.9139 | 0 | 746.5378 | 0.005178 | 746.2992 | 0.018835 | 738.0194 | 0.0041442 | 746.2992 | 0.0069815 | 604.4758 | 0.00017733 | 746.5378 | 0.011771 | 746.5378 | -0.0017717 | 746.5378 | 0.0022639 | 746.5378 | 0.00091919 | 746.5378 | 0.0027204 | 746.5378 | 0.0081666 | 604.4758 | 0.57141 | 746.5378 | 0.0066126 | 746.2992 | 0.011274 | 899.8836 | 0.013888 | 746.2992 | 0.066069 | 899.3444 | 0 | 899.8836 | 2.0624 | 737.0744 | 0.074185
|  | 746.7734 | 0.01686 | 746.5349 | -0.023455 | 602.0326 | 0.0026503 | 746.7734 | -0.0029436 | 746.5349 | -0.036926 | 738.2528 | -0.0090853 | 746.5349 | -0.022029 | 604.5952 | 0.00017565 | 746.7734 | 0 | 746.7734 | -0.017602 | 746.7734 | 0 | 746.7734 | 0 | 746.7734 | 0 | 746.7734 | 0 | 604.5952 | 0.58186 | 746.7734 | 0 | 746.5349 | -0.0090704 | 900.0514 | 0.021558 | 746.5349 | 0.070524 | 899.5126 | 0 | 900.0514 | 2.0729 | 737.3043 | 0.07228
|  | 747.009 | 0.0040828 | 746.7707 | 0.010916 | 602.1512 | 0 | 747.009 | -0.018336 | 746.7707 | 0.0011783 | 738.4861 | 0.0017183 | 746.7707 | 0.016115 | 604.7146 | 0.00015777 | 747.009 | 0.012372 | 747.009 | 0.015289 | 747.009 | 0.00081805 | 747.009 | 0.002064 | 747.009 | 0.0020266 | 747.009 | 0.0087269 | 604.7146 | 0.61166 | 747.009 | 0.010848 | 746.7707 | 0.010403 | 900.2191 | 0.01829 | 746.7707 | 0.067049 | 899.6808 | 0.00028599 | 900.2191 | 2.0823 | 737.5341 | 0.065684
|  | 747.2445 | -0.032576 | 747.0065 | -0.00072244 | 602.2699 | 0.014902 | 747.2445 | -0.027083 | 747.0065 | -0.034783 | 738.7195 | -0.0025348 | 747.0065 | -0.018502 | 604.834 | 0.0001248 | 747.2445 | 0 | 747.2445 | -0.018716 | 747.2445 | 0 | 747.2445 | 0 | 747.2445 | 0 | 747.2445 | 0 | 604.834 | 0.63084 | 747.2445 | 0 | 747.0065 | -0.0011131 | 900.3868 | 0.024644 | 747.0065 | 0.061947 | 899.8491 | 0.00032174 | 900.3868 | 2.0965 | 737.7639 | 0.070143
|  | 747.4801 | 0.0085481 | 747.2423 | -0.0095647 | 602.3885 | 0 | 747.4801 | 0.0075832 | 747.2423 | 0.015754 | 738.953 | -0.00086153 | 747.2423 | 0.012391 | 604.9534 | 0.00010971 | 747.4801 | 0.0071942 | 747.4801 | 0.013019 | 747.4801 | 0.0026839 | 747.4801 | 0.0022186 | 747.4801 | 0.0046489 | 747.4801 | 0.0088438 | 604.9534 | 0.68342 | 747.4801 | 0.010709 | 747.2423 | 0.012329 | 900.5546 | 0.026822 | 747.2423 | 0.074553 | 900.0173 | 0 | 900.5546 | 2.11 | 737.9938 | 0.077111
|  | 747.7157 | 0.0090822 | 747.4781 | -0.0063813 | 602.5072 | 0.0077853 | 747.7157 | -0.01917 | 747.4781 | -0.025572 | 739.1864 | -0.0028068 | 747.4781 | -0.017418 | 605.0728 | 0.00012108 | 747.7157 | 0 | 747.7157 | 2.0673e-05 | 747.7157 | 0 | 747.7157 | 0 | 747.7157 | 0 | 747.7157 | 0 | 605.0728 | 0.70198 | 747.7157 | 0 | 747.4781 | -0.0021811 | 900.7223 | 0.016339 | 747.4781 | 0.064149 | 900.1855 | 0.00010725 | 900.7223 | 2.1285 | 738.2236 | 0.072884
|  | 747.9513 | 0.012212 | 747.7139 | -0.010874 | 602.6259 | 0 | 747.9513 | 0.014249 | 747.7139 | -0.0083826 | 739.4198 | 0.0051373 | 747.7139 | 0.010274 | 605.1923 | 0.00012499 | 747.9513 | 0.014566 | 747.9513 | -0.0027091 | 747.9513 | 0.0027875 | 747.9513 | 0.0013014 | 747.9513 | 0.001769 | 747.9513 | 0.0070889 | 605.1923 | 0.71337 | 747.9513 | 0.0068793 | 747.7139 | 0.0089679 | 900.8901 | 0.029591 | 747.7139 | 0.076616 | 900.3537 | 0 | 900.8901 | 2.1437 | 738.4535 | 0.06861
|  | 748.1869 | -0.0051878 | 747.9498 | -2.3484e-05 | 602.7446 | 0.010126 | 748.1869 | -0.021505 | 747.9498 | -0.045526 | 739.6533 | -0.0018037 | 747.9498 | -0.019154 | 605.3117 | 0.00014045 | 748.1869 | 0 | 748.1869 | -0.01507 | 748.1869 | 0 | 748.1869 | 0 | 748.1869 | 0 | 748.1869 | 0 | 605.3117 | 0.70229 | 748.1869 | 0 | 747.9497 | -0.00073094 | 901.0578 | 0.014296 | 747.9498 | 0.072251 | 900.5219 | 0.00032174 | 901.0578 | 2.1569 | 738.6834 | 0.06796
|  | 748.4225 | -0.00060388 | 748.1856 | 0.028079 | 602.8633 | 0 | 748.4225 | 0.01839 | 748.1856 | 0.030386 | 739.8867 | 0.0041742 | 748.1856 | 0.012166 | 605.4311 | 0.00013747 | 748.4225 | 0.016552 | 748.4225 | -0.0020196 | 748.4225 | 0.0023556 | 748.4225 | 0.0021406 | 748.4225 | 0.0033532 | 748.4225 | 0.0084177 | 605.4311 | 0.69277 | 748.4226 | 0.0090622 | 748.1856 | 0.01499 | 901.2256 | 0.019062 | 748.1856 | 0.077006 | 900.6901 | 0 | 901.2256 | 2.1615 | 738.9133 | 0.066241
|  | 748.6581 | -0.027775 | 748.4214 | -0.038464 | 602.982 | 0.016048 | 748.6581 | -0.018024 | 748.4214 | -0.039829 | 740.1201 | -0.0054064 | 748.4214 | -0.022225 | 605.5505 | 0.00014566 | 748.6582 | 0 | 748.6582 | 0.0046671 | 748.6582 | 0 | 748.6581 | 0 | 748.6582 | 0 | 748.6582 | 0 | 605.5505 | 0.69215 | 748.6581 | 0 | 748.4214 | -0.011115 | 901.3933 | 0.014523 | 748.4214 | 0.087525 | 900.8583 | 0 | 901.3933 | 2.1709 | 739.1432 | 0.06364
|  | 748.8938 | 0.010623 | 748.6573 | 0.00755 | 603.1007 | 0 | 748.8938 | 0.013678 | 748.6573 | 0.014798 | 740.3536 | 0.00083892 | 748.6573 | 0.012568 | 605.67 | 0.00013318 | 748.8938 | 0.018455 | 748.8938 | 0.0071227 | 748.8938 | 0.0020184 | 748.8938 | 0.0012235 | 748.8938 | 0.0027437 | 748.8938 | 0.0053881 | 605.67 | 0.68997 | 748.8938 | 0.011575 | 748.6573 | 0.011763 | 901.5611 | 0.024553 | 748.6573 | 0.088018 | 901.0266 | 7.1499e-05 | 901.5611 | 2.1762 | 739.3731 | 0.070236
|  | 749.1295 | -0.0099681 | 748.8931 | 0.0076138 | 603.2194 | 0.012418 | 749.1295 | -0.018484 | 748.8931 | -0.029347 | 740.587 | -0.0061366 | 748.8931 | -0.016856 | 605.7894 | 0.00012964 | 749.1294 | 0 | 749.1294 | -0.0066809 | 749.1294 | 0 | 749.1295 | 0 | 749.1294 | 0 | 749.1294 | 0 | 605.7894 | 0.71165 | 749.1295 | 0 | 748.8931 | -0.00043575 | 901.7288 | 0.016293 | 748.8931 | 0.086371 | 901.1948 | 0 | 901.7288 | 2.1868 | 739.603 | 0.065637
|  | 749.3651 | 0.016872 | 749.129 | -0.0067768 | 603.3381 | 0 | 749.3651 | 0.012612 | 749.129 | 0.017861 | 740.8206 | 0.0034501 | 749.129 | 0.011802 | 605.9088 | 0.00012219 | 749.3651 | 0.014677 | 749.3651 | 0.012951 | 749.3651 | 0.00097996 | 749.3651 | 0.0012332 | 749.3651 | 0.0032478 | 749.3651 | 0.0068797 | 605.9088 | 0.70713 | 749.3651 | 0.0081877 | 749.129 | 0.01045 | 901.8966 | 0.015658 | 749.129 | 0.092264 | 901.3631 | 0 | 901.8966 | 2.1907 | 739.8329 | 0.069121
|  | 749.6008 | -0.019159 | 749.3649 | -0.016771 | 603.4569 | 0.014233 | 749.6008 | -0.021674 | 749.3649 | -0.020525 | 741.054 | -0.0030019 | 749.3649 | -0.018598 | 606.0283 | 0.00012015 | 749.6008 | 0 | 749.6008 | -0.0096318 | 749.6008 | 0 | 749.6008 | 0 | 749.6008 | 0 | 749.6008 | 0 | 606.0283 | 0.73146 | 749.6008 | 0 | 749.3649 | -0.0041262 | 902.0644 | 0.019379 | 749.3649 | 0.10343 | 901.5313 | 0.00010725 | 902.0644 | 2.1982 | 740.0629 | 0.060946
|  | 749.8364 | 0.0082878 | 749.6008 | -0.0027251 | 603.5756 | 0 | 749.8364 | -0.0028947 | 749.6008 | -0.019551 | 741.2875 | -0.00018153 | 749.6008 | 0.010139 | 606.1477 | 0.0001289 | 749.8364 | 0.0080571 | 749.8364 | 0.01118 | 749.8364 | 0.0039388 | 749.8364 | 0.00088351 | 749.8364 | 0.001416 | 749.8364 | 0.00649 | 606.1477 | 0.72319 | 749.8364 | 0.010477 | 749.6008 | 0.010176 | 902.2321 | 0.025189 | 749.6008 | 0.11112 | 901.6995 | 0 | 902.2321 | 2.2028 | 740.2928 | 0.067031
|  | 750.0721 | -0.023533 | 749.8367 | -0.050181 | 603.6944 | 0.011941 | 750.0721 | -0.016153 | 749.8367 | -0.033092 | 741.521 | -0.00077302 | 749.8367 | -0.023534 | 606.2672 | 0.00013281 | 750.0721 | 0 | 750.0721 | 0.010289 | 750.0721 | 0 | 750.0721 | 0 | 750.0721 | 0 | 750.0721 | 0 | 606.2672 | 0.7494 | 750.0721 | 0 | 749.8367 | -0.0076355 | 902.3999 | 0.019243 | 749.8367 | 0.095956 | 901.8678 | 0.00010725 | 902.3999 | 2.2131 | 740.5228 | 0.067542
|  | 750.3078 | 0.0037834 | 750.0726 | 0.020278 | 603.8131 | 0 | 750.3078 | -0.0034919 | 750.0726 | 0.017341 | 741.7545 | -0.00063076 | 750.0726 | 0.015401 | 606.3866 | 0.00014343 | 750.3078 | 0.011944 | 750.3078 | 0.0081831 | 750.3078 | 0.004731 | 750.3078 | 0.0023759 | 750.3078 | 0.0038287 | 750.3078 | 0.0086819 | 606.3866 | 0.76656 | 750.3078 | 0.0076099 | 750.0726 | 0.010605 | 902.5676 | 0.0177 | 750.0726 | 0.10454 | 902.036 | 0 | 902.5676 | 2.2231 | 740.7527 | 0.071723
|  | 750.5435 | 0.0018761 | 750.3085 | -0.04089 | 603.9319 | 0.012227 | 750.5435 | -0.028428 | 750.3085 | -0.046644 | 741.988 | -0.0047529 | 750.3085 | -0.025147 | 606.506 | 0.0001656 | 750.5435 | 0 | 750.5435 | -0.02325 | 750.5435 | 0 | 750.5435 | 0 | 750.5435 | 0 | 750.5435 | 0 | 606.506 | 0.8104 | 750.5435 | 0 | 750.3085 | -0.015884 | 902.7354 | 0.015975 | 750.3085 | 0.097396 | 902.2043 | 0.00032174 | 902.7354 | 2.2359 | 740.9827 | 0.065544
|  | 750.7792 | 0.03518 | 750.5444 | -0.026314 | 604.0507 | 0 | 750.7792 | 0.0014055 | 750.5444 | 0.0016405 | 742.2216 | 0.0039876 | 750.5444 | 0.011665 | 606.6255 | 0.00017137 | 750.7792 | 0.011649 | 750.7792 | 0.011031 | 750.7792 | 0.0014159 | 750.7792 | 0.00068976 | 750.7792 | 0.0029038 | 750.7792 | 0.01245 | 606.6255 | 0.83083 | 750.7792 | 0.0089732 | 750.5444 | 0.006826 | 902.9032 | 0.022738 | 750.5444 | 0.1156 | 902.3725 | 0 | 902.9032 | 2.2458 | 741.2127 | 0.06508
|  | 751.015 | -0.0081487 | 750.7804 | -0.023775 | 604.1694 | 0.0057976 | 751.015 | -0.023345 | 750.7804 | -0.024726 | 742.4551 | -0.0041742 | 750.7804 | -0.021018 | 606.745 | 0.00017733 | 751.015 | 0 | 751.015 | 0.0042424 | 751.015 | 0 | 751.015 | 0 | 751.015 | 0 | 751.015 | 0 | 606.745 | 0.85953 | 751.0149 | 0 | 750.7804 | -0.011887 | 903.071 | 0.024644 | 750.7804 | 0.11381 | 902.5408 | 0 | 903.071 | 2.2577 | 741.4426 | 0.061782
|  | 751.2507 | 0.039228 | 751.0163 | 0.0037963 | 604.2882 | 0 | 751.2507 | -0.0063564 | 751.0163 | -0.001483 | 742.6887 | 0.0041552 | 751.0163 | 0.012151 | 606.8644 | 0.00013356 | 751.2507 | 0.0086116 | 751.2507 | 0.017582 | 751.2507 | 0.0013614 | 751.2507 | 0.0014394 | 751.2507 | 0.0022375 | 751.2507 | 0.0077885 | 606.8644 | 0.88169 | 751.2507 | 0.010387 | 751.0163 | 0.015463 | 903.2387 | 0.023782 | 751.0163 | 0.12905 | 902.709 | 0 | 903.2387 | 2.2662 | 741.6726 | 0.070654
|  | 751.4865 | -0.017927 | 751.2523 | -0.0033797 | 604.407 | 0.01624 | 751.4865 | -0.015414 | 751.2523 | -0.039036 | 742.9222 | -0.0047794 | 751.2523 | -0.020926 | 606.9839 | 0.00014343 | 751.4864 | 0 | 751.4864 | -0.0083298 | 751.4864 | 0 | 751.4865 | 0 | 751.4864 | 0 | 751.4864 | 0 | 606.9839 | 0.92193 | 751.4864 | 0 | 751.2523 | -0.0084498 | 903.4065 | 0.019016 | 751.2523 | 0.12021 | 902.8773 | 0.00010725 | 903.4065 | 2.2754 | 741.9026 | 0.064523
|  | 751.7222 | 0.008423 | 751.4882 | 0.018899 | 604.5258 | 0 | 751.7222 | 0.0043114 | 751.4882 | -0.0074661 | 743.1558 | 0.0027035 | 751.4882 | 0.009956 | 607.1033 | 0.00014082 | 751.7222 | 0.011348 | 751.7222 | 0.0045424 | 751.7222 | 0.0016524 | 751.7222 | 0.0018251 | 751.7222 | 0.0030842 | 751.7222 | 0.013974 | 607.1033 | 0.93644 | 751.7222 | 0.0031404 | 751.4882 | 0.01982 | 903.5743 | 0.01829 | 751.4882 | 0.14198 | 903.0456 | 0 | 903.5743 | 2.2825 | 742.1326 | 0.064848
|  | 751.9579 | -0.0094491 | 751.7242 | 0.0010438 | 604.6446 | 0.0041411 | 751.9579 | -0.022326 | 751.7242 | -0.042214 | 743.3893 | -0.0085837 | 751.7242 | -0.020323 | 607.2228 | 0.00015125 | 751.9579 | 0 | 751.9579 | -0.019615 | 751.9579 | 0 | 751.9579 | 0 | 751.9579 | 0 | 751.9579 | 0 | 607.2228 | 0.95001 | 751.9579 | 0 | 751.7242 | -0.00312 | 903.7421 | 0.020332 | 751.7242 | 0.13344 | 903.2138 | 0.00032174 | 903.7421 | 2.2954 | 742.3626 | 0.061271
|  | 752.1937 | 0.0013706 | 751.9602 | -0.0082625 | 604.7634 | 0 | 752.1937 | 0.013076 | 751.9602 | 0.0058469 | 743.6229 | 0.0051916 | 751.9602 | 0.016053 | 607.3422 | 0.00015144 | 752.1937 | 0.0095542 | 752.1937 | 0.020777 | 752.1937 | 0.00098975 | 752.1937 | 0.00035818 | 752.1937 | 0.0021775 | 752.1937 | 0.0046175 | 607.3422 | 0.9536 | 752.1937 | 0.010228 | 751.9602 | 0.0069784 | 903.9099 | 0.025189 | 751.9602 | 0.1325 | 903.3821 | 7.1499e-05 | 903.9099 | 2.308 | 742.5927 | 0.058855
|  | 752.4295 | 0.01122 | 752.1961 | -0.0045254 | 604.8822 | 0.0092761 | 752.4295 | -0.021698 | 752.1961 | -0.052727 | 743.8566 | -0.0012992 | 752.1961 | -0.022447 | 607.4617 | 0.00016131 | 752.4295 | 0 | 752.4295 | -0.022351 | 752.4295 | 0 | 752.4295 | 0 | 752.4295 | 0 | 752.4295 | 0 | 607.4617 | 0.97232 | 752.4295 | 0 | 752.1961 | -0.0082417 | 904.0777 | 0.025279 | 752.1961 | 0.13865 | 903.5504 | 0.00010725 | 904.0777 | 2.3285 | 742.8226 | 0.060156
|  | 752.6653 | 0.038122 | 752.4321 | -0.021264 | 605.0011 | 0 | 752.6653 | -0.0032523 | 752.4321 | 0.025951 | 744.0901 | 0.0015149 | 752.4321 | 0.015522 | 607.5812 | 0.0001751 | 752.6653 | 0.0086506 | 752.6653 | -0.01048 | 752.6653 | 0.0027709 | 752.6653 | 0.0012537 | 752.6653 | 0.0023187 | 752.6653 | 0.011254 | 607.5812 | 0.98012 | 752.6653 | 0.0066944 | 752.4321 | 0.011386 | 904.2455 | 0.018925 | 752.4321 | 0.15024 | 903.7187 | 0 | 904.2455 | 2.3449 | 743.0527 | 0.061457
|  | 752.9011 | -0.015478 | 752.6681 | -0.026706 | 605.1199 | 0.011941 | 752.9011 | -0.015878 | 752.6681 | -0.057523 | 744.3237 | -0.0032315 | 752.6681 | -0.022088 | 607.7006 | 0.00017305 | 752.9011 | 0 | 752.9011 | -0.0044954 | 752.9011 | 0 | 752.9011 | 0 | 752.9011 | 0 | 752.9011 | 0 | 607.7006 | 1.001 | 752.9011 | 0 | 752.6681 | -0.008123 | 904.4132 | 0.016838 | 752.6681 | 0.14745 | 903.8869 | 0 | 904.4132 | 2.3667 | 743.2827 | 0.05788
|  | 753.1368 | 0.020573 | 752.9042 | 0.028722 | 605.2387 | 0 | 753.1368 | 0.0043898 | 752.9042 | 0.014439 | 744.5574 | 0.0030859 | 752.9042 | 0.0095465 | 607.8201 | 0.00015479 | 753.1369 | 0.0087848 | 753.1369 | 0.0084875 | 753.1369 | 0.00285 | 753.1368 | 0.0023297 | 753.1369 | 0.0051913 | 753.1369 | 0.010236 | 607.8201 | 1.0146 | 753.1368 | 0.010503 | 752.9042 | 0.016573 | 904.581 | 0.021467 | 752.9042 | 0.1599 | 904.0552 | 0 | 904.581 | 2.3809 | 743.5128 | 0.061875
|  | 753.3727 | 0.014171 | 753.1402 | -0.029948 | 605.3576 | 0.0079509 | 753.3727 | -0.016448 | 753.1402 | -0.050588 | 744.791 | -0.0059692 | 753.1402 | -0.023881 | 607.9396 | 0.00013393 | 753.3727 | 0 | 753.3727 | -0.0052407 | 753.3727 | 0 | 753.3727 | 0 | 753.3727 | 0 | 753.3727 | 0 | 607.9396 | 1.0461 | 753.3727 | 0 | 753.1402 | -0.015313 | 904.7488 | 0.013661 | 753.1402 | 0.14266 | 904.2235 | 0.00010725 | 904.7488 | 2.3972 | 743.7429 | 0.062479
|  | 753.6085 | 0.010039 | 753.3762 | 0.01962 | 605.4764 | 0 | 753.6085 | 0.018342 | 753.3762 | 0.0012026 | 745.0247 | 0.00020951 | 753.3762 | 0.013664 | 608.0591 | 0.00011139 | 753.6085 | 0.016369 | 753.6085 | 0.0050989 | 753.6085 | 0.0022735 | 753.6085 | 0.0018099 | 753.6085 | 0.0035933 | 753.6085 | 0.008918 | 608.0591 | 1.0625 | 753.6085 | 0.007437 | 753.3762 | 0.013666 | 904.9166 | 0.024826 | 753.3762 | 0.174 | 904.3918 | 7.1499e-05 | 904.9166 | 2.4031 | 743.9729 | 0.059366
|  | 753.8444 | 0.0010222 | 753.6122 | -0.021466 | 605.5953 | 0.014233 | 753.8444 | -0.018333 | 753.6122 | -0.065526 | 745.2583 | -0.0087714 | 753.6122 | -0.02223 | 608.1786 | 0.00010282 | 753.8443 | 0 | 753.8443 | -0.016141 | 753.8443 | 0 | 753.8444 | 0 | 753.8443 | 0 | 753.8443 | 0 | 608.1786 | 1.0862 | 753.8444 | 0 | 753.6123 | -0.0073977 | 905.0844 | 0.020741 | 753.6122 | 0.16146 | 904.5601 | 0 | 905.0844 | 2.4081 | 744.203 | 0.057183
|  | 754.0802 | 0.035186 | 753.8483 | 0.024046 | 605.7142 | 0 | 754.0802 | 0.015607 | 753.8483 | 0.01582 | 745.4919 | 0.0031117 | 753.8483 | 0.011004 | 608.298 | 0.00012834 | 754.0802 | 0.009706 | 754.0802 | 0.03601 | 754.0802 | 0.0022925 | 754.0802 | 0.0015681 | 754.0802 | 0.0039952 | 754.0802 | 0.0096793 | 608.298 | 1.1005 | 754.0802 | 0.011101 | 753.8483 | 0.012682 | 905.2522 | 0.023555 | 753.8483 | 0.16995 | 904.7284 | 7.1499e-05 | 905.2522 | 2.4104 | 744.4331 | 0.055139
|  | 754.316 | 0.00021894 | 754.0844 | -0.039608 | 605.8331 | 0.016048 | 754.316 | -0.027146 | 754.0844 | -0.028593 | 745.7256 | -0.0072349 | 754.0844 | -0.024146 | 608.4175 | 0.00016355 | 754.316 | 0 | 754.316 | -0.012834 | 754.316 | 0 | 754.316 | 0 | 754.316 | 0 | 754.316 | 0 | 608.4175 | 1.1213 | 754.316 | 0 | 754.0843 | -0.014304 | 905.42 | 0.015658 | 754.0844 | 0.17786 | 904.8967 | 0.00010725 | 905.42 | 2.4201 | 744.6631 | 0.049147
|  | 754.5519 | 0.0093637 | 754.3204 | -0.0076765 | 605.952 | 0 | 754.5519 | 0.010395 | 754.3204 | 0.017044 | 745.9593 | 0.0023708 | 754.3204 | 0.013514 | 608.537 | 0.00017174 | 754.5519 | 0.0086362 | 754.5519 | 0.013597 | 754.5519 | 0.0013673 | 754.5519 | 0 | 754.5519 | 0.0027588 | 754.5519 | 0.010433 | 608.537 | 1.1399 | 754.5519 | 0.0096295 | 754.3204 | 0.0029563 | 905.5878 | 0.023373 | 754.3204 | 0.18945 | 905.065 | 0 | 905.5878 | 2.4297 | 744.8932 | 0.054071
|  | 754.7878 | -0.020025 | 754.5565 | 0.0014624 | 606.0708 | 0.0053006 | 754.7878 | -0.017007 | 754.5565 | -0.027077 | 746.1929 | -0.0039367 | 754.5565 | -0.02105 | 608.6565 | 0.00017919 | 754.7878 | 0 | 754.7878 | -0.019447 | 754.7878 | 0 | 754.7878 | 0 | 754.7878 | 0 | 754.7878 | 0 | 608.6565 | 1.1623 | 754.7878 | 0 | 754.5565 | -0.00357 | 905.7556 | 0.018744 | 754.5565 | 0.17724 | 905.2333 | 0 | 905.7556 | 2.4427 | 745.1234 | 0.059738
|  | 755.0236 | 0.020967 | 754.7926 | -0.029217 | 606.1898 | 0 | 755.0236 | -0.0061217 | 754.7926 | -0.008691 | 746.4266 | -0.001335 | 754.7926 | 0.015269 | 608.776 | 0.00015274 | 755.0236 | 0.00028372 | 755.0236 | 0.020141 | 755.0236 | 8.0947e-05 | 755.0236 | 0.00019565 | 755.0236 | 0.00050773 | 755.0236 | 0.0096307 | 608.776 | 1.179 | 755.0236 | 0.0048658 | 754.7926 | 0.005563 | 905.9235 | 0.028956 | 754.7926 | 0.19656 | 905.4016 | 0.00028599 | 905.9235 | 2.4545 | 745.3535 | 0.062153
|  | 755.2595 | -0.0022356 | 755.0287 | -0.0081961 | 606.3087 | 0.0086135 | 755.2595 | -0.025742 | 755.0287 | -0.044742 | 746.6603 | -0.0041858 | 755.0287 | -0.01991 | 608.8955 | 0.00015479 | 755.2595 | 0 | 755.2595 | -0.013622 | 755.2595 | 0 | 755.2595 | 0 | 755.2595 | 0 | 755.2595 | 0 | 608.8955 | 1.2046 | 755.2595 | 0 | 755.0287 | -0.013431 | 906.0913 | 0.022738 | 755.0287 | 0.20051 | 905.5699 | 0.00010725 | 906.0913 | 2.473 | 745.5836 | 0.0563
|  | 755.4954 | 0.017158 | 755.2648 | -0.014092 | 606.4276 | 0 | 755.4954 | -0.00376 | 755.2648 | 0.0089382 | 746.894 | 0.0028364 | 755.2648 | 0.0082747 | 609.015 | 0.00012573 | 755.4954 | 0.014954 | 755.4954 | 0.011136 | 755.4954 | 0.0013088 | 755.4954 | 0.0011751 | 755.4954 | 0.0025166 | 755.4954 | 0.0080503 | 609.015 | 1.2236 | 755.4954 | 0.0044883 | 755.2648 | 0.0095203 | 906.2591 | 0.02419 | 755.2648 | 0.2179 | 905.7382 | 0 | 906.2591 | 2.4878 | 745.8138 | 0.060342
|  | 755.7313 | -0.0029954 | 755.5009 | -0.015218 | 606.5465 | 0 | 755.7313 | -0.016726 | 755.5009 | -0.032925 | 747.1277 | -0.0054551 | 755.5009 | -0.020041 | 609.1345 | 0.00012052 | 755.7313 | 0 | 755.7313 | -0.0060459 | 755.7313 | 0 | 755.7313 | 0 | 755.7313 | 0 | 755.7313 | 0 | 609.1345 | 1.2519 | 755.7313 | 0 | 755.5009 | -0.0045916 | 906.4269 | 0.024599 | 755.5009 | 0.19121 | 905.9066 | 0 | 906.4269 | 2.5045 | 746.0439 | 0.050308
|  | 755.9673 | 0.015176 | 755.737 | -0.0072372 | 606.6654 | 0 | 755.9673 | 0.0077106 | 755.737 | 0.0093248 | 747.3615 | 0.0035451 | 755.737 | 0.014092 | 609.254 | 0.00012443 | 755.9673 | 0.0089862 | 755.9673 | 0.011212 | 755.9673 | 0.0017912 | 755.9673 | 0.00077944 | 755.9673 | 0.0029421 | 755.9673 | 0.0019972 | 609.254 | 1.2714 | 755.9673 | 0.0093312 | 755.737 | 0.010553 | 906.5947 | 0.020968 | 755.737 | 0.21785 | 906.0749 | 0 | 906.5947 | 2.51 | 746.274 | 0.058112
|  | 756.2032 | -0.012036 | 755.9731 | 0.011627 | 606.7844 | 0.0072884 | 756.2032 | -0.0072615 | 755.9731 | -0.050079 | 747.5952 | -0.0034291 | 755.9731 | -0.018472 | 609.3735 | 0.00014753 | 756.2032 | 0 | 756.2032 | -0.0052957 | 756.2032 | 0 | 756.2032 | 0 | 756.2032 | 0 | 756.2032 | 0 | 609.3735 | 1.3057 | 756.2032 | 0 | 755.9731 | -0.0017837 | 906.7625 | 0.014387 | 755.9731 | 0.2173 | 906.2432 | 0.00032174 | 906.7625 | 2.5153 | 746.5042 | 0.057648
|  | 756.4391 | 0.021842 | 756.2093 | -0.018116 | 606.9033 | 0 | 756.4391 | -5.7842e-05 | 756.2093 | 0.020881 | 747.829 | -0.00056934 | 756.2093 | 0.01257 | 609.493 | 0.00016653 | 756.4391 | 0.0098931 | 756.4391 | 0.016095 | 756.4391 | 0.0023234 | 756.4391 | 0.0012661 | 756.4391 | 0.0041809 | 756.4391 | 0.0056522 | 609.493 | 1.3247 | 756.4392 | 0.0063155 | 756.2092 | 0.0087574 | 906.9304 | 0.019289 | 756.2093 | 0.21954 | 906.4115 | 7.1499e-05 | 906.9304 | 2.5137 | 746.7344 | 0.056254
|  | 756.675 | -0.0006955 | 756.4454 | -0.035262 | 607.0223 | 0.0069571 | 756.675 | -0.021301 | 756.4454 | -0.05167 | 748.0627 | -0.0058015 | 756.4454 | -0.02218 | 609.6125 | 0.00017212 | 756.6751 | 0 | 756.6751 | -0.021078 | 756.6751 | 0 | 756.675 | 0 | 756.6751 | 0 | 756.6751 | 0 | 609.6125 | 1.3547 | 756.6751 | 0 | 756.4454 | -0.011526 | 907.0982 | 0.020106 | 756.4454 | 0.23372 | 906.5799 | 0.00010725 | 907.0982 | 2.5208 | 746.9645 | 0.048171
|  | 756.911 | 0.024308 | 756.6816 | 0.0072045 | 607.1412 | 0 | 756.911 | 0.017904 | 756.6816 | 0.0087192 | 748.2965 | 0.00037043 | 756.6816 | 0.0098526 | 609.732 | 0.00016224 | 756.911 | 0.016895 | 756.911 | -0.0041939 | 756.911 | 0.00092573 | 756.911 | 0.0012829 | 756.911 | 0.0018733 | 756.911 | 0.0026375 | 609.732 | 1.3695 | 756.911 | 0.010432 | 756.6816 | 0.011194 | 907.266 | 0.026232 | 756.6816 | 0.23703 | 906.7482 | 0 | 907.266 | 2.5282 | 747.1948 | 0.054675
|  | 757.147 | 0.007016 | 756.9177 | -0.022281 | 607.2602 | 0.0076196 | 757.147 | -0.04278 | 756.9177 | -0.028305 | 748.5303 | -0.0070757 | 756.9177 | -0.027188 | 609.8515 | 0.00015516 | 757.147 | 0 | 757.147 | -0.0057848 | 757.147 | 0 | 757.147 | 0 | 757.147 | 0 | 757.147 | 0 | 609.8515 | 1.4049 | 757.147 | 0 | 756.9177 | -0.01513 | 907.4338 | 0.022919 | 756.9177 | 0.24037 | 906.9165 | 0.00032174 | 907.4338 | 2.5411 | 747.4249 | 0.056208
|  | 757.3829 | 0.0056752 | 757.1539 | -0.031315 | 607.3792 | 0 | 757.3829 | 0.0080985 | 757.1539 | 0.0020874 | 748.764 | 0.0012102 | 757.1539 | 0.0099808 | 609.971 | 0.00015535 | 757.383 | 0.012086 | 757.383 | 0.0034095 | 757.383 | 1.4525e-05 | 757.3829 | 0.00015985 | 757.383 | 0.0019651 | 757.383 | 0.0074986 | 609.971 | 1.4191 | 757.3829 | 0.0074414 | 757.1539 | 0.0077512 | 907.6017 | 0.025915 | 757.1539 | 0.24427 | 907.0849 | 0 | 907.6017 | 2.5503 | 747.6552 | 0.05788
|  | 757.619 | -0.0049278 | 757.3901 | -0.016811 | 607.4982 | 0 | 757.619 | -0.01536 | 757.3901 | -0.043939 | 748.9978 | -0.0048429 | 757.3901 | -0.019906 | 610.0906 | 0.00014697 | 757.6189 | 0 | 757.6189 | 0.0043879 | 757.6189 | 0 | 757.619 | 0 | 757.6189 | 0 | 757.6189 | 0 | 610.0906 | 1.4478 | 757.619 | 0 | 757.3901 | -0.01204 | 907.7695 | 0.011346 | 757.3901 | 0.2549 | 907.2532 | 0.00032174 | 907.7695 | 2.5679 | 747.8853 | 0.054767
|  | 757.8549 | 0.030069 | 757.6263 | -0.015103 | 607.6171 | 0 | 757.8549 | -0.0043429 | 757.6263 | 0.011595 | 749.2316 | 0.0026172 | 757.6263 | 0.0049789 | 610.2101 | 0.00014753 | 757.8549 | 0.008779 | 757.8549 | 0.032307 | 757.8549 | 0.004331 | 757.8549 | 0.0011458 | 757.8549 | 0.003404 | 757.8549 | 0.006094 | 610.2101 | 1.4668 | 757.8549 | 0.0084537 | 757.6263 | 0.003884 | 907.9373 | 0.022329 | 757.6263 | 0.26414 | 907.4216 | 0 | 907.9373 | 2.5904 | 748.1155 | 0.05486
|  | 758.0909 | -0.015922 | 757.8624 | -0.014888 | 607.7361 | 0.012609 | 758.0909 | -0.02053 | 757.8624 | -0.032992 | 749.4654 | -0.0053162 | 757.8624 | -0.020261 | 610.3296 | 0.00015181 | 758.0909 | 0 | 758.0909 | -0.015275 | 758.0909 | 0 | 758.0909 | 0 | 758.0909 | 0 | 758.0909 | 0 | 610.3296 | 1.5052 | 758.0909 | 0 | 757.8624 | -0.010399 | 908.1052 | 0.018426 | 757.8624 | 0.26563 | 907.5899 | 0.00032174 | 908.1052 | 2.6175 | 748.3458 | 0.050354
|  | 758.327 | 0.027845 | 758.0987 | 0.0084787 | 607.8551 | 0 | 758.327 | -0.0024603 | 758.0987 | 0.011776 | 749.6992 | 0.0035449 | 758.0987 | 0.01392 | 610.4491 | 0.00015218 | 758.3269 | 0.006404 | 758.3269 | 0.0019122 | 758.3269 | 0.0019473 | 758.327 | 0.0013655 | 758.3269 | 0.0025501 | 758.3269 | 0.010435 | 610.4491 | 1.532 | 758.327 | 0.011345 | 758.0987 | 0.0094052 | 908.273 | 0.026187 | 758.0987 | 0.27164 | 907.7583 | 0 | 908.273 | 2.6361 | 748.576 | 0.053002
|  | 758.563 | -0.025531 | 758.3349 | -0.035675 | 607.9742 | 0 | 758.563 | -0.012915 | 758.3349 | -0.042394 | 749.933 | -0.0040208 | 758.3349 | -0.023875 | 610.5687 | 0.00010226 | 758.563 | 0 | 758.563 | -0.0086454 | 758.563 | 0 | 758.563 | 0 | 758.563 | 0 | 758.563 | 0 | 610.5687 | 1.5756 | 758.563 | 0 | 758.3349 | -0.017008 | 908.4409 | 0.024281 | 758.3349 | 0.28445 | 907.9266 | 0.00010725 | 908.4409 | 2.6559 | 748.8063 | 0.053095
|  | 758.799 | -0.0018875 | 758.5711 | -0.035661 | 608.0932 | 0 | 758.799 | -0.014073 | 758.5711 | -0.034387 | 750.1669 | -0.003182 | 758.5711 | -0.021887 | 610.6882 | 0.00027848 | 758.799 | 0 | 758.799 | -0.017346 | 758.799 | 0 | 758.799 | 0 | 758.799 | 0 | 758.799 | 0 | 610.6882 | 1.6086 | 758.799 | 0 | 758.5711 | -0.0019256 | 908.6087 | 0.024735 | 758.5711 | 0.28477 | 908.095 | 0 | 908.6087 | 2.6781 | 749.0365 | 0.046963
|  | 759.035 | 0.030607 | 758.8073 | 0.0071378 | 608.2122 | 0.0072884 | 759.035 | 0.002935 | 758.8073 | 0.030003 | 750.4008 | -0.0011991 | 758.8073 | 0.013776 | 610.8077 | 0.0002334 | 759.035 | 0.0090102 | 759.035 | 0.016242 | 759.035 | 0.0031077 | 759.035 | 0.0015367 | 759.035 | 0.0045621 | 759.035 | 0.012895 | 610.8077 | 1.6358 | 759.035 | 0.010004 | 758.8073 | 0.0037903 | 908.7766 | 0.021966 | 758.8073 | 0.29965 | 908.2633 | 0.00032174 | 908.7766 | 2.7008 | 749.2668 | 0.046267
|  | 759.2711 | -0.012627 | 759.0436 | -0.018157 | 608.3312 | 0 | 759.2711 | -0.00082317 | 759.0436 | -0.05085 | 750.6346 | -0.0052827 | 759.0436 | -0.0278 | 610.9273 | 0.00047797 | 759.2711 | 0 | 759.2711 | 0.007119 | 759.2711 | 0 | 759.2711 | 0 | 759.2711 | 0 | 759.2711 | 0 | 610.9273 | 1.6495 | 759.2711 | 0 | 759.0436 | -0.011227 | 908.9444 | 0.019152 | 759.0436 | 0.29185 | 908.4317 | 0 | 908.9444 | 2.7198 | 749.497 | 0.057044
|  | 759.5071 | 0.027061 | 759.2798 | 0.021304 | 608.4503 | 0.011272 | 759.5071 | 0.015917 | 759.2798 | 0.0058194 | 750.8684 | 0.00037752 | 759.2798 | 0.012111 | 611.0468 | 0.00024513 | 759.5071 | 0.018903 | 759.5071 | 0.033697 | 759.5071 | 0.003256 | 759.5071 | 0.0022385 | 759.5071 | 0.0016005 | 759.5071 | 0.0089278 | 611.0468 | 1.6696 | 759.5071 | 0.011172 | 759.2798 | 0.018264 | 909.1122 | 0.022965 | 759.2798 | 0.31325 | 908.6001 | 0.00032174 | 909.1122 | 2.7348 | 749.7273 | 0.051376
|  | 759.7432 | -0.0059216 | 759.5161 | -0.0092249 | 608.5693 | 0 | 759.7432 | -0.033942 | 759.5161 | -0.014679 | 751.1023 | -0.0066455 | 759.5161 | -0.02192 | 611.1663 | 0.0004763 | 759.7432 | 0 | 759.7432 | -0.018752 | 759.7432 | 0 | 759.7432 | 0 | 759.7432 | 0 | 759.7432 | 0 | 611.1663 | 1.7092 | 759.7432 | 0 | 759.5161 | -0.0056732 | 909.2801 | 0.022829 | 759.5161 | 0.31863 | 908.7684 | 0 | 909.2801 | 2.7541 | 749.9576 | 0.049379
|  | 759.9792 | 0.0061265 | 759.7523 | 0.011073 | 608.6884 | 0 | 759.9792 | 0.0051989 | 759.7523 | -0.013132 | 751.3362 | -0.00049917 | 759.7523 | 0.0091421 | 611.2859 | 0.00023247 | 759.9793 | 0.0088156 | 759.9793 | 0.019448 | 759.9793 | 0.001038 | 759.9792 | 0.0010187 | 759.9793 | 0 | 759.9793 | 0.009929 | 611.2859 | 1.747 | 759.9792 | 0.0095707 | 759.7523 | 0.0096121 | 909.4479 | 0.024599 | 759.7523 | 0.3301 | 908.9368 | 0.00053624 | 909.4479 | 2.76 | 750.1879 | 0.050865
|  | 760.2153 | -0.0099467 | 759.9886 | -0.02789 | 608.8075 | 0 | 760.2153 | -0.0051019 | 759.9886 | -0.057037 | 751.5701 | -0.0065712 | 759.9886 | -0.019716 | 611.4054 | 0.00048431 | 760.2154 | 0 | 760.2154 | 0.00076891 | 760.2154 | 0 | 760.2153 | 0 | 760.2154 | 0 | 760.2154 | 0 | 611.4054 | 1.7904 | 760.2153 | 0 | 759.9886 | -0.009982 | 909.6158 | 0.019062 | 759.9886 | 0.33065 | 909.1052 | 0 | 909.6158 | 2.7641 | 750.4181 | 0.050819
|  | 760.4515 | 0.013729 | 760.2249 | 0.011017 | 608.9265 | 0.013565 | 760.4515 | -0.0022263 | 760.2249 | -0.01863 | 751.804 | 0.0064935 | 760.2249 | 0.011057 | 611.525 | 0.00025706 | 760.4514 | 0.010914 | 760.4514 | 0.0093114 | 760.4514 | 0.0034076 | 760.4515 | 0.00083425 | 760.4514 | 0.0027034 | 760.4514 | 0.0081842 | 611.525 | 1.8248 | 760.4515 | 0.0081143 | 760.2249 | 0.013223 | 909.7837 | 0.023782 | 760.2249 | 0.34887 | 909.2736 | 0.00032174 | 909.7837 | 2.7583 | 750.6485 | 0.051098
|  | 760.6876 | -0.004067 | 760.4612 | -0.0064815 | 609.0456 | 0 | 760.6876 | -0.0069969 | 760.4612 | -0.041301 | 752.0378 | -0.0070825 | 760.4612 | -0.01926 | 611.6445 | 0.00048319 | 760.6876 | 0 | 760.6876 | 0.012337 | 760.6876 | 0 | 760.6876 | 0 | 760.6876 | 0 | 760.6876 | 0 | 611.6445 | 1.8665 | 760.6876 | 0 | 760.4612 | -0.0064078 | 909.9515 | 0.02714 | 760.4612 | 0.34052 | 909.442 | 0 | 909.9515 | 2.7638 | 750.8788 | 0.04636
|  | 760.9236 | 0.013849 | 760.6975 | 0.0078176 | 609.1647 | 0.0235 | 760.9236 | -0.012102 | 760.6975 | 0.026698 | 752.2718 | 0.0032248 | 760.6975 | 0.012435 | 611.7641 | 0.00023154 | 760.9237 | 0.024172 | 760.9237 | 0.0033756 | 760.9237 | 0.0039511 | 760.9236 | 0.0020555 | 760.9237 | 0.0036521 | 760.9237 | 0.018439 | 611.7641 | 1.8889 | 760.9236 | 0.010238 | 760.6975 | 0.0094997 | 910.1194 | 0.019697 | 760.6975 | 0.34681 | 909.6103 | 0.0007506 | 910.1194 | 2.7695 | 751.1091 | 0.047846
|  | 761.1598 | -0.01615 | 760.9338 | -0.028203 | 609.2838 | 0 | 761.1598 | -0.0063194 | 760.9338 | -0.021906 | 752.5057 | -0.0033155 | 760.9338 | -0.026073 | 611.8836 | 0.00045655 | 761.1598 | 0 | 761.1598 | 0.01482 | 761.1598 | 0 | 761.1598 | 0 | 761.1598 | 0 | 761.1598 | 0 | 611.8836 | 1.9137 | 761.1598 | 0 | 760.9338 | -0.0039105 | 910.2872 | 0.0177 | 760.9338 | 0.34965 | 909.7787 | 0 | 910.2872 | 2.7876 | 751.3395 | 0.042365
|  | 761.3959 | 0.0077262 | 761.1701 | 0.014959 | 609.4029 | 0.014425 | 761.3959 | 0.0083459 | 761.1701 | 0.0053169 | 752.7396 | 0.0038018 | 761.1701 | 0.016421 | 612.0032 | 0.00023191 | 761.3959 | 0.0063685 | 761.3959 | -0.0067516 | 761.3959 | 0.00044872 | 761.3959 | 0.0022415 | 761.3959 | 0.0027106 | 761.3959 | 0.013667 | 612.0032 | 1.9356 | 761.3959 | 0.0087992 | 761.1701 | 0.010234 | 910.4551 | 0.025688 | 761.1701 | 0.38933 | 909.9471 | 0.00053624 | 910.4551 | 2.807 | 751.5698 | 0.045663
|  | 761.6321 | -0.0059237 | 761.4064 | -0.011477 | 609.522 | 0 | 761.6321 | -0.020911 | 761.4064 | -0.023229 | 752.9736 | -0.005138 | 761.4064 | -0.021195 | 612.1227 | 0.00045022 | 761.6321 | 0 | 761.6321 | -0.0037913 | 761.6321 | 0 | 761.6321 | 0 | 761.6321 | 0 | 761.6321 | 0 | 612.1227 | 1.9737 | 761.6321 | 0 | 761.4064 | -0.0094321 | 910.623 | 0.022965 | 761.4064 | 0.37221 | 910.1155 | 0 | 910.623 | 2.8316 | 751.8001 | 0.046127
|  | 761.8682 | -0.0029563 | 761.6428 | -0.01243 | 609.6411 | 0.017768 | 761.8682 | 0.010392 | 761.6428 | 0.023024 | 753.2075 | 0.003066 | 761.6428 | 0.0093692 | 612.2423 | 0.00022297 | 761.8682 | 0.01115 | 761.8682 | 0.0057378 | 761.8682 | 0.0021582 | 761.8682 | 0.0015265 | 761.8682 | 0.0015413 | 761.8682 | 0.011867 | 612.2423 | 1.9967 | 761.8682 | 0.01042 | 761.6428 | 0.013913 | 910.7908 | 0.012118 | 761.6428 | 0.38666 | 910.2839 | 0.0007506 | 910.7908 | 2.8458 | 752.0305 | 0.047428
|  | 762.1044 | 0.0053476 | 761.8791 | -0.020427 | 609.7602 | 0 | 762.1044 | -0.023015 | 761.8791 | -0.033846 | 753.4415 | -0.010294 | 761.8791 | -0.024271 | 612.3619 | 0.00047108 | 762.1044 | 0 | 762.1044 | -0.0058727 | 762.1044 | 0 | 762.1044 | 0 | 762.1044 | 0 | 762.1044 | 0 | 612.3619 | 2.0325 | 762.1044 | 0 | 761.8791 | -0.0085401 | 910.9587 | 0.020106 | 761.8791 | 0.38513 | 910.4523 | 0 | 910.9587 | 2.8569 | 752.2609 | 0.042829
|  | 762.3405 | 0.020251 | 762.1155 | 0.003487 | 609.8794 | 0.005135 | 762.3405 | -0.014049 | 762.1155 | 0.017743 | 753.6754 | -0.00069233 | 762.1155 | 0.0093663 | 612.4814 | 0.00025277 | 762.3405 | 0.014878 | 762.3405 | 0.0058049 | 762.3405 | 0.00084905 | 762.3405 | 0.0017139 | 762.3405 | 0.0018793 | 762.3405 | 0.0099955 | 612.4814 | 2.0543 | 762.3405 | 0.0065912 | 762.1155 | 0.010235 | 911.1266 | 0.026278 | 762.1155 | 0.3989 | 910.6207 | 0.00032174 | 911.1266 | 2.8624 | 752.4912 | 0.051841
|  | 762.5767 | 0.006164 | 762.3518 | -0.010559 | 609.9985 | 0 | 762.5767 | -0.022305 | 762.3518 | -0.026617 | 753.9094 | -0.0066482 | 762.3518 | -0.023337 | 612.601 | 0.00050144 | 762.5767 | 0 | 762.5767 | -0.029439 | 762.5767 | 0 | 762.5767 | 0 | 762.5767 | 0 | 762.5767 | 0 | 612.601 | 2.0914 | 762.5767 | 0 | 762.3518 | -0.01069 | 911.2945 | 0.015385 | 762.3518 | 0.40246 | 910.7891 | 0 | 911.2945 | 2.8771 | 752.7216 | 0.040367
|  | 762.8129 | -0.0028983 | 762.5882 | -0.012347 | 610.1177 | 0.017099 | 762.8129 | 0.014023 | 762.5882 | 0.026806 | 754.1434 | 0.0067206 | 762.5882 | 0.01188 | 612.7206 | 0.00025277 | 762.8129 | 0.0095861 | 762.8129 | 0.011201 | 762.8129 | 0.0029626 | 762.8129 | 0.00054179 | 762.8129 | 0.0016256 | 762.8129 | 0.0066498 | 612.7206 | 2.1112 | 762.8129 | 0.0061466 | 762.5882 | 0.005189 | 911.4624 | 0.017155 | 762.5882 | 0.41589 | 910.9575 | 0.00053624 | 911.4624 | 2.8934 | 752.952 | 0.045012
|  | 763.0491 | -0.020521 | 762.8246 | -0.0028855 | 610.2368 | 0 | 763.0491 | -0.00016125 | 762.8246 | -0.05531 | 754.3774 | -0.0022247 | 762.8246 | -0.021066 | 612.8401 | 0.00048263 | 763.0491 | 0 | 763.0491 | 0.00012334 | 763.0491 | 0 | 763.0491 | 0 | 763.0491 | 0 | 763.0491 | 0 | 612.8401 | 2.1548 | 763.0491 | 0 | 762.8246 | -0.0066036 | 911.6302 | 0.014432 | 762.8246 | 0.40851 | 911.1259 | 0 | 911.6302 | 2.9134 | 753.1824 | 0.046406
|  | 763.2853 | 0.0084836 | 763.061 | 0.006638 | 610.356 | 0.0049694 | 763.2853 | 0.014244 | 763.061 | 0.015396 | 754.6114 | -0.00085365 | 763.061 | 0.013367 | 612.9597 | 0.00023209 | 763.2853 | 0.017693 | 763.2853 | 0.00057938 | 763.2853 | 0.0025873 | 763.2853 | 0.0006946 | 763.2853 | 0.0030296 | 763.2853 | 0.011751 | 612.9597 | 2.1928 | 763.2853 | 0.0094674 | 763.061 | 0.013736 | 911.7981 | 0.020832 | 763.061 | 0.42008 | 911.2944 | 0.0007506 | 911.7981 | 2.927 | 753.4128 | 0.047567
|  | 763.5215 | 0.003434 | 763.2974 | -0.017324 | 610.4751 | 0 | 763.5215 | -0.04588 | 763.2974 | -0.068934 | 754.8454 | -0.0051108 | 763.2974 | -0.02624 | 613.0793 | 0.00046326 | 763.5215 | 0 | 763.5215 | 0.00023655 | 763.5215 | 0 | 763.5215 | 0 | 763.5215 | 0 | 763.5215 | 0 | 613.0793 | 2.2413 | 763.5215 | 0 | 763.2974 | -0.016697 | 911.966 | 0.019561 | 763.2974 | 0.42977 | 911.4628 | 0 | 911.966 | 2.9425 | 753.6432 | 0.039717
|  | 763.7577 | 0.0053119 | 763.5338 | -0.00017716 | 610.5943 | 0.0096482 | 763.7577 | -0.0060313 | 763.5338 | 0.0116 | 755.0794 | 0.002992 | 763.5338 | 0.012416 | 613.1989 | 0.00023452 | 763.7577 | 0.019986 | 763.7577 | 0.0098425 | 763.7577 | 0.00081881 | 763.7577 | 0.00054816 | 763.7577 | 0.0034774 | 763.7577 | 0.0089415 | 613.1989 | 2.2657 | 763.7577 | 0.011161 | 763.5338 | 0.0086867 | 912.1339 | 0.030499 | 763.5338 | 0.4622 | 911.6312 | 0.0007506 | 912.1339 | 2.9514 | 753.8736 | 0.051098
|  | 763.994 | -0.020508 | 763.7702 | 0.0040845 | 610.7135 | 0 | 763.994 | -0.022559 | 763.7702 | -0.065994 | 755.3134 | -0.0056597 | 763.7702 | -0.024059 | 613.3184 | 0.00044761 | 763.9939 | 0 | 763.9939 | -0.019051 | 763.9939 | 0.00071047 | 763.994 | 0 | 763.9939 | 0 | 763.9939 | 0 | 613.3184 | 2.2972 | 763.994 | 0 | 763.7702 | -0.014257 | 912.3018 | 0.022102 | 763.7702 | 0.46244 | 911.7996 | 0 | 912.3018 | 2.9654 | 754.1041 | 0.046174
|  | 764.2302 | 0.025281 | 764.0066 | 0.0056976 | 610.8327 | 0.013947 | 764.2302 | -0.019933 | 764.0066 | 0.0016268 | 755.5474 | 0.00058105 | 764.0066 | 0.013952 | 613.438 | 0.00021905 | 764.2302 | 0.0094207 | 764.2302 | 0.0070846 | 764.2302 | 0.0024558 | 764.2302 | 0.0024227 | 764.2302 | 0.0014515 | 764.2302 | 0.0096315 | 613.438 | 2.3147 | 764.2302 | 0.0085465 | 764.0066 | 0.016212 | 912.4697 | 0.029772 | 764.0066 | 0.4734 | 911.968 | 0.0007506 | 912.4697 | 2.9748 | 754.3345 | 0.048961
|  | 764.4664 | -0.0060087 | 764.243 | -0.03459 | 610.9519 | 0 | 764.4664 | -0.011729 | 764.243 | -0.056263 | 755.7815 | -0.0073354 | 764.243 | -0.020899 | 613.5576 | 0.00044631 | 764.4664 | 0 | 764.4664 | -0.011494 | 764.4664 | 0 | 764.4664 | 0 | 764.4664 | 0 | 764.4664 | 0 | 613.5576 | 2.3664 | 764.4664 | 0 | 764.243 | -0.011128 | 912.6376 | 0.021785 | 764.243 | 0.47299 | 912.1365 | 0 | 912.6376 | 2.9928 | 754.5649 | 0.042597
|  | 764.7027 | 0.016858 | 764.4795 | 0.00024193 | 611.0711 | 0.016717 | 764.7027 | 0.013584 | 764.4795 | 0.0010329 | 756.0156 | 0.0030746 | 764.4795 | 0.01758 | 613.6772 | 0.00023452 | 764.7027 | 0.0096318 | 764.7027 | -0.0089912 | 764.7027 | 0.0034637 | 764.7027 | 0.0015243 | 764.7027 | 0.0047741 | 764.7027 | 0.011179 | 613.6772 | 2.4023 | 764.7027 | 0.010219 | 764.4795 | 0.013101 | 912.8054 | 0.026959 | 764.4795 | 0.49474 | 912.3049 | 0.0007506 | 912.8054 | 3.0039 | 754.7954 | 0.042504
|  | 764.939 | 0.0054466 | 764.7159 | -0.011669 | 611.1903 | 0 | 764.939 | -0.015984 | 764.7159 | -0.045902 | 756.2496 | -0.0042962 | 764.7159 | -0.025483 | 613.7968 | 0.00045916 | 764.939 | 0 | 764.939 | 0.018688 | 764.939 | 0 | 764.939 | 0 | 764.939 | 0 | 764.939 | 0 | 613.7968 | 2.4527 | 764.939 | 0 | 764.7159 | -0.0065382 | 912.9733 | 0.021286 | 764.7159 | 0.48611 | 912.4733 | 0 | 912.9733 | 3.0186 | 755.0258 | 0.045942
|  | 765.1752 | 0.031001 | 764.9524 | 0.0062058 | 611.3095 | 0.014042 | 765.1752 | -0.0062226 | 764.9524 | 0.025113 | 756.4837 | 0.0022324 | 764.9524 | 0.014558 | 613.9164 | 0.0002306 | 765.1752 | 0.015229 | 765.1752 | 0.026823 | 765.1752 | 0.0051272 | 765.1752 | 0.0024716 | 765.1752 | 0.0026988 | 765.1752 | 0.012435 | 613.9164 | 2.4738 | 765.1752 | 0.01133 | 764.9524 | 0.0087397 | 913.1412 | 0.023282 | 764.9524 | 0.50384 | 912.6418 | 0.00053624 | 913.1412 | 3.0274 | 755.2563 | 0.04766
|  | 765.4115 | -0.0065719 | 765.1888 | -0.036728 | 611.4288 | 0 | 765.4115 | -0.04329 | 765.1888 | -0.0559 | 756.7178 | -0.0062788 | 765.1888 | -0.024249 | 614.036 | 0.00043457 | 765.4115 | 0 | 765.4115 | -0.0090528 | 765.4115 | 0 | 765.4115 | 0 | 765.4115 | 0 | 765.4115 | 0 | 614.036 | 2.5242 | 765.4115 | 0 | 765.1889 | -0.010729 | 913.3091 | 0.027049 | 765.1888 | 0.5118 | 912.8102 | 0 | 913.3091 | 3.0436 | 755.4868 | 0.042597
|  | 765.6478 | 0.022455 | 765.4253 | -0.0094982 | 611.548 | 0.012227 | 765.6478 | 0.0093856 | 765.4253 | 0.0026972 | 756.9518 | 0.0041795 | 765.4253 | 0.0086515 | 614.1556 | 0.00020639 | 765.6478 | 0.0077761 | 765.6478 | 0.0006195 | 765.6478 | 0.0032159 | 765.6478 | 0.00068324 | 765.6478 | 0.0026366 | 765.6478 | 0.012502 | 614.1556 | 2.5554 | 765.6478 | 0.0060941 | 765.4253 | 0.0083062 | 913.477 | 0.019243 | 765.4253 | 0.51802 | 912.9787 | 0.0007506 | 913.477 | 3.0566 | 755.7173 | 0.056347
|  | 765.8842 | -0.012459 | 765.6618 | -0.05741 | 611.6672 | 0 | 765.8842 | -0.0078096 | 765.6618 | -0.027149 | 757.1859 | -0.0017936 | 765.6618 | -0.025763 | 614.2752 | 0.00043681 | 765.8841 | 0 | 765.8841 | -0.0067648 | 765.8841 | 0 | 765.8842 | 0 | 765.8841 | 0 | 765.8841 | 0 | 614.2752 | 2.599 | 765.8842 | 0 | 765.6618 | -0.01146 | 913.6449 | 0.019379 | 765.6618 | 0.5334 | 913.1471 | 0 | 913.6449 | 3.0728 | 755.9478 | 0.045523
|  | 766.1204 | 0.0012849 | 765.8983 | -0.0059431 | 611.7865 | 0.020061 | 766.1204 | 0.0085927 | 765.8983 | 0.010867 | 757.42 | 0.0021732 | 765.8983 | 0.01244 | 614.3948 | 0.00023209 | 766.1204 | 0.0055672 | 766.1204 | 0.0053746 | 766.1204 | 0.0030213 | 766.1204 | 0.00093959 | 766.1204 | 0.0034121 | 766.1204 | 0.0049015 | 614.3948 | 2.6248 | 766.1204 | 0.0065771 | 765.8983 | 0.009402 | 913.8129 | 0.018018 | 765.8983 | 0.53653 | 913.3156 | 0.0007506 | 913.8129 | 3.0819 | 756.1783 | 0.041064
|  | 766.3568 | -0.0010242 | 766.1348 | -0.010213 | 611.9058 | 0 | 766.3568 | -0.019662 | 766.1348 | -0.051276 | 757.6542 | -0.0070379 | 766.1348 | -0.02433 | 614.5144 | 0.00048971 | 766.3568 | 0 | 766.3568 | -0.017006 | 766.3568 | 0 | 766.3568 | 0 | 766.3568 | 0 | 766.3568 | 0 | 614.5144 | 2.6756 | 766.3568 | 0 | 766.1348 | -0.012306 | 913.9808 | 0.014614 | 766.1348 | 0.56079 | 913.484 | 0 | 913.9808 | 3.0942 | 756.4088 | 0.03823
|  | 766.5931 | 0.021475 | 766.3713 | -0.011937 | 612.025 | 0.013278 | 766.5931 | -0.0011291 | 766.3713 | 0.011871 | 757.8883 | 0.00019613 | 766.3713 | 0.0079374 | 614.634 | 0.00025929 | 766.5931 | 0.0054706 | 766.5931 | 0.027629 | 766.5931 | 0.00020913 | 766.5931 | 0.0012286 | 766.5931 | 0.0039944 | 766.5931 | 0.012804 | 614.634 | 2.7229 | 766.5931 | 0.0044292 | 766.3713 | 0.0082674 | 914.1487 | 0.018835 | 766.3713 | 0.56426 | 913.6525 | 0.00053624 | 914.1487 | 3.1035 | 756.6393 | 0.040135
|  | 766.8294 | -0.028629 | 766.6078 | -0.012869 | 612.1443 | 0 | 766.8294 | -0.045568 | 766.6078 | -0.034198 | 758.1224 | -0.0030215 | 766.6078 | -0.025335 | 614.7536 | 0.0005305 | 766.8294 | 0 | 766.8294 | -0.0016629 | 766.8294 | 0 | 766.8294 | 0 | 766.8294 | 0 | 766.8294 | 0 | 614.7536 | 2.7683 | 766.8294 | 0 | 766.6078 | -0.0040825 | 914.3166 | 0.020514 | 766.6078 | 0.56504 | 913.8209 | 0 | 914.3166 | 3.1195 | 756.8698 | 0.039206
|  | 767.0658 | 0.030441 | 766.8443 | -0.0060211 | 612.2636 | 0.0072884 | 767.0658 | 0.010939 | 766.8443 | -0.0072649 | 758.3566 | 0.0022315 | 766.8443 | 0.015388 | 614.8732 | 0.0002727 | 767.0658 | 0.017365 | 767.0658 | 0.030763 | 767.0658 | 0.0012432 | 767.0658 | 0.000435 | 767.0658 | 0.0041497 | 767.0658 | 0.014077 | 614.8732 | 2.7986 | 767.0658 | 0.0098333 | 766.8443 | 0.0093445 | 914.4845 | 0.020015 | 766.8443 | 0.58342 | 913.9894 | 0.00053624 | 914.4845 | 3.1283 | 757.1003 | 0.041854
|  | 767.3021 | -0.0049042 | 767.0809 | -0.016362 | 612.3829 | 0 | 767.3021 | -0.01383 | 767.0809 | -0.053095 | 758.5907 | -0.007904 | 767.0809 | -0.022222 | 614.9928 | 0.00051094 | 767.3021 | 0 | 767.3021 | 0.015154 | 767.3021 | 0 | 767.3021 | 0 | 767.3021 | 0 | 767.3021 | 0 | 614.9928 | 2.8491 | 767.3021 | 0 | 767.0809 | -0.010328 | 914.6524 | 0.02065 | 767.0809 | 0.5878 | 914.1579 | 0 | 914.6524 | 3.1425 | 757.3309 | 0.045012
|  | 767.5385 | 0.013949 | 767.3174 | 0.0034431 | 612.5022 | 0.010603 | 767.5385 | -0.0030678 | 767.3174 | 0.0055896 | 758.8248 | 0.0017519 | 767.3174 | 0.010797 | 615.1124 | 0.00024253 | 767.5385 | 0.010267 | 767.5385 | -0.0094834 | 767.5385 | 0.0038737 | 767.5385 | 0.0020562 | 767.5385 | 0.0054964 | 767.5385 | 0.0078802 | 615.1124 | 2.9001 | 767.5385 | 0.010851 | 767.3174 | 0.010077 | 914.8203 | 0.015885 | 767.3174 | 0.6191 | 914.3263 | 0.00053624 | 914.8203 | 3.1486 | 757.5615 | 0.037952
|  | 767.7749 | -0.0246 | 767.554 | -0.0060742 | 612.6215 | 0 | 767.7749 | -0.028806 | 767.554 | -0.022456 | 759.059 | -0.004859 | 767.554 | -0.024798 | 615.2321 | 0.00048095 | 767.7749 | 0 | 767.7749 | 0.0076527 | 767.7749 | 0 | 767.7749 | 0 | 767.7749 | 0 | 767.7749 | 0 | 615.2321 | 2.9639 | 767.7749 | 0 | 767.554 | -0.0085263 | 914.9882 | 0.019788 | 767.554 | 0.60944 | 914.4948 | 0 | 914.9882 | 3.1632 | 757.792 | 0.036744
|  | 768.0113 | 0.0053447 | 767.7905 | -0.0051432 | 612.7408 | 0.0096482 | 768.0113 | -0.0038946 | 767.7905 | 0.022798 | 759.2932 | 0.002467 | 767.7905 | 0.016624 | 615.3517 | 0.00024234 | 768.0113 | 0.0077966 | 768.0113 | 0.013972 | 768.0113 | 0.0030963 | 768.0113 | 0 | 768.0113 | 0.0015009 | 768.0113 | 0.0099027 | 615.3517 | 3.0013 | 768.0113 | 0.0044914 | 767.7905 | 0.00892 | 915.1562 | 0.024009 | 767.7905 | 0.63518 | 914.6633 | 0.00053624 | 915.1562 | 3.1713 | 758.0226 | 0.036465
|  | 768.2477 | 0.001416 | 768.0271 | -0.036372 | 612.8601 | 0 | 768.2477 | -0.024897 | 768.0271 | -0.074989 | 759.5274 | -0.0047507 | 768.0271 | -0.027294 | 615.4713 | 0.00049697 | 768.2477 | 0 | 768.2477 | -0.0049802 | 768.2477 | 0 | 768.2477 | 0 | 768.2477 | 0 | 768.2477 | 0 | 615.4713 | 3.0488 | 768.2477 | 0 | 768.0271 | -0.0046984 | 915.3241 | 0.019606 | 768.0271 | 0.63953 | 914.8318 | 0 | 915.3241 | 3.1877 | 758.2532 | 0.033306
|  | 768.4841 | 0.027248 | 768.2637 | 0.019999 | 612.9794 | 0.014425 | 768.4841 | -0.011986 | 768.2637 | 0.019477 | 759.7616 | 0.0023049 | 768.2637 | 0.015958 | 615.5909 | 0.00025966 | 768.4841 | 0.0094788 | 768.4841 | -0.016467 | 768.4841 | 0.0049275 | 768.4841 | 0.002395 | 768.4841 | 0.0043631 | 768.4841 | 0.017425 | 615.5909 | 3.0859 | 768.4841 | 0.0052204 | 768.2637 | 0.012451 | 915.492 | 0.043433 | 768.2637 | 0.66806 | 915.0002 | 0.00010725 | 915.492 | 3.1979 | 758.4837 | 0.04111
|  | 768.7205 | 0.013541 | 768.5003 | -0.028576 | 613.0988 | 0 | 768.7205 | -0.039236 | 768.5003 | -0.053499 | 759.9958 | -0.0049384 | 768.5003 | -0.027457 | 615.7106 | 0.00048654 | 768.7205 | 0 | 768.7205 | 0.0040666 | 768.7205 | 0 | 768.7205 | 0 | 768.7205 | 0 | 768.7205 | 0 | 615.7106 | 3.1427 | 768.7205 | 0 | 768.5003 | -0.012871 | 915.6599 | 0.017791 | 768.5003 | 0.64843 | 915.1687 | 0 | 915.6599 | 3.2147 | 758.7143 | 0.036512
|  | 768.9569 | 0.016986 | 768.7369 | 0.012892 | 613.2181 | 0.013947 | 768.9569 | -0.0074211 | 768.7369 | -0.019748 | 760.23 | 0.0041154 | 768.7369 | 0.022013 | 615.8302 | 0.00023209 | 768.9569 | 0.0082384 | 768.9569 | 0.0089024 | 768.9569 | 0.002073 | 768.9569 | 0.0021864 | 768.9569 | 0.0045383 | 768.9569 | 0.013407 | 615.8302 | 3.1879 | 768.9569 | 0.014476 | 768.7369 | 0.017497 | 915.8279 | 0.021376 | 768.7369 | 0.6832 | 915.3372 | 0.0007506 | 915.8279 | 3.2244 | 758.9449 | 0.039531
|  | 769.1934 | -0.0067589 | 768.9735 | -0.028661 | 613.3375 | 0 | 769.1934 | -0.039032 | 768.9735 | -0.019755 | 760.4642 | -0.005087 | 768.9735 | -0.03018 | 615.9498 | 0.00047145 | 769.1933 | 0 | 769.1933 | 0.013738 | 769.1933 | 0 | 769.1934 | 0 | 769.1933 | 0 | 769.1933 | 0 | 615.9498 | 3.2527 | 769.1934 | 0 | 768.9735 | -0.011726 | 915.9958 | 0.020196 | 768.9735 | 0.66538 | 915.5057 | 0 | 915.9958 | 3.2358 | 759.1755 | 0.043108
|  | 769.4298 | 0.023921 | 769.2101 | 0.026373 | 613.4568 | 0.011081 | 769.4298 | 0.0066812 | 769.2101 | 0.03605 | 760.6984 | 0.005197 | 769.2101 | 0.015208 | 616.0694 | 0.00024457 | 769.4298 | 0.011205 | 769.4298 | 0.0076196 | 769.4298 | 0.0046372 | 769.4298 | 0.0020424 | 769.4298 | 0.004935 | 769.4298 | 0.0060868 | 616.0694 | 3.3119 | 769.4298 | 0.0094377 | 769.2101 | 0.024435 | 916.1637 | 0.026187 | 769.2101 | 0.69877 | 915.6742 | 0.00053624 | 916.1637 | 3.2433 | 759.4061 | 0.050076
|  | 769.6663 | -0.014798 | 769.4467 | -0.0047054 | 613.5762 | 0 | 769.6663 | -0.027388 | 769.4467 | -0.022021 | 760.9327 | -0.0053404 | 769.4467 | -0.027114 | 616.1891 | 0.00047537 | 769.6662 | 0 | 769.6662 | 0.0040027 | 769.6662 | 0 | 769.6663 | 0 | 769.6662 | 0 | 769.6662 | 0 | 616.1891 | 3.3809 | 769.6663 | 0 | 769.4467 | -0.010864 | 916.3317 | 0.019879 | 769.4467 | 0.69755 | 915.8427 | 0 | 916.3317 | 3.2585 | 759.6368 | 0.037812
|  | 769.9027 | 0.035718 | 769.6833 | -0.0015333 | 613.6956 | 0.017577 | 769.9027 | -0.018983 | 769.6833 | 0.01226 | 761.1669 | 0.0039906 | 769.6833 | 0.017263 | 616.3087 | 0.00023545 | 769.9027 | 0.010567 | 769.9027 | -0.0059462 | 769.9027 | 0.0039294 | 769.9027 | 0.00098174 | 769.9027 | 0.0011253 | 769.9027 | 0.0079351 | 616.3087 | 3.4325 | 769.9027 | 0.0033925 | 769.6833 | 0.0078791 | 916.4996 | 0.022738 | 769.6833 | 0.72125 | 916.0112 | 0.00010725 | 916.4996 | 3.2697 | 759.8674 | 0.044641
|  | 770.1392 | -0.012298 | 769.9199 | -0.020346 | 613.8149 | 0 | 770.1392 | -0.0086555 | 769.9199 | -0.020733 | 761.4012 | -0.0027242 | 769.9199 | -0.02718 | 616.4284 | 0.00047015 | 770.1392 | 0 | 770.1392 | -0.031229 | 770.1392 | 0 | 770.1392 | 0 | 770.1392 | 0 | 770.1392 | 0 | 616.4284 | 3.4863 | 770.1392 | 0 | 769.9199 | -0.0084576 | 916.6676 | 0.020196 | 769.9199 | 0.72377 | 916.1797 | 0 | 916.6676 | 3.2835 | 760.098 | 0.034793
|  | 770.3757 | -0.00043868 | 770.1566 | 0.0024307 | 613.9343 | 0.022544 | 770.3757 | 0.016511 | 770.1566 | -0.0025173 | 761.6354 | 0.0039831 | 770.1566 | 0.015492 | 616.548 | 0.00023582 | 770.3756 | 0.0038704 | 770.3756 | 0.011061 | 770.3756 | 0.0051595 | 770.3757 | 0.0014284 | 770.3756 | 0.0052036 | 770.3756 | 0.010424 | 616.548 | 3.5381 | 770.3757 | 0.010443 | 770.1566 | 0.016283 | 916.8355 | 0.023691 | 770.1566 | 0.74562 | 916.3482 | 0.00053624 | 916.8355 | 3.2884 | 760.3287 | 0.036837
|  | 770.6121 | -0.026282 | 770.3932 | -0.015987 | 614.0537 | 0 | 770.6121 | -0.0064215 | 770.3932 | -0.092387 | 761.8697 | -0.0078609 | 770.3932 | -0.02821 | 616.6677 | 0.00047574 | 770.6121 | 0 | 770.6121 | 0.0021499 | 770.6121 | 0 | 770.6121 | 0 | 770.6121 | 0 | 770.6121 | 0 | 616.6677 | 3.596 | 770.6121 | 0 | 770.3932 | -0.0087136 | 917.0034 | 0.019152 | 770.3932 | 0.7486 | 916.5167 | 0 | 917.0034 | 3.2995 | 760.5593 | 0.039624
|  | 770.8486 | 0.012046 | 770.6299 | -0.0039201 | 614.1731 | 0.012896 | 770.8486 | 0.0032167 | 770.6299 | -0.0028706 | 762.104 | 0.0029791 | 770.6299 | 0.013018 | 616.7873 | 0.00024104 | 770.8486 | 0.012979 | 770.8486 | -0.0055527 | 770.8486 | 0.0030785 | 770.8486 | 0.00091344 | 770.8486 | 0.0042194 | 770.8486 | 0.0087615 | 616.7873 | 3.6445 | 770.8486 | 0.0050535 | 770.6299 | 0.0090496 | 917.1714 | 0.027049 | 770.6299 | 0.75923 | 916.6852 | 0.0007506 | 917.1714 | 3.3031 | 760.79 | 0.039392
|  | 771.0851 | 0.0020062 | 770.8666 | -0.050632 | 614.2926 | 0 | 771.0851 | -0.0019749 | 770.8666 | -0.052532 | 762.3383 | -0.0037699 | 770.8666 | -0.027638 | 616.907 | 0.00045972 | 771.0851 | 0 | 771.0851 | -0.021294 | 771.0851 | 0 | 771.0851 | 0 | 771.0851 | 0 | 771.0851 | 0 | 616.907 | 3.7111 | 771.0851 | 0 | 770.8666 | -0.017425 | 917.3393 | 0.019697 | 770.8666 | 0.78272 | 916.8537 | 0 | 917.3393 | 3.3139 | 761.0206 | 0.042225
|  | 771.3217 | 0.018111 | 771.1033 | -0.013878 | 614.412 | 0.005135 | 771.3217 | -0.013619 | 771.1033 | 0.0037561 | 762.5726 | 0.0021229 | 771.1033 | 0.012629 | 617.0266 | 0.0002198 | 771.3216 | 0.0086032 | 771.3216 | 0.016951 | 771.3216 | 0.0016596 | 771.3217 | 0.0012788 | 771.3216 | 0.000368 | 771.3216 | 0.012715 | 617.0266 | 3.7651 | 771.3217 | 0.0079698 | 771.1033 | 0.0077624 | 917.5073 | 0.015658 | 771.1033 | 0.79254 | 917.0222 | 0.00053624 | 917.5073 | 3.3227 | 761.2513 | 0.042365
|  | 771.5582 | 0.0031401 | 771.3399 | 0.019707 | 614.5314 | 0 | 771.5582 | -0.019078 | 771.3399 | -0.036127 | 762.8069 | -0.0024901 | 771.3399 | -0.026347 | 617.1463 | 0.00045618 | 771.5582 | 0 | 771.5582 | -0.0076241 | 771.5582 | 0 | 771.5582 | 0 | 771.5582 | 0 | 771.5582 | 0 | 617.1463 | 3.8269 | 771.5582 | 0 | 771.34 | -0.010937 | 917.6752 | 0.02537 | 771.3399 | 0.82522 | 917.1907 | 0 | 917.6752 | 3.3434 | 761.482 | 0.037487
|  | 771.7947 | -0.016839 | 771.5766 | -0.0086988 | 614.6508 | 0.0061289 | 771.7947 | -0.00070439 | 771.5766 | 0.0056624 | 763.0412 | 0.006222 | 771.5766 | 0.0088832 | 617.2659 | 0.00023731 | 771.7947 | 0.016371 | 771.7947 | 0.017695 | 771.7947 | 0.0018797 | 771.7947 | 0.0019102 | 771.7947 | 0.0038133 | 771.7947 | 0.010815 | 617.2659 | 3.8575 | 771.7947 | 0.0051725 | 771.5766 | 0.0096478 | 917.8432 | 0.021059 | 771.5766 | 0.82521 | 917.3593 | 0.0007506 | 917.8432 | 3.3635 | 761.7127 | 0.036558
|  | 772.0312 | -0.0014564 | 771.8133 | -0.0028443 | 614.7703 | 0 | 772.0312 | -0.014314 | 771.8133 | -0.038616 | 763.2755 | -0.0056278 | 771.8133 | -0.02191 | 617.3856 | 0.0004735 | 772.0312 | 0 | 772.0312 | -0.016099 | 772.0312 | 0 | 772.0312 | 0 | 772.0312 | 0 | 772.0312 | 0 | 617.3856 | 3.9214 | 772.0312 | 0 | 771.8134 | -0.007763 | 918.0111 | 0.019062 | 771.8133 | 0.80872 | 917.5278 | 0 | 918.0111 | 3.3866 | 761.9434 | 0.034003
|  | 772.2678 | 0.011957 | 772.0501 | -0.04124 | 614.8897 | 0.014042 | 772.2678 | -0.0006068 | 772.0501 | 0.01031 | 763.5098 | 0.00046824 | 772.0501 | 0.013095 | 617.5052 | 0.00023712 | 772.2678 | 0.0042895 | 772.2678 | -0.0088471 | 772.2678 | 0.0035461 | 772.2678 | 0.0026548 | 772.2678 | 0.0037614 | 772.2678 | 0.011209 | 617.5052 | 3.969 | 772.2678 | 0.010358 | 772.0501 | 0.011453 | 918.1791 | 0.030952 | 772.0501 | 0.86213 | 917.6963 | 0.00053624 | 918.1791 | 3.3985 | 762.1741 | 0.034421
|  | 772.5043 | -0.018694 | 772.2868 | -0.003256 | 615.0092 | 0 | 772.5043 | -0.0055253 | 772.2868 | -0.045292 | 763.7442 | -0.0042373 | 772.2868 | -0.02954 | 617.6249 | 0.00048133 | 772.5044 | 0 | 772.5044 | -0.0065183 | 772.5044 | 0 | 772.5043 | 0 | 772.5044 | 0 | 772.5044 | 0 | 617.6249 | 4.0467 | 772.5043 | 0 | 772.2868 | -0.017436 | 918.347 | 0.020741 | 772.2868 | 0.86541 | 917.8648 | 0 | 918.347 | 3.4077 | 762.4049 | 0.03247
|  | 772.7409 | 0.016035 | 772.5235 | -0.0052011 | 615.1287 | 0.0059632 | 772.7409 | -0.0033648 | 772.5235 | -0.0028081 | 763.9785 | 0.001814 | 772.5235 | 0.010388 | 617.7446 | 0.00024681 | 772.7409 | 0.0034874 | 772.7409 | 0.019025 | 772.7409 | 0.0020736 | 772.7409 | 0.00037486 | 772.7409 | 0.001003 | 772.7409 | 0.0093313 | 617.7446 | 4.0932 | 772.7409 | 0.0041062 | 772.5235 | 0.0075334 | 918.515 | 0.018426 | 772.5235 | 0.9048 | 918.0334 | 0.0007506 | 918.515 | 3.4087 | 762.6356 | 0.039903
|  | 772.9775 | -0.0036711 | 772.7602 | -0.024596 | 615.2481 | 0 | 772.9775 | -0.024206 | 772.7602 | -0.070438 | 764.2129 | -0.0038556 | 772.7602 | -0.024447 | 617.8642 | 0.00046437 | 772.9775 | 0 | 772.9775 | -0.016488 | 772.9775 | 0 | 772.9775 | 0 | 772.9775 | 0 | 772.9775 | 0 | 617.8642 | 4.1766 | 772.9775 | 0 | 772.7603 | -0.011415 | 918.683 | 0.019788 | 772.7602 | 0.90159 | 918.2019 | 0 | 918.683 | 3.4154 | 762.8663 | 0.030519
|  | 773.2141 | 0.015482 | 772.997 | 0.022404 | 615.3676 | 0.014233 | 773.2141 | 0.025135 | 772.997 | -0.0094597 | 764.4473 | 0.0043451 | 772.997 | 0.019841 | 617.9839 | 0.0002198 | 773.2141 | 0.016089 | 773.2141 | 0.008362 | 773.2141 | 0.007608 | 773.2141 | 0.0022843 | 773.2141 | 0.0033663 | 773.2141 | 0.015933 | 617.9839 | 4.2454 | 773.2141 | 0.01584 | 772.997 | 0.014562 | 918.8509 | 0.024735 | 772.997 | 0.90863 | 918.3705 | 0.00053624 | 918.8509 | 3.4153 | 763.097 | 0.039485
|  | 773.4507 | -0.022382 | 773.2338 | -0.0081168 | 615.4871 | 0 | 773.4507 | -0.032636 | 773.2338 | -0.045368 | 764.6816 | -0.007786 | 773.2338 | -0.02656 | 618.1036 | 0.00043289 | 773.4507 | 0 | 773.4507 | -0.0021967 | 773.4507 | 0 | 773.4507 | 0 | 773.4507 | 0 | 773.4507 | 0 | 618.1036 | 4.3379 | 773.4507 | 0 | 773.2337 | -0.014395 | 919.0189 | 0.024826 | 773.2338 | 0.94914 | 918.539 | 0 | 919.0189 | 3.4223 | 763.3278 | 0.035908
|  | 773.6873 | 0.018347 | 773.4705 | 0.021863 | 615.6066 | 0.015762 | 773.6873 | 0.0047553 | 773.4705 | -0.0054313 | 764.916 | 0.0047483 | 773.4705 | 0.015853 | 618.2233 | 0.0002185 | 773.6873 | 0.024629 | 773.6873 | -0.0027534 | 773.6873 | 0.0037311 | 773.6873 | 0.0016966 | 773.6873 | 0.0029748 | 773.6873 | 0.0073033 | 618.2233 | 4.388 | 773.6873 | 0.0089055 | 773.4705 | 0.015209 | 919.1869 | 0.022511 | 773.4705 | 0.94171 | 918.7075 | 0.0007506 | 919.1869 | 3.4195 | 763.5585 | 0.041993
|  | 773.9239 | -0.0057557 | 773.7073 | -0.051255 | 615.7261 | 0 | 773.9239 | -0.016071 | 773.7073 | -0.037849 | 765.1504 | -0.0098596 | 773.7073 | -0.026028 | 618.3429 | 0.00044929 | 773.9239 | 0 | 773.9239 | -0.0022591 | 773.9239 | 0 | 773.9239 | 0 | 773.9239 | 0 | 773.9239 | 0 | 618.3429 | 4.4473 | 773.9239 | 0 | 773.7073 | -0.015173 | 919.3548 | 0.019879 | 773.7073 | 0.95868 | 918.8761 | 0 | 919.3548 | 3.4219 | 763.7893 | 0.034932
|  | 774.1605 | 0.0018947 | 773.9441 | 0.015449 | 615.8456 | 0.0076196 | 774.1605 | 0.011971 | 773.9441 | -0.015034 | 765.3848 | -0.0005227 | 773.9441 | 0.015957 | 618.4626 | 0.00023452 | 774.1605 | 0.015157 | 774.1605 | 0.029088 | 774.1605 | 0.0034694 | 774.1605 | 0.0019808 | 774.1605 | 0.002391 | 774.1605 | 0.013995 | 618.4626 | 4.4838 | 774.1605 | 0.0097017 | 773.9441 | 0.015762 | 919.5228 | 0.027231 | 773.9441 | 0.96857 | 919.0446 | 0.0007506 | 919.5228 | 3.4157 | 764.0201 | 0.034607
|  | 774.3972 | 0.0060625 | 774.1809 | -0.026055 | 615.9651 | 0 | 774.3972 | -0.03114 | 774.1809 | -0.092417 | 765.6192 | -0.0028898 | 774.1809 | -0.026572 | 618.5823 | 0.00046102 | 774.3972 | 0 | 774.3972 | -0.017272 | 774.3972 | 0 | 774.3972 | 0 | 774.3972 | 0 | 774.3972 | 0 | 618.5823 | 4.5485 | 774.3972 | 0 | 774.1809 | -0.010926 | 919.6908 | 0.017564 | 774.1809 | 0.96592 | 919.2132 | 0 | 919.6908 | 3.4217 | 764.2509 | 0.030566
|  | 774.6338 | -0.009559 | 774.4177 | -0.022511 | 616.0847 | 0.017195 | 774.6338 | -0.0064164 | 774.4177 | 0.031979 | 765.8536 | 0.0034677 | 774.4177 | 0.016206 | 618.702 | 0.0002306 | 774.6338 | 0.0068274 | 774.6338 | -0.0053234 | 774.6338 | 0.0019298 | 774.6338 | 0.00034845 | 774.6338 | 2.5172e-05 | 774.6338 | 0.0067444 | 618.702 | 4.6006 | 774.6338 | 0.010611 | 774.4176 | 0.015125 | 919.8587 | 0.024417 | 774.4177 | 1.0097 | 919.3818 | 0.00053624 | 919.8587 | 3.4273 | 764.4817 | 0.039159
|  | 774.8704 | 0.0012583 | 774.6545 | -0.0067909 | 616.2042 | 0 | 774.8704 | -0.00087017 | 774.6545 | -0.035923 | 766.0881 | -0.0075349 | 774.6545 | -0.020529 | 618.8217 | 0.000445 | 774.8704 | 0 | 774.8704 | -0.0025186 | 774.8704 | 0 | 774.8704 | 0 | 774.8704 | 0 | 774.8704 | 0 | 618.8217 | 4.6844 | 774.8704 | 0 | 774.6545 | -0.023824 | 920.0267 | 0.026959 | 774.6545 | 1.0287 | 919.5503 | 0 | 920.0267 | 3.4409 | 764.7125 | 0.037952
|  | 775.1071 | 0.0009458 | 774.8913 | 0.01601 | 616.3238 | 0.0096482 | 775.1071 | -0.00071205 | 774.8913 | 0.023116 | 766.3225 | 0.0063774 | 774.8913 | 0.021275 | 618.9414 | 0.00021607 | 775.1071 | 0.0065692 | 775.1071 | -0.0083522 | 775.1071 | 0.0035361 | 775.1071 | 0.0028045 | 775.1071 | 0.00068945 | 775.1071 | 0.011303 | 618.9414 | 4.7452 | 775.1071 | 0.0066088 | 774.8913 | 0.016017 | 920.1947 | 0.021785 | 774.8913 | 1.0361 | 919.7189 | 0.00053624 | 920.1947 | 3.4433 | 764.9433 | 0.034654
|  | 775.3438 | -0.02132 | 775.1281 | -0.029637 | 616.4433 | 0 | 775.3438 | -0.021981 | 775.1281 | -0.054725 | 766.5569 | -0.0096562 | 775.1281 | -0.030558 | 619.061 | 0.00044463 | 775.3438 | 0 | 775.3438 | -0.020042 | 775.3438 | 0 | 775.3438 | 0 | 775.3438 | 0 | 775.3438 | 0 | 619.061 | 4.8321 | 775.3438 | 0 | 775.1281 | -0.0074148 | 920.3627 | 0.020196 | 775.1281 | 1.0475 | 919.8874 | 0 | 920.3627 | 3.4454 | 765.1741 | 0.032656
|  | 775.5804 | -0.00010548 | 775.3649 | 0.015524 | 616.5629 | 0.012418 | 775.5804 | -0.0074302 | 775.3649 | 0.0076925 | 766.7914 | 0.00094844 | 775.3649 | 0.015656 | 619.1807 | 0.00023284 | 775.5804 | 0.01722 | 775.5804 | -0.0022127 | 775.5804 | 0.0044492 | 775.5804 | 0.0020116 | 775.5804 | 0.0050734 | 775.5804 | 0.019542 | 619.1807 | 4.8915 | 775.5804 | 0.012179 | 775.3649 | 0.012476 | 920.5307 | 0.023872 | 775.3649 | 1.0642 | 920.056 | 0.00053624 | 920.5307 | 3.4431 | 765.4049 | 0.037952
|  | 775.8171 | 0.0034501 | 775.6018 | -0.02711 | 616.6824 | 0 | 775.8171 | -0.022144 | 775.6018 | -0.060756 | 767.0259 | -0.0074597 | 775.6018 | -0.025069 | 619.3004 | 0.00046493 | 775.8171 | 0 | 775.8171 | -0.022278 | 775.8171 | 0 | 775.8171 | 0 | 775.8171 | 0 | 775.8171 | 0 | 619.3004 | 4.9844 | 775.8171 | 0 | 775.6018 | -0.0034228 | 920.6987 | 0.027594 | 775.6018 | 1.0749 | 920.2246 | 0 | 920.6987 | 3.4443 | 765.6357 | 0.039392
|  | 776.0538 | 0.026831 | 775.8386 | -0.030651 | 616.802 | 0.0084479 | 776.0538 | -0.0059751 | 775.8386 | -0.011715 | 767.2603 | 0.0024916 | 775.8386 | 0.014023 | 619.4201 | 0.00023843 | 776.0538 | 0.012761 | 776.0538 | -0.0038976 | 776.0538 | 0.0043587 | 776.0538 | 0.00065707 | 776.0538 | 0.00021434 | 776.0538 | 0.013894 | 619.4201 | 5.0304 | 776.0538 | 0.0078247 | 775.8386 | 0.0071782 | 920.8666 | 0.018199 | 775.8386 | 1.1027 | 920.3931 | 0.0009651 | 920.8666 | 3.4412 | 765.8666 | 0.038648
|  | 776.2905 | -0.003351 | 776.0755 | -0.028856 | 616.9216 | 0 | 776.2905 | 0.017216 | 776.0755 | -0.039785 | 767.4948 | -0.0046642 | 776.0755 | -0.026641 | 619.5398 | 0.00048747 | 776.2905 | 0 | 776.2905 | -0.015624 | 776.2905 | 0 | 776.2905 | 0 | 776.2905 | 0 | 776.2905 | 0 | 619.5398 | 5.0822 | 776.2905 | 0 | 776.0755 | -0.0092003 | 921.0346 | 0.021876 | 776.0755 | 1.1528 | 920.5617 | 0 | 921.0346 | 3.444 | 766.0974 | 0.033632
|  | 776.5272 | -0.015705 | 776.3123 | 0.00083067 | 617.0412 | 0.018055 | 776.5272 | 0.0035461 | 776.3123 | 0.0053959 | 767.7293 | 0.0041973 | 776.3123 | 0.018886 | 619.6595 | 0.00025594 | 776.5272 | 0.017611 | 776.5272 | -0.015725 | 776.5272 | 0.00094567 | 776.5272 | 0.0012673 | 776.5272 | 0.0012525 | 776.5272 | 0.015381 | 619.6595 | 5.1012 | 776.5272 | 0.010536 | 776.3123 | 0.019347 | 921.2026 | 0.020922 | 776.3123 | 1.141 | 920.7303 | 0.0007506 | 921.2026 | 3.4507 | 766.3283 | 0.034143
|  | 776.764 | -0.0089644 | 776.5492 | -0.04532 | 617.1608 | 0 | 776.764 | -0.018655 | 776.5492 | -0.058489 | 767.9638 | -0.011523 | 776.5492 | -0.030233 | 619.7792 | 0.00047015 | 776.764 | 0 | 776.764 | -0.0072213 | 776.764 | 0 | 776.764 | 0 | 776.764 | 0 | 776.764 | 0 | 619.7792 | 5.1631 | 776.764 | 0 | 776.5492 | -0.0095252 | 921.3706 | 0.021059 | 776.5492 | 1.164 | 920.8989 | 0 | 921.3706 | 3.4695 | 766.5591 | 0.033492
|  | 777.0007 | 0.015726 | 776.7861 | -0.0030124 | 617.2804 | 0.014233 | 777.0007 | 0.0019202 | 776.7861 | 0.016197 | 768.1983 | 0.002226 | 776.7861 | 0.013999 | 619.8989 | 0.0002185 | 777.0007 | 0.023207 | 777.0007 | 0.0015918 | 777.0007 | 0.0031195 | 777.0007 | 0.0031084 | 777.0007 | 0.0014274 | 777.0007 | 0.023783 | 619.8989 | 5.2368 | 777.0007 | 0.0082897 | 776.7861 | 0.021584 | 921.5386 | 0.015249 | 776.7861 | 1.1801 | 921.0675 | 0.00032174 | 921.5386 | 3.4843 | 766.79 | 0.037116
|  | 777.2374 | -0.0067127 | 777.023 | -0.0026809 | 617.4 | 0 | 777.2374 | -0.027009 | 777.023 | -0.043403 | 768.4329 | -0.0039107 | 777.023 | -0.029048 | 620.0186 | 0.00043755 | 777.2374 | 0 | 777.2374 | -0.0048672 | 777.2374 | 0 | 777.2374 | 0 | 777.2374 | 0 | 777.2374 | 0 | 620.0186 | 5.333 | 777.2374 | 0 | 777.023 | -0.0092712 | 921.7066 | 0.018018 | 777.023 | 1.199 | 921.2361 | 0 | 921.7066 | 3.4989 | 767.0209 | 0.037487
|  | 777.4742 | 0.022962 | 777.2599 | 0.0040361 | 617.5196 | 0.010794 | 777.4742 | 0.0033487 | 777.2599 | 0.033425 | 768.6674 | 0.00050489 | 777.2599 | 0.013693 | 620.1383 | 0.00022166 | 777.4742 | 0.008343 | 777.4742 | 0.031144 | 777.4742 | 0.003172 | 777.4742 | 0.0020554 | 777.4742 | 0.00083594 | 777.4742 | 0.0049427 | 620.1383 | 5.4177 | 777.4742 | 0.0077132 | 777.2599 | 0.0063077 | 921.8746 | 0.024735 | 777.2599 | 1.2438 | 921.4046 | 0.0011796 | 921.8746 | 3.504 | 767.2518 | 0.032888
|  | 777.7109 | 0.011911 | 777.4968 | -0.026649 | 617.6392 | 0 | 777.7109 | -0.019132 | 777.4968 | -0.046053 | 768.9019 | -0.0027028 | 777.4968 | -0.02719 | 620.2581 | 0.00044407 | 777.7109 | 0 | 777.7109 | -0.017122 | 777.7109 | 0 | 777.7109 | 0 | 777.7109 | 0 | 777.7109 | 0 | 620.2581 | 5.5149 | 777.7109 | 0 | 777.4968 | -0.0021754 | 922.0426 | 0.024644 | 777.4968 | 1.2183 | 921.5733 | 0 | 922.0426 | 3.5141 | 767.4827 | 0.028754
|  | 777.9477 | 0.004911 | 777.7337 | 0.008383 | 617.7589 | 0.0081166 | 777.9477 | -0.0044216 | 777.7337 | -0.01167 | 769.1364 | 0.0021627 | 777.7337 | 0.015098 | 620.3778 | 0.00022688 | 777.9477 | 0.0076641 | 777.9477 | -0.016137 | 777.9477 | 0.0051833 | 777.9477 | 0.0028719 | 777.9477 | 0.0068047 | 777.9477 | 0.019457 | 620.3778 | 5.6004 | 777.9477 | 0.012319 | 777.7337 | 0.021992 | 922.2106 | 0.030181 | 777.7337 | 1.2689 | 921.7418 | 0.00032174 | 922.2106 | 3.523 | 767.7136 | 0.036697
|  | 778.1845 | -0.0060476 | 777.9706 | -0.01763 | 617.8785 | 0 | 778.1845 | -0.014195 | 777.9706 | -0.024786 | 769.371 | -0.0070041 | 777.9706 | -0.02695 | 620.4975 | 0.0004884 | 778.1845 | 0 | 778.1845 | -0.018337 | 778.1845 | 0 | 778.1845 | 0 | 778.1845 | 0 | 778.1845 | 0 | 620.4975 | 5.6963 | 778.1845 | 0 | 777.9706 | -0.0049197 | 922.3786 | 0.020332 | 777.9706 | 1.2664 | 921.9104 | 0 | 922.3786 | 3.5406 | 767.9445 | 0.035118
|  | 778.4213 | 0.0085952 | 778.2076 | 0.025746 | 617.9982 | 0.0081166 | 778.4213 | 0.012497 | 778.2076 | 0.015862 | 769.6055 | 0.004543 | 778.2076 | 0.019423 | 620.6172 | 0.00026767 | 778.4213 | 0.0054774 | 778.4213 | 0.0020454 | 778.4213 | 0.0058864 | 778.4213 | 0.0030988 | 778.4213 | 0.0051455 | 778.4213 | 0.012341 | 620.6172 | 5.7782 | 778.4213 | 0.0094834 | 778.2076 | 0.01054 | 922.5466 | 0.024099 | 778.2076 | 1.3356 | 922.0791 | 0.00010725 | 922.5466 | 3.5573 | 768.1754 | 0.033492
|  | 778.6581 | -0.011114 | 778.4445 | -0.025586 | 618.1178 | 0 | 778.6581 | -0.031891 | 778.4445 | -0.027054 | 769.8401 | -0.0078897 | 778.4445 | -0.028603 | 620.7369 | 0.00048356 | 778.6581 | 0 | 778.6581 | -0.021874 | 778.6581 | 0 | 778.6581 | 0 | 778.6581 | 0 | 778.6581 | 0 | 620.7369 | 5.8771 | 778.6581 | 0 | 778.4445 | -0.013183 | 922.7146 | 0.021059 | 778.4445 | 1.3239 | 922.2477 | 0 | 922.7146 | 3.5801 | 768.4063 | 0.029497
|  | 778.8948 | 0.0041448 | 778.6815 | -0.0080932 | 618.2375 | 0.0087791 | 778.8948 | -0.011407 | 778.6815 | 0.0075206 | 770.0747 | 0.0084525 | 778.6815 | 0.0199 | 620.8567 | 0.00022204 | 778.8949 | 0.0097251 | 778.8949 | -0.0034819 | 778.8949 | 0 | 778.8948 | 0.00043334 | 778.8949 | 0.0041847 | 778.8949 | 0.0053692 | 620.8567 | 5.9508 | 778.8948 | 0.010611 | 778.6815 | 0.0096401 | 922.8826 | 0.026323 | 778.6815 | 1.3599 | 922.4163 | 0.0009651 | 922.8826 | 3.5964 | 768.6373 | 0.029544
|  | 779.1317 | 0.0057827 | 778.9184 | -0.043114 | 618.3572 | 0 | 779.1317 | -0.018096 | 778.9184 | -0.035871 | 770.3093 | -0.0055059 | 778.9184 | -0.027628 | 620.9764 | 0.00046437 | 779.1317 | 0 | 779.1317 | -0.0031724 | 779.1317 | 0 | 779.1317 | 0 | 779.1317 | 0 | 779.1317 | 0 | 620.9764 | 6.0312 | 779.1317 | 0 | 778.9184 | -0.012327 | 923.0506 | 0.021059 | 778.9184 | 1.3477 | 922.5849 | 0 | 923.0506 | 3.611 | 768.8682 | 0.029265
|  | 779.3685 | 0.007194 | 779.1554 | 0.0067494 | 618.4769 | 0.011463 | 779.3685 | 0.0033051 | 779.1554 | 0.009668 | 770.5439 | 0.0045657 | 779.1554 | 0.019201 | 621.0961 | 0.00024588 | 779.3685 | 0.0065268 | 779.3685 | 0.011981 | 779.3685 | 0.005584 | 779.3685 | 0.0023731 | 779.3685 | 0.0039451 | 779.3685 | 0.015872 | 621.0961 | 6.1039 | 779.3685 | 0.0072192 | 779.1554 | 0.015974 | 923.2186 | 0.020106 | 779.1554 | 1.3602 | 922.7535 | 0.00053624 | 923.2186 | 3.6192 | 769.0992 | 0.033539
|  | 779.6053 | -0.015126 | 779.3923 | -0.015596 | 618.5965 | 0 | 779.6053 | -0.015107 | 779.3923 | -0.055543 | 770.7784 | -0.0042991 | 779.3923 | -0.029132 | 621.2158 | 0.00048785 | 779.6053 | 0 | 779.6053 | -0.018581 | 779.6053 | 0 | 779.6053 | 0 | 779.6053 | 0 | 779.6053 | 0 | 621.2158 | 6.2069 | 779.6054 | 0 | 779.3923 | -0.01591 | 923.3867 | 0.015975 | 779.3923 | 1.3916 | 922.9221 | 0 | 923.3867 | 3.6294 | 769.3301 | 0.030705
|  | 779.8422 | 0.0051662 | 779.6293 | -0.012811 | 618.7162 | 0.0072884 | 779.8422 | -0.0045368 | 779.6293 | 0.022301 | 771.0131 | -0.0014952 | 779.6293 | 0.01435 | 621.3356 | 0.00024364 | 779.8422 | 0.024784 | 779.8422 | 0.016638 | 779.8422 | 0 | 779.8422 | 0.00068014 | 779.8422 | 0.0024394 | 779.8422 | 0.010809 | 621.3356 | 6.295 | 779.8422 | 0.0048185 | 779.6293 | 0.015912 | 923.5547 | 0.030907 | 779.6293 | 1.438 | 923.0907 | 0.00053624 | 923.5547 | 3.6337 | 769.5611 | 0.04046
|  | 780.079 | -0.010261 | 779.8663 | -0.030273 | 618.836 | 0 | 780.079 | -0.014548 | 779.8663 | -0.046675 | 771.2477 | -0.0085541 | 779.8663 | -0.030885 | 621.4553 | 0.00046009 | 780.079 | 0 | 780.079 | -0.0011129 | 780.079 | 0 | 780.079 | 0 | 780.079 | 0 | 780.079 | 0 | 621.4553 | 6.3914 | 780.079 | 0 | 779.8663 | -0.020973 | 923.7227 | 0.01829 | 779.8663 | 1.4775 | 923.2593 | 0 | 923.7227 | 3.6403 | 769.7921 | 0.026896
|  | 780.3159 | 0.0028852 | 780.1033 | 0.04322 | 618.9557 | 0.0091104 | 780.3159 | 0.007166 | 780.1033 | 0.016856 | 771.4823 | 0.0033852 | 780.1033 | 0.024163 | 621.5751 | 0.00021905 | 780.3159 | 0.024095 | 780.3159 | 0.0018311 | 780.3159 | 0.0091925 | 780.3159 | 0.0044084 | 780.3159 | 0.0044427 | 780.3159 | 0.016038 | 621.5751 | 6.4768 | 780.3159 | 0.012043 | 780.1033 | 0.013867 | 923.8907 | 0.022329 | 780.1033 | 1.4699 | 923.428 | 0.00053624 | 923.8907 | 3.6412 | 770.023 | 0.032284
|  | 780.5527 | -0.014714 | 780.3403 | -0.014597 | 619.0754 | 0 | 780.5527 | -0.034612 | 780.3403 | -0.024544 | 771.717 | -0.0072317 | 780.3403 | -0.031035 | 621.6948 | 0.00046326 | 780.5527 | 0 | 780.5527 | -0.0080483 | 780.5527 | 0 | 780.5527 | 0 | 780.5527 | 0 | 780.5527 | 0 | 621.6948 | 6.5875 | 780.5527 | 0 | 780.3403 | -0.0045057 | 924.0587 | 0.01534 | 780.3403 | 1.4908 | 923.5966 | 0 | 924.0587 | 3.649 | 770.254 | 0.028754
|  | 780.7896 | 0.0017585 | 780.5773 | -0.035719 | 619.1951 | 0.013087 | 780.7896 | 0.0046077 | 780.5773 | -0.0056775 | 771.9516 | 0.0040511 | 780.5773 | 0.017959 | 621.8145 | 0.00025072 | 780.7896 | 0.0045144 | 780.7896 | 0.016691 | 780.7896 | 0 | 780.7896 | 0.0013942 | 780.7896 | 0.0017893 | 780.7896 | 0.010729 | 621.8145 | 6.6952 | 780.7896 | 0.0085016 | 780.5773 | 0.0084914 | 924.2267 | 0.020106 | 780.5773 | 1.5123 | 923.7652 | 0.0007506 | 924.2267 | 3.6523 | 770.4851 | 0.037673
|  | 781.0265 | -0.0034468 | 780.8144 | -0.0253 | 619.3149 | 0 | 781.0265 | -0.0087114 | 780.8144 | -0.039377 | 772.1863 | -0.0072114 | 780.8144 | -0.03643 | 621.9343 | 0.00049213 | 781.0265 | 0 | 781.0265 | -0.013569 | 781.0265 | 0 | 781.0265 | 0 | 781.0265 | 0 | 781.0265 | 0 | 621.9343 | 6.8095 | 781.0265 | 0 | 780.8144 | -0.014601 | 924.3948 | 0.016339 | 780.8144 | 1.5198 | 923.9339 | 0 | 924.3948 | 3.6632 | 770.716 | 0.030519
|  | 781.2634 | -0.0074953 | 781.0514 | -0.029843 | 619.4346 | 0.01175 | 781.2634 | -0.0039849 | 781.0514 | 0.0083006 | 772.4209 | -0.0022471 | 781.0514 | 0.018427 | 622.054 | 0.00024755 | 781.2634 | 0.014407 | 781.2634 | 0.011126 | 781.2634 | 0.006103 | 781.2634 | 0.0034553 | 781.2634 | 0.0051295 | 781.2634 | 0.011464 | 622.054 | 6.9081 | 781.2634 | 0.0072711 | 781.0514 | 0.0074583 | 924.5628 | 0.026959 | 781.0514 | 1.5773 | 924.1025 | 0.00053624 | 924.5628 | 3.6729 | 770.947 | 0.038137
|  | 781.5003 | -0.019325 | 781.2884 | 0.0084042 | 619.5544 | 0 | 781.5003 | -0.032569 | 781.2884 | -0.043313 | 772.6556 | -0.0074832 | 781.2884 | -0.026148 | 622.1738 | 0.00046978 | 781.5003 | 0 | 781.5003 | -0.0059324 | 781.5003 | 0 | 781.5003 | 0 | 781.5003 | 0 | 781.5003 | 0 | 622.1738 | 7.0167 | 781.5003 | 0 | 781.2884 | -0.004048 | 924.7308 | 0.018971 | 781.2884 | 1.588 | 924.2711 | 0 | 924.7308 | 3.6904 | 771.178 | 0.020997
|  | 781.7372 | 0.0047515 | 781.5255 | 0.019784 | 619.6741 | 0.011081 | 781.7372 | 0.0092438 | 781.5255 | 0.023861 | 772.8903 | 0.0061026 | 781.5255 | 0.021529 | 622.2935 | 0.00022688 | 781.7372 | 0.023839 | 781.7372 | 0.030162 | 781.7372 | 0.0069247 | 781.7372 | 0.003146 | 781.7372 | 0.0054665 | 781.7372 | 0.011159 | 622.2935 | 7.1101 | 781.7372 | 0.013694 | 781.5255 | 0.010649 | 924.8989 | 0.024735 | 781.5255 | 1.6228 | 924.4398 | 0.00053624 | 924.8989 | 3.7096 | 771.4091 | 0.042086
|  | 781.9741 | -0.02589 | 781.7625 | -0.029766 | 619.7939 | 0 | 781.9741 | -0.005927 | 781.7625 | -0.038279 | 773.1249 | -0.008769 | 781.7625 | -0.031182 | 622.4133 | 0.00046959 | 781.9741 | 0 | 781.9741 | -0.019187 | 781.9741 | 0 | 781.9741 | 0 | 781.9741 | 0 | 781.9741 | 0 | 622.4133 | 7.2042 | 781.9741 | 0 | 781.7626 | -0.012415 | 925.0669 | 0.020106 | 781.7625 | 1.6465 | 924.6084 | 0 | 925.0669 | 3.7329 | 771.6401 | 0.029079
|  | 782.2111 | 0.0080107 | 781.9996 | -0.011004 | 619.9137 | 0.013087 | 782.2111 | 0.022826 | 781.9996 | 0.018195 | 773.3596 | 0.0050504 | 781.9996 | 0.018344 | 622.533 | 0.0002442 | 782.211 | 0.020392 | 782.211 | 0.020912 | 782.211 | 0.0016139 | 782.2111 | 0.0014827 | 782.211 | 0.0038549 | 782.211 | 0.0099691 | 622.533 | 7.2868 | 782.2111 | 0.012506 | 781.9996 | 0.019266 | 925.2349 | 0.017473 | 781.9996 | 1.6666 | 924.7771 | 0.0009651 | 925.2349 | 3.7541 | 771.8711 | 0.034561
|  | 782.448 | -0.003138 | 782.2367 | -0.019293 | 620.0335 | 0 | 782.448 | -0.029471 | 782.2367 | -0.026187 | 773.5944 | -0.0061849 | 782.2367 | -0.033261 | 622.6528 | 0.00048878 | 782.448 | 0 | 782.448 | -0.0096372 | 782.448 | 0 | 782.448 | 0 | 782.448 | 0 | 782.448 | 0 | 622.6528 | 7.3904 | 782.448 | 0 | 782.2367 | -0.014307 | 925.403 | 0.023691 | 782.2367 | 1.6695 | 924.9457 | 0 | 925.403 | 3.777 | 772.1022 | 0.026013
|  | 782.6849 | 0.021061 | 782.4738 | 0.0072698 | 620.1532 | 0.013947 | 782.6849 | -0.0048683 | 782.4738 | 0.017498 | 773.829 | 0.0053169 | 782.4738 | 0.014073 | 622.7725 | 0.00024644 | 782.6849 | 0.020478 | 782.6849 | -0.0087081 | 782.6849 | 0.0006496 | 782.6849 | 0.0025399 | 782.6849 | 0.0039417 | 782.6849 | 0.0080341 | 622.7725 | 7.4942 | 782.6849 | 0.0098577 | 782.4738 | 0.015209 | 925.571 | 0.025461 | 782.4738 | 1.7123 | 925.1144 | 0.0007506 | 925.571 | 3.7871 | 772.3333 | 0.035165
|  | 782.9219 | -0.0098765 | 782.7109 | -0.018388 | 620.2731 | 0 | 782.9219 | -0.001789 | 782.7109 | -0.043211 | 774.0638 | -0.010475 | 782.7109 | -0.029859 | 622.8923 | 0.00049734 | 782.9219 | 0 | 782.9219 | -0.029826 | 782.9219 | 0 | 782.9219 | 0 | 782.9219 | 0 | 782.9219 | 0 | 622.8923 | 7.6087 | 782.9219 | 0 | 782.7109 | -0.01801 | 925.739 | 0.019062 | 782.7109 | 1.7539 | 925.283 | 0 | 925.739 | 3.7954 | 772.5643 | 0.032192
|  | 783.1589 | 0.012123 | 782.948 | 0.0094758 | 620.3929 | 0.010794 | 783.1589 | -0.011877 | 782.948 | 0.0032388 | 774.2985 | 0.0013131 | 782.948 | 0.019628 | 623.0121 | 0.00025407 | 783.1588 | 0.025545 | 783.1588 | 0.014015 | 783.1588 | 0.0024458 | 783.1589 | 0.002943 | 783.1588 | 0.0028009 | 783.1588 | 0.017697 | 623.0121 | 7.7168 | 783.1589 | 0.01252 | 782.948 | 0.016117 | 925.9071 | 0.020968 | 782.948 | 1.7305 | 925.4517 | 0.0009651 | 925.9071 | 3.7882 | 772.7954 | 0.036976
|  | 783.3958 | 0.010227 | 783.1851 | -0.0011802 | 620.5127 | 0 | 783.3958 | -0.018963 | 783.1851 | -0.070492 | 774.5333 | -0.0111 | 783.1851 | -0.035566 | 623.1318 | 0.00045357 | 783.3958 | 0 | 783.3958 | -0.027013 | 783.3958 | 0 | 783.3958 | 0 | 783.3958 | 0 | 783.3958 | 0 | 623.1318 | 7.831 | 783.3958 | 0 | 783.1851 | -0.0138 | 926.0751 | 0.022193 | 783.1851 | 1.7773 | 925.6204 | 0 | 926.0751 | 3.785 | 773.0266 | 0.028661
|  | 783.6328 | 0.0075899 | 783.4222 | 0.0043788 | 620.6325 | 0.010126 | 783.6328 | -0.0098814 | 783.4222 | 0.01276 | 774.768 | 0.004039 | 783.4222 | 0.012626 | 623.2516 | 0.00020825 | 783.6328 | 0.023216 | 783.6328 | -0.0092776 | 783.6328 | 0.0036711 | 783.6328 | 0.00036492 | 783.6328 | 0.00056617 | 783.6328 | 0.0067965 | 623.2516 | 7.9445 | 783.6328 | 0.0087078 | 783.4222 | 0.0055085 | 926.2432 | 0.020832 | 783.4222 | 1.8387 | 925.789 | 0.0007506 | 926.2432 | 3.7734 | 773.2576 | 0.028336
|  | 783.8698 | 0.0030845 | 783.6593 | -0.0046325 | 620.7523 | 0 | 783.8698 | -0.027311 | 783.6593 | -0.059454 | 775.0027 | -0.0018884 | 783.6593 | -0.032512 | 623.3714 | 0.00043979 | 783.8698 | 0 | 783.8698 | 0.0042151 | 783.8698 | 0 | 783.8698 | 0 | 783.8698 | 0 | 783.8698 | 0 | 623.3714 | 8.0646 | 783.8698 | 0 | 783.6593 | -0.010617 | 926.4112 | 0.020832 | 783.6593 | 1.848 | 925.9577 | 0 | 926.4112 | 3.7718 | 773.4887 | 0.028475
|  | 784.1068 | 0.0067369 | 783.8964 | -0.0048269 | 620.8722 | 0.00016566 | 784.1068 | 0.0088507 | 783.8964 | 0.0012995 | 775.2375 | 0.0029157 | 783.8964 | 0.018846 | 623.4911 | 0.00024197 | 784.1068 | 0.017516 | 784.1068 | 0.0091713 | 784.1068 | 0.0028641 | 784.1068 | 0.002528 | 784.1068 | 0.0035898 | 784.1068 | 0.014257 | 623.4911 | 8.1742 | 784.1068 | 0.0054819 | 783.8964 | 0.016846 | 926.5792 | 0.02891 | 783.8964 | 1.9039 | 926.1264 | 0.0007506 | 926.5792 | 3.7704 | 773.7198 | 0.025874
|  | 784.3438 | -0.0083668 | 784.1336 | -0.048184 | 620.992 | 0 | 784.3438 | -0.038898 | 784.1336 | -0.045516 | 775.4723 | -0.0088737 | 784.1336 | -0.031926 | 623.6109 | 0.0004871 | 784.3438 | 0 | 784.3438 | 0.0019028 | 784.3438 | 0 | 784.3438 | 0 | 784.3438 | 0 | 784.3438 | 0 | 623.6109 | 8.2838 | 784.3438 | 0 | 784.1336 | -0.03258 | 926.7473 | 0.023282 | 784.1336 | 1.8792 | 926.295 | 0 | 926.7473 | 3.7761 | 773.9509 | 0.025781
|  | 784.5808 | 0.010252 | 784.3707 | -0.0068857 | 621.1119 | 0.016048 | 784.5808 | -0.01313 | 784.3707 | -0.0069417 | 775.7071 | 0.0033696 | 784.3707 | 0.014722 | 623.7307 | 0.00025445 | 784.5808 | 0.01902 | 784.5808 | -0.0071867 | 784.5808 | 0.004818 | 784.5808 | 0.0015388 | 784.5808 | 0.0058638 | 784.5808 | 0.016452 | 623.7307 | 8.3649 | 784.5808 | 0.0068265 | 784.3707 | 0.010967 | 926.9153 | 0.018744 | 784.3707 | 1.9323 | 926.4637 | 0.00053624 | 926.9153 | 3.7795 | 774.1821 | 0.02815
|  | 784.8179 | 0.0099278 | 784.6079 | -0.011742 | 621.2318 | 0 | 784.8179 | -0.01035 | 784.6079 | -0.056924 | 775.9419 | -0.010145 | 784.6079 | -0.031903 | 623.8505 | 0.00046568 | 784.8178 | 0 | 784.8178 | 0.010785 | 784.8178 | 0 | 784.8179 | 0 | 784.8178 | 0 | 784.8178 | 0 | 623.8505 | 8.4514 | 784.8179 | 0 | 784.6079 | -0.015318 | 927.0834 | 0.0236 | 784.6079 | 1.9526 | 926.6324 | 0 | 927.0834 | 3.7867 | 774.4132 | 0.031727
|  | 785.0549 | -0.0055785 | 784.845 | 0.0060585 | 621.3516 | 0.0029816 | 785.0549 | -0.0068839 | 784.845 | 0.00020371 | 776.1767 | 0.0011317 | 784.845 | 0.013952 | 623.9702 | 0.00021328 | 785.0549 | 0.0053668 | 785.0549 | -0.006995 | 785.0549 | 0.0045619 | 785.0549 | 0.0018573 | 785.0549 | 0.0032568 | 785.0549 | 0.018015 | 623.9702 | 8.5189 | 785.0549 | 0.012815 | 784.8451 | 0.014825 | 927.2514 | 0.021467 | 784.845 | 1.9895 | 926.8011 | 0.00053624 | 927.2514 | 3.7907 | 774.6444 | 0.028801
|  | 785.2919 | -0.011171 | 785.0822 | -0.031425 | 621.4715 | 0 | 785.2919 | -0.0067808 | 785.0822 | -0.071901 | 776.4115 | -0.0097455 | 785.0822 | -0.027473 | 624.09 | 0.0004519 | 785.2919 | 0 | 785.2919 | 0.003428 | 785.2919 | 0 | 785.2919 | 0 | 785.2919 | 0 | 785.2919 | 0 | 624.09 | 8.6201 | 785.2919 | 0 | 785.0822 | -0.01112 | 927.4195 | 0.02124 | 785.0822 | 1.9899 | 926.9698 | 0 | 927.4195 | 3.8039 | 774.8755 | 0.025456
|  | 785.529 | 0.0037833 | 785.3194 | 0.0029894 | 621.5914 | 0.01175 | 785.529 | -0.019434 | 785.3194 | 0.022784 | 776.6463 | 0.0026301 | 785.3194 | 0.016598 | 624.2098 | 0.00023861 | 785.529 | 0.0038647 | 785.529 | 0.01913 | 785.529 | 0.0033669 | 785.529 | 0.00123 | 785.529 | 0.0040103 | 785.529 | 0.0096488 | 624.2098 | 8.7058 | 785.529 | 0.005694 | 785.3194 | 0.017151 | 927.5876 | 0.024326 | 785.3194 | 2.0357 | 927.1385 | 0.0007506 | 927.5876 | 3.8183 | 775.1066 | 0.026106
|  | 785.7661 | -0.0095348 | 785.5566 | 0.00030586 | 621.7113 | 0 | 785.7661 | -0.016658 | 785.5566 | -0.024959 | 776.8812 | -0.0116 | 785.5566 | -0.029748 | 624.3296 | 0.00046177 | 785.766 | 0 | 785.766 | -0.026901 | 785.766 | 0 | 785.7661 | 0 | 785.766 | 0 | 785.766 | 0 | 624.3296 | 8.8089 | 785.766 | 0 | 785.5566 | -0.016326 | 927.7556 | 0.023782 | 785.5566 | 2.0467 | 927.3071 | 0 | 927.7556 | 3.8397 | 775.3378 | 0.023923
|  | 786.0031 | 0.020867 | 785.7938 | 0.0094664 | 621.8312 | 0.017195 | 786.0031 | 0.021643 | 785.7938 | 0.013445 | 777.116 | 0.0098079 | 785.7938 | 0.018709 | 624.4494 | 0.00022297 | 786.0031 | 0.0021813 | 786.0031 | 0.012786 | 786.0031 | 0.0051202 | 786.0031 | 0.0019371 | 786.0031 | 0.0041409 | 786.0031 | 0.013546 | 624.4494 | 8.883 | 786.0031 | 0.0058304 | 785.7938 | 0.016934 | 927.9237 | 0.021694 | 785.7938 | 2.1019 | 927.4758 | 0.00053624 | 927.9237 | 3.8547 | 775.569 | 0.036001
|  | 786.2402 | -0.0014138 | 786.031 | -0.023553 | 621.9511 | 0 | 786.2402 | -0.032409 | 786.031 | -0.080654 | 777.3508 | -0.0099567 | 786.031 | -0.033407 | 624.5692 | 0.00048524 | 786.2402 | 0 | 786.2402 | -0.016996 | 786.2402 | 0 | 786.2402 | 0 | 786.2402 | 0 | 786.2402 | 0 | 624.5692 | 8.9836 | 786.2402 | 0 | 786.031 | -0.023213 | 928.0917 | 0.021785 | 786.031 | 2.1269 | 927.6445 | 0 | 928.0917 | 3.8747 | 775.8002 | 0.018256
|  | 786.4773 | 0.0056623 | 786.2682 | 0.01708 | 622.071 | 0.0036442 | 786.4773 | -0.0092797 | 786.2682 | 0.02983 | 777.5857 | 6.5507e-05 | 786.2682 | 0.015595 | 624.689 | 0.00026413 | 786.4773 | 0.013707 | 786.4773 | 0.0035581 | 786.4773 | 0.0058357 | 786.4773 | 0.0039469 | 786.4773 | 0.0045931 | 786.4773 | 0.017989 | 624.689 | 9.0869 | 786.4773 | 0.011791 | 786.2682 | 0.0050185 | 928.2598 | 0.022738 | 786.2682 | 2.1614 | 927.8132 | 0.00053624 | 928.2598 | 3.8843 | 776.0314 | 0.028104
|  | 786.7144 | -0.016233 | 786.5054 | -0.058804 | 622.191 | 0 | 786.7144 | -0.025432 | 786.5054 | -0.037635 | 777.8205 | -0.013076 | 786.5054 | -0.033473 | 624.8088 | 0.00050181 | 786.7144 | 0 | 786.7144 | 0.0092509 | 786.7144 | 0 | 786.7144 | 0 | 786.7144 | 0 | 786.7144 | 0 | 624.8088 | 9.2187 | 786.7144 | 0 | 786.5054 | -0.015573 | 928.4279 | 0.018971 | 786.5054 | 2.1718 | 927.9819 | 0 | 928.4279 | 3.8959 | 776.2625 | 0.020067
|  | 786.9515 | 0.0012523 | 786.7427 | 0.0085493 | 622.3109 | 0.015284 | 786.9515 | -0.0058134 | 786.7427 | -0.012108 | 778.0554 | 0.01122 | 786.7427 | 0.011137 | 624.9286 | 0.00023973 | 786.9515 | 0.020445 | 786.9515 | 0.011275 | 786.9515 | 0.0037975 | 786.9515 | 0.0023662 | 786.9515 | 0.0051934 | 786.9515 | 0.018178 | 624.9286 | 9.3402 | 786.9515 | 0.010438 | 786.7427 | 0.017743 | 928.5959 | 0.018835 | 786.7427 | 2.2122 | 928.1506 | 0.00032174 | 928.5959 | 3.8953 | 776.4937 | 0.026942
|  | 787.1886 | 0.008645 | 786.9799 | -0.023154 | 622.4308 | 0 | 787.1886 | -0.01389 | 786.9799 | -0.046629 | 778.2903 | -0.0082753 | 786.9799 | -0.034284 | 625.0484 | 0.00045674 | 787.1886 | 0 | 787.1886 | 0.031135 | 787.1886 | 0 | 787.1886 | 0 | 787.1886 | 0 | 787.1886 | 0 | 625.0484 | 9.462 | 787.1886 | 0 | 786.9799 | -0.0082578 | 928.764 | 0.018517 | 786.9799 | 2.2096 | 928.3193 | 0 | 928.764 | 3.9069 | 776.725 | 0.024016
|  | 787.4257 | 0.0045171 | 787.2172 | 0.0044857 | 622.5508 | 0.0089448 | 787.4257 | -0.002971 | 787.2172 | 0.015985 | 778.5251 | -0.0014352 | 787.2172 | 0.023357 | 625.1682 | 0.00021943 | 787.4257 | 0.025851 | 787.4257 | 0.0084878 | 787.4257 | 0.004507 | 787.4257 | 0.001252 | 787.4257 | 0.0042633 | 787.4257 | 0.014362 | 625.1682 | 9.5742 | 787.4257 | 0.0096361 | 787.2172 | 0.013464 | 928.9321 | 0.018517 | 787.2172 | 2.267 | 928.4881 | 0.0009651 | 928.9321 | 3.9139 | 776.9562 | 0.027593
|  | 787.6628 | -0.0086819 | 787.4544 | -0.026705 | 622.6707 | 0 | 787.6628 | -0.020122 | 787.4544 | -0.089786 | 778.7601 | -0.0089336 | 787.4544 | -0.036958 | 625.288 | 0.00044444 | 787.6629 | 0 | 787.6629 | -0.0078381 | 787.6629 | 0 | 787.6628 | 0 | 787.6629 | 0 | 787.6629 | 0 | 625.288 | 9.6909 | 787.6628 | 0 | 787.4544 | -0.014356 | 929.1001 | 0.028184 | 787.4544 | 2.269 | 928.6568 | 0 | 929.1001 | 3.9308 | 777.1874 | 0.026896
|  | 787.9 | 0.0073843 | 787.6917 | 0.0041008 | 622.7907 | 0.0074539 | 787.9 | -0.015688 | 787.6917 | 0.015262 | 778.9949 | 0.0041509 | 787.6917 | 0.020378 | 625.4078 | 0.00022632 | 787.9 | 0.013552 | 787.9 | 0.013443 | 787.9 | 0.0084553 | 787.9 | 0.0025917 | 787.9 | 0.0035442 | 787.9 | 0.021556 | 625.4078 | 9.7761 | 787.9 | 0.010373 | 787.6917 | 0.022195 | 929.2682 | 0.026505 | 787.6917 | 2.3197 | 928.8255 | 0.00053624 | 929.2682 | 3.9381 | 777.4186 | 0.032563
|  | 788.1371 | -0.016846 | 787.9289 | -0.028291 | 622.9107 | 0 | 788.1371 | -0.020281 | 787.9289 | -0.026326 | 779.2299 | -0.010894 | 787.9289 | -0.030761 | 625.5276 | 0.00044724 | 788.1371 | 0 | 788.1371 | -0.0027687 | 788.1371 | 0 | 788.1371 | 0 | 788.1371 | 0 | 788.1371 | 0 | 625.5276 | 9.874 | 788.1372 | 0 | 787.9289 | -0.015131 | 929.4363 | 0.023872 | 787.9289 | 2.3391 | 928.9942 | 0 | 929.4363 | 3.9443 | 777.6499 | 0.029822
|  | 788.3743 | 0.017173 | 788.1662 | 0.028726 | 623.0307 | 0.0081166 | 788.3743 | 0.0092387 | 788.1662 | 0.043911 | 779.4648 | 0.0024447 | 788.1662 | 0.017005 | 625.6474 | 0.00022297 | 788.3743 | 0.012629 | 788.3743 | 0.029518 | 788.3743 | 0.0040133 | 788.3743 | 0.002465 | 788.3743 | 0.0051817 | 788.3743 | 0.0123 | 625.6474 | 9.965 | 788.3743 | 0.0068945 | 788.1662 | 0.0057136 | 929.6044 | 0.017882 | 788.1662 | 2.4058 | 929.1629 | 0.0007506 | 929.6044 | 3.941 | 777.8811 | 0.030055
|  | 788.6115 | 0.0019302 | 788.4035 | -0.013081 | 623.1507 | 0 | 788.6115 | -0.0017956 | 788.4035 | -0.047235 | 779.6997 | -0.0065456 | 788.4035 | -0.031334 | 625.7672 | 0.00042768 | 788.6115 | 0 | 788.6115 | 0.021552 | 788.6115 | 0 | 788.6115 | 0 | 788.6115 | 0 | 788.6115 | 0 | 625.7672 | 10.1033 | 788.6114 | 0 | 788.4035 | -0.016579 | 929.7725 | 0.031452 | 788.4035 | 2.4328 | 929.3317 | 0 | 929.7725 | 3.9462 | 778.1124 | 0.029079
|  | 788.8486 | 0.023291 | 788.6408 | 0.0066999 | 623.2707 | 0.01175 | 788.8486 | 0.018678 | 788.6408 | 0.00046918 | 779.9346 | 0.0040924 | 788.6408 | 0.022004 | 625.887 | 0.00020639 | 788.8487 | 0.0055469 | 788.8487 | 0.018404 | 788.8487 | 0.005927 | 788.8486 | 0.0020183 | 788.8487 | 0.0066308 | 788.8487 | 0.011241 | 625.887 | 10.2149 | 788.8486 | 0.0075141 | 788.6408 | 0.016465 | 929.9405 | 0.028729 | 788.6408 | 2.4488 | 929.5004 | 0.0007506 | 929.9405 | 3.9558 | 778.3436 | 0.029683
|  | 789.0858 | 0.0047038 | 788.8781 | -0.042335 | 623.3907 | 0 | 789.0858 | -0.015252 | 788.8781 | -0.066561 | 780.1696 | -0.017451 | 788.8781 | -0.039408 | 626.0068 | 0.00042507 | 789.0858 | 0 | 789.0858 | 0.00025006 | 789.0858 | 0 | 789.0858 | 0 | 789.0858 | 0 | 789.0858 | 0 | 626.0068 | 10.3447 | 789.0858 | 0 | 788.8781 | -0.0019054 | 930.1086 | 0.021286 | 788.8781 | 2.4867 | 929.6691 | 0 | 930.1086 | 3.9756 | 778.5749 | 0.015747
|  | 789.3231 | 0.0021661 | 789.1154 | -0.0080508 | 623.5107 | 0.0062945 | 789.3231 | -0.010686 | 789.1154 | 0.013289 | 780.4045 | 0.010825 | 789.1154 | 0.015711 | 626.1267 | 0.00021999 | 789.323 | 0.019285 | 789.323 | -0.0063038 | 789.323 | 0.0053563 | 789.3231 | 0.0013833 | 789.323 | 0.0032365 | 789.323 | 0.021267 | 626.1267 | 10.4298 | 789.3231 | 0.0054466 | 789.1154 | 0.0085052 | 930.2767 | 0.023963 | 789.1154 | 2.5483 | 929.8379 | 0.0007506 | 930.2767 | 3.9897 | 778.8062 | 0.030844
|  | 789.5602 | -0.011011 | 789.3528 | 0.0077302 | 623.6307 | 0 | 789.5602 | -0.020679 | 789.3528 | -0.040054 | 780.6395 | -0.0040118 | 789.3528 | -0.029902 | 626.2465 | 0.00045096 | 789.5602 | 0 | 789.5602 | 0.014242 | 789.5602 | 0 | 789.5602 | 0 | 789.5602 | 0 | 789.5602 | 0 | 626.2465 | 10.5564 | 789.5602 | 0 | 789.3528 | -0.013679 | 930.4448 | 0.030862 | 789.3528 | 2.5467 | 930.0066 | 0 | 930.4448 | 4.0067 | 779.0375 | 0.026153
|  | 789.7974 | 0.024083 | 789.5901 | -0.00057624 | 623.7508 | 0.013374 | 789.7974 | 0.0070914 | 789.5901 | 0.015816 | 780.8745 | 0.0032524 | 789.5901 | 0.013468 | 626.3663 | 0.00023247 | 789.7975 | 0.023999 | 789.7975 | 0.013479 | 789.7975 | 0.0018306 | 789.7974 | 0.0022443 | 789.7975 | 0.0073212 | 789.7975 | 0.013507 | 626.3663 | 10.6643 | 789.7974 | 0.0081501 | 789.5901 | 0.015135 | 930.6129 | 0.024735 | 789.5901 | 2.582 | 930.1753 | 0.00032174 | 930.6129 | 4.0187 | 779.2688 | 0.028243
|  | 790.0347 | 0.00044473 | 789.8274 | -0.022796 | 623.8708 | 0 | 790.0347 | -0.008671 | 789.8274 | -0.0095077 | 781.1095 | -0.011129 | 789.8274 | -0.034373 | 626.4861 | 0.00047835 | 790.0347 | 0 | 790.0347 | -0.012447 | 790.0347 | 0 | 790.0347 | 0 | 790.0347 | 0 | 790.0347 | 0 | 626.4861 | 10.8194 | 790.0347 | 0 | 789.8274 | -0.022602 | 930.781 | 0.018835 | 789.8274 | 2.6212 | 930.3441 | 0 | 930.781 | 4.039 | 779.5001 | 0.027779
|  | 790.2719 | 0.014924 | 790.0648 | -0.0040997 | 623.9908 | 0.0029816 | 790.2719 | -0.008384 | 790.0648 | -0.023841 | 781.3445 | 0.0032165 | 790.0648 | 0.019856 | 626.606 | 0.00024755 | 790.2719 | 0.014458 | 790.2719 | 0.027738 | 790.2719 | 0.002101 | 790.2719 | 0.0020476 | 790.2719 | 0.0058357 | 790.2719 | 0.016429 | 626.606 | 10.9315 | 790.2719 | 0.00603 | 790.0648 | 0.01372 | 930.9491 | 0.023373 | 790.0648 | 2.6539 | 930.5128 | 0.0007506 | 930.9491 | 4.0539 | 779.7314 | 0.023459
|  | 790.5092 | 0.004814 | 790.3021 | -0.021087 | 624.1109 | 0 | 790.5092 | -0.036116 | 790.3021 | -0.046608 | 781.5795 | -0.016196 | 790.3021 | -0.033619 | 626.7258 | 0.00048915 | 790.5091 | 0 | 790.5091 | 0.0040096 | 790.5091 | 0 | 790.5092 | 0 | 790.5091 | 0 | 790.5091 | 0 | 626.7258 | 11.0665 | 790.5092 | 0 | 790.3021 | -0.026268 | 931.1172 | 0.021558 | 790.3021 | 2.685 | 930.6816 | 0 | 931.1172 | 4.0703 | 779.9627 | 0.026199
|  | 790.7464 | 0.014066 | 790.5395 | 0.0036352 | 624.231 | 0.018055 | 790.7464 | 0.0017135 | 790.5395 | 0.031938 | 781.8145 | 0.010798 | 790.5395 | 0.018118 | 626.8456 | 0.00024495 | 790.7464 | 0.014939 | 790.7464 | -0.0014049 | 790.7464 | 0.0067535 | 790.7464 | 0.0030825 | 790.7464 | 0.0033304 | 790.7464 | 0.011607 | 626.8456 | 11.1741 | 790.7464 | 0.0087713 | 790.5395 | 0.011475 | 931.2853 | 0.0236 | 790.5395 | 2.7707 | 930.8503 | 0.0007506 | 931.2853 | 4.0804 | 780.194 | 0.035768
|  | 790.9836 | -0.026433 | 790.7769 | -0.028527 | 624.351 | 0 | 790.9836 | -0.018675 | 790.7769 | -0.075445 | 782.0495 | -0.0058212 | 790.7769 | -0.034921 | 626.9655 | 0.00049399 | 790.9836 | 0 | 790.9836 | -0.0076242 | 790.9836 | 0 | 790.9836 | 0 | 790.9836 | 0 | 790.9836 | 0 | 626.9655 | 11.3009 | 790.9836 | 0 | 790.7769 | -0.022806 | 931.4534 | 0.019879 | 790.7769 | 2.7379 | 931.0191 | 0 | 931.4534 | 4.0962 | 780.4254 | 0.025502
|  | 791.2209 | 0.031469 | 791.0142 | -0.0080956 | 624.4711 | 0.014042 | 791.2209 | -0.0014142 | 791.0142 | 0.016497 | 782.2845 | -0.0013567 | 791.0142 | 0.017038 | 627.0853 | 0.00025202 | 791.2209 | 0.027766 | 791.2209 | 0.019951 | 791.2209 | 0.0011367 | 791.2209 | 0.00087521 | 791.2209 | 0.0012174 | 791.2209 | 0.018917 | 627.0853 | 11.4265 | 791.2209 | 0.0084736 | 791.0142 | 0.016498 | 931.6214 | 0.018517 | 791.0142 | 2.8034 | 931.1878 | 0.00053624 | 931.6214 | 4.1097 | 780.6567 | 0.025502
|  | 791.4582 | -0.011128 | 791.2516 | -0.022054 | 624.5912 | 0 | 791.4582 | -0.038232 | 791.2516 | -0.074706 | 782.5195 | -0.0060966 | 791.2516 | -0.039513 | 627.2051 | 0.00046177 | 791.4582 | 0 | 791.4582 | -0.013502 | 791.4582 | 0 | 791.4582 | 0 | 791.4582 | 0 | 791.4582 | 0 | 627.2051 | 11.5575 | 791.4582 | 0 | 791.2516 | -0.016016 | 931.7895 | 0.027503 | 791.2516 | 2.823 | 931.3566 | 0 | 931.7895 | 4.1265 | 780.8881 | 0.027546
|  | 791.6955 | 0.019591 | 791.489 | 0.005361 | 624.7113 | 0.011272 | 791.6955 | -0.014842 | 791.489 | -0.017871 | 782.7546 | 0.0015905 | 791.489 | 0.012422 | 627.325 | 0.00021514 | 791.6955 | 0 | 791.6955 | 0.006126 | 791.6955 | 0.0011015 | 791.6955 | 0.0014799 | 791.6955 | 0.0045044 | 791.6955 | 0.0046229 | 627.325 | 11.6806 | 791.6955 | 0.0075738 | 791.489 | 0.015041 | 931.9576 | 0.029546 | 791.489 | 2.8944 | 931.5253 | 0.00032174 | 931.9576 | 4.1318 | 781.1195 | 0.029079
|  | 791.9327 | 0.0031904 | 791.7264 | -0.0058278 | 624.8314 | 0 | 791.9327 | -0.018596 | 791.7264 | -0.033934 | 782.9896 | -0.008017 | 791.7264 | -0.032017 | 627.4448 | 0.00046847 | 791.9328 | 0 | 791.9328 | 0.020554 | 791.9328 | 0 | 791.9327 | 0 | 791.9328 | 0 | 791.9328 | 0 | 627.4448 | 11.7971 | 791.9327 | 0 | 791.7264 | -0.0068226 | 932.1258 | 0.020015 | 791.7264 | 2.9422 | 931.6941 | 0 | 932.1258 | 4.1389 | 781.3508 | 0.02383
|  | 792.17 | 0.00055725 | 791.9638 | 0.0015146 | 624.9515 | 0.0091104 | 792.17 | -0.0026597 | 791.9638 | 0.015526 | 783.2247 | 0.0063731 | 791.9638 | 0.017713 | 627.5647 | 0.00025855 | 792.1701 | 0.0097649 | 792.1701 | 0.034083 | 792.1701 | 0.0026958 | 792.17 | 0.0035984 | 792.1701 | 0.0080667 | 792.1701 | 0.011755 | 627.5647 | 11.8909 | 792.17 | 0.0071931 | 791.9638 | 0.020973 | 932.2939 | 0.019652 | 791.9638 | 2.9351 | 931.8629 | 0.0007506 | 932.2939 | 4.136 | 781.5822 | 0.029544
|  | 792.4073 | 0.0034497 | 792.2013 | -0.03124 | 625.0716 | 0 | 792.4073 | -0.024988 | 792.2013 | -0.06985 | 783.4598 | -0.0084735 | 792.2013 | -0.039633 | 627.6845 | 0.000464 | 792.4074 | 0 | 792.4074 | 0.013421 | 792.4074 | 0 | 792.4073 | 0 | 792.4074 | 0 | 792.4074 | 0 | 627.6845 | 12.0094 | 792.4073 | 0 | 792.2012 | -0.015349 | 932.462 | 0.023056 | 792.2013 | 2.9549 | 932.0316 | 0 | 932.462 | 4.1396 | 781.8136 | 0.017884
|  | 792.6447 | 0.02561 | 792.4387 | -0.0070673 | 625.1918 | 0.014902 | 792.6447 | 0.0059437 | 792.4387 | 0.041591 | 783.6948 | 0.0048483 | 792.4387 | 0.015027 | 627.8044 | 0.0002103 | 792.6447 | 0.0053491 | 792.6447 | 0.023941 | 792.6447 | 0 | 792.6447 | 0.00093424 | 792.6447 | 0.006471 | 792.6447 | 0.010711 | 627.8044 | 12.1186 | 792.6447 | 0.0059347 | 792.4387 | 0.018586 | 932.6301 | 0.027776 | 792.4387 | 3.0586 | 932.2004 | 0.0011796 | 932.6301 | 4.1351 | 782.045 | 0.025177
|  | 792.882 | -0.020251 | 792.6761 | -0.040037 | 625.3119 | 0 | 792.882 | -0.020321 | 792.6761 | -0.080092 | 783.9299 | -0.0035397 | 792.6761 | -0.040164 | 627.9242 | 0.00043792 | 792.882 | 0 | 792.882 | -0.02075 | 792.882 | 0 | 792.882 | 0 | 792.882 | 0 | 792.882 | 0 | 627.9242 | 12.2636 | 792.882 | 0 | 792.6761 | -0.022602 | 932.7982 | 0.0177 | 792.6761 | 3.0507 | 932.3692 | 0 | 932.7982 | 4.1382 | 782.2764 | 0.020904
|  | 793.1193 | -0.0037661 | 792.9136 | -0.021136 | 625.4321 | 0.014902 | 793.1193 | 0.014172 | 792.9136 | -0.022851 | 784.165 | 0.0023423 | 792.9136 | 0.011413 | 628.0441 | 0.0002306 | 793.1194 | 0.021108 | 793.1194 | -0.019437 | 793.1194 | 0.0033435 | 793.1193 | 0.00029798 | 793.1194 | 0.0052773 | 793.1194 | 0.0078332 | 628.0441 | 12.3642 | 793.1193 | 0.0067214 | 792.9136 | 0.017898 | 932.9663 | 0.022829 | 792.9136 | 3.0665 | 932.538 | 0.0007506 | 932.9663 | 4.1356 | 782.5077 | 0.022437
|  | 793.3567 | -0.013327 | 793.151 | -0.0012472 | 625.5522 | 0 | 793.3567 | 0.00122 | 793.151 | -0.046367 | 784.4001 | -0.0012672 | 793.151 | -0.031458 | 628.1639 | 0.00045096 | 793.3567 | 0 | 793.3567 | -0.0076236 | 793.3567 | 0 | 793.3567 | 0 | 793.3567 | 0 | 793.3567 | 0 | 628.1639 | 12.4776 | 793.3567 | 0 | 793.151 | -0.016342 | 933.1344 | 0.024009 | 793.151 | 3.1418 | 932.7067 | 0 | 933.1344 | 4.1433 | 782.7392 | 0.015608
|  | 793.5941 | 0.025167 | 793.3885 | -0.00068078 | 625.6724 | 0.010126 | 793.5941 | -0.0059031 | 793.3885 | 0.035279 | 784.6352 | 0.0070161 | 793.3885 | 0.02188 | 628.2838 | 0.00022129 | 793.5941 | 0.025046 | 793.5941 | 0.030098 | 793.5941 | 0.0050239 | 793.5941 | 0.0010668 | 793.5941 | 0.0029726 | 793.5941 | 0.015876 | 628.2838 | 12.5738 | 793.5941 | 0.0034216 | 793.3885 | 0.015532 | 933.3025 | 0.020332 | 793.3885 | 3.2031 | 932.8755 | 0.00053624 | 933.3025 | 4.1444 | 782.9706 | 0.028754
|  | 793.8314 | -0.021177 | 793.6259 | -0.029159 | 625.7925 | 0 | 793.8314 | -0.028427 | 793.6259 | -0.049869 | 784.8703 | -0.00754 | 793.6259 | -0.031468 | 628.4036 | 0.00045748 | 793.8314 | 0 | 793.8314 | 0.0067712 | 793.8314 | 0 | 793.8314 | 0 | 793.8314 | 0 | 793.8314 | 0 | 628.4036 | 12.7058 | 793.8314 | 0 | 793.6259 | -0.016384 | 933.4706 | 0.021921 | 793.6259 | 3.2214 | 933.0443 | 0 | 933.4706 | 4.1522 | 783.202 | 0.022669
|  | 794.0688 | 0.018698 | 793.8634 | -0.011509 | 625.9127 | 0.018723 | 794.0688 | -0.0083321 | 793.8634 | -0.009475 | 785.1055 | 0.0048607 | 793.8634 | 0.018543 | 628.5235 | 0.00024029 | 794.0688 | 0.0073197 | 794.0688 | 0.0043019 | 794.0688 | 0.0039747 | 794.0688 | 0.0025823 | 794.0688 | 0.0067132 | 794.0688 | 0.0077527 | 628.5235 | 12.7968 | 794.0688 | 0.0074015 | 793.8634 | 0.018044 | 933.6388 | 0.019561 | 793.8634 | 3.2261 | 933.2131 | 0.00053624 | 933.6388 | 4.1537 | 783.4335 | 0.018953
|  | 794.3062 | 0.0044573 | 794.1009 | -0.026044 | 626.0329 | 0 | 794.3062 | -0.015302 | 794.1009 | -0.04394 | 785.3406 | -0.005459 | 794.1009 | -0.028319 | 628.6434 | 0.00046456 | 794.3062 | 0 | 794.3062 | -0.0062914 | 794.3062 | 0 | 794.3062 | 0 | 794.3062 | 0 | 794.3062 | 0 | 628.6434 | 12.9184 | 794.3062 | 0 | 794.1009 | -0.016035 | 933.8069 | 0.02065 | 794.1009 | 3.2944 | 933.3819 | 0 | 933.8069 | 4.1609 | 783.6649 | 0.017187
|  | 794.5436 | 0.004139 | 794.3384 | -0.0015762 | 626.1531 | 0.013565 | 794.5436 | 0.0056156 | 794.3384 | -0.012762 | 785.5757 | -0.0004021 | 794.3384 | 0.012025 | 628.7632 | 0.0002293 | 794.5436 | 0.033704 | 794.5436 | 0.029047 | 794.5436 | 0.0027653 | 794.5436 | 0.0019503 | 794.5436 | 0.00056457 | 794.5436 | 0.008998 | 628.7632 | 12.9999 | 794.5436 | 0.0080679 | 794.3384 | 0.018977 | 933.975 | 0.038486 | 794.3384 | 3.3493 | 933.5507 | 0.0007506 | 933.975 | 4.1663 | 783.8964 | 0.02016
|  | 794.7809 | -0.003849 | 794.5759 | -0.0052009 | 626.2733 | 0 | 794.7809 | -0.029968 | 794.5759 | -0.055803 | 785.8109 | -0.0073081 | 794.5759 | -0.03757 | 628.8831 | 0.00046437 | 794.781 | 0 | 794.781 | -0.027944 | 794.781 | 0 | 794.7809 | 0 | 794.781 | 0 | 794.781 | 0 | 628.8831 | 13.1131 | 794.7809 | 0 | 794.5759 | -0.010454 | 934.1431 | 0.026187 | 794.5759 | 3.3593 | 933.7195 | 0 | 934.1431 | 4.1751 | 784.1278 | 0.014122
|  | 795.0184 | -0.0062048 | 794.8134 | -0.016074 | 626.3935 | 0.014616 | 795.0184 | 0.025513 | 794.8134 | 0.0086364 | 786.046 | -0.00049477 | 794.8134 | 0.021552 | 629.003 | 0.00024029 | 795.0184 | 0.009401 | 795.0184 | 0.039105 | 795.0184 | 0.0012064 | 795.0184 | 0.00038679 | 795.0184 | 0.0061787 | 795.0184 | 0.012646 | 629.003 | 13.1819 | 795.0184 | 0.010812 | 794.8134 | 0.0091702 | 934.3112 | 0.031361 | 794.8134 | 3.4362 | 933.8883 | 0.0007506 | 934.3112 | 4.1778 | 784.3593 | 0.022158
|  | 795.2558 | 0.0076587 | 795.0509 | -0.030224 | 626.5137 | 0 | 795.2558 | -0.019832 | 795.0509 | -0.033105 | 786.2812 | -0.01269 | 795.0509 | -0.028014 | 629.1228 | 0.00046829 | 795.2558 | 0 | 795.2558 | -0.031464 | 795.2558 | 0 | 795.2558 | 0 | 795.2558 | 0 | 795.2558 | 0 | 629.1228 | 13.2835 | 795.2558 | 0 | 795.0509 | -0.012675 | 934.4794 | 0.026959 | 795.0509 | 3.4754 | 934.0571 | 0 | 934.4794 | 4.1836 | 784.5908 | 0.028429
|  | 795.4932 | 0.0070957 | 795.2884 | 0.013092 | 626.6339 | 0.018341 | 795.4932 | 0.0088698 | 795.2884 | 0.026392 | 786.5164 | 0.006367 | 795.2884 | 0.021945 | 629.2427 | 0.00022949 | 795.4932 | 0.01783 | 795.4932 | 0.012492 | 795.4932 | 0.0021777 | 795.4932 | 0.0014929 | 795.4932 | 0.0066977 | 795.4932 | 0.022402 | 629.2427 | 13.3721 | 795.4932 | 0.0079146 | 795.2885 | 0.016323 | 934.6475 | 0.02124 | 795.2884 | 3.5251 | 934.2259 | 0.00032174 | 934.6475 | 4.187 | 784.8223 | 0.022158
|  | 795.7307 | -0.015976 | 795.526 | -0.0072395 | 626.7542 | 0 | 795.7307 | -0.022933 | 795.526 | -0.024501 | 786.7516 | -0.0058367 | 795.526 | -0.029366 | 629.3626 | 0.00044835 | 795.7306 | 0 | 795.7306 | -0.0084113 | 795.7306 | 0 | 795.7307 | 0 | 795.7306 | 0 | 795.7306 | 0 | 629.3626 | 13.4906 | 795.7306 | 0 | 795.526 | -0.011591 | 934.8156 | 0.022556 | 795.526 | 3.5377 | 934.3947 | 0 | 934.8156 | 4.2 | 785.0538 | 0.015051
|  | 795.9681 | -0.0064029 | 795.7635 | -0.011 | 626.8744 | 0.010126 | 795.9681 | 0.011296 | 795.7635 | 0.064499 | 786.9868 | 0.006945 | 795.7635 | 0.01357 | 629.4825 | 0.00021905 | 795.9681 | 0.0058048 | 795.9681 | 0.023142 | 795.9681 | 0.0022147 | 795.9681 | 0.0012378 | 795.9681 | 0.0028606 | 795.9681 | 0.0093676 | 629.4825 | 13.5989 | 795.9681 | 0.0027719 | 795.7635 | 0.0038738 | 934.9838 | 0.019243 | 795.7635 | 3.5837 | 934.5635 | 0.0007506 | 934.9838 | 4.2084 | 785.2853 | 0.030473
|  | 796.2055 | -0.0035768 | 796.0011 | -0.0058078 | 626.9947 | 0 | 796.2055 | -0.022374 | 796.0011 | -0.0605 | 787.222 | -0.0086841 | 796.0011 | -0.032376 | 629.6024 | 0.00046363 | 796.2055 | 0 | 796.2055 | -0.026281 | 796.2055 | 0 | 796.2055 | 0 | 796.2055 | 0 | 796.2055 | 0 | 629.6024 | 13.7241 | 796.2055 | 0 | 796.0011 | -0.015323 | 935.1519 | 0.025597 | 796.0011 | 3.7003 | 934.7323 | 0 | 935.1519 | 4.2173 | 785.5168 | 0.024434
|  | 796.443 | 0.0081925 | 796.2386 | 0.01836 | 627.1149 | 0.015093 | 796.443 | -0.0091955 | 796.2386 | 0.030962 | 787.4572 | 0.0053174 | 796.2386 | 0.018937 | 629.7222 | 0.00025016 | 796.443 | 0.017773 | 796.443 | 0.022167 | 796.443 | 0.0030744 | 796.443 | 0.0030866 | 796.443 | 0.0047276 | 796.443 | 0.012175 | 629.7222 | 13.8202 | 796.443 | 0.0070785 | 796.2386 | 0.028304 | 935.32 | 0.021149 | 796.2386 | 3.7065 | 934.9011 | 0.0007506 | 935.32 | 4.2154 | 785.7483 | 0.024899
|  | 796.6804 | -0.0059735 | 796.4762 | -0.02745 | 627.2352 | 0 | 796.6804 | -0.015129 | 796.4762 | -0.041915 | 787.6924 | -0.010871 | 796.4762 | -0.036718 | 629.8421 | 0.00048486 | 796.6804 | 0 | 796.6804 | 0.015228 | 796.6804 | 0 | 796.6804 | 0 | 796.6804 | 0 | 796.6804 | 0 | 629.8421 | 13.9049 | 796.6804 | 0 | 796.4762 | -0.0092914 | 935.4882 | 0.02419 | 796.4762 | 3.7509 | 935.0699 | 0 | 935.4882 | 4.2128 | 785.9798 | 0.018535
|  | 796.9179 | 0.0095456 | 796.7138 | -0.0062512 | 627.3555 | 0.0097437 | 796.9179 | 0.015861 | 796.7138 | 0.015942 | 787.9276 | 0.0019852 | 796.7138 | 0.019889 | 629.962 | 0.00024029 | 796.9179 | 0.031702 | 796.9179 | 0.019921 | 796.9179 | 0.0035646 | 796.9179 | 0.0024435 | 796.9179 | 0.0057835 | 796.9179 | 0.017069 | 629.962 | 13.9614 | 796.9179 | 0.011432 | 796.7138 | 0.030748 | 935.6563 | 0.026096 | 796.7138 | 3.804 | 935.2388 | 0.0007506 | 935.6563 | 4.2076 | 786.2113 | 0.023737
|  | 797.1554 | -0.0056535 | 796.9514 | -0.0068358 | 627.4757 | 0 | 797.1554 | -0.037833 | 796.9514 | -0.038856 | 788.1628 | -0.0065562 | 796.9514 | -0.030015 | 630.0819 | 0.00045786 | 797.1554 | 0 | 797.1554 | -0.010125 | 797.1554 | 0 | 797.1554 | 0 | 797.1554 | 0 | 797.1554 | 0 | 630.0819 | 14.009 | 797.1554 | 0 | 796.9514 | -0.028508 | 935.8244 | 0.020106 | 796.9514 | 3.8174 | 935.4076 | 0 | 935.8244 | 4.2132 | 786.4429 | 0.022251
|  | 797.3929 | -0.0103 | 797.1889 | 0.013619 | 627.596 | 0.013087 | 797.3929 | -0.00089111 | 797.1889 | 0.010073 | 788.3981 | 0.0048053 | 797.1889 | 0.02509 | 630.2018 | 0.00022297 | 797.3929 | 0.019605 | 797.3929 | 0.028664 | 797.3929 | 0.0056115 | 797.3929 | 0.0021846 | 797.3929 | 0.0073269 | 797.3929 | 0.013515 | 630.2018 | 14.0466 | 797.3929 | 0.0067167 | 797.1889 | 0.016266 | 935.9926 | 0.018925 | 797.1889 | 3.8633 | 935.5764 | 0.0007506 | 935.9926 | 4.217 | 786.6744 | 0.026942
|  | 797.6304 | -0.024294 | 797.4265 | -0.048066 | 627.7163 | 0 | 797.6304 | 0.0011946 | 797.4265 | -0.068846 | 788.6334 | -0.007254 | 797.4265 | -0.037432 | 630.3217 | 0.00046009 | 797.6304 | 0 | 797.6304 | -0.001684 | 797.6304 | 0 | 797.6304 | 0 | 797.6304 | 0 | 797.6304 | 0 | 630.3217 | 14.0839 | 797.6304 | 0 | 797.4265 | -0.022195 | 936.1607 | 0.017292 | 797.4265 | 3.9111 | 935.7453 | 0 | 936.1607 | 4.2264 | 786.9059 | 0.020532
|  | 797.8679 | 0.022697 | 797.6641 | -0.035177 | 627.8366 | 0.018055 | 797.8679 | -0.009555 | 797.6641 | 0.011425 | 788.8686 | 0.0049019 | 797.6641 | 0.013486 | 630.4416 | 0.00023899 | 797.8679 | 0.017434 | 797.8679 | -0.0033292 | 797.8679 | 0.003622 | 797.8679 | 0.00054603 | 797.8679 | 0.0024588 | 797.8679 | 0.017142 | 630.4416 | 14.1249 | 797.8679 | 0.0066983 | 797.6641 | 0.0078598 | 936.3289 | 0.027458 | 797.6641 | 3.9986 | 935.9141 | 0.00053624 | 936.3289 | 4.2301 | 787.1375 | 0.031123
|  | 798.1054 | -0.0089435 | 797.9018 | -0.019211 | 627.957 | 0 | 798.1054 | -0.014585 | 797.9018 | -0.058612 | 789.1039 | -0.017123 | 797.9018 | -0.032727 | 630.5615 | 0.00046978 | 798.1054 | 0 | 798.1054 | -0.0080343 | 798.1054 | 0 | 798.1054 | 0 | 798.1054 | 0 | 798.1054 | 0 | 630.5615 | 14.1988 | 798.1054 | 0 | 797.9018 | -0.019353 | 936.497 | 0.012935 | 797.9018 | 4.0409 | 936.0829 | 0 | 936.497 | 4.2421 | 787.3691 | 0.021693
|  | 798.343 | 0.035485 | 798.1394 | -0.0090378 | 628.0773 | 0.018055 | 798.343 | -0.01006 | 798.1394 | 0.010846 | 789.3392 | 0.0047126 | 798.1394 | 0.012805 | 630.6814 | 0.00023601 | 798.343 | 0.017876 | 798.343 | -0.0041122 | 798.343 | 0.0051516 | 798.343 | 0 | 798.343 | 0.0041954 | 798.343 | 0.011957 | 630.6814 | 14.3037 | 798.343 | 0.0091733 | 798.1394 | 0.014359 | 936.6652 | 0.021149 | 798.1394 | 4.0749 | 936.2518 | 0.00053624 | 936.6652 | 4.2567 | 787.6007 | 0.027918
|  | 798.5805 | -0.0079403 | 798.377 | -0.03483 | 628.1976 | 0 | 798.5805 | -0.013137 | 798.377 | -0.049207 | 789.5745 | -0.0084264 | 798.377 | -0.042993 | 630.8013 | 0.00048058 | 798.5805 | 0 | 798.5805 | -0.047407 | 798.5805 | 0 | 798.5805 | 0 | 798.5805 | 0 | 798.5805 | 0 | 630.8013 | 14.4494 | 798.5805 | 0 | 798.377 | -0.027082 | 936.8333 | 0.021286 | 798.377 | 4.1349 | 936.4206 | 0 | 936.8333 | 4.2793 | 787.8323 | 0.023366
|  | 798.8181 | 0.020064 | 798.6147 | 0.017559 | 628.318 | 0.016717 | 798.8181 | 0.0012944 | 798.6147 | 0.012925 | 789.8098 | 0.007959 | 798.6147 | 0.022375 | 630.9212 | 0.00025277 | 798.818 | 0.040131 | 798.818 | 0.029917 | 798.818 | 0.0043855 | 798.8181 | 0.0035362 | 798.818 | 0.0020312 | 798.818 | 0.012628 | 630.9212 | 14.5623 | 798.818 | 0.011111 | 798.6146 | 0.021381 | 937.0015 | 0.015567 | 798.6147 | 4.2262 | 936.5894 | 0.00053624 | 937.0015 | 4.2944 | 788.0638 | 0.013471
|  | 799.0556 | -0.013151 | 798.8523 | -0.016248 | 628.4383 | 0 | 799.0556 | -0.0022891 | 798.8523 | -0.09408 | 790.045 | -0.0031751 | 798.8523 | -0.034552 | 631.0411 | 0.0004979 | 799.0556 | 0 | 799.0556 | -0.0073135 | 799.0556 | 0 | 799.0556 | 0 | 799.0556 | 0 | 799.0556 | 0 | 631.0411 | 14.6314 | 799.0556 | 0 | 798.8523 | -0.028711 | 937.1696 | 0.01947 | 798.8523 | 4.2057 | 936.7583 | 0 | 937.1696 | 4.3021 | 788.2955 | 0.018999
|  | 799.2932 | -0.00041539 | 799.09 | 0.021101 | 628.5587 | 0.018246 | 799.2932 | 0.0053003 | 799.09 | 0.029718 | 790.2804 | 0.0058586 | 799.09 | 0.018993 | 631.161 | 0.00025333 | 799.2932 | 0.012354 | 799.2932 | -0.00050957 | 799.2932 | 0.0068856 | 799.2932 | 0.00299 | 799.2932 | 0.0030739 | 799.2932 | 0.020966 | 631.161 | 14.6286 | 799.2931 | 0.0058978 | 799.09 | 0.0092308 | 937.3378 | 0.025915 | 799.09 | 4.3245 | 936.9271 | 0.0007506 | 937.3378 | 4.2957 | 788.5271 | 0.020578
|  | 799.5308 | -0.025319 | 799.3276 | -0.048911 | 628.679 | 0 | 799.5308 | -0.021685 | 799.3276 | -0.026378 | 790.5157 | -0.014996 | 799.3276 | -0.037514 | 631.2809 | 0.00046363 | 799.5307 | 0 | 799.5307 | 0.020211 | 799.5307 | 0 | 799.5308 | 0 | 799.5307 | 0 | 799.5307 | 0 | 631.2809 | 14.6274 | 799.5308 | 0 | 799.3276 | -0.021381 | 937.5059 | 0.018018 | 799.3276 | 4.343 | 937.096 | 0 | 937.5059 | 4.2919 | 788.7587 | 0.023226
|  | 799.7683 | 0.034159 | 799.5653 | 0.009576 | 628.7994 | 0.016526 | 799.7683 | -0.030126 | 799.5653 | -0.013051 | 790.751 | 0.0074165 | 799.5653 | 0.020445 | 631.4008 | 0.00021607 | 799.7683 | 0.022483 | 799.7683 | -0.015662 | 799.7683 | 0.0041382 | 799.7683 | 0.00090173 | 799.7683 | 0.0010108 | 799.7683 | 0.013848 | 631.4008 | 14.6402 | 799.7683 | 0.010667 | 799.5653 | 0.010075 | 937.6741 | 0.024326 | 799.5653 | 4.4146 | 937.2648 | 0.0007506 | 937.6741 | 4.2884 | 788.9903 | 0.024899
|  | 800.0059 | 0.0085814 | 799.803 | -0.017023 | 628.9198 | 0 | 800.0059 | -0.02868 | 799.803 | -0.048586 | 790.9864 | -0.0097737 | 799.803 | -0.02912 | 631.5207 | 0.00044314 | 800.0059 | 0 | 800.0059 | 0.00049532 | 800.0059 | 0 | 800.0059 | 0 | 800.0059 | 0 | 800.0059 | 0 | 631.5207 | 14.7203 | 800.0059 | 0 | 799.803 | -0.01718 | 937.8422 | 0.017609 | 799.803 | 4.4297 | 937.4337 | 0 | 937.8422 | 4.2946 | 789.2219 | 0.021833
|  | 800.2435 | 0.024829 | 800.0406 | 0.015149 | 629.0402 | 0.020252 | 800.2435 | 0.023028 | 800.0406 | 0.025294 | 791.2217 | 0 | 800.0406 | 0.014714 | 631.6407 | 0.00023079 | 800.2435 | 0.014837 | 800.2435 | -0.0023871 | 800.2435 | 0.0018248 | 800.2435 | 0.0014547 | 800.2435 | 0.0021454 | 800.2435 | 0.0085125 | 631.6407 | 14.8038 | 800.2435 | 0.0098297 | 800.0407 | 0.015315 | 938.0104 | 0.019334 | 800.0406 | 4.5112 | 937.6026 | 0.00032174 | 938.0104 | 4.297 | 789.4536 | 0.020764
|  | 800.4811 | -0.0060129 | 800.2783 | -0.039957 | 629.1606 | 0 | 800.4811 | -0.018415 | 800.2783 | -0.027558 | 791.4571 | 0 | 800.2783 | -0.040546 | 631.7606 | 0.00046065 | 800.4811 | 0 | 800.4811 | -0.010052 | 800.4811 | 0 | 800.4811 | 0 | 800.4811 | 0 | 800.4811 | 0 | 631.7606 | 14.9136 | 800.4811 | 0 | 800.2783 | -0.012653 | 938.1786 | 0.022012 | 800.2783 | 4.5858 | 937.7714 | 0 | 938.1786 | 4.3048 | 789.6852 | 0.011102
|  | 800.7188 | 0.010399 | 800.516 | -0.0065004 | 629.281 | 0.013087 | 800.7188 | 0.016595 | 800.516 | 0.017679 | 791.6924 | 0 | 800.516 | 0.018616 | 631.8805 | 0.00023191 | 800.7187 | 0.02274 | 800.7187 | 0.0094388 | 800.7187 | 0.0068118 | 800.7188 | 0.0024337 | 800.7187 | 0.0049908 | 800.7187 | 0.020677 | 631.8805 | 14.9977 | 800.7188 | 0.0097995 | 800.516 | 0.029729 | 938.3467 | 0.020423 | 800.516 | 4.5659 | 937.9403 | 0.0007506 | 938.3467 | 4.3086 | 789.9169 | 0.022762
|  | 800.9564 | -0.0041341 | 800.7538 | -0.038296 | 629.4014 | 0 | 800.9564 | -0.025757 | 800.7538 | -0.095568 | 791.9278 | 0 | 800.7538 | -0.035848 | 632.0004 | 0.00047537 | 800.9564 | 0 | 800.9564 | -0.0051143 | 800.9564 | 0 | 800.9564 | 0 | 800.9564 | 0 | 800.9564 | 0 | 632.0004 | 15.1308 | 800.9564 | 0 | 800.7538 | -0.011433 | 938.5149 | 0.022239 | 800.7538 | 4.6116 | 938.1092 | 0 | 938.5149 | 4.3221 | 790.1486 | 0.014772
|  | 801.194 | 0.0037725 | 800.9915 | 0.0080081 | 629.5218 | 0.020347 | 801.194 | -0.012279 | 800.9915 | 0.006419 | 792.1632 | 0 | 800.9915 | 0.014785 | 632.1203 | 0.00024644 | 801.194 | 0.020309 | 801.194 | 0.019858 | 801.194 | 0.0023867 | 801.194 | 0.0023129 | 801.194 | 0.0042452 | 801.194 | 0.016448 | 632.1203 | 15.2368 | 801.194 | 0.0097864 | 800.9915 | 0.012698 | 938.683 | 0.025915 | 800.9915 | 4.7385 | 938.278 | 0.0007506 | 938.683 | 4.3287 | 790.3802 | 0.021322
|  | 801.4316 | 0.0012509 | 801.2292 | -0.0067558 | 629.6422 | 0 | 801.4316 | -0.0063662 | 801.2292 | -0.073801 | 792.3986 | 0 | 801.2292 | -0.027743 | 632.2403 | 0.00044016 | 801.4316 | 0 | 801.4316 | -0.02095 | 801.4316 | 0 | 801.4316 | 0 | 801.4316 | 0 | 801.4316 | 0 | 632.2403 | 15.3251 | 801.4316 | 0 | 801.2292 | -0.010253 | 938.8512 | 0.019697 | 801.2292 | 4.7958 | 938.4469 | 0 | 938.8512 | 4.3396 | 790.6119 | 0.015283
|  | 801.6693 | 0.018868 | 801.4669 | -0.020761 | 629.7627 | 0.0096482 | 801.6693 | -0.002654 | 801.4669 | 0.0070188 | 792.634 | 0 | 801.4669 | 0.017793 | 632.3602 | 0.00019558 | 801.6693 | 0.0329 | 801.6693 | -0.0038698 | 801.6693 | 0.0045951 | 801.6693 | 0.00051602 | 801.6693 | 0.00088609 | 801.6693 | 0.012608 | 632.3602 | 15.361 | 801.6693 | 0.012285 | 801.4669 | 0.0029678 | 939.0194 | 0.029546 | 801.4669 | 4.8016 | 938.6158 | 0.0009651 | 939.0194 | 4.343 | 790.8436 | 0.01728
|  | 801.9069 | -0.022795 | 801.7047 | -0.014609 | 629.8831 | 0 | 801.9069 | -0.0031425 | 801.7047 | -0.05055 | 792.8694 | 0 | 801.7047 | -0.043166 | 632.4801 | 0.00043029 | 801.9069 | 0 | 801.9069 | -0.01962 | 801.9069 | 0 | 801.9069 | 0 | 801.9069 | 0 | 801.9069 | 0 | 632.4801 | 15.4009 | 801.9069 | 0 | 801.7047 | -0.016763 | 939.1876 | 0.018109 | 801.7047 | 4.8944 | 938.7847 | 0 | 939.1876 | 4.3488 | 791.0753 | 0.018302
|  | 802.1446 | 0.0055982 | 801.9424 | -0.0087283 | 630.0036 | 0.016717 | 802.1446 | -0.00062878 | 801.9424 | 0.0075351 | 793.1048 | 0 | 801.9424 | 0.018986 | 632.6001 | 0.00023843 | 802.1446 | 0.025423 | 802.1446 | 0.023868 | 802.1446 | 0.0034526 | 802.1446 | 0.0015654 | 802.1446 | 0 | 802.1446 | 0.012955 | 632.6001 | 15.4356 | 802.1446 | 0.0083632 | 801.9424 | 0.0032937 | 939.3557 | 0.023146 | 801.9424 | 4.9441 | 938.9535 | 0.0007506 | 939.3557 | 4.3488 | 791.307 | 0.026013
|  | 802.3823 | -0.0093933 | 802.1802 | -0.025167 | 630.1241 | 0 | 802.3823 | -0.015329 | 802.1802 | -0.039787 | 793.3402 | 0 | 802.1802 | -0.032555 | 632.72 | 0.00046531 | 802.3823 | 0 | 802.3823 | -0.0023806 | 802.3823 | 0 | 802.3823 | 0 | 802.3823 | 0 | 802.3823 | 0 | 632.72 | 15.466 | 802.3823 | 0 | 802.1802 | -0.0081309 | 939.5239 | 0.017609 | 802.1802 | 4.9619 | 939.1224 | 0 | 939.5239 | 4.352 | 791.5387 | 0.017884
|  | 802.62 | -0.0013735 | 802.418 | -0.013951 | 630.2445 | 0.016048 | 802.62 | -0.0087738 | 802.418 | 0.013282 | 793.5756 | 0 | 802.418 | 0.015084 | 632.8399 | 0.0002293 | 802.62 | 0.020602 | 802.62 | -0.0049918 | 802.62 | 0.002819 | 802.62 | 0.0019699 | 802.62 | 0.004287 | 802.62 | 0.012142 | 632.8399 | 15.4736 | 802.62 | 0.0046942 | 802.418 | 0.02525 | 939.6921 | 0.024644 | 802.418 | 5.0166 | 939.2913 | 0.0007506 | 939.6921 | 4.3547 | 791.7704 | 0.020718
|  | 802.8577 | -0.023365 | 802.6557 | -0.0016633 | 630.365 | 0 | 802.8577 | -0.028638 | 802.6557 | -0.02995 | 793.8111 | 0 | 802.6557 | -0.032688 | 632.9599 | 0.00047611 | 802.8577 | 0 | 802.8577 | -0.0060442 | 802.8577 | 0 | 802.8577 | 0 | 802.8577 | 0 | 802.8577 | 0 | 632.9599 | 15.4708 | 802.8577 | 0 | 802.6557 | -0.0089732 | 939.8602 | 0.027276 | 802.6557 | 5.0206 | 939.4602 | 0 | 939.8602 | 4.3611 | 792.0021 | 0.018674
|  | 803.0953 | 0.017714 | 802.8935 | 0.01612 | 630.4855 | 0.0067914 | 803.0953 | 0.0039733 | 802.8935 | 0.010287 | 794.0465 | 0 | 802.8935 | 0.020079 | 633.0798 | 0.00025147 | 803.0954 | 0.015438 | 803.0954 | -0.010155 | 803.0954 | 0.001919 | 803.0953 | 0.00338 | 803.0954 | 0.0027157 | 803.0954 | 0.015197 | 633.0798 | 15.4699 | 803.0953 | 0.0064411 | 802.8935 | 0.0044679 | 940.0284 | 0.025279 | 802.8935 | 5.1284 | 939.6291 | 0.00053624 | 940.0284 | 4.3645 | 792.2339 | 0.021089
|  | 803.3331 | 0.011521 | 803.1313 | -0.027542 | 630.606 | 0.00033209 | 803.3331 | -0.010286 | 803.1313 | -0.093465 | 794.282 | 0 | 803.1313 | -0.034798 | 633.1998 | 0.00046791 | 803.3331 | 0 | 803.3331 | -0.023664 | 803.3331 | 0 | 803.3331 | 0 | 803.3331 | 0 | 803.3331 | 0 | 633.1998 | 15.4984 | 803.3331 | 0 | 803.1313 | -0.021177 | 940.1966 | 0.022239 | 803.1313 | 5.2006 | 939.798 | 0 | 940.1966 | 4.3744 | 792.4656 | 0.025549
|  | 803.5708 | 0.009998 | 803.3691 | 0.028126 | 630.7265 | 0.012418 | 803.5708 | 0.023222 | 803.3691 | 0.033165 | 794.5175 | 0 | 803.3691 | 0.01628 | 633.3197 | 0.00021999 | 803.5708 | 0.020106 | 803.5708 | 0.011383 | 803.5708 | 0.0052662 | 803.5708 | 0.0028147 | 803.5708 | 0.002854 | 803.5708 | 0.016038 | 633.3197 | 15.529 | 803.5708 | 0.010485 | 803.3691 | 0.021177 | 940.3648 | 0.02124 | 803.3691 | 5.2608 | 939.9669 | 0.0007506 | 940.3648 | 4.3814 | 792.6973 | 0.020718
|  | 803.8085 | -0.0161 | 803.6069 | -0.015843 | 630.847 | 0 | 803.8085 | -0.0074193 | 803.6069 | -0.061019 | 794.7529 | 0 | 803.6069 | -0.036073 | 633.4397 | 0.00045059 | 803.8085 | 0 | 803.8085 | -0.006366 | 803.8085 | 0 | 803.8085 | 0 | 803.8085 | 0 | 803.8085 | 0 | 633.4397 | 15.5824 | 803.8085 | 0 | 803.6069 | -0.015793 | 940.533 | 0.028956 | 803.6069 | 5.3108 | 940.1358 | 0 | 940.533 | 4.3925 | 792.9291 | 0.017977
|  | 804.0463 | 0.015148 | 803.8447 | 0.0028 | 630.9675 | 0.0089448 | 804.0463 | -0.0053217 | 803.8447 | 0.0018688 | 794.9884 | 0 | 803.8447 | 0.016462 | 633.5596 | 0.0002334 | 804.0463 | 0.017022 | 804.0463 | -0.0085194 | 804.0463 | 0.0061478 | 804.0463 | 0.0030844 | 804.0463 | 0.0053085 | 804.0463 | 0.018391 | 633.5596 | 15.5913 | 804.0463 | 0.01052 | 803.8447 | 0.016968 | 940.7012 | 0.016293 | 803.8447 | 5.3047 | 940.3047 | 0.00053624 | 940.7012 | 4.3984 | 793.1609 | 0.023087
|  | 804.284 | -0.01611 | 804.0825 | -0.016755 | 631.088 | 0 | 804.284 | -0.039368 | 804.0825 | -0.084356 | 795.2239 | 0 | 804.0825 | -0.030746 | 633.6795 | 0.00044053 | 804.284 | 0 | 804.284 | -0.023081 | 804.284 | 0 | 804.284 | 0 | 804.284 | 0 | 804.284 | 0 | 633.6795 | 15.5995 | 804.284 | 0 | 804.0825 | -0.014898 | 940.8693 | 0.025552 | 804.0825 | 5.3239 | 940.4736 | 0 | 940.8693 | 4.4055 | 793.3926 | 0.017048
|  | 804.5218 | 0.014654 | 804.3204 | -0.0055617 | 631.2086 | 0.011272 | 804.5218 | -0.0023982 | 804.3204 | 0.038242 | 795.4594 | 0 | 804.3204 | 0.016339 | 633.7995 | 0.00020862 | 804.5218 | 0.023334 | 804.5218 | 0.00058023 | 804.5218 | 0.0021051 | 804.5218 | 0.0011016 | 804.5218 | 0.0020691 | 804.5218 | 0.012188 | 633.7995 | 15.5661 | 804.5218 | 0.0065433 | 804.3204 | 0.016683 | 941.0375 | 0.032178 | 804.3204 | 5.4025 | 940.6425 | 0.0009651 | 941.0375 | 4.4095 | 793.6244 | 0.016351
|  | 804.7595 | -0.023131 | 804.5582 | -0.025044 | 631.3291 | 0 | 804.7595 | -0.039299 | 804.5582 | -0.063469 | 795.6949 | 0 | 804.5582 | -0.032368 | 633.9195 | 0.00044146 | 804.7595 | 0 | 804.7595 | -0.024723 | 804.7595 | 0 | 804.7595 | 0 | 804.7595 | 0 | 804.7595 | 0 | 633.9195 | 15.5474 | 804.7595 | 0 | 804.5582 | -0.023417 | 941.2057 | 0.029455 | 804.5582 | 5.4537 | 940.8114 | 0 | 941.2057 | 4.4117 | 793.8562 | 0.023133
|  | 804.9973 | 0.02028 | 804.7961 | 0.012287 | 631.4497 | 0.012801 | 804.9973 | -0.0068338 | 804.7961 | 0.026784 | 795.9304 | 0 | 804.7961 | 0.023282 | 634.0394 | 0.00023452 | 804.9973 | 0.015632 | 804.9973 | 0.0304 | 804.9973 | 0.0062937 | 804.9973 | 0.001919 | 804.9973 | 0.0047271 | 804.9973 | 0.0072296 | 634.0394 | 15.5109 | 804.9973 | 0.0083127 | 804.7961 | 0.010027 | 941.3739 | 0.02714 | 804.7961 | 5.455 | 940.9803 | 0.00053624 | 941.3739 | 4.411 | 794.088 | 0.020857
|  | 805.235 | -0.0065165 | 805.0339 | -0.015343 | 631.5702 | 0 | 805.235 | -0.032953 | 805.0339 | -0.075304 | 796.166 | 0 | 805.0339 | -0.032956 | 634.1594 | 0.00046046 | 805.2351 | 0 | 805.2351 | -0.010304 | 805.2351 | 0 | 805.235 | 0 | 805.2351 | 0 | 805.2351 | 0 | 634.1594 | 15.4613 | 805.2351 | 0 | 805.0339 | -0.017304 | 941.5421 | 0.022511 | 805.0339 | 5.5646 | 941.1492 | 0 | 941.5421 | 4.4127 | 794.3198 | 0.012867
|  | 805.4728 | 0.027789 | 805.2718 | 0.016208 | 631.6908 | 0.017577 | 805.4728 | 0.011095 | 805.2718 | 0.01865 | 796.4015 | 0 | 805.2718 | 0.021553 | 634.2793 | 0.00022762 | 805.4729 | 0.017395 | 805.4729 | -0.017766 | 805.4729 | 0.0050778 | 805.4728 | 0.004825 | 805.4729 | 0.0059544 | 805.4729 | 0.021656 | 634.2793 | 15.4059 | 805.4728 | 0.010925 | 805.2718 | 0.011547 | 941.7103 | 0.022102 | 805.2718 | 5.5712 | 941.3181 | 0.00053624 | 941.7103 | 4.4133 | 794.5516 | 0.022855
|  | 805.7106 | 0.0068565 | 805.5096 | -0.0063862 | 631.8114 | 0 | 805.7106 | -0.014198 | 805.5096 | -0.03925 | 796.637 | 0 | 805.5096 | -0.032476 | 634.3993 | 0.0004519 | 805.7107 | 0 | 805.7107 | -0.014999 | 805.7107 | 0 | 805.7106 | 0 | 805.7107 | 0 | 805.7107 | 0 | 634.3993 | 15.3582 | 805.7106 | 0 | 805.5096 | -0.0083814 | 941.8785 | 0.026414 | 805.5096 | 5.5465 | 941.4871 | 0 | 941.8785 | 4.4202 | 794.7835 | 0.01296
|  | 805.9485 | 0.011977 | 805.7475 | -0.0099351 | 631.932 | 0.016048 | 805.9485 | 0.025893 | 805.7475 | -0.010758 | 796.8726 | 0 | 805.7475 | 0.015876 | 634.5193 | 0.00022632 | 805.9485 | 0.0098007 | 805.9485 | 0.018764 | 805.9485 | 0.0043242 | 805.9485 | 0.0018428 | 805.9485 | 0.0031526 | 805.9485 | 0.010537 | 634.5193 | 15.2955 | 805.9485 | 0.0086216 | 805.7475 | 0.02077 | 942.0467 | 0.020514 | 805.7475 | 5.6369 | 941.656 | 0.0009651 | 942.0467 | 4.4272 | 795.0153 | 0.019556
|  | 806.1863 | 0.012176 | 805.9854 | 0.0028675 | 632.0526 | 0 | 806.1863 | -0.0065655 | 805.9854 | -0.073843 | 797.1082 | 0 | 805.9854 | -0.028931 | 634.6392 | 0.00045916 | 806.1863 | 0 | 806.1863 | 0.003567 | 806.1863 | 0 | 806.1863 | 0 | 806.1863 | 0 | 806.1863 | 0 | 634.6392 | 15.2175 | 806.1863 | 0 | 805.9854 | -0.0059175 | 942.2149 | 0.016293 | 805.9854 | 5.7045 | 941.8249 | 0 | 942.2149 | 4.4424 | 795.2471 | 0.0035982
|  | 806.4241 | 0.015139 | 806.2233 | 0.018752 | 632.1732 | 0.01089 | 806.4241 | 0.010792 | 806.2233 | 0.025465 | 797.3437 | 0 | 806.2233 | 0.016828 | 634.7592 | 0.00023452 | 806.4241 | 0.019252 | 806.4241 | -0.0047652 | 806.4241 | 0.0053937 | 806.4241 | 0.0029526 | 806.4241 | 0.0061293 | 806.4241 | 0.007151 | 634.7592 | 15.1362 | 806.4241 | 0.0065594 | 806.2233 | 0.016234 | 942.3831 | 0.024599 | 806.2233 | 5.6828 | 941.9939 | 0.0007506 | 942.3831 | 4.4545 | 795.4789 | 0.022622
|  | 806.6619 | 0.013031 | 806.4612 | -0.017981 | 632.2938 | 0 | 806.6619 | -0.020748 | 806.4612 | -0.067764 | 797.5793 | 0 | 806.4612 | -0.042029 | 634.8792 | 0.00045413 | 806.6619 | 0 | 806.6619 | -0.012563 | 806.6619 | 0 | 806.6619 | 0 | 806.6619 | 0 | 806.6619 | 0 | 634.8792 | 15.0893 | 806.6619 | 0 | 806.4612 | -0.025046 | 942.5513 | 0.027049 | 806.4612 | 5.7506 | 942.1628 | 0 | 942.5513 | 4.4711 | 795.7107 | 0.014865
|  | 806.8998 | 0.011017 | 806.6991 | -0.0090264 | 632.4144 | 0.014425 | 806.8998 | 0.010939 | 806.6991 | 0.022789 | 797.8149 | 0 | 806.6991 | 0.013775 | 634.9991 | 0.00022204 | 806.8998 | 0.02509 | 806.8998 | 0.017474 | 806.8998 | 0.0031088 | 806.8998 | 0.0028343 | 806.8998 | 0.0050747 | 806.8998 | 0.019326 | 634.9991 | 15.0556 | 806.8998 | 0.0096095 | 806.6991 | 0.010097 | 942.7195 | 0.021694 | 806.6991 | 5.7968 | 942.3317 | 0.00053624 | 942.7195 | 4.483 | 795.9426 | 0.019835
|  | 807.1376 | -0.016014 | 806.937 | -0.0091882 | 632.535 | 0 | 807.1376 | -0.013281 | 806.937 | -0.041925 | 798.0505 | 0 | 806.937 | -0.026104 | 635.1191 | 0.00046046 | 807.1376 | 0 | 807.1376 | -0.019745 | 807.1376 | 0 | 807.1376 | 0 | 807.1376 | 0 | 807.1376 | 0 | 635.1191 | 15.0178 | 807.1376 | 0 | 806.937 | -0.0098173 | 942.8877 | 0.02242 | 806.937 | 5.8139 | 942.5007 | 0 | 942.8877 | 4.4979 | 796.1745 | 0.015004
|  | 807.3755 | 0.020852 | 807.1749 | -0.006475 | 632.6557 | 0.0067914 | 807.3755 | 0.013949 | 807.1749 | 0.005722 | 798.2861 | 0 | 807.1749 | 0.015305 | 635.2391 | 0.00023936 | 807.3755 | 0.014446 | 807.3755 | 0.027595 | 807.3755 | 0 | 807.3755 | 0.00078934 | 807.3755 | 0.0039668 | 807.3755 | 0.012796 | 635.2391 | 14.9412 | 807.3755 | 0.006843 | 807.1749 | 0.011841 | 943.0559 | 0.028592 | 807.1749 | 5.8969 | 942.6696 | 0.00053624 | 943.0559 | 4.5106 | 796.4064 | 0.012217
|  | 807.6133 | -0.0075413 | 807.4129 | -0.035187 | 632.7763 | 0 | 807.6133 | -0.0016481 | 807.4129 | -0.042567 | 798.5217 | 0 | 807.4129 | -0.034915 | 635.3591 | 0.00048747 | 807.6134 | 0 | 807.6134 | -0.011634 | 807.6134 | 0 | 807.6133 | 0 | 807.6134 | 0 | 807.6134 | 0 | 635.3591 | 14.8202 | 807.6133 | 0 | 807.4129 | -0.02301 | 943.2241 | 0.017609 | 807.4129 | 5.8732 | 942.8385 | 0 | 943.2241 | 4.5236 | 796.6382 | 0.021508
|  | 807.8512 | 0.012306 | 807.6508 | -0.004006 | 632.897 | 0.010317 | 807.8512 | -0.0081982 | 807.6508 | 0.0076297 | 798.7573 | 0 | 807.6508 | 0.013864 | 635.4791 | 0.00024942 | 807.8512 | 0.023018 | 807.8512 | 0.013694 | 807.8512 | 0 | 807.8512 | 0.00057537 | 807.8512 | 0.0032504 | 807.8512 | 0.017983 | 635.4791 | 14.6543 | 807.8512 | 0.0084021 | 807.6508 | -0.0019537 | 943.3923 | 0.029863 | 807.6508 | 5.9779 | 943.0075 | 0.0007506 | 943.3923 | 4.5312 | 796.8701 | 0.025642
|  | 808.0891 | -0.015491 | 807.8888 | -0.0065824 | 633.0177 | 0 | 808.0891 | -0.013901 | 807.8888 | -0.067889 | 798.9929 | 0 | 807.8888 | -0.030915 | 635.5991 | 0.00048226 | 808.0891 | 0 | 808.0891 | -0.0046417 | 808.0891 | 0 | 808.0891 | 0 | 808.0891 | 0 | 808.0891 | 0 | 635.5991 | 14.4728 | 808.0891 | 0 | 807.8888 | -0.024028 | 943.5605 | 0.032132 | 807.8888 | 5.9231 | 943.1764 | 0 | 943.5605 | 4.5385 | 797.102 | 0.016909
|  | 808.327 | -0.0051188 | 808.1267 | -0.0056986 | 633.1383 | 0.011081 | 808.327 | 0.0020489 | 808.1267 | 0.0090433 | 799.2285 | 0 | 808.1267 | 0.015869 | 635.719 | 0.0002334 | 808.327 | 0.010785 | 808.327 | -0.0032376 | 808.327 | 0.0010918 | 808.327 | 0.00074703 | 808.327 | 0.0028869 | 808.327 | 0.008272 | 635.719 | 14.2954 | 808.327 | 0.0041876 | 808.1267 | 0.0090954 | 943.7287 | 0.017655 | 808.1267 | 5.9399 | 943.3454 | 0.00053624 | 943.7287 | 4.5411 | 797.3339 | 0.022715
|  | 808.5649 | -0.01535 | 808.3647 | -0.021627 | 633.259 | 0 | 808.5649 | -0.0085831 | 808.3647 | -0.032165 | 799.4642 | 0 | 808.3647 | -0.029276 | 635.839 | 0.00044798 | 808.5649 | 0 | 808.5649 | -0.0066451 | 808.5649 | 0 | 808.5649 | 0 | 808.5649 | 0 | 808.5649 | 0 | 635.839 | 14.1503 | 808.5649 | 0 | 808.3647 | -0.019308 | 943.8969 | 0.020015 | 808.3647 | 6.008 | 943.5143 | 0 | 943.8969 | 4.5443 | 797.5658 | 0.015887
|  | 808.8028 | 0.012703 | 808.6027 | -0.0040168 | 633.3797 | 0.0019877 | 808.8028 | -0.0042929 | 808.6027 | -0.030266 | 799.6998 | 0 | 808.6027 | 0.02006 | 635.959 | 0.00022427 | 808.8028 | 0.024463 | 808.8028 | 0.01458 | 808.8028 | 0 | 808.8028 | 0.0023439 | 808.8028 | 0.0044672 | 808.8028 | 0.011177 | 635.959 | 14.0265 | 808.8028 | 0.010477 | 808.6027 | 0.014504 | 944.0652 | 0.02537 | 808.6027 | 6.0115 | 943.6833 | 0.0007506 | 944.0652 | 4.5433 | 797.7977 | 0.020811
|  | 809.0407 | -0.021304 | 808.8406 | -0.058987 | 633.5004 | 0 | 809.0407 | -0.019873 | 808.8406 | -0.08265 | 799.9355 | 0 | 808.8406 | -0.03422 | 636.079 | 0.00046885 | 809.0407 | 0 | 809.0407 | -0.024045 | 809.0407 | 0 | 809.0407 | 0 | 809.0407 | 0 | 809.0407 | 0 | 636.079 | 13.9142 | 809.0407 | 0 | 808.8406 | -0.033598 | 944.2334 | 0.02655 | 808.8406 | 6.0581 | 943.8523 | 0 | 944.2334 | 4.5449 | 798.0297 | 0.01742
|  | 809.2787 | -5.4344e-05 | 809.0786 | -0.018339 | 633.6211 | 0 | 809.2787 | -0.011218 | 809.0786 | 0.023308 | 800.1711 | 0 | 809.0786 | 0.015513 | 636.199 | 0.00025463 | 809.2787 | 0.01408 | 809.2787 | 0.028366 | 809.2787 | 0.0015988 | 809.2787 | 0.00029794 | 809.2787 | 0.002426 | 809.2787 | 0.013499 | 636.199 | 13.7903 | 809.2787 | 0.0047333 | 809.0786 | 0.012891 | 944.4016 | 0.013389 | 809.0786 | 6.0345 | 944.0212 | 0.0011796 | 944.4016 | 4.5441 | 798.2616 | 0.029915
|  | 809.5166 | -0.00060947 | 809.3166 | -0.031706 | 633.7418 | 0 | 809.5166 | -0.026579 | 809.3166 | -0.048141 | 800.4068 | 0 | 809.3166 | -0.033555 | 636.319 | 0.00046847 | 809.5166 | 0 | 809.5166 | 0.012569 | 809.5166 | 0 | 809.5166 | 0 | 809.5166 | 0 | 809.5166 | 0 | 636.319 | 13.6853 | 809.5166 | 0 | 809.3166 | -0.0086741 | 944.5698 | 0.021921 | 809.3166 | 6.0852 | 944.1902 | 0 | 944.5698 | 4.5471 | 798.4935 | 0.017884
|  | 809.7545 | 0.009472 | 809.5546 | 0.026097 | 633.8625 | 0.012801 | 809.7545 | 0.0035036 | 809.5546 | 0.033411 | 800.6425 | 0 | 809.5546 | 0.023334 | 636.439 | 0.00022558 | 809.7545 | 0.021364 | 809.7545 | 0.019885 | 809.7545 | 0.0043765 | 809.7545 | 0.0028354 | 809.7545 | 0.0050748 | 809.7545 | 0.01536 | 636.439 | 13.5327 | 809.7545 | 0.013236 | 809.5546 | 0.016138 | 944.738 | 0.028729 | 809.5546 | 6.1021 | 944.3591 | 0.0009651 | 944.738 | 4.5538 | 798.7255 | 0.013796
|  | 809.9925 | -0.009881 | 809.7926 | -0.024404 | 633.9833 | 0 | 809.9925 | -0.01318 | 809.7926 | -0.075336 | 800.8782 | 0 | 809.7926 | -0.032588 | 636.559 | 0.00047499 | 809.9925 | 0 | 809.9925 | -0.0051237 | 809.9925 | 0 | 809.9925 | 0 | 809.9925 | 0 | 809.9925 | 0 | 636.559 | 13.3763 | 809.9925 | 0 | 809.7926 | -0.023417 | 944.9062 | 0.018744 | 809.7926 | 6.1154 | 944.5281 | 0 | 944.9062 | 4.5691 | 798.9574 | 0.015654
|  | 810.2305 | 0.036121 | 810.0307 | 0.042543 | 634.104 | 0.0057976 | 810.2305 | 0.0059854 | 810.0307 | 0.023728 | 801.1139 | 0 | 810.0307 | 0.024807 | 636.679 | 0.0002524 | 810.2304 | 0.021789 | 810.2304 | -0.011059 | 810.2304 | 0.0083898 | 810.2305 | 0.0041124 | 810.2304 | 0.0044694 | 810.2304 | 0.020963 | 636.679 | 13.166 | 810.2305 | 0.012672 | 810.0307 | 0.01974 | 945.0745 | 0.024009 | 810.0307 | 6.109 | 944.6971 | 0.00053624 | 945.0745 | 4.5827 | 799.1894 | 0.020207
|  | 810.4684 | 0.0074231 | 810.2687 | -0.01712 | 634.2247 | 0 | 810.4684 | -0.014775 | 810.2687 | -0.054659 | 801.3496 | 0 | 810.2687 | -0.032542 | 636.799 | 0.00050517 | 810.4684 | 0 | 810.4684 | -0.019843 | 810.4684 | 0 | 810.4684 | 0 | 810.4684 | 0 | 810.4684 | 0 | 636.799 | 13.0083 | 810.4684 | 0 | 810.2687 | -0.017599 | 945.2427 | 0.027685 | 810.2687 | 6.1192 | 944.8661 | 0 | 945.2427 | 4.5983 | 799.4213 | 0.0091047
|  | 810.7064 | 0.013289 | 810.5067 | 0.0027198 | 634.3455 | 0.0036442 | 810.7064 | -0.0023906 | 810.5067 | -0.007008 | 801.5853 | 0 | 810.5067 | 0.016061 | 636.919 | 0.000255 | 810.7064 | 0.022071 | 810.7064 | 0.0046108 | 810.7064 | 0.0020728 | 810.7064 | 0.00032642 | 810.7064 | 0.0073035 | 810.7064 | 0.023336 | 636.919 | 12.8166 | 810.7064 | 0.007613 | 810.5067 | 0.011725 | 945.4109 | 0.021149 | 810.5067 | 6.0946 | 945.035 | 0.00053624 | 945.4109 | 4.608 | 799.6533 | 0.022622
|  | 810.9444 | 0.0016665 | 810.7448 | -0.011447 | 634.4663 | 0 | 810.9444 | -0.033111 | 810.7448 | -0.064179 | 801.821 | 0 | 810.7448 | -0.032935 | 637.039 | 0.00049734 | 810.9444 | 0 | 810.9444 | 0.0072282 | 810.9444 | 0 | 810.9444 | 0 | 810.9444 | 0 | 810.9444 | 0 | 637.039 | 12.6217 | 810.9444 | 0 | 810.7448 | -0.019179 | 945.5791 | 0.027503 | 810.7448 | 6.1435 | 945.204 | 0 | 945.5791 | 4.6185 | 799.8853 | 0.016862
|  | 811.1824 | 0.013371 | 810.9828 | -0.012612 | 634.587 | 0.010126 | 811.1824 | -0.001274 | 810.9828 | 0.013377 | 802.0568 | 0 | 810.9828 | 0.015654 | 637.159 | 0.0002429 | 811.1824 | 0.02535 | 811.1824 | -0.021843 | 811.1824 | 0.0010826 | 811.1824 | 0.00041291 | 811.1824 | 0 | 811.1824 | 0.010588 | 637.159 | 12.3907 | 811.1824 | 0.012892 | 810.9828 | 0.0090065 | 945.7474 | 0.022919 | 810.9828 | 6.1321 | 945.373 | 0.0007506 | 945.7474 | 4.6203 | 800.1173 | 0.020067
|  | 811.4204 | -0.013718 | 811.2209 | -0.014046 | 634.7078 | 0 | 811.4204 | -0.04087 | 811.2209 | -0.049448 | 802.2925 | 0 | 811.2209 | -0.039466 | 637.279 | 0.00047537 | 811.4204 | 0 | 811.4204 | 0.013105 | 811.4204 | 0 | 811.4204 | 0 | 811.4204 | 0 | 811.4204 | 0 | 637.279 | 12.2004 | 811.4204 | 0 | 811.2209 | -0.012879 | 945.9156 | 0.017292 | 811.2209 | 6.185 | 945.542 | 0 | 945.9156 | 4.6224 | 800.3493 | 0.012449
|  | 811.6584 | 0.013846 | 811.4589 | -0.013253 | 634.8286 | 0.018723 | 811.6584 | -0.020804 | 811.4589 | -0.023125 | 802.5283 | 0 | 811.4589 | 0.011924 | 637.399 | 0.00023284 | 811.6584 | 0.0092656 | 811.6584 | 0.019557 | 811.6584 | 0.0034601 | 811.6584 | 0.0012108 | 811.6584 | 0.0003877 | 811.6584 | 0.023025 | 637.399 | 12.04 | 811.6584 | 0.0071705 | 811.4589 | 0.0030053 | 946.0838 | 0.023782 | 811.4589 | 6.136 | 945.711 | 0.0009651 | 946.0838 | 4.6169 | 800.5813 | 0.01519
|  | 811.8964 | -0.0086847 | 811.697 | -0.022438 | 634.9494 | 0 | 811.8964 | 0.00050431 | 811.697 | -0.04298 | 802.764 | 0 | 811.697 | -0.027924 | 637.5191 | 0.00045786 | 811.8964 | 0 | 811.8964 | -0.040443 | 811.8964 | 0 | 811.8964 | 0 | 811.8964 | 0 | 811.8964 | 0 | 637.5191 | 11.89 | 811.8964 | 0 | 811.697 | -0.0033491 | 946.2521 | 0.018925 | 811.697 | 6.172 | 945.88 | 0 | 946.2521 | 4.6133 | 800.8134 | 0.01951
|  | 812.1345 | 0.015722 | 811.9351 | -0.014428 | 635.0702 | 0.018723 | 812.1345 | -0.0059783 | 811.9351 | 0.0097258 | 802.9998 | 0 | 811.9351 | 0.015556 | 637.6391 | 0.00022558 | 812.1344 | 0.024745 | 812.1344 | 0.030676 | 812.1344 | 0.0021618 | 812.1345 | 0.00048811 | 812.1344 | 0.00039427 | 812.1344 | 0.015671 | 637.6391 | 11.7241 | 812.1345 | 0.0044862 | 811.9351 | 0.0041922 | 946.4203 | 0.022329 | 811.9351 | 6.1586 | 946.049 | 0.00053624 | 946.4203 | 4.6033 | 801.0453 | 0.017095
|  | 812.3725 | -0.012496 | 812.1732 | -0.021857 | 635.191 | 0 | 812.3725 | -0.037061 | 812.1732 | -0.0668 | 803.2356 | 0 | 812.1732 | -0.031855 | 637.7591 | 0.00045841 | 812.3725 | 0 | 812.3725 | -0.015156 | 812.3725 | 0 | 812.3725 | 0 | 812.3725 | 0 | 812.3725 | 0 | 637.7591 | 11.5466 | 812.3725 | 0 | 812.1732 | -0.00748 | 946.5885 | 0.022329 | 812.1732 | 6.1729 | 946.2179 | 0 | 946.5885 | 4.5979 | 801.2774 | 0.019046
|  | 812.6105 | 0.010048 | 812.4113 | -0.011897 | 635.3118 | 0.014425 | 812.6105 | 0.0043132 | 812.4113 | 0.010435 | 803.4714 | 0 | 812.4113 | 0.015868 | 637.8791 | 0.00023452 | 812.6105 | 0.0030948 | 812.6105 | 0.010639 | 812.6105 | 0.0041242 | 812.6105 | 0.0021087 | 812.6105 | 0.0043342 | 812.6105 | 0.0099305 | 637.8791 | 11.3625 | 812.6105 | 0.0086636 | 812.4113 | 0.0047232 | 946.7568 | 0.021376 | 812.4113 | 6.1727 | 946.3869 | 0.0007506 | 946.7568 | 4.5908 | 801.5094 | 0.015515
|  | 812.8486 | 0.0020498 | 812.6494 | 0.0008165 | 635.4327 | 0 | 812.8486 | -0.0061211 | 812.6494 | -0.058348 | 803.7072 | 0 | 812.6494 | -0.029665 | 637.9991 | 0.00046885 | 812.8486 | 0 | 812.8486 | -0.020279 | 812.8486 | 0 | 812.8486 | 0 | 812.8486 | 0 | 812.8486 | 0 | 637.9991 | 11.1771 | 812.8486 | 0 | 812.6494 | -0.017379 | 946.925 | 0.021376 | 812.6494 | 6.1228 | 946.556 | 0 | 946.925 | 4.59 | 801.7415 | 0.012171
|  | 813.0867 | -0.0058034 | 812.8875 | 0.025651 | 635.5535 | 0.01089 | 813.0867 | -0.0041204 | 812.8875 | 0.026901 | 803.943 | 0 | 812.8875 | 0.02049 | 638.1192 | 0.00023601 | 813.0866 | 0.027757 | 813.0866 | 0.012145 | 813.0866 | 0.00636 | 813.0867 | 0.0041996 | 813.0866 | 0.0052172 | 813.0866 | 0.012105 | 638.1192 | 10.9571 | 813.0867 | 0.0076558 | 812.8875 | 0.009491 | 947.0932 | 0.020922 | 812.8875 | 6.1268 | 946.725 | 0.0007506 | 947.0932 | 4.5852 | 801.9735 | 0.012124
|  | 813.3247 | -0.011378 | 813.1256 | -0.0023494 | 635.6744 | 0 | 813.3247 | -0.020177 | 813.1256 | -0.054474 | 804.1788 | 0 | 813.1256 | -0.037716 | 638.2392 | 0.00045804 | 813.3247 | 0 | 813.3247 | -0.01327 | 813.3247 | 0 | 813.3247 | 0 | 813.3247 | 0 | 813.3247 | 0 | 638.2392 | 10.7654 | 813.3247 | 0 | 813.1256 | -0.02586 | 947.2615 | 0.021467 | 813.1256 | 6.1592 | 946.894 | 0 | 947.2615 | 4.5833 | 802.2056 | 0.010452
|  | 813.5628 | 0.012492 | 813.3638 | 0.022914 | 635.7952 | 0.013087 | 813.5628 | 0.028511 | 813.3638 | 0.00084118 | 804.4146 | 0 | 813.3638 | 0.021297 | 638.3592 | 0.00022427 | 813.5628 | 0.022696 | 813.5628 | 0.02847 | 813.5628 | 0.0042189 | 813.5628 | 0.0026342 | 813.5628 | 0.00797 | 813.5628 | 0.017186 | 638.3592 | 10.5755 | 813.5628 | 0.0083578 | 813.3638 | 0.011385 | 947.4297 | 0.024916 | 813.3638 | 6.1517 | 947.063 | 0.0007506 | 947.4297 | 4.5773 | 802.4376 | 0.014168
|  | 813.8009 | 0.010023 | 813.6019 | -0.028719 | 635.9161 | 0 | 813.8009 | -0.026248 | 813.6019 | -0.064265 | 804.6505 | 0 | 813.6019 | -0.030581 | 638.4793 | 0.00044835 | 813.8009 | 0 | 813.8009 | -0.0037599 | 813.8009 | 0 | 813.8009 | 0 | 813.8009 | 0 | 813.8009 | 0 | 638.4793 | 10.4152 | 813.8009 | 0 | 813.6019 | -0.012285 | 947.598 | 0.026323 | 813.6019 | 6.12 | 947.232 | 0 | 947.598 | 4.5773 | 802.6697 | 0.010638
|  | 814.039 | 0.01068 | 813.84 | 0.0024546 | 636.037 | 0.0071227 | 814.039 | -0.0055517 | 813.84 | 0.01255 | 804.8862 | 0 | 813.84 | 0.017968 | 638.5993 | 0.00022818 | 814.039 | 0.020011 | 814.039 | 0.022914 | 814.039 | 0.0030922 | 814.039 | 0.0029731 | 814.039 | 0 | 814.039 | 0.0079503 | 638.5993 | 10.2143 | 814.039 | 0.0062986 | 813.84 | 0.017294 | 947.7662 | 0.030226 | 813.84 | 6.0671 | 947.401 | 0.0007506 | 947.7662 | 4.5771 | 802.9018 | 0.015422
|  | 814.2771 | -0.026967 | 814.0782 | -0.021796 | 636.1578 | 0 | 814.2771 | 0.0029578 | 814.0782 | -0.062232 | 805.1221 | 0 | 814.0782 | -0.036828 | 638.7193 | 0.00047965 | 814.2771 | 0 | 814.2771 | -0.010819 | 814.2771 | 0 | 814.2771 | 0 | 814.2771 | 0 | 814.2771 | 0 | 638.7193 | 10.0324 | 814.2771 | 0 | 814.0782 | -0.013072 | 947.9345 | 0.026868 | 814.0782 | 6.1165 | 947.57 | 0 | 947.9345 | 4.5829 | 803.1339 | 0.016769
|  | 814.5152 | 0.025151 | 814.3164 | 0.032909 | 636.2787 | 0.017386 | 814.5152 | -0.0058914 | 814.3164 | 0.030906 | 805.358 | 0 | 814.3164 | 0.025749 | 638.8394 | 0.00025594 | 814.5152 | 0.020793 | 814.5152 | 0.011141 | 814.5152 | 0.0041635 | 814.5152 | 0.0033283 | 814.5152 | 0.0058822 | 814.5152 | 0.016957 | 638.8394 | 9.8335 | 814.5152 | 0.010518 | 814.3164 | 0.018389 | 948.1027 | 0.033857 | 814.3164 | 6.016 | 947.739 | 0.0007506 | 948.1027 | 4.587 | 803.366 | 0.01584
|  | 814.7534 | -0.011266 | 814.5545 | -0.031281 | 636.3996 | 0 | 814.7534 | -0.032337 | 814.5545 | -0.06416 | 805.5938 | 0 | 814.5545 | -0.031586 | 638.9594 | 0.00049958 | 814.7533 | 0 | 814.7533 | -0.030631 | 814.7533 | 0 | 814.7534 | 0 | 814.7533 | 0 | 814.7533 | 0 | 638.9594 | 9.6457 | 814.7534 | 0 | 814.5545 | -0.025453 | 948.271 | 0.027367 | 814.5545 | 6.0381 | 947.9081 | 0 | 948.271 | 4.5939 | 803.5981 | 0.016769
|  | 814.9915 | 0.0066581 | 814.7927 | 0.052591 | 636.5205 | 0.01987 | 814.9915 | 0.032724 | 814.7927 | 0.015572 | 805.8297 | 0 | 814.7927 | 0.022586 | 639.0795 | 0.00024681 | 814.9915 | 0.026776 | 814.9915 | 0.0023794 | 814.9915 | 0.0092378 | 814.9915 | 0.0042424 | 814.9915 | 0.005531 | 814.9915 | 0.021692 | 639.0795 | 9.4246 | 814.9915 | 0.0092941 | 814.7927 | 0.017237 | 948.4392 | 0.021376 | 814.7927 | 6.0018 | 948.0771 | 0.00053624 | 948.4392 | 4.5969 | 803.8302 | 0.0094299
|  | 815.2296 | 0.012677 | 815.0309 | -0.015235 | 636.6414 | 0 | 815.2296 | -0.018504 | 815.0309 | -0.049043 | 806.0656 | 0 | 815.0309 | -0.03366 | 639.1995 | 0.00048915 | 815.2296 | 0 | 815.2296 | -0.014565 | 815.2296 | 0 | 815.2296 | 0 | 815.2296 | 0 | 815.2296 | 0 | 639.1995 | 9.2215 | 815.2296 | 0 | 815.0309 | -0.014202 | 948.6075 | 0.021149 | 815.0309 | 5.9861 | 948.2461 | 0 | 948.6075 | 4.6008 | 804.0623 | 0.02671
|  | 815.4678 | 0.017947 | 815.2691 | 0.004244 | 636.7624 | 0.0059632 | 815.4678 | 0.003411 | 815.2691 | 0.054355 | 806.3015 | 0 | 815.2691 | 0.021634 | 639.3196 | 0.00024327 | 815.4678 | 0.022702 | 815.4678 | 0.019596 | 815.4678 | 0.0066446 | 815.4678 | 0.0018234 | 815.4678 | 0.0037777 | 815.4678 | 0.020938 | 639.3196 | 8.9986 | 815.4678 | 0.012054 | 815.2691 | 0.020229 | 948.7757 | 0.028819 | 815.2691 | 5.9311 | 948.4151 | 0.0007506 | 948.7757 | 4.598 | 804.2945 | 0.017884
|  | 815.7059 | -0.011422 | 815.5073 | -0.010191 | 636.8833 | 0 | 815.7059 | -0.013359 | 815.5073 | -0.090836 | 806.5374 | 0 | 815.5073 | -0.030549 | 639.4396 | 0.00045879 | 815.7059 | 0 | 815.7059 | 0.036058 | 815.7059 | 0 | 815.7059 | 0 | 815.7059 | 0 | 815.7059 | 0 | 639.4396 | 8.81 | 815.7059 | 0 | 815.5073 | -0.016275 | 948.944 | 0.021558 | 815.5073 | 5.8967 | 948.5842 | 0 | 948.944 | 4.6001 | 804.5266 | 0.014865
|  | 815.9441 | 0.027155 | 815.7455 | 0.0087884 | 637.0042 | 0.018341 | 815.9441 | 0.010165 | 815.7455 | 0.013015 | 806.7733 | 0 | 815.7455 | 0.016448 | 639.5597 | 0.00021682 | 815.9441 | 0.0068646 | 815.9441 | 0.017015 | 815.9441 | 0.0042976 | 815.9441 | 0.002149 | 815.9441 | 0.0079284 | 815.9441 | 0.017108 | 639.5597 | 8.6228 | 815.9441 | 0.0083475 | 815.7455 | 0.026471 | 949.1122 | 0.022602 | 815.7455 | 5.8934 | 948.7532 | 0.0007506 | 949.1122 | 4.6004 | 804.7587 | 0.026199
|  | 816.1823 | -0.0012734 | 815.9837 | -0.021846 | 637.1252 | 0 | 816.1823 | -0.034675 | 815.9837 | -0.029753 | 807.0092 | 0 | 815.9837 | -0.030599 | 639.6797 | 0.00044109 | 816.1822 | 0 | 816.1822 | -0.028869 | 816.1822 | 0 | 816.1823 | 0 | 816.1822 | 0 | 816.1822 | 0 | 639.6797 | 8.4581 | 816.1822 | 0 | 815.9837 | -0.014764 | 949.2805 | 0.029364 | 815.9837 | 5.8628 | 948.9222 | 0 | 949.2805 | 4.6048 | 804.9909 | 0.011009
|  | 816.4204 | 0.013128 | 816.2219 | -0.0046861 | 637.2461 | 0.014042 | 816.4204 | 0.00088356 | 816.2219 | -0.0044233 | 807.2451 | 0 | 816.2219 | 0.01355 | 639.7998 | 0.00022688 | 816.4204 | 0.016362 | 816.4204 | 0.031879 | 816.4204 | 0.0026786 | 816.4204 | 0.0018043 | 816.4204 | 0.0042594 | 816.4204 | 0.0053337 | 639.7998 | 8.2545 | 816.4204 | 0.0099423 | 816.2219 | 0.014709 | 949.4487 | 0.02419 | 816.2219 | 5.8088 | 949.0913 | 0.0007506 | 949.4487 | 4.6043 | 805.2231 | 0.028429
|  | 816.6586 | -0.016556 | 816.4601 | -0.02035 | 637.3671 | 0 | 816.6586 | -0.016867 | 816.4601 | -0.03987 | 807.481 | 0 | 816.4601 | -0.028403 | 639.9198 | 0.00047872 | 816.6586 | 0 | 816.6586 | 0.00012518 | 816.6586 | 0 | 816.6586 | 0 | 816.6586 | 0 | 816.6586 | 0 | 639.9198 | 8.0572 | 816.6586 | 0 | 816.4601 | -0.014305 | 949.617 | 0.023056 | 816.4601 | 5.7465 | 949.2603 | 0 | 949.617 | 4.6089 | 805.4552 | 0.023087
|  | 816.8969 | 0.0080124 | 816.6984 | -0.026838 | 637.4881 | 0.0061289 | 816.8969 | -0.0080994 | 816.6984 | 0.0041933 | 807.7169 | 0 | 816.6984 | 0.010613 | 640.0399 | 0.00025463 | 816.8968 | 0.0079472 | 816.8968 | 0.042908 | 816.8968 | 0 | 816.8969 | 0.00029411 | 816.8968 | 0.0055216 | 816.8968 | 0.012795 | 640.0399 | 7.8497 | 816.8968 | 0.0075343 | 816.6984 | 0.011424 | 949.7853 | 0.021149 | 816.6984 | 5.7227 | 949.4294 | 0.0007506 | 949.7853 | 4.6151 | 805.6874 | 0.017931
|  | 817.135 | -0.016122 | 816.9366 | 0.012667 | 637.6091 | 0 | 817.135 | -0.050535 | 816.9366 | -0.0711 | 807.9529 | 0 | 816.9366 | -0.031234 | 640.1599 | 0.00050386 | 817.135 | 0 | 817.135 | -0.012471 | 817.135 | 0 | 817.135 | 0 | 817.135 | 0 | 817.135 | 0 | 640.1599 | 7.6725 | 817.135 | 0 | 816.9366 | -0.016186 | 949.9535 | 0.015567 | 816.9366 | 5.6685 | 949.5984 | 0 | 949.9535 | 4.6273 | 805.9196 | 0.016676
|  | 817.3732 | 0.025023 | 817.1749 | 0.0083265 | 637.7301 | 0.014425 | 817.3732 | 0.006028 | 817.1749 | 0.014467 | 808.1888 | 0 | 817.1749 | 0.014811 | 640.28 | 0.00025147 | 817.3732 | 0.024761 | 817.3732 | -0.0074115 | 817.3732 | 0.0024179 | 817.3732 | 0.0027598 | 817.3732 | 0.0056995 | 817.3732 | 0.01248 | 640.28 | 7.4775 | 817.3732 | 0.0055357 | 817.1749 | 0.021381 | 950.1218 | 0.023782 | 817.1749 | 5.5961 | 949.7675 | 0.00053624 | 950.1218 | 4.6359 | 806.1518 | 0.01872
|  | 817.6115 | 0.0037345 | 817.4131 | -0.048614 | 637.8511 | 0 | 817.6115 | -0.014932 | 817.4131 | -0.046842 | 808.4248 | 0 | 817.4131 | -0.029165 | 640.4 | 0.00048133 | 817.6115 | 0 | 817.6115 | -0.028883 | 817.6115 | 0 | 817.6115 | 0 | 817.6115 | 0 | 817.6115 | 0 | 640.4 | 7.3059 | 817.6114 | 0 | 817.4131 | -0.022399 | 950.2901 | 0.017564 | 817.4131 | 5.5214 | 949.9365 | 0 | 950.2901 | 4.6452 | 806.384 | 0.01152
|  | 817.8497 | 0.012408 | 817.6514 | 0.013324 | 637.9721 | 0.0066257 | 817.8497 | -0.019226 | 817.6514 | 0.023572 | 808.6608 | 0 | 817.6514 | 0.022038 | 640.5201 | 0.00023284 | 817.8497 | 0.034992 | 817.8497 | 0.036626 | 817.8497 | 0.0059077 | 817.8497 | 0.0044575 | 817.8497 | 0.0028203 | 817.8497 | 0.013621 | 640.5201 | 7.1132 | 817.8497 | 0.0090475 | 817.6514 | 0.021381 | 950.4583 | 0.023373 | 817.6514 | 5.4882 | 950.1056 | 0.00032174 | 950.4583 | 4.6449 | 806.6161 | 0.010127
|  | 818.088 | -0.0092825 | 817.8897 | -0.02299 | 638.0931 | 0 | 818.088 | -0.026033 | 817.8897 | -0.04563 | 808.8967 | 0 | 817.8897 | -0.032435 | 640.6402 | 0.00046754 | 818.0879 | 0 | 818.0879 | -0.0010443 | 818.0879 | 0 | 818.088 | 0 | 818.0879 | 0 | 818.0879 | 0 | 640.6402 | 6.936 | 818.0879 | 0 | 817.8897 | -0.017425 | 950.6266 | 0.025552 | 817.8897 | 5.4241 | 950.2746 | 0 | 950.6266 | 4.6444 | 806.8484 | 0.018395
|  | 818.3262 | 0.025214 | 818.128 | 0.010756 | 638.2141 | 0.0081166 | 818.3262 | 0.010061 | 818.128 | 0.001236 | 809.1327 | 0 | 818.128 | 0.022758 | 640.7603 | 0.00023768 | 818.3262 | 0.0050402 | 818.3262 | 0.028862 | 818.3262 | 0.0033456 | 818.3262 | 0.002532 | 818.3262 | 0.0057007 | 818.3262 | 0.018273 | 640.7603 | 6.7591 | 818.3262 | 0.0051302 | 818.128 | 0.023417 | 950.7949 | 0.023963 | 818.128 | 5.3508 | 950.4437 | 0.0007506 | 950.7949 | 4.637 | 807.0806 | 0.019417
|  | 818.5645 | -0.024989 | 818.3663 | -0.020895 | 638.3352 | 0 | 818.5645 | -0.019257 | 818.3663 | -0.084726 | 809.3687 | 0 | 818.3663 | -0.026172 | 640.8803 | 0.00046456 | 818.5645 | 0 | 818.5645 | -0.031694 | 818.5645 | 0 | 818.5645 | 0 | 818.5645 | 0 | 818.5645 | 0 | 640.8803 | 6.5989 | 818.5644 | 0 | 818.3663 | -0.016143 | 950.9631 | 0.024826 | 818.3663 | 5.3535 | 950.6128 | 0 | 950.9631 | 4.6311 | 807.3128 | 0.0084079
|  | 818.8027 | 0.01215 | 818.6046 | -0.0020741 | 638.4562 | 0.01538 | 818.8027 | -0.018864 | 818.6046 | 0.0054133 | 809.6047 | 0 | 818.6046 | 0.020403 | 641.0004 | 0.00023023 | 818.8027 | 0.015858 | 818.8027 | 0.00047241 | 818.8027 | 0.0052344 | 818.8027 | 0.0006122 | 818.8027 | 0.0014948 | 818.8027 | 0.0095415 | 641.0004 | 6.4353 | 818.8027 | 0.0058597 | 818.6046 | 0.017077 | 951.1314 | 0.020605 | 818.6046 | 5.2984 | 950.7818 | 0.0007506 | 951.1314 | 4.6185 | 807.545 | 0.016537
|  | 819.041 | 0.00073314 | 818.8429 | -0.032135 | 638.5773 | 0 | 819.041 | -0.016197 | 818.8429 | -0.092563 | 809.8407 | 0 | 818.8429 | -0.032598 | 641.1205 | 0.00046791 | 819.041 | 0 | 819.041 | -0.046957 | 819.041 | 0 | 819.041 | 0 | 819.041 | 0 | 819.041 | 0 | 641.1205 | 6.2787 | 819.041 | 0 | 818.8429 | -0.022195 | 951.2997 | 0.026959 | 818.8429 | 5.1938 | 950.9509 | 0 | 951.2997 | 4.6074 | 807.7773 | 0.018024
|  | 819.2793 | -0.0061706 | 819.0812 | 0.0096943 | 638.6983 | 0.0086135 | 819.2793 | -0.016983 | 819.0812 | 0.020309 | 810.0767 | 0 | 819.0812 | 0.025188 | 641.2405 | 0.0002863 | 819.2793 | 0.022124 | 819.2793 | 0.021983 | 819.2793 | 0.0039486 | 819.2793 | 0.0010148 | 819.2793 | 0.0039852 | 819.2793 | 0.024115 | 641.2405 | 6.0823 | 819.2793 | 0.0061902 | 819.0812 | -0.00046354 | 951.4679 | 0.024916 | 819.0812 | 5.1187 | 951.12 | 0.0007506 | 951.4679 | 4.5957 | 808.0096 | 0.014772
|  | 819.5176 | 0.022733 | 819.3195 | 0.0021279 | 638.8194 | 0 | 819.5176 | 0.013668 | 819.3195 | 0.016321 | 810.3127 | 0 | 819.3195 | 0.022468 | 641.3606 | 0.00033957 | 819.5176 | 0.0093577 | 819.5176 | 0.0017471 | 819.5176 | 0.0044575 | 819.5176 | 0.0012371 | 819.5176 | 0.0058896 | 819.5176 | 0.011921 | 641.3606 | 5.8721 | 819.5176 | 0.0057745 | 819.3195 | 0.022399 | 951.6362 | 0.028547 | 819.3195 | 4.9746 | 951.289 | 0.00028599 | 951.6362 | 4.5884 | 808.2418 | 0.016723
|  | 819.7559 | -0.010076 | 819.5578 | -0.014322 | 638.9405 | 0.011272 | 819.7559 | -0.015397 | 819.5578 | -0.056929 | 810.5488 | 0 | 819.5578 | -0.029839 | 641.4807 | 0.00016057 | 819.7559 | 0 | 819.7559 | -0.0035103 | 819.7559 | 0 | 819.7559 | 0 | 819.7559 | 0 | 819.7559 | 0 | 641.4807 | 5.6782 | 819.7559 | 0 | 819.5578 | -0.016366 | 951.8045 | 0.019879 | 819.5578 | 4.9261 | 951.4581 | 0 | 951.8045 | 4.5834 | 808.4741 | 0.008315
|  | 819.9942 | 0.010504 | 819.7962 | 0.010074 | 639.0616 | 0 | 819.9942 | 0.010739 | 819.7962 | 0.044159 | 810.7849 | 0 | 819.7962 | 0.020512 | 641.6008 | 0.00015963 | 819.9942 | 0.0052894 | 819.9942 | -0.027658 | 819.9942 | 0.0012132 | 819.9942 | 0.0017434 | 819.9942 | 0.0045343 | 819.9942 | 0.011824 | 641.6008 | 5.5137 | 819.9942 | 0.0086953 | 819.7962 | 0.014241 | 951.9728 | 0.026006 | 819.7962 | 4.768 | 951.6272 | 0.00028599 | 951.9728 | 4.5784 | 808.7064 | 0.023505
|  | 820.2325 | -0.0075714 | 820.0345 | -0.033907 | 639.1826 | 0.0097437 | 820.2325 | -0.025344 | 820.0345 | -0.047391 | 811.0209 | 0 | 820.0345 | -0.031786 | 641.7209 | 0.00015088 | 820.2325 | 0 | 820.2325 | -0.00020266 | 820.2325 | 0 | 820.2325 | 0 | 820.2325 | 0 | 820.2325 | 0 | 641.7209 | 5.3787 | 820.2325 | 0 | 820.0345 | -0.018539 | 952.1411 | 0.018018 | 820.0345 | 4.7145 | 951.7963 | 0.00010725 | 952.1411 | 4.574 | 808.9387 | 0.015469
|  | 820.4708 | 0.013403 | 820.2729 | -0.0053525 | 639.3038 | 0 | 820.4708 | 0.013764 | 820.2729 | 0.011862 | 811.257 | 0 | 820.2729 | 0.019197 | 641.841 | 0.00014473 | 820.4708 | 0.0095724 | 820.4708 | -0.0032457 | 820.4708 | 0.0021512 | 820.4708 | 0.0011978 | 820.4708 | 0.00097882 | 820.4708 | 0.008279 | 641.841 | 5.2229 | 820.4708 | 0.0091428 | 820.2729 | 0.0014963 | 952.3093 | 0.020106 | 820.2729 | 4.6156 | 951.9653 | 7.1499e-05 | 952.3093 | 4.5642 | 809.1709 | 0.019649
|  | 820.7092 | -0.0046176 | 820.5112 | -0.036405 | 639.4249 | 0.013947 | 820.7092 | -0.040052 | 820.5112 | -0.073186 | 811.493 | 0 | 820.5112 | -0.035559 | 641.9611 | 0.00014268 | 820.7092 | 0 | 820.7092 | -0.011548 | 820.7092 | 0 | 820.7092 | 0 | 820.7092 | 0 | 820.7092 | 0 | 641.9611 | 5.0917 | 820.7092 | 0 | 820.5112 | -0.022806 | 952.4776 | 0.021694 | 820.5112 | 4.5341 | 952.1344 | 0.00010725 | 952.4776 | 4.555 | 809.4032 | 0.0051562
|  | 820.9475 | 0.0057893 | 820.7496 | 0.027777 | 639.546 | 0 | 820.9475 | -0.0013782 | 820.7496 | 0.020504 | 811.7291 | 0 | 820.7496 | 0.017348 | 642.0811 | 0.00014082 | 820.9475 | 0.018502 | 820.9475 | 0.036639 | 820.9475 | 0.0047606 | 820.9475 | 0.0037051 | 820.9475 | 0.000884 | 820.9475 | 0.020002 | 642.0811 | 4.9513 | 820.9475 | 0.010753 | 820.7496 | 0.023417 | 952.6459 | 0.026505 | 820.7496 | 4.4407 | 952.3035 | 0.00028599 | 952.6459 | 4.5416 | 809.6355 | 0.02016
|  | 821.1859 | 0.010033 | 820.988 | -0.039906 | 639.6671 | 0.017195 | 821.1859 | -0.012543 | 820.988 | -0.086296 | 811.9651 | 0 | 820.988 | -0.032478 | 642.2012 | 0.00013523 | 821.1859 | 0 | 821.1859 | -0.0042153 | 821.1859 | 0 | 821.1859 | 0 | 821.1859 | 0 | 821.1859 | 0 | 642.2012 | 4.8068 | 821.1858 | 0 | 820.988 | -0.022602 | 952.8142 | 0.024826 | 820.988 | 4.389 | 952.4726 | 0.00032174 | 952.8142 | 4.5325 | 809.8678 | 0.015376
|  | 821.4242 | 0.0021223 | 821.2264 | 0.0056186 | 639.7882 | 0 | 821.4242 | 0.0034601 | 821.2264 | 0.033762 | 812.2013 | 0 | 821.2264 | 0.019315 | 642.3213 | 0.00013412 | 821.4242 | 0.019023 | 821.4242 | 0.03415 | 821.4242 | 0.0054917 | 821.4242 | 0.0010523 | 821.4242 | 0.0017706 | 821.4242 | 0.017759 | 642.3213 | 4.6493 | 821.4242 | 0.0079487 | 821.2264 | 0.0082513 | 952.9825 | 0.028411 | 821.2264 | 4.2448 | 952.6417 | 7.1499e-05 | 952.9825 | 4.5218 | 810.1002 | 0.010638
|  | 821.6626 | -0.0099321 | 821.4647 | -0.038113 | 639.9094 | 0.0087791 | 821.6626 | -0.018568 | 821.4647 | -0.075957 | 812.4374 | 0 | 821.4647 | -0.029923 | 642.4414 | 0.00014306 | 821.6626 | 0 | 821.6626 | -0.0095939 | 821.6626 | 0 | 821.6626 | 0 | 821.6626 | 0 | 821.6626 | 0 | 642.4414 | 4.5209 | 821.6626 | 0 | 821.4647 | -0.019635 | 953.1508 | 0.016838 | 821.4647 | 4.1876 | 952.8108 | 0.00032174 | 953.1508 | 4.5156 | 810.3325 | 0.013611
|  | 821.9009 | 0.00011083 | 821.7031 | -0.0036272 | 640.0305 | 0 | 821.9009 | 0.0011801 | 821.7031 | 0.02506 | 812.6735 | 0 | 821.7031 | 0.025976 | 642.5615 | 0.00013523 | 821.901 | 0.010305 | 821.901 | 0.022021 | 821.901 | 0.0016628 | 821.9009 | 0.0010532 | 821.901 | 0.002325 | 821.901 | 0.009423 | 642.5615 | 4.3977 | 821.9009 | 0.011034 | 821.7032 | 0.010683 | 953.3191 | 0.022012 | 821.7031 | 4.0504 | 952.9799 | 0 | 953.3191 | 4.51 | 810.5648 | 0.0144
|  | 822.1393 | 0.0055835 | 821.9416 | -0.028641 | 640.1517 | 0.0071227 | 822.1393 | -0.018506 | 821.9416 | -0.065013 | 812.9096 | 0 | 821.9416 | -0.035109 | 642.6816 | 0.0001371 | 822.1394 | 0 | 822.1394 | 0.0023638 | 822.1394 | 0 | 822.1393 | 0 | 822.1394 | 0 | 822.1394 | 0 | 642.6816 | 4.2882 | 822.1393 | 0 | 821.9416 | -0.01762 | 953.4873 | 0.011392 | 821.9416 | 3.9379 | 953.149 | 0.00010725 | 953.4873 | 4.5098 | 810.7971 | 0.006875
|  | 822.3777 | 0.021501 | 822.18 | 0.02504 | 640.2729 | 0 | 822.3777 | -0.0095585 | 822.18 | 0.049684 | 813.1458 | 0 | 822.18 | 0.019756 | 642.8017 | 0.00013803 | 822.3777 | 0.02127 | 822.3777 | 0.014975 | 822.3777 | 0.0062981 | 822.3777 | 0.0025925 | 822.3777 | 0.0051399 | 822.3777 | 0.019079 | 642.8017 | 4.1543 | 822.3777 | 0.0099432 | 822.18 | 0.017813 | 953.6557 | 0.022829 | 822.18 | 3.8383 | 953.3181 | 0.00050049 | 953.6557 | 4.5042 | 811.0295 | 0.018163
|  | 822.6161 | -0.0081719 | 822.4184 | -0.036127 | 640.3941 | 0.010126 | 822.6161 | -0.036492 | 822.4184 | -0.042544 | 813.3818 | 0 | 822.4184 | -0.028406 | 642.9218 | 0.00016131 | 822.6161 | 0 | 822.6161 | -0.0031546 | 822.6161 | 0 | 822.6161 | 0 | 822.6161 | 0 | 822.6161 | 0 | 642.9218 | 4.0328 | 822.6161 | 0 | 822.4184 | -0.0090278 | 953.8239 | 0.025279 | 822.4184 | 3.8045 | 953.4872 | 0.00032174 | 953.8239 | 4.4993 | 811.2618 | 0.015376
|  | 822.8546 | 0.0090247 | 822.6568 | 0.019066 | 640.5153 | 0 | 822.8546 | 0.0053538 | 822.6568 | -0.012177 | 813.618 | 0 | 822.6568 | 0.018837 | 643.0419 | 0.00016057 | 822.8546 | 0.012522 | 822.8546 | -0.0028844 | 822.8546 | 0.0038105 | 822.8546 | 0.0025709 | 822.8546 | 0.0050871 | 822.8546 | 0.017444 | 643.0419 | 3.9091 | 822.8546 | 0.0089251 | 822.6568 | 0.01441 | 953.9922 | 0.0236 | 822.6568 | 3.6808 | 953.6563 | 0 | 953.9922 | 4.4895 | 811.4942 | 0.02815
|  | 823.093 | -0.0041975 | 822.8953 | -0.031812 | 640.6364 | 0.012801 | 823.093 | -0.018156 | 822.8953 | -0.053565 | 813.8541 | 0 | 822.8953 | -0.033791 | 643.1621 | 0.00016485 | 823.093 | 0 | 823.093 | -0.041406 | 823.093 | 0 | 823.093 | 0 | 823.093 | 0 | 823.093 | 0 | 643.1621 | 3.8158 | 823.093 | 0 | 822.8953 | -0.0029122 | 954.1605 | 0.023282 | 822.8953 | 3.6024 | 953.8254 | 0.00010725 | 954.1605 | 4.4834 | 811.7266 | 0.015051
|  | 823.3314 | 0.010773 | 823.1337 | -0.00048212 | 640.7577 | 0 | 823.3314 | 0.026158 | 823.1337 | 0.025937 | 814.0903 | 0 | 823.1337 | 0.021146 | 643.2822 | 0.00013523 | 823.3314 | 0.023969 | 823.3314 | 0.01439 | 823.3314 | 0.0040561 | 823.3314 | 0.0028627 | 823.3314 | 0.0094125 | 823.3314 | 0.022159 | 643.2822 | 3.713 | 823.3314 | 0.0072214 | 823.1337 | 0.018622 | 954.3288 | 0.022738 | 823.1337 | 3.5103 | 953.9945 | 7.1499e-05 | 954.3288 | 4.4714 | 811.9589 | 0.021322
|  | 823.5698 | -0.014402 | 823.3722 | -0.031148 | 640.8789 | 0.00099385 | 823.5698 | -0.019445 | 823.3722 | -0.038239 | 814.3265 | 0 | 823.3722 | -0.034265 | 643.4023 | 0.00015479 | 823.5698 | 0 | 823.5698 | -0.012806 | 823.5698 | 0 | 823.5698 | 0 | 823.5698 | 0 | 823.5698 | 0 | 643.4023 | 3.6093 | 823.5698 | 0 | 823.3722 | -0.022806 | 954.4971 | 0.020015 | 823.3722 | 3.4143 | 954.1637 | 0.00032174 | 954.4971 | 4.4601 | 812.1914 | 0.013239
|  | 823.8083 | 0.010891 | 823.6106 | -0.0025371 | 641.0001 | 0 | 823.8083 | 0.016613 | 823.6106 | -0.0061991 | 814.5627 | 0 | 823.6106 | 0.020362 | 643.5224 | 0.00014268 | 823.8083 | 0.02208 | 823.8083 | 0.016202 | 823.8083 | 0.003832 | 823.8083 | 0.0014295 | 823.8083 | 0.0026659 | 823.8083 | 0.018656 | 643.5224 | 3.4863 | 823.8083 | 0.0083871 | 823.6106 | 0.020029 | 954.6654 | 0.032949 | 823.6106 | 3.3594 | 954.3328 | 0 | 954.6654 | 4.4464 | 812.4237 | 0.022111
|  | 824.0468 | -0.0014381 | 823.8491 | -0.035575 | 641.1213 | 0.0089448 | 824.0468 | -0.037785 | 823.8491 | -0.068017 | 814.7988 | 0 | 823.8491 | -0.036973 | 643.6425 | 0.00015088 | 824.0467 | 0 | 824.0467 | 0.0081222 | 824.0467 | 0 | 824.0468 | 0 | 824.0467 | 0 | 824.0467 | 0 | 643.6425 | 3.3879 | 824.0467 | 0 | 823.8491 | -0.033598 | 954.8337 | 0.01652 | 823.8491 | 3.2333 | 954.5019 | 0.00010725 | 954.8337 | 4.4364 | 812.6561 | 0.011009
|  | 824.2852 | 0.046824 | 824.0876 | 0.029792 | 641.2426 | 0 | 824.2852 | 0.002649 | 824.0876 | -0.013016 | 815.035 | 0 | 824.0876 | 0.025826 | 643.7626 | 0.00014604 | 824.2852 | 0.014522 | 824.2852 | -0.011681 | 824.2852 | 0.0064598 | 824.2852 | 0.0050655 | 824.2852 | 0.0086107 | 824.2852 | 0.024922 | 643.7626 | 3.3046 | 824.2852 | 0.012594 | 824.0876 | 0.013928 | 955.002 | 0.026641 | 824.0876 | 3.0926 | 954.671 | 7.1499e-05 | 955.002 | 4.4246 | 812.8886 | 0.012031
|  | 824.5237 | -0.014778 | 824.326 | -0.0057935 | 641.3638 | 0.0099348 | 824.5237 | -0.022437 | 824.326 | -0.031277 | 815.2712 | 0 | 824.326 | -0.033264 | 643.8827 | 0.00016224 | 824.5237 | 0 | 824.5237 | -0.040148 | 824.5237 | 0 | 824.5237 | 0 | 824.5237 | 0 | 824.5237 | 0 | 643.8827 | 3.2358 | 824.5237 | 0 | 824.326 | -0.014574 | 955.1703 | 0.020423 | 824.326 | 3.0158 | 954.8401 | 0.00032174 | 955.1703 | 4.4133 | 813.121 | 0.014911
|  | 824.7621 | 0.0052336 | 824.5645 | 0.014614 | 641.4851 | 0 | 824.7621 | 0.0071708 | 824.5645 | 0.061015 | 815.5074 | 0 | 824.5645 | 0.01988 | 644.0029 | 0.00016951 | 824.7621 | 0.024003 | 824.7621 | 0.0047832 | 824.7621 | 0.0050692 | 824.7621 | 0.002567 | 824.7621 | 0.0040137 | 824.7621 | 0.012015 | 644.0029 | 3.1658 | 824.7622 | 0.0094944 | 824.5645 | 0.021177 | 955.3386 | 0.026414 | 824.5645 | 2.9144 | 955.0093 | 0 | 955.3386 | 4.3966 | 813.3534 | 0.013936
|  | 825.0006 | 0.001108 | 824.803 | -0.019901 | 641.6064 | 0.0064601 | 825.0006 | -0.019706 | 824.803 | -0.053321 | 815.7437 | 0 | 824.803 | -0.030841 | 644.123 | 0.0001751 | 825.0006 | 0 | 825.0006 | -0.02528 | 825.0006 | 0 | 825.0006 | 0 | 825.0006 | 0 | 825.0006 | 0 | 644.123 | 3.0957 | 825.0006 | 0 | 824.803 | -0.017945 | 955.5069 | 0.019879 | 824.803 | 2.8686 | 955.1784 | 0.00010725 | 955.5069 | 4.3827 | 813.5858 | 0.0018634
|  | 825.2391 | 0.027504 | 825.0415 | 0.0035434 | 641.7276 | 0 | 825.2391 | 0.0019104 | 825.0415 | 0.028337 | 815.9799 | 0 | 825.0415 | 0.020399 | 644.2431 | 0.00015665 | 825.2391 | 0.011169 | 825.2391 | 0.0023178 | 825.2391 | 0.0029129 | 825.2391 | 0.0016777 | 825.2391 | 0.0052149 | 825.2391 | 0.014089 | 644.2431 | 3.009 | 825.2391 | 0.0055559 | 825.0415 | 0.0017843 | 955.6753 | 0.021603 | 825.0415 | 2.7393 | 955.3475 | 7.1499e-05 | 955.6753 | 4.3684 | 813.8182 | 0.016119
|  | 825.4776 | -0.013812 | 825.2801 | -0.032964 | 641.8489 | 0.011941 | 825.4776 | -0.0048292 | 825.2801 | -0.077361 | 816.2161 | 0 | 825.2801 | -0.035944 | 644.3632 | 0.00015777 | 825.4776 | 0 | 825.4776 | -0.026855 | 825.4776 | 0 | 825.4776 | 0 | 825.4776 | 0 | 825.4776 | 0 | 644.3632 | 2.9277 | 825.4776 | 0 | 825.28 | -0.012535 | 955.8436 | 0.016339 | 825.2801 | 2.6543 | 955.5167 | 0.00032174 | 955.8436 | 4.3599 | 814.0507 | 0.0085008
|  | 825.7161 | 0.025424 | 825.5186 | -0.010435 | 641.9702 | 0 | 825.7161 | -0.0098086 | 825.5186 | 0.032023 | 816.4523 | 0 | 825.5186 | 0.023892 | 644.4834 | 0.00015572 | 825.7161 | 0.017578 | 825.7161 | 0.06914 | 825.7161 | 0.0050722 | 825.7161 | 0.00062839 | 825.7161 | 0.0024579 | 825.7161 | 0.016451 | 644.4834 | 2.8294 | 825.7161 | 0.0065573 | 825.5186 | 0.0085098 | 956.0119 | 0.028547 | 825.5186 | 2.5726 | 955.6858 | 0 | 956.0119 | 4.354 | 814.2831 | 0.014122
|  | 825.9547 | -0.0018756 | 825.7571 | -0.015447 | 642.0915 | 0.014042 | 825.9547 | -0.023305 | 825.7571 | -0.030723 | 816.6886 | 0 | 825.7571 | -0.033055 | 644.6035 | 0.0001805 | 825.9547 | 0 | 825.9547 | -0.0079824 | 825.9547 | 0 | 825.9547 | 0 | 825.9547 | 0 | 825.9547 | 0 | 644.6035 | 2.7645 | 825.9547 | 0 | 825.7571 | -0.016322 | 956.1802 | 0.020332 | 825.7571 | 2.5103 | 955.855 | 0.00010725 | 956.1802 | 4.3521 | 814.5156 | 0.019231
|  | 826.1932 | 0.016677 | 825.9956 | 0.0045867 | 642.2128 | 0 | 826.1932 | -0.013213 | 825.9956 | 0.035388 | 816.9249 | 0 | 825.9956 | 0.02505 | 644.7236 | 0.00017081 | 826.1932 | 0.0032577 | 826.1932 | 0.044377 | 826.1932 | 0.0044966 | 826.1932 | 0.0019695 | 826.1932 | 0.004246 | 826.1932 | 0.025636 | 644.7236 | 2.6758 | 826.1932 | 0.010559 | 825.9956 | 0.011653 | 956.3485 | 0.02537 | 825.9956 | 2.4375 | 956.0241 | 7.1499e-05 | 956.3485 | 4.3513 | 814.7481 | 0.020114
|  | 826.4317 | 0.012758 | 826.2342 | -0.030361 | 642.3341 | 0.013087 | 826.4317 | -0.019526 | 826.2342 | -0.090382 | 817.1611 | 0 | 826.2342 | -0.038805 | 644.8438 | 0.00018683 | 826.4317 | 0 | 826.4317 | -0.02128 | 826.4317 | 0 | 826.4317 | 0 | 826.4317 | 0 | 826.4317 | 0 | 644.8438 | 2.6129 | 826.4317 | 0 | 826.2342 | -0.013228 | 956.5168 | 0.021694 | 826.2342 | 2.3744 | 956.1933 | 0 | 956.5168 | 4.3487 | 814.9805 | 0.013193
|  | 826.6703 | 0.0078555 | 826.4727 | -0.0055079 | 642.4555 | 0 | 826.6703 | 0.0096163 | 826.4727 | -0.0031483 | 817.3974 | 0 | 826.4727 | 0.019407 | 644.9639 | 0.00017044 | 826.6703 | 0.0042185 | 826.6703 | 0.020111 | 826.6703 | 0.0043572 | 826.6703 | 0.00043958 | 826.6703 | 0.0010807 | 826.6703 | 0.0098273 | 644.9639 | 2.5301 | 826.6703 | 0.00624 | 826.4727 | 0.022195 | 956.6851 | 0.023918 | 826.4727 | 2.2865 | 956.3624 | 0 | 956.6851 | 4.3362 | 815.213 | 0.022622
|  | 826.9088 | -0.012154 | 826.7113 | -0.048698 | 642.5768 | 0.01175 | 826.9088 | -0.011644 | 826.7113 | -0.057501 | 817.6337 | 0 | 826.7113 | -0.03378 | 645.084 | 0.00017435 | 826.9088 | 0 | 826.9088 | -0.029543 | 826.9088 | 0 | 826.9088 | 0 | 826.9088 | 0 | 826.9088 | 0 | 645.084 | 2.4643 | 826.9088 | 0 | 826.7113 | -0.0099227 | 956.8534 | 0.021558 | 826.7113 | 2.2408 | 956.5316 | 0.00032174 | 956.8534 | 4.3179 | 815.4455 | 0.011938
|  | 827.1474 | -0.0012826 | 826.9499 | 0.016968 | 642.6982 | 0 | 827.1474 | -0.010956 | 826.9499 | -0.0042035 | 817.87 | 0 | 826.9499 | 0.022241 | 645.2042 | 0.00013914 | 827.1474 | 0.01159 | 827.1474 | 0.032999 | 827.1474 | 0.0044929 | 827.1474 | 0.0025355 | 827.1474 | 0.0043061 | 827.1474 | 0.0082916 | 645.2042 | 2.3844 | 827.1474 | 0.01033 | 826.9499 | 0.0064504 | 957.0217 | 0.019062 | 826.9499 | 2.096 | 956.7007 | 0.00028599 | 957.0217 | 4.2929 | 815.678 | 0.016816
|  | 827.3859 | -0.002098 | 827.1884 | -0.0073286 | 642.8195 | 0.0084479 | 827.3859 | -0.01121 | 827.1884 | -0.059691 | 818.1063 | 0 | 827.1884 | -0.029249 | 645.3243 | 0.00011754 | 827.386 | 0 | 827.386 | -0.014511 | 827.386 | 0 | 827.3859 | 0 | 827.386 | 0 | 827.386 | 0 | 645.3243 | 2.3303 | 827.3859 | 0 | 827.1884 | -0.0090333 | 957.1901 | 0.033267 | 827.1884 | 2.0577 | 956.8699 | 0 | 957.1901 | 4.2704 | 815.9105 | 0.013518
|  | 827.6245 | 0.0041478 | 827.427 | 0.016336 | 642.9409 | 0 | 827.6245 | -0.0012239 | 827.427 | 0.0037839 | 818.3426 | 0 | 827.427 | 0.015939 | 645.4445 | 0.00010711 | 827.6245 | 0.011339 | 827.6245 | 0.08644 | 827.6245 | 0.0043861 | 827.6245 | 0.0023031 | 827.6245 | 0.00098367 | 827.6245 | 0.011827 | 645.4445 | 2.2615 | 827.6245 | 0.0071895 | 827.427 | 0.0062121 | 957.3584 | 0.023782 | 827.427 | 2.0063 | 957.039 | 0.00028599 | 957.3584 | 4.2472 | 816.143 | 0.019324
|  | 827.8631 | -0.029468 | 827.6656 | -0.025407 | 643.0622 | 0.021685 | 827.8631 | -0.023847 | 827.6656 | -0.017039 | 818.5789 | 0 | 827.6656 | -0.031913 | 645.5646 | 0.00012797 | 827.8631 | 0 | 827.8631 | -0.0030873 | 827.8631 | 0 | 827.8631 | 0 | 827.8631 | 0 | 827.8631 | 0 | 645.5646 | 2.2156 | 827.8631 | 0 | 827.6656 | -0.011896 | 957.5267 | 0.017655 | 827.6656 | 1.9247 | 957.2082 | 0.00010725 | 957.5267 | 4.2277 | 816.3755 | 0.016026
|  | 828.1017 | 0.01853 | 827.9042 | -0.045567 | 643.1836 | 0 | 828.1017 | 0.019617 | 827.9042 | 0.0064699 | 818.8152 | 0 | 827.9042 | 0.021738 | 645.6848 | 0.00014008 | 828.1017 | 0.023318 | 828.1017 | 0.011922 | 828.1017 | 0 | 828.1017 | 0 | 828.1017 | 0.0040348 | 828.1017 | 0.01442 | 645.6848 | 2.139 | 828.1017 | 0.0059754 | 827.9042 | -0.0016625 | 957.695 | 0.024417 | 827.9042 | 1.8648 | 957.3773 | 7.1499e-05 | 957.695 | 4.207 | 816.608 | 0.02592
|  | 828.3403 | -0.013432 | 828.1428 | -0.0063708 | 643.305 | 0.0092761 | 828.3403 | -0.019105 | 828.1428 | -0.029265 | 819.0516 | 0 | 828.1428 | -0.031943 | 645.8049 | 0.00016615 | 828.3403 | 0 | 828.3403 | 0.0034209 | 828.3403 | 0 | 828.3403 | 0 | 828.3403 | 0 | 828.3403 | 0 | 645.8049 | 2.0885 | 828.3403 | 0 | 828.1428 | -0.0068085 | 957.8634 | 0.021694 | 828.1428 | 1.7979 | 957.5465 | 0 | 957.8634 | 4.1892 | 816.8406 | 0.0023235
|  | 828.5789 | -0.0021957 | 828.3814 | -0.00034523 | 643.4264 | 0 | 828.5789 | 0.0057835 | 828.3814 | 0.0076022 | 819.2879 | 0 | 828.3814 | 0.01553 | 645.9251 | 0.00016448 | 828.5789 | 0.0095597 | 828.5789 | -0.0069694 | 828.5789 | 0.0041949 | 828.5789 | 0.00062307 | 828.5789 | 0.0035313 | 828.5789 | 0.017193 | 645.9251 | 2.0161 | 828.5789 | 0.0066814 | 828.3814 | 0.0070455 | 958.0317 | 0.026232 | 828.3814 | 1.7427 | 957.7157 | 0 | 958.0317 | 4.166 | 817.0731 | 0.024155
|  | 828.8176 | -0.014382 | 828.62 | -0.022847 | 643.5478 | 0.0091104 | 828.8176 | -0.036451 | 828.62 | -0.030011 | 819.5242 | 0 | 828.62 | -0.033571 | 646.0452 | 0.00016914 | 828.8175 | 0 | 828.8175 | 0.0071333 | 828.8175 | 0 | 828.8176 | 0 | 828.8175 | 0 | 828.8175 | 0 | 646.0452 | 1.9671 | 828.8176 | 0 | 828.62 | -0.0098342 | 958.2 | 0.019697 | 828.62 | 1.6712 | 957.8849 | 0 | 958.2 | 4.1475 | 817.3057 | 0.0144
|  | 829.0562 | 0.024934 | 828.8587 | 0.00050239 | 643.6692 | 0 | 829.0562 | 0.0060566 | 828.8587 | 0.0064051 | 819.7606 | 0 | 828.8587 | 0.020194 | 646.1654 | 0.00015349 | 829.0562 | 0.0062101 | 829.0562 | 0.031878 | 829.0562 | 0.0025819 | 829.0562 | 0.0022204 | 829.0562 | 0.00087252 | 829.0562 | 0.010847 | 646.1654 | 1.9061 | 829.0562 | 0.0031843 | 828.8587 | 0.0046796 | 958.3683 | 0.023237 | 828.8587 | 1.6191 | 958.054 | 0 | 958.3683 | 4.1268 | 817.5383 | 0.0089189
|  | 829.2948 | -0.012396 | 829.0973 | 0.0053657 | 643.7907 | 0.001822 | 829.2948 | -0.02888 | 829.0973 | -0.056935 | 819.9969 | 0 | 829.0973 | -0.032042 | 646.2855 | 0.00013803 | 829.2948 | 0 | 829.2948 | -0.018706 | 829.2948 | 0 | 829.2948 | 0 | 829.2948 | 0 | 829.2948 | 0 | 646.2855 | 1.8688 | 829.2948 | 0 | 829.0973 | -0.010179 | 958.5367 | 0.024508 | 829.0973 | 1.5594 | 958.2232 | 0.00010725 | 958.5367 | 4.1088 | 817.7708 | 0.017513
|  | 829.5334 | 0.014259 | 829.3359 | -0.0060673 | 643.9121 | 0 | 829.5334 | 0.016421 | 829.3359 | 0.045284 | 820.2333 | 0 | 829.3359 | 0.015483 | 646.4057 | 0.00012406 | 829.5335 | 0.028672 | 829.5335 | 0.039746 | 829.5335 | 0.00091112 | 829.5334 | 0.00051585 | 829.5335 | 0.0023993 | 829.5335 | 0.016181 | 646.4057 | 1.8141 | 829.5335 | 0.0071049 | 829.3359 | 0.0053213 | 958.705 | 0.028411 | 829.3359 | 1.4881 | 958.3924 | 0 | 958.705 | 4.0877 | 818.0034 | 0.011799
|  | 829.7721 | -0.0075452 | 829.5746 | -0.04075 | 644.0335 | 0.0094417 | 829.7721 | -0.012411 | 829.5746 | -0.046087 | 820.4697 | 0 | 829.5746 | -0.03581 | 646.5259 | 0.00012536 | 829.7721 | 0 | 829.7721 | -0.011687 | 829.7721 | 0 | 829.7721 | 0 | 829.7721 | 0 | 829.7721 | 0 | 646.5259 | 1.7659 | 829.7721 | 0 | 829.5746 | -0.0081894 | 958.8733 | 0.016929 | 829.5746 | 1.4116 | 958.5616 | 0.00032174 | 958.8733 | 4.0716 | 818.236 | 0.015469
|  | 830.0107 | 0.012416 | 829.8132 | -0.0061377 | 644.155 | 0 | 830.0107 | -0.00095534 | 829.8132 | 0.033868 | 820.7061 | 0 | 829.8132 | 0.025545 | 646.646 | 0.00012964 | 830.0108 | 0.018023 | 830.0108 | 0.0099072 | 830.0108 | 0.0035255 | 830.0107 | 0.00070137 | 830.0108 | 0.0029087 | 830.0108 | 0.0094954 | 646.646 | 1.6954 | 830.0107 | 0.0017785 | 829.8132 | 0.0095691 | 959.0417 | 0.025143 | 829.8132 | 1.3714 | 958.7307 | 7.1499e-05 | 959.0417 | 4.0546 | 818.4686 | 0.020625
|  | 830.2495 | -0.014565 | 830.0519 | -0.016538 | 644.2764 | 0.0076196 | 830.2495 | -0.01354 | 830.0519 | -0.047991 | 820.9425 | 0 | 830.0519 | -0.027334 | 646.7662 | 0.00015274 | 830.2494 | 0 | 830.2494 | -0.016703 | 830.2494 | 0 | 830.2495 | 0 | 830.2494 | 0 | 830.2494 | 0 | 646.7662 | 1.6437 | 830.2495 | 0 | 830.0519 | -0.027897 | 959.21 | 0.015885 | 830.0519 | 1.3401 | 958.8999 | 0.00032174 | 959.21 | 4.0425 | 818.7011 | 0.011195
|  | 830.4881 | 0.01667 | 830.2906 | -0.01416 | 644.3979 | 0 | 830.4881 | 0.01596 | 830.2906 | 0.047842 | 821.1789 | 0 | 830.2906 | 0.021963 | 646.8863 | 0.00016038 | 830.4881 | 0.016028 | 830.4881 | 0.028512 | 830.4881 | 0.0057451 | 830.4881 | 0.0010042 | 830.4881 | 0.0042626 | 830.4881 | 0.019208 | 646.8863 | 1.5888 | 830.4881 | 0.0042473 | 830.2906 | 0.012849 | 959.3783 | 0.02419 | 830.2906 | 1.323 | 959.0691 | 0.00028599 | 959.3783 | 4.0243 | 818.9337 | 0.013007
|  | 830.7268 | -0.020905 | 830.5293 | -0.030274 | 644.5194 | 0.0086135 | 830.7268 | -0.018813 | 830.5293 | -0.047186 | 821.4153 | 0 | 830.5293 | -0.033047 | 647.0065 | 0.00016224 | 830.7268 | 0 | 830.7268 | 0.04026 | 830.7268 | 0 | 830.7268 | 0 | 830.7268 | 0 | 830.7268 | 0 | 647.0065 | 1.5525 | 830.7268 | 0 | 830.5293 | -0.023621 | 959.5466 | 0.022738 | 830.5293 | 1.235 | 959.2383 | 0.00010725 | 959.5466 | 4.0085 | 819.1663 | 0.011009
|  | 830.9655 | -0.0046869 | 830.7679 | -0.029855 | 644.6409 | 0 | 830.9655 | 0.0057501 | 830.7679 | 0.016346 | 821.6517 | 0 | 830.7679 | 0.01692 | 647.1267 | 0.0001492 | 830.9655 | 0.017558 | 830.9655 | 0.025752 | 830.9655 | 0.0012722 | 830.9655 | 0.0017501 | 830.9655 | 0.005685 | 830.9655 | 0.016672 | 647.1267 | 1.5004 | 830.9655 | 0.0066278 | 830.768 | 0.0040149 | 959.715 | 0.032405 | 830.7679 | 1.2348 | 959.4075 | 7.1499e-05 | 959.715 | 3.9866 | 819.399 | 0.024945
|  | 831.2042 | -0.016324 | 831.0066 | 0.024427 | 644.7624 | 0.01175 | 831.2042 | -0.026167 | 831.0066 | -0.052019 | 821.8882 | 0 | 831.0066 | -0.027447 | 647.2469 | 0.00014622 | 831.2042 | 0 | 831.2042 | -0.0048985 | 831.2042 | 0 | 831.2042 | 0 | 831.2042 | 0 | 831.2042 | 0 | 647.2469 | 1.4575 | 831.2042 | 0 | 831.0066 | -0.0075008 | 959.8833 | 0.028184 | 831.0066 | 1.1821 | 959.5767 | 0.00010725 | 959.8833 | 3.9738 | 819.6316 | 0.0066892
|  | 831.4429 | 0.026537 | 831.2453 | 0.012397 | 644.8839 | 0 | 831.4429 | -0.0078397 | 831.2453 | 0.035294 | 822.1246 | 0 | 831.2453 | 0.016201 | 647.367 | 0.00014082 | 831.4429 | 0.015396 | 831.4429 | 0.0033958 | 831.4429 | 0.0051421 | 831.4429 | 0.00076225 | 831.4429 | 0.0036493 | 831.4429 | 0.018182 | 647.367 | 1.3965 | 831.4429 | 0.0077894 | 831.2453 | 0.015701 | 960.0517 | 0.031361 | 831.2453 | 1.1369 | 959.7459 | 7.1499e-05 | 960.0517 | 3.9594 | 819.8642 | 0.023505
|  | 831.6816 | 0.0060586 | 831.4841 | -0.028853 | 645.0054 | 0.010412 | 831.6816 | -0.0087838 | 831.4841 | -0.068627 | 822.3611 | 0 | 831.4841 | -0.037278 | 647.4872 | 0.00016299 | 831.6816 | 0 | 831.6816 | -0.015021 | 831.6816 | 0 | 831.6816 | 0 | 831.6816 | 0 | 831.6816 | 0 | 647.4872 | 1.3568 | 831.6816 | 0 | 831.4841 | -0.024842 | 960.22 | 0.026505 | 831.4841 | 1.1007 | 959.9151 | 0.00010725 | 960.22 | 3.9466 | 820.0969 | 0.0024902
|  | 831.9203 | 0.02604 | 831.7228 | 0.020378 | 645.1269 | 0 | 831.9203 | -0.00076983 | 831.7228 | 0.0052813 | 822.5975 | 0 | 831.7228 | 0.016496 | 647.6074 | 0.00016355 | 831.9204 | 0.030199 | 831.9204 | -0.030033 | 831.9204 | 0.0040212 | 831.9203 | 0.0025086 | 831.9204 | 0.0017695 | 831.9204 | 0.02531 | 647.6074 | 1.3018 | 831.9203 | 0.0086589 | 831.7228 | 0.010996 | 960.3883 | 0.026959 | 831.7228 | 1.0612 | 960.0843 | 7.1499e-05 | 960.3883 | 3.9204 | 820.3295 | 0.015515
|  | 832.1591 | 0.01212 | 831.9615 | -0.011164 | 645.2484 | 0.0036442 | 832.1591 | -0.019064 | 831.9615 | -0.056553 | 822.834 | 0 | 831.9615 | -0.03349 | 647.7276 | 0.00016429 | 832.1591 | 0 | 832.1591 | -0.037302 | 832.1591 | 0 | 832.1591 | 0 | 832.1591 | 0 | 832.1591 | 0 | 647.7276 | 1.2671 | 832.1591 | 0 | 831.9615 | -0.0076078 | 960.5567 | 0.027912 | 831.9615 | 1.0052 | 960.2535 | 0 | 960.5567 | 3.8928 | 820.5621 | 0.017652
|  | 832.3978 | 0.008493 | 832.2002 | 0.002417 | 645.37 | 0 | 832.3978 | -0.0069563 | 832.2002 | -0.034679 | 823.0705 | 0 | 832.2002 | 0.015188 | 647.8478 | 0.00016131 | 832.3978 | 0.027912 | 832.3978 | 0.027154 | 832.3978 | 0.003175 | 832.3978 | 0.002849 | 832.3978 | 0.0042331 | 832.3978 | 0.012181 | 647.8478 | 1.2152 | 832.3978 | 0.0071105 | 832.2002 | 0.02525 | 960.725 | 0.025189 | 832.2002 | 0.99715 | 960.4227 | 0.00028599 | 960.725 | 3.8638 | 820.7948 | 0.021229
|  | 832.6366 | -0.0018119 | 832.439 | -0.035753 | 645.4915 | 0.0096482 | 832.6366 | -0.0088803 | 832.439 | -0.08432 | 823.3069 | 0 | 832.439 | -0.031066 | 647.9679 | 0.00015349 | 832.6366 | 0 | 832.6366 | -0.0052797 | 832.6366 | 0 | 832.6366 | 0 | 832.6366 | 0 | 832.6366 | 0 | 647.9679 | 1.1812 | 832.6366 | 0 | 832.439 | -0.01196 | 960.8934 | 0.025279 | 832.439 | 0.95433 | 960.5919 | 0.00032174 | 960.8934 | 3.8416 | 821.0275 | 0.012774
|  | 832.8754 | 0.0072691 | 832.6777 | -0.00090248 | 645.6131 | 0 | 832.8754 | -0.0017218 | 832.6777 | 0.020283 | 823.5435 | 0 | 832.6777 | 0.01493 | 648.0881 | 0.00014306 | 832.8753 | 0.019431 | 832.8753 | 0.025702 | 832.8753 | 0.0027025 | 832.8754 | 0.0017885 | 832.8753 | 0.00392 | 832.8753 | 0.016362 | 648.0881 | 1.1339 | 832.8754 | 0.0089559 | 832.6777 | 0.010428 | 961.0617 | 0.035037 | 832.6777 | 0.93142 | 960.7612 | 0 | 961.0617 | 3.8177 | 821.2601 | 0.023644
|  | 833.1141 | -0.01898 | 832.9165 | -0.026363 | 645.7346 | 0.018914 | 833.1141 | -0.020882 | 832.9165 | -0.051399 | 823.7799 | 0 | 832.9165 | -0.037905 | 648.2083 | 0.00014138 | 833.1141 | 0 | 833.1141 | 0.002664 | 833.1141 | 0 | 833.1141 | 0 | 833.1141 | 0 | 833.1141 | 0 | 648.2083 | 1.0995 | 833.1141 | 0 | 832.9165 | -0.013063 | 961.2301 | 0.017019 | 832.9165 | 0.8837 | 960.9304 | 0.00010725 | 961.2301 | 3.7949 | 821.4928 | 0.011938
|  | 833.3529 | 0.002936 | 833.1552 | 0.017304 | 645.8562 | 0 | 833.3529 | -0.0033788 | 833.1552 | 0.015059 | 824.0164 | 0 | 833.1552 | 0.020906 | 648.3285 | 0.00014138 | 833.3529 | 0.027574 | 833.3529 | 0.00067689 | 833.3529 | 0.003434 | 833.3529 | 0.00093263 | 833.3529 | 0.0072852 | 833.3529 | 0.017718 | 648.3285 | 1.0519 | 833.3529 | 0.0060797 | 833.1552 | 0.012692 | 961.3984 | 0.029046 | 833.1552 | 0.86536 | 961.0996 | 7.1499e-05 | 961.3984 | 3.7683 | 821.7255 | -0.0035802
|  | 833.5917 | -0.038086 | 833.394 | -0.015536 | 645.9778 | 0.018723 | 833.5917 | 0.013642 | 833.394 | -0.057467 | 824.2529 | 0 | 833.394 | -0.031149 | 648.4487 | 0.00015051 | 833.5917 | 0 | 833.5917 | -0.030525 | 833.5917 | 0 | 833.5917 | 0 | 833.5917 | 0 | 833.5917 | 0 | 648.4487 | 1.0211 | 833.5917 | 0 | 833.394 | -0.021788 | 961.5668 | 0.019334 | 833.394 | 0.81134 | 961.2688 | 0.00010725 | 961.5668 | 3.7414 | 821.9582 | 0.013378
|  | 833.8304 | 0.020002 | 833.6328 | 0.0095265 | 646.0994 | 0.00066409 | 833.8304 | 0.010176 | 833.6328 | -0.00341 | 824.4894 | 0 | 833.6328 | 0.023528 | 648.5689 | 0.00014492 | 833.8305 | 0.011758 | 833.8305 | -0.00012152 | 833.8305 | 0.0045756 | 833.8304 | 0.0011821 | 833.8305 | 0.0027863 | 833.8305 | 0.013183 | 648.5689 | 0.9731 | 833.8304 | 0.0065871 | 833.6328 | 0.01305 | 961.7351 | 0.027866 | 833.6328 | 0.80693 | 961.438 | 7.1499e-05 | 961.7351 | 3.7073 | 822.1909 | 0.011102
|  | 834.0693 | -0.00093136 | 833.8716 | -0.059165 | 646.221 | 0.014616 | 834.0693 | -0.010634 | 833.8716 | -0.047046 | 824.726 | 0 | 833.8716 | -0.028853 | 648.6891 | 0.0001587 | 834.0693 | 0 | 834.0693 | -0.029136 | 834.0693 | 0 | 834.0693 | 0 | 834.0693 | 0 | 834.0693 | 0 | 648.6891 | 0.95141 | 834.0693 | 0 | 833.8716 | -0.015985 | 961.9035 | 0.027049 | 833.8716 | 0.77712 | 961.6073 | 0.00010725 | 961.9035 | 3.674 | 822.4236 | 0.0090582
|  | 834.3081 | 0.019739 | 834.1103 | 0.0018319 | 646.3426 | 0 | 834.3081 | 0.00027441 | 834.1103 | 0.021455 | 824.9625 | 0 | 834.1103 | 0.019069 | 648.8093 | 0.00015908 | 834.3081 | 0.019197 | 834.3081 | 0.0044975 | 834.3081 | 0.0045964 | 834.3081 | 0.00092281 | 834.3081 | 0 | 834.3081 | 0.014442 | 648.8093 | 0.91242 | 834.3081 | 0.0037743 | 834.1104 | 0.0010444 | 962.0718 | 0.027276 | 834.1103 | 0.75015 | 961.7765 | 0 | 962.0718 | 3.6402 | 822.6564 | 0.0071537
|  | 834.5469 | 0.006014 | 834.3491 | -0.035471 | 646.4642 | 0.01901 | 834.5469 | -0.021532 | 834.3491 | -0.049406 | 825.1991 | 0 | 834.3491 | -0.033956 | 648.9295 | 0.00016168 | 834.5469 | 0 | 834.5469 | -0.018233 | 834.5469 | 0 | 834.5469 | 0 | 834.5469 | 0 | 834.5469 | 0 | 648.9295 | 0.88668 | 834.5469 | 0 | 834.3492 | -0.0060555 | 962.2402 | 0.011982 | 834.3491 | 0.69639 | 961.9457 | 0 | 962.2402 | 3.6125 | 822.8891 | 0.01584
|  | 834.7857 | 0.034588 | 834.588 | 0.013235 | 646.5858 | 0 | 834.7857 | 0.0077859 | 834.588 | -0.0088758 | 825.4356 | 0 | 834.588 | 0.013824 | 649.0497 | 0.00016988 | 834.7857 | 0.0038402 | 834.7857 | 0.028148 | 834.7857 | 0.0031456 | 834.7857 | 0.0010819 | 834.7857 | 0.0024117 | 834.7857 | 0.015485 | 649.0497 | 0.8274 | 834.7857 | 0.0092216 | 834.588 | 0.012822 | 962.4085 | 0.028638 | 834.588 | 0.70037 | 962.115 | 0 | 962.4085 | 3.5813 | 823.1218 | 0.016258
|  | 835.0245 | -0.00608 | 834.8268 | -0.00068025 | 646.7075 | 0.0086135 | 835.0245 | -0.029613 | 834.8268 | -0.080867 | 825.6722 | 0 | 834.8268 | -0.032397 | 649.1699 | 0.0001805 | 835.0246 | 0 | 835.0246 | -0.04074 | 835.0246 | 0 | 835.0245 | 0 | 835.0246 | 0 | 835.0246 | 0 | 649.1699 | 0.79105 | 835.0245 | 0 | 834.8268 | -0.0069514 | 962.5769 | 0.019152 | 834.8268 | 0.64847 | 962.2842 | 0.00032174 | 962.5769 | 3.5498 | 823.3546 | 0.0057137
|  | 835.2634 | 0.020614 | 835.0656 | -0.0050577 | 646.8291 | 0 | 835.2634 | -0.016362 | 835.0656 | 0.0098017 | 825.9088 | 0 | 835.0656 | 0.016418 | 649.2901 | 0.0001574 | 835.2634 | 0.029073 | 835.2634 | 0.027028 | 835.2634 | 0.0050983 | 835.2634 | 0.0027345 | 835.2634 | 1.9781e-05 | 835.2634 | 0.0084873 | 649.2901 | 0.73801 | 835.2634 | 0.0049468 | 835.0656 | 0.021788 | 962.7453 | 0.023872 | 835.0656 | 0.65131 | 962.4534 | 0 | 962.7453 | 3.5072 | 823.5873 | 0.013378
|  | 835.5023 | 0.0027249 | 835.3044 | -0.024085 | 646.9508 | 0.0076196 | 835.5023 | -0.020473 | 835.3044 | -0.029052 | 826.1453 | 0 | 835.3044 | -0.037465 | 649.4103 | 0.00013281 | 835.5023 | 0 | 835.5023 | -0.018233 | 835.5023 | 0 | 835.5023 | 0 | 835.5023 | 0 | 835.5023 | 0 | 649.4103 | 0.7246 | 835.5023 | 0 | 835.3044 | -0.0084702 | 962.9136 | 0.021694 | 835.3044 | 0.63611 | 962.6227 | 0 | 962.9136 | 3.4652 | 823.8201 | 0.0076647
|  | 835.7411 | 0.022242 | 835.5433 | 0.0017258 | 647.0724 | 0 | 835.7411 | 0.0082706 | 835.5433 | 0.069069 | 826.382 | 0 | 835.5433 | 0.015467 | 649.5305 | 0.00010878 | 835.7411 | 0.024946 | 835.7411 | 0.018361 | 835.7411 | 0.0030436 | 835.7411 | 0.0019473 | 835.7411 | 0.0041215 | 835.7411 | 0.016779 | 649.5305 | 0.69808 | 835.7411 | 0.0072354 | 835.5433 | 0.024842 | 963.082 | 0.026641 | 835.5433 | 0.60748 | 962.7919 | 0 | 963.082 | 3.4204 | 824.0528 | 0.021461
|  | 835.98 | -0.010466 | 835.7821 | 0.0049776 | 647.1941 | 0.021876 | 835.98 | -0.020907 | 835.7821 | -0.064463 | 826.6185 | 0 | 835.7821 | -0.028944 | 649.6507 | 0.00013281 | 835.98 | 0 | 835.98 | 0.016245 | 835.98 | 0 | 835.98 | 0 | 835.98 | 0 | 835.98 | 0 | 649.6507 | 0.70291 | 835.98 | 0 | 835.7821 | -0.0078721 | 963.2503 | 0.020605 | 835.7821 | 0.58005 | 962.9611 | 0.00010725 | 963.2503 | 3.3857 | 824.2856 | 0.020486
|  | 836.2189 | 0.0085249 | 836.021 | 0.017839 | 647.3158 | 0 | 836.2189 | -0.0083088 | 836.021 | 0.028676 | 826.8551 | 0 | 836.021 | 0.019866 | 649.7709 | 0.00014436 | 836.2189 | 0.021643 | 836.2189 | 0.013498 | 836.2189 | 0.0036464 | 836.2189 | 0.0031011 | 836.2189 | 0.0027458 | 836.2189 | 0.013812 | 649.7709 | 0.70151 | 836.2189 | 0.010417 | 836.0209 | 0.024028 | 963.4187 | 0.02419 | 836.021 | 0.57863 | 963.1304 | 0 | 963.4187 | 3.3519 | 824.5184 | 0.01598
|  | 836.4578 | -0.0081144 | 836.2598 | -0.013389 | 647.4375 | 0.01175 | 836.4578 | -0.013506 | 836.2598 | -0.051447 | 827.0917 | 0 | 836.2598 | -0.032134 | 649.8911 | 0.00015535 | 836.4577 | 0 | 836.4577 | -0.051831 | 836.4577 | 0 | 836.4578 | 0 | 836.4577 | 0 | 836.4577 | 0 | 649.8911 | 0.7065 | 836.4578 | 0 | 836.2598 | -0.013748 | 963.587 | 0.032632 | 836.2598 | 0.53476 | 963.2997 | 0.00010725 | 963.587 | 3.327 | 824.7512 | 0.0076182
|  | 836.6967 | 0.010065 | 836.4987 | -0.021437 | 647.5592 | 0 | 836.6967 | -0.00081305 | 836.4987 | 0.0072987 | 827.3284 | 0 | 836.4987 | 0.020308 | 650.0113 | 0.00016038 | 836.6966 | 0.026339 | 836.6966 | 0.028767 | 836.6966 | 0.0037972 | 836.6967 | 0.00064744 | 836.6966 | 0.0015984 | 836.6966 | 0.02333 | 650.0113 | 0.70198 | 836.6967 | 0.0099846 | 836.4987 | 0.0069268 | 963.7554 | 0.022647 | 836.4987 | 0.52629 | 963.4689 | 7.1499e-05 | 963.7554 | 3.2971 | 824.984 | 0.014958
|  | 836.9355 | -0.012449 | 836.7375 | -0.022141 | 647.6809 | 0.0054662 | 836.9355 | -0.015663 | 836.7375 | -0.06216 | 827.565 | 0 | 836.7375 | -0.031401 | 650.1316 | 0.00015926 | 836.9355 | 0 | 836.9355 | -0.017517 | 836.9355 | 0 | 836.9355 | 0 | 836.9355 | 0 | 836.9355 | 0 | 650.1316 | 0.65502 | 836.9356 | 0 | 836.7376 | -0.03034 | 963.9238 | 0.020605 | 836.7375 | 0.49825 | 963.6382 | 0.00032174 | 963.9238 | 3.2669 | 825.2167 | 0.015515
|  | 837.1744 | 0.022311 | 836.9764 | 0.020768 | 647.8026 | 0 | 837.1744 | -0.0094445 | 836.9764 | 0.023988 | 827.8016 | 0 | 836.9764 | 0.027689 | 650.2518 | 0.00016653 | 837.1745 | 0.014694 | 837.1745 | 0.019634 | 837.1745 | 0.0042294 | 837.1744 | 0.003489 | 837.1745 | 0.0063348 | 837.1745 | 0.022176 | 650.2518 | 0.59621 | 837.1744 | 0.009172 | 836.9764 | 0.01742 | 964.0921 | 0.029591 | 836.9764 | 0.50185 | 963.8074 | 0 | 964.0921 | 3.2292 | 825.4495 | 0.01951
|  | 837.4134 | 0.024491 | 837.2153 | -0.012661 | 647.9243 | 0.015093 | 837.4134 | -0.0035627 | 837.2153 | -0.068362 | 828.0383 | 0 | 837.2153 | -0.026636 | 650.372 | 0.0001384 | 837.4134 | 0 | 837.4134 | 0.00099936 | 837.4134 | 0 | 837.4134 | 0 | 837.4134 | 0 | 837.4134 | 0 | 650.372 | 0.55441 | 837.4134 | 0 | 837.2153 | -0.013529 | 964.2605 | 0.024099 | 837.2153 | 0.46964 | 963.9767 | 0.00010725 | 964.2605 | 3.1965 | 825.6824 | 0.0023324
|  | 837.6523 | 0.0029985 | 837.4542 | 0.00098425 | 648.0461 | 0 | 837.6523 | 0.019063 | 837.4542 | 0.027069 | 828.2749 | 0 | 837.4542 | 0.021626 | 650.4922 | 0.00012238 | 837.6523 | 0.0074385 | 837.6523 | 0.019497 | 837.6523 | 0.0021395 | 837.6523 | 0.0012934 | 837.6523 | 0.0046465 | 837.6523 | 0.014945 | 650.4922 | 0.51385 | 837.6523 | 0.0052053 | 837.4542 | 0.0085407 | 964.4289 | 0.027594 | 837.4542 | 0.45695 | 964.1459 | 0 | 964.4289 | 3.1608 | 825.9152 | 0.012078
|  | 837.8912 | 0.00218 | 837.6931 | -0.038253 | 648.1678 | 0.0066257 | 837.8912 | -0.023704 | 837.6931 | -0.063348 | 828.5116 | 0 | 837.6931 | -0.031716 | 650.6125 | 0.00011921 | 837.8912 | 0 | 837.8912 | -0.016383 | 837.8912 | 0 | 837.8912 | 0 | 837.8912 | 0 | 837.8912 | 0 | 650.6125 | 0.52274 | 837.8912 | 0 | 837.6931 | -0.013835 | 964.5973 | 0.024644 | 837.6931 | 0.44418 | 964.3152 | 0.00032174 | 964.5973 | 3.1274 | 826.148 | 0.0026487
|  | 838.1302 | 0.012625 | 837.932 | 0.0083506 | 648.2895 | 0 | 838.1302 | -0.0095895 | 837.932 | 0.013023 | 828.7482 | 0 | 837.932 | 0.021463 | 650.7327 | 0.00012368 | 838.1302 | 0.030634 | 838.1302 | 0.010045 | 838.1302 | 0.0027872 | 838.1302 | 0.002137 | 838.1302 | 0.0049839 | 838.1302 | 0.013304 | 650.7327 | 0.47173 | 838.1302 | 0.0083838 | 837.932 | 0.014965 | 964.7656 | 0.031497 | 837.932 | 0.43708 | 964.4845 | 0 | 964.7656 | 3.0883 | 826.3809 | 0.030612
|  | 838.3691 | -0.0039151 | 838.1709 | -0.0013865 | 648.4113 | 0.012609 | 838.3691 | 0.010307 | 838.1709 | -0.042159 | 828.9849 | 0 | 838.1709 | -0.02814 | 650.8529 | 0.00015088 | 838.3691 | 0 | 838.3691 | -0.020668 | 838.3691 | 0 | 838.3691 | 0 | 838.3691 | 0 | 838.3691 | 0 | 650.8529 | 0.44006 | 838.3691 | 0 | 838.1709 | -0.025657 | 964.934 | 0.019788 | 838.1709 | 0.40085 | 964.6537 | 0.00010725 | 964.934 | 3.0551 | 826.6137 | 0.016119
|  | 838.6081 | 0.031675 | 838.4099 | 0.014756 | 648.5331 | 0 | 838.6081 | 0.0062222 | 838.4099 | 0.031995 | 829.2216 | 0 | 838.4099 | 0.016795 | 650.9731 | 0.00015051 | 838.6081 | 0.027115 | 838.6081 | 0.020575 | 838.6081 | 0.002456 | 838.6081 | 0.0024819 | 838.6081 | 0.0044845 | 838.6081 | 0.020629 | 650.9731 | 0.36534 | 838.6081 | 0.0067361 | 838.4099 | 0.011732 | 965.1024 | 0.019379 | 838.4099 | 0.4092 | 964.823 | 7.1499e-05 | 965.1024 | 3.0213 | 826.8466 | 0.017048
|  | 838.847 | -0.018635 | 838.6488 | -0.035205 | 648.6549 | 0.0062945 | 838.847 | -0.0033997 | 838.6488 | -0.060137 | 829.4583 | 0 | 838.6488 | -0.03273 | 651.0934 | 0.00016131 | 838.847 | 0 | 838.847 | -0.0059585 | 838.847 | 0 | 838.847 | 0 | 838.847 | 0 | 838.847 | 0 | 651.0934 | 0.34553 | 838.847 | 0 | 838.6488 | -0.018058 | 965.2707 | 0.026323 | 838.6488 | 0.38703 | 964.9923 | 0.00010725 | 965.2707 | 2.9954 | 827.0794 | 0.016862
|  | 839.086 | 0.011996 | 838.8877 | 0.018739 | 648.7766 | 0 | 839.086 | 0.010852 | 838.8877 | -0.019144 | 829.695 | 0 | 838.8877 | 0.018847 | 651.2136 | 0.00015181 | 839.086 | 0.018796 | 839.086 | 0.016481 | 839.086 | 0.0010243 | 839.086 | 0.0032429 | 839.086 | 0.010087 | 839.086 | 0.021317 | 651.2136 | 0.34974 | 839.086 | 0.01267 | 838.8877 | 0.029526 | 965.4391 | 0.041573 | 838.8877 | 0.36754 | 965.1616 | 7.1499e-05 | 965.4391 | 2.9667 | 827.3123 | 0.023598
|  | 839.325 | -0.0082872 | 839.1267 | -0.029083 | 648.8984 | 0.015762 | 839.325 | -0.016037 | 839.1267 | -0.077739 | 829.9317 | 0 | 839.1267 | -0.037815 | 651.3338 | 0.00015572 | 839.325 | 0 | 839.325 | -0.028756 | 839.325 | 0 | 839.325 | 0 | 839.325 | 0 | 839.325 | 0 | 651.3338 | 0.36846 | 839.325 | 0 | 839.1267 | -0.0062513 | 965.6075 | 0.015658 | 839.1267 | 0.38085 | 965.3308 | 0.00010725 | 965.6075 | 2.9384 | 827.5452 | 0.014493
|  | 839.564 | 0.0031174 | 839.3656 | 0.002083 | 649.0202 | 0 | 839.564 | -0.022592 | 839.3656 | 0.023773 | 830.1684 | 0 | 839.3656 | 0.016027 | 651.4541 | 0.00015405 | 839.564 | 0.013279 | 839.564 | 0.011317 | 839.564 | 0.0049985 | 839.564 | 0.0020782 | 839.564 | 0.0054306 | 839.564 | 0.015851 | 651.4541 | 0.38344 | 839.564 | 0.0085635 | 839.3656 | 0.0078175 | 965.7759 | 0.027503 | 839.3656 | 0.36746 | 965.5001 | 0 | 965.7759 | 2.9035 | 827.778 | 0.01022
|  | 839.803 | -0.0085736 | 839.6046 | -0.028631 | 649.1421 | 0.0062945 | 839.803 | -0.024274 | 839.6046 | -0.0714 | 830.4052 | 0 | 839.6046 | -0.033758 | 651.5743 | 0.00015926 | 839.803 | 0 | 839.803 | 0.028902 | 839.803 | 0 | 839.803 | 0 | 839.803 | 0 | 839.803 | 0 | 651.5743 | 0.37376 | 839.803 | 0 | 839.6046 | -0.019019 | 965.9443 | 0.026323 | 839.6046 | 0.34912 | 965.6694 | 0.00010725 | 965.9443 | 2.866 | 828.0109 | 0.025456
|  | 840.042 | 0.015081 | 839.8436 | -0.0049023 | 649.2639 | 0 | 840.042 | -0.0073159 | 839.8436 | 0.0104 | 830.6419 | 0 | 839.8436 | 0.01076 | 651.6946 | 0.00015516 | 840.042 | 0.00049776 | 840.042 | 0.014243 | 840.042 | 0.0014644 | 840.042 | 0.001829 | 840.042 | 0.0014135 | 840.042 | 0.011656 | 651.6946 | 0.37548 | 840.042 | 0.0091918 | 839.8436 | 0.014836 | 966.1126 | 0.023691 | 839.8436 | 0.3429 | 965.8387 | 0 | 966.1126 | 2.8183 | 828.2438 | 0.013053
|  | 840.281 | -0.0052528 | 840.0825 | -0.025148 | 649.3857 | 0.012801 | 840.281 | -0.012222 | 840.0825 | -0.043257 | 830.8786 | 0 | 840.0825 | -0.037641 | 651.8148 | 0.00016224 | 840.281 | 0 | 840.281 | -0.032453 | 840.281 | 0 | 840.281 | 0 | 840.281 | 0 | 840.281 | 0 | 651.8148 | 0.35021 | 840.281 | 0 | 840.0825 | -0.021788 | 966.281 | 0.018653 | 840.0825 | 0.29865 | 966.008 | 0.00010725 | 966.281 | 2.769 | 828.4767 | 0.0017201
|  | 840.52 | -0.010242 | 840.3215 | 0.0071826 | 649.5076 | 0 | 840.52 | 0.0064493 | 840.3215 | -0.023817 | 831.1154 | 0 | 840.3215 | 0.018229 | 651.9351 | 0.00016224 | 840.52 | 0.01689 | 840.52 | 0.021407 | 840.52 | 0.0023923 | 840.52 | 0.00064445 | 840.52 | 0.003598 | 840.52 | 0.020339 | 651.9351 | 0.35895 | 840.52 | 0.0065321 | 840.3215 | 0.011676 | 966.4494 | 0.026187 | 840.3215 | 0.32469 | 966.1773 | 7.1499e-05 | 966.4494 | 2.7161 | 828.7096 | 0.020578
|  | 840.7591 | -0.023372 | 840.5605 | -0.046189 | 649.6294 | 0.013278 | 840.7591 | -0.020895 | 840.5605 | -0.073463 | 831.3521 | 0 | 840.5605 | -0.039947 | 652.0553 | 0.00018422 | 840.7591 | 0 | 840.7591 | -0.020937 | 840.7591 | 0 | 840.7591 | 0 | 840.7591 | 0 | 840.7591 | 0 | 652.0553 | 0.34054 | 840.7591 | 0 | 840.5605 | -0.019722 | 966.6178 | 0.023373 | 840.5605 | 0.29715 | 966.3466 | 0.00032174 | 966.6178 | 2.6736 | 828.9425 | 0.014075
|  | 840.9981 | 0.0075422 | 840.7995 | 0.011862 | 649.7513 | 0 | 840.9981 | -0.0014536 | 840.7995 | 0.0060592 | 831.5889 | 0 | 840.7995 | 0.017932 | 652.1756 | 0.0001751 | 840.9981 | 0.022605 | 840.9981 | 0.042412 | 840.9981 | 0.0039148 | 840.9981 | 0.00049188 | 840.9981 | 0.0057681 | 840.9981 | 0.020877 | 652.1756 | 0.35224 | 840.9981 | 0.0070498 | 840.7995 | 0.0051642 | 966.7862 | 0.027776 | 840.7995 | 0.28655 | 966.5159 | 0 | 966.7862 | 2.632 | 829.1755 | 0.030426
|  | 841.2372 | 0.0036011 | 841.0385 | -0.015988 | 649.8731 | 0.012132 | 841.2372 | -0.0055656 | 841.0385 | -0.052011 | 831.8257 | 0 | 841.0385 | -0.029733 | 652.2958 | 0.00017007 | 841.2372 | 0 | 841.2372 | -0.043515 | 841.2372 | 0 | 841.2372 | 0 | 841.2372 | 0 | 841.2372 | 0 | 652.2958 | 0.34709 | 841.2372 | 0 | 841.0385 | -0.024231 | 966.9546 | 0.019561 | 841.0385 | 0.27971 | 966.6852 | 0 | 966.9546 | 2.5971 | 829.4084 | 0.017466
|  | 841.4762 | 0.015115 | 841.2775 | -0.0037785 | 649.995 | 0 | 841.4762 | -0.012541 | 841.2775 | 0.034684 | 832.0624 | 0 | 841.2775 | 0.016023 | 652.4161 | 0.00015703 | 841.4762 | 0.012094 | 841.4762 | 0.029651 | 841.4762 | 0.00098931 | 841.4762 | 0.001707 | 841.4762 | 0.0049866 | 841.4762 | 0.012164 | 652.4161 | 0.34085 | 841.4762 | 0.0081467 | 841.2775 | 0.014521 | 967.1229 | 0.022965 | 841.2775 | 0.27824 | 966.8545 | 0 | 967.1229 | 2.5572 | 829.6413 | 0.0084079
|  | 841.7153 | 0.0045388 | 841.5166 | -0.020478 | 650.1169 | 0.0097437 | 841.7153 | -0.017573 | 841.5166 | -0.057078 | 832.2993 | 0 | 841.5166 | -0.030753 | 652.5363 | 0.00015926 | 841.7153 | 0 | 841.7153 | -0.018231 | 841.7153 | 0 | 841.7153 | 0 | 841.7153 | 0 | 841.7153 | 0 | 652.5363 | 0.32463 | 841.7153 | 0 | 841.5166 | -0.015302 | 967.2913 | 0.021966 | 841.5166 | 0.26452 | 967.0238 | 0.00032174 | 967.2913 | 2.5203 | 829.8743 | 0.016026
|  | 841.9543 | 0.021142 | 841.7556 | 0.02012 | 650.2388 | 0 | 841.9543 | -0.02626 | 841.7556 | -0.016199 | 832.536 | 0 | 841.7556 | 0.012073 | 652.6566 | 0.00016708 | 841.9544 | 0.0039244 | 841.9544 | 0.011004 | 841.9544 | 0.0042474 | 841.9543 | 0.0030951 | 841.9544 | 0.0043702 | 841.9544 | 0.01314 | 652.6566 | 0.28594 | 841.9543 | 0.0066236 | 841.7556 | 0.02077 | 967.4597 | 0.019697 | 841.7556 | 0.27087 | 967.1931 | 0.00028599 | 967.4597 | 2.4788 | 830.1072 | 0.016305
|  | 842.1934 | -0.010175 | 841.9946 | -0.0057329 | 650.3607 | 0.0089448 | 842.1934 | -0.0064243 | 841.9946 | -0.043835 | 832.7728 | 0 | 841.9946 | -0.032353 | 652.7768 | 0.00015218 | 842.1934 | 0 | 842.1934 | -0.019963 | 842.1934 | 0 | 842.1934 | 0 | 842.1934 | 0 | 842.1934 | 0 | 652.7768 | 0.26488 | 842.1934 | 0 | 841.9946 | -0.020566 | 967.6281 | 0.028411 | 841.9946 | 0.2577 | 967.3624 | 0.00032174 | 967.6281 | 2.4404 | 830.3402 | 0.01296
|  | 842.4325 | 0.01575 | 842.2337 | 0.011613 | 650.4826 | 0 | 842.4325 | -0.0027777 | 842.2337 | 0.045635 | 833.0096 | 0 | 842.2337 | 0.024754 | 652.8971 | 0.00016522 | 842.4325 | 0.021466 | 842.4325 | 0.0075091 | 842.4325 | 0.0057064 | 842.4325 | 0.003126 | 842.4325 | 0.0067492 | 842.4325 | 0.019069 | 652.8971 | 0.22775 | 842.4325 | 0.0062381 | 842.2337 | 0.027489 | 967.7965 | 0.024962 | 842.2337 | 0.24686 | 967.5317 | 7.1499e-05 | 967.7965 | 2.3972 | 830.5732 | 0.012589
|  | 842.6716 | -0.046464 | 842.4727 | -0.019127 | 650.6045 | 0.0039755 | 842.6716 | -0.015861 | 842.4727 | -0.050995 | 833.2465 | 0 | 842.4727 | -0.033524 | 653.0173 | 0.00016057 | 842.6716 | 0 | 842.6716 | -0.0040843 | 842.6716 | 0 | 842.6716 | 0 | 842.6716 | 0 | 842.6716 | 0 | 653.0173 | 0.21824 | 842.6716 | 0 | 842.4727 | -0.013385 | 967.9649 | 0.026323 | 842.4727 | 0.24873 | 967.701 | 0 | 967.9649 | 2.3572 | 830.8062 | 0.013285
|  | 842.9107 | 0.00815 | 842.7118 | -0.011262 | 650.7264 | 0 | 842.9107 | -0.010219 | 842.7118 | 0.04322 | 833.4833 | 0 | 842.7118 | 0.016631 | 653.1376 | 0.00017435 | 842.9107 | 0.02401 | 842.9107 | -0.011428 | 842.9107 | 0.0031044 | 842.9107 | 0.0024814 | 842.9107 | 0.0056838 | 842.9107 | 0.019334 | 653.1376 | 0.19031 | 842.9107 | 0.0065932 | 842.7118 | 0.011201 | 968.1333 | 0.021467 | 842.7118 | 0.24122 | 967.8703 | 0 | 968.1333 | 2.3143 | 831.0391 | 0.028708
|  | 843.1498 | -0.018282 | 842.9508 | -0.013927 | 650.8484 | 0.0039755 | 843.1498 | -0.0059049 | 842.9508 | -0.063703 | 833.7202 | 0 | 842.9508 | -0.025059 | 653.2579 | 0.00015405 | 843.1498 | 0 | 843.1498 | -0.026941 | 843.1498 | 0 | 843.1498 | 0 | 843.1498 | 0 | 843.1498 | 0 | 653.2579 | 0.18797 | 843.1498 | 0 | 842.9508 | -0.019299 | 968.3017 | 0.017065 | 842.9508 | 0.22388 | 968.0396 | 0.00032174 | 968.3017 | 2.2758 | 831.2721 | 0.010498
|  | 843.389 | 0.0097354 | 843.1899 | -0.019161 | 650.9703 | 0 | 843.389 | 0.0075931 | 843.1899 | -0.01906 | 833.957 | 0 | 843.1899 | 0.010091 | 653.3781 | 0.0001397 | 843.389 | 0.0071294 | 843.389 | 0.014411 | 843.389 | 0.0026969 | 843.389 | 0.00012711 | 843.389 | 0.0025006 | 843.389 | 0.011117 | 653.3781 | 0.1627 | 843.389 | 0.0046073 | 843.1899 | 0.015814 | 968.4701 | 0.037079 | 843.1899 | 0.22233 | 968.209 | 7.1499e-05 | 968.4701 | 2.2357 | 831.5051 | 0.029079
|  | 843.6281 | -0.0060181 | 843.429 | -0.018935 | 651.0923 | 0.0082822 | 843.6281 | -0.013766 | 843.429 | -0.06543 | 834.1938 | 0 | 843.429 | -0.033816 | 653.4984 | 0.00013393 | 843.6281 | 0 | 843.6281 | -0.070627 | 843.6281 | 0 | 843.6281 | 0 | 843.6281 | 0 | 843.6281 | 0 | 653.4984 | 0.15522 | 843.6281 | 0 | 843.429 | -0.023417 | 968.6385 | 0.025461 | 843.429 | 0.2184 | 968.3783 | 0.00010725 | 968.6385 | 2.1998 | 831.7381 | 0.007293
|  | 843.8672 | 0.028577 | 843.6681 | 0.012286 | 651.2143 | 0 | 843.8672 | 0.006699 | 843.6681 | -0.0046389 | 834.4307 | 0 | 843.6681 | 0.018277 | 653.6187 | 0.00012238 | 843.8672 | 0.019253 | 843.8672 | 0.023751 | 843.8672 | 0.0027587 | 843.8672 | 0.0030075 | 843.8672 | 0.0047154 | 843.8672 | 0.012598 | 653.6187 | 0.12792 | 843.8673 | 0.0082436 | 843.6681 | 0.019631 | 968.8069 | 0.032541 | 843.6681 | 0.20992 | 968.5476 | 0 | 968.8069 | 2.1639 | 831.9711 | 0.016026
|  | 844.1064 | -0.008729 | 843.9072 | 0.015124 | 651.3362 | 0.0029816 | 844.1064 | -0.021626 | 843.9072 | -0.040458 | 834.6676 | 0 | 843.9072 | -0.032034 | 653.7389 | 0.00012536 | 844.1064 | 0 | 844.1064 | -0.024908 | 844.1064 | 0 | 844.1064 | 0 | 844.1064 | 0 | 844.1064 | 0 | 653.7389 | 0.12916 | 844.1064 | 0 | 843.9072 | 0.0035248 | 968.9752 | 0.025279 | 843.9072 | 0.19612 | 968.7169 | 0.00010725 | 968.9752 | 2.1308 | 832.2042 | 0.0089653
|  | 844.3455 | 0.0090106 | 844.1463 | -0.020419 | 651.4582 | 0 | 844.3455 | 0.0076375 | 844.1463 | 0.012687 | 834.9045 | 0 | 844.1463 | 0.015711 | 653.8592 | 0.0001289 | 844.3455 | 0.0050644 | 844.3455 | 0.034942 | 844.3455 | 0.0021258 | 844.3455 | 0 | 844.3455 | 0.00029365 | 844.3455 | 0.016398 | 653.8592 | 0.10982 | 844.3455 | 0.0021111 | 844.1463 | 0.015721 | 969.1436 | 0.030226 | 844.1463 | 0.19435 | 968.8863 | 0 | 969.1436 | 2.0948 | 832.4371 | 0.017234
|  | 844.5847 | -0.0007517 | 844.3854 | 0.0048026 | 651.5802 | 0.0053006 | 844.5847 | -0.00011819 | 844.3854 | -0.050088 | 835.1414 | 0 | 844.3854 | -0.031005 | 653.9795 | 0.0001492 | 844.5847 | 0 | 844.5847 | -0.030211 | 844.5847 | 0 | 844.5847 | 0 | 844.5847 | 0 | 844.5847 | 0 | 653.9795 | 0.1092 | 844.5847 | 0 | 844.3854 | -0.0076741 | 969.312 | 0.026505 | 844.3854 | 0.19237 | 969.0556 | 0.00032174 | 969.312 | 2.0579 | 832.6702 | 0.012728
|  | 844.8239 | 0.010251 | 844.6245 | 0.012838 | 651.7022 | 0 | 844.8239 | -0.0021808 | 844.6245 | 0.0037709 | 835.3782 | 0 | 844.6245 | 0.018084 | 654.0998 | 0.00013877 | 844.8239 | 0.019224 | 844.8239 | 0.026445 | 844.8239 | 0.0041702 | 844.8239 | 0.0017342 | 844.8239 | 0.003189 | 844.8239 | 0.013827 | 654.0998 | 0.089073 | 844.8238 | 0.0048352 | 844.6245 | 0.017241 | 969.4805 | 0.029137 | 844.6245 | 0.19625 | 969.2249 | 0.00028599 | 969.4805 | 2.0183 | 832.9033 | 0.0077576
|  | 845.063 | -0.0049457 | 844.8636 | -0.0035957 | 651.8242 | 0.0091104 | 845.063 | -0.0044401 | 844.8636 | -0.077649 | 835.6151 | 0 | 844.8636 | -0.030588 | 654.22 | 0.00011977 | 845.063 | 0 | 845.063 | -0.01887 | 845.063 | 0 | 845.063 | 0 | 845.063 | 0 | 845.063 | 0 | 654.22 | 0.083769 | 845.063 | 0 | 844.8636 | -0.018531 | 969.6489 | 0.0098031 | 844.8636 | 0.18018 | 969.3943 | 0.00010725 | 969.6489 | 1.9851 | 833.1363 | 0.0087331
|  | 845.3022 | -0.001308 | 845.1027 | 0.0017487 | 651.9462 | 0 | 845.3022 | 0.0077593 | 845.1027 | 0.0073874 | 835.8521 | 0 | 845.1027 | 0.01751 | 654.3403 | 0.00010841 | 845.3022 | 0.030345 | 845.3022 | 0.038861 | 845.3022 | 0.0026264 | 845.3022 | 0.002122 | 845.3022 | 0.006743 | 845.3022 | 0.012231 | 654.3403 | 0.063958 | 845.3022 | 0.010985 | 845.1027 | 0.0059902 | 969.8172 | 0.027912 | 845.1027 | 0.17427 | 969.5636 | 7.1499e-05 | 969.8172 | 1.9523 | 833.3693 | 0.028847
|  | 845.5414 | -0.0086003 | 845.3419 | 0.0038403 | 652.0683 | 0.0057976 | 845.5414 | -0.020144 | 845.3419 | -0.019399 | 836.089 | 0 | 845.3419 | -0.030057 | 654.4606 | 0.00012629 | 845.5414 | 0 | 845.5414 | -0.04582 | 845.5414 | 0 | 845.5414 | 0 | 845.5414 | 0 | 845.5414 | 0 | 654.4606 | 0.055378 | 845.5414 | 0 | 845.3419 | -0.0054502 | 969.9856 | 0.021149 | 845.3419 | 0.17592 | 969.7329 | 0.00010725 | 969.9856 | 1.9223 | 833.6024 | 0.012821
|  | 845.7806 | 0.01735 | 845.581 | 0.0067628 | 652.1903 | 0 | 845.7806 | 0.00031356 | 845.581 | -0.0083546 | 836.3259 | 0 | 845.581 | 0.011746 | 654.5809 | 0.00013281 | 845.7806 | 0.0081675 | 845.7806 | 0.015184 | 845.7806 | 0.0042427 | 845.7806 | 0.002511 | 845.7806 | 0.0075778 | 845.7806 | 0.0097724 | 654.5809 | 0.037907 | 845.7806 | 0.012899 | 845.581 | 0.026675 | 970.1541 | 0.027276 | 845.581 | 0.17324 | 969.9023 | 7.1499e-05 | 970.1541 | 1.8865 | 833.8355 | 0.011009
|  | 846.0198 | -0.011995 | 845.8202 | -0.023852 | 652.3124 | 0.0076196 | 846.0198 | -0.020334 | 845.8202 | -0.043181 | 836.5628 | 0 | 845.8202 | -0.026681 | 654.7012 | 0.00012573 | 846.0198 | 0 | 846.0198 | -0.0063937 | 846.0198 | 0 | 846.0198 | 0 | 846.0198 | 0 | 846.0198 | 0 | 654.7012 | 0.034631 | 846.0198 | 0 | 845.8202 | -0.013824 | 970.3225 | 0.024099 | 845.8202 | 0.16027 | 970.0716 | 0.00010725 | 970.3225 | 1.8509 | 834.0685 | 0.020997
|  | 846.259 | 0.033437 | 846.0593 | -0.016836 | 652.4344 | 0 | 846.259 | 0.0080162 | 846.0593 | 0.0031408 | 836.7998 | 0 | 846.0593 | 0.018316 | 654.8215 | 0.00012927 | 846.2591 | 0.026497 | 846.2591 | 0.027302 | 846.2591 | 0.0035295 | 846.259 | 0.0026933 | 846.2591 | 0.0048455 | 846.2591 | 0.017759 | 654.8215 | 0.019343 | 846.259 | 0.005586 | 846.0593 | 0.0091101 | 970.4909 | 0.026006 | 846.0593 | 0.1551 | 970.241 | 7.1499e-05 | 970.4909 | 1.8125 | 834.3016 | 0.011706
|  | 846.4983 | -0.0085623 | 846.2985 | 0.028531 | 652.5565 | 0.010412 | 846.4983 | -0.026614 | 846.2985 | -0.037282 | 837.0367 | 0 | 846.2985 | -0.029464 | 654.9417 | 0.00014622 | 846.4983 | 0 | 846.4983 | 0.0080228 | 846.4983 | 0 | 846.4983 | 0 | 846.4983 | 0 | 846.4983 | 0 | 654.9417 | 0.021059 | 846.4983 | 0 | 846.2985 | -0.0082538 | 970.6593 | 0.024826 | 846.2985 | 0.15198 | 970.4103 | 0.00032174 | 970.6593 | 1.7791 | 834.5347 | 0.0065498
|  | 846.7375 | 0.018466 | 846.5377 | 0.022402 | 652.6786 | 0 | 846.7375 | -0.0068574 | 846.5377 | 0.020536 | 837.2737 | 0 | 846.5377 | 0.018389 | 655.062 | 0.00017212 | 846.7375 | 0.0083166 | 846.7375 | 0.034655 | 846.7375 | 0.0091209 | 846.7375 | 0.0035806 | 846.7375 | 0.0045589 | 846.7375 | 0.019886 | 655.062 | 0.010726 | 846.7375 | 0.0075539 | 846.5377 | 0.016806 | 970.8277 | 0.023237 | 846.5377 | 0.14234 | 970.5797 | 7.1499e-05 | 970.8277 | 1.7446 | 834.7678 | 0.02304
|  | 846.9767 | 0.0064636 | 846.7769 | -0.038205 | 652.8007 | 0.016431 | 846.9767 | -0.0201 | 846.7769 | -0.076442 | 837.5107 | 0 | 846.7769 | -0.033699 | 655.1823 | 0.00018031 | 846.9768 | 0 | 846.9768 | 0.025599 | 846.9768 | 0 | 846.9767 | 0 | 846.9768 | 0 | 846.9768 | 0 | 655.1823 | 0.011887 | 846.9768 | 0 | 846.7768 | -0.026064 | 970.9961 | 0.034946 | 846.7769 | 0.13995 | 970.7491 | 0.00032174 | 970.9961 | 1.7143 | 835.0009 | 0.015887
|  | 847.216 | 0.023575 | 847.016 | 0.016055 | 652.9227 | 0 | 847.216 | 0.031431 | 847.016 | 0.028878 | 837.7476 | 0 | 847.016 | 0.01936 | 655.3026 | 0.00015665 | 847.216 | 0.039302 | 847.216 | 0.049275 | 847.216 | 0.0053714 | 847.216 | 0.0040943 | 847.216 | 0.0085155 | 847.216 | 0.0091236 | 655.3026 | 0.0035147 | 847.216 | 0.0075367 | 847.016 | 0.016572 | 971.1645 | 0.036126 | 847.016 | 0.13685 | 970.9184 | 0 | 971.1645 | 1.6807 | 835.234 | 0.022762
|  | 847.4553 | -0.017946 | 847.2552 | -0.048962 | 653.0448 | 0.012227 | 847.4553 | -0.030803 | 847.2552 | -0.050901 | 837.9846 | 0 | 847.2552 | -0.04074 | 655.4229 | 0.00014995 | 847.4553 | 0 | 847.4553 | 0.015204 | 847.4553 | 0 | 847.4553 | 0 | 847.4553 | 0 | 847.4553 | 0 | 655.4229 | 0.0021652 | 847.4553 | 0 | 847.2552 | -0.010984 | 971.3329 | 0.01534 | 847.2552 | 0.12314 | 971.0878 | 0.00032174 | 971.3329 | 1.6528 | 835.4672 | -0.00099698
|  | 847.6945 | 0.0066658 | 847.4944 | -0.012089 | 653.167 | 0 | 847.6945 | 0.0070942 | 847.4944 | 0.0018642 | 838.2216 | 0 | 847.4944 | 0.018287 | 655.5432 | 0.00012611 | 847.6945 | 0.015198 | 847.6945 | -0.0054325 | 847.6945 | 0.0012685 | 847.6945 | 0.0017628 | 847.6945 | 0.0036137 | 847.6945 | 0.017575 | 655.5432 | 9.9352e-06 | 847.6945 | 0.0092118 | 847.4944 | 0.012658 | 971.5013 | 0.032722 | 847.4944 | 0.13705 | 971.2571 | 0 | 971.5013 | 1.6251 | 835.7003 | 0.018535
|  | 847.9338 | -0.0029662 | 847.7336 | -0.01335 | 653.2891 | 0.013278 | 847.9338 | -0.027199 | 847.7336 | -0.052009 | 838.4586 | 0 | 847.7336 | -0.035268 | 655.6635 | 0.00013356 | 847.9338 | 0 | 847.9338 | -0.027391 | 847.9338 | 0 | 847.9338 | 0 | 847.9338 | 0 | 847.9338 | 0 | 655.6635 | 1.3361e-05 | 847.9338 | 0 | 847.7337 | -0.026879 | 971.6698 | 0.026096 | 847.7336 | 0.12954 | 971.4265 | 0.00053624 | 971.6698 | 1.6014 | 835.9334 | 0.0094763
|  | 848.1731 | 0.018021 | 847.9729 | 0.0032232 | 653.4112 | 0 | 848.1731 | 0.011789 | 847.9729 | 0.023173 | 838.6956 | 0 | 847.9729 | 0.015985 | 655.7838 | 0.00013803 | 848.1731 | 0.025941 | 848.1731 | -0.0023999 | 848.1731 | 0.0057219 | 848.1731 | 0.00075611 | 848.1731 | 0.005205 | 848.1731 | 0.020641 | 655.7838 | 3.2546e-06 | 848.1731 | 0.0089259 | 847.9729 | 0.0097299 | 971.8382 | 0.024644 | 847.9729 | 0.12185 | 971.5959 | 7.1499e-05 | 971.8382 | 1.5755 | 836.1666 | 0.017745
|  | 848.4124 | -0.0026524 | 848.2121 | -0.0090378 | 653.5333 | 0.012609 | 848.4124 | -0.016501 | 848.2121 | -0.067454 | 838.9326 | 0 | 848.2121 | -0.029245 | 655.9041 | 0.00014213 | 848.4124 | 0 | 848.4124 | -0.02998 | 848.4124 | 0 | 848.4124 | 0 | 848.4124 | 0 | 848.4124 | 0 | 655.9041 | 3.2546e-06 | 848.4124 | 0 | 848.2121 | -0.010407 | 972.0066 | 0.019652 | 848.2121 | 0.13181 | 971.7652 | 0.00010725 | 972.0066 | 1.5515 | 836.3997 | 0.015283
|  | 848.6517 | 0.00060598 | 848.4513 | -0.0030845 | 653.6555 | 0 | 848.6517 | -0.0088739 | 848.4513 | 0.024351 | 839.1697 | 0 | 848.4513 | 0.017763 | 656.0244 | 0.0001371 | 848.6517 | 0.015661 | 848.6517 | 0.015807 | 848.6517 | 0.0028074 | 848.6517 | 0.0021576 | 848.6517 | 0.0045049 | 848.6517 | 0.022729 | 656.0244 | 0 | 848.6517 | 0.0067766 | 848.4513 | 0.022399 | 972.175 | 0.031679 | 848.4513 | 0.12567 | 971.9346 | 0 | 972.175 | 1.5235 | 836.6329 | 0.023691
|  | 848.891 | 0.0010226 | 848.6906 | 0.011531 | 653.7776 | 0.010412 | 848.891 | -0.028099 | 848.6906 | -0.0473 | 839.4067 | 0 | 848.6906 | -0.028889 | 656.1447 | 0.00013579 | 848.891 | 0 | 848.891 | -0.022877 | 848.891 | 0 | 848.891 | 0 | 848.891 | 0 | 848.891 | 0 | 656.1447 | 0 | 848.891 | 0 | 848.6906 | 0.0038752 | 972.3434 | 0.020015 | 848.6906 | 0.12676 | 972.104 | 0.00010725 | 972.3434 | 1.4991 | 836.866 | 0.014122
|  | 849.1303 | 0.018555 | 848.9298 | -0.013942 | 653.8998 | 0 | 849.1303 | 0.0096732 | 848.9298 | 0.057393 | 839.6437 | 0 | 848.9298 | 0.016448 | 656.265 | 0.00013449 | 849.1303 | 0.017206 | 849.1303 | 0.035307 | 849.1303 | 0.0038511 | 849.1303 | 0.0012066 | 849.1303 | 0.0020705 | 849.1303 | 0.0054386 | 656.265 | 0 | 849.1303 | 0.0038232 | 848.9298 | 0.020018 | 972.5118 | 0.028093 | 848.9298 | 0.10051 | 972.2734 | 7.1499e-05 | 972.5118 | 1.4725 | 837.0992 | 0.017048
|  | 849.3696 | 0.0014138 | 849.1691 | -0.030055 | 654.022 | 0.01175 | 849.3696 | -0.025568 | 849.1691 | -0.056901 | 839.8808 | 0 | 849.1691 | -0.02996 | 656.3854 | 0.00013412 | 849.3696 | 0 | 849.3696 | -0.001176 | 849.3696 | 0 | 849.3696 | 0 | 849.3696 | 0 | 849.3696 | 0 | 656.3854 | 0 | 849.3696 | 0 | 849.1691 | -0.0065168 | 972.6803 | 0.022965 | 849.1691 | 0.092287 | 972.4427 | 0.00032174 | 972.6803 | 1.4501 | 837.3324 | 0.019278
|  | 849.6089 | 0.024031 | 849.4083 | -0.00028299 | 654.1442 | 0 | 849.6089 | -0.0025502 | 849.4083 | -0.025428 | 840.1179 | 0 | 849.4083 | 0.023964 | 656.5057 | 0.00012145 | 849.609 | 0.025859 | 849.609 | 0.049358 | 849.609 | 0.0042297 | 849.6089 | 0.0025793 | 849.609 | 0.0064231 | 849.609 | 0.013878 | 656.5057 | 0 | 849.609 | 0.011437 | 849.4083 | 0.01162 | 972.8487 | 0.025052 | 849.4083 | 0.11526 | 972.6121 | 0 | 972.8487 | 1.4235 | 837.5656 | 0.021926
|  | 849.8483 | -0.01318 | 849.6476 | -0.0082204 | 654.2664 | 0.0084479 | 849.8483 | -0.051887 | 849.6476 | -0.073128 | 840.3549 | 0 | 849.6476 | -0.034871 | 656.626 | 0.00012108 | 849.8483 | 0 | 849.8483 | -0.012393 | 849.8483 | 0 | 849.8483 | 0 | 849.8483 | 0 | 849.8483 | 0 | 656.626 | 0 | 849.8483 | 0 | 849.6476 | -0.0093256 | 973.0171 | 0.021286 | 849.6476 | 0.11412 | 972.7815 | 0.00032174 | 973.0171 | 1.3994 | 837.7988 | 0.011799
|  | 850.0876 | 0.0042748 | 849.8869 | -0.0093288 | 654.3886 | 0 | 850.0876 | 0.001578 | 849.8869 | 0.038986 | 840.592 | 0 | 849.8869 | 0.01474 | 656.7463 | 0.00014101 | 850.0877 | 0.026907 | 850.0877 | 0.022169 | 850.0877 | 0.0023145 | 850.0876 | 0.0015713 | 850.0877 | 0.0058437 | 850.0877 | 0.012196 | 656.7463 | 0 | 850.0877 | 0.0096982 | 849.8869 | 0.013852 | 973.1855 | 0.027866 | 849.8869 | 0.10283 | 972.9509 | 0 | 973.1855 | 1.3742 | 838.032 | 0.0091511
|  | 850.327 | -0.016044 | 850.1261 | -0.0066415 | 654.5108 | 0.010794 | 850.327 | -0.019183 | 850.1261 | -0.063209 | 840.829 | 0 | 850.1261 | -0.035139 | 656.8666 | 0.00015479 | 850.327 | 0 | 850.327 | 0.0018759 | 850.327 | 0 | 850.327 | 0 | 850.327 | 0 | 850.327 | 0 | 656.8666 | 0 | 850.327 | 0 | 850.1261 | -0.028915 | 973.3539 | 0.021059 | 850.1261 | 0.085609 | 973.1203 | 0.00032174 | 973.3539 | 1.3529 | 838.2651 | 0.02318
|  | 850.5664 | 0.0036436 | 850.3654 | -0.00034519 | 654.633 | 0 | 850.5664 | 0.0013411 | 850.3654 | 0.03916 | 841.0662 | 0 | 850.3654 | 0.020616 | 656.9869 | 0.0001682 | 850.5664 | 0.017209 | 850.5664 | 0.02025 | 850.5664 | 0.0038282 | 850.5664 | 0.0017576 | 850.5664 | 0.0053778 | 850.5664 | 0.016849 | 656.9869 | 1.713e-06 | 850.5664 | 0.0069497 | 850.3654 | 0.011704 | 973.5224 | 0.02065 | 850.3654 | 0.083663 | 973.2897 | 7.1499e-05 | 973.5224 | 1.3297 | 838.4983 | 0.017234
|  | 850.8057 | -0.0074361 | 850.6047 | -0.0009948 | 654.7552 | 0.01175 | 850.8057 | 0.0079146 | 850.6047 | -0.072314 | 841.3032 | 0 | 850.6047 | -0.031056 | 657.1073 | 0.00016448 | 850.8057 | 0 | 850.8057 | -0.031046 | 850.8057 | 0 | 850.8057 | 0 | 850.8057 | 0 | 850.8057 | 0 | 657.1073 | 1.713e-06 | 850.8057 | 0 | 850.6047 | -0.012572 | 973.6908 | 0.019016 | 850.6047 | 0.092523 | 973.4591 | 0.00032174 | 973.6908 | 1.3086 | 838.7316 | 0.0054814
|  | 851.0451 | -0.00011774 | 850.844 | 0.0034823 | 654.8775 | 0 | 851.0451 | -0.013101 | 850.844 | 0.025369 | 841.5403 | 0 | 850.844 | 0.014914 | 657.2276 | 0.00015908 | 851.0451 | 0.015467 | 851.0451 | 0.030364 | 851.0451 | 0.0046096 | 851.0451 | 0.00081702 | 851.0451 | 0.0067372 | 851.0451 | 0.025033 | 657.2276 | 1.713e-06 | 851.0451 | 0.0055328 | 850.844 | 0.016094 | 973.8592 | 0.028093 | 850.844 | 0.084264 | 973.6285 | 0 | 973.8592 | 1.2846 | 838.9648 | 0.017605
|  | 851.2845 | 0.0096568 | 851.0833 | -0.01051 | 654.9997 | 0.014233 | 851.2845 | -0.015504 | 851.0833 | -0.056405 | 841.7775 | 0 | 851.0833 | -0.035704 | 657.3479 | 0.00016057 | 851.2845 | 0 | 851.2845 | -0.015018 | 851.2845 | 0 | 851.2845 | 0 | 851.2845 | 0 | 851.2845 | 0 | 657.3479 | 0 | 851.2845 | 0 | 851.0833 | -0.017876 | 974.0276 | 0.024281 | 851.0833 | 0.07589 | 973.7979 | 0.00032174 | 974.0276 | 1.2625 | 839.1981 | 0.010777
|  | 851.5239 | -0.0093258 | 851.3227 | -0.023754 | 655.122 | 0 | 851.5239 | -0.0001457 | 851.3227 | -0.0097851 | 842.0146 | 0 | 851.3227 | 0.016499 | 657.4682 | 0.00015088 | 851.5239 | 0.0044259 | 851.5239 | -0.0060022 | 851.5239 | 0.0015578 | 851.5239 | 0.0009818 | 851.5239 | 0.00078786 | 851.5239 | 0.016854 | 657.4682 | 0 | 851.5239 | 0.0026506 | 851.3226 | 0.0044687 | 974.1961 | 0.028547 | 851.3227 | 0.073276 | 973.9673 | 7.1499e-05 | 974.1961 | 1.2372 | 839.4313 | 0.0051098
|  | 851.7633 | 0.0028324 | 851.562 | -0.018697 | 655.2442 | 0.011941 | 851.7633 | -0.033403 | 851.562 | -0.070867 | 842.2517 | 0 | 851.562 | -0.039133 | 657.5886 | 0.00015312 | 851.7633 | 0 | 851.7633 | -0.034483 | 851.7633 | 0 | 851.7633 | 0 | 851.7633 | 0 | 851.7633 | 0 | 657.5886 | 0 | 851.7633 | 0 | 851.562 | -0.016506 | 974.3645 | 0.023782 | 851.562 | 0.088859 | 974.1367 | 0 | 974.3645 | 1.2131 | 839.6645 | 0.015747
|  | 852.0027 | 0.01236 | 851.8013 | 3.1417e-05 | 655.3665 | 0 | 852.0027 | -0.0044 | 851.8013 | 0.054112 | 842.4888 | 0 | 851.8013 | 0.02091 | 657.7089 | 0.00013486 | 852.0027 | 0.011985 | 852.0027 | 0.045337 | 852.0027 | 0.0045345 | 852.0027 | 0.0013356 | 852.0027 | 0.0055143 | 852.0027 | 0.011342 | 657.7089 | 0 | 852.0027 | 0.010535 | 851.8013 | 0.011357 | 974.5329 | 0.034538 | 851.8013 | 0.098623 | 974.3061 | 0 | 974.5329 | 1.1855 | 839.8978 | 0.018627
|  | 852.2421 | -0.010156 | 852.0406 | -0.022893 | 655.4888 | 0.0013252 | 852.2421 | -0.027601 | 852.0406 | -0.065875 | 842.726 | 0 | 852.0406 | -0.029499 | 657.8292 | 0.00015572 | 852.2422 | 0 | 852.2422 | -0.0064623 | 852.2422 | 0 | 852.2421 | 0 | 852.2422 | 0 | 852.2422 | 0 | 657.8292 | 0 | 852.2421 | 0 | 852.0407 | -0.02301 | 974.7014 | 0.028093 | 852.0406 | 0.076751 | 974.4755 | 0.00032174 | 974.7014 | 1.1601 | 840.1311 | 0.0098015
|  | 852.4816 | 0.0080944 | 852.28 | -0.010894 | 655.6111 | 0 | 852.4816 | -0.0089315 | 852.28 | 0.012435 | 842.9631 | 0 | 852.28 | 0.014828 | 657.9496 | 0.0001397 | 852.4816 | 0.032088 | 852.4816 | 0.0088635 | 852.4816 | 0 | 852.4816 | 0.00049865 | 852.4816 | 0.00092406 | 852.4816 | 0.012632 | 657.9496 | 0 | 852.4816 | 0.0076742 | 852.28 | 0.004979 | 974.8698 | 0.028093 | 852.28 | 0.087924 | 974.6449 | 7.1499e-05 | 974.8698 | 1.1359 | 840.3644 | 0.02894
|  | 852.721 | -0.015406 | 852.5193 | -0.027573 | 655.7334 | 0.0082822 | 852.721 | -0.014932 | 852.5193 | -0.07238 | 843.2003 | 0 | 852.5193 | -0.036954 | 658.0699 | 0.00017305 | 852.721 | 0 | 852.721 | -0.040811 | 852.721 | 0 | 852.721 | 0 | 852.721 | 0 | 852.721 | 0 | 658.0699 | 0 | 852.721 | 0 | 852.5194 | -0.026675 | 975.0382 | 0.029863 | 852.5193 | 0.057539 | 974.8143 | 0.00032174 | 975.0382 | 1.116 | 840.5977 | 0.002903
|  | 852.9604 | 0.0027535 | 852.7587 | 0.0035883 | 655.8557 | 0 | 852.9604 | -0.0035384 | 852.7587 | 0.029858 | 843.4374 | 0 | 852.7587 | 0.018066 | 658.1902 | 0.00014697 | 852.9605 | 0.013961 | 852.9605 | -0.007085 | 852.9605 | 0.0036328 | 852.9604 | 0.0016882 | 852.9605 | 0.0047041 | 852.9605 | 0.013649 | 658.1902 | 0 | 852.9605 | 0.010058 | 852.7587 | 0.012764 | 975.2066 | 0.029273 | 852.7587 | 0.070751 | 974.9837 | 7.1499e-05 | 975.2066 | 1.097 | 840.8309 | 0.012496
|  | 853.1999 | -0.015193 | 852.9981 | 0.004012 | 655.978 | 0.01175 | 853.1999 | -0.029008 | 852.9981 | -0.066591 | 843.6746 | 0 | 852.9981 | -0.038357 | 658.3106 | 0.00014101 | 853.1999 | 0 | 853.1999 | 0.0037352 | 853.1999 | 0 | 853.1999 | 0 | 853.1999 | 0 | 853.1999 | 0 | 658.3106 | 0 | 853.1999 | 0 | 852.9981 | -0.011462 | 975.3751 | 0.022193 | 852.9981 | 0.087435 | 975.1531 | 0.00032174 | 975.3751 | 1.0794 | 841.0642 | 0.015608
|  | 853.4394 | 0.021948 | 853.2374 | 0.03404 | 656.1004 | 0 | 853.4394 | -0.001327 | 853.2374 | 0.017852 | 843.9118 | 0 | 853.2374 | 0.029985 | 658.4309 | 0.00010841 | 853.4394 | 0.033754 | 853.4394 | 0.012483 | 853.4394 | 0.0090416 | 853.4394 | 0.0026999 | 853.4394 | 0.0078459 | 853.4394 | 0.01354 | 658.4309 | 3.2546e-06 | 853.4394 | 0.0097641 | 853.2374 | 0.01833 | 975.5435 | 0.034765 | 853.2374 | 0.082397 | 975.3225 | 0.00028599 | 975.5435 | 1.0601 | 841.2975 | 0.011892
|  | 853.6788 | -0.0055252 | 853.4768 | -0.031386 | 656.2227 | 0.0021534 | 853.6788 | -0.028167 | 853.4768 | -0.064768 | 844.149 | 0 | 853.4768 | -0.041206 | 658.5512 | 0.00011065 | 853.6788 | 0 | 853.6788 | -0.03667 | 853.6788 | 0 | 853.6788 | 0 | 853.6788 | 0 | 853.6788 | 0 | 658.5512 | 3.2546e-06 | 853.6788 | 0 | 853.4768 | -0.026064 | 975.712 | 0.019561 | 853.4768 | 0.067899 | 975.492 | 0 | 975.712 | 1.0421 | 841.5308 | 0.0067356
|  | 853.9183 | -0.0037021 | 853.7162 | -0.007977 | 656.3451 | 0.00033209 | 853.9183 | 0.0088293 | 853.7162 | 0.03482 | 844.3862 | 0 | 853.7162 | 0.022024 | 658.6716 | 0.00014231 | 853.9183 | 0.0058152 | 853.9183 | 0.0026195 | 853.9183 | 0.003183 | 853.9183 | 0.0026767 | 853.9183 | 0.002624 | 853.9183 | 0.017828 | 658.6716 | 3.2546e-06 | 853.9183 | 0.0076685 | 853.7162 | 0.02586 | 975.8804 | 0.028865 | 853.7162 | 0.068225 | 975.6614 | 7.1499e-05 | 975.8804 | 1.0233 | 841.7641 | 0.022622
|  | 854.1578 | -0.011734 | 853.9556 | -0.034779 | 656.4674 | 0.011559 | 854.1578 | -0.0060502 | 853.9556 | -0.07385 | 844.6234 | 0 | 853.9556 | -0.037945 | 658.7919 | 0.0001561 | 854.1578 | 0 | 854.1578 | -0.024146 | 854.1578 | 0 | 854.1578 | 0 | 854.1578 | 0 | 854.1578 | 0 | 658.7919 | 0 | 854.1578 | 0 | 853.9556 | -0.016306 | 976.0488 | 0.023691 | 853.9556 | 0.052899 | 975.8308 | 0.00010725 | 976.0488 | 1.0051 | 841.9974 | 0.0041731
|  | 854.3973 | 0.014224 | 854.195 | -0.00095542 | 656.5898 | 0 | 854.3973 | 0.028171 | 854.195 | -0.0061238 | 844.8607 | 0 | 854.195 | 0.02187 | 658.9123 | 0.00017174 | 854.3973 | 0.0010331 | 854.3973 | 0.043432 | 854.3973 | 0.0040581 | 854.3973 | 0.0030857 | 854.3973 | 0.005582 | 854.3973 | 0.012358 | 658.9123 | 6.6805e-06 | 854.3973 | 0.010155 | 854.195 | 0.029729 | 976.2173 | 0.022511 | 854.195 | 0.061684 | 976.0002 | 0 | 976.2173 | 0.984 | 842.2308 | 0.019231
|  | 854.6368 | -0.0087859 | 854.4344 | -0.023368 | 656.7122 | 0.0076196 | 854.6368 | -0.032969 | 854.4344 | -0.058276 | 845.0978 | 0 | 854.4344 | -0.034747 | 659.0326 | 0.00016355 | 854.6368 | 0 | 854.6368 | 0.027705 | 854.6368 | 0 | 854.6368 | 0 | 854.6368 | 0 | 854.6368 | 0 | 659.0326 | 9.9352e-06 | 854.6368 | 0 | 854.4344 | -0.017593 | 976.3857 | 0.021966 | 854.4344 | 0.054353 | 976.1697 | 0 | 976.3857 | 0.9625 | 842.4641 | 0.003762
|  | 854.8763 | 0.018461 | 854.6738 | 0.003153 | 656.8346 | 0 | 854.8763 | -0.0032907 | 854.6738 | 0.011648 | 845.3351 | 0 | 854.6738 | 0.017257 | 659.153 | 0.00015274 | 854.8763 | 0.013991 | 854.8763 | 0.018641 | 854.8763 | 0.0062841 | 854.8763 | 0.0027876 | 854.8763 | 0.0053863 | 854.8763 | 0.011586 | 659.153 | 9.9352e-06 | 854.8763 | 0.0078985 | 854.6738 | 0.020183 | 976.5542 | 0.02537 | 854.6738 | 0.065704 | 976.3391 | 0.00028599 | 976.5542 | 0.93997 | 842.6975 | 0.021043
|  | 855.1158 | -0.0026109 | 854.9133 | 0.0010453 | 656.9569 | 0.0086135 | 855.1158 | -0.0059604 | 854.9133 | -0.088853 | 845.5723 | 0 | 854.9133 | -0.045734 | 659.2733 | 0.00012629 | 855.1158 | 0 | 855.1158 | -0.010989 | 855.1158 | 0 | 855.1158 | 0 | 855.1158 | 0 | 855.1158 | 0 | 659.2733 | 3.2546e-06 | 855.1158 | 0 | 854.9133 | -0.0081594 | 976.7226 | 0.019243 | 854.9133 | 0.0577 | 976.5085 | 0.00010725 | 976.7226 | 0.92129 | 842.9308 | 0.011938
|  | 855.3553 | 0.012895 | 855.1527 | 0.010606 | 657.0793 | 0 | 855.3553 | 0.0020218 | 855.1527 | 0.038631 | 845.8096 | 0 | 855.1527 | 0.017742 | 659.3937 | 0.00010673 | 855.3553 | 0.013993 | 855.3553 | 0.0012724 | 855.3553 | 0.0061947 | 855.3553 | 0.0027657 | 855.3553 | 0.0067362 | 855.3553 | 0.020593 | 659.3937 | 0 | 855.3554 | 0.0088877 | 855.1527 | 0.0045655 | 976.891 | 0.030635 | 855.1527 | 0.064976 | 976.678 | 0 | 976.891 | 0.9016 | 843.1642 | 0.017698
|  | 855.5948 | -0.01279 | 855.3921 | -0.027942 | 657.2018 | 0.0026503 | 855.5948 | -0.013241 | 855.3921 | -0.06509 | 846.0468 | 0 | 855.3921 | -0.036917 | 659.514 | 0.00010673 | 855.5949 | 0 | 855.5949 | -0.017509 | 855.5949 | 0 | 855.5948 | 0 | 855.5949 | 0 | 855.5949 | 0 | 659.514 | 3.2546e-06 | 855.5948 | 0 | 855.3921 | -0.020323 | 977.0595 | 0.024735 | 855.3921 | 0.051979 | 976.8474 | 0 | 977.0595 | 0.88441 | 843.3975 | 0.0065498
|  | 855.8344 | 0.0057825 | 855.6316 | 0.015788 | 657.3242 | 0 | 855.8344 | -0.0038905 | 855.6316 | 0.027101 | 846.2841 | 0 | 855.6316 | 0.028408 | 659.6344 | 0.00012834 | 855.8344 | 0.031678 | 855.8344 | 0.0030403 | 855.8344 | 0.0061319 | 855.8344 | 0.0025329 | 855.8344 | 0.0037023 | 855.8344 | 0.020303 | 659.6344 | 3.2546e-06 | 855.8344 | 0.0098559 | 855.6316 | 0.018143 | 977.2279 | 0.024009 | 855.6316 | 0.063079 | 977.0168 | 0 | 977.2279 | 0.86476 | 843.6309 | 0.023087
|  | 856.074 | -0.0077697 | 855.871 | -0.0016271 | 657.4466 | 0.010412 | 856.074 | -0.01767 | 855.871 | -0.030983 | 846.5214 | 0 | 855.871 | -0.039447 | 659.7548 | 0.00016355 | 856.074 | 0 | 856.074 | 0.00084539 | 856.074 | 0 | 856.074 | 0 | 856.074 | 0 | 856.074 | 0 | 659.7548 | 1.6616e-05 | 856.074 | 0 | 855.871 | -0.020566 | 977.3964 | 0.023963 | 855.871 | 0.054182 | 977.1863 | 0.00032174 | 977.3964 | 0.84822 | 843.8643 | 0.0077576
|  | 856.3135 | 0.014168 | 856.1105 | 0.0029724 | 657.5691 | 0 | 856.3135 | 0.0051963 | 856.1105 | -0.0028848 | 846.7587 | 0 | 856.1105 | 0.017959 | 659.8751 | 0.00016914 | 856.3135 | 0.036647 | 856.3135 | -0.028318 | 856.3135 | 0.0066266 | 856.3135 | 0.0023152 | 856.3135 | 0.0069733 | 856.3135 | 0.010321 | 659.8751 | 1.6616e-05 | 856.3135 | 0.0028579 | 856.1105 | 0.032173 | 977.5648 | 0.029046 | 856.1105 | 0.051297 | 977.3557 | 0 | 977.5648 | 0.83127 | 844.0977 | 0.024016
|  | 856.5531 | -0.0067724 | 856.35 | -0.0083919 | 657.6915 | 0.014425 | 856.5531 | -0.030085 | 856.35 | -0.08641 | 846.996 | 0 | 856.35 | -0.028632 | 659.9955 | 0.00018255 | 856.5531 | 0 | 856.5531 | -0.006706 | 856.5531 | 0 | 856.5531 | 0 | 856.5531 | 0 | 856.5531 | 0 | 659.9955 | 2.0042e-05 | 856.5531 | 0 | 856.35 | -0.013159 | 977.7333 | 0.022511 | 856.35 | 0.046059 | 977.5252 | 0.00010725 | 977.7333 | 0.81571 | 844.3311 | 0.0091511
|  | 856.7927 | 0.014758 | 856.5894 | -0.032363 | 657.814 | 0 | 856.7927 | 0.01379 | 856.5894 | 0.028581 | 847.2333 | 0 | 856.5894 | 0.020288 | 660.1159 | 0.00017249 | 856.7927 | 0.013459 | 856.7927 | -0.018072 | 856.7927 | 0.005266 | 856.7927 | 0.00064211 | 856.7927 | 0.0027188 | 856.7927 | 0.014827 | 660.1159 | 1.8329e-05 | 856.7927 | 0.0097644 | 856.5894 | 0.01205 | 977.9017 | 0.026414 | 856.5894 | 0.032199 | 977.6946 | 0.00028599 | 977.9017 | 0.80061 | 844.5644 | 0.01454
|  | 857.0322 | -0.0068332 | 856.8289 | -0.035813 | 657.9364 | 0.011272 | 857.0322 | -0.02452 | 856.8289 | -0.052587 | 847.4706 | 0 | 856.8289 | -0.042228 | 660.2362 | 0.00017081 | 857.0322 | 0 | 857.0322 | -0.024958 | 857.0322 | 0 | 857.0322 | 0 | 857.0322 | 0 | 857.0322 | 0 | 660.2362 | 1.8329e-05 | 857.0322 | 0 | 856.8289 | -0.01989 | 978.0702 | 0.027866 | 856.8289 | 0.036876 | 977.8641 | 0.00010725 | 978.0702 | 0.7883 | 844.7979 | 0.0079434
|  | 857.2719 | 0.015868 | 857.0684 | -0.02007 | 658.0589 | 0 | 857.2719 | -0.0091798 | 857.0684 | 0.021186 | 847.7079 | 0 | 857.0684 | 0.022964 | 660.3566 | 0.00015312 | 857.2718 | 0.015545 | 857.2718 | -0.0032058 | 857.2718 | 0.0048245 | 857.2719 | 0.002395 | 857.2718 | 0.0049856 | 857.2718 | 0.022463 | 660.3566 | 1.5074e-05 | 857.2718 | 0.008233 | 857.0684 | 0.010495 | 978.2386 | 0.030862 | 857.0684 | 0.034118 | 978.0335 | 7.1499e-05 | 978.2386 | 0.77687 | 845.0313 | 0.025363
|  | 857.5114 | -0.0045744 | 857.3079 | -0.021358 | 658.1814 | 0.01624 | 857.5114 | -0.0071102 | 857.3079 | -0.038034 | 847.9452 | 0 | 857.3079 | -0.038315 | 660.477 | 0.00014399 | 857.5114 | 0 | 857.5114 | 0.00448 | 857.5114 | 0 | 857.5114 | 0 | 857.5114 | 0 | 857.5114 | 0 | 660.477 | 1.1648e-05 | 857.5114 | 0 | 857.3079 | -0.011555 | 978.4071 | 0.015885 | 857.3079 | 0.037663 | 978.203 | 0.00032174 | 978.4071 | 0.7673 | 845.2647 | 0.0083614
|  | 857.751 | 0.015303 | 857.5474 | 0.011257 | 658.3039 | 0 | 857.751 | 0.021721 | 857.5474 | 0.023568 | 848.1825 | 0 | 857.5474 | 0.017991 | 660.5973 | 0.00014138 | 857.751 | 0.020807 | 857.751 | 0.019304 | 857.751 | 0.0046929 | 857.751 | 0.0023063 | 857.751 | 0.0037833 | 857.751 | 0.017852 | 660.5973 | 1.1648e-05 | 857.751 | 0.0077594 | 857.5474 | 0.02301 | 978.5755 | 0.02655 | 857.5474 | 0.053729 | 978.3725 | 0 | 978.5755 | 0.75462 | 845.4981 | 0.0085008
|  | 857.9907 | -0.025117 | 857.7869 | 0.00028541 | 658.4264 | 0.0033129 | 857.9907 | -0.021924 | 857.7869 | -0.076385 | 848.4199 | 0 | 857.7869 | -0.038428 | 660.7177 | 0.00013952 | 857.9906 | 0 | 857.9906 | -0.0108 | 857.9906 | 0 | 857.9907 | 0 | 857.9906 | 0 | 857.9906 | 0 | 660.7177 | 1.5074e-05 | 857.9907 | 0 | 857.7869 | -0.021788 | 978.744 | 0.022284 | 857.7869 | 0.041746 | 978.5419 | 0.00010725 | 978.744 | 0.74245 | 845.7316 | 0.019324
|  | 858.2303 | 0.018527 | 858.0264 | 0.022047 | 658.5489 | 0 | 858.2303 | 0.003768 | 858.0264 | 0.050242 | 848.6572 | 0 | 858.0264 | 0.026485 | 660.8381 | 0.00014753 | 858.2303 | 0.038989 | 858.2303 | 0.036713 | 858.2303 | 0.0060719 | 858.2303 | 0.0042806 | 858.2303 | 0.0064394 | 858.2303 | 0.020243 | 660.8381 | 1.3361e-05 | 858.2303 | 0.0082457 | 858.0264 | 0.031969 | 978.9124 | 0.023782 | 858.0264 | 0.058427 | 978.7114 | 0 | 978.9124 | 0.72768 | 845.965 | 0.016398
|  | 858.4699 | 0.00017113 | 858.2659 | -0.018251 | 658.6715 | 0.011559 | 858.4699 | 0.0027115 | 858.2659 | -0.10952 | 848.8945 | 0 | 858.2659 | -0.043953 | 660.9584 | 0.0001669 | 858.4699 | 0 | 858.4699 | 0.015759 | 858.4699 | 0 | 858.4699 | 0 | 858.4699 | 0 | 858.4699 | 0 | 660.9584 | 1.6616e-05 | 858.4699 | 0 | 858.2659 | 0.0044082 | 979.0809 | 0.020514 | 858.2659 | 0.032608 | 978.8809 | 0.00010725 | 979.0809 | 0.71453 | 846.1985 | 0.017698
|  | 858.7095 | 0.0044477 | 858.5055 | 0.0012495 | 658.794 | 0 | 858.7095 | -0.020346 | 858.5055 | 0.030345 | 849.1319 | 0 | 858.5055 | 0.022071 | 661.0788 | 0.00017565 | 858.7095 | 0.022439 | 858.7095 | 0.053364 | 858.7095 | 0.0047933 | 858.7095 | 0.0012716 | 858.7095 | 0.0049293 | 858.7095 | 0.020537 | 661.0788 | 2.1755e-05 | 858.7095 | 0.009479 | 858.5055 | 0.011551 | 979.2493 | 0.026414 | 858.5055 | 0.049721 | 979.0503 | 0 | 979.2493 | 0.69953 | 846.432 | 0.012403
|  | 858.9492 | -0.013908 | 858.745 | -0.012916 | 658.9165 | 0.014233 | 858.9492 | -0.023198 | 858.745 | -0.07042 | 849.3693 | 0 | 858.745 | -0.043625 | 661.1992 | 0.00016914 | 858.9492 | 0 | 858.9492 | -0.03372 | 858.9492 | 0 | 858.9492 | 0 | 858.9492 | 0 | 858.9492 | 0 | 661.1992 | 2.0042e-05 | 858.9492 | 0 | 858.745 | -0.019337 | 979.4178 | 0.022829 | 858.745 | 0.033733 | 979.2198 | 0.00032174 | 979.4178 | 0.68527 | 846.6654 | 0.016723
|  | 859.1888 | 0.03062 | 858.9846 | 6.525e-05 | 659.0391 | 0 | 859.1888 | 0.01776 | 858.9846 | -0.017086 | 849.6066 | 0 | 858.9846 | 0.020989 | 661.3196 | 0.00016262 | 859.1888 | 0.029225 | 859.1888 | 0.027474 | 859.1888 | 0.0055163 | 859.1888 | 0.0039094 | 859.1888 | 0.0076439 | 859.1888 | 0.016436 | 661.3196 | 2.8435e-05 | 859.1888 | 0.0091552 | 858.9846 | 0.01263 | 979.5862 | 0.035264 | 858.9846 | 0.040862 | 979.3893 | 0 | 979.5862 | 0.66938 | 846.8989 | 0.011985
|  | 859.4285 | -0.018026 | 859.2241 | -0.037115 | 659.1617 | 0.0087791 | 859.4285 | -0.029616 | 859.2241 | -0.072667 | 849.8441 | 0 | 859.2241 | -0.03965 | 661.44 | 0.00017044 | 859.4285 | 0 | 859.4285 | 0.0079299 | 859.4285 | 0 | 859.4285 | 0 | 859.4285 | 0 | 859.4285 | 0 | 661.44 | 2.0042e-05 | 859.4285 | 0 | 859.2241 | -0.029322 | 979.7547 | 0.024916 | 859.2241 | 0.041893 | 979.5587 | 0 | 979.7547 | 0.65656 | 847.1323 | 0.0052027
|  | 859.6682 | 0.033444 | 859.4637 | -0.011057 | 659.2842 | 0 | 859.6682 | -0.0040508 | 859.4637 | 0.0060219 | 850.0814 | 0 | 859.4637 | 0.023264 | 661.5604 | 0.00016615 | 859.6681 | 0.028717 | 859.6681 | -0.0078381 | 859.6681 | 0.0043219 | 859.6682 | 0.0013796 | 859.6681 | 0.0042479 | 859.6681 | 0.021507 | 661.5604 | 2.6722e-05 | 859.6681 | 0.0080475 | 859.4637 | 0.03034 | 979.9232 | 0.025869 | 859.4637 | 0.039058 | 979.7282 | 0 | 979.9232 | 0.64193 | 847.3658 | 0.0059924
|  | 859.9078 | 0.013815 | 859.7032 | -0.018657 | 659.4068 | 0.0091104 | 859.9078 | -0.018167 | 859.7032 | -0.099877 | 850.3188 | 0 | 859.7032 | -0.044584 | 661.6807 | 0.0001682 | 859.9078 | 0 | 859.9078 | -0.0045264 | 859.9078 | 0 | 859.9078 | 0 | 859.9078 | 0 | 859.9078 | 0 | 661.6807 | 1.5074e-05 | 859.9078 | 0 | 859.7032 | -0.0082608 | 980.0916 | 0.023282 | 859.7032 | 0.042057 | 979.8977 | 0.00010725 | 980.0916 | 0.6311 | 847.5993 | 0.002552
|  | 860.1475 | 0.017343 | 859.9428 | -0.0034414 | 659.5294 | 0 | 860.1475 | 0.019448 | 859.9428 | 0.031947 | 850.5562 | 0 | 859.9428 | 0.025281 | 661.8011 | 0.00014883 | 860.1475 | 0.02095 | 860.1475 | 0.027313 | 860.1475 | 0.0036453 | 860.1475 | 0.0030655 | 860.1475 | 0.00087475 | 860.1475 | 0.019465 | 661.8011 | 4.0083e-05 | 860.1475 | 0.0094087 | 859.9428 | 0.0281 | 980.2601 | 0.02065 | 859.9428 | 0.046245 | 980.0672 | 0 | 980.2601 | 0.61805 | 847.8328 | 0.013796
|  | 860.3872 | -0.00056058 | 860.1824 | 0.0019271 | 659.652 | 0.017195 | 860.3872 | -0.027152 | 860.1824 | -0.063046 | 850.7936 | 0 | 860.1824 | -0.033136 | 661.9215 | 0.00015796 | 860.3872 | 0 | 860.3872 | -0.0037624 | 860.3872 | 0 | 860.3872 | 0 | 860.3872 | 0 | 860.3872 | 0 | 661.9215 | 4.1625e-05 | 860.3872 | 0 | 860.1824 | -0.013646 | 980.4285 | 0.024826 | 860.1824 | 0.035057 | 980.2367 | 0.00032174 | 980.4285 | 0.60732 | 848.0664 | 0.014586
|  | 860.6269 | 0.011237 | 860.422 | 0.020506 | 659.7746 | 0 | 860.6269 | -0.0066069 | 860.422 | 0.010522 | 851.0311 | 0 | 860.422 | 0.021745 | 662.0419 | 0.0001561 | 860.6269 | 0.030806 | 860.6269 | -0.0027619 | 860.6269 | 0.0042151 | 860.6269 | 0.0038378 | 860.6269 | 0.0092109 | 860.6269 | 0.023601 | 662.0419 | 5.8412e-05 | 860.6269 | 0.0090436 | 860.422 | 0.010795 | 980.597 | 0.028093 | 860.422 | 0.052575 | 980.4062 | 0 | 980.597 | 0.5939 | 848.2999 | 0.011242
|  | 860.8666 | 0.00066523 | 860.6616 | -0.0029434 | 659.8972 | 0.01175 | 860.8666 | -0.010438 | 860.6616 | -0.05171 | 851.2685 | 0 | 860.6616 | -0.03879 | 662.1623 | 0.0001913 | 860.8666 | 0 | 860.8666 | -0.034532 | 860.8666 | 0 | 860.8666 | 0 | 860.8666 | 0 | 860.8666 | 0 | 662.1623 | 4.0083e-05 | 860.8666 | 0 | 860.6616 | -0.0084521 | 980.7655 | 0.021149 | 860.6616 | 0.021935 | 980.5756 | 0.00010725 | 980.7655 | 0.5834 | 848.5334 | 0.0054814
|  | 861.1063 | 0.02499 | 860.9012 | 0.0008113 | 660.0198 | 0 | 861.1063 | 0.0057825 | 860.9012 | -0.0052055 | 851.5059 | 0 | 860.9012 | 0.021858 | 662.2827 | 0.00018255 | 861.1063 | 0.025491 | 861.1063 | 0.028901 | 861.1063 | 0.00686 | 861.1063 | 0.003991 | 861.1063 | 0.0043554 | 861.1063 | 0.019587 | 662.2827 | 5.0018e-05 | 861.1063 | 0.0034105 | 860.9012 | 0.0066655 | 980.9339 | 0.0295 | 860.9012 | 0.057748 | 980.7451 | 7.1499e-05 | 980.9339 | 0.57146 | 848.7669 | 0.017652
|  | 861.3461 | 0.0059789 | 861.1408 | -0.015324 | 660.1425 | 0.015093 | 861.3461 | -0.0028271 | 861.1408 | -0.061707 | 851.7434 | 0 | 861.1408 | -0.037453 | 662.4031 | 0.00016448 | 861.346 | 0 | 861.346 | -0.037007 | 861.346 | 0 | 861.3461 | 0 | 861.346 | 0 | 861.346 | 0 | 662.4031 | 4.1625e-05 | 861.3461 | 0 | 861.1408 | -0.013688 | 981.1024 | 0.017655 | 861.1408 | 0.041709 | 980.9146 | 0.00010725 | 981.1024 | 0.56091 | 849.0004 | 0.017559
|  | 861.5858 | 0.015304 | 861.3804 | 0.011246 | 660.2651 | 0 | 861.5858 | 0.0071527 | 861.3804 | 0.025506 | 851.9808 | 0 | 861.3804 | 0.024245 | 662.5235 | 0.00011698 | 861.5858 | 0.028802 | 861.5858 | 0.027734 | 861.5858 | 0.0045187 | 861.5858 | 0.0021348 | 861.5858 | 0.0052718 | 861.5858 | 0.013298 | 662.5235 | 4.0083e-05 | 861.5857 | 0.00896 | 861.3804 | 0.023417 | 981.2709 | 0.028865 | 861.3804 | 0.04735 | 981.0841 | 0.00028599 | 981.2709 | 0.54805 | 849.234 | 0.014122
|  | 861.8255 | -0.014426 | 861.62 | -0.017233 | 660.3878 | 0.0059632 | 861.8255 | -0.0033164 | 861.62 | -0.064058 | 852.2183 | 0 | 861.62 | -0.034415 | 662.6439 | 0.00011065 | 861.8255 | 0 | 861.8255 | -0.034959 | 861.8255 | 0 | 861.8255 | 0 | 861.8255 | 0 | 861.8255 | 0 | 662.6439 | 2.0042e-05 | 861.8255 | 0 | 861.62 | -0.021788 | 981.4393 | 0.0177 | 861.62 | 0.01757 | 981.2536 | 0.00032174 | 981.4393 | 0.53685 | 849.4675 | 0.002609
|  | 862.0652 | 0.01422 | 861.8596 | -0.0051568 | 660.5104 | 0 | 862.0652 | -0.0010279 | 861.8596 | 0.050558 | 852.4558 | 0 | 861.8596 | 0.016943 | 662.7643 | 0.00011847 | 862.0653 | 0.032651 | 862.0653 | 0.011448 | 862.0653 | 0.0037573 | 862.0652 | 0.001354 | 862.0653 | 0.006079 | 862.0653 | 0.013836 | 662.7643 | 2.5009e-05 | 862.0652 | 0.0075783 | 861.8596 | 0.0099162 | 981.6078 | 0.028411 | 861.8596 | 0.041402 | 981.4231 | 7.1499e-05 | 981.6078 | 0.52575 | 849.7011 | 0.030194
|  | 862.305 | 0.0012201 | 862.0993 | -0.0087777 | 660.6331 | 0.0039755 | 862.305 | -0.012325 | 862.0993 | -0.090359 | 852.6932 | 0 | 862.0993 | -0.040201 | 662.8847 | 0.00013914 | 862.305 | 0 | 862.305 | -0.043983 | 862.305 | 0 | 862.305 | 0 | 862.305 | 0 | 862.305 | 0 | 662.8847 | 3.6657e-05 | 862.305 | 0 | 862.0993 | -0.0097274 | 981.7763 | 0.021966 | 862.0993 | 0.028078 | 981.5926 | 0.00053624 | 981.7763 | 0.51618 | 849.9346 | 0.012263
|  | 862.5448 | 0.020873 | 862.3389 | 0.0083617 | 660.7558 | 0 | 862.5448 | -0.0098861 | 862.3389 | 0.029437 | 852.9307 | 0 | 862.3389 | 0.027017 | 663.0051 | 0.00014622 | 862.5448 | 0.009259 | 862.5448 | 0.031391 | 862.5448 | 0.003141 | 862.5448 | 0.0035757 | 862.5448 | 0.011152 | 862.5448 | 0.022358 | 663.0051 | 6.5092e-05 | 862.5448 | 0.0039176 | 862.3389 | 0.018112 | 981.9447 | 0.026641 | 862.3389 | 0.050226 | 981.7621 | 7.1499e-05 | 981.9447 | 0.50522 | 850.1682 | 0.0084544
|  | 862.7845 | 0.0013283 | 862.5786 | -0.054015 | 660.8785 | 0.0092761 | 862.7845 | -0.027015 | 862.5786 | -0.064205 | 853.1683 | 0 | 862.5786 | -0.048182 | 663.1255 | 0.00016168 | 862.7845 | 0 | 862.7845 | -0.052493 | 862.7845 | 0 | 862.7845 | 0 | 862.7845 | 0 | 862.7845 | 0 | 663.1255 | 8.1708e-05 | 862.7845 | 0 | 862.5786 | -0.020283 | 982.1132 | 0.022329 | 862.5786 | 0.0049649 | 981.9316 | 0.00010725 | 982.1132 | 0.49546 | 850.4018 | 0.0086402
|  | 863.0243 | 0.021591 | 862.8182 | 0.01736 | 661.0012 | 0 | 863.0243 | 0.013778 | 862.8182 | -0.034814 | 853.4058 | 0 | 862.8182 | 0.019093 | 663.2459 | 0.00013914 | 863.0243 | 0.024305 | 863.0243 | -0.0060611 | 863.0243 | 0.0052332 | 863.0243 | 0.0034391 | 863.0243 | 0.0080752 | 863.0243 | 0.01154 | 663.2459 | 8.3421e-05 | 863.0243 | 0.0085279 | 862.8182 | 0.021177 | 982.2817 | 0.02655 | 862.8182 | 0.045302 | 982.1011 | 0 | 982.2817 | 0.48417 | 850.6354 | 0.01375
|  | 863.2641 | -0.014826 | 863.0579 | -0.019236 | 661.1239 | 0.013374 | 863.2641 | -0.022073 | 863.0579 | -0.057962 | 853.6432 | 0 | 863.0579 | -0.047197 | 663.3663 | 0.00013095 | 863.2641 | 0 | 863.2641 | -0.037202 | 863.2641 | 0 | 863.2641 | 0 | 863.2641 | 0 | 863.2641 | 0 | 663.3663 | 5.1731e-05 | 863.2641 | 0 | 863.0579 | -0.028304 | 982.4501 | 0.027231 | 863.0579 | 0.016699 | 982.2707 | 0.00010725 | 982.4501 | 0.47595 | 850.869 | 0.021229
|  | 863.5039 | 0.016453 | 863.2976 | -0.017535 | 661.2466 | 0 | 863.5039 | -0.011047 | 863.2976 | -0.042179 | 853.8808 | 0 | 863.2976 | 0.023878 | 663.4867 | 0.00011027 | 863.5039 | 0.025973 | 863.5039 | 0.018492 | 863.5039 | 0.0027493 | 863.5039 | 0.00098447 | 863.5039 | 0.0041038 | 863.5039 | 0.013151 | 663.4867 | 6.5092e-05 | 863.5039 | 0.0061148 | 863.2976 | 0.0086311 | 982.6186 | 0.025461 | 863.2976 | 0.044929 | 982.4402 | 7.1499e-05 | 982.6186 | 0.46638 | 851.1025 | 0.011613
|  | 863.7437 | 0.0073355 | 863.5372 | -0.010374 | 661.3694 | 0.0069571 | 863.7437 | -0.0067883 | 863.5372 | -0.084823 | 854.1183 | 0 | 863.5372 | -0.036894 | 663.6072 | 0.00012443 | 863.7437 | 0 | 863.7437 | -0.033085 | 863.7437 | 0 | 863.7437 | 0 | 863.7437 | 0 | 863.7437 | 0 | 663.6072 | 5.3444e-05 | 863.7437 | 0 | 863.5372 | -0.012173 | 982.7871 | 0.024281 | 863.5372 | 0.0098834 | 982.6097 | 0.00010725 | 982.7871 | 0.45918 | 851.3362 | 0.011056
|  | 863.9835 | 0.022987 | 863.7769 | 0.020673 | 661.4921 | 0 | 863.9835 | 0.011913 | 863.7769 | 0.024239 | 854.3558 | 0 | 863.7769 | 0.029148 | 663.7276 | 0.00012741 | 863.9835 | 0.051848 | 863.9835 | 0.0037495 | 863.9835 | 0.0049688 | 863.9835 | 0.0039689 | 863.9835 | 0.010509 | 863.9835 | 0.018604 | 663.7276 | 6.6805e-05 | 863.9835 | 0.0077812 | 863.7769 | 0.015964 | 982.9556 | 0.030726 | 863.7769 | 0.031489 | 982.7792 | 7.1499e-05 | 982.9556 | 0.45003 | 851.5698 | 0.017931
|  | 864.2233 | -0.0070946 | 864.0166 | -0.025669 | 661.6149 | 0.0069571 | 864.2233 | -0.023661 | 864.0166 | -0.055815 | 854.5934 | 0 | 864.0166 | -0.037345 | 663.848 | 0.00014883 | 864.2233 | 0 | 864.2233 | 0.010235 | 864.2233 | 0 | 864.2233 | 0 | 864.2233 | 0 | 864.2233 | 0 | 663.848 | 5.6699e-05 | 864.2233 | 0 | 864.0166 | -0.028915 | 983.124 | 0.025597 | 864.0166 | 0.023723 | 982.9487 | 0.00010725 | 983.124 | 0.44213 | 851.8034 | 0.020997
|  | 864.4631 | 0.01039 | 864.2563 | -0.017502 | 661.7376 | 0 | 864.4631 | -0.0041272 | 864.2563 | -0.0013179 | 854.8309 | 0 | 864.2563 | 0.031695 | 663.9684 | 0.00014306 | 864.4632 | 0.013992 | 864.4632 | 0.038579 | 864.4632 | 3.4297e-05 | 864.4631 | 0.0026074 | 864.4632 | 0.012098 | 864.4632 | 0.01932 | 663.9684 | 7.5028e-05 | 864.4631 | 0.010994 | 864.2563 | 0.017528 | 983.2925 | 0.025052 | 864.2563 | 0.028921 | 983.1182 | 0.00028599 | 983.2925 | 0.43224 | 852.0371 | 0.016909
|  | 864.703 | -0.011435 | 864.496 | -0.034675 | 661.8604 | 0.0086135 | 864.703 | -0.029194 | 864.496 | -0.094179 | 855.0685 | 0 | 864.496 | -0.045028 | 664.0888 | 0.00015386 | 864.703 | 0 | 864.703 | -0.019495 | 864.703 | 0 | 864.703 | 0 | 864.703 | 0 | 864.703 | 0 | 664.0888 | 8.3421e-05 | 864.703 | 0 | 864.496 | -0.038282 | 983.461 | 0.023872 | 864.496 | 0.016855 | 983.2878 | 0.00010725 | 983.461 | 0.4236 | 852.2707 | -0.0038539
|  | 864.9428 | 0.03926 | 864.7357 | 0.014221 | 661.9832 | 0 | 864.9428 | -0.0013811 | 864.7357 | 0.052178 | 855.306 | 0 | 864.7357 | 0.029477 | 664.2092 | 0.00013654 | 864.9428 | 0.043948 | 864.9428 | 0.03486 | 864.9428 | 0.0021778 | 864.9428 | 0.0013406 | 864.9428 | 0.0029358 | 864.9428 | 0.032228 | 664.2092 | 8.8389e-05 | 864.9428 | 0.0076441 | 864.7357 | 0.023621 | 983.6295 | 0.021467 | 864.7357 | 0.028026 | 983.4573 | 7.1499e-05 | 983.6295 | 0.41357 | 852.5043 | 0.021229
|  | 865.1827 | -0.014694 | 864.9754 | -0.011259 | 662.106 | 0.017863 | 865.1827 | -0.026509 | 864.9754 | -0.092437 | 855.5436 | 0 | 864.9754 | -0.036691 | 664.3297 | 0.00014566 | 865.1827 | 0 | 865.1827 | 0.0010292 | 865.1827 | 0 | 865.1827 | 0 | 865.1827 | 0 | 865.1827 | 0 | 664.3297 | 8.8389e-05 | 865.1827 | 0 | 864.9754 | -0.018781 | 983.7979 | 0.026959 | 864.9754 | -0.00031585 | 983.6268 | 0.00010725 | 983.7979 | 0.40586 | 852.738 | 0.012589
|  | 865.4225 | 0.025174 | 865.2152 | -0.0054893 | 662.2287 | 0 | 865.4225 | 0.0045703 | 865.2152 | -0.0073482 | 855.7812 | 0 | 865.2152 | 0.017912 | 664.4501 | 0.00014045 | 865.4225 | 0.018313 | 865.4225 | 0.0044606 | 865.4225 | 0 | 865.4225 | 0.00021626 | 865.4225 | 0.0023335 | 865.4225 | 0.011945 | 664.4501 | 7.1773e-05 | 865.4226 | 0.0033811 | 865.2152 | 0.0049943 | 983.9664 | 0.020741 | 865.2152 | 0.021238 | 983.7964 | 7.1499e-05 | 983.9664 | 0.39708 | 852.9716 | 0.0070143
|  | 865.6624 | -0.0065186 | 865.4549 | -0.00084354 | 662.3515 | 0.0056319 | 865.6624 | -0.0034903 | 865.4549 | -0.074136 | 856.0188 | 0 | 865.4549 | -0.050402 | 664.5705 | 0.00014473 | 865.6624 | 0 | 865.6624 | -0.021757 | 865.6624 | 0 | 865.6624 | 0 | 865.6624 | 0 | 865.6624 | 0 | 664.5705 | 5.1731e-05 | 865.6624 | 0 | 865.4549 | -0.031766 | 984.1349 | 0.019652 | 865.4549 | 0.012868 | 983.9659 | 0.00032174 | 984.1349 | 0.39015 | 853.2053 | 0.0096157
|  | 865.9023 | 0.016998 | 865.6946 | 0.030391 | 662.4744 | 0 | 865.9023 | -0.014347 | 865.6946 | 0.024365 | 856.2564 | 0 | 865.6946 | 0.030742 | 664.691 | 0.00013803 | 865.9023 | 0.0298 | 865.9023 | 0.081401 | 865.9023 | 0.0079783 | 865.9023 | 0.0054513 | 865.9023 | 0.0082963 | 865.9023 | 0.021165 | 664.691 | 4.3338e-05 | 865.9023 | 0.0076035 | 865.6946 | 0.023213 | 984.3034 | 0.028093 | 865.6946 | 0.034065 | 984.1354 | 7.1499e-05 | 984.3034 | 0.38137 | 853.439 | 0.012589
|  | 866.1422 | -0.0029636 | 865.9344 | -0.022873 | 662.5972 | 0.0059632 | 866.1422 | -0.022003 | 865.9344 | -0.070021 | 856.494 | 0 | 865.9344 | -0.035605 | 664.8114 | 0.00013616 | 866.1422 | 0 | 866.1422 | -0.028264 | 866.1422 | 0 | 866.1422 | 0 | 866.1422 | 0 | 866.1422 | 0 | 664.8114 | 3.837e-05 | 866.1422 | 0 | 865.9344 | -0.0047605 | 984.4719 | 0.029137 | 865.9344 | 0.017659 | 984.305 | 0.00032174 | 984.4719 | 0.37417 | 853.6726 | 0.0047382
|  | 866.382 | 0.014619 | 866.1741 | 0.0022699 | 662.72 | 0 | 866.382 | -0.0089565 | 866.1741 | 0.02115 | 856.7316 | 0 | 866.1741 | 0.018215 | 664.9318 | 0.00015442 | 866.382 | 0.026609 | 866.382 | 0.017384 | 866.382 | 0.0082465 | 866.382 | 0.00012187 | 866.382 | 0.0048331 | 866.382 | 0.01397 | 664.9318 | 4.6764e-05 | 866.382 | 0.0061214 | 866.1741 | 0.015746 | 984.6403 | 0.026323 | 866.1741 | 0.032649 | 984.4745 | 7.1499e-05 | 984.6403 | 0.3653 | 853.9063 | 0.015422
|  | 866.6219 | -0.013028 | 866.4139 | -0.012936 | 662.8429 | 0.0029816 | 866.6219 | -0.02675 | 866.4139 | -0.09752 | 856.9692 | 0 | 866.4139 | -0.047854 | 665.0522 | 0.00016951 | 866.6219 | 0 | 866.6219 | 0.015764 | 866.6219 | 0 | 866.6219 | 0 | 866.6219 | 0 | 866.6219 | 0 | 665.0522 | 8.5134e-05 | 866.6219 | 0 | 866.4139 | -0.010577 | 984.8088 | 0.028002 | 866.4139 | 0.013702 | 984.644 | 0.00032174 | 984.8088 | 0.35894 | 854.14 | 0.010545
|  | 866.8618 | 0.024773 | 866.6537 | -0.0059924 | 662.9657 | 0 | 866.8618 | 0.0073498 | 866.6537 | 0.038006 | 857.2068 | 0 | 866.6537 | 0.030142 | 665.1727 | 0.00017659 | 866.8618 | 0.02283 | 866.8618 | 0.0094976 | 866.8618 | 0.0015725 | 866.8618 | 0.0020665 | 866.8618 | 0.0091007 | 866.8618 | 0.02536 | 665.1727 | 9.0102e-05 | 866.8618 | 0.0085445 | 866.6537 | 0.0055654 | 984.9773 | 0.026096 | 866.6537 | 0.026174 | 984.8136 | 7.1499e-05 | 984.9773 | 0.3509 | 854.3737 | 0.015747
|  | 867.1017 | 0.015345 | 866.8934 | -0.028715 | 663.0886 | 0.0092761 | 867.1017 | -0.0037246 | 866.8934 | -0.088787 | 857.4445 | 0 | 866.8934 | -0.045362 | 665.2931 | 0.00016057 | 867.1018 | 0 | 867.1018 | -0.020669 | 867.1018 | 0 | 867.1017 | 0 | 867.1018 | 0 | 867.1018 | 0 | 665.2931 | 0.000105 | 867.1018 | 0 | 866.8934 | -0.022806 | 985.1458 | 0.022012 | 866.8934 | 0.0077463 | 984.9831 | 0.00010725 | 985.1458 | 0.34468 | 854.6074 | 0.0040961
|  | 867.3417 | 0.011735 | 867.1332 | 0.01216 | 663.2115 | 0 | 867.3417 | 0.011221 | 867.1332 | -0.006975 | 857.6821 | 0 | 867.1332 | 0.020986 | 665.4135 | 0.0001466 | 867.3417 | 0.018015 | 867.3417 | 0.035446 | 867.3417 | 0.002951 | 867.3417 | 0.0015614 | 867.3417 | 0.0040834 | 867.3417 | 0.016343 | 665.4135 | 7.8454e-05 | 867.3417 | 0.010394 | 867.1332 | 0.014288 | 985.3143 | 0.027276 | 867.1332 | 0.024126 | 985.1527 | 7.1499e-05 | 985.3143 | 0.33627 | 854.8411 | 0.016676
|  | 867.5816 | -0.0087543 | 867.373 | -0.029107 | 663.3343 | 0.014042 | 867.5816 | -0.012938 | 867.373 | -0.047185 | 857.9198 | 0 | 867.373 | -0.044157 | 665.534 | 0.0001492 | 867.5816 | 0 | 867.5816 | 0.022654 | 867.5816 | 0 | 867.5816 | 0 | 867.5816 | 0 | 867.5816 | 0 | 665.534 | 7.3315e-05 | 867.5816 | 0 | 867.373 | -0.033191 | 985.4828 | 0.023056 | 867.373 | 0.025584 | 985.3222 | 0.00032174 | 985.4828 | 0.32991 | 855.0748 | 0.0038119
|  | 867.8215 | -0.0040602 | 867.6128 | 0.00013502 | 663.4572 | 0 | 867.8215 | -0.020724 | 867.6128 | 0.028927 | 858.1575 | 0 | 867.6128 | 0.023918 | 665.6544 | 0.00013523 | 867.8215 | 0.012812 | 867.8215 | 0.0095512 | 867.8215 | 0.0055452 | 867.8215 | 0.0023357 | 867.8215 | 0.001284 | 867.8215 | 0.016421 | 665.6544 | 5.4986e-05 | 867.8215 | 0.0048325 | 867.6128 | 0.011857 | 985.6512 | 0.015703 | 867.6128 | 0.027473 | 985.4918 | 7.1499e-05 | 985.6512 | 0.32233 | 855.3085 | 0.019231
|  | 868.0615 | 0.0044003 | 867.8526 | -0.0093103 | 663.5801 | 0.016526 | 868.0615 | -0.0044386 | 867.8526 | -0.11235 | 858.3951 | 0 | 867.8526 | -0.039725 | 665.7749 | 0.00015442 | 868.0615 | 0 | 868.0615 | -0.016509 | 868.0615 | 0 | 868.0615 | 0 | 868.0615 | 0 | 868.0615 | 0 | 665.7749 | 4.5051e-05 | 868.0615 | 0 | 867.8526 | -0.020566 | 985.8197 | 0.017791 | 867.8526 | 0.0096031 | 985.6613 | 0.00010725 | 985.8197 | 0.31643 | 855.5423 | 0.020346
|  | 868.3015 | 0.0094191 | 868.0924 | -0.023797 | 663.703 | 0 | 868.3015 | -0.0038183 | 868.0924 | 0.0048916 | 858.6328 | 0 | 868.0924 | 0.025109 | 665.8953 | 0.00014604 | 868.3014 | 0.0017828 | 868.3014 | 0.0030075 | 868.3014 | 0.00099852 | 868.3015 | 0.0033568 | 868.3014 | 0.0098551 | 868.3014 | 0.0097361 | 665.8953 | 7.5028e-05 | 868.3015 | 0.0072607 | 868.0924 | 0.0050649 | 985.9882 | 0.034719 | 868.0924 | 0.019233 | 985.8309 | 7.1499e-05 | 985.9882 | 0.30882 | 855.776 | 0.027964
|  | 868.5414 | -0.025378 | 868.3322 | -0.039821 | 663.826 | 0.0079509 | 868.5414 | -0.022624 | 868.3322 | -0.089663 | 858.8705 | 0 | 868.3322 | -0.051755 | 666.0158 | 0.00016653 | 868.5414 | 0 | 868.5414 | -0.055848 | 868.5414 | 0 | 868.5414 | 0 | 868.5414 | 0 | 868.5414 | 0 | 666.0158 | 6.1666e-05 | 868.5414 | 0 | 868.3322 | -0.026064 | 986.1567 | 0.036716 | 868.3322 | 0.0084685 | 986.0005 | 0.00032174 | 986.1567 | 0.3031 | 856.0098 | 0.0091047
|  | 868.7814 | 0.021937 | 868.572 | -0.0076563 | 663.9489 | 0 | 868.7814 | -0.0031791 | 868.572 | 0.01559 | 859.1082 | 0 | 868.572 | 0.027633 | 666.1362 | 0.00016057 | 868.7814 | 0.028349 | 868.7814 | 0.0055185 | 868.7814 | 0.008783 | 868.7814 | 0.0039476 | 868.7814 | 0.0089785 | 868.7814 | 0.027286 | 666.1362 | 6.8347e-05 | 868.7814 | 0.0074621 | 868.572 | 0.04154 | 986.3252 | 0.034629 | 868.572 | 0.039574 | 986.17 | 0 | 986.3252 | 0.29646 | 856.2435 | 0.0090118
|  | 869.0213 | -0.018521 | 868.8119 | -0.014401 | 664.0718 | 0.018341 | 869.0213 | -0.015196 | 868.8119 | -0.068493 | 859.3459 | 0 | 868.8119 | -0.050127 | 666.2567 | 0.00017174 | 869.0213 | 0 | 869.0213 | -0.040059 | 869.0213 | 0 | 869.0213 | 0 | 869.0213 | 0 | 869.0213 | 0 | 666.2567 | 8.1708e-05 | 869.0213 | 0 | 868.8119 | -0.015899 | 986.4937 | 0.027776 | 868.8119 | 0.026257 | 986.3396 | 0.00010725 | 986.4937 | 0.29061 | 856.4773 | 9.6978e-05
|  | 869.2613 | 0.01869 | 869.0517 | 0.022389 | 664.1948 | 0 | 869.2613 | 0.0093703 | 869.0517 | 0.029693 | 859.5836 | 0 | 869.0517 | 0.03951 | 666.3771 | 0.00016187 | 869.2613 | 0.010506 | 869.2613 | 0.010529 | 869.2613 | 0.0056105 | 869.2613 | 0.0056262 | 869.2613 | 0.0018182 | 869.2613 | 0.026687 | 666.3771 | 0.00010346 | 869.2613 | 0.009046 | 869.0517 | 0.02301 | 986.6622 | 0.02242 | 869.0517 | 0.03122 | 986.5092 | 7.1499e-05 | 986.6622 | 0.28382 | 856.7111 | 0.015469
|  | 869.5013 | -0.0028921 | 869.2916 | -0.041125 | 664.3177 | 0.021493 | 869.5013 | -0.024575 | 869.2916 | -0.10733 | 859.8214 | 0 | 869.2916 | -0.0516 | 666.4976 | 0.00016578 | 869.5013 | 0 | 869.5013 | -0.034356 | 869.5013 | 0 | 869.5013 | 0 | 869.5013 | 0 | 869.5013 | 0 | 666.4976 | 8.1708e-05 | 869.5013 | 0 | 869.2916 | -0.036653 | 986.8306 | 0.022965 | 869.2916 | 0.0093187 | 986.6787 | 0.00032174 | 986.8306 | 0.27834 | 856.9448 | -0.0035546
|  | 869.7413 | 0.0239 | 869.5314 | -0.0027341 | 664.4407 | 0 | 869.7413 | -0.0034045 | 869.5314 | -0.023907 | 860.059 | 0 | 869.5314 | 0.03523 | 666.618 | 0.00015218 | 869.7413 | 0.016709 | 869.7413 | 0.011 | 869.7413 | 0.0073197 | 869.7413 | 0.0036643 | 869.7413 | 0.0080421 | 869.7413 | 0.016781 | 666.618 | 4.5051e-05 | 869.7413 | 0.006181 | 869.5314 | 0.018712 | 986.9991 | 0.030726 | 869.5314 | 0.029366 | 986.8483 | 0 | 986.9991 | 0.27254 | 857.1786 | 0.020625
|  | 869.9813 | -0.0088585 | 869.7713 | -0.012083 | 664.5637 | 0.0066257 | 869.9813 | -0.017918 | 869.7713 | -0.083988 | 860.2968 | 0 | 869.7713 | -0.039776 | 666.7385 | 0.0001479 | 869.9813 | 0 | 869.9813 | 0.0019483 | 869.9813 | 0 | 869.9813 | 0 | 869.9813 | 0 | 869.9813 | 0 | 666.7385 | 2.0042e-05 | 869.9813 | 0 | 869.7713 | -0.018993 | 987.1676 | 0.03304 | 869.7713 | 0.01188 | 987.0179 | 0.00032174 | 987.1676 | 0.26678 | 857.4124 | 0.0016335
|  | 870.2213 | 0.025137 | 870.0111 | -0.0040807 | 664.6867 | 0 | 870.2213 | -0.0017324 | 870.0111 | 0.019358 | 860.5345 | 0 | 870.0111 | 0.031972 | 666.8589 | 0.00015312 | 870.2213 | 0.025294 | 870.2213 | 0.022691 | 870.2213 | 0.008228 | 870.2213 | 0.0033705 | 870.2213 | 0.0058023 | 870.2213 | 0.017424 | 666.8589 | 3.4944e-05 | 870.2213 | 0.0097793 | 870.0111 | 0.028711 | 987.3361 | 0.031179 | 870.0111 | 0.010776 | 987.1875 | 0 | 987.3361 | 0.2606 | 857.6462 | 0.020811
|  | 870.4613 | -0.0044591 | 870.251 | -0.0050429 | 664.8097 | 0.012609 | 870.4613 | -0.011783 | 870.251 | -0.054618 | 860.7723 | 0 | 870.251 | -0.048526 | 666.9794 | 0.00016057 | 870.4613 | 0 | 870.4613 | -0.0031531 | 870.4613 | 0 | 870.4613 | 0 | 870.4613 | 0 | 870.4613 | 0 | 666.9794 | 6.0125e-05 | 870.4613 | 0 | 870.251 | -0.021992 | 987.5046 | 0.024826 | 870.251 | 0.02793 | 987.357 | 0.00032174 | 987.5046 | 0.25619 | 857.88 | -0.0023361
|  | 870.7014 | 0.02126 | 870.4909 | -0.020307 | 664.9327 | 0 | 870.7014 | -0.0044465 | 870.4909 | 0.038559 | 861.01 | 0 | 870.4909 | 0.025127 | 667.0998 | 0.00016746 | 870.7014 | 0 | 870.7014 | 0.054649 | 870.7014 | 0.004649 | 870.7014 | 0 | 870.7014 | 0.0056387 | 870.7014 | 0.0088549 | 667.0998 | 7.8454e-05 | 870.7014 | 0.0052423 | 870.4909 | 0.0085988 | 987.6731 | 0.022511 | 870.4909 | 0.013048 | 987.5266 | 0.00028599 | 987.6731 | 0.25126 | 858.1138 | 0.0023552
|  | 870.9414 | -0.011699 | 870.7308 | 0.0012055 | 665.0557 | 0.015284 | 870.9414 | -0.024788 | 870.7308 | -0.1075 | 861.2478 | 0 | 870.7308 | -0.034823 | 667.2203 | 0.00014492 | 870.9414 | 0 | 870.9414 | -0.054962 | 870.9414 | 0 | 870.9414 | 0 | 870.9414 | 0 | 870.9414 | 0 | 667.2203 | 0.00010175 | 870.9414 | 0 | 870.7307 | -0.025453 | 987.8416 | 0.024962 | 870.7308 | -0.0033097 | 987.6962 | 0.00053624 | 987.8416 | 0.24727 | 858.3477 | 0.0066427
|  | 871.1815 | 0.0047691 | 870.9706 | 0.008963 | 665.1787 | 0 | 871.1815 | -0.0054023 | 870.9706 | 0.018261 | 861.4855 | 0 | 870.9706 | 0.030792 | 667.3408 | 0.00014101 | 871.1814 | 0.040882 | 871.1814 | -0.013443 | 871.1814 | 0.0056256 | 871.1815 | 0.0021409 | 871.1814 | 0.0099435 | 871.1814 | 0.023592 | 667.3408 | 0.00010843 | 871.1815 | 0.004831 | 870.9706 | 0.019068 | 988.0101 | 0.029046 | 870.9706 | 0.041392 | 987.8658 | 0 | 988.0101 | 0.2423 | 858.5814 | 0.017327
|  | 871.4215 | -0.014703 | 871.2105 | -0.024216 | 665.3017 | 0.019583 | 871.4215 | -0.024273 | 871.2105 | -0.071953 | 861.7233 | 0 | 871.2105 | -0.04637 | 667.4612 | 0.0001466 | 871.4215 | 0 | 871.4215 | -0.010208 | 871.4215 | 0 | 871.4215 | 0 | 871.4215 | 0 | 871.4215 | 0 | 667.4612 | 0.0001134 | 871.4215 | 0 | 871.2105 | -0.030544 | 988.1786 | 0.017065 | 871.2105 | 0.010559 | 988.0354 | 0.00032174 | 988.1786 | 0.23802 | 858.8153 | 0.011381
|  | 871.6616 | -0.00081895 | 871.4504 | -0.0011631 | 665.4248 | 0 | 871.6616 | 0.014919 | 871.4504 | 0.016557 | 861.9611 | 0 | 871.4504 | 0.028733 | 667.5817 | 0.00014827 | 871.6616 | 0.02427 | 871.6616 | -0.0045582 | 871.6616 | 0.0030583 | 871.6616 | 0.0044502 | 871.6616 | 0.0051037 | 871.6616 | 0.012319 | 667.5817 | 0.000105 | 871.6616 | 0.0088767 | 871.4504 | 0.016048 | 988.3471 | 0.030862 | 871.4504 | 0.0019386 | 988.2049 | 0 | 988.3471 | 0.23319 | 859.0491 | 0.022622
|  | 871.9016 | -0.022017 | 871.6904 | -0.048817 | 665.5478 | 0.016717 | 871.9016 | -0.031937 | 871.6904 | -0.065651 | 862.1989 | 0 | 871.6904 | -0.042611 | 667.7022 | 0.00013747 | 871.9016 | 0 | 871.9016 | 0.022565 | 871.9016 | 0 | 871.9016 | 0 | 871.9016 | 0 | 871.9016 | 0 | 667.7022 | 8.5134e-05 | 871.9016 | 0 | 871.6903 | -0.038282 | 988.5156 | 0.02065 | 871.6904 | 0.001269 | 988.3745 | 0.00010725 | 988.5156 | 0.22882 | 859.283 | 0.0063175
|  | 872.1417 | 0.019097 | 871.9303 | 0.0095353 | 665.6709 | 0 | 872.1417 | -0.0054482 | 871.9303 | -0.059786 | 862.4367 | 0 | 871.9303 | 0.032536 | 667.8226 | 0.00012089 | 872.1417 | 0.0070464 | 872.1417 | 0.044644 | 872.1417 | 0.0075718 | 872.1417 | 0.002898 | 872.1417 | 0.0035512 | 872.1417 | 0.02472 | 667.8226 | 6.6805e-05 | 872.1417 | 0.0049299 | 871.9303 | 0.036653 | 988.6841 | 0.029455 | 871.9303 | 0.018106 | 988.5441 | 7.1499e-05 | 988.6841 | 0.22344 | 859.5168 | 0.0094763
|  | 872.3818 | 0.0053451 | 872.1702 | -0.0044689 | 665.794 | 0.012801 | 872.3818 | -0.016363 | 872.1702 | -0.13272 | 862.6746 | 0 | 872.1702 | -0.045926 | 667.9431 | 0.00012964 | 872.3818 | 0 | 872.3818 | -0.023651 | 872.3818 | 0 | 872.3818 | 0 | 872.3818 | 0 | 872.3818 | 0 | 667.9431 | 3.3403e-05 | 872.3818 | 0 | 872.1702 | -0.022195 | 988.8526 | 0.027049 | 872.1702 | -0.010416 | 988.7137 | 0.00032174 | 988.8526 | 0.21754 | 859.7507 | 0.013378
|  | 872.6219 | 0.010357 | 872.4101 | -0.0073289 | 665.917 | 0 | 872.6219 | 0.024515 | 872.4101 | 0.04267 | 862.9124 | 0 | 872.4101 | 0.029276 | 668.0636 | 0.00015013 | 872.6219 | 0.02576 | 872.6219 | 0.025208 | 872.6219 | 0.0049155 | 872.6219 | 0.0011971 | 872.6219 | 0.0061225 | 872.6219 | 0.009102 | 668.0636 | 5.6699e-05 | 872.6219 | 0.0089841 | 872.4101 | -0.0057303 | 989.0211 | 0.026414 | 872.4101 | 0.027406 | 988.8833 | 0.00028599 | 989.0211 | 0.21085 | 859.9846 | 0.018999
|  | 872.862 | -0.013228 | 872.6501 | -0.052058 | 666.0401 | 0.002816 | 872.862 | -0.013668 | 872.6501 | -0.07638 | 863.1501 | 0 | 872.6501 | -0.051733 | 668.1841 | 0.00016038 | 872.862 | 0 | 872.862 | -0.0076159 | 872.862 | 0 | 872.862 | 0 | 872.862 | 0 | 872.862 | 0 | 668.1841 | 7.5028e-05 | 872.862 | 0 | 872.6501 | -0.021584 | 989.1896 | 0.021785 | 872.6501 | 0.0083189 | 989.0529 | 0.00032174 | 989.1896 | 0.20425 | 860.2184 | 0.00046942
|  | 873.1021 | -0.0018218 | 872.89 | -0.0083667 | 666.1632 | 0 | 873.1021 | 0.0077045 | 872.89 | -0.035846 | 863.388 | 0 | 872.89 | 0.02507 | 668.3045 | 0.0001561 | 873.1021 | 0.016872 | 873.1021 | 0.035982 | 873.1021 | 0.006376 | 873.1021 | 0.0020899 | 873.1021 | 0.0033847 | 873.1021 | 0.017444 | 668.3045 | 0.00011014 | 873.102 | 0.0086901 | 872.89 | 0.025046 | 989.3581 | 0.024417 | 872.89 | 0.020886 | 989.2225 | 0 | 989.3581 | 0.19761 | 860.4523 | 0.023784
|  | 873.3422 | -0.0099399 | 873.13 | -0.014989 | 666.2863 | 0.010794 | 873.3422 | -0.027107 | 873.13 | -0.016164 | 863.6259 | 0 | 873.13 | -0.046884 | 668.425 | 0.00013579 | 873.3422 | 0 | 873.3422 | -0.036173 | 873.3422 | 0 | 873.3422 | 0 | 873.3422 | 0 | 873.3422 | 0 | 668.425 | 9.6782e-05 | 873.3422 | 0 | 873.13 | 0.0018181 | 989.5266 | 0.019334 | 873.13 | -0.015975 | 989.3921 | 0.00032174 | 989.5266 | 0.19134 | 860.6862 | 0.00046563
|  | 873.5823 | 0.016357 | 873.3699 | -0.0067361 | 666.4095 | 0 | 873.5823 | -0.015995 | 873.3699 | 0.077948 | 863.8637 | 0 | 873.3699 | 0.023295 | 668.5455 | 0.00012219 | 873.5823 | 0.01319 | 873.5823 | -0.013002 | 873.5823 | 0.0046937 | 873.5823 | 0.0017267 | 873.5823 | 0.003874 | 873.5823 | 0.016014 | 668.5455 | 0.00010175 | 873.5823 | 0.0054829 | 873.3699 | 0.00044167 | 989.6951 | 0.02655 | 873.3699 | 0.016617 | 989.5617 | 7.1499e-05 | 989.6951 | 0.18391 | 860.92 | 0.017002
|  | 873.8224 | 0.00024405 | 873.6099 | -0.03445 | 666.5326 | 0.02455 | 873.8224 | -0.005827 | 873.6099 | -0.098342 | 864.1016 | 0 | 873.6099 | -0.051031 | 668.666 | 0.00012238 | 873.8224 | 0 | 873.8224 | -0.019502 | 873.8224 | 0 | 873.8224 | 0 | 873.8224 | 0 | 873.8224 | 0 | 668.666 | 9.0102e-05 | 873.8225 | 0 | 873.6099 | -0.034413 | 989.8636 | 0.025869 | 873.6099 | -0.010579 | 989.7313 | 0 | 989.8636 | 0.17982 | 861.154 | 0.0031598
|  | 874.0626 | 0.004119 | 873.8499 | 0.044966 | 666.6557 | 0 | 874.0626 | -0.022752 | 873.8499 | -0.0066567 | 864.3394 | 0 | 873.8499 | 0.020868 | 668.7865 | 0.00013449 | 874.0626 | 0.047565 | 874.0626 | 0.024747 | 874.0626 | 0.012223 | 874.0626 | 0.0066217 | 874.0626 | 0.0076255 | 874.0626 | 0.030665 | 668.7865 | 8.5134e-05 | 874.0626 | 0.013847 | 873.8499 | 0.02525 | 990.0321 | 0.024009 | 873.8499 | 0.019084 | 989.9009 | 0 | 990.0321 | 0.17294 | 861.3879 | 0.0098479
|  | 874.3027 | -0.031205 | 874.0898 | -0.02938 | 666.7789 | 0.004638 | 874.3027 | -0.021706 | 874.0898 | -0.050944 | 864.5773 | 0 | 874.0898 | -0.040569 | 668.907 | 0.00014734 | 874.3027 | 0 | 874.3027 | -0.012371 | 874.3027 | 0 | 874.3027 | 0 | 874.3027 | 0 | 874.3027 | 0 | 668.907 | 0.00010175 | 874.3027 | 0 | 874.0898 | -0.019659 | 990.2006 | 0.024644 | 874.0898 | -0.00035607 | 990.0706 | 0.00010725 | 990.2006 | 0.17173 | 861.6218 | 0.0044989
|  | 874.5428 | 0.012946 | 874.3298 | -0.012752 | 666.902 | 0 | 874.5428 | 0.0066692 | 874.3298 | -0.0013478 | 864.8152 | 0 | 874.3298 | 0.022705 | 669.0274 | 0.00015516 | 874.5429 | 0.038595 | 874.5429 | 0.013688 | 874.5429 | 0.0078338 | 874.5428 | 0.0044861 | 874.5429 | 0.0086183 | 874.5429 | 0.034656 | 669.0274 | 0.00010346 | 874.5429 | 0.0088948 | 874.3298 | 0.027693 | 990.3691 | 0.032314 | 874.3298 | 0.015873 | 990.2402 | 7.1499e-05 | 990.3691 | 0.16444 | 861.8557 | 0.017327
|  | 874.783 | -0.02396 | 874.5698 | -0.049214 | 667.0252 | 0.011559 | 874.783 | -0.021487 | 874.5698 | -0.098181 | 865.053 | 0 | 874.5698 | -0.053735 | 669.1479 | 0.0001587 | 874.783 | 0 | 874.783 | 0.010592 | 874.783 | 0 | 874.783 | 0 | 874.783 | 0 | 874.783 | 0 | 669.1479 | 0.00011682 | 874.783 | 0 | 874.5698 | -0.0065906 | 990.5376 | 0.020514 | 874.5698 | 0.014889 | 990.4098 | 0.00032174 | 990.5376 | 0.16356 | 862.0897 | 0.013564
|  | 875.0232 | 0.0048915 | 874.8098 | -0.020491 | 667.1484 | 0 | 875.0232 | 0.003653 | 874.8098 | 0.011734 | 865.291 | 0 | 874.8098 | 0.022582 | 669.2684 | 0.00016224 | 875.0232 | 0.011421 | 875.0232 | 0.043066 | 875.0232 | 0.0023728 | 875.0232 | 0.0017764 | 875.0232 | 0.0035391 | 875.0232 | 0.027326 | 669.2684 | 9.3356e-05 | 875.0232 | 0.010228 | 874.8098 | 0.012976 | 990.7061 | 0.024735 | 874.8098 | -0.011812 | 990.5794 | 0 | 990.7061 | 0.1571 | 862.3236 | 0.02541
|  | 875.2634 | -0.015343 | 875.0498 | -0.0047294 | 667.2716 | 0.017099 | 875.2634 | -0.015885 | 875.0498 | -0.13551 | 865.5289 | 0 | 875.0498 | -0.04616 | 669.3889 | 0.00015144 | 875.2634 | 0 | 875.2634 | 0.046602 | 875.2634 | 0 | 875.2634 | 0 | 875.2634 | 0 | 875.2634 | 0 | 669.3889 | 0.0001235 | 875.2634 | 0 | 875.0498 | -0.0088854 | 990.8746 | 0.024281 | 875.0498 | 0.015105 | 990.749 | 0.00010725 | 990.8746 | 0.15659 | 862.5575 | 0.0023691
|  | 875.5035 | 0.016427 | 875.2898 | -0.015094 | 667.3948 | 0 | 875.5035 | -0.023362 | 875.2898 | -0.013517 | 865.7668 | 0 | 875.2898 | 0.026369 | 669.5094 | 0.00013747 | 875.5036 | 0.040517 | 875.5036 | 0.01191 | 875.5036 | 0.0034347 | 875.5035 | 0 | 875.5036 | 0.0011743 | 875.5036 | 0.014275 | 669.5094 | 0.0001468 | 875.5035 | 0.0064744 | 875.2898 | 0.016793 | 991.0431 | 0.026959 | 875.2898 | 0.0041911 | 990.9186 | 7.1499e-05 | 991.0431 | 0.15227 | 862.7914 | 0.016862
|  | 875.7438 | 0.023175 | 875.5299 | -0.032346 | 667.518 | 0.013374 | 875.7438 | -0.010456 | 875.5299 | -0.11059 | 866.0047 | 0 | 875.5299 | -0.056028 | 669.6299 | 0.00013449 | 875.7438 | 0 | 875.7438 | 0.0020835 | 875.7438 | 0 | 875.7438 | 0 | 875.7438 | 0 | 875.7438 | 0 | 669.6299 | 0.00017506 | 875.7438 | 0 | 875.5299 | -0.027897 | 991.2117 | 0.027276 | 875.5299 | -0.027935 | 991.0883 | 0.00010725 | 991.2117 | 0.15264 | 863.0254 | 0.0080363
|  | 875.9839 | 0.018634 | 875.7699 | 0.011984 | 667.6412 | 0 | 875.9839 | -0.0069611 | 875.7699 | 0.040594 | 866.2426 | 0 | 875.7699 | 0.02692 | 669.7504 | 0.00012797 | 875.984 | 0.057439 | 875.984 | 0.047942 | 875.984 | 0.003095 | 875.9839 | 0.0026447 | 875.984 | 0.0077641 | 875.984 | 0.020478 | 669.7504 | 0.00014509 | 875.984 | 0.0074309 | 875.7699 | 0.013085 | 991.3802 | 0.026187 | 875.7699 | 0.030997 | 991.2579 | 7.1499e-05 | 991.3802 | 0.15134 | 863.2594 | 0.02174
|  | 876.2242 | -0.021311 | 876.0099 | -0.028587 | 667.7644 | 0.016717 | 876.2242 | -0.025952 | 876.0099 | -0.050819 | 866.4806 | 0 | 876.0099 | -0.062605 | 669.8709 | 0.00015833 | 876.2242 | 0 | 876.2242 | -0.021439 | 876.2242 | 0 | 876.2242 | 0 | 876.2242 | 0 | 876.2242 | 0 | 669.8709 | 9.3356e-05 | 876.2242 | 0 | 876.0099 | -0.026268 | 991.5487 | 0.032632 | 876.0099 | 0.0019965 | 991.4275 | 0.00032174 | 991.5487 | 0.15371 | 863.4933 | 0.015097
|  | 876.4644 | 0.025648 | 876.25 | -0.010759 | 667.8877 | 0 | 876.4644 | -0.0037596 | 876.25 | 0.065177 | 866.7185 | 0 | 876.25 | 0.02959 | 669.9914 | 0.00015144 | 876.4644 | 0.017243 | 876.4644 | 0.030355 | 876.4644 | 0.0016493 | 876.4644 | 0.0022041 | 876.4644 | 0.0070492 | 876.4644 | 0.020918 | 669.9914 | 7.1773e-05 | 876.4644 | 0.0089354 | 876.25 | 0.01704 | 991.7172 | 0.027458 | 876.25 | -0.00011011 | 991.5972 | 7.1499e-05 | 991.7172 | 0.15515 | 863.7274 | 0.017327
|  | 876.7046 | -0.0015821 | 876.49 | -0.038906 | 668.0109 | 0.016431 | 876.7046 | -0.022374 | 876.49 | -0.090174 | 866.9565 | 0 | 876.49 | -0.049803 | 670.1119 | 0.00016392 | 876.7046 | 0 | 876.7046 | -0.015271 | 876.7046 | 0 | 876.7046 | 0 | 876.7046 | 0 | 876.7046 | 0 | 670.1119 | 6.5092e-05 | 876.7046 | 0 | 876.49 | -0.025657 | 991.8857 | 0.026505 | 876.49 | -0.0069672 | 991.7668 | 0.00010725 | 991.8857 | 0.15896 | 863.9613 | 0.014679
|  | 876.9448 | 0.023858 | 876.7301 | -0.0076798 | 668.1341 | 0 | 876.9448 | -0.0018061 | 876.7301 | 0.010487 | 867.1944 | 0 | 876.7301 | 0.019934 | 670.2324 | 0.00014864 | 876.9448 | 0.019454 | 876.9448 | -0.0068695 | 876.9448 | 0.005213 | 876.9448 | 0.0011124 | 876.9448 | 0.0033193 | 876.9448 | 0.012223 | 670.2324 | 7.9995e-05 | 876.9448 | 0.0070812 | 876.7301 | 0.0064968 | 992.0542 | 0.028093 | 876.7301 | 0.00753 | 991.9364 | 7.1499e-05 | 992.0542 | 0.16184 | 864.1953 | 0.031355
|  | 877.1851 | 0.0069993 | 876.9701 | -0.035896 | 668.2574 | 0.010412 | 877.1851 | -0.015467 | 876.9701 | -0.092253 | 867.4324 | 0 | 876.9701 | -0.048608 | 670.3529 | 0.00013579 | 877.1851 | 0 | 877.1851 | 0.013893 | 877.1851 | 0 | 877.1851 | 0 | 877.1851 | 0 | 877.1851 | 0 | 670.3529 | 8.3421e-05 | 877.1851 | 0 | 876.9701 | -0.029526 | 992.2227 | 0.024735 | 876.9701 | 0.0024673 | 992.1061 | 0.00032174 | 992.2227 | 0.16226 | 864.4293 | 0.013518
|  | 877.4253 | 0.016452 | 877.2102 | 0.0041466 | 668.3807 | 0.0018263 | 877.4253 | -0.003423 | 877.2102 | 0.0020439 | 867.6703 | 0 | 877.2102 | 0.035929 | 670.4734 | 0.0001466 | 877.4253 | 0.041695 | 877.4253 | 0.024663 | 877.4253 | 0.0047288 | 877.4253 | 0.0033935 | 877.4253 | 0.0052308 | 877.4253 | 0.018106 | 670.4734 | 0.00011511 | 877.4253 | 0.0056437 | 877.2102 | 0.012243 | 992.3912 | 0.032223 | 877.2102 | 0.021771 | 992.2757 | 0 | 992.3912 | 0.16361 | 864.6633 | 0.0055278
|  | 877.6656 | -0.0005856 | 877.4503 | -0.024193 | 668.504 | 0.0026503 | 877.6656 | -0.030945 | 877.4503 | -0.048328 | 867.9083 | 0 | 877.4503 | -0.04601 | 670.5939 | 0.00012666 | 877.6656 | 0 | 877.6656 | -0.014573 | 877.6656 | 0 | 877.6656 | 0 | 877.6656 | 0 | 877.6656 | 0 | 670.5939 | 0.0001235 | 877.6656 | 0 | 877.4502 | -0.010036 | 992.5598 | 0.02714 | 877.4503 | -0.0087636 | 992.4453 | 0.00032174 | 992.5598 | 0.15812 | 864.8973 | 0.017327
|  | 877.9058 | 0.015788 | 877.6903 | -0.013663 | 668.6273 | 0 | 877.9058 | 0.016255 | 877.6903 | 0.013378 | 868.1464 | 0 | 877.6903 | 0.025737 | 670.7144 | 0.00013616 | 877.9058 | 0.03184 | 877.9058 | -0.00030082 | 877.9058 | 0.0039647 | 877.9058 | 0.0040833 | 877.9058 | 0.0087364 | 877.9058 | 0.019713 | 670.7144 | 0.00011014 | 877.9058 | 0.0057254 | 877.6903 | 0.0010671 | 992.7283 | 0.026096 | 877.6903 | 0.035753 | 992.615 | 7.1499e-05 | 992.7283 | 0.15771 | 865.1313 | 0.014075
|  | 878.1461 | -0.0025771 | 877.9304 | 0.0010767 | 668.7506 | 0.0087791 | 878.1461 | -0.025499 | 877.9304 | -0.095209 | 868.3843 | 0 | 877.9304 | -0.056072 | 670.8349 | 0.00011102 | 878.1461 | 0 | 878.1461 | -0.0047122 | 878.1461 | 0 | 878.1461 | 0 | 878.1461 | 0 | 878.1461 | 0 | 670.8349 | 8.3421e-05 | 878.1461 | 0 | 877.9304 | -0.038689 | 992.8968 | 0.024417 | 877.9304 | -0.015923 | 992.7846 | 0.00053624 | 992.8968 | 0.14549 | 865.3654 | 0.021508
|  | 878.3864 | 0.014331 | 878.1705 | 0.018397 | 668.8739 | 0 | 878.3864 | -0.001984 | 878.1705 | -0.022883 | 868.6223 | 0 | 878.1705 | 0.045036 | 670.9554 | 0.00013579 | 878.3864 | 0.020136 | 878.3864 | 0.074311 | 878.3864 | 0.010326 | 878.3864 | 0.0051815 | 878.3864 | 0.0085178 | 878.3864 | 0.034512 | 670.9554 | 7.5028e-05 | 878.3863 | 0.010618 | 878.1705 | 0.036856 | 993.0653 | 0.024735 | 878.1705 | 0.013967 | 992.9543 | 7.1499e-05 | 993.0653 | 0.14298 | 865.5994 | 0.032795
|  | 878.6266 | 0.0026745 | 878.4106 | -0.018298 | 668.9972 | 0.010126 | 878.6266 | -0.015047 | 878.4106 | -0.081087 | 868.8604 | 0 | 878.4106 | -0.062302 | 671.076 | 0.0001384 | 878.6267 | 0 | 878.6267 | 0.0049043 | 878.6267 | 0 | 878.6266 | 0 | 878.6267 | 0 | 878.6267 | 0 | 671.076 | 8.3421e-05 | 878.6267 | 0 | 878.4106 | -0.021584 | 993.2338 | 0.023056 | 878.4106 | -0.0057288 | 993.1239 | 0 | 993.2338 | 0.13327 | 865.8334 | 0.012217
|  | 878.8669 | 0.014797 | 878.6507 | -0.02379 | 669.1205 | 0 | 878.8669 | 0.0096814 | 878.6507 | -0.027348 | 869.0984 | 0 | 878.6507 | 0.029738 | 671.1965 | 0.00013672 | 878.8669 | 0.011886 | 878.8669 | 0.0014311 | 878.8669 | 0.0048081 | 878.8669 | 0 | 878.8669 | 6.7421e-05 | 878.8669 | 0.022971 | 671.1965 | 8.6676e-05 | 878.8669 | 0.006837 | 878.6507 | 0.03482 | 993.4023 | 0.032632 | 878.6507 | 0.015026 | 993.2936 | 7.1499e-05 | 993.4023 | 0.13141 | 866.0675 | 0.026664
|  | 879.1072 | -0.02145 | 878.8908 | -0.038764 | 669.2439 | 0.01175 | 879.1072 | -0.011871 | 878.8908 | -0.12534 | 869.3364 | 0 | 878.8908 | -0.059023 | 671.317 | 0.00013654 | 879.1072 | 0 | 879.1072 | 0.0014064 | 879.1072 | 0 | 879.1072 | 0 | 879.1072 | 0 | 879.1072 | 0 | 671.317 | 7.6741e-05 | 879.1072 | 0 | 878.8908 | -0.034006 | 993.5708 | 0.029364 | 878.8908 | 0.0024396 | 993.4633 | 0.00010725 | 993.5708 | 0.12677 | 866.3015 | 0.007293
|  | 879.3475 | -0.0081336 | 879.131 | -0.016482 | 669.3672 | 0 | 879.3475 | -0.013035 | 879.131 | -0.041909 | 869.5745 | 0 | 879.131 | 0.02668 | 671.4375 | 0.00013393 | 879.3475 | 0.022715 | 879.3475 | -0.023582 | 879.3475 | 0.0041691 | 879.3475 | 0.00098728 | 879.3475 | 0.0024684 | 879.3475 | 0.021555 | 671.4375 | 8.1708e-05 | 879.3475 | 0.0067513 | 879.131 | 0.014757 | 993.7394 | 0.021603 | 879.131 | 0.013539 | 993.6329 | 7.1499e-05 | 993.7394 | 0.12361 | 866.5356 | 0.01663
|  | 879.5879 | -0.01995 | 879.3711 | -0.0301 | 669.4906 | 0.0072884 | 879.5879 | -0.019938 | 879.3711 | -0.049686 | 869.8125 | 0 | 879.3711 | -0.060727 | 671.558 | 0.00015572 | 879.5879 | 0 | 879.5879 | 0.009504 | 879.5879 | 0 | 879.5879 | 0 | 879.5879 | 0 | 879.5879 | 0 | 671.558 | 0.00011511 | 879.5879 | 0 | 879.3711 | -0.0078339 | 993.9079 | 0.018925 | 879.3711 | -0.023217 | 993.8026 | 0.00010725 | 993.9079 | 0.12616 | 866.7696 | 0.011845
|  | 879.8282 | 0.038026 | 879.6112 | -0.027118 | 669.614 | 0 | 879.8282 | -0.011528 | 879.6112 | -0.013772 | 870.0505 | 0 | 879.6112 | 0.040404 | 671.6785 | 0.00014268 | 879.8282 | 0.030591 | 879.8282 | -0.0090669 | 879.8282 | 0.0019739 | 879.8282 | 0.0013631 | 879.8282 | 0.004396 | 879.8282 | 0.024716 | 671.6785 | 0.00013173 | 879.8282 | 0.0067252 | 879.6112 | 0.033598 | 994.0764 | 0.029364 | 879.6112 | 0.033307 | 993.9722 | 7.1499e-05 | 994.0764 | 0.12342 | 867.0037 | 0.013936
|  | 880.0685 | -0.0034817 | 879.8514 | -0.0047729 | 669.7373 | 0.0081166 | 880.0685 | -0.0029467 | 879.8514 | -0.11583 | 870.2886 | 0 | 879.8514 | -0.059457 | 671.7991 | 0.00014399 | 880.0685 | 0 | 880.0685 | -0.045834 | 880.0685 | 0 | 880.0685 | 0 | 880.0685 | 0 | 880.0685 | 0 | 671.7991 | 0.00012505 | 880.0685 | 0 | 879.8514 | -0.015419 | 994.2449 | 0.024508 | 879.8514 | 0.0065209 | 994.1419 | 0.00010725 | 994.2449 | 0.12918 | 867.2378 | 0.01166
|  | 880.3088 | 0.013325 | 880.0915 | 0.012902 | 669.8607 | 0 | 880.3088 | 0.0037468 | 880.0915 | 0.034273 | 870.5267 | 0 | 880.0915 | 0.029706 | 671.9196 | 0.00012368 | 880.3089 | 0.033434 | 880.3089 | 0.049847 | 880.3089 | 0.0098329 | 880.3088 | 0.0028416 | 880.3089 | 0.010918 | 880.3089 | 0.017379 | 671.9196 | 0.0001134 | 880.3088 | 0.0055802 | 880.0915 | 0.035635 | 994.4134 | 0.036308 | 880.0915 | 0.025212 | 994.3116 | 0 | 994.4134 | 0.12486 | 867.4719 | 0.02527
|  | 880.5492 | 0.0041326 | 880.3317 | -0.034715 | 669.9841 | 0.0062945 | 880.5492 | -0.015765 | 880.3317 | -0.11734 | 870.7648 | 0 | 880.3317 | -0.060161 | 672.0401 | 7.9724e-05 | 880.5492 | 0 | 880.5492 | -0.028739 | 880.5492 | 0 | 880.5492 | 0 | 880.5492 | 0 | 880.5492 | 0 | 672.0401 | 8.6676e-05 | 880.5492 | 0 | 880.3317 | -0.047648 | 994.582 | 0.024599 | 880.3317 | 0.0020138 | 994.4812 | 0.00010725 | 994.582 | 0.12203 | 867.706 | -0.0080363
|  | 880.7896 | 0.0012054 | 880.5718 | -0.025934 | 670.1075 | 0 | 880.7896 | -0.0038842 | 880.5718 | -0.11652 | 871.0028 | 0 | 880.5718 | -0.05109 | 672.1606 | 0.00026749 | 880.7895 | 0 | 880.7895 | -0.013216 | 880.7895 | 0 | 880.7896 | 0 | 880.7895 | 0 | 880.7895 | 0 | 672.1606 | 0.00021515 | 880.7895 | 0 | 880.5718 | -0.013181 | 994.7505 | 0.028229 | 880.5718 | 0.0026483 | 994.6509 | 0 | 994.7505 | 0.12036 | 867.9401 | 0.007293
|  | 881.0299 | 0.031801 | 880.812 | 0.0068451 | 670.2309 | 0.011941 | 881.0299 | 0.0045611 | 880.812 | 0.062038 | 871.2409 | 0 | 880.812 | 0.038604 | 672.2812 | 0.00023582 | 881.0299 | 0.014449 | 881.0299 | 0.037303 | 881.0299 | 0.0056097 | 881.0299 | 0.0031127 | 881.0299 | 0.0022396 | 881.0299 | 0.028676 | 672.2812 | 0.00016684 | 881.0299 | 0.0082026 | 880.812 | -0.002122 | 994.919 | 0.029137 | 880.812 | 0.014344 | 994.8206 | 0.00053624 | 994.919 | 0.11437 | 868.1742 | 0.014725
|  | 881.2703 | 0.01221 | 881.0522 | -0.037251 | 670.3544 | 0 | 881.2703 | -0.0080975 | 881.0522 | -0.13588 | 871.479 | 0 | 881.0522 | -0.061058 | 672.4017 | 0.00046363 | 881.2703 | 0 | 881.2703 | -0.0070089 | 881.2703 | 0 | 881.2703 | 0 | 881.2703 | 0 | 881.2703 | 0 | 672.4017 | 0.00033694 | 881.2703 | 0 | 881.0522 | -0.023213 | 995.0875 | 0.034946 | 881.0522 | 0.013973 | 994.9902 | 0 | 995.0875 | 0.11776 | 868.4083 | 0.017234
|  | 881.5107 | 0.026736 | 881.2923 | -0.012218 | 670.4778 | 0.013756 | 881.5107 | 0.010519 | 881.2923 | -0.04544 | 871.7171 | 0 | 881.2923 | 0.035619 | 672.5222 | 0.00023601 | 881.5107 | 0.020585 | 881.5107 | 0.0062565 | 881.5107 | 0.0026053 | 881.5107 | 0.0034794 | 881.5107 | 0.0076364 | 881.5107 | 0.03291 | 672.5222 | 0.00017352 | 881.5107 | 0.0057762 | 881.2923 | 0.020229 | 995.256 | 0.025915 | 881.2923 | 0.0029299 | 995.1599 | 0.00053624 | 995.256 | 0.10373 | 868.6425 | 0.028057
|  | 881.751 | 0.0046106 | 881.5325 | -0.019203 | 670.6013 | 0 | 881.751 | -0.023059 | 881.5325 | -0.14716 | 871.9553 | 0 | 881.5325 | -0.062498 | 672.6428 | 0.00044184 | 881.751 | 0 | 881.751 | 0.022856 | 881.751 | 0 | 881.751 | 0 | 881.751 | 0 | 881.751 | 0 | 672.6428 | 0.00036692 | 881.751 | 0 | 881.5325 | -0.047241 | 995.4246 | 0.024553 | 881.5325 | 0.00063482 | 995.3296 | 0 | 995.4246 | 0.10391 | 868.8766 | 0.017466
|  | 881.9915 | 0.024688 | 881.7727 | 0.01836 | 670.7247 | 0.0091104 | 881.9915 | 0.019883 | 881.7727 | 0.021884 | 872.1934 | 0 | 881.7727 | 0.042917 | 672.7633 | 0.00021123 | 881.9914 | 0.0173 | 881.9914 | 0.0289 | 881.9914 | 0.0094252 | 881.9915 | 0.006919 | 881.9914 | 0.0051614 | 881.9914 | 0.023414 | 672.7633 | 0.00019357 | 881.9915 | 0.011542 | 881.7727 | 0.045205 | 995.5931 | 0.029546 | 881.7727 | -0.0076551 | 995.4993 | 0.00053624 | 995.5931 | 0.090489 | 869.1107 | 0.026013
|  | 882.2318 | -0.010424 | 882.0129 | -0.043381 | 670.8482 | 0 | 882.2318 | -0.0216 | 882.0129 | -0.07124 | 872.4315 | 0 | 882.0129 | -0.060553 | 672.8838 | 0.00043289 | 882.2318 | 0 | 882.2318 | 0.020164 | 882.2318 | 0 | 882.2318 | 0 | 882.2318 | 0 | 882.2318 | 0 | 672.8838 | 0.00042704 | 882.2318 | 0 | 882.0129 | -0.031562 | 995.7616 | 0.023782 | 882.0129 | -0.016885 | 995.6689 | 0 | 995.7616 | 0.091604 | 869.3448 | 0.0056208
|  | 882.4722 | 0.015632 | 882.2531 | 0.013333 | 670.9716 | 0.0081166 | 882.4722 | 0.0059392 | 882.2531 | 0.045078 | 872.6696 | 0 | 882.2531 | 0.038337 | 673.0044 | 0.00022669 | 882.4722 | 0.050172 | 882.4722 | 0.047472 | 882.4722 | 0.0088432 | 882.4722 | 0.004073 | 882.4722 | 0.014576 | 882.4722 | 0.016963 | 673.0044 | 0.0002369 | 882.4722 | 0.0078585 | 882.2531 | 0.044594 | 995.9302 | 0.027866 | 882.2531 | 0.034024 | 995.8386 | 0.0007506 | 995.9302 | 0.081896 | 869.579 | 0.024109
|  | 882.7126 | 0.00064996 | 882.4933 | -0.022713 | 671.0951 | 0 | 882.7126 | -0.035127 | 882.4933 | -0.11753 | 872.9078 | 0 | 882.4933 | -0.057831 | 673.1249 | 0.00046307 | 882.7126 | 0 | 882.7126 | -0.019294 | 882.7126 | 0 | 882.7126 | 0 | 882.7126 | 0 | 882.7126 | 0 | 673.1249 | 0.00042036 | 882.7127 | 0 | 882.4933 | -0.022399 | 996.0987 | 0.023464 | 882.4933 | -0.0301 | 996.0083 | 0 | 996.0987 | 0.081617 | 869.8132 | 0.018024
|  | 882.9531 | 0.0079454 | 882.7336 | -0.018709 | 671.2186 | 0.012132 | 882.9531 | 0.0016017 | 882.7336 | 0.024625 | 873.1459 | 0 | 882.7336 | 0.0080907 | 673.2455 | 0.00024029 | 882.9531 | 0.038791 | 882.9531 | 0.019395 | 882.9531 | 0 | 882.9531 | 0 | 882.9531 | 0.010842 | 882.9531 | 0.032839 | 673.2455 | 0.00019014 | 882.9531 | 0.0055425 | 882.7336 | 0.014528 | 996.2672 | 0.018608 | 882.7336 | -0.0067511 | 996.178 | 0.00032174 | 996.2672 | 0.072698 | 870.0473 | 0.017652
|  | 883.1935 | -0.025547 | 882.9738 | -0.023164 | 671.3421 | 0 | 883.1935 | -0.017463 | 882.9738 | -0.065747 | 873.3841 | 0 | 882.9738 | -0.065124 | 673.366 | 0.00046065 | 883.1935 | 0 | 883.1935 | 0.0073874 | 883.1935 | 0 | 883.1935 | 0 | 883.1935 | 0 | 883.1935 | 0 | 673.366 | 0.00036366 | 883.1935 | 0 | 882.9738 | -0.019669 | 996.4357 | 0.028547 | 882.9738 | -0.002073 | 996.3477 | 0 | 996.4357 | 0.073023 | 870.2815 | 0.010173
|  | 883.4339 | -0.00024819 | 883.214 | -0.002095 | 671.4657 | 0.016526 | 883.4339 | 0.0044241 | 883.214 | 0.11458 | 873.6223 | 0 | 883.214 | 0.03146 | 673.4865 | 0.0002239 | 883.4339 | 0.034441 | 883.4339 | 0.016272 | 883.4339 | 0.0043486 | 883.4339 | 0.0016348 | 883.4339 | 0.014695 | 883.4339 | 0.03439 | 673.4865 | 0.00018346 | 883.4339 | 0.0072904 | 883.214 | 0.0039084 | 996.6043 | 0.021649 | 883.214 | 0.0066343 | 996.5174 | 0.0007506 | 996.6043 | 0.06796 | 870.5157 | 0.018163
|  | 883.6744 | -0.013967 | 883.4543 | -0.053468 | 671.5892 | 0 | 883.6744 | -0.028943 | 883.4543 | -0.04752 | 873.8604 | 0 | 883.4543 | -0.054179 | 673.6071 | 0.00046233 | 883.6744 | 0 | 883.6744 | -0.04719 | 883.6744 | 0 | 883.6744 | 0 | 883.6744 | 0 | 883.6744 | 0 | 673.6071 | 0.00036195 | 883.6744 | 0 | 883.4543 | -0.031358 | 996.7728 | 0.031588 | 883.4543 | 0.0014448 | 996.6871 | 0 | 996.7728 | 0.069028 | 870.7499 | 0.010359
|  | 883.9148 | 0.013978 | 883.6945 | 0.015492 | 671.7127 | 0.012227 | 883.9148 | -0.0014238 | 883.6945 | 0.036433 | 874.0986 | 0 | 883.6945 | 0.045456 | 673.7276 | 0.00023861 | 883.9148 | 0.051774 | 883.9148 | 0.034861 | 883.9148 | 0.0097384 | 883.9148 | 0.0036588 | 883.9148 | 0.00043231 | 883.9148 | 0.040506 | 673.7276 | 0.00018517 | 883.9148 | 0.0067564 | 883.6945 | 0.024639 | 996.9413 | 0.029455 | 883.6945 | 0.014486 | 996.8568 | 0.00053624 | 996.9413 | 0.064755 | 870.9841 | 0.020857
|  | 884.1553 | -0.014422 | 883.9348 | -0.018812 | 671.8363 | 0 | 884.1553 | -0.010196 | 883.9348 | -0.10123 | 874.3368 | 0 | 883.9348 | -0.061367 | 673.8482 | 0.00048617 | 884.1553 | 0 | 884.1553 | 0.010444 | 884.1553 | 0 | 884.1553 | 0 | 884.1553 | 0 | 884.1553 | 0 | 673.8482 | 0.00034533 | 884.1553 | 0 | 883.9348 | -0.024435 | 997.1099 | 0.024644 | 883.9348 | 0.00038089 | 997.0265 | 0 | 997.1099 | 0.066102 | 871.2183 | -0.0085473
|  | 884.3958 | 0.011771 | 884.175 | -0.0038564 | 671.9598 | 0.0048037 | 884.3958 | 0.00035476 | 884.175 | 0.012187 | 874.575 | 0 | 884.175 | 0.033494 | 673.9687 | 0.00024811 | 884.3958 | 0.05139 | 884.3958 | 0.032304 | 884.3958 | 0.0093741 | 884.3958 | 0.0053593 | 884.3958 | 0.0046833 | 884.3958 | 0.021072 | 673.9687 | 0.00016342 | 884.3958 | 0.0048343 | 884.175 | 0.031562 | 997.2784 | 0.027594 | 884.175 | 0.020853 | 997.1962 | 0.0007506 | 997.2784 | 0.063547 | 871.4524 | 0.018442
|  | 884.6362 | -0.007194 | 884.4153 | -0.02609 | 672.0834 | 0 | 884.6362 | -0.010551 | 884.4153 | -0.11388 | 874.8132 | 0 | 884.4153 | -0.065555 | 674.0893 | 0.00048486 | 884.6362 | 0 | 884.6362 | -0.028789 | 884.6362 | 0 | 884.6362 | 0 | 884.6362 | 0 | 884.6362 | 0 | 674.0893 | 0.00033694 | 884.6362 | 0 | 884.4153 | -0.038689 | 997.4469 | 0.026096 | 884.4153 | -0.014506 | 997.3659 | 0 | 997.4469 | 0.06717 | 871.6866 | 0.024155
|  | 884.8767 | -0.0082677 | 884.6556 | 0.011962 | 672.207 | 0.011941 | 884.8767 | 0.002505 | 884.6556 | 0.074204 | 875.0515 | 0 | 884.6556 | 0.045668 | 674.2098 | 0.00023973 | 884.8767 | 0.065683 | 884.8767 | -0.012054 | 884.8767 | 0.0057201 | 884.8767 | 0.0036914 | 884.8767 | 0.0063103 | 884.8767 | 0.03076 | 674.2098 | 0.00017352 | 884.8767 | 0.0070008 | 884.6556 | 0.022195 | 997.6154 | 0.025234 | 884.6556 | 0.014688 | 997.5356 | 0.00053624 | 997.6154 | 0.065684 | 871.9209 | 0.015144
|  | 885.1172 | -0.0099257 | 884.8958 | -0.013736 | 672.3305 | 0 | 885.1172 | -0.019555 | 884.8958 | -0.12781 | 875.2897 | 0 | 884.8958 | -0.059028 | 674.3304 | 0.00047779 | 885.1172 | 0 | 885.1172 | -0.02686 | 885.1172 | 0 | 885.1172 | 0 | 885.1172 | 0 | 885.1172 | 0 | 674.3304 | 0.00035698 | 885.1172 | 0 | 884.8958 | -0.036245 | 997.784 | 0.024099 | 884.8958 | -0.0040343 | 997.7053 | 0 | 997.784 | 0.070747 | 872.1551 | 0.0060388
|  | 885.3577 | 0.033523 | 885.1361 | 0.026394 | 672.4541 | 0.014902 | 885.3577 | -0.023797 | 885.1361 | 0.022956 | 875.5279 | 0 | 885.1361 | 0.030419 | 674.451 | 0.00024197 | 885.3577 | 0.033031 | 885.3577 | 0.046607 | 885.3577 | 0.017933 | 885.3577 | 0.0085106 | 885.3577 | 0.019083 | 885.3577 | 0.039403 | 674.451 | 0.00018346 | 885.3577 | 0.0072293 | 885.1361 | 0.013808 | 997.9525 | 0.026913 | 885.1361 | -0.011467 | 997.875 | 0.0007506 | 997.9525 | 0.069307 | 872.3893 | 0.013889
|  | 885.5982 | -0.0084686 | 885.3764 | -0.025017 | 672.5777 | 0 | 885.5982 | -0.0024851 | 885.3764 | -0.068326 | 875.7661 | 0 | 885.3764 | -0.055924 | 674.5715 | 0.0004763 | 885.5982 | 0 | 885.5982 | -0.03222 | 885.5982 | 0 | 885.5982 | 0 | 885.5982 | 0 | 885.5982 | 0 | 674.5715 | 0.00037702 | 885.5982 | 0 | 885.3764 | -0.015453 | 998.121 | 0.022329 | 885.3764 | -0.0053475 | 998.0447 | 0 | 998.121 | 0.074138 | 872.6236 | 0.003851
|  | 885.8387 | 0.0018064 | 885.6167 | 0.023655 | 672.7014 | 0.013947 | 885.8387 | -0.012056 | 885.6167 | 0.035259 | 876.0044 | 0 | 885.6167 | 0.038427 | 674.6921 | 0.00023992 | 885.8387 | 0.051289 | 885.8387 | 0.010504 | 885.8387 | 0.0097219 | 885.8387 | 0.0044093 | 885.8387 | 0.011271 | 885.8387 | 0.024953 | 674.6921 | 0.00019357 | 885.8387 | 0.0045211 | 885.6167 | 0.029933 | 998.2896 | 0.029455 | 885.6167 | 0.013979 | 998.2144 | 0.0009651 | 998.2896 | 0.07228 | 872.8578 | 0.026478
|  | 886.0792 | -0.011217 | 885.857 | 0.0086058 | 672.825 | 0 | 886.0792 | -0.028575 | 885.857 | -0.16958 | 876.2426 | 0 | 885.857 | -0.061618 | 674.8126 | 0.00045227 | 886.0792 | 0 | 886.0792 | -0.010559 | 886.0792 | 0 | 886.0792 | 0 | 886.0792 | 0 | 886.0792 | 0 | 674.8126 | 0.00036692 | 886.0792 | 0 | 885.857 | -0.041336 | 998.4581 | 0.028229 | 885.857 | -0.006108 | 998.3841 | 0 | 998.4581 | 0.07581 | 873.0921 | 0.0097086
|  | 886.3198 | 0.014257 | 886.0973 | -0.014462 | 672.9486 | 0.017099 | 886.3198 | -0.015851 | 886.0973 | 0.016773 | 876.4809 | 0 | 886.0973 | 0.02361 | 674.9332 | 0.00021868 | 886.3198 | 0.020683 | 886.3198 | 0.0066062 | 886.3198 | 0.0034446 | 886.3198 | 0.0025979 | 886.3198 | 0.0077834 | 886.3198 | 0.033239 | 674.9332 | 0.00017678 | 886.3198 | 0.0044167 | 886.0973 | 0.017562 | 998.6266 | 0.035854 | 886.0973 | 0.0023177 | 998.5539 | 0.0007506 | 998.6266 | 0.074649 | 873.3264 | 0.011799
|  | 886.5603 | 0.0098859 | 886.3377 | -0.047621 | 673.0723 | 0 | 886.5603 | -0.037464 | 886.3377 | -0.11624 | 876.7192 | 0 | 886.3377 | -0.073942 | 675.0538 | 0.00044146 | 886.5603 | 0 | 886.5603 | -0.033739 | 886.5603 | 0 | 886.5603 | 0 | 886.5603 | 0 | 886.5603 | 0 | 675.0538 | 0.00031022 | 886.5603 | 0 | 886.3377 | -0.027082 | 998.7952 | 0.023872 | 886.3377 | -0.025406 | 998.7236 | 0 | 998.7952 | 0.0766 | 873.5606 | 0.012867
|  | 886.8008 | 0.0088947 | 886.578 | -0.016885 | 673.1959 | 0.011941 | 886.8008 | 0.015303 | 886.578 | -0.0018377 | 876.9575 | 0 | 886.578 | 0.029842 | 675.1743 | 0.0002306 | 886.8008 | 0.026948 | 886.8008 | 0.0072647 | 886.8008 | 0.0096378 | 886.8008 | 0.002255 | 886.8008 | 0.0061389 | 886.8008 | 0.022692 | 675.1743 | 0.00013669 | 886.8008 | 0.0065596 | 886.578 | -0.00031552 | 998.9637 | 0.021059 | 886.578 | -0.003081 | 998.8933 | 0.00032174 | 998.9637 | 0.076414 | 873.7949 | 0.019649
|  | 887.0414 | 0.00482 | 886.8183 | -0.03345 | 673.3196 | 0 | 887.0414 | -0.020575 | 886.8183 | -0.2115 | 877.1957 | 0 | 886.8183 | -0.063391 | 675.2949 | 0.00045413 | 887.0414 | 0 | 887.0414 | 0.006631 | 887.0414 | 0 | 887.0414 | 0 | 887.0414 | 0 | 887.0414 | 0 | 675.2949 | 0.0003169 | 887.0414 | 0 | 886.8183 | -0.044187 | 999.1322 | 0.02714 | 886.8183 | -0.015734 | 999.063 | 0 | 999.1322 | 0.076136 | 874.0292 | -0.0081292
|  | 887.2819 | 0.026558 | 887.0587 | 0.0048852 | 673.4432 | 0.011559 | 887.2819 | -0.012086 | 887.0587 | 0.080198 | 877.434 | 0 | 887.0587 | 0.031244 | 675.4155 | 0.00022949 | 887.2819 | 0.04165 | 887.2819 | 0.075144 | 887.2819 | 0.0059862 | 887.2819 | 0.0037682 | 887.2819 | 0.014279 | 887.2819 | 0.032695 | 675.4155 | 0.00018346 | 887.2819 | 0.0050873 | 887.0587 | 0.02525 | 999.3008 | 0.025552 | 887.0587 | 0.0074116 | 999.2327 | 0.0007506 | 999.3008 | 0.076786 | 874.2634 | 0.011752
|  | 887.5225 | -0.0052757 | 887.299 | -0.037137 | 673.5669 | 0 | 887.5225 | -0.036585 | 887.299 | -0.12527 | 877.6723 | 0 | 887.299 | -0.056097 | 675.536 | 0.00046195 | 887.5225 | 0 | 887.5225 | -0.017502 | 887.5225 | 0 | 887.5225 | 0 | 887.5225 | 0 | 887.5225 | 0 | 675.536 | 0.00039706 | 887.5225 | 0 | 887.299 | -0.014416 | 999.4693 | 0.018517 | 887.299 | -0.027804 | 999.4025 | 0 | 999.4693 | 0.074835 | 874.4977 | -0.0066427
|  | 887.7631 | 0.018882 | 887.5394 | -0.016703 | 673.6906 | 0.0079509 | 887.7631 | -0.0034256 | 887.5394 | -0.025587 | 877.9106 | 0 | 887.5394 | 0.04401 | 675.6566 | 0.00023675 | 887.7631 | 0.030307 | 887.7631 | -0.02648 | 887.7631 | 0.0085634 | 887.7631 | 0.0040537 | 887.7631 | 0.005562 | 887.7631 | 0.028194 | 675.6566 | 0.00021343 | 887.7631 | 0.0038276 | 887.5394 | 0.024842 | 999.6379 | 0.025779 | 887.5394 | 0.027829 | 999.5722 | 0.0007506 | 999.6379 | 0.076043 | 874.7321 | 0.028708
|  | 888.0037 | -0.0026709 | 887.7797 | -0.016261 | 673.8143 | 0 | 888.0037 | -0.010289 | 887.7797 | -0.1441 | 878.1489 | 0 | 887.7797 | -0.061909 | 675.7772 | 0.00045711 | 888.0037 | 0 | 888.0037 | -0.082678 | 888.0037 | 0 | 888.0037 | 0 | 888.0037 | 0 | 888.0037 | 0 | 675.7772 | 0.00041025 | 888.0037 | 0 | 887.7797 | -0.025046 | 999.8064 | 0.02419 | 887.7797 | -0.023518 | 999.7419 | 0 | 999.8064 | 0.072559 | 874.9663 | 0.0023856
|  | 888.2443 | 0.021001 | 888.0201 | -0.054752 | 673.938 | 0.016526 | 888.2443 | -0.014836 | 888.0201 | 0.096754 | 878.3873 | 0 | 888.0201 | 0.033185 | 675.8977 | 0.00022427 | 888.2443 | 0.043479 | 888.2443 | -0.021182 | 888.2443 | 0.0073618 | 888.2443 | 0 | 888.2443 | 0.0040187 | 888.2443 | 0.033438 | 675.8977 | 0.00019682 | 888.2443 | 0.0086983 | 888.0201 | 0.027693 | 999.9749 | 0.02065 | 888.0201 | 0.019221 | 999.9117 | 0.0007506 | 999.9749 | 0.074881 | 875.2006 | 0.0071537
|  | 888.4849 | -0.013326 | 888.2605 | -0.011644 | 674.0617 | 0 | 888.4849 | -0.016383 | 888.2605 | -0.10904 | 878.6256 | 0 | 888.2605 | -0.057757 | 676.0183 | 0.00047909 | 888.4848 | 0 | 888.4848 | -0.039647 | 888.4848 | 0 | 888.4849 | 0 | 888.4848 | 0 | 888.4848 | 0 | 676.0183 | 0.00033026 | 888.4849 | 0 | 888.2604 | -0.030544 | 1000.1435 | 0.025597 | 888.2605 | 0.0069204 | 1000.0814 | 0 | 1000.1435 | 0.071397 | 875.435 | -0.0046917
|  | 888.7255 | 0.022662 | 888.5008 | -0.0073946 | 674.1855 | 0.0029816 | 888.7255 | -0.0026773 | 888.5008 | 0.059754 | 878.864 | 0 | 888.5008 | 0.027363 | 676.1389 | 0.00025836 | 888.7255 | 0.04492 | 888.7255 | 0.077888 | 888.7255 | 0.0013672 | 888.7255 | 0.0031247 | 888.7255 | 0.0085113 | 888.7255 | 0.021644 | 676.1389 | 0.00013344 | 888.7255 | 0.0071032 | 888.5008 | 0.0053444 | 1000.312 | 0.030816 | 888.5008 | 0.036136 | 1000.2511 | 0.0009651 | 1000.312 | 0.07437 | 875.6693 | 0.021229
|  | 888.9661 | 0.014359 | 888.7412 | -0.034061 | 674.3092 | 0 | 888.9661 | -0.015254 | 888.7412 | -0.16082 | 879.1023 | 0 | 888.7412 | -0.072368 | 676.2595 | 0.00048915 | 888.9661 | 0 | 888.9661 | -0.049771 | 888.9661 | 0 | 888.9661 | 0 | 888.9661 | 0 | 888.9661 | 0 | 676.2595 | 0.00031861 | 888.9661 | 0 | 888.7412 | -0.050092 | 1000.4806 | 0.031996 | 888.7412 | -0.012705 | 1000.4209 | 0 | 1000.4806 | 0.07005 | 875.9036 | 0.0078969
|  | 889.2067 | 0.022179 | 888.9816 | -0.022696 | 674.433 | 0.01624 | 889.2067 | 0.029686 | 888.9816 | -0.012562 | 879.3406 | 0 | 888.9816 | 0.025511 | 676.3801 | 0.00023414 | 889.2067 | 0.029238 | 889.2067 | 0.077387 | 889.2067 | 0.0067202 | 889.2067 | 0.0023377 | 889.2067 | 0.0034457 | 889.2067 | 0.044761 | 676.3801 | 0.00018843 | 889.2067 | 0.0048902 | 888.9816 | -0.0033192 | 1000.6491 | 0.029137 | 888.9816 | 0.0097183 | 1000.5906 | 0.00053624 | 1000.6491 | 0.072837 | 876.138 | 0.029033
|  | 889.4473 | -0.011811 | 889.222 | -0.011385 | 674.5567 | 0 | 889.4473 | -0.036532 | 889.222 | -0.12242 | 879.579 | 0 | 889.222 | -0.065789 | 676.5006 | 0.00046102 | 889.4473 | 0 | 889.4473 | 0.017065 | 889.4473 | 0 | 889.4473 | 0 | 889.4473 | 0 | 889.4473 | 0 | 676.5006 | 0.00035201 | 889.4473 | 0 | 889.222 | -0.01902 | 1000.8176 | 0.025688 | 889.222 | -0.0075093 | 1000.7604 | 0 | 1000.8176 | 0.068006 | 876.3723 | 0.012124
|  | 889.6879 | 0.00038543 | 889.4624 | 0.0033053 | 674.6805 | 0.010794 | 889.6879 | -0.0055953 | 889.4624 | 0.0036507 | 879.8174 | 0 | 889.4624 | 0.028512 | 676.6212 | 0.00022818 | 889.6879 | 0.017784 | 889.6879 | 0.086997 | 889.6879 | 0.010381 | 889.6879 | 0.0033674 | 889.6879 | 0.0062644 | 889.6879 | 0.028761 | 676.6212 | 0.00016684 | 889.6879 | 0.0091003 | 889.4624 | 0.039911 | 1000.9862 | 0.025234 | 889.4624 | 0.0036477 | 1000.9301 | 0.00053624 | 1000.9862 | 0.070747 | 876.6067 | 0.02095
|  | 889.9286 | -0.010422 | 889.7028 | -0.018876 | 674.8043 | 0 | 889.9286 | -0.0074218 | 889.7028 | -0.13304 | 880.0557 | 0 | 889.7028 | -0.0556 | 676.7418 | 0.00045525 | 889.9286 | 0 | 889.9286 | -0.023878 | 889.9286 | 0 | 889.9286 | 0 | 889.9286 | 0 | 889.9286 | 0 | 676.7418 | 0.00033694 | 889.9286 | 0 | 889.7028 | -0.042151 | 1001.1547 | 0.032949 | 889.7028 | 0.0074556 | 1001.0998 | 0 | 1001.1547 | 0.066381 | 876.8411 | 0.012589
|  | 890.1693 | -0.0092507 | 889.9432 | -0.023527 | 674.9281 | 0.011941 | 890.1693 | -0.0204 | 889.9432 | 0.0019683 | 880.2941 | 0 | 889.9432 | 0.039194 | 676.8624 | 0.00022986 | 890.1692 | 0.050424 | 890.1692 | 0.073949 | 890.1692 | 0.0047275 | 890.1693 | 0.0012384 | 890.1692 | 0.0091028 | 890.1692 | 0.012876 | 676.8624 | 0.00017352 | 890.1693 | 0.0069509 | 889.9432 | 0.035838 | 1001.3233 | 0.02832 | 889.9432 | 0.0038061 | 1001.2696 | 0.00053624 | 1001.3233 | 0.069586 | 877.0754 | 0.020114
|  | 890.4099 | -0.020545 | 890.1837 | -0.0052262 | 675.0519 | 0 | 890.4099 | -0.025649 | 890.1837 | -0.052855 | 880.5325 | 0 | 890.1837 | -0.067633 | 676.983 | 0.00045283 | 890.4099 | 0 | 890.4099 | 0.010525 | 890.4099 | 0 | 890.4099 | 0 | 890.4099 | 0 | 890.4099 | 0 | 676.983 | 0.00036692 | 890.4099 | 0 | 890.1837 | -0.012999 | 1001.4918 | 0.022919 | 890.1837 | 0.0014209 | 1001.4393 | 0 | 1001.4918 | 0.065823 | 877.3098 | 0.0069679
|  | 890.6506 | 0.011944 | 890.4241 | -0.0044091 | 675.1757 | 0.0057976 | 890.6506 | -0.0031318 | 890.4241 | 0.0039409 | 880.7709 | 0 | 890.4241 | 0.027196 | 677.1036 | 0.00022558 | 890.6505 | 0.012924 | 890.6505 | 0.0044388 | 890.6505 | 0.011203 | 890.6506 | 0.0033066 | 890.6505 | 0.0053512 | 890.6505 | 0.017027 | 677.1036 | 0.00019357 | 890.6506 | 0.0089851 | 890.4241 | 0.037467 | 1001.6603 | 0.027276 | 890.4241 | 0.0025059 | 1001.6091 | 0.0009651 | 1001.6603 | 0.06875 | 877.5442 | 0.020625
|  | 890.8912 | -0.0098912 | 890.6645 | -0.02196 | 675.2995 | 0 | 890.8912 | -0.025651 | 890.6645 | -0.16266 | 881.0093 | 0 | 890.6645 | -0.071352 | 677.2242 | 0.00048822 | 890.8912 | 0 | 890.8912 | 0.019998 | 890.8912 | 0 | 890.8912 | 0 | 890.8912 | 0 | 890.8912 | 0 | 677.2242 | 0.00039706 | 890.8912 | 0 | 890.6645 | -0.035431 | 1001.8289 | 0.025279 | 890.6645 | 0.0054024 | 1001.7789 | 0 | 1001.8289 | 0.065219 | 877.7786 | 0.016212
|  | 891.1319 | 0.021646 | 890.905 | -0.031327 | 675.4233 | 0.014616 | 891.1319 | 0.0035436 | 890.905 | -0.031887 | 881.2477 | 0 | 890.905 | 0.024452 | 677.3448 | 0.00026637 | 891.1319 | 0.020397 | 891.1319 | 0.055221 | 891.1319 | 0.0050143 | 891.1319 | 0.0054426 | 891.1319 | 0.009866 | 891.1319 | 0.048836 | 677.3448 | 0.0002035 | 891.1319 | 0.0055984 | 890.905 | 0.036245 | 1001.9974 | 0.027866 | 890.905 | 0.018842 | 1001.9486 | 0.0007506 | 1001.9974 | 0.068285 | 878.0129 | 0.026106
|  | 891.3726 | 0.004136 | 891.1454 | -0.021233 | 675.5472 | 0 | 891.3726 | -0.0025755 | 891.1454 | -0.18387 | 881.4861 | 0 | 891.1454 | -0.0527 | 677.4654 | 0.0005061 | 891.3726 | 0 | 891.3726 | -0.035963 | 891.3726 | 0 | 891.3726 | 0 | 891.3726 | 0 | 891.3726 | 0 | 677.4654 | 0.00035698 | 891.3726 | 0 | 891.1454 | -0.031969 | 1002.166 | 0.026868 | 891.1454 | 0.029895 | 1002.1184 | 0 | 1002.166 | 0.065173 | 878.2473 | -0.010498
|  | 891.6133 | 0.042322 | 891.3859 | 0.0061285 | 675.671 | 0.0077853 | 891.6133 | -0.0072152 | 891.3859 | 0.028826 | 881.7246 | 0 | 891.3859 | 0.038435 | 677.586 | 0.00024234 | 891.6133 | 0.042367 | 891.6133 | 0.028394 | 891.6133 | 0.009801 | 891.6133 | 0.0030773 | 891.6133 | 0.010797 | 891.6133 | 0.02634 | 677.586 | 0.00015348 | 891.6133 | 0.008978 | 891.3859 | 0.016394 | 1002.3345 | 0.027458 | 891.3859 | -0.0036649 | 1002.2881 | 0.00032174 | 1002.3345 | 0.068192 | 878.4818 | 0.017373
|  | 891.854 | 0.0022519 | 891.6263 | -0.03894 | 675.7949 | 0 | 891.854 | -0.015673 | 891.6263 | -0.21809 | 881.963 | 0 | 891.6263 | -0.074835 | 677.7065 | 0.00047369 | 891.854 | 0 | 891.854 | -0.0052315 | 891.854 | 0 | 891.854 | 0 | 891.854 | 0 | 891.854 | 0 | 677.7065 | 0.00034687 | 891.854 | 0 | 891.6263 | -0.0281 | 1002.5031 | 0.024417 | 891.6263 | -0.031233 | 1002.4579 | 0 | 1002.5031 | 0.065266 | 878.7162 | 0.0059459
|  | 892.0947 | 0.0044399 | 891.8668 | 0.0049549 | 675.9188 | 0.016717 | 892.0947 | 0.005658 | 891.8668 | 0.042411 | 882.2015 | 0 | 891.8668 | 0.034964 | 677.8271 | 0.00023321 | 892.0947 | 0.025436 | 892.0947 | 0.060695 | 892.0947 | 0.0079708 | 892.0947 | 0.0022662 | 892.0947 | 0.0014491 | 892.0947 | 0.031017 | 677.8271 | 0.00019682 | 892.0947 | 0.0079647 | 891.8668 | 0.032173 | 1002.6716 | 0.032949 | 891.8668 | 0.034301 | 1002.6277 | 0.00053624 | 1002.6716 | 0.068332 | 878.9506 | 0.018256
|  | 892.3354 | -0.010781 | 892.1073 | -0.060954 | 676.0426 | 0 | 892.3354 | -0.014895 | 892.1073 | -0.087166 | 882.4399 | 0 | 892.1073 | -0.080674 | 677.9478 | 0.00048524 | 892.3354 | 0 | 892.3354 | 0.017838 | 892.3354 | 0 | 892.3354 | 0 | 892.3354 | 0 | 892.3354 | 0 | 677.9478 | 0.00037034 | 892.3354 | 0 | 892.1073 | -0.044798 | 1002.8402 | 0.021376 | 892.1073 | -0.027714 | 1002.7974 | 0 | 1002.8402 | 0.06573 | 879.185 | 0.017095
|  | 892.5761 | 0.024111 | 892.3478 | -0.012323 | 676.1665 | 0.004638 | 892.5761 | -0.006911 | 892.3478 | 0.061103 | 882.6784 | 0 | 892.3478 | 0.029331 | 678.0684 | 0.00025314 | 892.5761 | 0.010493 | 892.5761 | 0.060083 | 892.5761 | 0.0080649 | 892.5761 | 0.0036978 | 892.5761 | 0.004165 | 892.5761 | 0.039584 | 678.0684 | 0.00017678 | 892.5761 | 0.0057197 | 892.3478 | 0.045001 | 1003.0087 | 0.025234 | 892.3478 | 0.025549 | 1002.9672 | 0.00053624 | 1003.0087 | 0.068796 | 879.4194 | 0.042504
|  | 892.8168 | -0.0038489 | 892.5883 | -0.021638 | 676.2904 | 0 | 892.8168 | -0.010999 | 892.5883 | -0.11696 | 882.9169 | 0 | 892.5883 | -0.057613 | 678.1889 | 0.00050349 | 892.8169 | 0 | 892.8169 | -0.0060114 | 892.8169 | 0 | 892.8168 | 0 | 892.8169 | 0 | 892.8169 | 0 | 678.1889 | 0.00036692 | 892.8168 | 0 | 892.5883 | -0.016973 | 1003.1773 | 0.028547 | 892.5883 | 0.018218 | 1003.137 | 0 | 1003.1773 | 0.066102 | 879.6539 | -0.0049704
|  | 893.0576 | 0.0047916 | 892.8288 | 0.0032679 | 676.4143 | 0.0099348 | 893.0576 | 0.0087112 | 892.8288 | 0.02446 | 883.1553 | 0 | 892.8288 | 0.042445 | 678.3096 | 0.00025202 | 893.0576 | 0.027883 | 893.0576 | 0.03106 | 893.0576 | 0.011172 | 893.0576 | 0.0041691 | 893.0576 | 0.00694 | 893.0576 | 0.030199 | 678.3096 | 0.00019682 | 893.0576 | 0.0092534 | 892.8288 | 0.014788 | 1003.3458 | 0.025279 | 892.8288 | 0.0062888 | 1003.3067 | 0.00053624 | 1003.3458 | 0.068935 | 879.8884 | 0.012821
|  | 893.2983 | -0.013752 | 893.0693 | -0.0098265 | 676.5382 | 0 | 893.2983 | -0.021707 | 893.0693 | -0.16936 | 883.3939 | 0 | 893.0693 | -0.074515 | 678.4302 | 0.00047369 | 893.2983 | 0 | 893.2983 | 0.0048076 | 893.2983 | 0 | 893.2983 | 0 | 893.2983 | 0 | 893.2983 | 0 | 678.4302 | 0.00039038 | 893.2983 | 0 | 893.0693 | -0.013651 | 1003.5144 | 0.021694 | 893.0693 | -0.0096006 | 1003.4765 | 0 | 1003.5144 | 0.066334 | 880.1228 | 0.010545
|  | 893.5391 | 0.003152 | 893.3098 | 0.00036956 | 676.6622 | 0.018246 | 893.5391 | -0.0029144 | 893.3098 | 0.052492 | 883.6323 | 0 | 893.3098 | 0.038386 | 678.5508 | 0.00022334 | 893.5391 | 0.023012 | 893.5391 | 0.035858 | 893.5391 | 0.0060959 | 893.5391 | 0.0050273 | 893.5391 | 0.0045602 | 893.5391 | 0.019969 | 678.5508 | 0.00019682 | 893.5391 | 0.011011 | 893.3098 | 0.027897 | 1003.6829 | 0.030907 | 893.3098 | 0.027012 | 1003.6463 | 0.0007506 | 1003.6829 | 0.069214 | 880.3572 | 0.022901
|  | 893.7798 | -0.029158 | 893.5503 | -0.018075 | 676.7861 | 0 | 893.7798 | -0.0041691 | 893.5503 | -0.1133 | 883.8708 | 0 | 893.5503 | -0.058718 | 678.6714 | 0.00044724 | 893.7799 | 0 | 893.7799 | 0.011922 | 893.7799 | 0 | 893.7798 | 0 | 893.7799 | 0 | 893.7799 | 0 | 678.6714 | 0.00037702 | 893.7799 | 0 | 893.5503 | -0.026064 | 1003.8515 | 0.033993 | 893.5503 | -0.027982 | 1003.8161 | 0 | 1003.8515 | 0.066892 | 880.5917 | 0.022715
|  | 894.0206 | 0.0029398 | 893.7908 | -0.0050631 | 676.9101 | 0.011941 | 894.0206 | 0.0090351 | 893.7908 | 0.041528 | 884.1093 | 0 | 893.7908 | 0.035464 | 678.792 | 0.00022502 | 894.0206 | 0.044462 | 894.0206 | 0.045247 | 894.0206 | 0.00098062 | 894.0206 | 0.0051639 | 894.0206 | 0.0060178 | 894.0206 | 0.053133 | 678.792 | 0.00018346 | 894.0206 | 0.0082036 | 893.7908 | 0.028915 | 1004.02 | 0.023282 | 893.7908 | 0.00062447 | 1003.9859 | 0.0007506 | 1004.02 | 0.069679 | 880.8262 | 0.020393
|  | 894.2614 | -0.02147 | 894.0313 | -0.0064599 | 677.034 | 0 | 894.2614 | -0.0093948 | 894.0313 | -0.1369 | 884.3478 | 0 | 894.0313 | -0.06384 | 678.9126 | 0.00044407 | 894.2614 | 0 | 894.2614 | 0.02457 | 894.2614 | 0 | 894.2614 | 0 | 894.2614 | 0 | 894.2614 | 0 | 678.9126 | 0.00039706 | 894.2614 | 0 | 894.0313 | -0.023621 | 1004.1886 | 0.026323 | 894.0313 | -0.0062074 | 1004.1557 | 0 | 1004.1886 | 0.067449 | 881.0607 | 0.010452
|  | 894.5022 | 0.0082984 | 894.2719 | 0.0082889 | 677.158 | 0.0039755 | 894.5022 | -0.0017912 | 894.2719 | 0.046503 | 884.5864 | 0 | 894.2719 | 0.039702 | 679.0332 | 0.00021905 | 894.5022 | 0.059097 | 894.5022 | 0.11023 | 894.5022 | 0.013407 | 894.5022 | 0.0045572 | 894.5022 | 0.0093824 | 894.5022 | 0.045588 | 679.0332 | 0.00021343 | 894.5022 | 0.010459 | 894.2719 | 0.01277 | 1004.3571 | 0.031452 | 894.2719 | 0.020997 | 1004.3254 | 0.0007506 | 1004.3571 | 0.070004 | 881.2952 | 0.0096621
|  | 894.743 | -0.022684 | 894.5124 | -0.036521 | 677.282 | 0 | 894.743 | -0.031093 | 894.5124 | -0.13085 | 884.8249 | 0 | 894.5124 | -0.071035 | 679.1538 | 0.00044202 | 894.743 | 0 | 894.743 | 0.027316 | 894.743 | 0 | 894.743 | 0 | 894.743 | 0 | 894.743 | 0 | 679.1538 | 0.00039706 | 894.743 | 0 | 894.5124 | -0.027082 | 1004.5257 | 0.028002 | 894.5124 | 0.0032414 | 1004.4952 | 0 | 1004.5257 | 0.067774 | 881.5297 | -0.00027283
|  | 894.9838 | 0.016151 | 894.753 | -0.033719 | 677.406 | 0.0097437 | 894.9838 | -0.00070537 | 894.753 | 0.046087 | 885.0634 | 0 | 894.753 | 0.02846 | 679.2745 | 0.0002239 | 894.9838 | 0.030756 | 894.9838 | 0.070669 | 894.9838 | 0.0083907 | 894.9838 | 0.0035335 | 894.9838 | 0.0064501 | 894.9838 | 0.025677 | 679.2745 | 0.00018346 | 894.9838 | 0.005915 | 894.753 | 0.016758 | 1004.6942 | 0.03422 | 894.753 | 0.039028 | 1004.665 | 0.00053624 | 1004.6942 | 0.070143 | 881.7642 | 0.02095
|  | 895.2246 | -0.015355 | 894.9935 | -0.0021573 | 677.53 | 0 | 895.2246 | -0.03661 | 894.9935 | -0.098384 | 885.302 | 0 | 894.9935 | -0.062051 | 679.3951 | 0.00045096 | 895.2246 | 0 | 895.2246 | -0.0068265 | 895.2246 | 0 | 895.2246 | 0 | 895.2246 | 0 | 895.2246 | 0 | 679.3951 | 0.00038696 | 895.2246 | 0 | 894.9935 | -0.036856 | 1004.8628 | 0.031179 | 894.9935 | 0.0042197 | 1004.8348 | 0 | 1004.8628 | 0.068053 | 881.9987 | 0.0017875
|  | 895.4654 | 0.0090078 | 895.2341 | 0.0098373 | 677.654 | 0.013756 | 895.4654 | 0.012852 | 895.2341 | -0.029771 | 885.5405 | 0 | 895.2341 | 0.031829 | 679.5157 | 0.00022818 | 895.4654 | 0.028317 | 895.4654 | 0.036403 | 895.4654 | 0.0064404 | 895.4654 | 0.0063089 | 895.4654 | 0.010504 | 895.4654 | 0.033093 | 679.5157 | 0.0002035 | 895.4654 | 0.0068092 | 895.2341 | 0.016595 | 1005.0313 | 0.038214 | 895.2341 | 0.026866 | 1005.0046 | 0.00053624 | 1005.0313 | 0.070329 | 882.2332 | 0.010963
|  | 895.7062 | -0.0017799 | 895.4746 | -0.039853 | 677.778 | 0 | 895.7062 | -0.032247 | 895.4746 | -0.099843 | 885.7791 | 0 | 895.4746 | -0.083234 | 679.6363 | 0.00043848 | 895.7062 | 0 | 895.7062 | -0.062753 | 895.7062 | 0 | 895.7062 | 0 | 895.7062 | 0 | 895.7062 | 0 | 679.6363 | 0.000407 | 895.7062 | 0 | 895.4746 | -0.024028 | 1005.1999 | 0.027503 | 895.4746 | -0.014126 | 1005.1744 | 7.1499e-05 | 1005.1999 | 0.068517 | 882.4677 | 0.0035068
|  | 895.947 | 0.021494 | 895.7152 | 0.0066269 | 677.902 | 0.015762 | 895.947 | -0.0053116 | 895.7152 | 0.064274 | 886.0177 | 0 | 895.7152 | 0.042795 | 679.7569 | 0.00021328 | 895.947 | 0.030175 | 895.947 | 0.036936 | 895.947 | 0.0079465 | 895.947 | 0.004021 | 895.947 | 0.014055 | 895.947 | 0.039374 | 679.7569 | 0.00020675 | 895.947 | 0.0064489 | 895.7152 | 0.011015 | 1005.3684 | 0.029682 | 895.7152 | 0.034267 | 1005.3442 | 0.00053624 | 1005.3684 | 0.070515 | 882.7023 | 0.014214
|  | 896.1879 | 0.0073134 | 895.9558 | -0.046778 | 678.0261 | 0 | 896.1879 | -0.028648 | 895.9558 | -0.084278 | 886.2562 | 0 | 895.9558 | -0.072556 | 679.8776 | 0.00045357 | 896.1879 | 0 | 896.1879 | -0.052011 | 896.1879 | 0 | 896.1879 | 0 | 896.1879 | 0 | 896.1879 | 0 | 679.8776 | 0.00041025 | 896.1879 | 0 | 895.9558 | -0.048056 | 1005.537 | 0.018971 | 895.9558 | 0.035258 | 1005.514 | 0 | 1005.537 | 0.06861 | 882.9368 | 0.012217
|  | 896.4287 | -0.00018491 | 896.1964 | -0.0093622 | 678.1501 | 0.019678 | 896.4287 | 0.009694 | 896.1964 | 0.059506 | 886.4948 | 0 | 896.1964 | 0.025422 | 679.9982 | 0.00024253 | 896.4287 | 0.030499 | 896.4287 | 0.061257 | 896.4287 | 0.0048268 | 896.4287 | 0.0014326 | 896.4287 | 0.0029324 | 896.4287 | 0.009181 | 679.9982 | 0.00020675 | 896.4287 | 0.0063821 | 896.1964 | 0.029322 | 1005.7055 | 0.035854 | 896.1964 | 0.029253 | 1005.6838 | 0.00010725 | 1005.7055 | 0.070283 | 883.1713 | 0.02383
|  | 896.6696 | -0.026409 | 896.437 | -0.014413 | 678.2742 | 0 | 896.6696 | -0.023132 | 896.437 | -0.085296 | 886.7334 | 0 | 896.437 | -0.061772 | 680.1188 | 0.00047574 | 896.6696 | 0 | 896.6696 | 0.012937 | 896.6696 | 0 | 896.6696 | 0 | 896.6696 | 0 | 896.6696 | 0 | 680.1188 | 0.00038696 | 896.6696 | 0 | 896.437 | -0.028711 | 1005.8741 | 0.028002 | 896.437 | -0.014021 | 1005.8536 | 0 | 1005.8741 | 0.06875 | 883.4059 | 0.0075253
|  | 896.9104 | 0.0075843 | 896.6776 | 0.0020859 | 678.3982 | 0.0061289 | 896.9104 | -0.0088787 | 896.6776 | 0.066473 | 886.972 | 0 | 896.6776 | 0.047285 | 680.2394 | 0.00023582 | 896.9104 | 0.046999 | 896.9104 | 0.027962 | 896.9104 | 0.0057967 | 896.9104 | 0.011418 | 896.9104 | 0.012464 | 896.9104 | 0.031882 | 680.2394 | 0.00018346 | 896.9104 | 0.009533 | 896.6776 | 0.030137 | 1006.0426 | 0.026596 | 896.6776 | 0.032617 | 1006.0234 | 0.00032174 | 1006.0426 | 0.070376 | 883.6404 | 0.021229
|  | 897.1513 | -0.017112 | 896.9182 | -0.028998 | 678.5223 | 0 | 897.1513 | -0.025615 | 896.9182 | -0.070808 | 887.2106 | 0 | 896.9182 | -0.073496 | 680.3601 | 0.00046233 | 897.1513 | 0 | 897.1513 | 0.0021004 | 897.1513 | 0 | 897.1513 | 0 | 897.1513 | 0 | 897.1513 | 0 | 680.3601 | 0.00037702 | 897.1513 | 0 | 896.9182 | -0.033395 | 1006.2112 | 0.030226 | 896.9182 | -0.0095365 | 1006.1932 | 0 | 1006.2112 | 0.068843 | 883.875 | 0.027593
|  | 897.3922 | 0.011584 | 897.1588 | -0.010692 | 678.6464 | 0.022735 | 897.3922 | 0.00027044 | 897.1588 | 0.011904 | 887.4492 | 0 | 897.1588 | 0.041205 | 680.4807 | 0.00022893 | 897.3922 | 0.024468 | 897.3922 | 0.023511 | 897.3922 | 0.0048668 | 897.3922 | 0.0022564 | 897.3922 | 0.0095285 | 897.3922 | 0.02715 | 680.4807 | 0.00019357 | 897.3922 | 0.0035287 | 897.1588 | 0.039707 | 1006.3798 | 0.028819 | 897.1588 | 0.011522 | 1006.363 | 0.0007506 | 1006.3798 | 0.070097 | 884.1096 | 0.012263
|  | 897.6331 | -0.022007 | 897.3994 | -0.045442 | 678.7705 | 0 | 897.6331 | -0.024187 | 897.3994 | -0.17608 | 887.6879 | 0 | 897.3994 | -0.086241 | 680.6013 | 0.00047276 | 897.633 | 0 | 897.633 | -0.06315 | 897.633 | 0 | 897.6331 | 0 | 897.633 | 0 | 897.633 | 0 | 680.6013 | 0.00037702 | 897.6331 | 0 | 897.3994 | -0.031155 | 1006.5483 | 0.027685 | 897.3994 | 0.00101 | 1006.5328 | 0 | 1006.5483 | 0.068703 | 884.3442 | -0.0056208
|  | 897.874 | -0.0057408 | 897.64 | 0.006646 | 678.8946 | 0.0091104 | 897.874 | -6.4833e-05 | 897.64 | -0.029394 | 887.9265 | 0 | 897.64 | 0.038892 | 680.7219 | 0.00024588 | 897.8739 | 0.03983 | 897.8739 | -0.0060294 | 897.8739 | 0.012259 | 897.874 | 0.004776 | 897.8739 | 0.0080695 | 897.8739 | 0.02535 | 680.7219 | 0.00018346 | 897.874 | 0.0099817 | 897.64 | 0.057219 | 1006.7169 | 0.027458 | 897.64 | 0.0083923 | 1006.7026 | 0.00053624 | 1006.7169 | 0.069446 | 884.5787 | 0.024945
|  | 898.1148 | -0.019422 | 897.8806 | -0.02527 | 679.0187 | 0 | 898.1148 | -0.017213 | 897.8806 | -0.10343 | 888.1652 | 0 | 897.8806 | -0.072164 | 680.8426 | 0.00048002 | 898.1148 | 0 | 898.1148 | 0.0073508 | 898.1148 | 0 | 898.1148 | 0 | 898.1148 | 0 | 898.1148 | 0 | 680.8426 | 0.00035698 | 898.1148 | 0 | 897.8806 | -0.031562 | 1006.8854 | 0.024236 | 897.8806 | -0.012601 | 1006.8725 | 0 | 1006.8854 | 0.068332 | 884.8134 | 0.0069214
|  | 898.3557 | -0.012263 | 898.1213 | -0.0052323 | 679.1429 | 0.016048 | 898.3557 | -0.014909 | 898.1213 | 0.018031 | 888.4038 | 0 | 898.1213 | 0.025197 | 680.9632 | 0.00023675 | 898.3557 | 0.0252 | 898.3557 | -0.02953 | 898.3557 | 0.0069665 | 898.3557 | 0.0033046 | 898.3557 | 0.013292 | 898.3557 | 0.038976 | 680.9632 | 0.00017678 | 898.3557 | 0.0054808 | 898.1213 | 0.029729 | 1007.054 | 0.033993 | 898.1213 | -0.0011215 | 1007.0423 | 0.00053624 | 1007.054 | 0.069354 | 885.0479 | 0.030937
|  | 898.5966 | -0.010738 | 898.3619 | -0.004579 | 679.267 | 0 | 898.5966 | -0.012142 | 898.3619 | -0.16126 | 888.6425 | 0 | 898.3619 | -0.069366 | 681.0839 | 0.00045786 | 898.5966 | 0 | 898.5966 | -0.027066 | 898.5966 | 0 | 898.5966 | 0 | 898.5966 | 0 | 898.5966 | 0 | 681.0839 | 0.00039038 | 898.5966 | 0 | 898.3619 | -0.023824 | 1007.2225 | 0.020332 | 898.3619 | 0.010115 | 1007.2121 | 0 | 1007.2225 | 0.068657 | 885.2825 | 0.02815
|  | 898.8376 | 0.020128 | 898.6026 | -0.028084 | 679.3912 | 0.011941 | 898.8376 | 0.019559 | 898.6026 | -0.064968 | 888.8811 | 0 | 898.6026 | 0.03856 | 681.2045 | 0.00022241 | 898.8376 | 0.024293 | 898.8376 | 0.0046545 | 898.8376 | 0.0088426 | 898.8376 | 0 | 898.8376 | 0.0048953 | 898.8376 | 0.06153 | 681.2045 | 0.00021686 | 898.8376 | 0.002888 | 898.6026 | 0.025453 | 1007.3911 | 0.024644 | 898.6026 | 0.021276 | 1007.3819 | 0.00053624 | 1007.3911 | 0.069307 | 885.5172 | 0.026199
|  | 899.0785 | -0.013486 | 898.8432 | -0.043126 | 679.5153 | 0 | 899.0785 | -0.015253 | 898.8432 | -0.1213 | 889.1198 | 0 | 898.8432 | -0.08058 | 681.3251 | 0.00047928 | 899.0785 | 0 | 899.0785 | -0.01131 | 899.0785 | 0 | 899.0785 | 0 | 899.0785 | 0 | 899.0785 | 0 | 681.3251 | 0.00039535 | 899.0785 | 0 | 898.8432 | -0.070455 | 1007.5597 | 0.019243 | 898.8432 | -0.0085669 | 1007.5517 | 0 | 1007.5597 | 0.068053 | 885.7518 | 0.029033
|  | 899.3194 | 0.036847 | 899.0839 | -0.0010683 | 679.6395 | 0.0094417 | 899.3194 | 0.011915 | 899.0839 | -0.015797 | 889.3585 | 0 | 899.0839 | 0.04214 | 681.4458 | 0.00025892 | 899.3194 | 0.050308 | 899.3194 | 0.051884 | 899.3194 | 0.006331 | 899.3194 | 0.0034615 | 899.3194 | 0.014729 | 899.3194 | 0.03176 | 681.4458 | 0.00018175 | 899.3194 | 0.0083721 | 899.0839 | 0.019678 | 1007.7282 | 0.041028 | 899.0839 | -0.012982 | 1007.7216 | 0.00053624 | 1007.7282 | 0.068332 | 885.9864 | 0.016955
|  | 899.5604 | -0.018055 | 899.3246 | -0.031565 | 679.7637 | 0 | 899.5604 | -0.020581 | 899.3246 | -0.1162 | 889.5971 | 0 | 899.3246 | -0.071362 | 681.5664 | 0.00048971 | 899.5604 | 0 | 899.5604 | -0.047174 | 899.5604 | 0 | 899.5604 | 0 | 899.5604 | 0 | 899.5604 | 0 | 681.5664 | 0.00033523 | 899.5604 | 0 | 899.3246 | -0.029729 | 1007.8968 | 0.023237 | 899.3246 | 0.013776 | 1007.8914 | 0 | 1007.8968 | 0.067495 | 886.221 | 0.016351
|  | 899.8013 | 0.029456 | 899.5652 | 0.0070167 | 679.8878 | 0.018246 | 899.8013 | 0.01654 | 899.5652 | -0.0013032 | 889.8358 | 0 | 899.5652 | 0.036612 | 681.6871 | 0.00023247 | 899.8013 | 0.016585 | 899.8013 | 0.023632 | 899.8013 | 0.0070154 | 899.8013 | 0.0044736 | 899.8013 | 0.012441 | 899.8013 | 0.017966 | 681.6871 | 0.00015348 | 899.8013 | 0.0071809 | 899.5652 | 0.020363 | 1008.0653 | 0.029364 | 899.5652 | 0.019972 | 1008.0612 | 0.00053624 | 1008.0653 | 0.067635 | 886.4556 | 0.03405
|  | 900.0422 | -0.012508 | 899.8059 | -0.026814 | 680.012 | 0 | 900.0422 | -0.024807 | 899.8059 | -0.12859 | 890.0745 | 0 | 899.8059 | -0.069277 | 681.8077 | 0.00047835 | 900.0423 | 0 | 900.0423 | -0.072893 | 900.0423 | 0 | 900.0422 | 0 | 900.0423 | 0 | 900.0423 | 0 | 681.8077 | 0.00036692 | 900.0422 | 0 | 899.8059 | -0.049685 | 1008.2339 | 0.024553 | 899.8059 | 0.0024914 | 1008.2311 | 0 | 1008.2339 | 0.067077 | 886.6903 | 0.0059459
|  | 900.2832 | 0.016669 | 900.0466 | -0.0050461 | 680.1363 | 0.013565 | 900.2832 | -0.0024248 | 900.0466 | 0.083966 | 890.3132 | 0 | 900.0466 | 0.044769 | 681.9284 | 0.00024755 | 900.2832 | 0.049969 | 900.2832 | 0.036782 | 900.2832 | 0.0099843 | 900.2832 | 0.0036517 | 900.2832 | 0.0087966 | 900.2832 | 0.036523 | 681.9284 | 0.00021686 | 900.2832 | 0.003165 | 900.0466 | 0.017969 | 1008.4025 | 0.027231 | 900.0466 | 0.0048448 | 1008.4009 | 0.0007506 | 1008.4025 | 0.067263 | 886.9249 | 0.017141
|  | 900.5242 | -0.010421 | 900.2873 | -0.012848 | 680.2605 | 0 | 900.5242 | -0.025343 | 900.2873 | -0.15204 | 890.5519 | 0 | 900.2873 | -0.072888 | 682.049 | 0.00050685 | 900.5242 | 0 | 900.5242 | -0.051477 | 900.5242 | 0 | 900.5242 | 0 | 900.5242 | 0 | 900.5242 | 0 | 682.049 | 0.00042036 | 900.5242 | 0 | 900.2873 | -0.042354 | 1008.571 | 0.027186 | 900.2873 | -0.021732 | 1008.5707 | 0 | 1008.571 | 0.066799 | 887.1596 | 0.010452
|  | 900.7651 | -0.0035994 | 900.528 | -0.0065887 | 680.3847 | 0.015284 | 900.7651 | -0.0061265 | 900.528 | 0.035583 | 890.7906 | 0 | 900.528 | 0.033125 | 682.1697 | 0.00026283 | 900.7652 | 0.02363 | 900.7652 | 0.095027 | 900.7652 | 0.0063215 | 900.7651 | 0.0013189 | 900.7652 | 0.010344 | 900.7652 | 0.028068 | 682.1697 | 0.00020675 | 900.7651 | 0.010552 | 900.528 | 0.015063 | 1008.7396 | 0.034629 | 900.528 | 0.021304 | 1008.7406 | 0.0007506 | 1008.7396 | 0.066799 | 887.3943 | 0.032006
|  | 901.0062 | -0.010051 | 900.7687 | -0.050769 | 680.5089 | 0 | 901.0062 | -0.021871 | 900.7687 | -0.21148 | 891.0294 | 0 | 900.7687 | -0.078971 | 682.2903 | 0.0005074 | 901.0061 | 0 | 901.0061 | -0.039723 | 901.0061 | 0 | 901.0062 | 0 | 901.0061 | 0 | 901.0061 | 0 | 682.2903 | 0.00034687 | 901.0062 | 0 | 900.7687 | -0.054368 | 1008.9081 | 0.032859 | 900.7687 | -0.042235 | 1008.9104 | 0 | 1008.9081 | 0.066241 | 887.629 | 0.018302
|  | 901.2471 | 0.021022 | 901.0094 | 0.012724 | 680.6332 | 0.011463 | 901.2471 | 0.016213 | 901.0094 | -0.024361 | 891.2681 | 0 | 901.0094 | 0.050762 | 682.411 | 0.00024718 | 901.2471 | 0.037913 | 901.2471 | -0.0099219 | 901.2471 | 0.010897 | 901.2471 | 0.0029799 | 901.2471 | 0.006605 | 901.2471 | 0.022168 | 682.411 | 0.00014337 | 901.2471 | 0.009099 | 901.0094 | 0.043576 | 1009.0767 | 0.026187 | 901.0094 | 0.027566 | 1009.0802 | 0.00053624 | 1009.0767 | 0.066055 | 887.8637 | 0.013285
|  | 901.4882 | 0.0038729 | 901.2501 | -0.031081 | 680.7574 | 0 | 901.4882 | -0.0083654 | 901.2501 | -0.10713 | 891.5068 | 0 | 901.2501 | -0.060033 | 682.5316 | 0.00047779 | 901.4881 | 0 | 901.4881 | -0.037332 | 901.4881 | 0 | 901.4882 | 0 | 901.4881 | 0 | 901.4881 | 0 | 682.5316 | 0.00030696 | 901.4882 | 0 | 901.2501 | -0.036856 | 1009.2453 | 0.027594 | 901.2501 | 0.011227 | 1009.2501 | 0 | 1009.2453 | 0.065591 | 888.0983 | 0.017698
|  | 901.7291 | -0.0084073 | 901.4909 | -0.00035136 | 680.8817 | 0.013087 | 901.7291 | 0.0047201 | 901.4909 | -0.010324 | 891.7456 | 0 | 901.4909 | 0.041143 | 682.6523 | 0.0002334 | 901.7291 | 0.040633 | 901.7291 | -0.047137 | 901.7291 | 0.0060476 | 901.7291 | 0.0026307 | 901.7291 | 0.0078747 | 901.7291 | 0.037771 | 682.6523 | 0.00016342 | 901.7291 | 0.0086624 | 901.4909 | 0.025453 | 1009.4138 | 0.034538 | 901.4909 | -0.014847 | 1009.4199 | 0.0007506 | 1009.4138 | 0.065173 | 888.333 | 0.033353
|  | 901.9702 | -0.012654 | 901.7316 | -0.010135 | 681.006 | 0 | 901.9702 | -0.018235 | 901.7316 | -0.085489 | 891.9844 | 0 | 901.7316 | -0.082522 | 682.773 | 0.0004545 | 901.9702 | 0 | 901.9702 | 0.0070135 | 901.9702 | 0 | 901.9702 | 0 | 901.9702 | 0 | 901.9702 | 0 | 682.773 | 0.00038696 | 901.9701 | 0 | 901.7316 | -0.035227 | 1009.5824 | 0.031996 | 901.7316 | -0.0085167 | 1009.5898 | 0 | 1009.5824 | 0.064894 | 888.5677 | 0.0099408
|  | 902.2112 | 0.015135 | 901.9723 | -0.021011 | 681.1303 | 0.013374 | 902.2112 | -0.0055886 | 901.9723 | -0.0091667 | 892.2231 | 0 | 901.9723 | 0.03473 | 682.8936 | 0.00022725 | 902.2112 | 0.0081226 | 902.2112 | 0.0087466 | 902.2112 | 0.0017391 | 902.2112 | 0.0019998 | 902.2112 | 0.0087449 | 902.2112 | 0.031122 | 682.8936 | 0.00022354 | 902.2112 | 0.0080905 | 901.9723 | 0.026675 | 1009.7509 | 0.029364 | 901.9723 | -0.014713 | 1009.7596 | 0.00053624 | 1009.7509 | 0.064058 | 888.8024 | 0.024341
|  | 902.4522 | 0.012026 | 902.2131 | -0.001025 | 681.2546 | 0 | 902.4522 | -0.012754 | 902.2131 | -0.20651 | 892.4619 | 0 | 902.2131 | -0.070454 | 683.0143 | 0.00043811 | 902.4522 | 0 | 902.4522 | -0.028353 | 902.4522 | 0 | 902.4522 | 0 | 902.4522 | 0 | 902.4522 | 0 | 683.0143 | 0.00038696 | 902.4522 | 0 | 902.2131 | -0.033802 | 1009.9195 | 0.030317 | 902.2131 | 0.00042177 | 1009.9295 | 0 | 1009.9195 | 0.063919 | 889.0371 | 0.025595
|  | 902.6932 | 0.007293 | 902.4538 | -0.0087354 | 681.3789 | 0.0084479 | 902.6932 | 0.0044135 | 902.4538 | 0.082082 | 892.7007 | 0 | 902.4538 | 0.026226 | 683.1349 | 0.00021719 | 902.6932 | 0.038528 | 902.6932 | 0.054627 | 902.6932 | 0.010285 | 902.6932 | 0.0036604 | 902.6932 | 0.0042435 | 902.6932 | 0.05419 | 683.1349 | 0.00017849 | 902.6932 | 0.0029453 | 902.4538 | 0.057626 | 1010.0881 | 0.031452 | 902.4538 | 0.006232 | 1010.0993 | 0.00053624 | 1010.0881 | 0.062943 | 889.2718 | 0.022669
|  | 902.9343 | -0.0065167 | 902.6946 | -0.025275 | 681.5032 | 0 | 902.9343 | -0.010895 | 902.6946 | -0.1382 | 892.9395 | 0 | 902.6946 | -0.062434 | 683.2556 | 0.00044444 | 902.9343 | 0 | 902.9343 | -0.04591 | 902.9343 | 0 | 902.9343 | 0 | 902.9343 | 0 | 902.9343 | 0 | 683.2556 | 0.00036195 | 902.9343 | 0 | 902.6946 | -0.040725 | 1010.2566 | 0.030136 | 902.6946 | -0.025907 | 1010.2692 | 0 | 1010.2566 | 0.063547 | 889.5065 | -0.00010962
|  | 903.1754 | 0.017863 | 902.9354 | -0.0050999 | 681.6276 | 0.013087 | 903.1754 | -0.034436 | 902.9354 | 0.065444 | 893.1783 | 0 | 902.9354 | 0.039251 | 683.3763 | 0.00023712 | 903.1753 | 0.036336 | 903.1753 | 0.02863 | 903.1753 | 0.0047037 | 903.1754 | 0.0041282 | 903.1753 | 0.0011036 | 903.1753 | 0.019913 | 683.3763 | 0.00020179 | 903.1753 | 0.0071384 | 902.9353 | 0.02077 | 1010.4252 | 0.022602 | 902.9354 | 0.0094962 | 1010.439 | 0.0007506 | 1010.4252 | 0.062804 | 889.7413 | 0.023923
|  | 903.4164 | -0.0077999 | 903.1761 | -0.045911 | 681.7519 | 0 | 903.4164 | -0.01935 | 903.1761 | -0.18437 | 893.4171 | 0 | 903.1761 | -0.091575 | 683.4969 | 0.00046698 | 903.4164 | 0 | 903.4164 | 0.015022 | 903.4164 | 0 | 903.4164 | 0 | 903.4164 | 0 | 903.4164 | 0 | 683.4969 | 0.00040032 | 903.4164 | 0 | 903.1761 | -0.051314 | 1010.5938 | 0.038532 | 903.1761 | 0.0098573 | 1010.6089 | 0 | 1010.5938 | 0.063082 | 889.976 | 0.0074789
|  | 903.6575 | 0.0269 | 903.4169 | -0.0031298 | 681.8762 | 0.012896 | 903.6575 | 0.0069149 | 903.4169 | 0.04935 | 893.6559 | 0 | 903.4169 | 0.033895 | 683.6176 | 0.00023452 | 903.6575 | 0.023327 | 903.6575 | 0.048156 | 903.6575 | 0.011397 | 903.6575 | 0.0029198 | 903.6575 | 0.0086214 | 903.6575 | 0.02458 | 683.6176 | 0.00021686 | 903.6575 | 0.0079637 | 903.4169 | 0.053757 | 1010.7623 | 0.021286 | 903.4169 | 0.019772 | 1010.7788 | 0.00053624 | 1010.7623 | 0.061689 | 890.2107 | 0.013843
|  | 903.8986 | -0.0077747 | 903.6577 | -0.032382 | 682.0006 | 0 | 903.8986 | -0.018662 | 903.6577 | -0.1027 | 893.8947 | 0 | 903.6577 | -0.065568 | 683.7383 | 0.00047909 | 903.8985 | 0 | 903.8985 | -0.061907 | 903.8985 | 0 | 903.8986 | 0 | 903.8985 | 0 | 903.8985 | 0 | 683.7383 | 0.00041693 | 903.8986 | 0 | 903.6577 | -0.034006 | 1010.9309 | 0.028411 | 903.6577 | 0.010353 | 1010.9486 | 0 | 1010.9309 | 0.061364 | 890.4455 | 0.0096621
|  | 904.1396 | 0.015701 | 903.8985 | -0.015071 | 682.125 | 0.01089 | 904.1396 | 0.0055323 | 903.8985 | 0.09496 | 894.1335 | 0 | 903.8985 | 0.038801 | 683.8589 | 0.00024904 | 904.1396 | 0.01396 | 904.1396 | 0.023189 | 904.1396 | 0.0037792 | 904.1396 | 0.0036763 | 904.1396 | 0.0026833 | 904.1396 | 0.0399 | 683.8589 | 0.0002035 | 904.1396 | 0.0088687 | 903.8985 | 0.00037168 | 1011.0995 | 0.022193 | 903.8985 | 0.041722 | 1011.1185 | 0.00053624 | 1011.0995 | 0.060528 | 890.6803 | 0.026524
|  | 904.3807 | 0.0096135 | 904.1393 | -0.0055117 | 682.2494 | 0 | 904.3807 | -0.018253 | 904.1393 | -0.18963 | 894.3724 | 0 | 904.1393 | -0.073659 | 683.9796 | 0.00050871 | 904.3807 | 0 | 904.3807 | 0.0014377 | 904.3807 | 0 | 904.3807 | 0 | 904.3807 | 0 | 904.3807 | 0 | 683.9796 | 0.00039706 | 904.3807 | 0 | 904.1393 | -0.048056 | 1011.268 | 0.04652 | 904.1393 | -0.012879 | 1011.2884 | 0 | 1011.268 | 0.060481 | 890.915 | 0.019185
|  | 904.6218 | -0.00088825 | 904.3801 | -0.014945 | 682.3737 | 0.015571 | 904.6218 | 0.013228 | 904.3801 | 0.0092827 | 894.6112 | 0 | 904.3801 | 0.036761 | 684.1003 | 0.00026097 | 904.6218 | 0.053058 | 904.6218 | 0.064533 | 904.6218 | 0.0039366 | 904.6218 | 0.0013178 | 904.6218 | 0.013965 | 904.6218 | 0.052602 | 684.1003 | 0.00019357 | 904.6218 | 0.0086115 | 904.3801 | 0.0035956 | 1011.4366 | 0.028956 | 904.3801 | 0.0068155 | 1011.4582 | 0.00032174 | 1011.4366 | 0.059924 | 891.1498 | 0.0065033
|  | 904.8629 | 0.0060303 | 904.6209 | -0.010641 | 682.4982 | 0 | 904.8629 | -0.02599 | 904.6209 | -0.17167 | 894.8501 | 0 | 904.6209 | -0.06912 | 684.221 | 0.00049045 | 904.8629 | 0 | 904.8629 | -0.071318 | 904.8629 | 0 | 904.8629 | 0 | 904.8629 | 0 | 904.8629 | 0 | 684.221 | 0.00036692 | 904.8629 | 0 | 904.6209 | -0.027897 | 1011.6052 | 0.022511 | 904.6209 | -0.013217 | 1011.6281 | 0 | 1011.6052 | 0.060063 | 891.3846 | 0.0098944
|  | 905.104 | 0.018536 | 904.8617 | 6.1486e-05 | 682.6226 | 0.011081 | 905.104 | -0.005434 | 904.8617 | 0.01862 | 895.0889 | 0 | 904.8617 | 0.038014 | 684.3416 | 0.00023377 | 905.104 | 0.0072208 | 905.104 | -0.027614 | 905.104 | 0.0068557 | 905.104 | 0.0042247 | 905.104 | 0.012726 | 905.104 | 0.018432 | 684.3416 | 0.00017352 | 905.104 | 0.0074127 | 904.8617 | 0.011573 | 1011.7737 | 0.026913 | 904.8617 | -0.0021588 | 1011.798 | 0.00032174 | 1011.7737 | 0.059506 | 891.6194 | 0.03967
|  | 905.3451 | 0.0036753 | 905.1025 | -0.036622 | 682.747 | 0 | 905.3451 | -0.0279 | 905.1025 | -0.1657 | 895.3278 | 0 | 905.1025 | -0.08952 | 684.4623 | 0.00046791 | 905.3451 | 0 | 905.3451 | -0.013035 | 905.3451 | 0 | 905.3451 | 0 | 905.3451 | 0 | 905.3451 | 0 | 684.4623 | 0.00037702 | 905.3451 | 0 | 905.1025 | -0.051721 | 1011.9423 | 0.02714 | 905.1025 | -0.013109 | 1011.9678 | 0 | 1011.9423 | 0.059831 | 891.8542 | 0.0062711
|  | 905.5862 | 0.022218 | 905.3433 | 0.0090428 | 682.8714 | 0.018532 | 905.5862 | 0.0061907 | 905.3433 | -0.0042653 | 895.5667 | 0 | 905.3433 | 0.027327 | 684.583 | 0.00024066 | 905.5862 | 0.038436 | 905.5862 | 0.050793 | 905.5862 | 0.0096166 | 905.5862 | 0.004251 | 905.5862 | 0.012188 | 905.5862 | 0.041946 | 684.583 | 0.0002035 | 905.5862 | 0.010214 | 905.3433 | 0.036449 | 1012.1109 | 0.027594 | 905.3433 | 0.025095 | 1012.1377 | 0.00053624 | 1012.1109 | 0.059273 | 892.0889 | 0.024666
|  | 905.8274 | -0.015368 | 905.5842 | -0.0017025 | 682.9959 | 0 | 905.8274 | -0.02028 | 905.5842 | -0.062887 | 895.8055 | 0 | 905.5842 | -0.066402 | 684.7037 | 0.00044835 | 905.8274 | 0 | 905.8274 | -0.02614 | 905.8274 | 0 | 905.8274 | 0 | 905.8274 | 0 | 905.8274 | 0 | 684.7037 | 0.000407 | 905.8274 | 0 | 905.5842 | -0.028711 | 1012.2794 | 0.033358 | 905.5842 | -0.049857 | 1012.3076 | 0 | 1012.2794 | 0.058995 | 892.3237 | -0.0028561
|  | 906.0685 | 0.00024419 | 905.825 | -0.0074054 | 683.1203 | 0.014233 | 906.0685 | 0.016425 | 905.825 | 0.047673 | 896.0444 | 0 | 905.825 | 0.049296 | 684.8243 | 0.00021347 | 906.0685 | 0.040421 | 906.0685 | 0.01704 | 906.0685 | 0.005785 | 906.0685 | 0.0038475 | 906.0685 | 0.00058017 | 906.0685 | 0.026195 | 684.8243 | 0.0002035 | 906.0685 | 0.0053322 | 905.825 | 0.048667 | 1012.448 | 0.031542 | 905.825 | -0.030084 | 1012.4775 | 0.00053624 | 1012.448 | 0.057415 | 892.5586 | 0.026199
|  | 906.3096 | -0.0021239 | 906.0658 | -0.011346 | 683.2448 | 0 | 906.3096 | -0.010557 | 906.0658 | -0.09378 | 896.2833 | 0 | 906.0658 | -0.0718 | 684.945 | 0.00044593 | 906.3097 | 0 | 906.3097 | -0.032392 | 906.3097 | 0 | 906.3096 | 0 | 906.3097 | 0 | 906.3097 | 0 | 684.945 | 0.00038696 | 906.3096 | 0 | 906.0658 | -0.019295 | 1012.6166 | 0.02655 | 906.0658 | -0.0042577 | 1012.6473 | 0 | 1012.6166 | 0.056904 | 892.7934 | 0.010173
|  | 906.5508 | 0.01567 | 906.3067 | -0.00019019 | 683.3692 | 0.0077853 | 906.5508 | 0.01115 | 906.3067 | 0.045457 | 896.5222 | 0 | 906.3067 | 0.036215 | 685.0657 | 0.0002347 | 906.5508 | 0.0024907 | 906.5508 | 0.036805 | 906.5508 | 0.0081443 | 906.5508 | 0.0052821 | 906.5508 | 0.0049391 | 906.5508 | 0.036972 | 685.0657 | 0.00018346 | 906.5508 | 0.0082584 | 906.3067 | 0.052332 | 1012.7852 | 0.033676 | 906.3067 | -0.0022784 | 1012.8172 | 0.0009651 | 1012.7852 | 0.055929 | 893.0282 | 0.027268
|  | 906.792 | -0.022539 | 906.5476 | -0.032181 | 683.4937 | 0 | 906.792 | -0.027714 | 906.5476 | -0.17153 | 896.7612 | 0 | 906.5476 | -0.065053 | 685.1864 | 0.00046829 | 906.792 | 0 | 906.792 | -0.03672 | 906.792 | 0 | 906.792 | 0 | 906.792 | 0 | 906.792 | 0 | 685.1864 | 0.00037702 | 906.792 | 0 | 906.5476 | -0.050906 | 1012.9537 | 0.028229 | 906.5476 | -0.03851 | 1012.9871 | 0 | 1012.9537 | 0.056393 | 893.2631 | 0.01807
|  | 907.0331 | 0.018553 | 906.7884 | -0.006423 | 683.6182 | 0.012801 | 907.0331 | 0.013837 | 906.7884 | 0.044917 | 897.0001 | 0 | 906.7884 | 0.043506 | 685.3071 | 0.0002334 | 907.0331 | 0.034831 | 907.0331 | -0.01328 | 907.0331 | 0 | 907.0331 | 0.00048536 | 907.0331 | 0.0060734 | 907.0331 | 0.032478 | 685.3071 | 0.00019357 | 907.0331 | 0.0054928 | 906.7884 | 0.055793 | 1013.1223 | 0.027231 | 906.7884 | 0.020038 | 1013.157 | 0.0007506 | 1013.1223 | 0.055511 | 893.4979 | 0.025967
|  | 907.2743 | -0.0060618 | 907.0293 | -0.029891 | 683.7427 | 0 | 907.2743 | -0.015056 | 907.0293 | -0.15138 | 897.239 | 0 | 907.0293 | -0.072559 | 685.4278 | 0.00045264 | 907.2743 | 0 | 907.2743 | -0.010326 | 907.2743 | 0 | 907.2743 | 0 | 907.2743 | 0 | 907.2743 | 0 | 685.4278 | 0.00042704 | 907.2743 | 0 | 907.0293 | -0.05111 | 1013.2908 | 0.026096 | 907.0293 | -0.034195 | 1013.3269 | 0 | 1013.2908 | 0.055557 | 893.7327 | 0.0097086
|  | 907.5155 | 0.013733 | 907.2702 | 0.0063882 | 683.8672 | 0.0094417 | 907.5155 | -0.0034144 | 907.2702 | 0.0066703 | 897.4779 | 0 | 907.2702 | 0.059978 | 685.5485 | 0.00022334 | 907.5155 | 0.043063 | 907.5155 | 0.035783 | 907.5155 | 0.022401 | 907.5155 | 0.005897 | 907.5155 | 0.011014 | 907.5155 | 0.030484 | 685.5485 | 0.00023348 | 907.5155 | 0.0068288 | 907.2702 | 0.02525 | 1013.4594 | 0.026959 | 907.2702 | 0.018655 | 1013.4968 | 0.00053624 | 1013.4594 | 0.054349 | 893.9676 | 0.027035
|  | 907.7567 | -0.017481 | 907.511 | -0.016624 | 683.9918 | 0 | 907.7567 | -0.0044371 | 907.511 | -0.072083 | 897.7169 | 0 | 907.511 | -0.073443 | 685.6692 | 0.00047574 | 907.7567 | 0 | 907.7567 | 0.078213 | 907.7567 | 0 | 907.7567 | 0 | 907.7567 | 0 | 907.7567 | 0 | 685.6692 | 0.00044708 | 907.7567 | 0 | 907.511 | -0.046427 | 1013.628 | 0.026822 | 907.511 | -0.027234 | 1013.6667 | 0 | 1013.628 | 0.054814 | 894.2024 | 0.0090582
|  | 907.9979 | -0.0062494 | 907.7519 | -0.019755 | 684.1163 | 0.014425 | 907.9979 | -0.010141 | 907.7519 | 0.0024653 | 897.9558 | 0 | 907.7519 | 0.049569 | 685.7899 | 0.00025799 | 907.9979 | 0.058255 | 907.9979 | -0.0056272 | 907.9979 | 0.0129 | 907.9979 | 0.0039766 | 907.9979 | 0.012757 | 907.9979 | 0.041794 | 685.7899 | 0.00021343 | 907.9979 | 0.0077454 | 907.7519 | 0.045816 | 1013.7966 | 0.031361 | 907.7519 | 0.00015056 | 1013.8366 | 0.00032174 | 1013.7966 | 0.053699 | 894.4373 | 0.034468
|  | 908.2391 | -0.0048975 | 907.9928 | -0.02329 | 684.2408 | 0 | 908.2391 | -0.019519 | 907.9928 | -0.028181 | 898.1948 | 0 | 907.9928 | -0.090848 | 685.9105 | 0.00052994 | 908.2391 | 0 | 908.2391 | -0.009838 | 908.2391 | 0 | 908.2391 | 0 | 908.2391 | 0 | 908.2391 | 0 | 685.9105 | 0.00044708 | 908.2391 | 0 | 907.9928 | -0.052128 | 1013.9651 | 0.034719 | 907.9928 | 0.014884 | 1014.0065 | 0 | 1013.9651 | 0.054396 | 894.6722 | 0.023319
|  | 908.4803 | 0.016629 | 908.2337 | 0.00088492 | 684.3654 | 0.0094417 | 908.4803 | 0.0062127 | 908.2337 | -0.0089672 | 898.4337 | 0 | 908.2337 | 0.044873 | 686.0312 | 0.00027755 | 908.4803 | 0.042341 | 908.4803 | 0.013691 | 908.4803 | 0.016893 | 908.4803 | 0.0047879 | 908.4803 | 0.0083641 | 908.4803 | 0.044636 | 686.0312 | 0.00023348 | 908.4803 | 0.010142 | 908.2337 | 0.019698 | 1014.1337 | 0.023691 | 908.2337 | 0.024199 | 1014.1764 | 0.0007506 | 1014.1337 | 0.05277 | 894.907 | 0.019464
|  | 908.7215 | -0.00029291 | 908.4746 | -0.024134 | 684.49 | 0 | 908.7215 | -0.019022 | 908.4746 | -0.15444 | 898.6727 | 0 | 908.4746 | -0.086385 | 686.1519 | 0.00052473 | 908.7215 | 0 | 908.7215 | -0.021875 | 908.7215 | 0 | 908.7215 | 0 | 908.7215 | 0 | 908.7215 | 0 | 686.1519 | 0.00042207 | 908.7215 | 0 | 908.4746 | -0.028508 | 1014.3023 | 0.028411 | 908.4746 | -0.011794 | 1014.3463 | 0 | 1014.3023 | 0.053374 | 895.1419 | 0.019278
|  | 908.9628 | 0.012536 | 908.7156 | 0.01912 | 684.6145 | 0.00049697 | 908.9628 | -0.014576 | 908.7156 | 0.0026697 | 898.9117 | 0 | 908.7156 | 0.047987 | 686.2726 | 0.00024904 | 908.9627 | 0.0084883 | 908.9627 | 0.0671 | 908.9627 | 0.010241 | 908.9628 | 0.0095145 | 908.9627 | 0.016665 | 908.9627 | 0.049289 | 686.2726 | 0.00019185 | 908.9628 | 0.0077593 | 908.7156 | 0.027082 | 1014.4709 | 0.027685 | 908.7156 | 0.02417 | 1014.5162 | 0.0007506 | 1014.4709 | 0.051516 | 895.3768 | 0.016909
|  | 909.204 | -0.00076812 | 908.9565 | -0.034242 | 684.7391 | 0 | 909.204 | -0.012335 | 908.9565 | -0.16439 | 899.1506 | 0 | 908.9565 | -0.093691 | 686.3933 | 0.00048319 | 909.204 | 0 | 909.204 | -0.025042 | 909.204 | 0 | 909.204 | 0 | 909.204 | 0 | 909.204 | 0 | 686.3933 | 0.00033523 | 909.204 | 0 | 908.9565 | -0.0674 | 1014.6394 | 0.025597 | 908.9565 | -0.028952 | 1014.6861 | 0 | 1014.6394 | 0.051469 | 895.6117 | 0.010498
|  | 909.4452 | 0.011284 | 909.1974 | -0.024729 | 684.8637 | 0.024168 | 909.4452 | 0.00152 | 909.1974 | 0.071516 | 899.3896 | 0 | 909.1974 | 0.03773 | 686.514 | 0.0002347 | 909.4452 | 0.055772 | 909.4452 | 0.11129 | 909.4452 | 0.0070494 | 909.4452 | 0.0033564 | 909.4452 | 0.0045534 | 909.4452 | 0.030248 | 686.514 | 0.00015006 | 909.4452 | 0.0061775 | 909.1974 | 0.027286 | 1014.808 | 0.031996 | 909.1974 | 0.028594 | 1014.856 | 0.0007506 | 1014.808 | 0.051098 | 895.8466 | 0.030659
|  | 909.6865 | 0.0020005 | 909.4383 | -0.023206 | 684.9883 | 0 | 909.6865 | -0.016062 | 909.4383 | -0.18773 | 899.6287 | 0 | 909.4383 | -0.083357 | 686.6347 | 0.00046307 | 909.6865 | 0 | 909.6865 | -0.01641 | 909.6865 | 0 | 909.6865 | 0 | 909.6865 | 0 | 909.6865 | 0 | 686.6347 | 0.00033026 | 909.6865 | 0 | 909.4383 | -0.049888 | 1014.9766 | 0.026414 | 909.4383 | -0.030046 | 1015.0259 | 0 | 1014.9766 | 0.051795 | 896.0815 | -0.00046629
|  | 909.9277 | 0.027179 | 909.6793 | -0.00011981 | 685.1129 | 0.004638 | 909.9277 | -0.0051559 | 909.6793 | -0.013264 | 899.8677 | 0 | 909.6793 | 0.062648 | 686.7554 | 0.0002306 | 909.9277 | 0.029012 | 909.9277 | -0.032721 | 909.9277 | 0.013719 | 909.9277 | 0.0060003 | 909.9277 | 0.016992 | 909.9277 | 0.049098 | 686.7554 | 0.00018688 | 909.9277 | 0.0094074 | 909.6793 | 0.027082 | 1015.1451 | 0.02714 | 909.6793 | 0.013593 | 1015.1958 | 0.0007506 | 1015.1451 | 0.052027 | 896.3164 | 0.02829
|  | 910.169 | 0.0055992 | 909.9202 | -0.030289 | 685.2376 | 0 | 910.169 | -0.037438 | 909.9202 | -0.11159 | 900.1067 | 0 | 909.9202 | -0.089916 | 686.8762 | 0.00046531 | 910.169 | 0 | 910.169 | 0.032748 | 910.169 | 0 | 910.169 | 0 | 910.169 | 0 | 910.169 | 0 | 686.8762 | 0.00036692 | 910.169 | 0 | 909.9202 | -0.043576 | 1015.3137 | 0.029182 | 909.9202 | -0.044449 | 1015.3657 | 0 | 1015.3137 | 0.052073 | 896.5513 | 0.016165
|  | 910.4103 | 0.013674 | 910.1612 | -0.013955 | 685.3622 | 0.012418 | 910.4103 | -0.0036451 | 910.1612 | -0.019963 | 900.3457 | 0 | 910.1612 | 0.038268 | 686.9968 | 0.00023805 | 910.4102 | 0.022359 | 910.4102 | 0.078836 | 910.4102 | 0.0061577 | 910.4103 | 0.002593 | 910.4102 | 0.01535 | 910.4102 | 0.029801 | 686.9968 | 0.00018346 | 910.4103 | 0.0065168 | 910.1612 | 0.012321 | 1015.4823 | 0.030317 | 910.1612 | 0.009181 | 1015.5356 | 0.00053624 | 1015.4823 | 0.05068 | 896.7863 | 0.021647
|  | 910.6516 | 0.010497 | 910.4021 | -0.0024475 | 685.4868 | 0 | 910.6516 | -0.022546 | 910.4021 | -0.092953 | 900.5847 | 0 | 910.4021 | -0.075532 | 687.1176 | 0.00044761 | 910.6515 | 0 | 910.6515 | -0.082495 | 910.6515 | 0 | 910.6516 | 0 | 910.6515 | 0 | 910.6515 | 0 | 687.1176 | 0.00034687 | 910.6516 | 0 | 910.4021 | -0.018412 | 1015.6509 | 0.025869 | 910.4021 | 0.017499 | 1015.7055 | 0 | 1015.6509 | 0.050773 | 897.0212 | 0.01152
|  | 910.8928 | 0.037878 | 910.6431 | 0.0098977 | 685.6115 | 0.01538 | 910.8928 | 0.0028903 | 910.6431 | 0.0415 | 900.8238 | 0 | 910.6431 | 0.048409 | 687.2383 | 0.00021328 | 910.8928 | 0.069634 | 910.8928 | 0.025647 | 910.8928 | 0.017885 | 910.8928 | 0.0072198 | 910.8928 | 0.00051135 | 910.8928 | 0.042989 | 687.2383 | 0.00016342 | 910.8928 | 0.0084324 | 910.6431 | 0.042558 | 1015.8194 | 0.024644 | 910.6431 | 0.035486 | 1015.8755 | 0.0007506 | 1015.8194 | 0.0491 | 897.2562 | 0.012542
|  | 911.1341 | 0.00096247 | 910.8841 | -0.0085479 | 685.7362 | 0 | 911.1341 | -0.0086975 | 910.8841 | -0.18 | 901.0628 | 0 | 910.8841 | -0.085267 | 687.359 | 0.00045618 | 911.1341 | 0 | 911.1341 | -0.042304 | 911.1341 | 0 | 911.1341 | 0 | 911.1341 | 0 | 911.1341 | 0 | 687.359 | 0.000327 | 911.1341 | 0 | 910.8841 | -0.048463 | 1015.988 | 0.025552 | 910.8841 | -0.046266 | 1016.0454 | 0 | 1015.988 | 0.050308 | 897.4911 | 0.0049704
|  | 911.3754 | 0.0084919 | 911.125 | -0.026655 | 685.8608 | 0.024837 | 911.3754 | -0.011019 | 911.125 | 0.088274 | 901.3019 | 0 | 911.125 | 0.038225 | 687.4797 | 0.00024588 | 911.3754 | 0.044249 | 911.3754 | 0.013602 | 911.3754 | 0.01105 | 911.3754 | 0.0013935 | 911.3754 | 0.018217 | 911.3754 | 0.027034 | 687.4797 | 0.00016342 | 911.3754 | 0.0066051 | 911.125 | 0.033802 | 1016.1566 | 0.02832 | 911.125 | 0.028094 | 1016.2153 | 0.0007506 | 1016.1566 | 0.048403 | 897.7261 | 0.019649
|  | 911.6167 | -0.014868 | 911.366 | -0.024634 | 685.9855 | 0 | 911.6167 | -0.010437 | 911.366 | -0.21892 | 901.541 | 0 | 911.366 | -0.086017 | 687.6004 | 0.00048226 | 911.6167 | 0 | 911.6167 | 0.031045 | 911.6167 | 0 | 911.6167 | 0 | 911.6167 | 0 | 911.6167 | 0 | 687.6004 | 0.00032032 | 911.6167 | 0 | 911.366 | -0.034006 | 1016.3252 | 0.020605 | 911.366 | -0.022138 | 1016.3852 | 0 | 1016.3252 | 0.048961 | 897.9611 | 0.016444
|  | 911.858 | 0.00035534 | 911.607 | -0.032867 | 686.1102 | 0.0071227 | 911.858 | -0.014322 | 911.607 | 0.038497 | 901.78 | 0 | 911.607 | 0.035175 | 687.7211 | 0.00023768 | 911.858 | 0.028656 | 911.858 | 0.030098 | 911.858 | 0.013315 | 911.858 | 0.0057604 | 911.858 | 0.013182 | 911.858 | 0.029115 | 687.7211 | 0.00015674 | 911.858 | 0.0091726 | 911.607 | 0.02525 | 1016.4937 | 0.03481 | 911.607 | 0.011728 | 1016.5551 | 0.0007506 | 1016.4937 | 0.046917 | 898.196 | 0.01519
|  | 912.0994 | -0.014774 | 911.848 | 0.0057484 | 686.2349 | 0 | 912.0994 | -0.020148 | 911.848 | -0.10299 | 902.0191 | 0 | 911.848 | -0.060703 | 687.8418 | 0.00047145 | 912.0993 | 0 | 912.0993 | 0.028554 | 912.0993 | 0.0011553 | 912.0994 | 0 | 912.0993 | 0 | 912.0993 | 0 | 687.8418 | 0.00036024 | 912.0994 | 0 | 911.848 | -0.027693 | 1016.6623 | 0.023056 | 911.848 | 0.0010588 | 1016.7251 | 0 | 1016.6623 | 0.048078 | 898.431 | 0.0052491
|  | 912.3406 | 0.017524 | 912.089 | 0.0041463 | 686.3596 | 0.023691 | 912.3406 | 0.0039784 | 912.089 | 0.060657 | 902.2582 | 0 | 912.089 | 0.050154 | 687.9626 | 0.00023805 | 912.3407 | 0.051519 | 912.3407 | 0.02954 | 912.3407 | 0.0058989 | 912.3406 | 0.0029562 | 912.3407 | 0.012281 | 912.3407 | 0.032713 | 687.9626 | 0.0002035 | 912.3406 | 0.010872 | 912.089 | 0.041336 | 1016.8309 | 0.020196 | 912.089 | 0.0060082 | 1016.895 | 0.0009651 | 1016.8309 | 0.047335 | 898.6659 | 0.030241
|  | 912.582 | -0.01076 | 912.33 | -0.057279 | 686.4844 | 0 | 912.582 | -0.025037 | 912.33 | -0.19887 | 902.4973 | 0 | 912.33 | -0.079329 | 688.0833 | 0.00049083 | 912.582 | 0 | 912.582 | -0.020723 | 912.582 | 0 | 912.582 | 0 | 912.582 | 0 | 912.582 | 0 | 688.0833 | 0.00039706 | 912.582 | 0 | 912.33 | -0.037671 | 1016.9995 | 0.031452 | 912.33 | 0.0014813 | 1017.0649 | 0 | 1016.9995 | 0.049054 | 898.9009 | 0.012124
|  | 912.8234 | 0.015398 | 912.571 | 0.031535 | 686.6091 | 0.016048 | 912.8234 | -0.0010701 | 912.571 | 0.053338 | 902.7363 | 0 | 912.571 | 0.060193 | 688.204 | 0.00025631 | 912.8233 | 0.052146 | 912.8233 | 0.025063 | 912.8233 | 0.014886 | 912.8234 | 0.0070858 | 912.8233 | 0.023793 | 912.8233 | 0.027281 | 688.204 | 0.00020675 | 912.8234 | 0.0063599 | 912.571 | 0.089595 | 1017.168 | 0.026096 | 912.571 | 0.029667 | 1017.2349 | 0.0009651 | 1017.168 | 0.047428 | 899.1359 | 0.024109
|  | 913.0647 | -0.013317 | 912.812 | -0.027696 | 686.7339 | 0 | 913.0647 | -0.046695 | 912.812 | -0.17141 | 902.9755 | 0 | 912.812 | -0.092059 | 688.3247 | 0.00048822 | 913.0647 | 0 | 913.0647 | -0.032865 | 913.0647 | 0 | 913.0647 | 0 | 913.0647 | 0 | 913.0647 | 0 | 688.3247 | 0.00041025 | 913.0647 | 0 | 912.812 | -0.043576 | 1017.3366 | 0.034129 | 912.812 | -0.017654 | 1017.4048 | 0 | 1017.3366 | 0.047753 | 899.3709 | 0.021554
|  | 913.306 | 0.014329 | 913.0531 | -0.0093477 | 686.8586 | 0.017577 | 913.306 | -0.0030979 | 913.0531 | -0.057713 | 903.2146 | 0 | 913.0531 | 0.039751 | 688.4454 | 0.00023861 | 913.306 | 0.041118 | 913.306 | 0.073619 | 913.306 | 0.016336 | 913.306 | 0 | 913.306 | 0.0015859 | 913.306 | 0.04305 | 688.4454 | 0.00021686 | 913.306 | 0.0070606 | 913.053 | 0.029526 | 1017.5052 | 0.025461 | 913.0531 | -0.0079195 | 1017.5747 | 0.00032174 | 1017.5052 | 0.046313 | 899.606 | 0.018999
|  | 913.5474 | -0.012806 | 913.2941 | -0.046507 | 686.9834 | 0 | 913.5474 | -0.040542 | 913.2941 | -0.10691 | 903.4537 | 0 | 913.2941 | -0.097323 | 688.5662 | 0.000483 | 913.5474 | 0 | 913.5474 | -0.10956 | 913.5474 | 0 | 913.5474 | 0 | 913.5474 | 0 | 913.5474 | 0 | 688.5662 | 0.00039706 | 913.5474 | 0 | 913.2941 | -0.04887 | 1017.6738 | 0.030317 | 913.2941 | -0.02983 | 1017.7446 | 0 | 1017.6738 | 0.047567 | 899.8409 | 0.014633
|  | 913.7888 | 0.032613 | 913.5351 | 0.013145 | 687.1082 | 0.0076196 | 913.7888 | 0.010175 | 913.5351 | 0.027168 | 903.6928 | 0 | 913.5351 | 0.050673 | 688.6869 | 0.00024774 | 913.7888 | 0.071883 | 913.7888 | -0.0033268 | 913.7888 | 0.0092714 | 913.7888 | 0.0068388 | 913.7888 | 0.017918 | 913.7888 | 0.031647 | 688.6869 | 0.00019357 | 913.7888 | 0.0067734 | 913.5351 | 0.034413 | 1017.8423 | 0.031225 | 913.5351 | -0.020156 | 1017.9146 | 0.00053624 | 1017.8423 | 0.045802 | 900.076 | 0.020811
|  | 914.0302 | -0.024071 | 913.7762 | -0.0030003 | 687.233 | 0 | 914.0302 | -0.050267 | 913.7762 | -0.10918 | 903.9319 | 0 | 913.7762 | -0.085955 | 688.8076 | 0.00049492 | 914.0302 | 0 | 914.0302 | 0 | 914.0302 | 0 | 914.0302 | 0 | 914.0302 | 0 | 914.0302 | 0 | 688.8076 | 0.000407 | 914.0302 | 0 | 913.7762 | -0.039911 | 1018.0109 | 0.021376 | 913.7762 | -0.033232 | 1018.0845 | 0 | 1018.0109 | 0.046081 | 900.311 | 0
|  | 914.2715 | 0.022912 | 914.0172 | 0.018908 | 687.3578 | 0.016048 | 914.2715 | 0.0079313 | 914.0172 | 0.0447 | 904.1711 | 0 | 914.0172 | 0.056673 | 688.9283 | 0.00025035 | 914.2715 | 0.042296 | 914.2715 | 0 | 914.2715 | 0.010548 | 914.2715 | 0.0088093 | 914.2715 | 0.022105 | 914.2715 | 0.042128 | 688.9283 | 0.0002369 | 914.2716 | 0.012436 | 914.0172 | 0.055183 | 1018.1795 | 0.033267 | 914.0172 | 0.0078644 | 1018.2545 | 0.0007506 | 1018.1795 | 0.044269 | 900.546 | 0
|  | 914.5129 | 0.0015932 | 914.2583 | -0.022298 | 687.4826 | 0 | 914.5129 | -0.017243 | 914.2583 | -0.1673 | 904.4103 | 0 | 914.2583 | -0.083052 | 689.0491 | 0.00045972 | 914.5129 | 0 | 914.5129 | 0 | 914.5129 | 0 | 914.5129 | 0 | 914.5129 | 0 | 914.5129 | 0 | 689.0491 | 0.00042361 | 914.5129 | 0 | 914.2583 | -0.077378 | 1018.3481 | 0.025688 | 914.2583 | -0.010026 | 1018.4244 | 0 | 1018.3481 | 0.045152 | 900.7811 | 0
|  | 914.7543 | 0.0265 | 914.4993 | 0.00059195 | 687.6074 | 0.025315 | 914.7543 | -0.0035192 | 914.4993 | 0.011603 | 904.6494 | 0 | 914.4993 | 0.048192 | 689.1698 | 0.0002103 | 914.7543 | 0.023288 | 914.7543 | 0 | 914.7543 | 0.013225 | 914.7543 | 0.0068401 | 914.7543 | 0.005549 | 914.7543 | 0.036969 | 689.1698 | 0.00021018 | 914.7543 | 0.006461 | 914.4993 | 0.078396 | 1018.5166 | 0.027866 | 914.4993 | 0.054877 | 1018.5944 | 0.00053624 | 1018.5166 | 0.043387 | 901.0161 | 0
|  | 914.9957 | -0.015444 | 914.7404 | -0.019346 | 687.7322 | 0 | 914.9957 | -0.018002 | 914.7404 | -0.12498 | 904.8885 | 0 | 914.7404 | -0.091785 | 689.2905 | 0.00047741 | 914.9957 | 0 | 914.9957 | 0 | 914.9957 | 0 | 914.9957 | 0 | 914.9957 | 0 | 914.9957 | 0.0058565 | 689.2905 | 0.00036024 | 914.9957 | 0 | 914.7404 | -0.0010893 | 1018.6852 | 0.021286 | 914.7404 | 0.0048839 | 1018.7643 | 0 | 1018.6852 | 0.045012 | 901.2512 | 0
|  | 915.2372 | 0.0099741 | 914.9815 | -0.0014679 | 687.8571 | 0.012609 | 915.2372 | 0.0034033 | 914.9815 | 0.038475 | 905.1277 | 0 | 914.9815 | 0.036292 | 689.4113 | 0.00026804 | 915.2372 | 0.044358 | 915.2372 | 0 | 915.2372 | 0.016653 | 915.2372 | 0.0051967 | 915.2372 | 0.015545 | 915.2372 | 0.03934 | 689.4113 | 0.00017352 | 915.2372 | 0.0086805 | 914.9815 | 0.051314 | 1018.8538 | 0.030907 | 914.9815 | 0.014492 | 1018.9343 | 0.00053624 | 1018.8538 | 0.043712 | 901.4863 | 0
|  | 915.4786 | 0.0082294 | 915.2225 | 0.003072 | 687.9819 | 0 | 915.4786 | -0.027134 | 915.2225 | -0.076341 | 905.3669 | 0 | 915.2225 | -0.072598 | 689.532 | 0.00051355 | 915.4786 | 0 | 915.4786 | 0 | 915.4786 | 0 | 915.4786 | 0 | 915.4786 | 0 | 915.4786 | 0 | 689.532 | 0.00038524 | 915.4786 | 0 | 915.2225 | -0.043372 | 1019.0224 | 0.022965 | 915.2225 | 0.0012573 | 1019.1042 | 0 | 1019.0224 | 0.045105 | 901.7213 | 0
|  | 915.72 | -0.00030784 | 915.4636 | 0.010578 | 688.1068 | 0.017099 | 915.72 | 0.021542 | 915.4636 | 0.045112 | 905.6061 | 0 | 915.4636 | 0.048131 | 689.6527 | 0.00024681 | 915.72 | 0.072964 | 915.72 | 0 | 915.72 | 0.010991 | 915.72 | 0.0072964 | 915.72 | 0.0099615 | 915.72 | 0.046789 | 689.6527 | 0.00021515 | 915.72 | 0.011469 | 915.4636 | 0.04663 | 1019.191 | 0.029046 | 915.4636 | 0.02188 | 1019.2742 | 0.00053624 | 1019.191 | 0.043387 | 901.9564 | 0
|  | 915.9614 | -0.014649 | 915.7047 | -0.036322 | 688.2316 | 0 | 915.9614 | -0.021015 | 915.7047 | -0.16816 | 905.8453 | 0 | 915.7047 | -0.092472 | 689.7735 | 0.00047965 | 915.9614 | 0 | 915.9614 | 0 | 915.9614 | 0 | 915.9614 | 0 | 915.9614 | 0 | 915.9614 | 0 | 689.7735 | 0.00037856 | 915.9614 | 0 | 915.7047 | -0.055997 | 1019.3595 | 0.026732 | 915.7047 | 0.01738 | 1019.4441 | 0 | 1019.3595 | 0.044409 | 902.1915 | 0
|  | 916.2029 | 0.023437 | 915.9458 | 0.0032187 | 688.3565 | 0.00082819 | 916.2029 | -0.0010288 | 915.9458 | 0.021629 | 906.0845 | 0 | 915.9458 | 0.043687 | 689.8942 | 0.00023377 | 916.2029 | 0.022942 | 916.2029 | 0 | 916.2029 | 0.0013812 | 916.2029 | 0.0056932 | 916.2029 | 0.011352 | 916.2029 | 0.067863 | 689.8942 | 0.00016684 | 916.2029 | 0.0072343 | 915.9458 | 0.018504 | 1019.5281 | 0.024916 | 915.9458 | 0.031477 | 1019.6141 | 0.00053624 | 1019.5281 | 0.042132 | 902.4266 | 0
|  | 916.4443 | -0.001749 | 916.1869 | -0.039064 | 688.4814 | 0 | 916.4443 | -0.017879 | 916.1869 | -0.15868 | 906.3237 | 0 | 916.1869 | -0.10156 | 690.015 | 0.00046307 | 916.4443 | 0 | 916.4443 | 0 | 916.4443 | 0 | 916.4443 | 0 | 916.4443 | 0 | 916.4443 | 0 | 690.015 | 0.00038696 | 916.4443 | 0 | 916.1869 | -0.062513 | 1019.6967 | 0.020968 | 916.1869 | 0.021013 | 1019.784 | 0 | 1019.6967 | 0.043154 | 902.6616 | 0
|  | 916.6858 | 0.039674 | 916.428 | -0.026424 | 688.6063 | 0.0086135 | 916.6858 | -0.003622 | 916.428 | 0.04278 | 906.5629 | 0 | 916.428 | 0.029993 | 690.1357 | 0.00023023 | 916.6858 | 0.060307 | 916.6858 | 0 | 916.6858 | 0.0031151 | 916.6858 | 0.001306 | 916.6858 | 0.0029903 | 916.6858 | 0.051229 | 690.1357 | 0.00022354 | 916.6858 | 0.0098425 | 916.428 | 0.0083719 | 1019.8653 | 0.021467 | 916.428 | 0.0017971 | 1019.954 | 0.0007506 | 1019.8653 | 0.041807 | 902.8967 | 0
|  | 916.9272 | -0.016972 | 916.6692 | -0.015351 | 688.7313 | 0 | 916.9272 | -0.014729 | 916.6692 | -0.19267 | 906.8022 | 0 | 916.6692 | -0.071232 | 690.2564 | 0.00046233 | 916.9273 | 0 | 916.9273 | 0 | 916.9273 | 0 | 916.9272 | 0 | 916.9273 | 0 | 916.9273 | 0 | 690.2564 | 0.00038696 | 916.9272 | 0 | 916.6691 | -0.038485 | 1020.0338 | 0.025052 | 916.6692 | -0.027783 | 1020.124 | 0 | 1020.0338 | 0.043061 | 903.1318 | 0
|  | 917.1688 | 0.00093824 | 916.9103 | 0.0020642 | 688.8562 | 0.0092761 | 917.1688 | 0.0060006 | 916.9103 | 0.068327 | 907.0414 | 0 | 916.9103 | 0.041483 | 690.3772 | 0.00023414 | 917.1687 | 0.066622 | 917.1687 | 0 | 917.1687 | 0.012428 | 917.1688 | 0.0054565 | 917.1687 | 0.015609 | 917.1687 | 0.047866 | 690.3772 | 0.00016684 | 917.1688 | 0.0058226 | 916.9103 | 0.022399 | 1020.2024 | 0.027049 | 916.9103 | 0.017405 | 1020.2939 | 0.0011796 | 1020.2024 | 0.040599 | 903.3669 | 0
|  | 917.4102 | -0.016642 | 917.1514 | -0.026566 | 688.9811 | 0 | 917.4102 | -0.023713 | 917.1514 | -0.13278 | 907.2806 | 0 | 917.1514 | -0.085073 | 690.4979 | 0.00048058 | 917.4102 | 0 | 917.4102 | 0 | 917.4102 | 0 | 917.4102 | 0 | 917.4102 | 0 | 917.4102 | 0 | 690.4979 | 0.00034019 | 917.4102 | 0 | 917.1514 | -0.082468 | 1020.371 | 0.026732 | 917.1514 | 0.0031165 | 1020.4639 | 0 | 1020.371 | 0.040181 | 903.6021 | 0
|  | 917.6517 | 0.011808 | 917.3925 | 0.027913 | 689.106 | 0.013374 | 917.6517 | 0.017597 | 917.3925 | 0.024397 | 907.5199 | 0 | 917.3925 | 0.052792 | 690.6187 | 0.00024849 | 917.6517 | 0.040276 | 917.6517 | 0 | 917.6517 | 0.014695 | 917.6517 | 0.011111 | 917.6517 | 0.019788 | 917.6517 | 0.033324 | 690.6187 | 0.00017678 | 917.6517 | 0.015587 | 917.3925 | 0.058033 | 1020.5396 | 0.034719 | 917.3925 | 0.036691 | 1020.6339 | 0.00032174 | 1020.5396 | 0.039113 | 903.8372 | 0
|  | 917.8932 | 0.006378 | 917.6337 | -0.032918 | 689.231 | 0 | 917.8932 | -0.0094488 | 917.6337 | -0.2307 | 907.7592 | 0 | 917.6337 | -0.10524 | 690.7394 | 0.00047015 | 917.8932 | 0 | 917.8932 | 0 | 917.8932 | 0 | 917.8932 | 0 | 917.8932 | 0 | 917.8932 | 0 | 690.7394 | 0.00033523 | 917.8932 | 0 | 917.6337 | -0.03706 | 1020.7082 | 0.030862 | 917.6337 | -0.019762 | 1020.8038 | 0 | 1020.7082 | 0.040228 | 904.0723 | 0
|  | 918.1347 | 0.014276 | 917.8748 | -0.021701 | 689.356 | 0.01901 | 918.1347 | 0.0021105 | 917.8748 | 0.021527 | 907.9984 | 0 | 917.8748 | 0.035414 | 690.8602 | 0.00022427 | 918.1347 | 0.00027408 | 918.1347 | 0 | 918.1347 | 0.0031685 | 918.1347 | 0 | 918.1347 | 0.0024846 | 918.1347 | 0.042371 | 690.8602 | 0.00016187 | 918.1347 | 0.0049709 | 917.8748 | 0.00059636 | 1020.8767 | 0.037443 | 917.8748 | -0.031663 | 1020.9738 | 0.0009651 | 1020.8767 | 0.040228 | 904.3075 | 0
|  | 918.3762 | -0.0016401 | 918.116 | -0.032738 | 689.481 | 0 | 918.3762 | -0.010762 | 918.116 | -0.14526 | 908.2377 | 0 | 918.116 | -0.11039 | 690.9809 | 0.00046046 | 918.3762 | 0 | 918.3762 | 0 | 918.3762 | 0 | 918.3762 | 0 | 918.3762 | 0 | 918.3762 | 0 | 690.9809 | 0.00031519 | 918.3762 | 0 | 918.116 | -0.01874 | 1021.0453 | 0.029999 | 918.116 | -0.023619 | 1021.1438 | 0 | 1021.0453 | 0.041296 | 904.5426 | 0
|  | 918.6177 | 0.0086151 | 918.3571 | 0.033689 | 689.6059 | 0.0056319 | 918.6177 | 0.017708 | 918.3571 | 0.020453 | 908.4769 | 0 | 918.3571 | 0.055232 | 691.1017 | 0.00023843 | 918.6177 | 0.094769 | 918.6177 | 0 | 918.6177 | 0.0073281 | 918.6177 | 0.0070157 | 918.6177 | 0.022659 | 918.6177 | 0.050217 | 691.1017 | 0.00015674 | 918.6177 | 0.010053 | 918.3571 | 0.039707 | 1021.2139 | 0.0236 | 918.3571 | 0.021737 | 1021.3138 | 0.00053624 | 1021.2139 | 0.040088 | 904.7778 | 0
|  | 918.8593 | 0.0051876 | 918.5983 | -0.038562 | 689.7309 | 0 | 918.8593 | -0.022627 | 918.5983 | -0.1821 | 908.7162 | 0 | 918.5983 | -0.096586 | 691.2224 | 0.00048226 | 918.8592 | 0 | 918.8592 | 0 | 918.8592 | 0 | 918.8593 | 0 | 918.8592 | 0 | 918.8592 | 0 | 691.2224 | 0.00040032 | 918.8592 | 0 | 918.5983 | -0.041743 | 1021.3825 | 0.022965 | 918.5983 | -0.028491 | 1021.4837 | 0 | 1021.3825 | 0.040878 | 905.0129 | 0
|  | 919.1008 | 0.011667 | 918.8395 | -0.01524 | 689.8559 | 0.0084479 | 919.1008 | 0.0095843 | 918.8395 | 0.1291 | 908.9555 | 0 | 918.8395 | 0.047501 | 691.3432 | 0.00024718 | 919.1008 | 0.054561 | 919.1008 | 0 | 919.1008 | 0.0066606 | 919.1008 | 0.0040176 | 919.1008 | 0.0098005 | 919.1008 | 0.019311 | 691.3432 | 0.00024684 | 919.1008 | 0.010878 | 918.8395 | 0.014948 | 1021.5511 | 0.021376 | 918.8395 | 0.0032449 | 1021.6537 | 0.0007506 | 1021.5511 | 0.039159 | 905.2481 | 0
|  | 919.3423 | -0.017804 | 919.0806 | -0.029545 | 689.981 | 0 | 919.3423 | -0.030437 | 919.0806 | -0.23565 | 909.1948 | 0 | 919.0806 | -0.080836 | 691.4639 | 0.00050442 | 919.3423 | 0 | 919.3423 | 0 | 919.3423 | 0 | 919.3423 | 0 | 919.3423 | 0 | 919.3423 | 0 | 691.4639 | 0.00041693 | 919.3423 | 0 | 919.0806 | -0.06516 | 1021.7196 | 0.036217 | 919.0806 | -0.030222 | 1021.8237 | 0 | 1021.7196 | 0.040599 | 905.4833 | 0
|  | 919.5839 | 0.019003 | 919.3218 | 0.00713 | 690.106 | 0.017099 | 919.5839 | 0.0031558 | 919.3218 | -0.023253 | 909.4341 | 0 | 919.3218 | 0.051495 | 691.5847 | 0.00026246 | 919.5838 | 0.023738 | 919.5838 | 0 | 919.5838 | 0.0077387 | 919.5839 | 0.0041962 | 919.5838 | 0.0092767 | 919.5838 | 0.023346 | 691.5847 | 0.00017352 | 919.5839 | 0.0054914 | 919.3218 | 0.045001 | 1021.8882 | 0.028592 | 919.3218 | -0.0028839 | 1021.9937 | 0.00053624 | 1021.8882 | 0.038927 | 905.7184 | 0
|  | 919.8254 | 0.0022657 | 919.563 | -0.0032787 | 690.231 | 0 | 919.8254 | -0.018945 | 919.563 | -0.17169 | 909.6735 | 0 | 919.563 | -0.088678 | 691.7055 | 0.00051746 | 919.8254 | 0 | 919.8254 | 0 | 919.8254 | 0 | 919.8254 | 0 | 919.8254 | 0 | 919.8254 | 0.00089823 | 691.7055 | 0.00037702 | 919.8254 | 0 | 919.563 | -0.022399 | 1022.0568 | 0.024735 | 919.563 | 0.027957 | 1022.1637 | 0 | 1022.0568 | 0.039856 | 905.9536 | 0
|  | 920.067 | 0.014307 | 919.8042 | -0.00058218 | 690.3561 | 0.012227 | 920.067 | 0.023569 | 919.8042 | 0.063117 | 909.9128 | 0 | 919.8042 | 0.045967 | 691.8262 | 0.00025929 | 920.067 | 0.039275 | 920.067 | 0 | 920.067 | 0.011618 | 920.067 | 0.005602 | 920.067 | 0.0056567 | 920.067 | 0.050408 | 691.8262 | 0.0002035 | 920.067 | 0.0057833 | 919.8042 | 0.056608 | 1022.2254 | 0.030226 | 919.8042 | 0.014275 | 1022.3337 | 0.00053624 | 1022.2254 | 0.038463 | 906.1888 | 0
|  | 920.3085 | -0.013399 | 920.0454 | -0.024979 | 690.4811 | 0 | 920.3085 | -0.022223 | 920.0454 | -0.094422 | 910.1521 | 0 | 920.0454 | -0.076958 | 691.947 | 0.00051877 | 920.3085 | 0 | 920.3085 | 0 | 920.3085 | 0 | 920.3085 | 0 | 920.3085 | 0 | 920.3085 | 0 | 691.947 | 0.00038696 | 920.3085 | 0 | 920.0454 | -0.058237 | 1022.394 | 0.029772 | 920.0454 | 0.00024923 | 1022.5036 | 0 | 1022.394 | 0.039438 | 906.424 | 0
|  | 920.5501 | 0.018959 | 920.2866 | 0.0045051 | 690.6062 | 0.015762 | 920.5501 | 0.011711 | 920.2866 | 0.088222 | 910.3914 | 0 | 920.2866 | 0.046744 | 692.0677 | 0.00026544 | 920.5501 | 0.0070755 | 920.5501 | 0 | 920.5501 | 0.00025862 | 920.5501 | 0.0049544 | 920.5501 | 0.0020008 | 920.5501 | 0.063311 | 692.0677 | 0.00018346 | 920.5501 | 0.0077905 | 920.2866 | 0.039096 | 1022.5625 | 0.034084 | 920.2866 | 0.035244 | 1022.6736 | 0.0007506 | 1022.5625 | 0.038045 | 906.6592 | 0
|  | 920.7917 | -0.017879 | 920.5278 | -0.016384 | 690.7313 | 0 | 920.7917 | -0.020647 | 920.5278 | -0.13072 | 910.6308 | 0 | 920.5278 | -0.097469 | 692.1885 | 0.00052175 | 920.7917 | 0 | 920.7917 | 0 | 920.7917 | 0 | 920.7917 | 0 | 920.7917 | 0 | 920.7917 | 0 | 692.1885 | 0.00035698 | 920.7917 | 0 | 920.5278 | -0.048667 | 1022.7311 | 0.024962 | 920.5278 | 0.0043442 | 1022.8436 | 0 | 1022.7311 | 0.038927 | 906.8944 | 0
|  | 921.0333 | 0.020314 | 920.769 | -0.011474 | 690.8564 | 0.0024847 | 921.0333 | -0.0142 | 920.769 | -0.039445 | 910.8701 | 0 | 920.769 | 0.028271 | 692.3093 | 0.00026059 | 921.0333 | 0.043314 | 921.0333 | 0 | 921.0333 | 0.012473 | 921.0333 | 0.0043561 | 921.0333 | 0.0051204 | 921.0333 | 0.020607 | 692.3093 | 0.00017352 | 921.0333 | 0.0089639 | 920.769 | 0.023213 | 1022.8997 | 0.026959 | 920.769 | 0.031426 | 1023.0136 | 0.0007506 | 1022.8997 | 0.037766 | 907.1296 | 0
|  | 921.2748 | -0.021026 | 921.0103 | -0.024481 | 690.9815 | 0 | 921.2748 | -0.031936 | 921.0103 | -0.13282 | 911.1095 | 0 | 921.0103 | -0.092983 | 692.43 | 0.0004979 | 921.2748 | 0 | 921.2748 | 0 | 921.2748 | 0 | 921.2748 | 0 | 921.2748 | 0 | 921.2748 | 0 | 692.43 | 0.00036692 | 921.2748 | 0 | 921.0103 | -0.047241 | 1023.0683 | 0.02714 | 921.0103 | 0.00699 | 1023.1836 | 0 | 1023.0683 | 0.03823 | 907.3649 | 0
|  | 921.5164 | 0.0067364 | 921.2515 | -0.014032 | 691.1066 | 0.0077853 | 921.5164 | -0.0044899 | 921.2515 | 0.055863 | 911.3489 | 0 | 921.2515 | 0.052605 | 692.5508 | 0.00024159 | 921.5164 | 0.017597 | 921.5164 | 0 | 921.5164 | 0.014092 | 921.5164 | 0.0067568 | 921.5164 | 0.0099808 | 921.5164 | 0.012581 | 692.5508 | 0.00019357 | 921.5164 | 0.0089215 | 921.2515 | 0.012727 | 1023.2369 | 0.027458 | 921.2515 | 0.026849 | 1023.3536 | 0.0007506 | 1023.2369 | 0.036001 | 907.6001 | 0
|  | 921.7581 | -0.007203 | 921.4927 | -0.01666 | 691.2317 | 0 | 921.7581 | -0.023646 | 921.4927 | -0.22509 | 911.5883 | 0 | 921.4927 | -0.10852 | 692.6716 | 0.00045786 | 921.7581 | 0 | 921.7581 | 0 | 921.7581 | 0 | 921.7581 | 0 | 921.7581 | 0 | 921.7581 | 0 | 692.6716 | 0.00039706 | 921.7581 | 0 | 921.4927 | -0.034413 | 1023.4054 | 0.024009 | 921.4927 | 0.0080497 | 1023.5236 | 0 | 1023.4054 | 0.037023 | 907.8353 | 0
|  | 921.9997 | 0.012258 | 921.734 | 0.011009 | 691.3569 | 0.020347 | 921.9997 | 0.0039442 | 921.734 | -0.03641 | 911.8276 | 0 | 921.734 | 0.055573 | 692.7923 | 0.00021868 | 921.9997 | 0.069286 | 921.9997 | 0 | 921.9997 | 0.023423 | 921.9997 | 0.010257 | 921.9997 | 0.016448 | 921.9997 | 0.052378 | 692.7923 | 0.0002035 | 921.9997 | 0.013716 | 921.734 | 0.031766 | 1023.574 | 0.030544 | 921.734 | 0.047591 | 1023.6936 | 0.0007506 | 1023.574 | 0.036233 | 908.0706 | 0
|  | 922.2413 | -0.001074 | 921.9752 | -0.036556 | 691.482 | 0 | 922.2413 | -0.045082 | 921.9752 | -0.19325 | 912.067 | 0 | 921.9752 | -0.079588 | 692.9131 | 0.0004519 | 922.2413 | 0 | 922.2413 | 0 | 922.2413 | 0 | 922.2413 | 0 | 922.2413 | 0 | 922.2413 | 0 | 692.9131 | 0.00037702 | 922.2413 | 0 | 921.9752 | -0.038689 | 1023.7426 | 0.026822 | 921.9752 | -0.029882 | 1023.8636 | 0 | 1023.7426 | 0.038091 | 908.3058 | 0
|  | 922.4829 | 0.016461 | 922.2165 | -0.011061 | 691.6071 | 0.015284 | 922.4829 | -0.0059301 | 922.2165 | 0.0056724 | 912.3064 | 0 | 922.2165 | 0.043998 | 693.0339 | 0.00023601 | 922.4829 | 0.059305 | 922.4829 | 0 | 922.4829 | 0.006966 | 922.4829 | 0.0034769 | 922.4829 | 0.016801 | 922.4829 | 0.028703 | 693.0339 | 0.00017352 | 922.4829 | 0.0095697 | 922.2165 | 0.048667 | 1023.9112 | 0.030816 | 922.2165 | 0.0048276 | 1024.0336 | 0.0007506 | 1023.9112 | 0.037162 | 908.5411 | 0
|  | 922.7245 | 0.0054131 | 922.4577 | -0.016337 | 691.7323 | 0 | 922.7245 | -0.0038845 | 922.4577 | -0.10716 | 912.5458 | 0 | 922.4577 | -0.10124 | 693.1547 | 0.00045357 | 922.7246 | 0 | 922.7246 | 0 | 922.7246 | 0 | 922.7245 | 0 | 922.7246 | 0 | 922.7246 | 0 | 693.1547 | 0.00037702 | 922.7246 | 0 | 922.4577 | -0.060477 | 1024.0798 | 0.024508 | 922.4577 | -0.022277 | 1024.2036 | 0 | 1024.0798 | 0.03837 | 908.7764 | 0
|  | 922.9662 | 0.014619 | 922.699 | -0.020865 | 691.8575 | 0.020825 | 922.9662 | -0.006084 | 922.699 | -0.033069 | 912.7852 | 0 | 922.699 | 0.037845 | 693.2754 | 0.00022204 | 922.9662 | 0.033595 | 922.9662 | 0 | 922.9662 | 0.0028197 | 922.9662 | 0 | 922.9662 | 0.0099315 | 922.9662 | 0.041427 | 693.2754 | 0.0002035 | 922.9662 | 0.0063781 | 922.699 | 0.039911 | 1024.2484 | 0.026596 | 922.699 | 0.0099801 | 1024.3736 | 0.0007506 | 1024.2484 | 0.037627 | 909.0116 | 0
|  | 923.2078 | -0.003095 | 922.9403 | -0.031339 | 691.9827 | 0 | 923.2078 | -0.0086138 | 922.9403 | -0.15104 | 913.0247 | 0 | 922.9403 | -0.091565 | 693.3962 | 0.00045022 | 923.2079 | 0 | 923.2079 | 0 | 923.2079 | 0 | 923.2078 | 0 | 923.2079 | 0 | 923.2079 | 0 | 693.3962 | 0.00043698 | 923.2078 | 0 | 922.9403 | -0.086948 | 1024.4169 | 0.042526 | 922.9403 | -0.027906 | 1024.5437 | 0 | 1024.4169 | 0.038648 | 909.2469 | 0
|  | 923.4495 | 0.0044172 | 923.1816 | 0.003723 | 692.1079 | 0.015762 | 923.4495 | -0.0041631 | 923.1816 | 0.067221 | 913.264 | 0 | 923.1816 | 0.064188 | 693.517 | 0.00023209 | 923.4495 | 0.043889 | 923.4495 | 0 | 923.4495 | 0.0084111 | 923.4495 | 0 | 923.4495 | 0.0095197 | 923.4495 | 0.038322 | 693.517 | 0.00023348 | 923.4495 | 0.0058438 | 923.1816 | 0.065364 | 1024.5855 | 0.030816 | 923.1816 | 0.03689 | 1024.7137 | 0.0007506 | 1024.5855 | 0.037208 | 909.4822 | 0
|  | 923.6912 | -0.013787 | 923.4228 | -0.022583 | 692.2331 | 0 | 923.6912 | -0.028294 | 923.4228 | -0.2226 | 913.5035 | 0 | 923.4228 | -0.087429 | 693.6378 | 0.00045748 | 923.6912 | 0 | 923.6912 | 0 | 923.6912 | 0 | 923.6912 | 0 | 923.6912 | 0 | 923.6912 | 0.0076974 | 693.6378 | 0.00038696 | 923.6912 | 0 | 923.4229 | -0.0393 | 1024.7541 | 0.032132 | 923.4228 | -0.012866 | 1024.8837 | 0 | 1024.7541 | 0.037673 | 909.7175 | 0
|  | 923.9329 | 0.024005 | 923.6641 | -0.00058116 | 692.3583 | 0.0097437 | 923.9329 | 0.017504 | 923.6641 | 0.031589 | 913.7429 | 0 | 923.6641 | 0.048141 | 693.7586 | 0.000228 | 923.9328 | 0 | 923.9328 | 0 | 923.9328 | 0.0040001 | 923.9329 | 0.0069466 | 923.9328 | 0.010525 | 923.9328 | 0.039229 | 693.7586 | 0.00015348 | 923.9329 | 0.0048187 | 923.6641 | 0.066789 | 1024.9227 | 0.028093 | 923.6641 | 0.0090295 | 1025.0537 | 0.00032174 | 1024.9227 | 0.036697 | 909.9528 | 0
|  | 924.1745 | 0.0015966 | 923.9054 | -0.012032 | 692.4835 | 0 | 924.1745 | -0.028171 | 923.9054 | -0.17073 | 913.9824 | 0 | 923.9054 | -0.10675 | 693.8793 | 0.00045581 | 924.1745 | 0 | 924.1745 | 0 | 924.1745 | 0 | 924.1745 | 0 | 924.1745 | 0 | 924.1745 | 0 | 693.8793 | 0.00029686 | 924.1745 | 0 | 923.9054 | -0.021381 | 1025.0913 | 0.027276 | 923.9054 | -0.0059869 | 1025.2237 | 0 | 1025.0913 | 0.037859 | 910.188 | 0
|  | 924.4162 | -0.0085998 | 924.1467 | -0.009787 | 692.6087 | 0.017863 | 924.4162 | 0.015158 | 924.1467 | -0.038511 | 914.2219 | 0 | 924.1467 | 0.061806 | 694.0001 | 0.00022893 | 924.4162 | 0.05489 | 924.4162 | 0 | 924.4162 | 0.0075374 | 924.4162 | 0.0047253 | 924.4162 | 0.015512 | 924.4162 | 0.040261 | 694.0001 | 0.00014337 | 924.4162 | 0.0086841 | 924.1467 | 0.039503 | 1025.2598 | 0.030408 | 924.1467 | 0.014265 | 1025.3937 | 0.0009651 | 1025.2598 | 0.036651 | 910.4233 | 0
|  | 924.6579 | -0.017956 | 924.388 | -0.030433 | 692.734 | 0 | 924.6579 | -0.048451 | 924.388 | -0.0856 | 914.4613 | 0 | 924.388 | -0.099673 | 694.1209 | 0.00046829 | 924.6579 | 0 | 924.6579 | 0 | 924.6579 | 0 | 924.6579 | 0 | 924.6579 | 0 | 924.6579 | 0 | 694.1209 | 0.0003169 | 924.6579 | 0 | 924.388 | -0.052943 | 1025.4284 | 0.021376 | 924.388 | 0.0064508 | 1025.5637 | 0 | 1025.4284 | 0.036976 | 910.6587 | 0
|  | 924.8996 | 0.002126 | 924.6294 | -0.0032556 | 692.8593 | 0.021398 | 924.8996 | -0.0068973 | 924.6294 | -0.043387 | 914.7007 | 0 | 924.6294 | 0.030301 | 694.2417 | 0.00023973 | 924.8996 | 0.063789 | 924.8996 | 0 | 924.8996 | 0.014839 | 924.8996 | 0.0035876 | 924.8996 | 0.017901 | 924.8996 | 0.060787 | 694.2417 | 0.00017352 | 924.8996 | 0.0070248 | 924.6294 | 0.027693 | 1025.597 | 0.034402 | 924.6294 | -0.0045431 | 1025.7338 | 0.00053624 | 1025.597 | 0.036001 | 910.894 | 0
|  | 925.1413 | -0.00070411 | 924.8707 | -0.027543 | 692.9845 | 0 | 925.1413 | -0.022324 | 924.8707 | -0.15372 | 914.9402 | 0 | 924.8707 | -0.080583 | 694.3625 | 0.00048431 | 925.1413 | 0 | 925.1413 | 0 | 925.1413 | 0 | 925.1413 | 0 | 925.1413 | 0 | 925.1413 | 0 | 694.3625 | 0.00037702 | 925.1413 | 0 | 924.8707 | -0.041132 | 1025.7656 | 0.037987 | 924.8707 | -0.013429 | 1025.9038 | 0 | 1025.7656 | 0.037255 | 911.1293 | 0
|  | 925.383 | -0.017849 | 925.112 | -0.011251 | 693.1098 | 0.012227 | 925.383 | 0.0095107 | 925.112 | 0.012944 | 915.1797 | 0 | 925.112 | 0.050405 | 694.4833 | 0.00024644 | 925.383 | 0.027909 | 925.383 | 0 | 925.383 | 0 | 925.383 | 0.00055118 | 925.383 | 0.011828 | 925.383 | 0.070804 | 694.4833 | 0.0002035 | 925.383 | 0.0070392 | 925.112 | 0.01682 | 1025.9342 | 0.026006 | 925.112 | 0.027448 | 1026.0738 | 0.00053624 | 1025.9342 | 0.035676 | 911.3646 | 0
|  | 925.6248 | -0.026993 | 925.3533 | -0.042447 | 693.2351 | 0 | 925.6248 | -0.023952 | 925.3533 | -0.20373 | 915.4193 | 0 | 925.3533 | -0.08395 | 694.6041 | 0.0004871 | 925.6247 | 0 | 925.6247 | 0 | 925.6247 | 0 | 925.6248 | 0 | 925.6247 | 0 | 925.6247 | 0 | 694.6041 | 0.00042704 | 925.6248 | 0 | 925.3533 | -0.040318 | 1026.1028 | 0.03599 | 925.3533 | -0.043288 | 1026.2438 | 0 | 1026.1028 | 0.036837 | 911.6 | 0
|  | 925.8665 | -0.00073222 | 925.5947 | -9.4878e-05 | 693.3604 | 0.0024847 | 925.8665 | 0.014679 | 925.5947 | 0.028647 | 915.6588 | 0 | 925.5947 | 0.052644 | 694.7248 | 0.00024364 | 925.8665 | 0.02202 | 925.8665 | 0 | 925.8665 | 0.0055745 | 925.8665 | 0.0049656 | 925.8665 | 0.010124 | 925.8665 | 0.049082 | 694.7248 | 0.00022354 | 925.8665 | 0.0079019 | 925.5947 | 0.029119 | 1026.2713 | 0.032223 | 925.5947 | 0.016869 | 1026.4139 | 0.00010725 | 1026.2713 | 0.034886 | 911.8353 | 0
|  | 926.1082 | 0.004627 | 925.836 | -0.029305 | 693.4857 | 0 | 926.1082 | -0.0188 | 925.836 | -0.16445 | 915.8983 | 0 | 925.836 | -0.088742 | 694.8456 | 0.00046102 | 926.1082 | 0 | 926.1082 | 0 | 926.1082 | 0 | 926.1082 | 0 | 926.1082 | 0 | 926.1082 | 0 | 694.8456 | 0.00043698 | 926.1082 | 0 | 925.836 | -0.028915 | 1026.4399 | 0.044749 | 925.836 | -0.015973 | 1026.5839 | 0 | 1026.4399 | 0.036326 | 912.0707 | 0
|  | 926.35 | 0.013987 | 926.0774 | 0.017636 | 693.611 | 0.01624 | 926.35 | 0.0026786 | 926.0774 | 0.0010789 | 916.1378 | 0 | 926.0774 | 0.066294 | 694.9664 | 0.00022129 | 926.3499 | 0.077772 | 926.3499 | 0 | 926.3499 | 0.021306 | 926.35 | 0.010603 | 926.3499 | 0.022624 | 926.3499 | 0.040565 | 694.9664 | 0.00021343 | 926.35 | 0.016087 | 926.0774 | 0.059052 | 1026.6085 | 0.027776 | 926.0774 | 0.032352 | 1026.7539 | 0.00053624 | 1026.6085 | 0.035536 | 912.306 | 0
|  | 926.5917 | -0.015909 | 926.3187 | -0.019029 | 693.7364 | 0 | 926.5917 | -0.030949 | 926.3187 | -0.12059 | 916.3773 | 0 | 926.3187 | -0.076153 | 695.0872 | 0.00042619 | 926.5917 | 0 | 926.5917 | 0 | 926.5917 | 0 | 926.5917 | 0 | 926.5917 | 0 | 926.5917 | 0 | 695.0872 | 0.00043698 | 926.5917 | 0 | 926.3187 | -0.06007 | 1026.7771 | 0.020922 | 926.3187 | 0.030722 | 1026.924 | 0 | 1026.7771 | 0.037023 | 912.5414 | 0
|  | 926.8334 | -0.0014912 | 926.5601 | -0.025467 | 693.8617 | 0.012896 | 926.8334 | 0.0092626 | 926.5601 | 0.021007 | 916.6168 | 0 | 926.5601 | 0.051845 | 695.208 | 0.00020937 | 926.8335 | 0.058802 | 926.8335 | 0 | 926.8335 | 0.0045314 | 926.8334 | 0.0041076 | 926.8335 | 0.0098458 | 926.8335 | 0.017336 | 695.208 | 0.00022354 | 926.8334 | 0.0088023 | 926.5601 | 0.037874 | 1026.9457 | 0.026096 | 926.5601 | 0.043673 | 1027.094 | 0.00053624 | 1026.9457 | 0.035536 | 912.7768 | 0
|  | 927.0752 | 0.00078768 | 926.8014 | -0.014082 | 693.9871 | 0 | 927.0752 | -0.015759 | 926.8014 | -0.16328 | 916.8563 | 0 | 926.8014 | -0.10617 | 695.3288 | 0.00044705 | 927.0752 | 0 | 927.0752 | 0 | 927.0752 | 0 | 927.0752 | 0 | 927.0752 | 0 | 927.0752 | 0 | 695.3288 | 0.00042036 | 927.0752 | 0 | 926.8015 | -0.063124 | 1027.1143 | 0.026414 | 926.8014 | -0.014675 | 1027.264 | 0 | 1027.1143 | 0.035768 | 913.0122 | 0
|  | 927.317 | 0.017258 | 927.0428 | 0.020686 | 694.1124 | 0.010126 | 927.317 | 0.014723 | 927.0428 | 0.066435 | 917.0959 | 0 | 927.0428 | 0.059526 | 695.4496 | 0.00024234 | 927.317 | 0.028325 | 927.317 | 0 | 927.317 | 0.017383 | 927.317 | 0.0066366 | 927.317 | 0.019944 | 927.317 | 0.022015 | 695.4496 | 0.00021018 | 927.317 | 0.0097164 | 927.0428 | 0.025046 | 1027.2828 | 0.029999 | 927.0428 | 0.02106 | 1027.4341 | 0.00053624 | 1027.2828 | 0.034421 | 913.2476 | 0
|  | 927.5588 | -0.0032032 | 927.2842 | -0.054645 | 694.2378 | 0 | 927.5588 | -0.010471 | 927.2842 | -0.11281 | 917.3354 | 0 | 927.2842 | -0.07791 | 695.5704 | 0.00047537 | 927.5588 | 0 | 927.5588 | 0 | 927.5588 | 0 | 927.5588 | 0 | 927.5588 | 0 | 927.5588 | 0 | 695.5704 | 0.00041368 | 927.5588 | 0 | 927.2842 | -0.042965 | 1027.4514 | 0.0295 | 927.2842 | 0.0074931 | 1027.6041 | 0 | 1027.4514 | 0.036326 | 913.4829 | 0
|  | 927.8005 | 0.0064415 | 927.5256 | -0.015027 | 694.3632 | 0.011081 | 927.8005 | 0.02169 | 927.5256 | 0.096352 | 917.575 | 0 | 927.5256 | 0.068251 | 695.6912 | 0.00023638 | 927.8005 | 0.035766 | 927.8005 | 0 | 927.8005 | 0.018056 | 927.8005 | 0.011048 | 927.8005 | 0.01801 | 927.8005 | 0.036453 | 695.6912 | 0.00021686 | 927.8005 | 0.0085259 | 927.5256 | 0.047445 | 1027.62 | 0.031996 | 927.5256 | 0.0019119 | 1027.7742 | 0.00053624 | 1027.62 | 0.034979 | 913.7183 | 0
|  | 928.0424 | -0.0074417 | 927.767 | -0.01591 | 694.4886 | 0 | 928.0424 | -0.040925 | 927.767 | -0.11836 | 917.8146 | 0 | 927.767 | -0.068981 | 695.812 | 0.00044668 | 928.0423 | 0 | 928.0423 | 0 | 928.0423 | 0 | 928.0424 | 0 | 928.0423 | 0 | 928.0423 | 0 | 695.812 | 0.00041693 | 928.0424 | 0 | 927.767 | -0.0086742 | 1027.7886 | 0.036081 | 927.767 | -0.00061677 | 1027.9442 | 0 | 1027.7886 | 0.036047 | 913.9537 | 0
|  | 928.2841 | 0.031901 | 928.0084 | -0.024856 | 694.614 | 0.0077853 | 928.2841 | -0.013713 | 928.0084 | 0.064711 | 918.0541 | 0 | 928.0084 | 0.047688 | 695.9328 | 0.00021254 | 928.2841 | 0.094402 | 928.2841 | 0 | 928.2841 | 0.0098369 | 928.2841 | 0.0075181 | 928.2841 | 0.0096281 | 928.2841 | 0.045781 | 695.9328 | 0.00021343 | 928.2841 | 0.005305 | 928.0084 | 0.033802 | 1027.9572 | 0.036399 | 928.0084 | 0.035626 | 1028.1143 | 0.00053624 | 1027.9572 | 0.034235 | 914.1892 | 0
|  | 928.5259 | -0.0073306 | 928.2498 | -0.00066737 | 694.7394 | 0 | 928.5259 | -0.010431 | 928.2498 | -0.21786 | 918.2937 | 0 | 928.2498 | -0.075048 | 696.0536 | 0.00045711 | 928.5259 | 0 | 928.5259 | 0 | 928.5259 | 0 | 928.5259 | 0 | 928.5259 | 0 | 928.5259 | 0 | 696.0536 | 0.00039706 | 928.5259 | 0 | 928.2498 | -0.026675 | 1028.1257 | 0.02714 | 928.2498 | -0.0075759 | 1028.2843 | 0 | 1028.1257 | 0.035954 | 914.4246 | 0
|  | 928.7678 | -0.011815 | 928.4912 | -0.0078118 | 694.8648 | 0.013756 | 928.7678 | 0.008269 | 928.4912 | 0.074303 | 918.5333 | 0 | 928.4912 | 0.069097 | 696.1744 | 0.00024588 | 928.7678 | 0.10072 | 928.7678 | 0 | 928.7678 | 0.0054042 | 928.7678 | 0.0066336 | 928.7678 | 0.0195 | 928.7678 | 0.059021 | 696.1744 | 0.00018346 | 928.7678 | 0.0065983 | 928.4912 | 0.045816 | 1028.2943 | 0.025052 | 928.4912 | 0.026818 | 1028.4544 | 0.00053624 | 1028.2943 | 0.034189 | 914.66 | 0
|  | 929.0096 | -0.0064575 | 928.7326 | -0.019901 | 694.9903 | 0 | 929.0096 | -0.00032174 | 928.7326 | -0.18769 | 918.7729 | 0 | 928.7326 | -0.11121 | 696.2952 | 0.00049101 | 929.0096 | 0 | 929.0096 | 0 | 929.0096 | 0 | 929.0096 | 0 | 929.0096 | 0 | 929.0096 | 0 | 696.2952 | 0.00039706 | 929.0096 | 0 | 928.7326 | -0.058237 | 1028.4629 | 0.031588 | 928.7326 | 0.0042261 | 1028.6244 | 0 | 1028.4629 | 0.035397 | 914.8954 | 0
|  | 929.2514 | -0.00083253 | 928.974 | -0.0014673 | 695.1157 | 0.022353 | 929.2514 | 0.012995 | 928.974 | 0.097813 | 919.0125 | 0 | 928.974 | 0.042951 | 696.416 | 0.00025147 | 929.2514 | 0.03171 | 929.2514 | 0 | 929.2514 | 0.016685 | 929.2514 | 0.0020423 | 929.2514 | 0.013232 | 929.2514 | 0.06445 | 696.416 | 0.00021343 | 929.2514 | 0.0065303 | 928.974 | 0.051721 | 1028.6315 | 0.026505 | 928.974 | -0.0043297 | 1028.7945 | 0.0007506 | 1028.6315 | 0.033678 | 915.1308 | 0
|  | 929.4932 | 0.0034891 | 929.2154 | -0.025877 | 695.2412 | 0 | 929.4932 | -0.019809 | 929.2154 | -0.16157 | 919.2521 | 0 | 929.2154 | -0.10624 | 696.5368 | 0.00048822 | 929.4932 | 0 | 929.4932 | 0 | 929.4932 | 0 | 929.4932 | 0 | 929.4932 | 0 | 929.4932 | 0 | 696.5368 | 0.000407 | 929.4932 | 0 | 929.2155 | -0.054775 | 1028.8001 | 0.043161 | 929.2154 | -0.019419 | 1028.9645 | 0 | 1028.8001 | 0.035072 | 915.3663 | 0
|  | 929.7351 | 0.023977 | 929.4569 | -0.045917 | 695.3667 | 0.016431 | 929.7351 | -9.6163e-05 | 929.4569 | -0.0011087 | 919.4917 | 0 | 929.4569 | 0.055564 | 696.6577 | 0.00024234 | 929.7351 | 0.072327 | 929.7351 | 0 | 929.7351 | 0.0020325 | 929.7351 | 0.0022963 | 929.7351 | 0.0083389 | 929.7351 | 0.039663 | 696.6577 | 0.00019357 | 929.7351 | 0.0075643 | 929.4569 | 0.054979 | 1028.9687 | 0.034175 | 929.4569 | -0.024978 | 1029.1346 | 0.0009651 | 1028.9687 | 0.03326 | 915.6017 | 0
|  | 929.9769 | -0.028592 | 929.6983 | -0.010973 | 695.4921 | 0 | 929.9769 | -0.0083495 | 929.6983 | -0.095244 | 919.7313 | 0 | 929.6983 | -0.084877 | 696.7785 | 0.00046624 | 929.9769 | 0 | 929.9769 | 0 | 929.9769 | 0 | 929.9769 | 0 | 929.9769 | 0 | 929.9769 | 0 | 696.7785 | 0.00041693 | 929.9769 | 0 | 929.6983 | -0.033598 | 1029.1372 | 0.028229 | 929.6983 | 0.02453 | 1029.3046 | 0 | 1029.1372 | 0.034375 | 915.8372 | 0
|  | 930.2188 | 0.0097198 | 929.9398 | 0.0092511 | 695.6176 | 0.01538 | 930.2188 | -0.00079518 | 929.9398 | 0.03776 | 919.9709 | 0 | 929.9398 | 0.042097 | 696.8993 | 0.00022986 | 930.2188 | 0.027976 | 930.2188 | 0 | 930.2188 | 0.015283 | 930.2188 | 0.0050421 | 930.2188 | 0.0083002 | 930.2188 | 0.035801 | 696.8993 | 0.00022354 | 930.2188 | 0.0054673 | 929.9398 | 0.029322 | 1029.3058 | 0.034538 | 929.9398 | 0.0039122 | 1029.4747 | 0.0007506 | 1029.3058 | 0.033167 | 916.0726 | 0
|  | 930.4606 | -0.0099229 | 930.1812 | -0.031863 | 695.7431 | 0 | 930.4606 | -0.023367 | 930.1812 | -0.19367 | 920.2106 | 0 | 930.1812 | -0.1101 | 697.0201 | 0.00045413 | 930.4606 | 0 | 930.4606 | 0 | 930.4606 | 0 | 930.4606 | 0 | 930.4606 | 0 | 930.4606 | 0 | 697.0201 | 0.00038696 | 930.4606 | 0 | 930.1812 | -0.074731 | 1029.4744 | 0.031497 | 930.1812 | -0.0048961 | 1029.6448 | 0 | 1029.4744 | 0.034746 | 916.3081 | 0
|  | 930.7025 | 0.012214 | 930.4227 | -0.0087592 | 695.8686 | 0.020729 | 930.7025 | 0.015742 | 930.4227 | -0.049253 | 920.4503 | 0 | 930.4227 | 0.065895 | 697.1409 | 0.00022949 | 930.7025 | 0.036878 | 930.7025 | 0 | 930.7025 | 0.015247 | 930.7025 | 0.00075563 | 930.7025 | 0.0029569 | 930.7025 | 0.026574 | 697.1409 | 0.00016342 | 930.7025 | 0.0092937 | 930.4227 | 0.017433 | 1029.643 | 0.026732 | 930.4227 | -0.031453 | 1029.8148 | 0.0009651 | 1029.643 | 0.033864 | 916.5436 | 0
|  | 930.9444 | -0.012814 | 930.6641 | -0.021398 | 695.9942 | 0 | 930.9444 | -0.0094691 | 930.6641 | -0.15802 | 920.6899 | 0 | 930.6641 | -0.07776 | 697.2617 | 0.00045022 | 930.9444 | 0 | 930.9444 | 0 | 930.9444 | 0 | 930.9444 | 0 | 930.9444 | 0 | 930.9444 | 0 | 697.2617 | 0.00033694 | 930.9444 | 0 | 930.6641 | -0.04663 | 1029.8116 | 0.03009 | 930.6641 | 0.01668 | 1029.9849 | 0 | 1029.8116 | 0.035025 | 916.779 | 0
|  | 931.1863 | 0.00055384 | 930.9056 | -0.0025681 | 696.1197 | 0.015093 | 931.1863 | 0.0050789 | 930.9056 | -0.015575 | 920.9296 | 0 | 930.9056 | 0.054252 | 697.3826 | 0.00022539 | 931.1863 | 0.058767 | 931.1863 | 0 | 931.1863 | 0.020283 | 931.1863 | 0.0048988 | 931.1863 | 0.0078769 | 931.1863 | 0.045606 | 697.3826 | 0.00018346 | 931.1863 | 0.007373 | 930.9056 | 0.040522 | 1029.9802 | 0.033358 | 930.9056 | 0.021842 | 1030.155 | 0.00032174 | 1029.9802 | 0.033632 | 917.0145 | 0
|  | 931.4282 | -0.00012229 | 931.1471 | -0.028864 | 696.2452 | 0 | 931.4282 | 0.0012572 | 931.1471 | -0.19502 | 921.1693 | 0 | 931.1471 | -0.10061 | 697.5034 | 0.00047145 | 931.4282 | 0 | 931.4282 | 0 | 931.4282 | 0 | 931.4282 | 0 | 931.4282 | 0 | 931.4282 | 0 | 697.5034 | 0.00038696 | 931.4282 | 0 | 931.1471 | -0.050296 | 1030.1488 | 0.032087 | 931.1471 | -0.0097001 | 1030.325 | 0 | 1030.1488 | 0.034189 | 917.25 | 0
|  | 931.67 | 0.0040767 | 931.3885 | -0.0020679 | 696.3708 | 0.014042 | 931.67 | -0.013239 | 931.3885 | -0.012184 | 921.4089 | 0 | 931.3885 | 0.059721 | 697.6242 | 0.0002524 | 931.6701 | 0.03725 | 931.6701 | 0 | 931.6701 | 0.01807 | 931.67 | 0.0046273 | 931.6701 | 0.01401 | 931.6701 | 0.038683 | 697.6242 | 0.00021343 | 931.67 | 0.0097461 | 931.3886 | 0.046019 | 1030.3173 | 0.037261 | 931.3885 | 0.058559 | 1030.4951 | 0.00032174 | 1030.3173 | 0.033028 | 917.4855 | 0
|  | 931.912 | -0.0011234 | 931.63 | -0.010732 | 696.4964 | 0 | 931.912 | -0.018731 | 931.63 | -0.17827 | 921.6486 | 0 | 931.63 | -0.093814 | 697.745 | 0.0004735 | 931.912 | 0 | 931.912 | 0 | 931.912 | 0 | 931.912 | 0 | 931.912 | 0 | 931.912 | 0 | 697.745 | 0.00041693 | 931.912 | 0 | 931.63 | -0.044798 | 1030.4859 | 0.026232 | 931.63 | -0.01067 | 1030.6652 | 0 | 1030.4859 | 0.034189 | 917.721 | 0
|  | 932.1539 | 0.026714 | 931.8715 | 0.018892 | 696.6219 | 0.0082822 | 932.1539 | -0.0044593 | 931.8715 | 0.021757 | 921.8883 | 0 | 931.8715 | 0.073861 | 697.8658 | 0.00022297 | 932.1539 | 0.037225 | 932.1539 | 0 | 932.1539 | 0.0084064 | 932.1539 | 0.0095871 | 932.1539 | 0.0095354 | 932.1539 | 0.041568 | 697.8658 | 0.00021343 | 932.1539 | 0.0061418 | 931.8715 | 0.03258 | 1030.6545 | 0.028729 | 931.8715 | 0.027935 | 1030.8353 | 0.00053624 | 1030.6545 | 0.032981 | 917.9565 | 0
|  | 932.3958 | -0.0013969 | 932.113 | 0.0055934 | 696.7475 | 0 | 932.3958 | -0.027465 | 932.113 | -0.11523 | 922.128 | 0 | 932.113 | -0.087819 | 697.9867 | 0.00045581 | 932.3958 | 0 | 932.3958 | 0 | 932.3958 | 0 | 932.3958 | 0 | 932.3958 | 0 | 932.3958 | 0 | 697.9867 | 0.000407 | 932.3958 | 0 | 932.113 | -0.019196 | 1030.8231 | 0.033993 | 932.113 | -0.0077988 | 1031.0053 | 0 | 1030.8231 | 0.034328 | 918.1921 | 0
|  | 932.6377 | 0.0027701 | 932.3545 | 0.00059881 | 696.8731 | 0.01175 | 932.6377 | 0.013994 | 932.3545 | -0.017799 | 922.3677 | 0 | 932.3545 | 0.029185 | 698.1075 | 0.00023601 | 932.6377 | 0.080052 | 932.6377 | 0 | 932.6377 | 0.0032251 | 932.6377 | 0.0040879 | 932.6377 | 0.011383 | 932.6377 | 0.03519 | 698.1075 | 0.00019357 | 932.6377 | 0.0044514 | 932.3545 | 0.035838 | 1030.9917 | 0.026959 | 932.3545 | 0.01294 | 1031.1754 | 0.00053624 | 1030.9917 | 0.033446 | 918.4275 | 0
|  | 932.8796 | -0.020977 | 932.596 | -0.02823 | 696.9987 | 0 | 932.8796 | -0.010231 | 932.596 | -0.15902 | 922.6074 | 0 | 932.596 | -0.099894 | 698.2283 | 0.00046326 | 932.8796 | 0 | 932.8796 | 0 | 932.8796 | 0 | 932.8796 | 0 | 932.8796 | 0 | 932.8796 | 0 | 698.2283 | 0.00036692 | 932.8796 | 0 | 932.596 | -0.061902 | 1031.1602 | 0.025552 | 932.596 | -0.00035847 | 1031.3455 | 0 | 1031.1602 | 0.035257 | 918.6631 | 0
|  | 933.1216 | 0.017201 | 932.8375 | 0.025427 | 697.1244 | 0.0061289 | 933.1216 | 0.0071887 | 932.8375 | 0.040046 | 922.8471 | 0 | 932.8375 | 0.056552 | 698.3491 | 0.0002293 | 933.1216 | 0.058911 | 933.1216 | 0 | 933.1216 | 0.013219 | 933.1216 | 0.0094213 | 933.1216 | 0.011518 | 933.1216 | 0.034443 | 698.3491 | 0.00017352 | 933.1216 | 0.010011 | 932.8375 | 0.061902 | 1031.3288 | 0.028502 | 932.8375 | 0.039514 | 1031.5156 | 0.0007506 | 1031.3288 | 0.033864 | 918.8986 | 0
|  | 933.3635 | -0.0014737 | 933.0791 | -0.029217 | 697.25 | 0 | 933.3635 | -0.020661 | 933.0791 | -0.080716 | 923.0869 | 0 | 933.0791 | -0.099259 | 698.47 | 0.0004627 | 933.3635 | 0 | 933.3635 | 0 | 933.3635 | 0 | 933.3635 | 0 | 933.3635 | 0 | 933.3635 | 0 | 698.47 | 0.000407 | 933.3635 | 0 | 933.0791 | -0.047241 | 1031.4974 | 0.027367 | 933.0791 | 0.013148 | 1031.6856 | 0 | 1031.4974 | 0.035815 | 919.1342 | 0
|  | 933.6055 | 0.0024216 | 933.3206 | 6.9721e-05 | 697.3756 | 0.018723 | 933.6055 | -0.0052057 | 933.3206 | 0.03391 | 923.3266 | 0 | 933.3206 | 0.073633 | 698.5908 | 0.00023768 | 933.6055 | 0.04969 | 933.6055 | 0 | 933.6055 | 0.00053158 | 933.6055 | 0.0041475 | 933.6055 | 0.00033993 | 933.6055 | 0.07448 | 698.5908 | 0.00023348 | 933.6055 | 0.0060205 | 933.3206 | 0.030951 | 1031.666 | 0.031542 | 933.3206 | 0.020803 | 1031.8557 | 0.0009651 | 1031.666 | 0.034607 | 919.3697 | 0
|  | 933.8474 | -0.015465 | 933.5621 | -0.035775 | 697.5013 | 0 | 933.8474 | -0.0062101 | 933.5621 | -0.14478 | 923.5663 | 0 | 933.5621 | -0.096539 | 698.7116 | 0.00048356 | 933.8474 | 0 | 933.8474 | 0 | 933.8474 | 0 | 933.8474 | 0 | 933.8474 | 0 | 933.8474 | 0 | 698.7116 | 0.00039706 | 933.8474 | 0 | 933.5621 | -0.050092 | 1031.8346 | 0.023918 | 933.5621 | -0.064673 | 1032.0258 | 0 | 1031.8346 | 0.035908 | 919.6053 | 0
|  | 934.0894 | -0.005255 | 933.8037 | -0.00077777 | 697.6269 | 0.021876 | 934.0894 | -0.010674 | 933.8037 | -0.077717 | 923.8061 | 0 | 933.8037 | 0.04743 | 698.8325 | 0.00025035 | 934.0894 | 0.056207 | 934.0894 | 0 | 934.0894 | 0.0082129 | 934.0894 | 0.0055789 | 934.0894 | 0.0087298 | 934.0894 | 0.050737 | 698.8325 | 0.00016856 | 934.0894 | 0.0085538 | 933.8036 | 0.053146 | 1032.0032 | 0.037352 | 933.8037 | -0.0099105 | 1032.1959 | 0.0009651 | 1032.0032 | 0.033632 | 919.8409 | 0
|  | 934.3314 | 0.012666 | 934.0452 | -0.023254 | 697.7526 | 0 | 934.3314 | -0.041669 | 934.0452 | -0.20843 | 924.0458 | 0 | 934.0452 | -0.1114 | 698.9533 | 0.00046922 | 934.3314 | 0 | 934.3314 | 0 | 934.3314 | 0 | 934.3314 | 0 | 934.3314 | 0 | 934.3314 | 0 | 698.9533 | 0.00038199 | 934.3314 | 0 | 934.0452 | -0.058441 | 1032.1717 | 0.022511 | 934.0452 | -0.054315 | 1032.366 | 0 | 1032.1717 | 0.034932 | 920.0764 | 0
|  | 934.5734 | -0.0041592 | 934.2867 | -0.023422 | 697.8783 | 0.017099 | 934.5734 | 0.019311 | 934.2867 | 0.055803 | 924.2856 | 0 | 934.2867 | 0.058194 | 699.0741 | 0.00022334 | 934.5734 | 0.06363 | 934.5734 | 0 | 934.5734 | 0.006462 | 934.5734 | 0.0015503 | 934.5734 | 0.011049 | 934.5734 | 0.030997 | 699.0741 | 0.00021857 | 934.5734 | 0.0074199 | 934.2867 | 0.05559 | 1032.3403 | 0.032178 | 934.2867 | -0.037017 | 1032.5361 | 0.0009651 | 1032.3403 | 0.033957 | 920.312 | 0
|  | 934.8154 | -0.022132 | 934.5283 | -0.011037 | 698.004 | 0 | 934.8154 | -0.024228 | 934.5283 | -0.26169 | 924.5254 | 0 | 934.5283 | -0.086787 | 699.195 | 0.00042321 | 934.8153 | 0 | 934.8153 | 0 | 934.8153 | 0 | 934.8154 | 0 | 934.8153 | 0 | 934.8153 | 0 | 699.195 | 0.00040871 | 934.8154 | 0 | 934.5283 | -0.032377 | 1032.5089 | 0.025461 | 934.5283 | -0.032903 | 1032.7062 | 0 | 1032.5089 | 0.035257 | 920.5476 | 0
|  | 935.0573 | 0.0078401 | 934.7699 | -0.0031809 | 698.1297 | 0.013087 | 935.0573 | 0.00080886 | 934.7699 | 0.041932 | 924.7651 | 0 | 934.7699 | 0.052798 | 699.3158 | 0.00020248 | 935.0573 | 0.048097 | 935.0573 | 0 | 935.0573 | 0.012451 | 935.0573 | 0.0037923 | 935.0573 | 0.0086035 | 935.0573 | 0.044294 | 699.3158 | 0.00019511 | 935.0573 | 0.0089678 | 934.7699 | 0.026471 | 1032.6775 | 0.030952 | 934.7699 | 0.029982 | 1032.8763 | 0.0007506 | 1032.6775 | 0.033446 | 920.7831 | 0
|  | 935.2993 | 0.01297 | 935.0114 | -0.050681 | 698.2554 | 0 | 935.2993 | -0.023395 | 935.0114 | -0.14109 | 925.0049 | 0 | 935.0114 | -0.10481 | 699.4366 | 0.00042116 | 935.2993 | 0 | 935.2993 | 0 | 935.2993 | 0 | 935.2993 | 0 | 935.2993 | 0 | 935.2993 | 0 | 699.4366 | 0.00033865 | 935.2993 | 0 | 935.0114 | -0.067807 | 1032.8461 | 0.024962 | 935.0114 | -0.041767 | 1033.0464 | 0 | 1032.8461 | 0.034886 | 921.0187 | 0
|  | 935.5413 | 0.010227 | 935.253 | -0.011697 | 698.3811 | 0.016431 | 935.5413 | 0.0036528 | 935.253 | 0.068959 | 925.2448 | 0 | 935.253 | 0.035136 | 699.5575 | 0.0002198 | 935.5414 | 0.02858 | 935.5414 | 0 | 935.5414 | 0.016132 | 935.5413 | 0.0089525 | 935.5414 | 0.011058 | 935.5414 | 0.046713 | 699.5575 | 0.00014337 | 935.5413 | 0.0049637 | 935.253 | 0.077174 | 1033.0147 | 0.026732 | 935.253 | 0.052073 | 1033.2165 | 0.00053624 | 1033.0147 | 0.03326 | 921.2543 | 0
|  | 935.7834 | -0.025638 | 935.4946 | -0.038762 | 698.5069 | 0 | 935.7834 | -0.025897 | 935.4946 | -0.2246 | 925.4846 | 0 | 935.4946 | -0.11378 | 699.6783 | 0.00045227 | 935.7834 | 0 | 935.7834 | 0 | 935.7834 | 0 | 935.7834 | 0 | 935.7834 | 0 | 935.7834 | 0 | 699.6783 | 0.00034687 | 935.7834 | 0 | 935.4946 | -0.077378 | 1033.1832 | 0.03599 | 935.4946 | -0.017465 | 1033.3866 | 0 | 1033.1832 | 0.033864 | 921.49 | 0
|  | 936.0254 | 0.024325 | 935.7362 | -0.0098357 | 698.6326 | 0.015284 | 936.0254 | -0.011618 | 935.7362 | -0.090681 | 925.7244 | 0 | 935.7362 | 0.060419 | 699.7992 | 0.00023321 | 936.0254 | 0.052037 | 936.0254 | 0 | 936.0254 | 0.012308 | 936.0254 | 0.0048169 | 936.0254 | 0.013347 | 936.0254 | 0.053862 | 699.7992 | 0.0002035 | 936.0254 | 0.009421 | 935.7362 | 0.028508 | 1033.3518 | 0.027912 | 935.7362 | 0.025158 | 1033.5567 | 0.0007506 | 1033.3518 | 0.031913 | 921.7256 | 0
|  | 936.2674 | -0.0027963 | 935.9777 | -0.017012 | 698.7584 | 0 | 936.2674 | -0.019387 | 935.9777 | -0.27445 | 925.9642 | 0 | 935.9777 | -0.10092 | 699.92 | 0.00048356 | 936.2674 | 0 | 936.2674 | 0 | 936.2674 | 0 | 936.2674 | 0 | 936.2674 | 0 | 936.2674 | 0 | 699.92 | 0.00042207 | 936.2674 | 0 | 935.9777 | -0.011516 | 1033.5204 | 0.02655 | 935.9777 | -0.019791 | 1033.7268 | 0 | 1033.5204 | 0.033678 | 921.9612 | 0
|  | 936.5095 | -0.008503 | 936.2193 | 0.0083867 | 698.8841 | 0.0069571 | 936.5095 | 0.0063778 | 936.2193 | 0.044498 | 926.204 | 0 | 936.2193 | 0.058572 | 700.0409 | 0.00025147 | 936.5095 | 0.075123 | 936.5095 | 0 | 936.5095 | 0.014597 | 936.5095 | 0.011459 | 936.5095 | 0.03198 | 936.5095 | 0.046901 | 700.0409 | 0.00021857 | 936.5095 | 0.0074079 | 936.2193 | 0.050092 | 1033.689 | 0.032632 | 936.2193 | 0.030193 | 1033.8969 | 0.0007506 | 1033.689 | 0.033353 | 922.1968 | 0
|  | 936.7515 | -0.005977 | 936.4609 | -0.022878 | 699.0099 | 0 | 936.7515 | -0.021541 | 936.4609 | -0.18111 | 926.4438 | 0 | 936.4609 | -0.10373 | 700.1617 | 0.00048617 | 936.7515 | 0 | 936.7515 | 0 | 936.7515 | 0 | 936.7515 | 0 | 936.7515 | 0 | 936.7515 | 0 | 700.1617 | 0.00045205 | 936.7515 | 0 | 936.4609 | -0.036042 | 1033.8576 | 0.044114 | 936.4609 | 0.0066269 | 1034.067 | 0 | 1033.8576 | 0.034793 | 922.4324 | 0
|  | 936.9935 | 0.0064633 | 936.7025 | -0.006429 | 699.1357 | 0.0072884 | 936.9935 | 0.010385 | 936.7025 | 0.0085202 | 926.6837 | 0 | 936.7025 | 0.068846 | 700.2826 | 0.00023768 | 936.9935 | 0.085683 | 936.9935 | 0 | 936.9935 | 0.0085089 | 936.9935 | 0.0040106 | 936.9935 | 0.011882 | 936.9935 | 0.027955 | 700.2826 | 0.00023348 | 936.9935 | 0.008109 | 936.7025 | 0.0048783 | 1034.0262 | 0.024417 | 936.7025 | 0.045816 | 1034.2371 | 0.0009651 | 1034.0262 | 0.033028 | 922.6681 | 0
|  | 937.2356 | -0.0032046 | 936.9442 | -0.017722 | 699.2615 | 0 | 937.2356 | -0.02862 | 936.9442 | -0.31033 | 926.9235 | 0 | 936.9442 | -0.12406 | 700.4034 | 0.00046791 | 937.2356 | 0 | 937.2356 | 0 | 937.2356 | 0 | 937.2356 | 0 | 937.2356 | 0 | 937.2356 | 0 | 700.4034 | 0.00038696 | 937.2356 | 0 | 936.9442 | -0.064957 | 1034.1947 | 0.021694 | 936.9442 | -0.0026024 | 1034.4072 | 0 | 1034.1947 | 0.034607 | 922.9037 | 0
|  | 937.4777 | 0.0033694 | 937.1858 | -0.0074346 | 699.3873 | 0.0054662 | 937.4777 | -0.01407 | 937.1858 | 0.055109 | 927.1633 | 0 | 937.1858 | 0.066165 | 700.5243 | 0.00023284 | 937.4777 | 0.063413 | 937.4777 | 0 | 937.4777 | 0.005559 | 937.4777 | 0.0027503 | 937.4777 | 0.0077401 | 937.4777 | 0.027289 | 700.5243 | 0.00015348 | 937.4777 | 0.0059578 | 937.1858 | 0.073916 | 1034.3633 | 0.035264 | 937.1858 | -0.01279 | 1034.5773 | 0.00053624 | 1034.3633 | 0.033492 | 923.1394 | 0
|  | 937.7197 | 0.0057696 | 937.4274 | -0.052556 | 699.5131 | 0 | 937.7197 | -0.0012846 | 937.4274 | -0.28864 | 927.4032 | 0 | 937.4274 | -0.13387 | 700.6451 | 0.0004735 | 937.7197 | 0 | 937.7197 | 0 | 937.7197 | 0 | 937.7197 | 0 | 937.7197 | 0 | 937.7197 | 0 | 700.6451 | 0.00035698 | 937.7197 | 0 | 937.4274 | -0.11566 | 1034.5319 | 0.030952 | 937.4274 | -0.0024834 | 1034.7474 | 0 | 1034.5319 | 0.034932 | 923.3751 | 0
|  | 937.9618 | 0.017352 | 937.669 | -0.0091597 | 699.639 | 0.0038098 | 937.9618 | 0.001614 | 937.669 | 0.0189 | 927.6431 | 0 | 937.669 | 0.034437 | 700.7659 | 0.00024253 | 937.9618 | 0.04952 | 937.9618 | 0 | 937.9618 | 0.0037268 | 937.9618 | 0.0027429 | 937.9618 | 0.0091172 | 937.9618 | 0.023168 | 700.7659 | 0.0002035 | 937.9618 | 0.0061462 | 937.669 | 0.021381 | 1034.7005 | 0.028229 | 937.669 | 6.2596e-06 | 1034.9175 | 0.00053624 | 1034.7005 | 0.033074 | 923.6107 | 0
|  | 938.2039 | 0.0016588 | 937.9107 | -0.025726 | 699.7648 | 0 | 938.2039 | -0.0053486 | 937.9107 | -0.2582 | 927.8829 | 0 | 937.9107 | -0.12926 | 700.8868 | 0.00047145 | 938.2039 | 0 | 938.2039 | 0 | 938.2039 | 0 | 938.2039 | 0 | 938.2039 | 0 | 938.2039 | 0 | 700.8868 | 0.00039706 | 938.2039 | 0 | 937.9107 | -0.057015 | 1034.8691 | 0.032768 | 937.9107 | -0.02941 | 1035.0876 | 0 | 1034.8691 | 0.034282 | 923.8464 | 0
|  | 938.446 | 0.024861 | 938.1523 | 0.0023502 | 699.8907 | 0.011463 | 938.446 | 0.015519 | 938.1523 | -0.014239 | 928.1228 | 0 | 938.1523 | 0.07561 | 701.0077 | 0.00022893 | 938.446 | 0.04781 | 938.446 | 0 | 938.446 | 0.014945 | 938.446 | 0.0044359 | 938.446 | 0.019741 | 938.446 | 0.0074955 | 701.0077 | 0.00019357 | 938.446 | 0.0052503 | 938.1523 | 0.086948 | 1035.0376 | 0.025552 | 938.1523 | -0.025732 | 1035.2578 | 0.0007506 | 1035.0376 | 0.033399 | 924.082 | 0
|  | 938.6881 | -0.014605 | 938.3939 | -0.0068882 | 700.0165 | 0 | 938.6881 | -0.031572 | 938.3939 | -0.29759 | 928.3627 | 0 | 938.3939 | -0.12825 | 701.1285 | 0.00046586 | 938.6881 | 0 | 938.6881 | 0 | 938.6881 | 0 | 938.6881 | 0 | 938.6881 | 0 | 938.6881 | 0 | 701.1285 | 0.00038028 | 938.6881 | 0 | 938.394 | -0.031766 | 1035.2062 | 0.024099 | 938.3939 | -0.037304 | 1035.4279 | 0 | 1035.2062 | 0.034607 | 924.3178 | 0
|  | 938.9302 | 0.00025491 | 938.6356 | 0.016452 | 700.1424 | 0.018341 | 938.9302 | 0.016973 | 938.6356 | 0.10826 | 928.6026 | 0 | 938.6356 | 0.06402 | 701.2494 | 0.00024122 | 938.9302 | 0.072292 | 938.9302 | 0 | 938.9302 | 0.021125 | 938.9302 | 0.0083042 | 938.9302 | 0.0050304 | 938.9302 | 0.062726 | 701.2494 | 0.00018688 | 938.9302 | 0.011036 | 938.6356 | 0.033191 | 1035.3748 | 0.03481 | 938.6356 | 0.013844 | 1035.598 | 0.0007506 | 1035.3748 | 0.032935 | 924.5534 | 0
|  | 939.1723 | -0.0078901 | 938.8773 | -0.0056564 | 700.2683 | 0 | 939.1723 | 0.0017631 | 938.8773 | -0.20654 | 928.8425 | 0 | 938.8773 | -0.1032 | 701.3702 | 0.00047406 | 939.1723 | 0 | 939.1723 | 0 | 939.1723 | 0 | 939.1723 | 0 | 939.1723 | 0 | 939.1723 | 0 | 701.3702 | 0.00036024 | 939.1723 | 0 | 938.8773 | -0.053146 | 1035.5434 | 0.020514 | 938.8773 | -0.031684 | 1035.7681 | 0 | 1035.5434 | 0.034328 | 924.7891 | 0
|  | 939.4144 | 0.026793 | 939.1189 | -0.022596 | 700.3942 | 0.015857 | 939.4144 | -0.0095179 | 939.1189 | -0.049862 | 929.0824 | 0 | 939.1189 | 0.051651 | 701.4911 | 0.00023712 | 939.4144 | 0.047896 | 939.4144 | 0 | 939.4144 | 0.0060078 | 939.4144 | 0.0039992 | 939.4144 | 0.0019131 | 939.4144 | 0.064528 | 701.4911 | 0.00017352 | 939.4144 | 0.0025831 | 939.1189 | 0.042965 | 1035.712 | 0.030726 | 939.1189 | 0.051744 | 1035.9383 | 0.0007506 | 1035.712 | 0.032888 | 925.0248 | 0
|  | 939.6566 | 0.0024107 | 939.3606 | -0.011995 | 700.5201 | 0 | 939.6566 | -0.016188 | 939.3606 | -0.21044 | 929.3223 | 0 | 939.3606 | -0.13056 | 701.6119 | 0.00047872 | 939.6565 | 0 | 939.6565 | 0 | 939.6565 | 0 | 939.6566 | 0 | 939.6565 | 0 | 939.6565 | 0 | 701.6119 | 0.00035698 | 939.6566 | 0 | 939.3606 | -0.025046 | 1035.8806 | 0.026232 | 939.3606 | -0.041746 | 1036.1084 | 0 | 1035.8806 | 0.034654 | 925.2605 | 0
|  | 939.8987 | 0.015784 | 939.6023 | -0.015353 | 700.646 | 0.021685 | 939.8987 | -0.0033302 | 939.6023 | 0.010476 | 929.5623 | 0 | 939.6023 | 0.07205 | 701.7328 | 0.00024588 | 939.8987 | 0.053111 | 939.8987 | 0 | 939.8987 | 0.0065961 | 939.8987 | 0.00073175 | 939.8987 | 0.010353 | 939.8987 | 0.035548 | 701.7328 | 0.00018346 | 939.8987 | 0.0042394 | 939.6023 | 0.046427 | 1036.0491 | 0.031043 | 939.6023 | 0.0090321 | 1036.2785 | 0.00032174 | 1036.0491 | 0.033167 | 925.4962 | 0
|  | 940.1408 | -0.0031042 | 939.8439 | -0.061367 | 700.7719 | 0 | 940.1408 | -0.0086187 | 939.8439 | -0.29907 | 929.8022 | 0 | 939.8439 | -0.12407 | 701.8537 | 0.0004966 | 940.1408 | 0 | 940.1408 | 0 | 940.1408 | 0 | 940.1408 | 0 | 940.1408 | 0 | 940.1408 | 0 | 701.8537 | 0.0003169 | 940.1408 | 0 | 939.8439 | -0.10792 | 1036.2177 | 0.028547 | 939.8439 | -0.018133 | 1036.4487 | 0 | 1036.2177 | 0.03405 | 925.7319 | 0
|  | 940.383 | 0.0084469 | 940.0856 | -0.010073 | 700.8979 | 0.010412 | 940.383 | -0.015493 | 940.0856 | 0.060846 | 930.0421 | 0 | 940.0856 | 0.063044 | 701.9745 | 0.00025109 | 940.383 | 0.10905 | 940.383 | 0 | 940.383 | 0.011177 | 940.383 | 0.0054693 | 940.383 | 0.019728 | 940.383 | 0.06705 | 701.9745 | 0.00013344 | 940.383 | 0.006643 | 940.0856 | 0.065771 | 1036.3863 | 0.024326 | 940.0856 | 0.001036 | 1036.6188 | 0.00032174 | 1036.3863 | 0.03182 | 925.9677 | 0
|  | 940.6251 | -0.0091901 | 940.3273 | -0.01649 | 701.0239 | 0 | 940.6251 | -0.0043817 | 940.3273 | -0.17436 | 930.282 | 0 | 940.3273 | -0.1299 | 702.0954 | 0.00048617 | 940.6251 | 0 | 940.6251 | 0 | 940.6251 | 0 | 940.6251 | 0 | 940.6251 | 0 | 940.6251 | 0 | 702.0954 | 0.00024684 | 940.6251 | 0 | 940.3273 | -0.048259 | 1036.5549 | 0.026006 | 940.3273 | 0.0040946 | 1036.7889 | 0 | 1036.5549 | 0.03247 | 926.2034 | 0
|  | 940.8673 | 0.010866 | 940.569 | 0.03388 | 701.1498 | 0.01901 | 940.8673 | -0.0020271 | 940.569 | 0.08912 | 930.522 | 0 | 940.569 | 0.08189 | 702.2163 | 0.00023601 | 940.8673 | 0.019058 | 940.8673 | 0 | 940.8673 | 0.023892 | 940.8673 | 0.016607 | 940.8673 | 0.031233 | 940.8673 | 0.079802 | 702.2163 | 0.0001134 | 940.8673 | 0.0081158 | 940.569 | 0.035635 | 1036.7235 | 0.029137 | 940.569 | 0.029436 | 1036.959 | 0.0009651 | 1036.7235 | 0.03117 | 926.4392 | 0
|  | 941.1094 | -0.0015215 | 940.8107 | -0.035292 | 701.2758 | 0 | 941.1094 | -0.024769 | 940.8107 | -0.23458 | 930.762 | 0 | 940.8107 | -0.14984 | 702.3371 | 0.00045879 | 941.1094 | 0 | 941.1094 | 0 | 941.1094 | 0 | 941.1094 | 0 | 941.1094 | 0 | 941.1094 | 0 | 702.3371 | 0.00028692 | 941.1094 | 0 | 940.8107 | -0.072694 | 1036.892 | 0.031452 | 940.8107 | -0.044716 | 1037.1292 | 0 | 1036.892 | 0.032795 | 926.6749 | 0
|  | 941.3516 | 0.018163 | 941.0524 | -0.011424 | 701.4018 | 0.01175 | 941.3516 | -0.0064297 | 941.0524 | 0.064757 | 931.002 | 0 | 941.0524 | 0.067049 | 702.458 | 0.00022632 | 941.3516 | 0.065074 | 941.3516 | 0 | 941.3516 | 0 | 941.3516 | 0.0088797 | 941.3516 | 0.018934 | 941.3516 | 0.0052335 | 702.458 | 0.00017352 | 941.3516 | 0.0091093 | 941.0524 | 0.048056 | 1037.0606 | 0.026187 | 941.0524 | -0.026759 | 1037.2993 | 0.00053624 | 1037.0606 | 0.031727 | 926.9106 | 0
|  | 941.5938 | 0.0027578 | 941.2941 | -0.034689 | 701.5278 | 0 | 941.5938 | -0.017796 | 941.2941 | -0.29283 | 931.2419 | 0 | 941.2941 | -0.13433 | 702.5789 | 0.00042898 | 941.5938 | 0 | 941.5938 | 0 | 941.5938 | 0 | 941.5938 | 0 | 941.5938 | 0 | 941.5938 | 0 | 702.5789 | 0.000327 | 941.5938 | 0 | 941.2941 | -0.068418 | 1037.2292 | 0.036126 | 941.2941 | -0.048709 | 1037.4695 | 0 | 1037.2292 | 0.033074 | 927.1464 | 0
|  | 941.836 | 0.017618 | 941.5359 | 0.010194 | 701.6538 | 0.0048037 | 941.836 | 0.0013565 | 941.5359 | 0.1545 | 931.4819 | 0 | 941.5359 | 0.042216 | 702.6997 | 0.00020862 | 941.836 | 0.080744 | 941.836 | 0 | 941.836 | 0.023097 | 941.836 | 0.01229 | 941.836 | 0.013011 | 941.836 | 0.063563 | 702.6997 | 0.00015348 | 941.836 | 0.010462 | 941.5359 | 0.034006 | 1037.3978 | 0.02891 | 941.5359 | 0.049886 | 1037.6396 | 0.0009651 | 1037.3978 | 0.031913 | 927.3821 | 0
|  | 942.0782 | -0.0099807 | 941.7776 | -0.067595 | 701.7798 | 0 | 942.0782 | -0.036568 | 941.7776 | -0.47167 | 931.7219 | 0 | 941.7776 | -0.14065 | 702.8206 | 0.00044314 | 942.0782 | 0 | 942.0782 | 0 | 942.0782 | 0 | 942.0782 | 0 | 942.0782 | 0 | 942.0782 | 0 | 702.8206 | 0.00033694 | 942.0782 | 0 | 941.7776 | -0.057015 | 1037.5664 | 0.025143 | 941.7776 | -0.00035002 | 1037.8097 | 0 | 1037.5664 | 0.033167 | 927.6179 | 0
|  | 942.3204 | -0.01385 | 942.0193 | -0.019149 | 701.9058 | 0.013756 | 942.3204 | 0.010706 | 942.0193 | 0.019277 | 931.9619 | 0 | 942.0193 | 0.055736 | 702.9415 | 0.00029058 | 942.3204 | 0.06319 | 942.3204 | 0 | 942.3204 | 0.021235 | 942.3204 | 0.0024335 | 942.3204 | 0.0067072 | 942.3204 | 0.044279 | 702.9415 | 0.00022525 | 942.3204 | 0.0098418 | 942.0193 | -0.0047989 | 1037.7349 | 0.043978 | 942.0193 | 0.057017 | 1037.9799 | 0.00053624 | 1037.7349 | 0.033306 | 927.8537 | 0
|  | 942.5626 | 0.023135 | 942.2611 | -0.020661 | 702.0318 | 0 | 942.5626 | -0.02031 | 942.2611 | 0.037734 | 932.2019 | 0 | 942.2611 | 0.043236 | 703.0624 | 0.00036043 | 942.5626 | 0.14058 | 942.5626 | 0 | 942.5626 | 0.0032008 | 942.5626 | 0.0014222 | 942.5626 | 0.015779 | 942.5626 | 0.061848 | 703.0624 | 0.00028195 | 942.5626 | 0.005829 | 942.2611 | 0.024231 | 1037.9035 | 0.038759 | 942.2611 | 0.036238 | 1038.15 | 0 | 1037.9035 | 0.03391 | 928.0895 | 0
|  | 942.8048 | -0.033637 | 942.5028 | -0.03196 | 702.1579 | 0.0049694 | 942.8048 | -0.037316 | 942.5028 | -0.19554 | 932.4419 | 0 | 942.5028 | -0.13337 | 703.1832 | 0.00016951 | 942.8048 | 0 | 942.8048 | 0 | 942.8048 | 0 | 942.8048 | 0 | 942.8048 | 0 | 942.8048 | 0 | 703.1832 | 0.00012505 | 942.8048 | 0 | 942.5028 | -0.088374 | 1038.0721 | 0.029909 | 942.5028 | -0.037652 | 1038.3202 | 0.00010725 | 1038.0721 | 0.033725 | 928.3253 | 0
|  | 943.0471 | 0.022354 | 942.7445 | -0.0080634 | 702.284 | 0 | 943.0471 | -0.0051145 | 942.7445 | 0.13601 | 932.6819 | 0 | 942.7445 | 0.067098 | 703.3041 | 0.00015274 | 943.047 | 0.095506 | 943.047 | 0 | 943.047 | 0.01717 | 943.0471 | 0.011427 | 943.047 | 0.017653 | 943.047 | 0.071675 | 703.3041 | 0.00014509 | 943.0471 | 0.0095748 | 942.7446 | 0.049481 | 1038.2407 | 0.034719 | 942.7445 | 0.015922 | 1038.4903 | 0 | 1038.2407 | 0.032795 | 928.5611 | 0
|  | 943.2892 | 0.015724 | 942.9863 | -0.0093263 | 702.41 | 0.0091104 | 943.2892 | -0.01994 | 942.9863 | -0.1199 | 932.9219 | 0 | 942.9863 | -0.10869 | 703.425 | 0.00013952 | 943.2893 | 0 | 943.2893 | 0 | 943.2893 | 0 | 943.2892 | 0 | 943.2893 | 0 | 943.2893 | 0 | 703.425 | 0.00014183 | 943.2893 | 0 | 942.9863 | -0.06007 | 1038.4093 | 0.021558 | 942.9863 | 0.0052433 | 1038.6605 | 0.00010725 | 1038.4093 | 0.033214 | 928.7969 | 0
|  | 943.5315 | 0.013586 | 943.2281 | 0.0013206 | 702.5361 | 0 | 943.5315 | 0.0081089 | 943.2281 | -0.122 | 933.162 | 0 | 943.2281 | 0.061696 | 703.5459 | 0.00014082 | 943.5315 | 0.089131 | 943.5315 | 0 | 943.5315 | 0.016308 | 943.5315 | 0.003798 | 943.5315 | 0.0044684 | 943.5315 | 0.08633 | 703.5459 | 0.00017352 | 943.5315 | 0.01114 | 943.2281 | 0.031766 | 1038.5778 | 0.039349 | 943.2281 | 0.020443 | 1038.8306 | 7.1499e-05 | 1038.5778 | 0.031959 | 929.0326 | 0
|  | 943.7737 | -0.012826 | 943.4698 | -0.023438 | 702.6622 | 0.01624 | 943.7737 | -0.0066921 | 943.4698 | -0.38458 | 933.402 | 0 | 943.4698 | -0.14849 | 703.6667 | 0.00015908 | 943.7737 | 0 | 943.7737 | 0 | 943.7737 | 0 | 943.7737 | 0 | 943.7737 | 0 | 943.7737 | 0 | 703.6667 | 0.0001235 | 943.7737 | 0 | 943.4698 | -0.03034 | 1038.7464 | 0.031769 | 943.4698 | -0.046674 | 1039.0008 | 0.00010725 | 1038.7464 | 0.03326 | 929.2685 | 0
|  | 944.016 | 0.012545 | 943.7116 | -0.018702 | 702.7883 | 0 | 944.016 | 0.0069326 | 943.7116 | -0.08376 | 933.6421 | 0 | 943.7116 | 0.089265 | 703.7876 | 0.00017081 | 944.016 | 0.044941 | 944.016 | 0 | 944.016 | 0.027459 | 944.016 | 0.0042625 | 944.016 | 0.0058683 | 944.016 | 0.02365 | 703.7876 | 9.8495e-05 | 944.016 | 0.0091991 | 943.7116 | 0.06292 | 1038.915 | 0.046973 | 943.7116 | -0.0067099 | 1039.1709 | 7.1499e-05 | 1038.915 | 0.03261 | 929.5043 | 0
|  | 944.2582 | -0.0097399 | 943.9534 | -0.021701 | 702.9144 | 0.0029816 | 944.2582 | 0.0066504 | 943.9534 | -0.18433 | 933.8821 | 0 | 943.9534 | -0.14472 | 703.9085 | 0.00016578 | 944.2582 | 0 | 944.2582 | 0 | 944.2582 | 0 | 944.2582 | 0 | 944.2582 | 0 | 944.2582 | 0 | 703.9085 | 8.5134e-05 | 944.2582 | 0 | 943.9534 | -0.069844 | 1039.0836 | 0.025779 | 943.9534 | -0.035366 | 1039.3411 | 0 | 1039.0836 | 0.034096 | 929.7401 | 0
|  | 944.5005 | -0.0033401 | 944.1952 | -0.0038852 | 703.0406 | 0 | 944.5005 | 0.0085468 | 944.1952 | 0.0407 | 934.1222 | 0 | 944.1952 | 0.075885 | 704.0294 | 0.00014213 | 944.5005 | 0.11913 | 944.5005 | 0 | 944.5005 | 0.010058 | 944.5005 | 0.012424 | 944.5005 | 0.011743 | 944.5005 | 0.05185 | 704.0294 | 0.00013515 | 944.5005 | 0.0090592 | 944.1952 | 0.072694 | 1039.2522 | 0.03127 | 944.1952 | 0.01777 | 1039.5113 | 0.00028599 | 1039.2522 | 0.032656 | 929.976 | 0
|  | 944.7428 | -0.00023002 | 944.4369 | 0.04204 | 703.1667 | 0.0092761 | 944.7428 | -0.025969 | 944.4369 | -0.19784 | 934.3622 | 0 | 944.4369 | -0.1289 | 704.1503 | 0.00013356 | 944.7428 | 0 | 944.7428 | 0 | 944.7428 | 4.0311e-05 | 944.7428 | 0.0058812 | 944.7428 | 0 | 944.7428 | 0 | 704.1503 | 0.00015674 | 944.7428 | 0 | 944.4369 | -0.0047779 | 1039.4207 | 0.026641 | 944.4369 | -0.028053 | 1039.6814 | 0.00032174 | 1039.4207 | 0.03405 | 930.2118 | 0
|  | 944.985 | 0.015699 | 944.6787 | -0.0098236 | 703.2928 | 0 | 944.985 | -0.0075999 | 944.6787 | -0.056135 | 934.6024 | 0 | 944.6787 | 0.077386 | 704.2712 | 0.00012145 | 944.985 | 0.12225 | 944.985 | 0 | 944.985 | 0.010654 | 944.985 | 0.0080627 | 944.985 | 0.017459 | 944.985 | 0.10232 | 704.2712 | 0.00013687 | 944.9851 | 0.0073646 | 944.6787 | 0.039096 | 1039.5893 | 0.034311 | 944.6787 | 0.0069993 | 1039.8516 | 7.1499e-05 | 1039.5893 | 0.032795 | 930.4476 | 0
|  | 945.2274 | 0.029576 | 944.9205 | -0.015569 | 703.419 | 0.013565 | 945.2274 | -0.017463 | 944.9205 | -0.14259 | 934.8424 | 0 | 944.9205 | -0.13351 | 704.3921 | 0.00016317 | 945.2273 | 0 | 945.2273 | 0 | 945.2273 | 0 | 945.2274 | 0 | 945.2273 | 0 | 945.2273 | 0 | 704.3921 | 0.00010672 | 945.2274 | 0 | 944.9205 | -0.060477 | 1039.7579 | 0.039803 | 944.9205 | -0.0064428 | 1040.0218 | 0.00010725 | 1039.7579 | 0.034235 | 930.6835 | 0
|  | 945.4696 | 0.027263 | 945.1623 | 0.032644 | 703.5452 | 0 | 945.4696 | 0.034521 | 945.1623 | -0.009253 | 935.0825 | 0 | 945.1623 | 0.079189 | 704.513 | 0.00016262 | 945.4696 | 0.08453 | 945.4696 | 0 | 945.4696 | 0.022731 | 945.4696 | 0.016193 | 945.4696 | 0.01892 | 945.4696 | 0.058296 | 704.513 | 9.6782e-05 | 945.4696 | 0.013057 | 945.1623 | 0.048056 | 1039.9265 | 0.031134 | 945.1623 | 0.0847 | 1040.1919 | 0 | 1039.9265 | 0.032795 | 930.9194 | 0
|  | 945.7119 | -0.016355 | 945.4041 | -0.015373 | 703.6713 | 0.005135 | 945.7119 | -0.034423 | 945.4041 | -0.17279 | 935.3226 | 0 | 945.4041 | -0.11198 | 704.6338 | 0.00018553 | 945.7119 | 0 | 945.7119 | 0 | 945.7119 | 0 | 945.7119 | 0 | 945.7119 | 0 | 945.7119 | 0 | 704.6338 | 0.00012179 | 945.7119 | 0 | 945.4041 | -0.081043 | 1040.095 | 0.018925 | 945.4041 | -0.051815 | 1040.3621 | 0.00032174 | 1040.095 | 0.034654 | 931.1552 | 0
|  | 945.9542 | 0.030729 | 945.646 | -0.027012 | 703.7975 | 0 | 945.9542 | 0.013035 | 945.646 | 0.079725 | 935.5627 | 0 | 945.646 | 0.10071 | 704.7547 | 0.00016168 | 945.9542 | 0.052717 | 945.9542 | 0 | 945.9542 | 0.0095274 | 945.9542 | 0.003032 | 945.9542 | 0.014177 | 945.9542 | 0.042861 | 704.7547 | 0.0001235 | 945.9542 | 0.0039065 | 945.646 | 0.065364 | 1040.2636 | 0.031179 | 945.646 | 0.042134 | 1040.5322 | 7.1499e-05 | 1040.2636 | 0.033957 | 931.3911 | 0
|  | 946.1965 | -0.029964 | 945.8878 | -0.03837 | 703.9237 | 0.01089 | 946.1965 | -0.00012966 | 945.8878 | -0.22694 | 935.8028 | 0 | 945.8878 | -0.15265 | 704.8756 | 0.00013952 | 946.1965 | 0 | 946.1965 | 0 | 946.1965 | 0 | 946.1965 | 0 | 946.1965 | 0 | 946.1965 | 0 | 704.8756 | 0.00014012 | 946.1965 | 0 | 945.8878 | -0.06007 | 1040.4322 | 0.023691 | 945.8878 | -0.059589 | 1040.7024 | 0.00032174 | 1040.4322 | 0.035118 | 931.6269 | 0
|  | 946.4388 | 0.0033704 | 946.1296 | 0.0083045 | 704.0499 | 0 | 946.4388 | -0.0097821 | 946.1296 | 0.11065 | 936.0429 | 0 | 946.1296 | 0.07979 | 704.9965 | 0.0001248 | 946.4388 | 0.15581 | 946.4388 | 0 | 946.4388 | 0.018251 | 946.4388 | 0.01269 | 946.4388 | 0.016452 | 946.4388 | 0.093149 | 704.9965 | 0.0001468 | 946.4388 | 0.0030801 | 946.1296 | 0.03258 | 1040.6008 | 0.033812 | 946.1296 | 0.0084277 | 1040.8726 | 0 | 1040.6008 | 0.033446 | 931.8628 | 0
|  | 946.6812 | -0.012674 | 946.3714 | -0.012572 | 704.1762 | 0.0059632 | 946.6812 | -0.022015 | 946.3714 | -0.32611 | 936.2831 | 0 | 946.3714 | -0.13942 | 705.1174 | 0.00012666 | 946.6812 | 0 | 946.6812 | 0 | 946.6812 | 0 | 946.6812 | 0 | 946.6812 | 0 | 946.6812 | 0 | 705.1174 | 0.00011682 | 946.6812 | 0 | 946.3714 | -0.08369 | 1040.7694 | 0.028184 | 946.3714 | -0.020604 | 1041.0428 | 0 | 1040.7694 | 0.034096 | 932.0987 | 0
|  | 946.9235 | 0.029495 | 946.6133 | 0.021328 | 704.3024 | 0 | 946.9235 | 0.0092799 | 946.6133 | 0.18854 | 936.5232 | 0 | 946.6133 | 0.081811 | 705.2383 | 0.00014045 | 946.9235 | 0.059721 | 946.9235 | 0 | 946.9235 | 0.012523 | 946.9235 | 0.013561 | 946.9235 | 0.0063312 | 946.9235 | 0.064136 | 705.2383 | 9.1815e-05 | 946.9235 | 0.0057021 | 946.6133 | 0.059866 | 1040.9379 | 0.026505 | 946.6133 | -0.019462 | 1041.2129 | 0 | 1040.9379 | 0.032888 | 932.3347 | 0
|  | 947.1658 | -0.0086847 | 946.8551 | -0.020954 | 704.4286 | 0.004638 | 947.1658 | -0.020803 | 946.8551 | -0.3523 | 936.7633 | 0 | 946.8551 | -0.12647 | 705.3592 | 0.00015349 | 947.1658 | 0 | 947.1658 | 0 | 947.1658 | 0 | 947.1658 | 0 | 947.1658 | 0 | 947.1658 | 0 | 705.3592 | 6.1666e-05 | 947.1658 | 0 | 946.8551 | -0.061088 | 1041.1065 | 0.027231 | 946.8551 | -0.050756 | 1041.3831 | 0 | 1041.1065 | 0.033817 | 932.5706 | 0
|  | 947.4082 | 0.031243 | 947.097 | 0.018079 | 704.5549 | 0 | 947.4082 | -0.0079185 | 947.097 | -0.011286 | 937.0035 | 0 | 947.097 | 0.055768 | 705.4801 | 0.00014268 | 947.4082 | 0.079387 | 947.4082 | 0 | 947.4082 | 0.025014 | 947.4082 | 0.014251 | 947.4082 | 0.02831 | 947.4082 | 0.067407 | 705.4801 | 8.1708e-05 | 947.4082 | 0.0087941 | 947.097 | 0.12869 | 1041.2751 | 0.035173 | 947.097 | 0.0087556 | 1041.5533 | 7.1499e-05 | 1041.2751 | 0.032888 | 932.8065 | 0
|  | 947.6505 | -0.013881 | 947.3388 | -0.016316 | 704.6812 | 0.014425 | 947.6505 | 0.005207 | 947.3388 | -0.28579 | 937.2437 | 0 | 947.3388 | -0.097191 | 705.601 | 0.00014008 | 947.6505 | 0 | 947.6505 | 0 | 947.6505 | 0 | 947.6505 | 0 | 947.6505 | 0 | 947.6505 | 0 | 705.601 | 9.3356e-05 | 947.6505 | 0 | 947.3388 | -0.094482 | 1041.4437 | 0.034538 | 947.3388 | 0.026216 | 1041.7235 | 0 | 1041.4437 | 0.034143 | 933.0424 | 0
|  | 947.8929 | 0.0010108 | 947.5807 | -0.0032666 | 704.8074 | 0 | 947.8929 | -0.017174 | 947.5807 | 0.069312 | 937.4838 | 0 | 947.5807 | 0.075445 | 705.7219 | 0.00013058 | 947.8929 | 0 | 947.8929 | 0 | 947.8929 | 0.0094857 | 947.8929 | 0.0087481 | 947.8929 | 0.010277 | 947.8929 | 0.031705 | 705.7219 | 0.00013344 | 947.8929 | 0.0037219 | 947.5807 | 0.082468 | 1041.6122 | 0.033176 | 947.5807 | -0.010582 | 1041.8937 | 0 | 1041.6122 | 0.033492 | 933.2783 | 0
|  | 948.1353 | -0.017386 | 947.8226 | -0.013508 | 704.9337 | 0.0034785 | 948.1353 | -0.013569 | 947.8226 | -0.24795 | 937.724 | 0 | 947.8226 | -0.12606 | 705.8428 | 0.00014343 | 948.1353 | 0 | 948.1353 | 0 | 948.1353 | 0 | 948.1353 | 0 | 948.1353 | 0 | 948.1353 | 0 | 705.8428 | 0.00015519 | 948.1353 | 0 | 947.8226 | -0.022195 | 1041.7808 | 0.033449 | 947.8226 | -0.02543 | 1042.0638 | 0 | 1041.7808 | 0.034375 | 933.5142 | 0
|  | 948.3776 | 0.014842 | 948.0644 | -0.0072609 | 705.06 | 0 | 948.3776 | 0.012373 | 948.0644 | 0.105 | 937.9642 | 0 | 948.0644 | 0.078309 | 705.9637 | 0.00014082 | 948.3776 | 0.015824 | 948.3776 | 0 | 948.3776 | 0.0066135 | 948.3776 | 0.005128 | 948.3776 | 0.02007 | 948.3776 | 0.08013 | 705.9637 | 0.00012847 | 948.3776 | 0.0070414 | 948.0644 | 0.099777 | 1041.9494 | 0.038759 | 948.0644 | 0.012533 | 1042.234 | 0 | 1041.9494 | 0.033399 | 933.7501 | 0
|  | 948.62 | -0.0065586 | 948.3063 | -0.0021705 | 705.1863 | 0.022162 | 948.62 | -0.028696 | 948.3063 | -0.2581 | 938.2043 | 0 | 948.3063 | -0.11465 | 706.0846 | 0.00014566 | 948.62 | 0 | 948.62 | 0 | 948.62 | 0 | 948.62 | 0 | 948.62 | 0 | 948.62 | 0 | 706.0846 | 0.0001134 | 948.62 | 0 | 948.3063 | -0.11831 | 1042.118 | 0.030317 | 948.3063 | -0.046012 | 1042.4042 | 0.00053624 | 1042.118 | 0.034189 | 933.9861 | 0
|  | 948.8624 | 0.0085544 | 948.5482 | 0.0091973 | 705.3127 | 0 | 948.8624 | 0.010023 | 948.5482 | 0.10899 | 938.4445 | 0 | 948.5482 | 0.061708 | 706.2055 | 0.00013002 | 948.8624 | 0.072109 | 948.8624 | 0 | 948.8624 | 0.021018 | 948.8624 | 0.016963 | 948.8624 | 0.015529 | 948.8624 | 0.05501 | 706.2055 | 9.8495e-05 | 948.8624 | 0.01107 | 948.5482 | 0.077581 | 1042.2866 | 0.033812 | 948.5482 | -0.068918 | 1042.5744 | 0 | 1042.2866 | 0.032795 | 934.222 | 0
|  | 949.1048 | -0.026929 | 948.7901 | 0.007368 | 705.439 | 0.018914 | 949.1048 | -0.018821 | 948.7901 | -0.29886 | 938.6847 | 0 | 948.7901 | -0.14167 | 706.3264 | 0.00012666 | 949.1048 | 0.01386 | 949.1048 | 0 | 949.1048 | 0 | 949.1048 | 0 | 949.1048 | 0 | 949.1048 | 0 | 706.3264 | 0.00013344 | 949.1048 | 0 | 948.7901 | -0.064142 | 1042.4551 | 0.035582 | 948.7901 | -0.015386 | 1042.7446 | 0 | 1042.4551 | 0.033957 | 934.4579 | 0
|  | 949.3472 | 0.0048756 | 949.032 | 0.0051232 | 705.5653 | 0 | 949.3472 | 0.0025604 | 949.032 | 0.059535 | 938.9249 | 0 | 949.032 | 0.080474 | 706.4473 | 0.00012704 | 949.3472 | 0.12115 | 949.3472 | 0 | 949.3472 | 0.03157 | 949.3472 | 0.012389 | 949.3472 | 0.027307 | 949.3472 | 0.063625 | 706.4473 | 0.00011511 | 949.3472 | 0.0016707 | 949.032 | 0.068418 | 1042.6237 | 0.033267 | 949.032 | 0.06242 | 1042.9148 | 0 | 1042.6237 | 0.033028 | 934.6939 | 0
|  | 949.5896 | -0.00080597 | 949.2739 | -0.013069 | 705.6917 | 0.011559 | 949.5896 | -0.033668 | 949.2739 | -0.25009 | 939.1652 | 0 | 949.2739 | -0.15859 | 706.5682 | 0.00013877 | 949.5896 | 0 | 949.5896 | 0 | 949.5896 | 0 | 949.5896 | 0 | 949.5896 | 0 | 949.5896 | 0 | 706.5682 | 0.00010672 | 949.5896 | 0 | 949.2739 | -0.061902 | 1042.7923 | 0.027912 | 949.2739 | -0.021635 | 1043.085 | 0.00010725 | 1042.7923 | 0.033957 | 934.9299 | 0
|  | 949.832 | 0.011726 | 949.5158 | 0.012642 | 705.8181 | 0 | 949.832 | -0.013607 | 949.5158 | 0.11459 | 939.4053 | 0 | 949.5158 | 0.046144 | 706.6891 | 0.00015777 | 949.832 | 0.07498 | 949.832 | 0 | 949.832 | 0.02927 | 949.832 | 0.010068 | 949.832 | 0.013011 | 949.832 | 0.075897 | 706.6891 | 8.5134e-05 | 949.832 | 0.0097072 | 949.5158 | 0.0786 | 1042.9608 | 0.034629 | 949.5158 | 0.044106 | 1043.2552 | 0 | 1042.9608 | 0.032099 | 935.1658 | 0
|  | 950.0744 | -0.0027996 | 949.7577 | -0.050147 | 705.9444 | 0.016431 | 950.0744 | -0.01602 | 949.7577 | -0.27144 | 939.6456 | 0 | 949.7577 | -0.15243 | 706.81 | 0.00016615 | 950.0744 | 0 | 950.0744 | 0 | 950.0744 | 0 | 950.0744 | 0 | 950.0744 | 0 | 950.0744 | 0 | 706.81 | 9.3356e-05 | 950.0744 | 0 | 949.7577 | -0.096722 | 1043.1294 | 0.023237 | 949.7577 | -0.029676 | 1043.4254 | 0.00010725 | 1043.1294 | 0.032656 | 935.4018 | 0
|  | 950.3168 | 0.013628 | 949.9996 | -0.024517 | 706.0708 | 0 | 950.3168 | -0.0056365 | 949.9996 | -0.029428 | 939.8858 | 0 | 949.9996 | 0.033736 | 706.9309 | 0.00015926 | 950.3168 | 0.089556 | 950.3168 | 0 | 950.3168 | 0.0036319 | 950.3168 | 0.00040585 | 950.3168 | 0.010067 | 950.3168 | 0.064987 | 706.9309 | 0.00010346 | 950.3168 | 0.0032776 | 949.9996 | 0.048259 | 1043.298 | 0.045158 | 949.9996 | 0.016086 | 1043.5956 | 0 | 1043.298 | 0.031959 | 935.6378 | 0
|  | 950.5593 | -0.005063 | 950.2415 | -0.024075 | 706.1972 | 0.018723 | 950.5593 | -0.023146 | 950.2415 | -0.29695 | 940.126 | 0 | 950.2415 | -0.13928 | 707.0518 | 0.00012573 | 950.5593 | 0 | 950.5593 | 0 | 950.5593 | 0 | 950.5593 | 0 | 950.5593 | 0 | 950.5593 | 0 | 707.0518 | 0.00011511 | 950.5593 | 0 | 950.2415 | -0.038893 | 1043.4666 | 0.032405 | 950.2415 | 0.032819 | 1043.7658 | 0 | 1043.4666 | 0.033074 | 935.8738 | 0
|  | 950.8017 | 0.0091367 | 950.4834 | 0.0037617 | 706.3236 | 0 | 950.8017 | -0.011426 | 950.4834 | 0.11495 | 940.3663 | 0 | 950.4834 | 0.067823 | 707.1728 | 0.00011977 | 950.8017 | 0.076923 | 950.8017 | 0 | 950.8017 | 0.008797 | 950.8017 | 0.0095515 | 950.8017 | 0.023358 | 950.8017 | 0.13501 | 707.1728 | 0.00013344 | 950.8017 | 0.0066434 | 950.4834 | 0.034209 | 1043.6351 | 0.025052 | 950.4834 | 0.02772 | 1043.936 | 0 | 1043.6351 | 0.032284 | 936.1097 | 0
|  | 951.0442 | -0.01852 | 950.7254 | -0.0010578 | 706.4501 | 0.010794 | 951.0442 | -0.025523 | 950.7254 | -0.23775 | 940.6066 | 0 | 950.7254 | -0.1411 | 707.2937 | 0.00012238 | 951.0442 | 0 | 951.0442 | 0 | 951.0442 | 0 | 951.0442 | 0 | 951.0442 | 0 | 951.0442 | 0 | 707.2937 | 0.00013344 | 951.0442 | 0 | 950.7254 | -0.0281 | 1043.8037 | 0.023373 | 950.7254 | -0.016095 | 1044.1062 | 0.00010725 | 1043.8037 | 0.033725 | 936.3458 | 0
|  | 951.2866 | 0.011735 | 950.9673 | -0.0081659 | 706.5765 | 0 | 951.2866 | -0.0054023 | 950.9673 | -0.039503 | 940.8468 | 0 | 950.9673 | 0.092399 | 707.4146 | 0.00014492 | 951.2866 | 0.072461 | 951.2866 | 0 | 951.2866 | 0.024859 | 951.2866 | 0.012784 | 951.2866 | 0.030809 | 951.2866 | 0.081928 | 707.4146 | 0.00016684 | 951.2866 | 0.0085411 | 950.9673 | 0.050906 | 1043.9723 | 0.033176 | 950.9673 | -0.00019177 | 1044.2764 | 0 | 1043.9723 | 0.033214 | 936.5818 | 0
|  | 951.5291 | -0.024437 | 951.2093 | -0.024397 | 706.7029 | 0.0082822 | 951.5291 | -0.031295 | 951.2093 | -0.46024 | 941.0871 | 0 | 951.2093 | -0.12346 | 707.5355 | 0.00014734 | 951.5291 | 0 | 951.5291 | 0 | 951.5291 | 0 | 951.5291 | 0 | 951.5291 | 0 | 951.5291 | 0 | 707.5355 | 0.00018688 | 951.529 | 0 | 951.2093 | -0.054368 | 1044.1409 | 0.023373 | 951.2093 | -0.064103 | 1044.4466 | 0.00010725 | 1044.1409 | 0.034421 | 936.8178 | 0
|  | 951.7715 | 0.02793 | 951.4512 | -0.011368 | 706.8294 | 0 | 951.7715 | 0.0019802 | 951.4512 | -0.11476 | 941.3274 | 0 | 951.4512 | 0.084948 | 707.6564 | 0.0001371 | 951.7715 | 0.11836 | 951.7715 | 0 | 951.7715 | 0.017341 | 951.7715 | 0.008071 | 951.7715 | 0.033162 | 951.7715 | 0.059661 | 707.6564 | 0.00019357 | 951.7716 | 0.005475 | 951.4512 | 0.074323 | 1044.3094 | 0.037987 | 951.4512 | 0.029024 | 1044.6168 | 0 | 1044.3094 | 0.032795 | 937.0538 | 0
|  | 952.014 | 0.00096878 | 951.6932 | -0.015476 | 706.9558 | 0.014616 | 952.014 | -0.031943 | 951.6932 | -0.26503 | 941.5676 | 0 | 951.6932 | -0.111 | 707.7773 | 0.00013654 | 952.014 | 0 | 952.014 | 0 | 952.014 | 0 | 952.014 | 0 | 952.014 | 0 | 952.014 | 0 | 707.7773 | 0.00016187 | 952.014 | 0 | 951.6932 | -0.039096 | 1044.478 | 0.031996 | 951.6932 | -0.025958 | 1044.787 | 0 | 1044.478 | 0.033957 | 937.2899 | 0
|  | 952.2565 | 0.011393 | 951.9351 | 0.0081503 | 707.0823 | 0 | 952.2565 | -0.0022441 | 951.9351 | 0.096323 | 941.8079 | 0 | 951.9351 | 0.10407 | 707.8983 | 0.00014101 | 952.2565 | 0.072447 | 952.2565 | 0 | 952.2565 | 0.022717 | 952.2565 | 0.0089344 | 952.2565 | 0.031231 | 952.2565 | 0.066715 | 707.8983 | 0.000105 | 952.2565 | 0.0058478 | 951.9351 | 0.058033 | 1044.6466 | 0.029591 | 951.9351 | 0.020394 | 1044.9572 | 0 | 1044.6466 | 0.032517 | 937.5259 | 0
|  | 952.499 | -0.014477 | 952.1771 | -0.043067 | 707.2088 | 0.0092761 | 952.499 | -0.012764 | 952.1771 | -0.30335 | 942.0482 | 0 | 952.1771 | -0.14892 | 708.0192 | 0.0001574 | 952.499 | 0 | 952.499 | 0 | 952.499 | 0 | 952.499 | 0 | 952.499 | 0 | 952.499 | 0 | 708.0192 | 9.3356e-05 | 952.499 | 0 | 952.1771 | -0.09713 | 1044.8151 | 0.030317 | 952.1771 | 0.012575 | 1045.1274 | 0 | 1044.8151 | 0.033585 | 937.7619 | 0
|  | 952.7415 | 0.020528 | 952.4191 | -0.0052514 | 707.3353 | 0 | 952.7415 | -0.0054561 | 952.4191 | 0.0091783 | 942.2886 | 0 | 952.4191 | 0.063719 | 708.1401 | 0.00014958 | 952.7415 | 0.071427 | 952.7415 | 0 | 952.7415 | 0.016133 | 952.7415 | 0.0077046 | 952.7415 | 0.033064 | 952.7415 | 0.058632 | 708.1401 | 7.6741e-05 | 952.7415 | 0.005407 | 952.4191 | 0.020566 | 1044.9837 | 0.027367 | 952.4191 | 0.076514 | 1045.2976 | 0 | 1044.9837 | 0.032377 | 937.9979 | 0
|  | 952.9839 | -0.015678 | 952.661 | -0.033805 | 707.4618 | 0.014042 | 952.9839 | -0.02746 | 952.661 | -0.3768 | 942.5289 | 0 | 952.661 | -0.14015 | 708.261 | 0.0001492 | 952.984 | 0 | 952.984 | 0 | 952.984 | 0 | 952.9839 | 0 | 952.984 | 0 | 952.984 | 0 | 708.261 | 7.9995e-05 | 952.984 | 0 | 952.661 | -0.087559 | 1045.1523 | 0.026505 | 952.661 | -0.021164 | 1045.4678 | 0 | 1045.1523 | 0.033585 | 938.234 | 0
|  | 953.2265 | 0.0094386 | 952.903 | -0.01594 | 707.5883 | 0 | 953.2265 | -0.0010554 | 952.903 | 0.19347 | 942.7692 | 0 | 952.903 | 0.097774 | 708.3819 | 0.00014101 | 953.2265 | 0.091802 | 953.2265 | 0 | 953.2265 | 0.010801 | 953.2265 | 0.01057 | 953.2265 | 0.011031 | 953.2265 | 0.079777 | 708.3819 | 0.00010175 | 953.2265 | 0.0059674 | 952.903 | 0.058033 | 1045.3209 | 0.041482 | 952.903 | -0.0018642 | 1045.6381 | 0 | 1045.3209 | 0.032377 | 938.47 | 0
|  | 953.469 | -0.019577 | 953.145 | 0.0083338 | 707.7149 | 0.011463 | 953.469 | -0.023931 | 953.145 | -0.20889 | 943.0095 | 0 | 953.145 | -0.1097 | 708.5029 | 0.00015516 | 953.469 | 0 | 953.469 | 0 | 953.469 | 0 | 953.469 | 0 | 953.469 | 0 | 953.469 | 0 | 708.5029 | 0.00012676 | 953.469 | 0 | 953.145 | -0.012503 | 1045.4894 | 0.031906 | 953.145 | -0.0050385 | 1045.8083 | 0 | 1045.4894 | 0.033214 | 938.7061 | 0
|  | 953.7115 | 0.019105 | 953.387 | 0.001398 | 707.8414 | 0 | 953.7115 | -0.0014575 | 953.387 | -0.026042 | 943.2498 | 0 | 953.387 | 0.06233 | 708.6238 | 0.00016708 | 953.7115 | 0.062696 | 953.7115 | 0 | 953.7115 | 0.0042972 | 953.7115 | 0.007209 | 953.7115 | 0.023428 | 953.7115 | 0.088424 | 708.6238 | 0.00015006 | 953.7115 | 0.0063881 | 953.387 | 0.068215 | 1045.658 | 0.034629 | 953.387 | 0.032442 | 1045.9785 | 0 | 1045.658 | 0.032331 | 938.9421 | 0
|  | 953.954 | -0.0058852 | 953.629 | -0.029734 | 707.9679 | 0.010603 | 953.954 | -0.022051 | 953.629 | -0.2696 | 943.4902 | 0 | 953.629 | -0.15887 | 708.7447 | 0.00016876 | 953.954 | 0 | 953.954 | 0 | 953.954 | 0 | 953.954 | 0 | 953.954 | 0 | 953.954 | 0 | 708.7447 | 0.0001468 | 953.954 | 0 | 953.629 | -0.10955 | 1045.8266 | 0.022284 | 953.629 | -0.045418 | 1046.1487 | 0 | 1045.8266 | 0.03391 | 939.1782 | 0
|  | 954.1966 | 0.0068104 | 953.871 | -0.015713 | 708.0945 | 0 | 954.1966 | 0.0062311 | 953.871 | -0.049995 | 943.7305 | 0 | 953.871 | 0.047201 | 708.8657 | 0.00016094 | 954.1966 | 0.0080017 | 954.1966 | 0 | 954.1966 | 0.0039635 | 954.1966 | 0.0049315 | 954.1966 | 0.012265 | 954.1966 | 0.052308 | 708.8657 | 0.00014337 | 954.1966 | 0.0039205 | 953.871 | 0.029933 | 1045.9951 | 0.045657 | 953.871 | -0.024385 | 1046.3189 | 0 | 1045.9951 | 0.033074 | 939.4143 | 0
|  | 954.4391 | -0.019538 | 954.113 | -0.043882 | 708.2211 | 0.017195 | 954.4391 | -0.024289 | 954.113 | -0.19587 | 943.9709 | 0 | 954.113 | -0.14252 | 708.9866 | 0.00013952 | 954.4391 | 0 | 954.4391 | 0 | 954.4391 | 0 | 954.4391 | 0 | 954.4391 | 0 | 954.4391 | 0 | 708.9866 | 0.00014012 | 954.4391 | 0 | 954.113 | -0.10324 | 1046.1637 | 0.031225 | 954.113 | -0.059221 | 1046.4892 | 0 | 1046.1637 | 0.034328 | 939.6504 | 0
|  | 954.6816 | 0.0087918 | 954.355 | 0.0028603 | 708.3477 | 0 | 954.6816 | -0.011316 | 954.355 | 0.0016363 | 944.2112 | 0 | 954.355 | 0.063751 | 709.1075 | 0.00014492 | 954.6817 | 0.08339 | 954.6817 | 0 | 954.6817 | 0.010831 | 954.6816 | 0.01014 | 954.6817 | 0.015153 | 954.6817 | 0.058042 | 709.1075 | 0.00012008 | 954.6816 | 0.0083952 | 954.355 | 0.013628 | 1046.3323 | 0.040211 | 954.355 | 0.040649 | 1046.6594 | 0 | 1046.3323 | 0.033074 | 939.8865 | 0
|  | 954.9242 | -0.0059829 | 954.597 | -0.022404 | 708.4743 | 0.004638 | 954.9242 | -0.020879 | 954.597 | -0.1555 | 944.4516 | 0 | 954.597 | -0.12346 | 709.2284 | 0.00015647 | 954.9242 | 0 | 954.9242 | 0 | 954.9242 | 0 | 954.9242 | 0 | 954.9242 | 0 | 954.9242 | 0 | 709.2284 | 0.00011014 | 954.9242 | 0 | 954.597 | -0.054164 | 1046.5008 | 0.032087 | 954.597 | -0.039511 | 1046.8296 | 0 | 1046.5008 | 0.033817 | 940.1226 | 0
|  | 955.1667 | 0.0095383 | 954.8391 | -0.0091813 | 708.6009 | 0 | 955.1667 | 0.0033836 | 954.8391 | -0.0050917 | 944.692 | 0 | 954.8391 | 0.091022 | 709.3494 | 0.00016653 | 955.1668 | 0.080017 | 955.1668 | 0 | 955.1668 | 0.0036349 | 955.1667 | 0.010404 | 955.1668 | 0.015226 | 955.1668 | 0.058078 | 709.3494 | 0.00010175 | 955.1667 | 0.0074252 | 954.8391 | 0.060273 | 1046.6694 | 0.042026 | 954.8391 | -0.0056418 | 1046.9998 | 0 | 1046.6694 | 0.03261 | 940.3587 | 0
|  | 955.4094 | 0.0029417 | 955.0811 | -0.032753 | 708.7275 | 0.0091104 | 955.4094 | 0.0011673 | 955.0811 | -0.40313 | 944.9324 | 0 | 955.0811 | -0.13096 | 709.4703 | 0.00016578 | 955.4093 | 0 | 955.4093 | 0 | 955.4093 | 0 | 955.4094 | 0 | 955.4093 | 0 | 955.4093 | 0 | 709.4703 | 0.00014183 | 955.4094 | 0 | 955.0811 | -0.07921 | 1046.838 | 0.027276 | 955.0811 | -0.082728 | 1047.1701 | 0 | 1046.838 | 0.03391 | 940.5948 | 0
|  | 955.6519 | 0.024301 | 955.3231 | -0.017085 | 708.8541 | 0 | 955.6519 | -0.0067198 | 955.3231 | 0.1073 | 945.1728 | 0 | 955.3231 | 0.080179 | 709.5912 | 0.00014734 | 955.6519 | 0.016072 | 955.6519 | 0 | 955.6519 | 0.017689 | 955.6519 | 0 | 955.6519 | 0.0085859 | 955.6519 | 0.04268 | 709.5912 | 0.00013173 | 955.6519 | 0.0088898 | 955.3231 | 0.087152 | 1047.0066 | 0.031361 | 955.3231 | 0.04227 | 1047.3403 | 0 | 1047.0066 | 0.033446 | 940.8309 | 0
|  | 955.8945 | -0.018317 | 955.5652 | -0.0056119 | 708.9808 | 0.0076196 | 955.8945 | -0.0068399 | 955.5652 | -0.17937 | 945.4131 | 0 | 955.5652 | -0.10666 | 709.7122 | 0.00014082 | 955.8945 | 0 | 955.8945 | 0 | 955.8945 | 0 | 955.8945 | 0 | 955.8945 | 0 | 955.8945 | 0 | 709.7122 | 0.00014509 | 955.8945 | 0 | 955.5652 | -0.080229 | 1047.1751 | 0.02714 | 955.5652 | -0.010559 | 1047.5105 | 0.00010725 | 1047.1751 | 0.034654 | 941.067 | 0
|  | 956.1371 | 0.0071457 | 955.8072 | 0.022897 | 709.1074 | 0.0018263 | 956.1371 | -0.026874 | 955.8072 | 0.017776 | 945.6536 | 0 | 955.8072 | 0.079285 | 709.8331 | 0.00015256 | 956.1371 | 0.052337 | 956.1371 | 0 | 956.1371 | 0.028698 | 956.1371 | 0.0074185 | 956.1371 | 0.025855 | 956.1371 | 0.09582 | 709.8331 | 0.00015519 | 956.1371 | 0.0072045 | 955.8072 | 0.045612 | 1047.3437 | 0.037806 | 955.8072 | 0.017086 | 1047.6808 | 0 | 1047.3437 | 0.033074 | 941.3032 | 0
|  | 956.3797 | 0.0042808 | 956.0493 | -0.019449 | 709.2341 | 0.011081 | 956.3797 | -0.013669 | 956.0493 | -0.11716 | 945.894 | 0 | 956.0493 | -0.15863 | 709.9541 | 0.00016094 | 956.3797 | 0 | 956.3797 | 0 | 956.3797 | 0 | 956.3797 | 0 | 956.3797 | 0 | 956.3797 | 0 | 709.9541 | 0.00016016 | 956.3797 | 0 | 956.0493 | -0.080839 | 1047.5123 | 0.03481 | 956.0493 | 0.0018008 | 1047.851 | 0 | 1047.5123 | 0.033492 | 941.5393 | 0
|  | 956.6223 | 0.0070376 | 956.2913 | 0.00026979 | 709.3608 | 0 | 956.6223 | 0.0013937 | 956.2913 | 0.042039 | 946.1344 | 0 | 956.2913 | 0.11314 | 710.075 | 0.00015703 | 956.6223 | 0.061232 | 956.6223 | 0 | 956.6223 | 0.019944 | 956.6223 | 0.0085668 | 956.6223 | 0.011752 | 956.6223 | 0.091517 | 710.075 | 0.00015348 | 956.6223 | 0.0074896 | 956.2913 | 0.096519 | 1047.6808 | 0.035355 | 956.2913 | -0.0036793 | 1048.0212 | 0 | 1047.6808 | 0.032377 | 941.7754 | 0
|  | 956.8649 | -0.015728 | 956.5334 | -0.0069299 | 709.4874 | 0.0054662 | 956.8649 | -0.038356 | 956.5334 | -0.16582 | 946.3748 | 0 | 956.5334 | -0.11978 | 710.1959 | 0.00016224 | 956.8649 | 0 | 956.8649 | 0 | 956.8649 | 0 | 956.8649 | 0 | 956.8649 | 0 | 956.8649 | 0 | 710.1959 | 0.000105 | 956.8649 | 0 | 956.5334 | -0.061902 | 1047.8494 | 0.031452 | 956.5334 | -0.011954 | 1048.1915 | 0 | 1047.8494 | 0.033353 | 942.0116 | 0
|  | 957.1075 | 0.013596 | 956.7755 | 0.047239 | 709.6141 | 0 | 957.1075 | -0.013507 | 956.7755 | 0.02974 | 946.6153 | 0 | 956.7755 | 0.096959 | 710.3169 | 0.00017118 | 957.1075 | 0.10606 | 957.1075 | 0 | 957.1075 | 0.022326 | 957.1075 | 0.024077 | 957.1075 | 0.043002 | 957.1075 | 0.070323 | 710.3169 | 0.000105 | 957.1075 | 0.012327 | 956.7755 | 0.11749 | 1048.018 | 0.043343 | 956.7755 | 0.017886 | 1048.3617 | 0 | 1048.018 | 0.032192 | 942.2477 | 0
|  | 957.3501 | -0.0042394 | 957.0175 | -0.014653 | 709.7409 | 0.0039755 | 957.3501 | -0.015064 | 957.0175 | -0.14689 | 946.8557 | 0 | 957.0175 | -0.10709 | 710.4378 | 0.00016168 | 957.3501 | 0 | 957.3501 | 0 | 957.3501 | 0 | 957.3501 | 0 | 957.3501 | 0 | 957.3501 | 0 | 710.4378 | 0.00010175 | 957.3501 | 0 | 957.0175 | -0.064346 | 1048.1865 | 0.032541 | 957.0175 | -0.009961 | 1048.532 | 0 | 1048.1865 | 0.032795 | 942.4839 | 0
|  | 957.5927 | 0.011815 | 957.2596 | -0.01696 | 709.8676 | 0 | 957.5927 | 0.0042779 | 957.2596 | 0.062821 | 947.0961 | 0 | 957.2596 | 0.058294 | 710.5588 | 0.00014529 | 957.5927 | 0.030008 | 957.5927 | 0 | 957.5927 | 0.012725 | 957.5927 | 0.0055233 | 957.5927 | 0.00097084 | 957.5927 | 0.069922 | 710.5588 | 0.0001134 | 957.5927 | 0.01094 | 957.2596 | 0.039096 | 1048.3551 | 0.038532 | 957.2596 | 0.014395 | 1048.7022 | 0 | 1048.3551 | 0.032006 | 942.72 | 0
|  | 957.8354 | -0.0084798 | 957.5017 | -0.032938 | 709.9943 | 0.012227 | 957.8354 | -0.017201 | 957.5017 | -0.32698 | 947.3366 | 0 | 957.5017 | -0.12042 | 710.6797 | 0.0001384 | 957.8354 | 0 | 957.8354 | 0 | 957.8354 | 0 | 957.8354 | 0 | 957.8354 | 0 | 957.8354 | 0 | 710.6797 | 0.00011511 | 957.8354 | 0 | 957.5017 | -0.1069 | 1048.5237 | 0.031361 | 957.5017 | -0.0089382 | 1048.8725 | 0 | 1048.5237 | 0.033539 | 942.9562 | 0
|  | 958.078 | 0.0055277 | 957.7438 | -0.019946 | 710.121 | 0 | 958.078 | 0.0099908 | 957.7438 | 0.085801 | 947.5771 | 0 | 957.7438 | 0.067653 | 710.8007 | 0.00015051 | 958.078 | 0.10114 | 958.078 | 0 | 958.078 | 0.001989 | 958.078 | 0.00030121 | 958.078 | 0.028093 | 958.078 | 0.056165 | 710.8007 | 0.00011014 | 958.078 | 0.0072395 | 957.7438 | 0.04439 | 1048.6922 | 0.033766 | 957.7438 | 0.013801 | 1049.0427 | 7.1499e-05 | 1048.6922 | 0.032842 | 943.1924 | 0
|  | 958.3207 | -0.013517 | 957.9859 | -0.035055 | 710.2478 | 0.0081166 | 958.3207 | -0.021641 | 957.9859 | -0.17673 | 947.8176 | 0 | 957.9859 | -0.13127 | 710.9216 | 0.00014697 | 958.3207 | 0 | 958.3207 | 0 | 958.3207 | 0 | 958.3207 | 0 | 958.3207 | 0 | 958.3207 | 0 | 710.9216 | 0.00011168 | 958.3207 | 0 | 957.9859 | -0.10975 | 1048.8608 | 0.030816 | 957.9859 | -0.049548 | 1049.2129 | 0 | 1048.8608 | 0.033817 | 943.4286 | 0
|  | 958.5633 | 0.012478 | 958.228 | 0.0043096 | 710.3745 | 0 | 958.5633 | 0.006192 | 958.228 | -0.068551 | 948.058 | 0 | 958.228 | 0.050439 | 711.0426 | 0.00014995 | 958.5633 | 0.075704 | 958.5633 | 0 | 958.5633 | 0.013563 | 958.5633 | 0.0073703 | 958.5633 | 0.027783 | 958.5633 | 0.066323 | 711.0426 | 0.00010346 | 958.5633 | 0.0060677 | 958.228 | 0.0079881 | 1049.0294 | 0.031906 | 958.228 | 0.053292 | 1049.3832 | 0 | 1049.0294 | 0.032424 | 943.6648 | 0
|  | 958.806 | 0.0026228 | 958.4701 | 0.0019442 | 710.5013 | 0.015093 | 958.806 | -0.021491 | 958.4701 | -0.37659 | 948.2985 | 0 | 958.4701 | -0.12797 | 711.1635 | 0.00015386 | 958.806 | 0 | 958.806 | 0 | 958.806 | 0 | 958.806 | 0 | 958.806 | 0 | 958.806 | 0 | 711.1635 | 0.00014337 | 958.806 | 0 | 958.4701 | -0.061291 | 1049.1979 | 0.034946 | 958.4701 | -0.038288 | 1049.5534 | 0 | 1049.1979 | 0.033492 | 943.901 | 0
|  | 959.0486 | 0.021297 | 958.7122 | 0.020021 | 710.6281 | 0 | 959.0486 | -0.0049782 | 958.7122 | 0.10584 | 948.539 | 0 | 958.7122 | 0.080677 | 711.2844 | 0.00015405 | 959.0486 | 0.066439 | 959.0486 | 0 | 959.0486 | 0.01423 | 959.0486 | 0.016029 | 959.0486 | 0.022916 | 959.0486 | 0.06117 | 711.2844 | 0.00013018 | 959.0486 | 0.010979 | 958.7122 | 0.085727 | 1049.3665 | 0.035582 | 958.7122 | 0.026728 | 1049.7237 | 0 | 1049.3665 | 0.032563 | 944.1372 | 0
|  | 959.2913 | -0.022206 | 958.9543 | -0.030641 | 710.7549 | 0.0089448 | 959.2913 | 0.0012322 | 958.9543 | -0.15081 | 948.7795 | 0 | 958.9543 | -0.11965 | 711.4054 | 0.00015088 | 959.2913 | 0 | 959.2913 | 0 | 959.2913 | 0 | 959.2913 | 0 | 959.2913 | 0 | 959.2913 | 0 | 711.4054 | 0.00015177 | 959.2913 | 0 | 958.9543 | -0.059459 | 1049.535 | 0.028956 | 958.9543 | -0.048473 | 1049.8939 | 0 | 1049.535 | 0.034003 | 944.3733 | 0
|  | 959.534 | 0.011725 | 959.1964 | 0.0087701 | 710.8817 | 0 | 959.534 | -0.004743 | 959.1964 | -0.030557 | 949.02 | 0 | 959.1964 | 0.072095 | 711.5263 | 0.00014753 | 959.534 | 0.13213 | 959.534 | 0 | 959.534 | 0.010058 | 959.534 | 0.012334 | 959.534 | 0.02423 | 959.534 | 0.078041 | 711.5263 | 0.00010843 | 959.534 | 0.0096447 | 959.1964 | 0.063531 | 1049.7036 | 0.039167 | 959.1964 | 0.0025053 | 1050.0642 | 0 | 1049.7036 | 0.032424 | 944.6096 | 0
|  | 959.7767 | -0.0060365 | 959.4386 | 0.0013558 | 711.0085 | 0.0084479 | 959.7767 | -0.027062 | 959.4386 | -0.18282 | 949.2605 | 0 | 959.4386 | -0.097034 | 711.6473 | 0.00015312 | 959.7767 | 0 | 959.7767 | 0 | 959.7767 | 0 | 959.7767 | 0 | 959.7767 | 0 | 959.7767 | 0 | 711.6473 | 0.00012676 | 959.7767 | 0 | 959.4386 | -0.057626 | 1049.8722 | 0.036081 | 959.4386 | -0.049775 | 1050.2345 | 0 | 1049.8722 | 0.032935 | 944.8458 | 0
|  | 960.0193 | 0.024556 | 959.6807 | 0.010493 | 711.1354 | 0 | 960.0193 | -0.0020295 | 959.6807 | 0.14601 | 949.501 | 0 | 959.6807 | 0.096134 | 711.7682 | 0.00016317 | 960.0194 | 0.058726 | 960.0194 | 0 | 960.0194 | 0.034298 | 960.0193 | 0.01702 | 960.0194 | 0.01987 | 960.0194 | 0.068242 | 711.7682 | 0.00016187 | 960.0194 | 0.010578 | 959.6807 | 0.093872 | 1050.0407 | 0.038078 | 959.6807 | 0.049749 | 1050.4047 | 0 | 1050.0407 | 0.032099 | 945.082 | 0
|  | 960.2621 | -0.0063085 | 959.9228 | -0.0041637 | 711.2622 | 0.026461 | 960.2621 | -0.011109 | 959.9228 | -0.18873 | 949.7416 | 0 | 959.9228 | -0.12771 | 711.8892 | 0.00016783 | 960.2621 | 0 | 960.2621 | 0 | 960.2621 | 0 | 960.2621 | 0 | 960.2621 | 0 | 960.2621 | 0 | 711.8892 | 0.00019357 | 960.2621 | 0 | 959.9228 | -0.053146 | 1050.2093 | 0.023237 | 959.9228 | -0.020259 | 1050.575 | 0 | 1050.2093 | 0.033632 | 945.3182 | 0
|  | 960.5048 | -0.0039304 | 960.165 | -0.009951 | 711.3891 | 0 | 960.5048 | 0.0022162 | 960.165 | 0.15315 | 949.9821 | 0 | 960.165 | 0.052468 | 712.0102 | 0.00016317 | 960.5048 | 0.11494 | 960.5048 | 0 | 960.5048 | 0.0093477 | 960.5048 | 0.0030298 | 960.5048 | 0.031683 | 960.5048 | 0.13903 | 712.0102 | 0.00021018 | 960.5048 | 0.00093262 | 960.165 | 0.0010392 | 1050.3779 | 0.044432 | 960.165 | -0.042873 | 1050.7452 | 0 | 1050.3779 | 0.032749 | 945.5545 | 0
|  | 960.7475 | -0.020464 | 960.4071 | -0.064898 | 711.5159 | 0.0031472 | 960.7475 | -0.0056605 | 960.4071 | -0.19866 | 950.2226 | 0 | 960.4071 | -0.15001 | 712.1311 | 0.00016224 | 960.7475 | 0 | 960.7475 | 0 | 960.7475 | 0 | 960.7475 | 0 | 960.7475 | 0 | 960.7475 | 0 | 712.1311 | 0.00016684 | 960.7475 | 0 | 960.4071 | -0.096926 | 1050.5464 | 0.025869 | 960.4071 | 0.019553 | 1050.9155 | 0.00010725 | 1050.5464 | 0.033214 | 945.7908 | 0
|  | 960.9902 | 0.013682 | 960.6493 | 0.0038684 | 711.6428 | 0 | 960.9902 | -0.0010241 | 960.6493 | 0.082995 | 950.4632 | 0 | 960.6493 | 0.064994 | 712.2521 | 0.00015777 | 960.9902 | 0.11041 | 960.9902 | 0 | 960.9902 | 0.0096008 | 960.9902 | 0.010152 | 960.9902 | 0.0077871 | 960.9902 | 0.062166 | 712.2521 | 0.00013687 | 960.9902 | 0.0074259 | 960.6493 | 0.051314 | 1050.715 | 0.041799 | 960.6493 | 0.095885 | 1051.0858 | 0 | 1050.715 | 0.032238 | 946.027 | 0
|  | 961.2329 | -0.023 | 960.8914 | -0.035446 | 711.7697 | 0.016431 | 961.2329 | -0.017753 | 960.8914 | -0.32604 | 950.7037 | 0 | 960.8914 | -0.12726 | 712.373 | 0.0001669 | 961.2329 | 0 | 961.2329 | 0 | 961.2329 | 0 | 961.2329 | 0 | 961.2329 | 0 | 961.2329 | 0 | 712.373 | 0.00011168 | 961.2329 | 0 | 960.8914 | -0.055386 | 1050.8835 | 0.03717 | 960.8914 | 0.0065025 | 1051.256 | 0 | 1050.8835 | 0.03391 | 946.2632 | 0
|  | 961.4756 | 0.025732 | 961.1336 | 0.025436 | 711.8966 | 0 | 961.4756 | -0.01551 | 961.1336 | -0.011827 | 950.9443 | 0 | 961.1336 | 0.076576 | 712.494 | 0.00015181 | 961.4757 | 0.035758 | 961.4757 | 0 | 961.4757 | 0.01064 | 961.4756 | 0.01251 | 961.4757 | 0.033912 | 961.4757 | 0.038014 | 712.494 | 0.00011014 | 961.4756 | 0.0032653 | 961.1336 | 0.075952 | 1051.0521 | 0.042117 | 961.1336 | 0.018544 | 1051.4263 | 0 | 1051.0521 | 0.03326 | 946.4995 | 0
|  | 961.7184 | -0.011439 | 961.3758 | -0.0073997 | 712.0235 | 0.0081166 | 961.7184 | -0.019781 | 961.3758 | -0.24911 | 951.1849 | 0 | 961.3758 | -0.13163 | 712.615 | 0.0001466 | 961.7184 | 0 | 961.7184 | 0 | 961.7184 | 0 | 961.7184 | 0 | 961.7184 | 0 | 961.7184 | 0 | 712.615 | 0.00012676 | 961.7184 | 0 | 961.3758 | -0.034413 | 1051.2207 | 0.026732 | 961.3758 | -0.031401 | 1051.5966 | 0 | 1051.2207 | 0.034979 | 946.7358 | 0
|  | 961.9612 | 0.022721 | 961.618 | 0.0029497 | 712.1504 | 0 | 961.9612 | -0.025897 | 961.618 | 0.064505 | 951.4254 | 0 | 961.618 | 0.06764 | 712.7359 | 0.00014399 | 961.9612 | 0.1201 | 961.9612 | 0 | 961.9612 | 0.023355 | 961.9612 | 0.0069969 | 961.9612 | 0.0035517 | 961.9612 | 0.050731 | 712.7359 | 0.00011014 | 961.9612 | 0.0071101 | 961.618 | 0.036245 | 1051.3892 | 0.041709 | 961.618 | 0.055806 | 1051.7668 | 0 | 1051.3892 | 0.034421 | 946.972 | 0
|  | 962.2039 | -0.026009 | 961.8601 | -0.023467 | 712.2773 | 0.011941 | 962.2039 | -0.02497 | 961.8601 | -0.20866 | 951.666 | 0 | 961.8601 | -0.14501 | 712.8569 | 0.0001492 | 962.2039 | 0 | 962.2039 | 0 | 962.2039 | 0 | 962.2039 | 0 | 962.2039 | 0 | 962.2039 | 0 | 712.8569 | 0.00011837 | 962.2039 | 0 | 961.8601 | -0.038893 | 1051.5578 | 0.025552 | 961.8601 | -0.0051432 | 1051.9371 | 0.00032174 | 1051.5578 | 0.035583 | 947.2083 | 0
|  | 962.4467 | 0.0076555 | 962.1023 | 0.020513 | 712.4043 | 0 | 962.4467 | 0.0067615 | 962.1023 | -0.11591 | 951.9066 | 0 | 962.1023 | 0.084022 | 712.9778 | 0.00015479 | 962.4467 | 0.14663 | 962.4467 | 0 | 962.4467 | 0.035269 | 962.4467 | 0.010848 | 962.4467 | 0.020347 | 962.4467 | 0.064536 | 712.9778 | 8.8389e-05 | 962.4467 | 0.0059215 | 962.1023 | 0.085116 | 1051.7263 | 0.042117 | 962.1023 | 0.016374 | 1052.1074 | 0 | 1051.7263 | 0.033539 | 947.4446 | 0
|  | 962.6895 | 0.0025636 | 962.3445 | -0.034834 | 712.5312 | 0.0038098 | 962.6895 | -0.011676 | 962.3445 | -0.30258 | 952.1472 | 0 | 962.3445 | -0.14221 | 713.0988 | 0.00014231 | 962.6894 | 0 | 962.6894 | 0 | 962.6894 | 0 | 962.6895 | 0 | 962.6894 | 0 | 962.6894 | 0 | 713.0988 | 0.00012847 | 962.6894 | 0 | 962.3445 | -0.10568 | 1051.8949 | 0.028184 | 962.3445 | -0.0088057 | 1052.2777 | 0 | 1051.8949 | 0.034003 | 947.6809 | 0
|  | 962.9322 | 0.01697 | 962.5867 | 0.048146 | 712.6582 | 0 | 962.9322 | 0.016173 | 962.5867 | -0.026905 | 952.3878 | 0 | 962.5867 | 0.066169 | 713.2198 | 0.00014343 | 962.9322 | 0.18912 | 962.9322 | 0 | 962.9322 | 0.029307 | 962.9322 | 0.01658 | 962.9322 | 0.029037 | 962.9322 | 0.09782 | 713.2198 | 0.00011168 | 962.9322 | 0.011591 | 962.5867 | 0.11505 | 1052.0635 | 0.031679 | 962.5867 | 0.041984 | 1052.4479 | 0 | 1052.0635 | 0.032424 | 947.9172 | 0
|  | 963.175 | -0.0022954 | 962.8289 | 0.00023608 | 712.7852 | 0.0089448 | 963.175 | 0.010124 | 962.8289 | -0.17244 | 952.6284 | 0 | 962.8289 | -0.12586 | 713.3407 | 0.00014082 | 963.175 | 0 | 963.175 | 0 | 963.175 | 0 | 963.175 | 0 | 963.175 | 0 | 963.175 | 0 | 713.3407 | 0.00014183 | 963.175 | 0 | 962.8289 | -0.015162 | 1052.232 | 0.043569 | 962.8289 | -0.014438 | 1052.6182 | 0.00010725 | 1052.232 | 0.034328 | 948.1535 | 0
|  | 963.4178 | 0.00069258 | 963.0711 | -0.0051338 | 712.9122 | 0 | 963.4178 | -0.011367 | 963.0711 | -0.045583 | 952.869 | 0 | 963.0711 | 0.044249 | 713.4617 | 0.00014362 | 963.4178 | 0.10997 | 963.4178 | 0 | 963.4178 | 0.020039 | 963.4178 | 0.013427 | 963.4178 | 0.0064619 | 963.4178 | 0.03762 | 713.4617 | 9.6782e-05 | 963.4178 | 0.00875 | 963.0711 | 0.09041 | 1052.4006 | 0.032859 | 963.0711 | -0.0077048 | 1052.7885 | 0 | 1052.4006 | 0.033167 | 948.3898 | 0
|  | 963.6606 | -0.0016067 | 963.3133 | -0.037311 | 713.0392 | 0.015284 | 963.6606 | -0.03694 | 963.3133 | -0.33816 | 953.1097 | 0 | 963.3133 | -0.13866 | 713.5827 | 0.00015926 | 963.6606 | 0 | 963.6606 | 0 | 963.6606 | 0 | 963.6606 | 0 | 963.6606 | 0 | 963.6606 | 0 | 713.5827 | 9.3356e-05 | 963.6606 | 0 | 963.3133 | -0.082061 | 1052.5691 | 0.028819 | 963.3133 | -0.011848 | 1052.9588 | 0 | 1052.5691 | 0.034746 | 948.6262 | 0
|  | 963.9034 | -0.0062814 | 963.5556 | 0.013847 | 713.1662 | 0 | 963.9034 | 0.0075028 | 963.5556 | 0.097908 | 953.3503 | 0 | 963.5556 | 0.067697 | 713.7037 | 0.00014213 | 963.9034 | 0.087888 | 963.9034 | 0 | 963.9034 | 0.021303 | 963.9034 | 0.015028 | 963.9034 | 0.014758 | 963.9034 | 0.092563 | 713.7037 | 7.9995e-05 | 963.9034 | 0.0071848 | 963.5556 | 0.022806 | 1052.7377 | 0.033903 | 963.5556 | -0.014776 | 1053.1291 | 0 | 1052.7377 | 0.033817 | 948.8625 | 0
|  | 964.1462 | -0.0029564 | 963.7978 | -0.010149 | 713.2932 | 0.011081 | 964.1462 | -0.037077 | 963.7978 | -0.12199 | 953.5909 | 0 | 963.7978 | -0.12996 | 713.8246 | 0.00016262 | 964.1462 | 0 | 964.1462 | 0 | 964.1462 | 0 | 964.1462 | 0 | 964.1462 | 0 | 964.1462 | 0 | 713.8246 | 0.00010175 | 964.1462 | 0 | 963.7978 | -0.035838 | 1052.9062 | 0.048607 | 963.7978 | -0.016639 | 1053.2994 | 0 | 1052.9062 | 0.034839 | 949.0988 | 0
|  | 964.389 | 0.020997 | 964.04 | -0.017062 | 713.4202 | 0 | 964.389 | -0.0035054 | 964.04 | 0.039997 | 953.8315 | 0 | 964.04 | 0.047414 | 713.9456 | 0.00013877 | 964.389 | 0.059237 | 964.389 | 0 | 964.389 | 0.0070064 | 964.389 | 0.0074037 | 964.389 | 0.011508 | 964.389 | 0.03876 | 713.9456 | 0.00012847 | 964.389 | 0.0081665 | 964.04 | 0.035227 | 1053.0748 | 0.039803 | 964.04 | 0.0082568 | 1053.4696 | 7.1499e-05 | 1053.0748 | 0.033585 | 949.3351 | 0
|  | 964.6318 | 0.0096036 | 964.2822 | -0.016678 | 713.5473 | 0.016431 | 964.6318 | -0.027165 | 964.2822 | -0.3178 | 954.0722 | 0 | 964.2822 | -0.12825 | 714.0666 | 0.00015125 | 964.6318 | 0 | 964.6318 | 0 | 964.6318 | 0 | 964.6318 | 0 | 964.6318 | 0 | 964.6318 | 0 | 714.0666 | 0.00011682 | 964.6318 | 0 | 964.2822 | -0.089595 | 1053.2434 | 0.043343 | 964.2822 | -0.02236 | 1053.6399 | 0 | 1053.2434 | 0.034514 | 949.5715 | 0
|  | 964.8746 | 0.00048364 | 964.5245 | -0.0095177 | 713.6743 | 0 | 964.8746 | 0.00076818 | 964.5245 | -0.069441 | 954.3129 | 0 | 964.5245 | 0.058863 | 714.1875 | 0.00013002 | 964.8746 | 0.070654 | 964.8746 | 0 | 964.8746 | 0.015371 | 964.8746 | 0.0069217 | 964.8746 | 0.012316 | 964.8746 | 0.045414 | 714.1875 | 0.00012505 | 964.8746 | 0.0070263 | 964.5245 | 0.080432 | 1053.4119 | 0.032314 | 964.5245 | -0.0084506 | 1053.8102 | 0 | 1053.4119 | 0.033492 | 949.8078 | 0
|  | 965.1174 | -0.0058443 | 964.7667 | -0.0063182 | 713.8014 | 0.012801 | 965.1174 | -0.037995 | 964.7667 | -0.25754 | 954.5535 | 0 | 964.7667 | -0.12942 | 714.3085 | 0.00014604 | 965.1175 | 0 | 965.1175 | 0 | 965.1175 | 0 | 965.1174 | 0 | 965.1175 | 0 | 965.1175 | 0 | 714.3085 | 0.0001235 | 965.1174 | 0 | 964.7667 | -0.064346 | 1053.5805 | 0.026187 | 964.7667 | -0.01007 | 1053.9805 | 0.00032174 | 1053.5805 | 0.034793 | 950.0441 | 0
|  | 965.3603 | 0.023737 | 965.009 | -0.0030672 | 713.9285 | 0 | 965.3603 | 0.0027726 | 965.009 | 0.19374 | 954.7943 | 0 | 965.009 | 0.049682 | 714.4295 | 0.00015442 | 965.3603 | 0.050919 | 965.3603 | 0 | 965.3603 | 0 | 965.3603 | 0.0056549 | 965.3603 | 0.013773 | 965.3603 | 0.043471 | 714.4295 | 0.00013344 | 965.3603 | 0.0076763 | 965.009 | 0.013505 | 1053.749 | 0.029137 | 965.009 | 0.0093549 | 1054.1508 | 0 | 1053.749 | 0.034143 | 950.2805 | 0
|  | 965.6031 | -0.014973 | 965.2512 | -0.007014 | 714.0556 | 0.0031472 | 965.6031 | -0.031742 | 965.2512 | -0.17797 | 955.0349 | 0 | 965.2512 | -0.14642 | 714.5505 | 0.00016187 | 965.6031 | 0 | 965.6031 | 0 | 965.6031 | 0 | 965.6031 | 0 | 965.6031 | 0 | 965.6031 | 0 | 714.5505 | 0.00012505 | 965.6032 | 0 | 965.2512 | -0.06007 | 1053.9176 | 0.039576 | 965.2512 | -0.027188 | 1054.3211 | 0 | 1053.9176 | 0.03535 | 950.5169 | 0
|  | 965.846 | 0.0001699 | 965.4935 | -0.010702 | 714.1826 | 0 | 965.846 | -0.0044121 | 965.4935 | 0.036839 | 955.2756 | 0 | 965.4935 | 0.073504 | 714.6715 | 0.00015218 | 965.846 | 0.072249 | 965.846 | 0 | 965.846 | 0.0062695 | 965.846 | 0.0085795 | 965.846 | 0.0020406 | 965.846 | 0.049826 | 714.6715 | 0.00010004 | 965.846 | 0.011952 | 965.4935 | 0.0092759 | 1054.0861 | 0.035446 | 965.4935 | 0.030831 | 1054.4914 | 0 | 1054.0861 | 0.034143 | 950.7532 | 0
|  | 966.0889 | -0.0074666 | 965.7358 | -0.039196 | 714.3098 | 0.017577 | 966.0889 | -0.020456 | 965.7358 | -0.28192 | 955.5163 | 0 | 965.7358 | -0.13996 | 714.7924 | 0.00015349 | 966.0888 | 0 | 966.0888 | 0 | 966.0888 | 0 | 966.0889 | 0 | 966.0888 | 0 | 966.0888 | 0 | 714.7924 | 0.00012179 | 966.0889 | 0 | 965.7358 | -0.085319 | 1054.2547 | 0.037488 | 965.7358 | -0.062941 | 1054.6617 | 0 | 1054.2547 | 0.035072 | 950.9896 | 0
|  | 966.3317 | 0.027881 | 965.978 | 0.0038025 | 714.4369 | 0 | 966.3317 | 0.026857 | 965.978 | -0.03375 | 955.757 | 0 | 965.978 | 0.06511 | 714.9134 | 0.00014604 | 966.3317 | 0.12588 | 966.3317 | 0 | 966.3317 | 0.0058155 | 966.3317 | 0.0086653 | 966.3317 | 0.0082329 | 966.3317 | 0.079102 | 714.9134 | 0.00012008 | 966.3317 | 0.0052405 | 965.978 | 0.067197 | 1054.4232 | 0.029455 | 965.978 | 0.02016 | 1054.832 | 0 | 1054.4232 | 0.034143 | 951.226 | 0
|  | 966.5746 | -0.023013 | 966.2203 | -0.046109 | 714.564 | 0 | 966.5746 | -0.021313 | 966.2203 | -0.1962 | 955.9977 | 0 | 966.2203 | -0.15238 | 715.0344 | 0.00012499 | 966.5746 | 0 | 966.5746 | 0 | 966.5746 | 0 | 966.5746 | 0 | 966.5746 | 0 | 966.5746 | 0 | 715.0344 | 0.00016187 | 966.5746 | 0 | 966.2203 | -0.073305 | 1054.5918 | 0.032087 | 966.2203 | -0.070442 | 1055.0023 | 0 | 1054.5918 | 0.034886 | 951.4624 | 0
|  | 966.8174 | 0.032944 | 966.4626 | -0.0031658 | 714.6911 | 0 | 966.8174 | 0.019003 | 966.4626 | 0.085323 | 956.2384 | 0 | 966.4626 | 0.082301 | 715.1554 | 0.00013095 | 966.8175 | 0.043689 | 966.8175 | 0 | 966.8175 | 0.032684 | 966.8174 | 0.0040155 | 966.8175 | 0.025753 | 966.8175 | 0.058428 | 715.1554 | 0.00014183 | 966.8174 | 0.010406 | 966.4626 | 0.039503 | 1054.7603 | 0.039349 | 966.4626 | 0.05693 | 1055.1726 | 0 | 1054.7603 | 0.03261 | 951.6988 | 0
|  | 967.0604 | -0.019116 | 966.7049 | -0.032261 | 714.8183 | 0.0077853 | 967.0604 | -0.016742 | 966.7049 | -0.21647 | 956.4791 | 0 | 966.7049 | -0.13782 | 715.2764 | 0.00015516 | 967.0603 | 0 | 967.0603 | 0 | 967.0603 | 0 | 967.0604 | 0 | 967.0603 | 0 | 967.0603 | 0 | 715.2764 | 0.00014851 | 967.0604 | 0 | 966.7049 | -0.061088 | 1054.9289 | 0.027912 | 966.7049 | -0.027908 | 1055.3429 | 0 | 1054.9289 | 0.033864 | 951.9352 | 0
|  | 967.3032 | 0.037792 | 966.9472 | 0.00021419 | 714.9455 | 0 | 967.3032 | -0.012041 | 966.9472 | -1.977e-05 | 956.7198 | 0 | 966.9472 | 0.082302 | 715.3973 | 0.00016653 | 967.3032 | 0.10202 | 967.3032 | 0 | 967.3032 | 0.013687 | 967.3032 | 0.0097697 | 967.3032 | 0.022398 | 967.3032 | 0.047367 | 715.3973 | 0.00011682 | 967.3032 | 0.009033 | 966.9472 | 0.058644 | 1055.0974 | 0.042843 | 966.9472 | 0.0045874 | 1055.5132 | 0 | 1055.0974 | 0.032284 | 952.1716 | 0
|  | 967.5461 | -0.00059528 | 967.1895 | -0.012779 | 715.0726 | 0.0089448 | 967.5461 | -0.028368 | 967.1895 | -0.20603 | 956.9606 | 0 | 967.1895 | -0.13793 | 715.5183 | 0.00017267 | 967.5461 | 0 | 967.5461 | 0 | 967.5461 | 0 | 967.5461 | 0 | 967.5461 | 0 | 967.5461 | 0 | 715.5183 | 0.00012008 | 967.5461 | 0 | 967.1895 | -0.050703 | 1055.266 | 0.030635 | 967.1895 | -0.00017137 | 1055.6835 | 0 | 1055.266 | 0.03391 | 952.408 | 0
|  | 967.7891 | 0.0074331 | 967.4318 | 0.024832 | 715.1998 | 0 | 967.7891 | -0.0081063 | 967.4318 | -0.11977 | 957.2014 | 0 | 967.4318 | 0.091725 | 715.6393 | 0.00015479 | 967.789 | 0.092304 | 967.789 | 0 | 967.789 | 0.032705 | 967.7891 | 0.011108 | 967.789 | 0.037845 | 967.789 | 0.061035 | 715.6393 | 9.5069e-05 | 967.7891 | 0.0098323 | 967.4318 | 0.14681 | 1055.4345 | 0.03245 | 967.4318 | 0.05149 | 1055.8538 | 0 | 1055.4345 | 0.032284 | 952.6444 | 0
|  | 968.0319 | -0.031764 | 967.6741 | -0.044098 | 715.327 | 0.016908 | 968.0319 | -0.0073374 | 967.6741 | -0.2516 | 957.4421 | 0 | 967.6741 | -0.12537 | 715.7603 | 0.0001669 | 968.0319 | 0 | 968.0319 | 0 | 968.0319 | 0 | 968.0319 | 0 | 968.0319 | 0 | 968.0319 | 0 | 715.7603 | 0.00010843 | 968.0319 | 0 | 967.6741 | -0.06292 | 1055.6031 | 0.046746 | 967.6741 | -0.0080116 | 1056.0241 | 0 | 1055.6031 | 0.03405 | 952.8809 | 0
|  | 968.2748 | -5.5897e-05 | 967.9164 | -0.00057699 | 715.4543 | 0 | 968.2748 | -0.0037884 | 967.9164 | -0.020951 | 957.6829 | 0 | 967.9164 | 0.052003 | 715.8813 | 0.0001561 | 968.2749 | 0.054452 | 968.2749 | 0 | 968.2749 | 0.0055366 | 968.2748 | 0.0043768 | 968.2749 | 0.021344 | 968.2749 | 0.084216 | 715.8813 | 0.00010346 | 968.2748 | 0.0063526 | 967.9164 | 0.012024 | 1055.7716 | 0.045657 | 967.9164 | 0.00060301 | 1056.1944 | 0 | 1055.7716 | 0.033121 | 953.1173 | 0
|  | 968.5178 | 0.0043295 | 968.1587 | 0.0021852 | 715.5815 | 0.021398 | 968.5178 | -0.017303 | 968.1587 | -0.34405 | 957.9236 | 0 | 968.1587 | -0.14686 | 716.0023 | 0.00017118 | 968.5178 | 0 | 968.5178 | 0 | 968.5178 | 0 | 968.5178 | 0 | 968.5178 | 0 | 968.5178 | 0 | 716.0023 | 0.00015177 | 968.5178 | 0 | 968.1587 | -0.052739 | 1055.9402 | 0.02537 | 968.1587 | -0.013445 | 1056.3647 | 0.00010725 | 1055.9402 | 0.0347 | 953.3537 | 0
|  | 968.7607 | 0.018358 | 968.401 | -0.0010069 | 715.7087 | 0 | 968.7607 | 0.0068346 | 968.401 | 0.094137 | 958.1644 | 0 | 968.401 | 0.097327 | 716.1233 | 0.00016001 | 968.7607 | 0.055023 | 968.7607 | 0 | 968.7607 | 0.0097607 | 968.7607 | 0.003749 | 968.7607 | 0 | 968.7607 | 0.096942 | 716.1233 | 0.00018688 | 968.7607 | 0.0099354 | 968.401 | 0.076971 | 1056.1087 | 0.04307 | 968.401 | 0.0082455 | 1056.535 | 0 | 1056.1087 | 0.033539 | 953.5901 | 0
|  | 969.0037 | -0.0042775 | 968.6434 | -0.027701 | 715.836 | 0.013947 | 969.0037 | -0.015588 | 968.6434 | -0.13217 | 958.4052 | 0 | 968.6434 | -0.16295 | 716.2443 | 0.00016224 | 969.0036 | 0 | 969.0036 | 0 | 969.0036 | 0 | 969.0037 | 0 | 969.0036 | 0 | 969.0036 | 0 | 716.2443 | 0.0001802 | 969.0037 | 0 | 968.6434 | -0.04887 | 1056.2773 | 0.027458 | 968.6434 | -0.0038679 | 1056.7053 | 0 | 1056.2773 | 0.034793 | 953.8266 | 0
|  | 969.2466 | 0.0034916 | 968.8857 | 0.017927 | 715.9632 | 0 | 969.2466 | -0.00044613 | 968.8857 | 0.14292 | 958.6459 | 0 | 968.8857 | 0.073192 | 716.3652 | 0.00016057 | 969.2466 | 0.088234 | 969.2466 | 0 | 969.2466 | 0.033157 | 969.2466 | 0.015776 | 969.2466 | 0.026231 | 969.2466 | 0.063246 | 716.3652 | 0.00015006 | 969.2466 | 0.01653 | 968.8857 | 0.054164 | 1056.4458 | 0.034719 | 968.8857 | -0.037077 | 1056.8756 | 0 | 1056.4458 | 0.033306 | 954.063 | 0
|  | 969.4896 | -0.0057438 | 969.128 | -0.039901 | 716.0905 | 0.011081 | 969.4896 | -0.0079618 | 969.128 | -0.27806 | 958.8868 | 0 | 969.128 | -0.12227 | 716.4862 | 0.00015256 | 969.4895 | 0 | 969.4895 | 0 | 969.4895 | 0 | 969.4896 | 0 | 969.4895 | 0 | 969.4895 | 0 | 716.4862 | 0.00011837 | 969.4896 | 0 | 969.128 | -0.090614 | 1056.6144 | 0.042707 | 969.128 | -0.005756 | 1057.046 | 0 | 1056.6144 | 0.034607 | 954.2995 | 0
|  | 969.7325 | 0.0024394 | 969.3704 | 0.0036715 | 716.2178 | 0 | 969.7325 | -0.0030738 | 969.3704 | 0.036879 | 959.1276 | 0 | 969.3704 | 0.082469 | 716.6072 | 0.00013318 | 969.7325 | 0.086603 | 969.7325 | 0 | 969.7325 | 0.0054122 | 969.7325 | 0.006022 | 969.7325 | 0.023998 | 969.7325 | 0.073032 | 716.6072 | 0.00011168 | 969.7325 | 0.0067112 | 969.3704 | 0.067604 | 1056.7829 | 0.033766 | 969.3704 | 0.023228 | 1057.2163 | 0 | 1056.7829 | 0.033817 | 954.536 | 0
|  | 969.9755 | -0.0015207 | 969.6127 | -0.038377 | 716.3451 | 0.0094417 | 969.9755 | -0.021892 | 969.6127 | -0.22724 | 959.3683 | 0 | 969.6127 | -0.10538 | 716.7282 | 0.00011567 | 969.9755 | 0 | 969.9755 | 0 | 969.9755 | 0 | 969.9755 | 0 | 969.9755 | 0 | 969.9755 | 0 | 716.7282 | 0.00010175 | 969.9755 | 0 | 969.6127 | -0.07412 | 1056.9515 | 0.028592 | 969.6127 | 0.011155 | 1057.3866 | 0 | 1056.9515 | 0.035443 | 954.7725 | 0
|  | 970.2184 | 0.016046 | 969.8551 | -0.026613 | 716.4724 | 0 | 970.2184 | -0.0031232 | 969.8551 | 0.16111 | 959.6092 | 0 | 969.8551 | 0.063351 | 716.8492 | 0.00013486 | 970.2184 | 0.048716 | 970.2184 | 0 | 970.2184 | 0.019941 | 970.2184 | 0.0047694 | 970.2184 | 0.02022 | 970.2184 | 0.058338 | 716.8492 | 7.6741e-05 | 970.2184 | 0.0073818 | 969.8551 | 0.074323 | 1057.12 | 0.041028 | 969.8551 | 0.020481 | 1057.5569 | 0 | 1057.12 | 0.034746 | 955.0089 | 0
|  | 970.4614 | -0.006085 | 970.0974 | -0.028997 | 716.5997 | 0.0062945 | 970.4614 | -0.014371 | 970.0974 | -0.26345 | 959.85 | 0 | 970.0974 | -0.13756 | 716.9702 | 0.00016429 | 970.4614 | 0 | 970.4614 | 0 | 970.4614 | 0 | 970.4614 | 0 | 970.4614 | 0 | 970.4614 | 0 | 716.9702 | 8.6676e-05 | 970.4614 | 0 | 970.0974 | -0.040522 | 1057.2886 | 0.03894 | 970.0974 | -0.0026875 | 1057.7272 | 0 | 1057.2886 | 0.035536 | 955.2454 | 0
|  | 970.7044 | 0.014002 | 970.3398 | 0.010741 | 716.727 | 0 | 970.7044 | 0.0056953 | 970.3398 | 0.21906 | 960.0908 | 0 | 970.3398 | 0.069352 | 717.0912 | 0.00016578 | 970.7044 | 0.08958 | 970.7044 | 0 | 970.7044 | 0.019337 | 970.7044 | 0.0089922 | 970.7044 | 0.022822 | 970.7044 | 0.043439 | 717.0912 | 0.00015845 | 970.7044 | 0.0058547 | 970.3398 | 0.0143 | 1057.4571 | 0.030499 | 970.3398 | 0.055547 | 1057.8976 | 0 | 1057.4571 | 0.034282 | 955.4819 | 0
|  | 970.9474 | -0.015716 | 970.5822 | -0.01565 | 716.8543 | 0.0084479 | 970.9474 | -0.034943 | 970.5822 | -0.18033 | 960.3317 | 0 | 970.5822 | -0.15278 | 717.2122 | 0.0001682 | 970.9474 | 0 | 970.9474 | 0 | 970.9474 | 0 | 970.9474 | 0 | 970.9474 | 0 | 970.9474 | 0 | 717.2122 | 0.00020024 | 970.9474 | 0 | 970.5822 | -0.10975 | 1057.6256 | 0.043025 | 970.5822 | -0.02587 | 1058.0679 | 0 | 1057.6256 | 0.035211 | 955.7184 | 0
|  | 971.1904 | 0.01191 | 970.8246 | 0.00060263 | 716.9817 | 0 | 971.1904 | -0.018515 | 970.8246 | -0.073717 | 960.5725 | 0 | 970.8246 | 0.069872 | 717.3332 | 0.00016522 | 971.1904 | 0.11448 | 971.1904 | 0 | 971.1904 | 0.014516 | 971.1904 | 0.0087872 | 971.1904 | 0.0073555 | 971.1904 | 0.055147 | 717.3332 | 0.00019357 | 971.1904 | 0.0089863 | 970.8246 | 0.034209 | 1057.7942 | 0.037987 | 970.8246 | -0.022024 | 1058.2382 | 0 | 1057.7942 | 0.034282 | 955.9549 | 0
|  | 971.4333 | 0.0042842 | 971.0669 | -0.033416 | 717.109 | 0.014425 | 971.4333 | -0.027698 | 971.0669 | -0.21763 | 960.8134 | 0 | 971.0669 | -0.16882 | 717.4542 | 0.00016988 | 971.4334 | 0 | 971.4334 | 0 | 971.4334 | 0 | 971.4333 | 0 | 971.4334 | 0 | 971.4334 | 0 | 717.4542 | 0.00015177 | 971.4334 | 0 | 971.0669 | -0.12034 | 1057.9627 | 0.032223 | 971.0669 | -0.0044658 | 1058.4085 | 0 | 1057.9627 | 0.035118 | 956.1914 | 0
|  | 971.6764 | 0.032674 | 971.3093 | -0.0052429 | 717.2364 | 0 | 971.6764 | 0.0044433 | 971.3093 | 0.061337 | 961.0542 | 0 | 971.3093 | 0.065404 | 717.5752 | 0.00015833 | 971.6764 | 0.07528 | 971.6764 | 0 | 971.6764 | 0.0069937 | 971.6764 | 0.0021695 | 971.6764 | 0.0033293 | 971.6764 | 0.065399 | 717.5752 | 0.00013018 | 971.6764 | 0.010459 | 971.3093 | 0.091428 | 1058.1313 | 0.034311 | 971.3093 | -0.02214 | 1058.5789 | 0 | 1058.1313 | 0.033771 | 956.4279 | 0
|  | 971.9194 | 0.0046218 | 971.5517 | -0.020187 | 717.3638 | 0.015571 | 971.9194 | -0.020903 | 971.5517 | -0.16325 | 961.295 | 0 | 971.5517 | -0.14687 | 717.6962 | 0.00013952 | 971.9194 | 0 | 971.9194 | 0 | 971.9194 | 0 | 971.9194 | 0 | 971.9194 | 0 | 971.9194 | 0 | 717.6962 | 0.00014337 | 971.9194 | 0 | 971.5517 | -0.063735 | 1058.2998 | 0.030952 | 971.5517 | -0.031827 | 1058.7492 | 0.00010725 | 1058.2998 | 0.034746 | 956.6644 | 0
|  | 972.1624 | 0.013465 | 971.7941 | 0.020612 | 717.4912 | 0 | 972.1624 | 0.0034768 | 971.7941 | 0.0089591 | 961.5359 | 0 | 971.7941 | 0.087252 | 717.8172 | 0.00012797 | 972.1624 | 0.1729 | 972.1624 | 0 | 972.1624 | 0.019065 | 972.1624 | 0.015262 | 972.1624 | 0.016681 | 972.1624 | 0.060084 | 717.8172 | 0.00012179 | 972.1624 | 0.0074607 | 971.7941 | 0.032173 | 1058.4684 | 0.036535 | 971.7941 | 0.054038 | 1058.9195 | 0 | 1058.4684 | 0.033585 | 956.9009 | 0
|  | 972.4055 | -0.023001 | 972.0365 | -0.029961 | 717.6186 | 0.01089 | 972.4055 | -0.035701 | 972.0365 | -0.39396 | 961.7768 | 0 | 972.0365 | -0.16626 | 717.9382 | 0.00015051 | 972.4054 | 0 | 972.4054 | 0 | 972.4054 | 0 | 972.4055 | 0 | 972.4054 | 0 | 972.4054 | 0 | 717.9382 | 0.00012008 | 972.4055 | 0 | 972.0365 | -0.064957 | 1058.6369 | 0.030952 | 972.0365 | -0.010507 | 1059.0899 | 0 | 1058.6369 | 0.034607 | 957.1375 | 0
|  | 972.6484 | -0.0024841 | 972.2789 | 0.0031855 | 717.746 | 0 | 972.6484 | 0.011165 | 972.2789 | -0.017486 | 962.0177 | 0 | 972.2789 | 0.078146 | 718.0593 | 0.00015125 | 972.6485 | 0.0065295 | 972.6485 | 0 | 972.6485 | 0.026978 | 972.6484 | 0.013377 | 972.6485 | 0.011665 | 972.6485 | 0.078209 | 718.0593 | 0.00012505 | 972.6484 | 0.011097 | 972.2789 | 0.070862 | 1058.8055 | 0.031679 | 972.2789 | 0.007526 | 1059.2602 | 0 | 1058.8055 | 0.033353 | 957.374 | 0
|  | 972.8915 | -0.0011623 | 972.5213 | -0.029361 | 717.8734 | 0.013756 | 972.8915 | -0.043648 | 972.5213 | -0.25984 | 962.2586 | 0 | 972.5213 | -0.16126 | 718.1803 | 0.00016187 | 972.8915 | 0 | 972.8915 | 0 | 972.8915 | 0 | 972.8915 | 0 | 972.8915 | 0 | 972.8915 | 0 | 718.1803 | 9.8495e-05 | 972.8915 | 0 | 972.5213 | -0.076563 | 1058.974 | 0.026096 | 972.5213 | 0.0061153 | 1059.4305 | 0 | 1058.974 | 0.0347 | 957.6106 | 0
|  | 973.1346 | 0.017111 | 972.7637 | 0.0033899 | 718.0009 | 0 | 973.1346 | 0.014011 | 972.7637 | 0.11664 | 962.4995 | 0 | 972.7637 | 0.10804 | 718.3013 | 0.00012499 | 973.1346 | 0.081748 | 973.1346 | 0 | 973.1346 | 0.015551 | 973.1346 | 0.0094543 | 973.1346 | 0.023205 | 973.1346 | 0.058523 | 718.3013 | 9.6782e-05 | 973.1346 | 0.0051929 | 972.7637 | 0.061088 | 1059.1425 | 0.034447 | 972.7637 | 0.05884 | 1059.6009 | 0 | 1059.1425 | 0.033678 | 957.8471 | 0
|  | 973.3776 | 0.022111 | 973.0062 | -0.042841 | 718.1283 | 0.013947 | 973.3776 | -0.038244 | 973.0062 | -0.36833 | 962.7404 | 0 | 973.0062 | -0.12932 | 718.4223 | 0.0001384 | 973.3776 | 0 | 973.3776 | 0 | 973.3776 | 0 | 973.3776 | 0 | 973.3776 | 0 | 973.3776 | 0 | 718.4223 | 7.3315e-05 | 973.3776 | 0 | 973.0062 | -0.10975 | 1059.3111 | 0.018608 | 973.0062 | -0.075344 | 1059.7712 | 0.00010725 | 1059.3111 | 0.035211 | 958.0837 | 0
|  | 973.6207 | 0.011725 | 973.2486 | -0.013274 | 718.2558 | 0 | 973.6207 | -0.0014841 | 973.2486 | 0.029549 | 962.9813 | 0 | 973.2486 | 0.067469 | 718.5433 | 0.00012108 | 973.6207 | 0.099769 | 973.6207 | 0 | 973.6207 | 0.018937 | 973.6207 | 0.0024209 | 973.6207 | 0.0098619 | 973.6207 | 0.063193 | 718.5433 | 9.8495e-05 | 973.6207 | 0.0085965 | 973.2486 | 0.061088 | 1059.4796 | 0.035582 | 973.2486 | -0.041667 | 1059.9416 | 0 | 1059.4796 | 0.034514 | 958.3202 | 0
|  | 973.8637 | 0.010645 | 973.491 | -0.037936 | 718.3833 | 0.0053006 | 973.8637 | -0.017498 | 973.491 | -0.17448 | 963.2222 | 0 | 973.491 | -0.16767 | 718.6643 | 0.0001479 | 973.8637 | 0 | 973.8637 | 0 | 973.8637 | 0 | 973.8637 | 0 | 973.8637 | 0 | 973.8637 | 0 | 718.6643 | 6.1666e-05 | 973.8637 | 0 | 973.491 | -0.076767 | 1059.6481 | 0.02714 | 973.491 | -0.01558 | 1060.1119 | 0 | 1059.6481 | 0.035629 | 958.5568 | 0
|  | 974.1068 | 0.014032 | 973.7335 | 0.036863 | 718.5108 | 0 | 974.1068 | 0.011402 | 973.7335 | 0.19729 | 963.4631 | 0 | 973.7335 | 0.087905 | 718.7853 | 0.00014827 | 974.1068 | 0.062072 | 974.1068 | 0 | 974.1068 | 0.035426 | 974.1068 | 0.020534 | 974.1068 | 0.030121 | 974.1068 | 0.059026 | 718.7853 | 0.00010004 | 974.1068 | 0.010827 | 973.7335 | 0.058237 | 1059.8167 | 0.028411 | 973.7335 | 0.11354 | 1060.2822 | 0 | 1059.8167 | 0.034189 | 958.7934 | 0
|  | 974.3499 | -0.0093578 | 973.9759 | -0.0056869 | 718.6382 | 0.011463 | 974.3499 | -0.028512 | 973.9759 | -0.3256 | 963.7041 | 0 | 973.9759 | -0.1491 | 718.9063 | 0.00015796 | 974.3499 | 0 | 974.3499 | 0 | 974.3499 | 0 | 974.3499 | 0 | 974.3499 | 0 | 974.3499 | 0 | 718.9063 | 0.00012179 | 974.3498 | 0 | 973.9759 | -0.12034 | 1059.9852 | 0.029772 | 973.9759 | -0.004196 | 1060.4526 | 0 | 1059.9852 | 0.0347 | 959.03 | 0
|  | 974.593 | 0.01073 | 974.2183 | -0.0024833 | 718.7658 | 0 | 974.593 | 0.016173 | 974.2183 | 0.059205 | 963.945 | 0 | 974.2183 | 0.061171 | 719.0273 | 0.00014864 | 974.593 | 0.058801 | 974.593 | 0 | 974.593 | 0.020233 | 974.593 | 0.0037072 | 974.593 | 0.0073879 | 974.593 | 0.064059 | 719.0273 | 0.00014509 | 974.593 | 0.0095721 | 974.2183 | 0.031969 | 1060.1538 | 0.033267 | 974.2183 | 0.043312 | 1060.6229 | 0 | 1060.1538 | 0.03326 | 959.2665 | 0
|  | 974.8361 | -0.0006568 | 974.4608 | -0.0068107 | 718.8933 | 0.0097437 | 974.8361 | -0.014209 | 974.4608 | -0.38248 | 964.186 | 0 | 974.4608 | -0.14642 | 719.1483 | 0.00013449 | 974.8361 | 0 | 974.8361 | 0 | 974.8361 | 0 | 974.8361 | 0 | 974.8361 | 0 | 974.8361 | 0 | 719.1483 | 9.0102e-05 | 974.8361 | 0 | 974.4608 | -0.074323 | 1060.3223 | 0.027049 | 974.4608 | -0.03042 | 1060.7933 | 0 | 1060.3223 | 0.034375 | 959.5031 | 0
|  | 975.0792 | 0.031365 | 974.7033 | -0.00014627 | 719.0208 | 0 | 975.0792 | -0.00049242 | 974.7033 | 0.11961 | 964.4269 | 0 | 974.7033 | 0.081743 | 719.2694 | 0.00014175 | 975.0792 | 0.07047 | 975.0792 | 0 | 975.0792 | 0.02217 | 975.0792 | 0.015131 | 975.0792 | 0.0164 | 975.0792 | 0.10466 | 719.2694 | 7.9995e-05 | 975.0792 | 0.0053277 | 974.7033 | 0.025453 | 1060.4908 | 0.039984 | 974.7033 | 0.0053083 | 1060.9636 | 0 | 1060.4908 | 0.033399 | 959.7397 | 0
|  | 975.3223 | -0.023988 | 974.9457 | -0.024813 | 719.1483 | 0.0092761 | 975.3223 | -0.020169 | 974.9457 | -0.33426 | 964.6679 | 0 | 974.9457 | -0.12609 | 719.3904 | 0.00013486 | 975.3223 | 0 | 975.3223 | 0 | 975.3223 | 0 | 975.3223 | 0 | 975.3223 | 0 | 975.3223 | 0 | 719.3904 | 7.9995e-05 | 975.3223 | 0 | 974.9457 | -0.070455 | 1060.6594 | 0.048516 | 974.9457 | -0.054749 | 1061.134 | 0.00010725 | 1060.6594 | 0.035257 | 959.9763 | 0
|  | 975.5654 | 0.0017995 | 975.1882 | 0.0013928 | 719.2759 | 0 | 975.5654 | -0.0031283 | 975.1882 | 0.009196 | 964.9089 | 0 | 975.1882 | 0.073609 | 719.5114 | 0.0001397 | 975.5654 | 0.13764 | 975.5654 | 0 | 975.5654 | 0.0072892 | 975.5654 | 0.0062345 | 975.5654 | 0.014639 | 975.5654 | 0.07142 | 719.5114 | 0.00011682 | 975.5654 | 0.0085272 | 975.1882 | 0.076971 | 1060.8279 | 0.045566 | 975.1882 | -0.00064935 | 1061.3043 | 7.1499e-05 | 1060.8279 | 0.034561 | 960.2129 | 0
|  | 975.8085 | -0.01226 | 975.4307 | -0.029035 | 719.4035 | 0.018246 | 975.8085 | 0.0024176 | 975.4307 | -0.35541 | 965.1498 | 0 | 975.4307 | -0.15445 | 719.6324 | 0.00014268 | 975.8085 | 0 | 975.8085 | 0 | 975.8085 | 0 | 975.8085 | 0 | 975.8085 | 0 | 975.8085 | 0 | 719.6324 | 0.00010004 | 975.8085 | 0 | 975.4307 | -0.068622 | 1060.9964 | 0.036535 | 975.4307 | -0.030508 | 1061.4747 | 0.00010725 | 1060.9964 | 0.036605 | 960.4496 | 0
|  | 976.0516 | 0.027704 | 975.6731 | -0.021978 | 719.531 | 0 | 976.0516 | -0.012607 | 975.6731 | -0.026903 | 965.3908 | 0 | 975.6731 | 0.07791 | 719.7534 | 0.00015777 | 976.0516 | 0.085262 | 976.0516 | 0 | 976.0516 | 0.0006389 | 976.0516 | 0.0080264 | 976.0516 | 0.026685 | 976.0516 | 0.085307 | 719.7534 | 0.00011014 | 976.0516 | 0.0064046 | 975.6731 | 0.054572 | 1061.165 | 0.038305 | 975.6731 | 0.0027544 | 1061.645 | 0 | 1061.165 | 0.03549 | 960.6862 | 0
|  | 976.2947 | -0.025466 | 975.9156 | -0.0029184 | 719.6586 | 0.0089448 | 976.2947 | -0.018461 | 975.9156 | -0.30423 | 965.6318 | 0 | 975.9156 | -0.12999 | 719.8745 | 0.00016876 | 976.2947 | 0 | 976.2947 | 0 | 976.2947 | 0 | 976.2947 | 0 | 976.2947 | 0 | 976.2947 | 0 | 719.8745 | 7.9995e-05 | 976.2947 | 0 | 975.9156 | -0.11301 | 1061.3335 | 0.049152 | 975.9156 | -0.024889 | 1061.8154 | 0 | 1061.3335 | 0.036465 | 960.9228 | 0
|  | 976.5379 | 0.0028643 | 976.1581 | -0.0040919 | 719.7862 | 0 | 976.5379 | 0.011128 | 976.1581 | -0.042171 | 965.8728 | 0 | 976.1581 | 0.04947 | 719.9955 | 0.00016262 | 976.5379 | 0.10179 | 976.5379 | 0 | 976.5379 | 0.023256 | 976.5379 | 0.014265 | 976.5379 | 0.016455 | 976.5379 | 0.040477 | 719.9955 | 6.8347e-05 | 976.5379 | 0.0043525 | 976.1581 | 0.029933 | 1061.502 | 0.048925 | 976.1581 | 0.018902 | 1061.9857 | 0 | 1061.502 | 0.034932 | 961.1594 | 0
|  | 976.781 | 0.00053244 | 976.4006 | -0.02037 | 719.9138 | 0.010126 | 976.781 | -0.04166 | 976.4006 | -0.044862 | 966.1138 | 0 | 976.4006 | -0.13878 | 720.1165 | 0.00016653 | 976.781 | 0 | 976.781 | 0 | 976.781 | 0.0094256 | 976.781 | 0 | 976.781 | 0 | 976.781 | 0 | 720.1165 | 6.1666e-05 | 976.781 | 0 | 976.4006 | -0.051314 | 1061.6706 | 0.040619 | 976.4006 | 0.0091958 | 1062.1561 | 0 | 1061.6706 | 0.036001 | 961.3961 | 0
|  | 977.0242 | 0.01277 | 976.6431 | -0.0071519 | 720.0415 | 0 | 977.0242 | 0.0011363 | 976.6431 | 0.056176 | 966.3548 | 0 | 976.6431 | 0.056512 | 720.2375 | 0.00016168 | 977.0242 | 0.055348 | 977.0242 | 0 | 977.0242 | 0.023712 | 977.0242 | 0.008294 | 977.0242 | 0.02682 | 977.0242 | 0.021737 | 720.2375 | 0.000105 | 977.0242 | 0.0059678 | 976.6431 | 0.072084 | 1061.8391 | 0.049152 | 976.6431 | 0.039586 | 1062.3265 | 0 | 1061.8391 | 0.035118 | 961.6327 | 0
|  | 977.2673 | 0.00036841 | 976.8856 | -0.01429 | 720.1691 | 0.014042 | 977.2673 | -0.022774 | 976.8856 | -0.3923 | 966.5958 | 0 | 976.8856 | -0.19628 | 720.3585 | 0.00016001 | 977.2673 | 0 | 977.2673 | 0 | 977.2673 | 0 | 977.2673 | 0 | 977.2673 | 0 | 977.2673 | 0 | 720.3585 | 0.00013687 | 977.2673 | 0 | 976.8856 | -0.11098 | 1062.0076 | 0.033857 | 976.8856 | 0.016966 | 1062.4968 | 0 | 1062.0076 | 0.037023 | 961.8694 | 0
|  | 977.5105 | 0.018929 | 977.1281 | 0.0066015 | 720.2967 | 0 | 977.5105 | 0.0012036 | 977.1281 | 0.074125 | 966.8369 | 0 | 977.1281 | 0.10333 | 720.4796 | 0.00013579 | 977.5105 | 0.17022 | 977.5105 | 0 | 977.5105 | 0.011062 | 977.5105 | 0.0034133 | 977.5105 | 0.0063342 | 977.5105 | 0.040418 | 720.4796 | 0.00014509 | 977.5105 | 0.0070318 | 977.1281 | 0.094075 | 1062.1762 | 0.042753 | 977.1281 | 0.049878 | 1062.6672 | 0 | 1062.1762 | 0.037023 | 962.106 | 0
|  | 977.7537 | -0.00075213 | 977.3706 | -0.039959 | 720.4244 | 0.017863 | 977.7537 | -0.033827 | 977.3706 | -0.26846 | 967.0779 | 0 | 977.3706 | -0.1753 | 720.6006 | 0.00013952 | 977.7537 | 0 | 977.7537 | 0 | 977.7537 | 0 | 977.7537 | 0 | 977.7537 | 0 | 977.7537 | 0 | 720.6006 | 0.00010004 | 977.7537 | 0 | 977.3706 | -0.076971 | 1062.3447 | 0.048698 | 977.3706 | 0.014527 | 1062.8375 | 0 | 1062.3447 | 0.039067 | 962.3427 | 0
|  | 977.9968 | 0.021485 | 977.6131 | -0.011041 | 720.5521 | 0 | 977.9968 | -0.004114 | 977.6131 | 0.10652 | 967.3189 | 0 | 977.6131 | 0.099823 | 720.7216 | 0.0001384 | 977.9968 | 0.061863 | 977.9968 | 0 | 977.9968 | 0.001979 | 977.9968 | 0.0078315 | 977.9968 | 0.0027999 | 977.9968 | 0.045142 | 720.7216 | 0.00010672 | 977.9968 | 0.0052639 | 977.6132 | 0.13052 | 1062.5132 | 0.04947 | 977.6131 | 0.029857 | 1063.0079 | 7.1499e-05 | 1062.5132 | 0.037673 | 962.5793 | 0
|  | 978.24 | 0.0034118 | 977.8557 | -0.026843 | 720.6797 | 0.013087 | 978.24 | -0.0084745 | 977.8557 | -0.30257 | 967.5599 | 0 | 977.8557 | -0.16316 | 720.8427 | 0.00014958 | 978.24 | 0 | 978.24 | 0 | 978.24 | 0 | 978.24 | 0 | 978.24 | 0 | 978.24 | 0 | 720.8427 | 0.000105 | 978.24 | 0 | 977.8557 | 0.017428 | 1062.6817 | 0.043479 | 977.8557 | -0.0035073 | 1063.1783 | 0 | 1062.6817 | 0.038416 | 962.816 | 0
|  | 978.4832 | 0.017441 | 978.0982 | -0.0063419 | 720.8074 | 0 | 978.4832 | 0.0061049 | 978.0982 | 0.18289 | 967.801 | 0 | 978.0982 | 0.070768 | 720.9637 | 0.00015013 | 978.4832 | 0.10291 | 978.4832 | 0 | 978.4832 | 0.014991 | 978.4832 | 0.0082247 | 978.4832 | 0.022115 | 978.4832 | 0.033266 | 720.9637 | 0.00012847 | 978.4832 | 0.012521 | 978.0982 | 0.03258 | 1062.8503 | 0.040347 | 978.0982 | 0.056139 | 1063.3486 | 0 | 1062.8503 | 0.037069 | 963.0527 | 0
|  | 978.7264 | 0.0019838 | 978.3407 | -0.01842 | 720.9351 | 0.0056319 | 978.7264 | 0.00045888 | 978.3407 | -0.37855 | 968.0421 | 0 | 978.3407 | -0.14635 | 721.0847 | 0.00016485 | 978.7264 | 0 | 978.7264 | 0 | 978.7264 | 0 | 978.7264 | 0 | 978.7264 | 0 | 978.7264 | 0 | 721.0847 | 0.00014012 | 978.7264 | 0 | 978.3407 | -0.062717 | 1063.0188 | 0.035037 | 978.3407 | -0.032663 | 1063.519 | 0 | 1063.0188 | 0.038416 | 963.2894 | 0
|  | 978.9696 | 0.019113 | 978.5833 | -0.01076 | 721.0628 | 0 | 978.9696 | 0.0052679 | 978.5833 | -0.022527 | 968.2831 | 0 | 978.5833 | 0.077259 | 721.2057 | 0.00016578 | 978.9696 | 0.0019257 | 978.9696 | 0 | 978.9696 | 0.026469 | 978.9696 | 0.0029106 | 978.9696 | 0.010413 | 978.9696 | 0.10121 | 721.2057 | 0.00014012 | 978.9696 | 0.0088905 | 978.5833 | 0.060884 | 1063.1873 | 0.046656 | 978.5833 | 0.033974 | 1063.6894 | 0 | 1063.1873 | 0.037069 | 963.5261 | 0
|  | 979.2128 | -0.020537 | 978.8258 | -0.0040295 | 721.1906 | 0.0049694 | 979.2128 | -0.011888 | 978.8258 | -0.22573 | 968.5242 | 0 | 978.8258 | -0.16887 | 721.3268 | 0.00013952 | 979.2128 | 0 | 979.2128 | 0 | 979.2128 | 0 | 979.2128 | 0 | 979.2128 | 0 | 979.2128 | 0 | 721.3268 | 0.0001468 | 979.2128 | 0 | 978.8258 | -0.086541 | 1063.3559 | 0.035582 | 978.8258 | -0.018986 | 1063.8598 | 0 | 1063.3559 | 0.037859 | 963.7628 | 0
|  | 979.456 | 0.013592 | 979.0684 | 0.021255 | 721.3183 | 0 | 979.456 | -0.0094045 | 979.0684 | 0.046631 | 968.7653 | 0 | 979.0684 | 0.070341 | 721.4478 | 0.00012108 | 979.456 | 0.061951 | 979.456 | 0 | 979.456 | 0.023337 | 979.456 | 0.020496 | 979.456 | 0.035368 | 979.456 | 0.052738 | 721.4478 | 0.00011168 | 979.456 | 0.008764 | 979.0684 | 0.045001 | 1063.5244 | 0.04956 | 979.0684 | 0.043659 | 1064.0301 | 7.1499e-05 | 1063.5244 | 0.036558 | 963.9995 | 0
|  | 979.6992 | -0.0011706 | 979.3109 | -0.041163 | 721.4461 | 0.010126 | 979.6992 | -0.015059 | 979.3109 | -0.35468 | 969.0063 | 0 | 979.3109 | -0.13817 | 721.5688 | 0.00011325 | 979.6992 | 0 | 979.6992 | 0 | 979.6992 | 0 | 979.6992 | 0 | 979.6992 | 0 | 979.6992 | 0 | 721.5688 | 0.0001134 | 979.6992 | 0 | 979.3109 | -0.16881 | 1063.6929 | 0.03599 | 979.3109 | 0.0066305 | 1064.2005 | 0 | 1063.6929 | 0.037255 | 964.2362 | 0
|  | 979.9424 | 0.023696 | 979.5535 | 0.0081872 | 721.5738 | 0 | 979.9424 | -0.010334 | 979.5535 | 0.14712 | 969.2474 | 0 | 979.5535 | 0.10445 | 721.6899 | 0.00011921 | 979.9425 | 0.14133 | 979.9425 | 0 | 979.9425 | 0 | 979.9424 | 0.016088 | 979.9425 | 0.041941 | 979.9425 | 0.098043 | 721.6899 | 0.00010843 | 979.9424 | 0.010975 | 979.5535 | 0.070251 | 1063.8614 | 0.042616 | 979.5535 | 0.040596 | 1064.3709 | 0 | 1063.8614 | 0.035908 | 964.4729 | 0
|  | 980.1857 | -0.0094781 | 979.796 | -0.0067144 | 721.7016 | 0.0066257 | 980.1857 | -0.014072 | 979.796 | -0.30233 | 969.4886 | 0 | 979.796 | -0.15243 | 721.8109 | 0.00012536 | 980.1857 | 0 | 980.1857 | 0 | 980.1857 | 0 | 980.1857 | 0 | 980.1857 | 0 | 980.1857 | 0 | 721.8109 | 0.00013841 | 980.1857 | 0 | 979.796 | -0.075342 | 1064.03 | 0.046202 | 979.796 | 0.041405 | 1064.5412 | 0 | 1064.03 | 0.037069 | 964.7096 | 0
|  | 980.429 | 0.028471 | 980.0386 | 0.0074503 | 721.8294 | 0 | 980.429 | -0.00019842 | 980.0386 | 0.09018 | 969.7297 | 0 | 980.0386 | 0.075873 | 721.9319 | 0.00012536 | 980.4289 | 0.10616 | 980.4289 | 0 | 980.4289 | 0.014188 | 980.429 | 0.0092825 | 980.4289 | 0.017078 | 980.4289 | 0.037998 | 721.9319 | 0.00013344 | 980.429 | 0.0092132 | 980.0386 | 0.051517 | 1064.1985 | 0.058728 | 980.0386 | 0.076048 | 1064.7116 | 0 | 1064.1985 | 0.03679 | 964.9464 | 0
|  | 980.6722 | -0.0072829 | 980.2812 | -0.023386 | 721.9572 | 0.0038098 | 980.6722 | -0.035234 | 980.2812 | -0.17436 | 969.9708 | 0 | 980.2812 | -0.19671 | 722.053 | 0.00013132 | 980.6722 | 0 | 980.6722 | 0 | 980.6722 | 0 | 980.6722 | 0 | 980.6722 | 0 | 980.6722 | 0 | 722.053 | 0.00011014 | 980.6722 | 0 | 980.2812 | -0.039911 | 1064.367 | 0.049333 | 980.2812 | 0.0033978 | 1064.882 | 0 | 1064.367 | 0.038602 | 965.183 | 0
|  | 980.9154 | -0.0011413 | 980.5238 | 0.0025322 | 722.085 | 0 | 980.9154 | 0.0055345 | 980.5238 | -0.070309 | 970.2119 | 0 | 980.5238 | 0.113 | 722.174 | 0.00013877 | 980.9154 | 0.032753 | 980.9154 | 0 | 980.9154 | 0.023081 | 980.9154 | 0.011957 | 980.9154 | 0.012121 | 980.9154 | 0.069655 | 722.174 | 9.8495e-05 | 980.9154 | 0.0072734 | 980.5238 | 0.051721 | 1064.5355 | 0.054734 | 980.5238 | 0.060744 | 1065.0524 | 7.1499e-05 | 1064.5355 | 0.039392 | 965.4198 | 0
|  | 981.1587 | 0.0024591 | 980.7664 | -0.017938 | 722.2128 | 0.0066257 | 981.1587 | -0.0097267 | 980.7664 | -0.21493 | 970.453 | 0 | 980.7664 | -0.15624 | 722.295 | 0.00015125 | 981.1587 | 0 | 981.1587 | 0 | 981.1587 | 0 | 981.1587 | 0 | 981.1587 | 0 | 981.1587 | 0 | 722.295 | 8.6676e-05 | 981.1587 | 0 | 980.7663 | -0.050296 | 1064.7041 | 0.052011 | 980.7664 | -0.015942 | 1065.2228 | 0 | 1064.7041 | 0.04111 | 965.6566 | 0
|  | 981.402 | 0.0082831 | 981.0089 | 0.0073856 | 722.3406 | 0 | 981.402 | -0.008477 | 981.0089 | -0.0011364 | 970.6942 | 0 | 981.0089 | 0.10858 | 722.4161 | 0.00015349 | 981.4019 | 0.030102 | 981.4019 | 0 | 981.4019 | 0.0072179 | 981.402 | 0.0087255 | 981.4019 | 0.0148 | 981.4019 | 0.10682 | 722.4161 | 0.00011511 | 981.402 | 0.013892 | 981.0089 | 0.073305 | 1064.8726 | 0.041573 | 981.0089 | 0.04249 | 1065.3932 | 0 | 1064.8726 | 0.042086 | 965.8933 | 0
|  | 981.6452 | -0.0069047 | 981.2515 | -0.016901 | 722.4684 | 0.018341 | 981.6452 | -0.029921 | 981.2515 | -0.1657 | 970.9353 | 0 | 981.2515 | -0.15997 | 722.5371 | 0.00014622 | 981.6452 | 0 | 981.6452 | 0 | 981.6452 | 0 | 981.6452 | 0 | 981.6452 | 0 | 981.6452 | 0 | 722.5371 | 9.8495e-05 | 981.6452 | 0 | 981.2515 | -0.033191 | 1065.0411 | 0.05723 | 981.2515 | 0.015914 | 1065.5635 | 0 | 1065.0411 | 0.04413 | 966.1301 | 0
|  | 981.8885 | 0.035908 | 981.4941 | -0.0074746 | 722.5963 | 0 | 981.8885 | -0.0049009 | 981.4941 | -0.075291 | 971.1765 | 0 | 981.4941 | 0.085783 | 722.6582 | 0.0001466 | 981.8885 | 0.11483 | 981.8885 | 0 | 981.8885 | 0.040177 | 981.8885 | 0.019934 | 981.8885 | 0.037185 | 981.8885 | 0.04969 | 722.6582 | 0.00011511 | 981.8885 | 0.0059601 | 981.4941 | 0.012707 | 1065.2096 | 0.046656 | 981.4941 | -0.002033 | 1065.7339 | 0 | 1065.2096 | 0.046034 | 966.3668 | 0
|  | 982.1318 | -0.0017723 | 981.7367 | -0.031044 | 722.7242 | 0.011081 | 982.1318 | -0.02898 | 981.7367 | -0.30755 | 971.4176 | 0 | 981.7367 | -0.15902 | 722.7792 | 0.00015442 | 982.1318 | 0 | 982.1318 | 0 | 982.1318 | 0 | 982.1318 | 0 | 982.1318 | 0 | 982.1318 | 0 | 722.7792 | 9.6782e-05 | 982.1318 | 0 | 981.7367 | -0.056201 | 1065.3781 | 0.06018 | 981.7367 | 0.030773 | 1065.9043 | 0 | 1065.3781 | 0.048496 | 966.6036 | 0
|  | 982.3751 | 0.023414 | 981.9793 | -0.017638 | 722.852 | 0 | 982.3751 | -0.020403 | 981.9793 | 0.0027417 | 971.6588 | 0 | 981.9793 | 0.096398 | 722.9003 | 0.00014734 | 982.3751 | 0.045536 | 982.3751 | 0 | 982.3751 | 0.029048 | 982.3751 | 0 | 982.3751 | 0.025216 | 982.3751 | 0.061669 | 722.9003 | 0.00012179 | 982.3751 | 0.0066363 | 981.9793 | 0.090206 | 1065.5466 | 0.05841 | 981.9793 | 0.04798 | 1066.0747 | 7.1499e-05 | 1065.5466 | 0.048775 | 966.8403 | 0
|  | 982.6183 | -0.020546 | 982.222 | -0.020554 | 722.9799 | 0.017195 | 982.6183 | -0.043167 | 982.222 | -0.023076 | 971.8999 | 0 | 982.222 | -0.1703 | 723.0213 | 0.00014101 | 982.6184 | 0 | 982.6184 | 0 | 982.6184 | 0 | 982.6183 | 0 | 982.6184 | 0 | 982.6184 | 0 | 723.0213 | 0.00011511 | 982.6183 | 0 | 982.222 | -0.035024 | 1065.7152 | 0.067124 | 982.222 | -0.009558 | 1066.2451 | 0.00032174 | 1065.7152 | 0.049425 | 967.0771 | 0
|  | 982.8617 | -0.0057198 | 982.4646 | 0.033188 | 723.1078 | 0 | 982.8617 | 0.013421 | 982.4646 | 0.096726 | 972.1411 | 0 | 982.4646 | 0.10838 | 723.1423 | 0.0001371 | 982.8617 | 0.14359 | 982.8617 | 0 | 982.8617 | 0.036781 | 982.8617 | 0.018935 | 982.8617 | 0.02932 | 982.8617 | 0.09717 | 723.1423 | 0.00014337 | 982.8617 | 0.013967 | 982.4646 | 0.13337 | 1065.8837 | 0.044023 | 982.4646 | 0.022499 | 1066.4155 | 0 | 1065.8837 | 0.048589 | 967.3139 | 0
|  | 983.105 | -0.0066452 | 982.7072 | -0.038653 | 723.2357 | 0.0091104 | 983.105 | -0.018334 | 982.7072 | -0.16364 | 972.3823 | 0 | 982.7072 | -0.16956 | 723.2634 | 0.00013914 | 983.105 | 0 | 983.105 | 0 | 983.105 | 0 | 983.105 | 0 | 983.105 | 0 | 983.105 | 0 | 723.2634 | 0.00013515 | 983.105 | 0 | 982.7072 | -0.14987 | 1066.0522 | 0.04956 | 982.7072 | -0.061423 | 1066.5859 | 0 | 1066.0522 | 0.050401 | 967.5507 | 0
|  | 983.3483 | 0.0076458 | 982.9498 | 0.014757 | 723.3637 | 0 | 983.3483 | 0.0069991 | 982.9498 | 0.032081 | 972.6235 | 0 | 982.9498 | 0.088678 | 723.3844 | 0.00014604 | 983.3483 | 0.095472 | 983.3483 | 0 | 983.3483 | 0.021357 | 983.3483 | 0.013066 | 983.3483 | 0.014625 | 983.3483 | 0.071265 | 723.3844 | 0.00016513 | 983.3483 | 0.0069205 | 982.9498 | 0.052128 | 1066.2207 | 0.059817 | 982.9498 | 0.037394 | 1066.7563 | 0 | 1066.2207 | 0.05212 | 967.7875 | 0
|  | 983.5916 | -0.0088468 | 983.1925 | -0.053008 | 723.4916 | 0.015857 | 983.5916 | -0.0073474 | 983.1925 | -0.42267 | 972.8647 | 0 | 983.1925 | -0.16273 | 723.5055 | 0.00013616 | 983.5916 | 0 | 983.5916 | 0 | 983.5916 | 0 | 983.5916 | 0 | 983.5916 | 0 | 983.5916 | 0 | 723.5055 | 0.00013687 | 983.5916 | 0 | 983.1925 | -0.06231 | 1066.3892 | 0.063902 | 983.1925 | -0.037463 | 1066.9267 | 0 | 1066.3892 | 0.054628 | 968.0243 | 0
|  | 983.835 | 0.0065058 | 983.4351 | 0.022167 | 723.6195 | 0.0023244 | 983.835 | 0.02195 | 983.4351 | -0.045501 | 973.1059 | 0 | 983.4351 | 0.11281 | 723.6265 | 0.0001371 | 983.8349 | 0.089414 | 983.8349 | 0 | 983.8349 | 0.015205 | 983.835 | 0.016048 | 983.8349 | 0.02608 | 983.8349 | 0.10007 | 723.6265 | 0.0001235 | 983.835 | 0.0094461 | 983.4351 | 0.046834 | 1066.5577 | 0.061814 | 983.4351 | 0.024704 | 1067.0971 | 0 | 1066.5577 | 0.054164 | 968.2611 | 0
|  | 984.0782 | -0.0015182 | 983.6778 | -0.0067205 | 723.7475 | 0.0062945 | 984.0782 | -0.030321 | 983.6778 | -0.16211 | 973.3471 | 0 | 983.6778 | -0.15015 | 723.7476 | 0.00012275 | 984.0783 | 0 | 984.0783 | 0 | 984.0783 | 0 | 984.0782 | 0 | 984.0783 | 0 | 984.0783 | 0 | 723.7476 | 7.3315e-05 | 984.0783 | 0 | 983.6777 | -0.10446 | 1066.7263 | 0.055324 | 983.6778 | -0.0021269 | 1067.2675 | 0.00010725 | 1066.7263 | 0.054907 | 968.4979 | 0
|  | 984.3216 | 0.0034023 | 983.9204 | -0.017271 | 723.8755 | 0 | 984.3216 | 0.0022255 | 983.9204 | -0.016276 | 973.5883 | 0 | 983.9204 | 0.097005 | 723.8686 | 0.00013784 | 984.3216 | 0.031066 | 984.3216 | 0 | 984.3216 | 0.015448 | 984.3216 | 0.0032304 | 984.3216 | 0.018584 | 984.3216 | 0.040058 | 723.8686 | 0.00011511 | 984.3216 | 0.0059321 | 983.9204 | 0.10161 | 1066.8948 | 0.069348 | 983.9204 | 0.024758 | 1067.4379 | 0 | 1066.8948 | 0.056672 | 968.7347 | 0
|  | 984.5649 | -0.022679 | 984.1631 | -0.023934 | 724.0034 | 0.0082822 | 984.5649 | -0.024282 | 984.1631 | -0.23642 | 973.8295 | 0 | 984.1631 | -0.13813 | 723.9897 | 0.00014827 | 984.565 | 0 | 984.565 | 0 | 984.565 | 0 | 984.5649 | 0 | 984.565 | 0 | 984.565 | 0 | 723.9897 | 0.0001235 | 984.5649 | 0 | 984.1631 | -0.093261 | 1067.0633 | 0.071345 | 984.1631 | -0.012986 | 1067.6083 | 0 | 1067.0633 | 0.060435 | 968.9716 | 0
|  | 984.8083 | 0.011742 | 984.4057 | -0.023456 | 724.1314 | 0 | 984.8083 | 0.013284 | 984.4057 | -0.049729 | 974.0707 | 0 | 984.4057 | 0.06862 | 724.1107 | 0.00015796 | 984.8083 | 0.17316 | 984.8083 | 0 | 984.8083 | 0.0039741 | 984.8083 | 0 | 984.8083 | 0.0089356 | 984.8083 | 0.068512 | 724.1107 | 0.00012008 | 984.8083 | 0.006317 | 984.4057 | 0.0035868 | 1067.2318 | 0.06894 | 984.4057 | 0.027039 | 1067.7787 | 0 | 1067.2318 | 0.062804 | 969.2084 | 0
|  | 985.0517 | 0.00022591 | 984.6484 | -0.042657 | 724.2594 | 0.0029816 | 985.0517 | -0.015454 | 984.6484 | -0.36291 | 974.312 | 0 | 984.6484 | -0.18326 | 724.2318 | 0.00015833 | 985.0517 | 0 | 985.0517 | 0 | 985.0517 | 0 | 985.0517 | 0 | 985.0517 | 0 | 985.0517 | 0 | 724.2318 | 7.3315e-05 | 985.0517 | 0 | 984.6484 | -0.040114 | 1067.4003 | 0.071345 | 984.6484 | -0.0098674 | 1067.9491 | 0 | 1067.4003 | 0.064615 | 969.4452 | 0
|  | 985.295 | 0.024696 | 984.891 | -0.0037955 | 724.3874 | 0 | 985.295 | -0.010457 | 984.891 | 0.18301 | 974.5532 | 0 | 984.891 | 0.10095 | 724.3528 | 0.00014101 | 985.295 | 0.068399 | 985.295 | 0 | 985.295 | 0.016287 | 985.295 | 0.0055854 | 985.295 | 0 | 985.295 | 0.071608 | 724.3528 | 7.8454e-05 | 985.295 | 0.0051027 | 984.891 | 0.12747 | 1067.5688 | 0.066716 | 984.891 | 0.060469 | 1068.1195 | 0 | 1067.5688 | 0.066427 | 969.6821 | 0
|  | 985.5384 | -0.0078746 | 985.1337 | -0.0027498 | 724.5155 | 0.010317 | 985.5384 | -0.011979 | 985.1337 | -0.27904 | 974.7945 | 0 | 985.1337 | -0.18427 | 724.4739 | 0.00016168 | 985.5384 | 0 | 985.5384 | 0 | 985.5384 | 0 | 985.5384 | 0 | 985.5384 | 0 | 985.5384 | 0 | 724.4739 | 0.00011682 | 985.5384 | 0 | 985.1337 | -0.10792 | 1067.7373 | 0.072389 | 985.1337 | -0.015627 | 1068.2899 | 0.00010725 | 1067.7373 | 0.067449 | 969.9189 | 0
|  | 985.7818 | 0.00074422 | 985.3764 | 0.013576 | 724.6435 | 0 | 985.7818 | 0.018649 | 985.3764 | 0.12368 | 975.0358 | 0 | 985.3764 | 0.095784 | 724.595 | 0.0001561 | 985.7818 | 0.18988 | 985.7818 | 0 | 985.7818 | 0.025069 | 985.7818 | 0.023798 | 985.7818 | 0.033961 | 985.7818 | 0.10244 | 724.595 | 0.00016856 | 985.7818 | 0.01 | 985.3764 | 0.13134 | 1067.9059 | 0.06608 | 985.3764 | 0.042414 | 1068.4603 | 0 | 1067.9059 | 0.068982 | 970.1558 | 0
|  | 986.0251 | 0.013616 | 985.6191 | -0.01787 | 724.7716 | 0.0097437 | 986.0251 | -0.03615 | 985.6191 | -0.19926 | 975.277 | 0 | 985.6191 | -0.19039 | 724.716 | 0.00018292 | 986.0252 | 0 | 986.0252 | 0 | 986.0252 | 0 | 986.0251 | 0 | 986.0252 | 0 | 986.0252 | 0 | 724.716 | 0.00012847 | 986.0252 | 0 | 985.6191 | -0.11892 | 1068.0744 | 0.072525 | 985.6191 | -0.062905 | 1068.6307 | 0 | 1068.0744 | 0.068425 | 970.3926 | 0
|  | 986.2686 | 0.025083 | 985.8618 | -0.012459 | 724.8996 | 0 | 986.2686 | 0.0054284 | 985.8618 | 0.14533 | 975.5182 | 0 | 985.8618 | 0.11663 | 724.8371 | 0.00016224 | 986.2686 | 0.10949 | 986.2686 | 0 | 986.2686 | 0.028844 | 986.2686 | 0.015309 | 986.2686 | 0.018576 | 986.2686 | 0.071075 | 724.8371 | 0.00011511 | 986.2686 | 0.0063442 | 985.8618 | 0.068011 | 1068.2429 | 0.063993 | 985.8618 | 0.034471 | 1068.8011 | 0 | 1068.2429 | 0.069911 | 970.6295 | 0
|  | 986.512 | -0.0087925 | 986.1045 | -0.042459 | 725.0277 | 0.015093 | 986.512 | -0.0073809 | 986.1045 | -0.34135 | 975.7596 | 0 | 986.1045 | -0.15973 | 724.9581 | 0.00016914 | 986.512 | 0 | 986.512 | 0 | 986.512 | 0 | 986.512 | 0 | 986.512 | 0 | 986.512 | 0 | 724.9581 | 9.1815e-05 | 986.512 | 0 | 986.1045 | -0.14804 | 1068.4114 | 0.072298 | 986.1045 | 0.014854 | 1068.9715 | 0.00010725 | 1068.4114 | 0.06861 | 970.8664 | 0
|  | 986.7554 | 0.018766 | 986.3472 | -0.0017135 | 725.1558 | 0 | 986.7554 | 0.0049378 | 986.3472 | 0.05536 | 976.0009 | 0 | 986.3472 | 0.085509 | 725.0792 | 0.0001492 | 986.7554 | 0.1934 | 986.7554 | 0 | 986.7554 | 0.019362 | 986.7554 | 0.0013387 | 986.7554 | 0.012582 | 986.7554 | 0.12836 | 725.0792 | 0.0001235 | 986.7554 | 0.0097814 | 986.3472 | 0.01787 | 1068.5799 | 0.06313 | 986.3472 | 0.0509 | 1069.1419 | 0 | 1068.5799 | 0.070283 | 971.1033 | 0
|  | 986.9988 | -0.0042182 | 986.5899 | -0.026595 | 725.2839 | 0.0081166 | 986.9988 | -0.024525 | 986.5899 | -0.31643 | 976.2421 | 0 | 986.5899 | -0.17497 | 725.2002 | 0.00015051 | 986.9988 | 0 | 986.9988 | 0 | 986.9988 | 0 | 986.9988 | 0 | 986.9988 | 0 | 986.9988 | 0 | 725.2002 | 0.00012179 | 986.9988 | 0 | 986.5899 | -0.11688 | 1068.7484 | 0.072162 | 986.5899 | -0.15556 | 1069.3123 | 0 | 1068.7484 | 0.068564 | 971.3401 | 0
|  | 987.2422 | 0.014205 | 986.8326 | 0.00091554 | 725.412 | 0 | 987.2422 | 0.013502 | 986.8326 | 0.20079 | 976.4835 | 0 | 986.8326 | 0.079561 | 725.3213 | 0.00014231 | 987.2422 | 0.10002 | 987.2422 | 0 | 987.2422 | 0.024221 | 987.2422 | 0.010064 | 987.2422 | 0.035982 | 987.2422 | 0.105 | 725.3213 | 0.00011682 | 987.2422 | 0.0053769 | 986.8326 | 0.087966 | 1068.9169 | 0.06245 | 986.8326 | -0.013256 | 1069.4827 | 0 | 1068.9169 | 0.070468 | 971.577 | 0
|  | 987.4856 | -0.014964 | 987.0753 | -0.024731 | 725.5401 | 0.0092761 | 987.4856 | -0.037966 | 987.0753 | -0.42028 | 976.7247 | 0 | 987.0753 | -0.18697 | 725.4424 | 0.00015125 | 987.4856 | 0 | 987.4856 | 0 | 987.4856 | 0 | 987.4856 | 0 | 987.4856 | 0 | 987.4856 | 0 | 725.4424 | 0.00011837 | 987.4856 | 0 | 987.0753 | -0.0786 | 1069.0854 | 0.072298 | 987.0753 | -0.027358 | 1069.6532 | 0 | 1069.0854 | 0.068332 | 971.8139 | 0
|  | 987.729 | 0.026154 | 987.318 | 0.022502 | 725.6682 | 0 | 987.729 | 0.011704 | 987.318 | -0.06503 | 976.9661 | 0 | 987.318 | 0.075265 | 725.5634 | 0.00014566 | 987.729 | 0.1944 | 987.729 | 0 | 987.729 | 0.065578 | 987.729 | 0.02683 | 987.729 | 0.056328 | 987.729 | 0.16488 | 725.5634 | 0.00012179 | 987.729 | 0.010031 | 987.318 | 0.046427 | 1069.2539 | 0.06254 | 987.318 | 0.025493 | 1069.8236 | 0 | 1069.2539 | 0.070283 | 972.0508 | 0
|  | 987.9725 | -0.0040999 | 987.5607 | -0.027249 | 725.7964 | 0.0099348 | 987.9725 | -0.026032 | 987.5607 | -0.1731 | 977.2074 | 0 | 987.5607 | -0.18583 | 725.6845 | 0.0001492 | 987.9725 | 0 | 987.9725 | 0 | 987.9725 | 0 | 987.9725 | 0 | 987.9725 | 0 | 987.9725 | 0 | 725.6845 | 0.00011682 | 987.9725 | 0 | 987.5607 | -0.068622 | 1069.4224 | 0.069348 | 987.5607 | 0.029967 | 1069.994 | 0.00010725 | 1069.4224 | 0.067403 | 972.2877 | 0
|  | 988.2159 | 0.013334 | 987.8035 | -0.014167 | 725.9245 | 0 | 988.2159 | -0.010567 | 987.8035 | -0.026481 | 977.4487 | 0 | 987.8035 | 0.068452 | 725.8056 | 0.00014622 | 988.2159 | 0.20909 | 988.2159 | 0 | 988.2159 | 0.012722 | 988.2159 | 0.005875 | 988.2159 | 0.01864 | 988.2159 | 0.093609 | 725.8056 | 0.00011682 | 988.2159 | 0.0070601 | 987.8035 | 0.072694 | 1069.5909 | 0.063811 | 987.8035 | 0.0036975 | 1070.1644 | 0 | 1069.5909 | 0.069539 | 972.5247 | 0
|  | 988.4594 | -1.1244e-05 | 988.0462 | -0.03386 | 726.0527 | 0 | 988.4594 | -0.020422 | 988.0462 | -0.28437 | 977.69 | 0 | 988.0462 | -0.16676 | 725.9266 | 0.00019391 | 988.4594 | 0 | 988.4594 | 0 | 988.4594 | 0 | 988.4594 | 0 | 988.4594 | 0 | 988.4594 | 0 | 725.9266 | 0.00010843 | 988.4593 | 0 | 988.0462 | -0.10202 | 1069.7594 | 0.070392 | 988.0462 | 0.0029293 | 1070.3348 | 0 | 1069.7594 | 0.066474 | 972.7615 | 0
|  | 988.7028 | 0.006788 | 988.2889 | -0.025588 | 726.1809 | 0 | 988.7028 | 0.013369 | 988.2889 | -0.17813 | 977.9314 | 0 | 988.2889 | 0.097927 | 726.0477 | 0.00019223 | 988.7028 | 0.083514 | 988.7028 | 0 | 988.7028 | 0.0022756 | 988.7028 | 0 | 988.7028 | 0.023954 | 988.7028 | 0.036673 | 726.0477 | 0.00012179 | 988.7028 | 0.005602 | 988.2889 | 0.017543 | 1069.9279 | 0.062313 | 988.2889 | 0.046655 | 1070.5053 | 0 | 1069.9279 | 0.069168 | 972.9985 | 0
|  | 988.9463 | 0.0011496 | 988.5317 | -0.033501 | 726.3091 | 0.017195 | 988.9463 | -0.016417 | 988.5317 | -0.4758 | 978.1727 | 0 | 988.5317 | -0.20151 | 726.1688 | 0.00019763 | 988.9463 | 0 | 988.9463 | 0 | 988.9463 | 0 | 988.9463 | 0 | 988.9463 | 0 | 988.9463 | 0 | 726.1688 | 0.00013687 | 988.9463 | 0 | 988.5317 | -0.11668 | 1070.0964 | 0.069121 | 988.5317 | -0.057862 | 1070.6757 | 0 | 1070.0964 | 0.065916 | 973.2354 | 0
|  | 989.1898 | 0.019501 | 988.7744 | -0.023825 | 726.4373 | 0 | 989.1898 | 0.0012881 | 988.7744 | -0.010586 | 978.4141 | 0 | 988.7744 | 0.097647 | 726.2898 | 0.00015218 | 989.1897 | 0.078136 | 989.1897 | 0 | 989.1897 | 0 | 989.1898 | 0.009436 | 989.1897 | 0.013784 | 989.1897 | 0.071304 | 726.2898 | 0.00015177 | 989.1898 | 0.0081405 | 988.7744 | 0.031766 | 1070.2649 | 0.061497 | 988.7744 | -0.0033285 | 1070.8461 | 7.1499e-05 | 1070.2649 | 0.06875 | 973.4724 | 0
|  | 989.4332 | 0.0030049 | 989.0172 | -0.023142 | 726.5655 | 0.011941 | 989.4332 | -0.025593 | 989.0172 | -0.37275 | 978.6555 | 0 | 989.0172 | -0.2017 | 726.4109 | 0.00015312 | 989.4332 | 0 | 989.4332 | 0 | 989.4332 | 0 | 989.4332 | 0 | 989.4332 | 0 | 989.4332 | 0 | 726.4109 | 0.00016513 | 989.4332 | 0 | 989.0172 | -0.043576 | 1070.4334 | 0.071254 | 989.0172 | 0.002336 | 1071.0166 | 0 | 1070.4334 | 0.065544 | 973.7093 | 0
|  | 989.6767 | 0.015913 | 989.2599 | 0.00022768 | 726.6937 | 0 | 989.6767 | -0.01233 | 989.2599 | 0.11151 | 978.8968 | 0 | 989.2599 | 0.078507 | 726.532 | 0.00014175 | 989.6767 | 0.11212 | 989.6767 | 0 | 989.6767 | 0.026101 | 989.6767 | 0.011726 | 989.6767 | 0.020651 | 989.6767 | 0.12861 | 726.532 | 0.00018346 | 989.6767 | 0.009984 | 989.2599 | 0.10751 | 1070.6019 | 0.06894 | 989.2599 | 0.04588 | 1071.187 | 0 | 1070.6019 | 0.068657 | 973.9462 | 0
|  | 989.9202 | -0.0028255 | 989.5027 | -0.025619 | 726.8219 | 0.016908 | 989.9202 | -0.02723 | 989.5027 | -0.48308 | 979.1382 | 0 | 989.5027 | -0.22248 | 726.653 | 0.00016168 | 989.9202 | 0 | 989.9202 | 0 | 989.9202 | 0 | 989.9202 | 0 | 989.9202 | 0 | 989.9202 | 0 | 726.653 | 0.00015519 | 989.9202 | 0 | 989.5027 | -0.10385 | 1070.7704 | 0.072525 | 989.5027 | -0.03398 | 1071.3574 | 0 | 1070.7704 | 0.065637 | 974.1832 | 0
|  | 990.1636 | 0.014291 | 989.7455 | 0.010938 | 726.9502 | 0 | 990.1636 | -0.018425 | 989.7455 | 0.039435 | 979.3796 | 0 | 989.7455 | 0.13097 | 726.7741 | 0.00014306 | 990.1637 | 0.22392 | 990.1637 | 0 | 990.1637 | 0.046185 | 990.1636 | 0.018641 | 990.1637 | 0.0263 | 990.1637 | 0.094481 | 726.7741 | 0.00014337 | 990.1636 | 0.010708 | 989.7455 | 0.011992 | 1070.9389 | 0.061043 | 989.7455 | 0.064232 | 1071.5278 | 0 | 1070.9389 | 0.068796 | 974.4202 | 0
|  | 990.4072 | -0.0046186 | 989.9882 | -0.046335 | 727.0784 | 0.0097437 | 990.4072 | -0.015196 | 989.9882 | -0.52947 | 979.6209 | 0 | 989.9882 | -0.23462 | 726.8952 | 0.00017007 | 990.4072 | 0 | 990.4072 | 0 | 990.4072 | 0 | 990.4072 | 0 | 990.4072 | 0 | 990.4072 | 0 | 726.8952 | 8.3421e-05 | 990.4072 | 0 | 989.9882 | -0.12951 | 1071.1074 | 0.070165 | 989.9882 | -0.063709 | 1071.6983 | 0 | 1071.1074 | 0.066288 | 974.6571 | 0
|  | 990.6506 | 0.019982 | 990.231 | -0.0026217 | 727.2067 | 0 | 990.6506 | -0.0035995 | 990.231 | 0.08805 | 979.8623 | 0 | 990.231 | 0.086139 | 727.0163 | 0.00015218 | 990.6507 | 0.14357 | 990.6507 | 0 | 990.6507 | 0.00097579 | 990.6506 | 0.0018671 | 990.6507 | 0.032165 | 990.6507 | 0.1023 | 727.0163 | 0.00010672 | 990.6506 | 0.0062955 | 990.231 | 0.085727 | 1071.2759 | 0.060725 | 990.231 | 0.080144 | 1071.8687 | 0 | 1071.2759 | 0.069586 | 974.8941 | 0
|  | 990.8942 | -0.0074548 | 990.4738 | -0.051866 | 727.335 | 0.016048 | 990.8942 | -0.02656 | 990.4738 | -0.29208 | 980.1038 | 0 | 990.4738 | -0.20928 | 727.1373 | 0.00017472 | 990.8942 | 0 | 990.8942 | 0 | 990.8942 | 0 | 990.8942 | 0 | 990.8942 | 0 | 990.8942 | 0 | 727.1373 | 6.0125e-05 | 990.8942 | 0 | 990.4738 | -0.11708 | 1071.4444 | 0.071027 | 990.4738 | -0.045213 | 1072.0391 | 0 | 1071.4444 | 0.067542 | 975.131 | 0
|  | 991.1377 | 0.00010531 | 990.7166 | 0.02153 | 727.4633 | 0 | 991.1377 | 0.0093881 | 990.7166 | 0.20754 | 980.3452 | 0 | 990.7166 | 0.11608 | 727.2584 | 0.0001669 | 991.1377 | 0.29797 | 991.1377 | 0 | 991.1377 | 0.021199 | 991.1377 | 0.02166 | 991.1377 | 0.020389 | 991.1377 | 0.078403 | 727.2584 | 8.6676e-05 | 991.1377 | 0.0065544 | 990.7166 | 0.071473 | 1071.6129 | 0.067033 | 990.7166 | 0.03091 | 1072.2096 | 7.1499e-05 | 1071.6129 | 0.070376 | 975.368 | 0
|  | 991.3812 | -0.0059057 | 990.9594 | -0.019707 | 727.5916 | 0.014616 | 991.3812 | -0.021381 | 990.9594 | -0.38237 | 980.5865 | 0 | 990.9594 | -0.21852 | 727.3795 | 0.00015013 | 991.3812 | 0 | 991.3812 | 0 | 991.3812 | 0 | 991.3812 | 0 | 991.3812 | 0 | 991.3812 | 0 | 727.3795 | 0.00013018 | 991.3812 | 0 | 990.9594 | -0.11505 | 1071.7814 | 0.072389 | 990.9594 | -0.03251 | 1072.38 | 0 | 1071.7814 | 0.068564 | 975.605 | 0
|  | 991.6248 | 0.028091 | 991.2022 | 8.8637e-05 | 727.7199 | 0 | 991.6248 | 0.007903 | 991.2022 | 0.23399 | 980.828 | 0 | 991.2022 | 0.13989 | 727.5006 | 0.00012573 | 991.6247 | 0.20413 | 991.6247 | 0 | 991.6247 | 0.01414 | 991.6248 | 0.0085484 | 991.6247 | 0.0095563 | 991.6247 | 0.10516 | 727.5006 | 0.00017352 | 991.6248 | 0.0023717 | 991.2022 | 0.10894 | 1071.9499 | 0.06431 | 991.2022 | 0.030011 | 1072.5504 | 0 | 1071.9499 | 0.070468 | 975.842 | 0
|  | 991.8683 | -0.0027362 | 991.445 | -0.055651 | 727.8483 | 0.017195 | 991.8683 | -0.04264 | 991.445 | -0.34246 | 981.0694 | 0 | 991.445 | -0.21806 | 727.6216 | 0.00011195 | 991.8683 | 0 | 991.8683 | 0 | 991.8683 | 0 | 991.8683 | 0 | 991.8683 | 0 | 991.8683 | 0.0038086 | 727.6216 | 0.00016684 | 991.8683 | 0 | 991.445 | -0.10365 | 1072.1184 | 0.071844 | 991.445 | -0.0059262 | 1072.7209 | 0 | 1072.1184 | 0.06875 | 976.079 | 0
|  | 992.1118 | 0.022138 | 991.6878 | -0.016024 | 727.9766 | 0 | 992.1118 | 0.02512 | 991.6878 | -0.026398 | 981.3109 | 0 | 991.6878 | 0.092404 | 727.7427 | 0.00012108 | 992.1118 | 0.098169 | 992.1118 | 0 | 992.1118 | 0.033246 | 992.1118 | 0.010096 | 992.1118 | 0.0069971 | 992.1118 | 0.089726 | 727.7427 | 0.00012847 | 992.1118 | 0.0066212 | 991.6878 | 0.1238 | 1072.2869 | 0.066716 | 991.6878 | 0.077555 | 1072.8913 | 7.1499e-05 | 1072.2869 | 0.069818 | 976.316 | 0
|  | 992.3553 | -0.0056558 | 991.9306 | -0.025013 | 728.1049 | 0.016526 | 992.3553 | -0.0079267 | 991.9306 | -0.43967 | 981.5523 | 0 | 991.9306 | -0.21952 | 727.8638 | 0.00014045 | 992.3553 | 0 | 992.3553 | 0 | 992.3553 | 0 | 992.3553 | 0 | 992.3553 | 0 | 992.3553 | 0 | 727.8638 | 0.00016342 | 992.3554 | 0 | 991.9306 | -0.14763 | 1072.4554 | 0.072207 | 991.9306 | -0.11425 | 1073.0618 | 0.00010725 | 1072.4554 | 0.068285 | 976.553 | 0
|  | 992.5989 | 0.014521 | 992.1734 | -0.00688 | 728.2333 | 0 | 992.5989 | 0.0098706 | 992.1734 | 0.31099 | 981.7937 | 0 | 992.1734 | 0.096976 | 727.9849 | 0.00013542 | 992.5989 | 0.13915 | 992.5989 | 0 | 992.5989 | 0.030666 | 992.5989 | 0.010604 | 992.5989 | 0.022312 | 992.5989 | 0.085962 | 727.9849 | 0.00017181 | 992.5989 | 0.0095903 | 992.1734 | 0.049481 | 1072.6238 | 0.069167 | 992.1734 | 0.14864 | 1073.2322 | 0 | 1072.6238 | 0.06875 | 976.79 | 0
|  | 992.8425 | -0.022534 | 992.4162 | -0.011368 | 728.3617 | 0.0091104 | 992.8425 | -0.01689 | 992.4162 | -0.29352 | 982.0352 | 0 | 992.4162 | -0.17094 | 728.106 | 0.00016653 | 992.8425 | 0 | 992.8425 | 0 | 992.8425 | 0 | 992.8425 | 0 | 992.8425 | 0 | 992.8425 | 0 | 728.106 | 0.00018175 | 992.8425 | 0 | 992.4162 | -0.076156 | 1072.7923 | 0.071753 | 992.4162 | 0.018184 | 1073.4027 | 0.00010725 | 1072.7923 | 0.067542 | 977.027 | 0
|  | 993.086 | 0.0017969 | 992.659 | -0.0013687 | 728.4901 | 0 | 993.086 | -0.0059234 | 992.659 | 0.090382 | 982.2767 | 0 | 992.659 | 0.11878 | 728.227 | 0.00017305 | 993.086 | 0.13984 | 993.086 | 0 | 993.086 | 0.01423 | 993.086 | 0.017715 | 993.086 | 0.053202 | 993.086 | 0.087545 | 728.227 | 0.00013687 | 993.086 | 0.0082933 | 992.659 | 0.068826 | 1072.9608 | 0.061996 | 992.659 | 0.035999 | 1073.5731 | 0 | 1072.9608 | 0.069028 | 977.2641 | 0
|  | 993.3296 | -0.0072318 | 992.9019 | -0.0048768 | 728.6185 | 0.0053006 | 993.3296 | -0.0095155 | 992.9019 | -0.25746 | 982.5181 | 0 | 992.9019 | -0.20707 | 728.3481 | 0.00018869 | 993.3296 | 0 | 993.3296 | 0 | 993.3296 | 0 | 993.3296 | 0 | 993.3296 | 0 | 993.3296 | 0 | 728.3481 | 0.00015006 | 993.3296 | 0 | 992.9019 | -0.086948 | 1073.1293 | 0.069983 | 992.9019 | -0.091211 | 1073.7435 | 0 | 1073.1293 | 0.068471 | 977.5011 | 0
|  | 993.5732 | 0.0032753 | 993.1447 | -0.01392 | 728.7469 | 0 | 993.5732 | 0.023362 | 993.1447 | 0.012905 | 982.7596 | 0 | 993.1447 | 0.1134 | 728.4692 | 0.0001574 | 993.5732 | 0.062356 | 993.5732 | 0 | 993.5732 | 0.014592 | 993.5732 | 0.0018655 | 993.5732 | 0.016599 | 993.5732 | 0.10596 | 728.4692 | 0.00015006 | 993.5732 | 0.0077263 | 993.1447 | 0.079007 | 1073.2978 | 0.06313 | 993.1447 | 0.023686 | 1073.914 | 7.1499e-05 | 1073.2978 | 0.070097 | 977.7382 | 0
|  | 993.8168 | -0.016805 | 993.3875 | -0.049896 | 728.8753 | 0.011941 | 993.8168 | -0.032259 | 993.3875 | -0.40064 | 983.0011 | 0 | 993.3875 | -0.21748 | 728.5903 | 0.00016001 | 993.8168 | 0 | 993.8168 | 0 | 993.8168 | 0 | 993.8168 | 0 | 993.8168 | 0 | 993.8168 | 0 | 728.5903 | 0.00015519 | 993.8168 | 0 | 993.3875 | -0.18449 | 1073.4663 | 0.069257 | 993.3875 | 0.0041382 | 1074.0845 | 0 | 1073.4663 | 0.068517 | 977.9752 | 0
|  | 994.0604 | 0.0074006 | 993.6304 | 0.013242 | 729.0037 | 0 | 994.0604 | 0.015826 | 993.6304 | 0.044478 | 983.2426 | 0 | 993.6304 | 0.079951 | 728.7114 | 0.00012629 | 994.0603 | 0.20578 | 994.0603 | 0 | 994.0603 | 0.015317 | 994.0604 | 0.013195 | 994.0603 | 0.028402 | 994.0603 | 0.12812 | 728.7114 | 0.00016342 | 994.0604 | 0.0058873 | 993.6304 | 0.092853 | 1073.6348 | 0.062767 | 993.6304 | 0.063229 | 1074.2549 | 0 | 1073.6348 | 0.070329 | 978.2123 | 0
|  | 994.304 | -0.0080868 | 993.8732 | -0.033848 | 729.1322 | 0.018532 | 994.304 | 0.015133 | 993.8732 | -0.5127 | 983.4841 | 0 | 993.8732 | -0.17702 | 728.8325 | 0.00013486 | 994.3039 | 0 | 994.3039 | 0 | 994.3039 | 0 | 994.304 | 0 | 994.3039 | 0 | 994.3039 | 0 | 728.8325 | 0.00013841 | 994.304 | 0 | 993.8732 | -0.18367 | 1073.8033 | 0.070846 | 993.8732 | 0.010712 | 1074.4253 | 0.00010725 | 1073.8033 | 0.068146 | 978.4493 | 0
|  | 994.5475 | 0.0099011 | 994.1161 | -0.0055143 | 729.2607 | 0 | 994.5475 | 0.00074204 | 994.1161 | 0.011334 | 983.7256 | 0 | 994.1161 | 0.11808 | 728.9535 | 0.00013542 | 994.5475 | 0.16541 | 994.5475 | 0 | 994.5475 | 0.0052884 | 994.5475 | 0.00904 | 994.5475 | 0.023643 | 994.5475 | 0.074282 | 728.9535 | 0.00016513 | 994.5476 | 0.0051381 | 994.1161 | 0.04439 | 1073.9717 | 0.062858 | 994.1161 | -0.024835 | 1074.5958 | 0 | 1073.9717 | 0.070143 | 978.6863 | 0
|  | 994.7911 | -0.00019362 | 994.3589 | -0.017271 | 729.3891 | 0.018055 | 994.7911 | -0.018178 | 994.3589 | -0.26971 | 983.9671 | 0 | 994.3589 | -0.20845 | 729.0746 | 0.00016355 | 994.7912 | 0 | 994.7912 | 0 | 994.7912 | 0 | 994.7911 | 0 | 994.7912 | 0 | 994.7912 | 0 | 729.0746 | 0.00014012 | 994.7911 | 0 | 994.359 | -0.13847 | 1074.1402 | 0.069757 | 994.3589 | -0.041056 | 1074.7663 | 0 | 1074.1402 | 0.067681 | 978.9235 | 0
|  | 995.0348 | 0.0028198 | 994.6018 | -0.0042972 | 729.5176 | 0 | 995.0348 | 0.016991 | 994.6018 | -0.035267 | 984.2086 | 0 | 994.6018 | 0.099575 | 729.1957 | 0.00017081 | 995.0348 | 0.091053 | 995.0348 | 0 | 995.0348 | 0.01164 | 995.0348 | 0.018733 | 995.0348 | 0.063214 | 995.0348 | 0.051633 | 729.1957 | 0.0001235 | 995.0348 | 0.0057519 | 994.6018 | 0.070658 | 1074.3087 | 0.062223 | 994.6018 | 0.039289 | 1074.9367 | 0 | 1074.3087 | 0.070004 | 979.1605 | 0
|  | 995.2784 | -0.013991 | 994.8447 | -0.0070282 | 729.6461 | 0.0081166 | 995.2784 | -0.032083 | 994.8447 | -0.36621 | 984.4501 | 0 | 994.8447 | -0.20111 | 729.3168 | 0.00015181 | 995.2784 | 0 | 995.2784 | 0 | 995.2784 | 0 | 995.2784 | 0 | 995.2784 | 0 | 995.2784 | 0 | 729.3168 | 9.0102e-05 | 995.2784 | 0 | 994.8447 | -0.10446 | 1074.4772 | 0.070937 | 994.8447 | -0.026457 | 1075.1072 | 0.00010725 | 1074.4772 | 0.067542 | 979.3976 | 0
|  | 995.522 | 0.0013411 | 995.0876 | 0.0047212 | 729.7746 | 0 | 995.522 | 0.011259 | 995.0876 | 0.17742 | 984.6917 | 0 | 995.0876 | 0.12942 | 729.4379 | 0.00015274 | 995.522 | 0.14706 | 995.522 | 0 | 995.522 | 0.050725 | 995.522 | 0.0146 | 995.522 | 0.019341 | 995.522 | 0.13035 | 729.4379 | 9.6782e-05 | 995.522 | 0.0086712 | 995.0875 | 0.069844 | 1074.6457 | 0.064401 | 995.0876 | -0.039146 | 1075.2776 | 0 | 1074.6457 | 0.070097 | 979.6346 | 0
|  | 995.7656 | -0.016016 | 995.3304 | -0.023837 | 729.9031 | 0.013947 | 995.7656 | -0.0031503 | 995.3304 | -0.35029 | 984.9332 | 0 | 995.3304 | -0.20609 | 729.559 | 0.00015088 | 995.7657 | 0 | 995.7657 | 0 | 995.7657 | 0 | 995.7656 | 0 | 995.7657 | 0 | 995.7657 | 0 | 729.559 | 0.00011014 | 995.7656 | 0 | 995.3304 | -0.13623 | 1074.8142 | 0.072162 | 995.3304 | -0.027135 | 1075.4481 | 0.00032174 | 1074.8142 | 0.068006 | 979.8718 | 0
|  | 996.0093 | 0.0054611 | 995.5733 | -0.010011 | 730.0317 | 0 | 996.0093 | 0.0085995 | 995.5733 | -0.082091 | 985.1747 | 0 | 995.5733 | 0.12868 | 729.6801 | 0.00014175 | 996.0093 | 0.073449 | 996.0093 | 0 | 996.0093 | 0.014423 | 996.0093 | 0.011045 | 996.0093 | 0.037641 | 996.0093 | 0.15448 | 729.6801 | 9.6782e-05 | 996.0093 | 0.0098129 | 995.5733 | 0.056812 | 1074.9826 | 0.06894 | 995.5733 | 0.0033478 | 1075.6185 | 0 | 1074.9826 | 0.070422 | 980.1088 | 0
|  | 996.2529 | -0.0053639 | 995.8162 | -0.01059 | 730.1602 | 0.013087 | 996.2529 | -0.028974 | 995.8162 | -0.42567 | 985.4163 | 0 | 995.8162 | -0.24761 | 729.8012 | 0.00013952 | 996.2529 | 0 | 996.2529 | 0 | 996.2529 | 0 | 996.2529 | 0 | 996.2529 | 0 | 996.2529 | 0 | 729.8012 | 0.00010004 | 996.2529 | 0 | 995.8162 | -0.13093 | 1075.1511 | 0.07189 | 995.8162 | -0.050299 | 1075.789 | 0.00010725 | 1075.1511 | 0.068517 | 980.346 | 0
|  | 996.4966 | 0.0038101 | 996.0591 | -0.004146 | 730.2887 | 0 | 996.4966 | -0.0028636 | 996.0591 | 0.23719 | 985.6578 | 0 | 996.0591 | 0.13475 | 729.9223 | 0.00013412 | 996.4966 | 0.16049 | 996.4966 | 0 | 996.4966 | 0.032125 | 996.4966 | 0.027925 | 996.4966 | 0.045467 | 996.4966 | 0.1078 | 729.9223 | 9.8495e-05 | 996.4966 | 0.0070535 | 996.0591 | 0.09713 | 1075.3196 | 0.068213 | 996.0591 | -0.012064 | 1075.9595 | 0 | 1075.3196 | 0.069911 | 980.5831 | 0
|  | 996.7402 | 0.0030224 | 996.302 | -0.068643 | 730.4173 | 0.0091104 | 996.7402 | -0.027503 | 996.302 | -0.34735 | 985.8994 | 0 | 996.302 | -0.24316 | 730.0434 | 0.00016653 | 996.7402 | 0 | 996.7402 | 0 | 996.7402 | 0 | 996.7402 | 0 | 996.7402 | 0 | 996.7402 | 0 | 730.0434 | 0.0001468 | 996.7402 | 0 | 996.302 | -0.14233 | 1075.4881 | 0.072616 | 996.302 | -0.035075 | 1076.1299 | 0 | 1075.4881 | 0.068285 | 980.8202 | 0
|  | 996.9839 | 0.010859 | 996.5449 | -0.0075731 | 730.5459 | 0 | 996.9839 | 0.0095362 | 996.5449 | -0.10546 | 986.141 | 0 | 996.5449 | 0.13967 | 730.1645 | 0.00016988 | 996.9839 | 0.15921 | 996.9839 | 0 | 996.9839 | 0.05093 | 996.9839 | 0.014573 | 996.9839 | 0.0232 | 996.9839 | 0.031535 | 730.1645 | 0.00010004 | 996.9839 | 0.011105 | 996.5449 | -0.0090242 | 1075.6566 | 0.065899 | 996.5449 | 0.021785 | 1076.3004 | 0 | 1075.6566 | 0.069307 | 981.0573 | 0
|  | 997.2276 | -0.0096466 | 996.7878 | -0.0088432 | 730.6745 | 0.0087791 | 997.2276 | -0.019593 | 996.7878 | -0.46512 | 986.3826 | 0 | 996.7878 | -0.19332 | 730.2855 | 0.00016262 | 997.2276 | 0 | 997.2276 | 0 | 997.2276 | 0 | 997.2276 | 0 | 997.2276 | 0 | 997.2276 | 0 | 730.2855 | 0.00014337 | 997.2276 | 0 | 996.7878 | -0.038485 | 1075.825 | 0.07248 | 996.7878 | 0.0096605 | 1076.4709 | 0 | 1075.825 | 0.068239 | 981.2944 | 0
|  | 997.4713 | 0.0062864 | 997.0307 | -0.00042021 | 730.8031 | 0 | 997.4713 | 0.022834 | 997.0307 | 0.21203 | 986.6241 | 0 | 997.0307 | 0.12167 | 730.4067 | 0.00013747 | 997.4713 | 0.088626 | 997.4713 | 0 | 997.4713 | 0.040482 | 997.4713 | 0.0052586 | 997.4713 | 0.04273 | 997.4713 | 0.073456 | 730.4067 | 0.00010672 | 997.4713 | 0.0086924 | 997.0307 | 0.11301 | 1075.9935 | 0.067487 | 997.0307 | 0.046913 | 1076.6413 | 0 | 1075.9935 | 0.069307 | 981.5316 | 0
|  | 997.715 | -0.010564 | 997.2736 | -0.017018 | 730.9317 | 0.013278 | 997.715 | -0.0052795 | 997.2736 | -0.2312 | 986.8657 | 0 | 997.2736 | -0.24152 | 730.5277 | 0.00012797 | 997.7149 | 0 | 997.7149 | 0 | 997.7149 | 0 | 997.715 | 0 | 997.7149 | 0 | 997.7149 | 0 | 730.5277 | 0.00014509 | 997.715 | 0 | 997.2736 | -0.12808 | 1076.162 | 0.07189 | 997.2736 | -0.072915 | 1076.8118 | 0 | 1076.162 | 0.068239 | 981.7687 | 0
|  | 997.9586 | 0.0084836 | 997.5165 | 0.001611 | 731.0603 | 0 | 997.9586 | -0.0067772 | 997.5165 | 0.078602 | 987.1073 | 0 | 997.5165 | 0.11732 | 730.6489 | 0.00013318 | 997.9586 | 0.10414 | 997.9586 | 0 | 997.9586 | 0.019743 | 997.9586 | 0.018713 | 997.9586 | 0.013834 | 997.9586 | 0.11105 | 730.6489 | 9.5069e-05 | 997.9586 | 0.012802 | 997.5166 | 0.13399 | 1076.3305 | 0.064855 | 997.5165 | 0.059699 | 1076.9823 | 0 | 1076.3305 | 0.069818 | 982.0058 | 0
|  | 998.2023 | -0.0011326 | 997.7595 | -0.021871 | 731.1889 | 0.0033129 | 998.2023 | -0.022378 | 997.7595 | -0.15952 | 987.3489 | 0 | 997.7595 | -0.21661 | 730.7699 | 0.0001289 | 998.2023 | 0 | 998.2023 | 0 | 998.2023 | 0 | 998.2023 | 0 | 998.2023 | 0 | 998.2023 | 0 | 730.7699 | 0.00013687 | 998.2023 | 0 | 997.7595 | -0.086948 | 1076.4989 | 0.071527 | 997.7595 | 0.02687 | 1077.1527 | 0 | 1076.4989 | 0.06861 | 982.243 | 0
|  | 998.446 | 0.0036453 | 998.0024 | -0.0012928 | 731.3176 | 0 | 998.446 | -0.010388 | 998.0024 | -0.03563 | 987.5905 | 0 | 998.0024 | 0.15363 | 730.891 | 0.00014082 | 998.446 | 0.10215 | 998.446 | 0 | 998.446 | 0.029342 | 998.446 | 0.010269 | 998.446 | 0.036645 | 998.446 | 0.12171 | 730.891 | 0.0001701 | 998.446 | 0.0063594 | 998.0024 | 0.15089 | 1076.6674 | 0.06422 | 998.0024 | -0.061377 | 1077.3232 | 0 | 1076.6674 | 0.070376 | 982.4801 | 0
|  | 998.6898 | -0.016125 | 998.2453 | -0.023216 | 731.4463 | 0.012609 | 998.6898 | -0.035891 | 998.2453 | -0.43868 | 987.8322 | 0 | 998.2453 | -0.25862 | 731.0122 | 0.00015274 | 998.6897 | 0 | 998.6897 | 0 | 998.6897 | 0 | 998.6898 | 0 | 998.6897 | 0 | 998.6897 | 0 | 731.0122 | 0.00018175 | 998.6898 | 0 | 998.2453 | -0.20668 | 1076.8359 | 0.072525 | 998.2453 | -0.037586 | 1077.4937 | 0.00010725 | 1076.8359 | 0.068332 | 982.7173 | 0
|  | 998.9335 | 0.0018273 | 998.4883 | 0.015734 | 731.5749 | 0 | 998.9335 | -0.0096163 | 998.4883 | -0.081494 | 988.0738 | 0 | 998.4883 | 0.12182 | 731.1332 | 0.00016708 | 998.9334 | 0.15336 | 998.9334 | 0 | 998.9334 | 0.015811 | 998.9335 | 0.022268 | 998.9334 | 0.056038 | 998.9334 | 0.10228 | 731.1332 | 0.00015006 | 998.9335 | 0.0073676 | 998.4883 | 0.062717 | 1077.0043 | 0.066852 | 998.4883 | 0.053674 | 1077.6642 | 0 | 1077.0043 | 0.070236 | 982.9545 | 0
|  | 999.1772 | -0.020041 | 998.7312 | -0.031256 | 731.7036 | 0.0081166 | 999.1772 | -0.018979 | 998.7312 | -0.40203 | 988.3154 | 0 | 998.7312 | -0.26768 | 731.2544 | 0.00015908 | 999.1772 | 0 | 999.1772 | 0 | 999.1772 | 0 | 999.1772 | 0 | 999.1772 | 0 | 999.1772 | 0 | 731.2544 | 9.3356e-05 | 999.1772 | 0 | 998.7312 | -0.1181 | 1077.1728 | 0.072298 | 998.7312 | -0.0023195 | 1077.8347 | 0.00010725 | 1077.1728 | 0.068006 | 983.1916 | 0
|  | 999.4209 | -0.0034544 | 998.9742 | 0.001298 | 731.8323 | 0 | 999.4209 | 0.0031065 | 998.9742 | 0.17628 | 988.5571 | 0 | 998.9742 | 0.13242 | 731.3755 | 0.00015963 | 999.4209 | 0.18963 | 999.4209 | 0 | 999.4209 | 0.043874 | 999.4209 | 0.0081344 | 999.4209 | 0.054679 | 999.4209 | 0.17678 | 731.3755 | 0.0001134 | 999.4209 | 0.0053484 | 998.9742 | 0.1179 | 1077.3413 | 0.067714 | 998.9742 | 0.020087 | 1078.0051 | 0 | 1077.3413 | 0.070283 | 983.4288 | 0
|  | 999.6646 | -0.013404 | 999.2171 | -0.034023 | 731.961 | 0.005135 | 999.6646 | -0.02609 | 999.2171 | -0.29979 | 988.7987 | 0 | 999.2171 | -0.26612 | 731.4966 | 0.00017379 | 999.6646 | 0 | 999.6646 | 0 | 999.6646 | 0 | 999.6646 | 0 | 999.6646 | 0 | 999.6646 | 0 | 731.4966 | 8.8389e-05 | 999.6646 | 0 | 999.2171 | -0.12136 | 1077.5098 | 0.071663 | 999.2171 | 0.085702 | 1078.1756 | 0.00010725 | 1077.5098 | 0.068378 | 983.6659 | 0
|  | 999.9084 | -0.012018 | 999.4601 | 0.0087504 | 732.0897 | 0 | 999.9084 | 0.0046534 | 999.4601 | -0.018755 | 989.0403 | 0 | 999.4601 | 0.16795 | 731.6177 | 0.00017863 | 999.9084 | 0.11386 | 999.9084 | 0 | 999.9084 | 0.050955 | 999.9084 | 0.017461 | 999.9084 | 0.033502 | 999.9084 | 0.092009 | 731.6177 | 0.00010175 | 999.9084 | 0.0049365 | 999.4601 | 0.047648 | 1077.6782 | 0.064764 | 999.4601 | 0.07969 | 1078.3461 | 0 | 1077.6782 | 0.070608 | 983.9031 | 0
|  | 1000.1521 | -0.028031 | 999.703 | -0.03402 | 732.2185 | 0.0097437 | 1000.1521 | -0.016896 | 999.703 | -0.44733 | 989.282 | 0 | 999.703 | -0.19995 | 731.7388 | 0.00015312 | 1000.1521 | 0 | 1000.1521 | 0 | 1000.1521 | 0 | 1000.1521 | 0 | 1000.1521 | 0 | 1000.1521 | 0 | 731.7388 | 9.6782e-05 | 1000.1521 | 0 | 999.703 | -0.13765 | 1077.8467 | 0.072071 | 999.703 | -0.0077502 | 1078.5166 | 0.00010725 | 1077.8467 | 0.068703 | 984.1403 | 0
|  | 1000.3959 | 0.024954 | 999.946 | -0.015046 | 732.3472 | 0 | 1000.3959 | 0.0057444 | 999.946 | 0.3493 | 989.5237 | 0 | 999.946 | 0.10634 | 731.8599 | 0.00014231 | 1000.3959 | 0.098395 | 1000.3959 | 0 | 1000.3959 | 0.02486 | 1000.3959 | 0.015597 | 1000.3959 | 0.031127 | 1000.3959 | 0.14742 | 731.8599 | 0.00014012 | 1000.3959 | 0.0068278 | 999.946 | 0.10568 | 1078.0152 | 0.063267 | 999.946 | 0.01668 | 1078.687 | 0 | 1078.0152 | 0.070143 | 984.3776 | 0
|  | 1000.6396 | -0.029825 | 1000.189 | -0.024884 | 732.476 | 0.0059632 | 1000.6396 | -0.020909 | 1000.189 | -0.35778 | 989.7653 | 0 | 1000.189 | -0.26938 | 731.981 | 0.0001371 | 1000.6396 | 0 | 1000.6396 | 0 | 1000.6396 | 0 | 1000.6396 | 0 | 1000.6396 | 0 | 1000.6396 | 0 | 731.981 | 0.00014851 | 1000.6396 | 0 | 1000.189 | -0.086134 | 1078.1836 | 0.071118 | 1000.189 | -0.0033255 | 1078.8575 | 0.00010725 | 1078.1836 | 0.068517 | 984.6147 | 0
|  | 1000.8834 | 0.006362 | 1000.432 | 0.0012479 | 732.6047 | 0 | 1000.8834 | -0.00076133 | 1000.432 | 0.17307 | 990.007 | 0 | 1000.432 | 0.12349 | 732.1021 | 0.00014827 | 1000.8834 | 0.21398 | 1000.8834 | 0 | 1000.8834 | 0 | 1000.8834 | 0.014474 | 1000.8834 | 0.0032301 | 1000.8834 | 0.055963 | 732.1021 | 0.00015845 | 1000.8834 | 0.0051491 | 1000.432 | 0.032784 | 1078.3521 | 0.063993 | 1000.432 | 0.032272 | 1079.028 | 0 | 1078.3521 | 0.069772 | 984.8519 | 0
|  | 1001.1271 | 0.0075118 | 1000.6749 | -0.014545 | 732.7335 | 0.0097437 | 1001.1271 | -0.031412 | 1000.6749 | -0.31342 | 990.2487 | 0 | 1000.6749 | -0.29528 | 732.2232 | 0.00014399 | 1001.1271 | 0 | 1001.1271 | 0 | 1001.1271 | 0 | 1001.1271 | 0 | 1001.1271 | 0 | 1001.1271 | 0 | 732.2232 | 0.00016016 | 1001.1271 | 0 | 1000.6749 | -0.10039 | 1078.5205 | 0.0708 | 1000.6749 | -0.014486 | 1079.1985 | 0 | 1078.5205 | 0.068378 | 985.0892 | 0
|  | 1001.3709 | 0.010338 | 1000.9179 | -0.0059698 | 732.8623 | 0 | 1001.3709 | 0.0011922 | 1000.9179 | 0.26135 | 990.4904 | 0 | 1000.9179 | 0.14453 | 732.3443 | 0.00014101 | 1001.3709 | 0.19088 | 1001.3709 | 0 | 1001.3709 | 0.0076222 | 1001.3709 | 0.010887 | 1001.3709 | 0.038249 | 1001.3709 | 0.11947 | 732.3443 | 0.00015674 | 1001.3709 | 0.0061084 | 1000.9179 | 0.13378 | 1078.689 | 0.067896 | 1000.9179 | 0.047422 | 1079.369 | 7.1499e-05 | 1078.689 | 0.069911 | 985.3264 | 0
|  | 1001.6147 | -0.010834 | 1001.1609 | 0.00055647 | 732.9911 | 0.0043067 | 1001.6147 | -0.027092 | 1001.1609 | -0.69829 | 990.7321 | 0 | 1001.1609 | -0.22315 | 732.4654 | 0.00015665 | 1001.6147 | 0 | 1001.6147 | 0 | 1001.6147 | 0 | 1001.6147 | 0 | 1001.6147 | 0 | 1001.6147 | 0 | 732.4654 | 0.00016016 | 1001.6147 | 0 | 1001.1609 | -0.06964 | 1078.8575 | 0.071345 | 1001.1609 | 0.088111 | 1079.5395 | 0.00010725 | 1078.8575 | 0.068471 | 985.5636 | 0
|  | 1001.8585 | 0.012745 | 1001.4039 | 0.0022669 | 733.1199 | 0 | 1001.8585 | 0.025825 | 1001.4039 | -0.076683 | 990.9738 | 0 | 1001.4039 | 0.15327 | 732.5865 | 0.00014045 | 1001.8585 | 0.08547 | 1001.8585 | 0 | 1001.8585 | 0.014141 | 1001.8585 | 0.001785 | 1001.8585 | 0.02218 | 1001.8585 | 0.10185 | 732.5865 | 0.00012505 | 1001.8585 | 0.0069199 | 1001.4039 | 0.066586 | 1079.0259 | 0.070437 | 1001.4039 | -0.013752 | 1079.71 | 0 | 1079.0259 | 0.070283 | 985.8008 | 0
|  | 1002.1023 | -0.014752 | 1001.6469 | -0.0028424 | 733.2487 | 0.0094417 | 1002.1023 | -0.028192 | 1001.6469 | -0.096609 | 991.2155 | 0 | 1001.6469 | -0.2263 | 732.7076 | 0.00014995 | 1002.1023 | 0 | 1002.1023 | 0 | 1002.1023 | 0 | 1002.1023 | 0 | 1002.1023 | 0 | 1002.1023 | 0 | 732.7076 | 0.00015845 | 1002.1023 | 0 | 1001.6469 | -0.090817 | 1079.1944 | 0.071572 | 1001.6469 | -0.049354 | 1079.8805 | 0.00010725 | 1079.1944 | 0.068378 | 986.0381 | 0
|  | 1002.3461 | 0.01048 | 1001.8899 | 0.00020798 | 733.3776 | 0 | 1002.3461 | 0.0025794 | 1001.8899 | 0.30288 | 991.4572 | 0 | 1001.8899 | 0.14677 | 732.8288 | 0.0001371 | 1002.3461 | 0.24991 | 1002.3461 | 0 | 1002.3461 | 0.053714 | 1002.3461 | 0.041132 | 1002.3461 | 0.072886 | 1002.3461 | 0.12304 | 732.8288 | 0.00014851 | 1002.3461 | 0.015864 | 1001.8899 | 0.1012 | 1079.3629 | 0.064628 | 1001.8899 | 0.030966 | 1080.051 | 0 | 1079.3629 | 0.070376 | 986.2753 | 0
|  | 1002.5898 | -0.016874 | 1002.1329 | -0.016328 | 733.5064 | 0.0039755 | 1002.5898 | -0.018665 | 1002.1329 | -0.50387 | 991.699 | 0 | 1002.1329 | -0.24705 | 732.9499 | 0.00016224 | 1002.5899 | 0 | 1002.5899 | 0 | 1002.5899 | 0 | 1002.5898 | 0 | 1002.5899 | 0 | 1002.5899 | 0 | 732.9499 | 0.00012008 | 1002.5898 | 0 | 1002.1329 | -0.13745 | 1079.5313 | 0.071163 | 1002.1329 | -0.062745 | 1080.2214 | 0 | 1079.5313 | 0.06861 | 986.5126 | 0
|  | 1002.8337 | 0.016904 | 1002.3759 | -0.0014574 | 733.6353 | 0 | 1002.8337 | -0.0017121 | 1002.3759 | 0.30643 | 991.9407 | 0 | 1002.3759 | 0.10925 | 733.071 | 0.00015703 | 1002.8337 | 0.11047 | 1002.8337 | 0 | 1002.8337 | 0.024638 | 1002.8337 | 0.0097845 | 1002.8337 | 0.030401 | 1002.8337 | 0.15695 | 733.071 | 0.00011014 | 1002.8337 | 0.0077884 | 1002.3759 | 0.022602 | 1079.6998 | 0.065808 | 1002.3759 | 0.092836 | 1080.3919 | 0 | 1079.6998 | 0.070515 | 986.7498 | 0
|  | 1003.0775 | -0.011809 | 1002.619 | -0.0089812 | 733.7642 | 0.00082819 | 1003.0775 | -0.024798 | 1002.619 | -0.26754 | 992.1824 | 0 | 1002.619 | -0.26409 | 733.1921 | 0.00016038 | 1003.0775 | 0 | 1003.0775 | 0 | 1003.0775 | 0 | 1003.0775 | 0 | 1003.0775 | 0 | 1003.0775 | 0 | 733.1921 | 0.00014012 | 1003.0775 | 0 | 1002.619 | -0.024435 | 1079.8682 | 0.072162 | 1002.619 | -0.12238 | 1080.5624 | 0 | 1079.8682 | 0.068703 | 986.9871 | 0
|  | 1003.3214 | 0.0063967 | 1002.862 | -0.02123 | 733.8931 | 0 | 1003.3214 | -0.00039607 | 1002.862 | 0.013765 | 992.4242 | 0 | 1002.862 | 0.075445 | 733.3132 | 0.0001587 | 1003.3213 | 0.038788 | 1003.3213 | 0 | 1003.3213 | 0.032095 | 1003.3214 | 0.012536 | 1003.3213 | 0.0165 | 1003.3213 | 0.12513 | 733.3132 | 0.00016187 | 1003.3214 | 0.0079312 | 1002.862 | 0.071269 | 1080.0367 | 0.065173 | 1002.862 | 0.076591 | 1080.7329 | 0 | 1080.0367 | 0.069957 | 987.2244 | 0
|  | 1003.5651 | -0.016565 | 1003.105 | -0.037461 | 734.0219 | 0.0021534 | 1003.5651 | -0.032472 | 1003.105 | -0.60287 | 992.6659 | 0 | 1003.105 | -0.29168 | 733.4343 | 0.00015312 | 1003.5652 | 0 | 1003.5652 | 0 | 1003.5652 | 0 | 1003.5651 | 0 | 1003.5652 | 0 | 1003.5652 | 0 | 733.4343 | 0.00013841 | 1003.5651 | 0 | 1003.105 | -0.1686 | 1080.2051 | 0.071527 | 1003.105 | 0.061689 | 1080.9034 | 0 | 1080.2051 | 0.068378 | 987.4616 | 0
|  | 1003.809 | 0.0081918 | 1003.3481 | 0.010838 | 734.1509 | 0 | 1003.809 | 0.0040012 | 1003.3481 | 0.064047 | 992.9077 | 0 | 1003.3481 | 0.19849 | 733.5554 | 0.0001492 | 1003.809 | 0.27496 | 1003.809 | 0 | 1003.809 | 0.061632 | 1003.809 | 0.027437 | 1003.809 | 0.073842 | 1003.809 | 0.10881 | 733.5554 | 0.00014012 | 1003.809 | 0.0076743 | 1003.348 | 0.12482 | 1080.3736 | 0.066761 | 1003.3481 | 0.076289 | 1081.0739 | 7.1499e-05 | 1080.3736 | 0.069772 | 987.6989 | 0
|  | 1004.0529 | -0.008714 | 1003.5911 | -0.024982 | 734.2798 | 0.017099 | 1004.0529 | -0.023344 | 1003.5911 | -0.59209 | 993.1495 | 0 | 1003.5911 | -0.25869 | 733.6766 | 0.00014362 | 1004.0528 | 0 | 1004.0528 | 0 | 1004.0528 | 0 | 1004.0529 | 0 | 1004.0528 | 0 | 1004.0528 | 0 | 733.6766 | 0.00018346 | 1004.0529 | 0 | 1003.5911 | -0.18449 | 1080.5421 | 0.071572 | 1003.5911 | -0.075707 | 1081.2444 | 0 | 1080.5421 | 0.068378 | 987.9362 | 0
|  | 1004.2967 | 0.022156 | 1003.8341 | -0.0088535 | 734.4087 | 0 | 1004.2967 | 0.011843 | 1003.8341 | 0.31077 | 993.3912 | 0 | 1003.8341 | 0.1436 | 733.7977 | 0.00015908 | 1004.2967 | 0.087901 | 1004.2967 | 0 | 1004.2967 | 0.039911 | 1004.2967 | 0.0045484 | 1004.2967 | 0.0021336 | 1004.2967 | 0.080441 | 733.7977 | 0.00018517 | 1004.2967 | 0.0041157 | 1003.8341 | 0.16494 | 1080.7105 | 0.066625 | 1003.8341 | 0.15031 | 1081.4149 | 0 | 1080.7105 | 0.070097 | 988.1735 | 0
|  | 1004.5405 | -0.021482 | 1004.0772 | 0.00056982 | 734.5377 | 0.011081 | 1004.5405 | -0.010878 | 1004.0772 | -0.46434 | 993.633 | 0 | 1004.0772 | -0.2965 | 733.9188 | 0.00011269 | 1004.5405 | 0 | 1004.5405 | 0 | 1004.5405 | 0 | 1004.5405 | 0 | 1004.5405 | 0 | 1004.5405 | 0 | 733.9188 | 0.00010346 | 1004.5405 | 0 | 1004.0772 | -0.13867 | 1080.879 | 0.072207 | 1004.0772 | -0.07238 | 1081.5854 | 0 | 1080.879 | 0.070329 | 988.4108 | 0
|  | 1004.7844 | 0.02874 | 1004.3202 | -0.028603 | 734.6666 | 0 | 1004.7844 | -0.019306 | 1004.3202 | -0.57716 | 993.8748 | 0 | 1004.3202 | -0.288 | 734.0399 | 0.00030567 | 1004.7844 | 0 | 1004.7844 | 0 | 1004.7844 | 0 | 1004.7844 | 0 | 1004.7844 | 0 | 1004.7844 | 0 | 734.0399 | 0.00024512 | 1004.7844 | 0 | 1004.3202 | -0.18021 | 1081.0474 | 0.073796 | 1004.3202 | -0.098897 | 1081.7559 | 0 | 1081.0474 | 0.070143 | 988.6481 | 0
|  | 1005.0283 | 0.014998 | 1004.5633 | 0.0039555 | 734.7956 | 0.010794 | 1005.0283 | -0.0025989 | 1004.5633 | 0.3476 | 994.1166 | 0 | 1004.5633 | 0.089116 | 734.161 | 0.00024774 | 1005.0283 | 0.30532 | 1005.0283 | 0 | 1005.0283 | 0.046778 | 1005.0283 | 0.025992 | 1005.0283 | 0.031239 | 1005.0283 | 0.13534 | 734.161 | 0.00021018 | 1005.0283 | 0.0062288 | 1004.5633 | 0.11281 | 1081.2159 | 0.065763 | 1004.5633 | 0.04203 | 1081.9264 | 0.00053624 | 1081.2159 | 0.07019 | 988.8854 | 0
|  | 1005.2721 | -0.003471 | 1004.8063 | 0.0023348 | 734.9246 | 0 | 1005.2721 | -0.027948 | 1004.8063 | -0.45808 | 994.3584 | 0 | 1004.8063 | -0.25048 | 734.2822 | 0.00047276 | 1005.2721 | 0 | 1005.2721 | 0 | 1005.2721 | 0 | 1005.2721 | 0 | 1005.2721 | 0 | 1005.2721 | 0 | 734.2822 | 0.00039364 | 1005.2721 | 0 | 1004.8063 | -0.075952 | 1081.3843 | 0.073977 | 1004.8063 | 0.066278 | 1082.097 | 0 | 1081.3843 | 0.06861 | 989.1227 | 0
|  | 1005.516 | 0.00054453 | 1005.0494 | 0.016991 | 735.0536 | 0.0082822 | 1005.516 | -0.012944 | 1005.0494 | 0.023954 | 994.6002 | 0 | 1005.0494 | 0.15399 | 734.4033 | 0.0002293 | 1005.516 | 0.15261 | 1005.516 | 0 | 1005.516 | 0.03689 | 1005.516 | 0.022109 | 1005.516 | 0.049864 | 1005.516 | 0.16882 | 734.4033 | 0.00019014 | 1005.516 | 0.0068044 | 1005.0494 | 0.1515 | 1081.5528 | 0.063675 | 1005.0494 | 0.0032055 | 1082.2675 | 0.00032174 | 1081.5528 | 0.070608 | 989.36 | 0
|  | 1005.7599 | -0.01566 | 1005.2925 | -0.035739 | 735.1826 | 0 | 1005.7599 | -0.013635 | 1005.2925 | -0.41101 | 994.842 | 0 | 1005.2925 | -0.29697 | 734.5244 | 0.00045879 | 1005.7599 | 0 | 1005.7599 | 0 | 1005.7599 | 0 | 1005.7599 | 0 | 1005.7599 | 0 | 1005.7599 | 0 | 734.5244 | 0.00038028 | 1005.7599 | 0 | 1005.2925 | -0.15516 | 1081.7212 | 0.073887 | 1005.2925 | -0.11767 | 1082.438 | 0 | 1081.7212 | 0.068657 | 989.5973 | 0
|  | 1006.0038 | -0.0038125 | 1005.5356 | -0.0092586 | 735.3116 | 0.0039755 | 1006.0038 | 0.0014208 | 1005.5356 | -0.25627 | 995.0838 | 0 | 1005.5356 | 0.12153 | 734.6455 | 0.00023284 | 1006.0038 | 0.0835 | 1006.0038 | 0 | 1006.0038 | 0 | 1006.0038 | 0.016529 | 1006.0038 | 0.023878 | 1006.0038 | 0.17311 | 734.6455 | 0.00019682 | 1006.0038 | 0.0057507 | 1005.5356 | 0.056404 | 1081.8897 | 0.065672 | 1005.5356 | 0.062478 | 1082.6085 | 0.00053624 | 1081.8897 | 0.070329 | 989.8347 | 0
|  | 1006.2477 | -0.0085853 | 1005.7786 | -0.021733 | 735.4406 | 0 | 1006.2477 | -0.033844 | 1005.7786 | -0.64144 | 995.3256 | 0 | 1005.7786 | -0.30641 | 734.7667 | 0.00047443 | 1006.2477 | 0 | 1006.2477 | 0 | 1006.2477 | 0 | 1006.2477 | 0 | 1006.2477 | 0 | 1006.2477 | 0 | 734.7667 | 0.00042704 | 1006.2477 | 0 | 1005.7786 | -0.15292 | 1082.0581 | 0.073342 | 1005.7786 | -0.076935 | 1082.779 | 0 | 1082.0581 | 0.068332 | 990.072 | 0
|  | 1006.4916 | 0.020232 | 1006.0217 | -0.0067188 | 735.5697 | 0.017863 | 1006.4916 | -0.0037598 | 1006.0217 | 0.11012 | 995.5674 | 0 | 1006.0217 | 0.12494 | 734.8878 | 0.00024588 | 1006.4916 | 0.34578 | 1006.4916 | 0 | 1006.4916 | 0.013032 | 1006.4916 | 0.012317 | 1006.4916 | 0 | 1006.4916 | 0 | 734.8878 | 0.00023348 | 1006.4916 | 0.0060491 | 1006.0217 | 0.14478 | 1082.2265 | 0.062813 | 1006.0217 | 0.094947 | 1082.9495 | 0.00010725 | 1082.2265 | 0.070329 | 990.3093 | 0
|  | 1006.7355 | 0.0063504 | 1006.2648 | -0.013958 | 735.6987 | 0 | 1006.7355 | -0.017321 | 1006.2648 | -0.77925 | 995.8093 | 0 | 1006.2648 | -0.25003 | 735.0089 | 0.00047574 | 1006.7355 | 0 | 1006.7355 | 0 | 1006.7355 | 0 | 1006.7355 | 0 | 1006.7355 | 0 | 1006.7355 | 0 | 735.0089 | 0.00045702 | 1006.7355 | 0 | 1006.2648 | -0.043576 | 1082.395 | 0.07198 | 1006.2648 | 0.00039852 | 1083.12 | 0 | 1082.395 | 0.068239 | 990.5466 | 0
|  | 1006.9794 | 0.0056465 | 1006.5079 | -0.0014511 | 735.8278 | 0.0096482 | 1006.9794 | 0.014588 | 1006.5079 | 0.3947 | 996.0511 | 0 | 1006.5079 | 0.1865 | 735.13 | 0.00023452 | 1006.9794 | 0.12772 | 1006.9794 | 0 | 1006.9794 | 0.044406 | 1006.9794 | 0.0062552 | 1006.9794 | 0.018177 | 1006.9794 | 0.1314 | 735.13 | 0.00022354 | 1006.9794 | 0.011721 | 1006.5079 | 0.14295 | 1082.5634 | 0.064174 | 1006.5079 | 0.027635 | 1083.2905 | 0.00032174 | 1082.5634 | 0.070376 | 990.784 | 0
|  | 1007.2233 | -0.0074816 | 1006.751 | -0.015033 | 735.9569 | 0 | 1007.2233 | -0.020765 | 1006.751 | -0.67885 | 996.293 | 0 | 1006.751 | -0.2815 | 735.2512 | 0.00044724 | 1007.2233 | 0 | 1007.2233 | 0 | 1007.2233 | 0 | 1007.2233 | 0 | 1007.2233 | 0 | 1007.2233 | 0 | 735.2512 | 0.00041693 | 1007.2233 | 0 | 1006.751 | -0.17267 | 1082.7319 | 0.072661 | 1006.751 | 0.073788 | 1083.461 | 0 | 1082.7319 | 0.068285 | 991.0214 | 0
|  | 1007.4672 | 0.0067064 | 1006.9941 | -0.020324 | 736.086 | 0.013565 | 1007.4672 | 0.009651 | 1006.9941 | 0.34501 | 996.5349 | 0 | 1006.9941 | 0.081317 | 735.3723 | 0.00021999 | 1007.4672 | 0.11645 | 1007.4672 | 0 | 1007.4672 | 0.029648 | 1007.4672 | 0.002792 | 1007.4672 | 0.073356 | 1007.4672 | 0.069334 | 735.3723 | 0.00019357 | 1007.4672 | 0.0025869 | 1006.9941 | 0.16494 | 1082.9003 | 0.061587 | 1006.9941 | 0.073199 | 1083.6316 | 0.00053624 | 1082.9003 | 0.070329 | 991.2587 | 0
|  | 1007.7112 | -0.018092 | 1007.2372 | -0.0086422 | 736.2151 | 0 | 1007.7112 | -0.021042 | 1007.2372 | -0.41739 | 996.7767 | 0 | 1007.2372 | -0.35505 | 735.4934 | 0.00043979 | 1007.7112 | 0 | 1007.7112 | 0 | 1007.7112 | 0 | 1007.7112 | 0 | 1007.7112 | 0 | 1007.7112 | 0 | 735.4934 | 0.00044708 | 1007.7112 | 0 | 1007.2372 | -0.092853 | 1083.0687 | 0.072343 | 1007.2372 | -0.10242 | 1083.8021 | 0 | 1083.0687 | 0.068564 | 991.4961 | 0
|  | 1007.9551 | -0.001416 | 1007.4803 | -0.015138 | 736.3442 | 0.0074539 | 1007.9551 | 0.0078743 | 1007.4803 | 0.27963 | 997.0186 | 0 | 1007.4803 | 0.15512 | 735.6146 | 0.00022669 | 1007.9551 | 0.12344 | 1007.9551 | 0 | 1007.9551 | 0.033705 | 1007.9551 | 0.032045 | 1007.9551 | 0.043166 | 1007.9551 | 0.1941 | 735.6146 | 0.00025694 | 1007.9551 | 0.011722 | 1007.4803 | 0.15313 | 1083.2372 | 0.06481 | 1007.4803 | -0.047235 | 1083.9726 | 0.00010725 | 1083.2372 | 0.070422 | 991.7335 | 0
|  | 1008.199 | -0.017624 | 1007.7234 | -0.026614 | 736.4733 | 0 | 1008.199 | -0.022591 | 1007.7234 | -0.37138 | 997.2605 | 0 | 1007.7234 | -0.29936 | 735.7357 | 0.00045413 | 1008.1991 | 0 | 1008.1991 | 0 | 1008.1991 | 0 | 1008.199 | 0 | 1008.1991 | 0 | 1008.1991 | 0 | 735.7357 | 0.00047038 | 1008.199 | 0 | 1007.7234 | -0.16758 | 1083.4056 | 0.073705 | 1007.7234 | 0.052151 | 1084.1431 | 0 | 1083.4056 | 0.06875 | 991.9708 | 0
|  | 1008.443 | 0.030984 | 1007.9666 | -0.0055277 | 736.6024 | 0.012609 | 1008.443 | -0.0046292 | 1007.9666 | 0.24072 | 997.5024 | 0 | 1007.9666 | 0.17259 | 735.8568 | 0.00023452 | 1008.443 | 0.12621 | 1008.443 | 0 | 1008.443 | 0.045332 | 1008.443 | 0.020719 | 1008.443 | 0.077916 | 1008.443 | 0.099769 | 735.8568 | 0.00021686 | 1008.443 | 0.004567 | 1007.9666 | 0.17349 | 1083.5741 | 0.062495 | 1007.9666 | 0.14489 | 1084.3136 | 0.00032174 | 1083.5741 | 0.070422 | 992.2082 | 0
|  | 1008.687 | -0.0070216 | 1008.2097 | 0.0085628 | 736.7316 | 0 | 1008.687 | -0.016121 | 1008.2097 | -0.21825 | 997.7443 | 0 | 1008.2097 | -0.27987 | 735.9779 | 0.00050256 | 1008.687 | 0 | 1008.687 | 0 | 1008.687 | 0 | 1008.687 | 0 | 1008.687 | 0 | 1008.687 | 0 | 735.9779 | 0.00045702 | 1008.687 | 0 | 1008.2097 | -0.14865 | 1083.7425 | 0.073705 | 1008.2097 | 0.0016404 | 1084.4841 | 0 | 1083.7425 | 0.068657 | 992.4456 | 0
|  | 1008.9309 | 0.013852 | 1008.4528 | -0.012391 | 736.8607 | 0.013087 | 1008.9309 | 0.0051837 | 1008.4528 | -0.21666 | 997.9861 | 0 | 1008.4528 | 0.15521 | 736.0991 | 0.0002714 | 1008.9309 | 0.17621 | 1008.9309 | 0 | 1008.9309 | 0.03391 | 1008.9309 | 0.0165 | 1008.9309 | 0 | 1008.9309 | 0.11936 | 736.0991 | 0.00024358 | 1008.9309 | 0.0073708 | 1008.4528 | 0.11607 | 1083.9109 | 0.062722 | 1008.4528 | -0.044728 | 1084.6547 | 0.00010725 | 1083.9109 | 0.070236 | 992.683 | 0
|  | 1009.1749 | -0.015779 | 1008.6959 | -0.00055819 | 736.9899 | 0 | 1009.1749 | -0.0061747 | 1008.6959 | -0.40528 | 998.2281 | 0 | 1008.6959 | -0.2926 | 736.2202 | 0.00049697 | 1009.1749 | 0 | 1009.1749 | 0 | 1009.1749 | 0 | 1009.1749 | 0 | 1009.1749 | 0 | 1009.1749 | 0 | 736.2202 | 0.00048699 | 1009.1749 | 0 | 1008.696 | -0.12299 | 1084.0794 | 0.074658 | 1008.6959 | -0.049157 | 1084.8252 | 0 | 1084.0794 | 0.068332 | 992.9204 | 0
|  | 1009.4189 | 0.0014648 | 1008.9391 | 0.00021679 | 737.1191 | 0.0096482 | 1009.4189 | 0.0097175 | 1008.9391 | -0.049477 | 998.47 | 0 | 1008.9391 | 0.16012 | 736.3413 | 0.00022725 | 1009.4189 | 0.19224 | 1009.4189 | 0 | 1009.4189 | 0.077402 | 1009.4189 | 0.034588 | 1009.4189 | 0.059532 | 1009.4189 | 0.15241 | 736.3413 | 0.00024358 | 1009.4189 | 0.01139 | 1008.9391 | 0.20587 | 1084.2478 | 0.061996 | 1008.9391 | -0.039113 | 1084.9957 | 0.0007506 | 1084.2478 | 0.070236 | 993.1578 | 0
|  | 1009.6628 | -0.008046 | 1009.1822 | -0.020454 | 737.2483 | 0 | 1009.6628 | -0.021318 | 1009.1822 | -0.70485 | 998.7119 | 0 | 1009.1822 | -0.33332 | 736.4625 | 0.00046046 | 1009.6628 | 0 | 1009.6628 | 0 | 1009.6628 | 0 | 1009.6628 | 0 | 1009.6628 | 0 | 1009.6628 | 0 | 736.4625 | 0.00048699 | 1009.6628 | 0 | 1009.1822 | -0.22378 | 1084.4162 | 0.072934 | 1009.1822 | 0.04594 | 1085.1662 | 0 | 1084.4162 | 0.068517 | 993.3952 | 0
|  | 1009.9068 | 0.030216 | 1009.4254 | -0.022006 | 737.3775 | 0.010317 | 1009.9068 | 0.003147 | 1009.4254 | 0.28048 | 998.9539 | 0 | 1009.4254 | 0.19858 | 736.5836 | 0.0002347 | 1009.9068 | 0 | 1009.9068 | 0 | 1009.9068 | 0 | 1009.9068 | 0 | 1009.9068 | 0.056009 | 1009.9068 | 0.10229 | 736.5836 | 0.00024684 | 1009.9068 | 0.0069654 | 1009.4254 | 0.083487 | 1084.5847 | 0.068713 | 1009.4254 | 0.099533 | 1085.3368 | 0.00032174 | 1084.5847 | 0.070468 | 993.6326 | 0
|  | 1010.1508 | 0.0046442 | 1009.6685 | -0.048292 | 737.5067 | 0 | 1010.1508 | -0.033817 | 1009.6685 | -0.49586 | 999.1957 | 0 | 1009.6685 | -0.42179 | 736.7047 | 0.00046922 | 1010.1508 | 0 | 1010.1508 | 0 | 1010.1508 | 0 | 1010.1508 | 0 | 1010.1508 | 0 | 1010.1508 | 0 | 736.7047 | 0.00047038 | 1010.1508 | 0 | 1009.6685 | -0.157 | 1084.7531 | 0.074295 | 1009.6685 | -0.044806 | 1085.5073 | 0 | 1084.7531 | 0.06861 | 993.8701 | 0
|  | 1010.3948 | 0.016307 | 1009.9117 | 0.010725 | 737.636 | 0.013756 | 1010.3948 | 0.015126 | 1009.9117 | -0.24357 | 999.4377 | 0 | 1009.9117 | 0.16627 | 736.8259 | 0.00023675 | 1010.3948 | 0.12221 | 1010.3948 | 0 | 1010.3948 | 0.0048224 | 1010.3948 | 0.020025 | 1010.3948 | 0.030585 | 1010.3948 | 0.15177 | 736.8259 | 0.0002268 | 1010.3948 | 0.0079983 | 1009.9117 | 0.16066 | 1084.9215 | 0.061043 | 1009.9117 | -0.013991 | 1085.6778 | 0.00053624 | 1084.9215 | 0.070376 | 994.1075 | 0
|  | 1010.6388 | -0.014523 | 1010.1548 | -0.043464 | 737.7652 | 0 | 1010.6388 | -0.032362 | 1010.1548 | -0.76347 | 999.6796 | 0 | 1010.1548 | -0.31332 | 736.947 | 0.0004722 | 1010.6388 | 0 | 1010.6388 | 0 | 1010.6388 | 0 | 1010.6388 | 0 | 1010.6388 | 0 | 1010.6388 | 0 | 736.947 | 0.00043698 | 1010.6388 | 0 | 1010.1549 | -0.086134 | 1085.09 | 0.072298 | 1010.1548 | -0.032142 | 1085.8484 | 0 | 1085.09 | 0.068425 | 994.3449 | 0
|  | 1010.8828 | 0.0088708 | 1010.398 | 0.00082222 | 737.8945 | 0.0067914 | 1010.8828 | 0.0068474 | 1010.398 | -0.036504 | 999.9216 | 0 | 1010.398 | 0.1482 | 737.0682 | 0.00023805 | 1010.8828 | 0.14241 | 1010.8828 | 0 | 1010.8828 | 0.023838 | 1010.8828 | 0.021578 | 1010.8828 | 0.053643 | 1010.8828 | 0.21739 | 737.0682 | 0.00021343 | 1010.8828 | 0.0064004 | 1010.398 | 0.20403 | 1085.2584 | 0.062313 | 1010.398 | -0.039947 | 1086.0189 | 0.00010725 | 1085.2584 | 0.07019 | 994.5823 | 0
|  | 1011.1268 | 0.00096844 | 1010.6412 | -0.033087 | 738.0237 | 0 | 1011.1268 | -0.03615 | 1010.6412 | -0.85159 | 1000.1636 | 0 | 1010.6412 | -0.35145 | 737.1893 | 0.00045525 | 1011.1268 | 0 | 1011.1268 | 0 | 1011.1268 | 0 | 1011.1268 | 0 | 1011.1268 | 0 | 1011.1268 | 0 | 737.1893 | 0.000407 | 1011.1268 | 0 | 1010.6412 | -0.089188 | 1085.4268 | 0.073387 | 1010.6412 | 0.030682 | 1086.1894 | 0 | 1085.4268 | 0.068239 | 994.8198 | 0
|  | 1011.3709 | 0.001165 | 1010.8844 | -0.00021715 | 738.153 | 0.0062945 | 1011.3709 | -0.0035202 | 1010.8844 | 0.37369 | 1000.4055 | 0 | 1010.8844 | 0.17195 | 737.3104 | 0.0002185 | 1011.3709 | 0 | 1011.3709 | 0 | 1011.3709 | 0.031267 | 1011.3709 | 0.01738 | 1011.3709 | 0.043368 | 1011.3709 | 0.11083 | 737.3104 | 0.00019357 | 1011.3709 | 0.0080854 | 1010.8844 | 0.12543 | 1085.5952 | 0.067669 | 1010.8844 | 0.10636 | 1086.36 | 0.00032174 | 1085.5952 | 0.070236 | 995.0572 | 0
|  | 1011.6149 | -0.013816 | 1011.1275 | 0.011068 | 738.2823 | 0 | 1011.6149 | -0.007172 | 1011.1275 | -0.45313 | 1000.6475 | 0 | 1011.1275 | -0.29531 | 737.4316 | 0.00044333 | 1011.6149 | 0 | 1011.6149 | 0 | 1011.6149 | 0 | 1011.6149 | 0 | 1011.6149 | 0 | 1011.6149 | 0 | 737.4316 | 0.00038696 | 1011.6149 | 0 | 1011.1275 | -0.14009 | 1085.7637 | 0.070528 | 1011.1275 | 0.081471 | 1086.5305 | 0 | 1085.7637 | 0.068192 | 995.2947 | 0
|  | 1011.8589 | 0.010751 | 1011.3707 | 0.00055279 | 738.4116 | 0.013374 | 1011.8589 | 0.00055066 | 1011.3707 | 0.15022 | 1000.8895 | 0 | 1011.3707 | 0.19276 | 737.5527 | 0.00022688 | 1011.8589 | 0.19595 | 1011.8589 | 0 | 1011.8589 | 0.050081 | 1011.8589 | 0.026721 | 1011.8589 | 0.046078 | 1011.8589 | 0.15389 | 737.5527 | 0.00019357 | 1011.859 | 0.0078684 | 1011.3707 | 0.14824 | 1085.9321 | 0.067033 | 1011.3707 | 0.095809 | 1086.701 | 0.00053624 | 1085.9321 | 0.070236 | 995.5322 | 0
|  | 1012.103 | -0.0062538 | 1011.6139 | -0.049632 | 738.5409 | 0 | 1012.103 | -0.031294 | 1011.6139 | -0.78229 | 1001.1315 | 0 | 1011.6139 | -0.39144 | 737.6739 | 0.00045227 | 1012.103 | 0 | 1012.103 | 0 | 1012.103 | 0 | 1012.103 | 0 | 1012.103 | 0 | 1012.103 | 0 | 737.6739 | 0.00041693 | 1012.103 | 0 | 1011.6139 | -0.16229 | 1086.1005 | 0.073342 | 1011.6139 | -0.1345 | 1086.8716 | 0 | 1086.1005 | 0.068332 | 995.7696 | 0
|  | 1012.347 | 0.015379 | 1011.8571 | 0.0098644 | 738.6703 | 0.016908 | 1012.347 | -0.015828 | 1011.8571 | 0.21623 | 1001.3735 | 0 | 1011.8571 | 0.2285 | 737.795 | 0.00022762 | 1012.347 | 0.067846 | 1012.347 | 0 | 1012.347 | 0.003116 | 1012.347 | 0.040601 | 1012.347 | 0.080372 | 1012.347 | 0.18347 | 737.795 | 0.00022354 | 1012.347 | 0.0067597 | 1011.8571 | 0.14967 | 1086.2689 | 0.065536 | 1011.8571 | 0.042018 | 1087.0421 | 0.0007506 | 1086.2689 | 0.070468 | 996.0071 | 0
|  | 1012.5911 | -0.0021563 | 1012.1003 | -0.0074136 | 738.7996 | 0 | 1012.5911 | -0.021602 | 1012.1003 | -0.67534 | 1001.6155 | 0 | 1012.1003 | -0.37255 | 737.9162 | 0.00045748 | 1012.5911 | 0 | 1012.5911 | 0 | 1012.5911 | 0 | 1012.5911 | 0 | 1012.5911 | 0 | 1012.5911 | 0 | 737.9162 | 0.00042704 | 1012.5911 | 0 | 1012.1003 | -0.17105 | 1086.4374 | 0.07434 | 1012.1003 | -0.11609 | 1087.2127 | 0 | 1086.4374 | 0.06875 | 996.2446 | 0
|  | 1012.8351 | -0.0048343 | 1012.3435 | -0.0013286 | 738.929 | 0.02455 | 1012.8351 | -0.0039597 | 1012.3435 | -0.058668 | 1001.8575 | 0 | 1012.3435 | 0.19626 | 738.0373 | 0.00023247 | 1012.8351 | 0.18787 | 1012.8351 | 0 | 1012.8351 | 0.022407 | 1012.8351 | 0.032131 | 1012.8351 | 0.028624 | 1012.8351 | 0.29123 | 738.0373 | 0.0002035 | 1012.8351 | 0.0071352 | 1012.3435 | 0.13785 | 1086.6058 | 0.06313 | 1012.3435 | 0.081136 | 1087.3832 | 0.00053624 | 1086.6058 | 0.070376 | 996.4821 | 0
|  | 1013.0792 | -0.016023 | 1012.5867 | -0.023634 | 739.0584 | 0 | 1013.0792 | -0.022889 | 1012.5867 | -1.095 | 1002.0995 | 0 | 1012.5867 | -0.33977 | 738.1584 | 0.00044668 | 1013.0792 | 0 | 1013.0792 | 0 | 1013.0792 | 0 | 1013.0792 | 0 | 1013.0792 | 0 | 1013.0792 | 0 | 738.1584 | 0.00042704 | 1013.0792 | 0 | 1012.5867 | -0.095297 | 1086.7742 | 0.07366 | 1012.5867 | -0.24939 | 1087.5537 | 0 | 1086.7742 | 0.068703 | 996.7195 | 0
|  | 1013.3232 | 0.024914 | 1012.8299 | -0.00075261 | 739.1877 | 0.016048 | 1013.3232 | -0.0056724 | 1012.8299 | 0.13668 | 1002.3415 | 0 | 1012.8299 | 0.20224 | 738.2796 | 0.00021589 | 1013.3232 | 0.22079 | 1013.3232 | 0 | 1013.3232 | 0.045465 | 1013.3232 | 0.027648 | 1013.3232 | 0.044068 | 1013.3232 | 0.15824 | 738.2796 | 0.00022354 | 1013.3232 | 0.0094943 | 1012.8299 | 0.1179 | 1086.9426 | 0.063675 | 1012.8299 | 0.11358 | 1087.7243 | 0.00010725 | 1086.9426 | 0.07019 | 996.957 | 0
|  | 1013.5673 | -0.02342 | 1013.0731 | -0.024502 | 739.3171 | 0 | 1013.5673 | 0.0023418 | 1013.0731 | -0.2914 | 1002.5835 | 0 | 1013.0731 | -0.39277 | 738.4007 | 0.00047238 | 1013.5673 | 0 | 1013.5673 | 0 | 1013.5673 | 0 | 1013.5673 | 0 | 1013.5673 | 0 | 1013.5673 | 0 | 738.4007 | 0.00048699 | 1013.5673 | 0 | 1013.0731 | -0.23132 | 1087.111 | 0.073251 | 1013.0731 | -0.0085758 | 1087.8948 | 0 | 1087.111 | 0.06861 | 997.1945 | 0
|  | 1013.8114 | 0.0070629 | 1013.3164 | -0.013436 | 739.4465 | 0.0089448 | 1013.8114 | 0.0074696 | 1013.3164 | 0.22324 | 1002.8256 | 0 | 1013.3164 | 0.15429 | 738.5219 | 0.00026376 | 1013.8114 | 0.24344 | 1013.8114 | 0 | 1013.8114 | 0.0080172 | 1013.8114 | 0.0042525 | 1013.8114 | 0.044427 | 1013.8114 | 0.15978 | 738.5219 | 0.00026362 | 1013.8114 | 0.009023 | 1013.3164 | -0.041743 | 1087.2794 | 0.06608 | 1013.3164 | 0.04284 | 1088.0654 | 0.00032174 | 1087.2794 | 0.070329 | 997.432 | 0
|  | 1014.0555 | -0.0087778 | 1013.5596 | -0.035803 | 739.5759 | 0 | 1014.0555 | -0.018767 | 1013.5596 | -0.75341 | 1003.0676 | 0 | 1013.5596 | -0.44531 | 738.643 | 0.00048356 | 1014.0555 | 0 | 1014.0555 | 0 | 1014.0555 | 0 | 1014.0555 | 0 | 1014.0555 | 0 | 1014.0555 | 0 | 738.643 | 0.00046712 | 1014.0555 | 0 | 1013.5596 | -0.21544 | 1087.4479 | 0.073977 | 1013.5596 | -0.060399 | 1088.2359 | 0 | 1087.4479 | 0.068285 | 997.6696 | 0
|  | 1014.2996 | 0.017751 | 1013.8028 | -0.0041665 | 739.7054 | 0.0049694 | 1014.2996 | 0.015307 | 1013.8028 | -0.084356 | 1003.3096 | 0 | 1013.8028 | 0.19669 | 738.7642 | 0.00022669 | 1014.2996 | 0 | 1014.2996 | 0 | 1014.2996 | 0.068475 | 1014.2996 | 0.01429 | 1014.2996 | 0.062517 | 1014.2996 | 0.15058 | 738.7642 | 0.0002035 | 1014.2996 | 0.0037556 | 1013.8028 | 0.090817 | 1087.6163 | 0.065445 | 1013.8028 | -0.025627 | 1088.4065 | 0.0007506 | 1087.6163 | 0.070004 | 997.907 | 0
|  | 1014.5437 | -0.0060827 | 1014.046 | -0.033539 | 739.8348 | 0 | 1014.5437 | -0.034405 | 1014.046 | -0.65297 | 1003.5517 | 0 | 1014.046 | -0.3649 | 738.8853 | 0.0004627 | 1014.5437 | 0 | 1014.5437 | 0 | 1014.5437 | 0 | 1014.5437 | 0 | 1014.5437 | 0 | 1014.5437 | 0 | 738.8853 | 0.00043698 | 1014.5437 | 0 | 1014.046 | -0.34616 | 1087.7847 | 0.073887 | 1014.046 | -0.028819 | 1088.577 | 0 | 1087.7847 | 0.067403 | 998.1446 | 0
|  | 1014.7878 | -0.00090258 | 1014.2893 | -0.026635 | 739.9643 | 0.020729 | 1014.7878 | 0.0095735 | 1014.2893 | -0.15143 | 1003.7938 | 0 | 1014.2893 | 0.10996 | 739.0065 | 0.00024513 | 1014.7878 | 0.27704 | 1014.7878 | 0 | 1014.7878 | 0.039847 | 1014.7878 | 0.034587 | 1014.7878 | 0.0092618 | 1014.7878 | 0.14271 | 739.0065 | 0.00023348 | 1014.7878 | 0.0091058 | 1014.2893 | 0.10141 | 1087.9531 | 0.0649 | 1014.2893 | 0.041704 | 1088.7476 | 0.00032174 | 1087.9531 | 0.069539 | 998.3821 | 0
|  | 1015.0319 | -0.0015917 | 1014.5325 | -0.03191 | 740.0937 | 0 | 1015.0319 | -0.018976 | 1014.5325 | -0.57763 | 1004.0358 | 0 | 1014.5325 | -0.34039 | 739.1276 | 0.00045096 | 1015.0319 | 0 | 1015.0319 | 0 | 1015.0319 | 0 | 1015.0319 | 0 | 1015.0319 | 0 | 1015.0319 | 0 | 739.1276 | 0.00047706 | 1015.0319 | 0 | 1014.5325 | -0.14071 | 1088.1215 | 0.073977 | 1014.5325 | -0.14503 | 1088.9181 | 0 | 1088.1215 | 0.066381 | 998.6196 | 0
|  | 1015.276 | 0.0061231 | 1014.7758 | 0.0066083 | 740.2232 | 0.015093 | 1015.276 | -0.0095985 | 1014.7758 | 0.037402 | 1004.2779 | 0 | 1014.7758 | 0.29651 | 739.2488 | 0.00021254 | 1015.276 | 0.078413 | 1015.276 | 0 | 1015.276 | 0.04068 | 1015.276 | 0.031417 | 1015.276 | 0.062263 | 1015.276 | 0.16405 | 739.2488 | 0.00024358 | 1015.276 | 0.0046207 | 1014.7758 | 0.14681 | 1088.2899 | 0.060589 | 1014.7758 | 0.1546 | 1089.0887 | 0.00032174 | 1088.2899 | 0.068703 | 998.8572 | 0
|  | 1015.5201 | -0.0092571 | 1015.019 | -0.025494 | 740.3527 | 0 | 1015.5201 | -0.021209 | 1015.019 | -1.0766 | 1004.52 | 0 | 1015.019 | -0.44126 | 739.3699 | 0.00043494 | 1015.5201 | 0 | 1015.5201 | 0 | 1015.5201 | 0 | 1015.5201 | 0 | 1015.5201 | 0 | 1015.5201 | 0 | 739.3699 | 0.00048699 | 1015.5201 | 0 | 1015.019 | -0.24455 | 1088.4583 | 0.070846 | 1015.019 | -0.092504 | 1089.2592 | 0 | 1088.4583 | 0.06587 | 999.0947 | 0
|  | 1015.7643 | 0.0054305 | 1015.2623 | -0.019929 | 740.4822 | 0.010126 | 1015.7643 | -0.00064846 | 1015.2623 | -0.18954 | 1004.762 | 0 | 1015.2623 | 0.16617 | 739.4911 | 0.00023023 | 1015.7643 | 0.089223 | 1015.7643 | 0 | 1015.7643 | 0.013688 | 1015.7643 | 0.032687 | 1015.7643 | 0.020158 | 1015.7643 | 0.18049 | 739.4911 | 0.00024358 | 1015.7643 | 0.0074418 | 1015.2623 | 0.047852 | 1088.6267 | 0.063448 | 1015.2623 | -0.035819 | 1089.4298 | 0.00032174 | 1088.6267 | 0.068843 | 999.3323 | 0
|  | 1016.0084 | -0.014489 | 1015.5055 | 2.7862e-06 | 740.6117 | 0 | 1016.0084 | -0.022001 | 1015.5055 | -0.76081 | 1005.0041 | 0 | 1015.5055 | -0.34584 | 739.6122 | 0.00043811 | 1016.0084 | 0 | 1016.0084 | 0 | 1016.0084 | 0 | 1016.0084 | 0 | 1016.0084 | 0 | 1016.0084 | 0 | 739.6122 | 0.00047706 | 1016.0084 | 0 | 1015.5055 | -0.0084111 | 1088.7952 | 0.072434 | 1015.5055 | -0.078995 | 1089.6003 | 0 | 1088.7952 | 0.066241 | 999.5698 | 0
|  | 1016.2526 | 0.027685 | 1015.7488 | 0.019072 | 740.7412 | 0.017768 | 1016.2526 | -0.0025072 | 1015.7488 | 0.12098 | 1005.2462 | 0 | 1015.7488 | 0.1214 | 739.7334 | 0.00021514 | 1016.2525 | 0.1945 | 1016.2525 | 0 | 1016.2525 | 0.089335 | 1016.2526 | 0.047927 | 1016.2525 | 0.052542 | 1016.2525 | 0.18328 | 739.7334 | 0.00023348 | 1016.2526 | 0.0092335 | 1015.7488 | 0.13561 | 1088.9636 | 0.060634 | 1015.7488 | 0.1843 | 1089.7709 | 0.00032174 | 1088.9636 | 0.069075 | 999.8074 | 0
|  | 1016.4967 | -0.0022304 | 1015.9921 | -0.043492 | 740.8708 | 0 | 1016.4967 | -0.047328 | 1015.9921 | -0.50971 | 1005.4883 | 0 | 1015.9921 | -0.42875 | 739.8546 | 0.00041948 | 1016.4967 | 0 | 1016.4967 | 0 | 1016.4967 | 0 | 1016.4967 | 0 | 1016.4967 | 0 | 1016.4967 | 0 | 739.8546 | 0.00041693 | 1016.4967 | 0 | 1015.9921 | -0.23234 | 1089.132 | 0.072979 | 1015.9921 | -0.21288 | 1089.9415 | 0 | 1089.132 | 0.066845 | 1000.0449 | 0
|  | 1016.7408 | -0.0088836 | 1016.2353 | -0.027957 | 741.0003 | 0.023691 | 1016.7408 | 0.0063467 | 1016.2353 | 0.37686 | 1005.7305 | 0 | 1016.2353 | 0.19035 | 739.9757 | 0.000209 | 1016.7408 | 0.21907 | 1016.7408 | 0 | 1016.7408 | 0.0091318 | 1016.7408 | 0.012622 | 1016.7408 | 0.064063 | 1016.7408 | 0.13925 | 739.9757 | 0.00018688 | 1016.7409 | 0.0071949 | 1016.2354 | 0.044594 | 1089.3004 | 0.065581 | 1016.2353 | 0.16954 | 1090.112 | 0.00032174 | 1089.3004 | 0.069725 | 1000.2825 | 0
|  | 1016.985 | 0.0014881 | 1016.4786 | 0.013386 | 741.1299 | 0 | 1016.985 | -0.023996 | 1016.4786 | -0.60611 | 1005.9726 | 0 | 1016.4786 | -0.37022 | 740.0969 | 0.00045674 | 1016.985 | 0 | 1016.985 | 0 | 1016.985 | 0 | 1016.985 | 0 | 1016.985 | 0 | 1016.985 | 0 | 740.0969 | 0.00041025 | 1016.985 | 0 | 1016.4786 | -0.12136 | 1089.4688 | 0.074204 | 1016.4786 | -0.08913 | 1090.2826 | 0 | 1089.4688 | 0.067403 | 1000.5201 | 0
|  | 1017.2292 | 0.0099556 | 1016.7219 | 0.0028888 | 741.2595 | 0.011272 | 1017.2292 | 0.021221 | 1016.7219 | -0.21415 | 1006.2147 | 0 | 1016.7219 | 0.28448 | 740.218 | 0.00025147 | 1017.2292 | 0 | 1017.2292 | 0 | 1017.2292 | 0 | 1017.2292 | 0.034412 | 1017.2292 | 0 | 1017.2292 | 0 | 740.218 | 0.0002268 | 1017.2292 | 0.0031504 | 1016.7219 | 0.15964 | 1089.6372 | 0.061133 | 1016.7219 | 0.099869 | 1090.4531 | 0.00032174 | 1089.6372 | 0.069911 | 1000.7577 | 0
|  | 1017.4733 | 0.0023267 | 1016.9652 | 0.0029695 | 741.389 | 0 | 1017.4733 | -0.0044052 | 1016.9652 | -0.54465 | 1006.4568 | 0 | 1016.9652 | -0.36598 | 740.3392 | 0.00049436 | 1017.4733 | 0 | 1017.4733 | 0 | 1017.4733 | 0 | 1017.4733 | 0 | 1017.4733 | 0 | 1017.4733 | 0 | 740.3392 | 0.00043698 | 1017.4733 | 0 | 1016.9652 | -0.18306 | 1089.8056 | 0.072752 | 1016.9652 | -0.033571 | 1090.6237 | 0 | 1089.8056 | 0.067821 | 1000.9952 | 0
|  | 1017.7175 | 0.014349 | 1017.2085 | 0.0085119 | 741.5186 | 0.0038098 | 1017.7175 | -0.0064804 | 1017.2085 | 0.019931 | 1006.699 | 0 | 1017.2085 | 0.24865 | 740.4603 | 0.00024551 | 1017.7175 | 0 | 1017.7175 | 0 | 1017.7175 | 0 | 1017.7175 | 0.022495 | 1017.7175 | 0 | 1017.7175 | 0 | 740.4603 | 0.00021343 | 1017.7175 | 0.0075193 | 1017.2085 | 0.11261 | 1089.974 | 0.064401 | 1017.2085 | 0.037046 | 1090.7942 | 0.00032174 | 1089.974 | 0.070283 | 1001.2328 | 0
|  | 1017.9617 | 0.010452 | 1017.4518 | -0.032513 | 741.6482 | 0 | 1017.9617 | -0.034392 | 1017.4518 | -0.66956 | 1006.9411 | 0 | 1017.4518 | -0.44242 | 740.5815 | 0.00047238 | 1017.9617 | 0 | 1017.9617 | 0 | 1017.9617 | 0 | 1017.9617 | 0 | 1017.9617 | 0 | 1017.9617 | 0 | 740.5815 | 0.000407 | 1017.9617 | 0 | 1017.4518 | -0.27225 | 1090.1424 | 0.073569 | 1017.4518 | -0.21676 | 1090.9648 | 0 | 1090.1424 | 0.068285 | 1001.4705 | 0
|  | 1018.2059 | 0.019093 | 1017.6951 | -0.0018833 | 741.7779 | 0.011463 | 1018.2059 | 0.0052295 | 1017.6951 | 0.51129 | 1007.1833 | 0 | 1017.6951 | 0.20234 | 740.7026 | 0.00022856 | 1018.2059 | 0 | 1018.2059 | 0 | 1018.2059 | 0 | 1018.2059 | 0.029398 | 1018.2059 | 0 | 1018.2059 | 0 | 740.7026 | 0.00019357 | 1018.2059 | 0.005604 | 1017.6951 | 0.27876 | 1090.3108 | 0.06481 | 1017.6951 | 0.014306 | 1091.1354 | 0.00032174 | 1090.3108 | 0.070422 | 1001.7081 | 0
|  | 1018.4501 | 0.012895 | 1017.9384 | -0.045757 | 741.9075 | 0 | 1018.4501 | 0.00040084 | 1017.9384 | -1.0728 | 1007.4254 | 0 | 1017.9384 | -0.5166 | 740.8238 | 0.00045581 | 1018.4501 | 0 | 1018.4501 | 0 | 1018.4501 | 0 | 1018.4501 | 0 | 1018.4501 | 0 | 1018.4501 | 0 | 740.8238 | 0.00041693 | 1018.4501 | 0 | 1017.9384 | -0.23254 | 1090.4792 | 0.074522 | 1017.9384 | -0.062169 | 1091.3059 | 0 | 1090.4792 | 0.068564 | 1001.9457 | 0
|  | 1018.6943 | 0.025548 | 1018.1817 | 0.018849 | 742.0371 | 0.0056319 | 1018.6943 | 0.017477 | 1018.1817 | 0.53864 | 1007.6676 | 0 | 1018.1817 | 0.25624 | 740.945 | 0.00023601 | 1018.6943 | 0 | 1018.6943 | 0 | 1018.6943 | 0 | 1018.6943 | 0.031264 | 1018.6943 | 0 | 1018.6943 | 0 | 740.945 | 0.00022354 | 1018.6943 | 0.00246 | 1018.1817 | 0.25392 | 1090.6476 | 0.06599 | 1018.1817 | 0.10472 | 1091.4765 | 0.00032174 | 1090.6476 | 0.070468 | 1002.1833 | 0
|  | 1018.9385 | 0.00018699 | 1018.425 | -0.017148 | 742.1668 | 0 | 1018.9385 | -0.020172 | 1018.425 | -0.4618 | 1007.9097 | 0 | 1018.425 | -0.38654 | 741.0661 | 0.00047406 | 1018.9385 | 0 | 1018.9385 | 0 | 1018.9385 | 0 | 1018.9385 | 0 | 1018.9385 | 0 | 1018.9385 | 0 | 741.0661 | 0.00044708 | 1018.9385 | 0 | 1018.425 | -0.12767 | 1090.816 | 0.073387 | 1018.425 | -0.024669 | 1091.6471 | 0 | 1090.816 | 0.068657 | 1002.4209 | 0
|  | 1019.1827 | 0.021914 | 1018.6683 | 0.011981 | 742.2965 | 0.011081 | 1019.1827 | -0.006096 | 1018.6683 | 0.086497 | 1008.1519 | 0 | 1018.6683 | 0.30743 | 741.1873 | 0.00024681 | 1019.1827 | 0 | 1019.1827 | 0 | 1019.1827 | 0 | 1019.1827 | 0.032502 | 1019.1827 | 0 | 1019.1827 | 0 | 741.1873 | 0.00022354 | 1019.1827 | 0.0083243 | 1018.6683 | 0.0077863 | 1090.9844 | 0.065218 | 1018.6683 | 0.17837 | 1091.8176 | 0.00010725 | 1090.9844 | 0.070422 | 1002.6585 | 0
|  | 1019.4269 | 0.015292 | 1018.9116 | -0.026327 | 742.4262 | 0 | 1019.4269 | -0.021367 | 1018.9116 | -1.0376 | 1008.3941 | 0 | 1018.9116 | -0.40793 | 741.3085 | 0.0004763 | 1019.4269 | 0 | 1019.4269 | 0 | 1019.4269 | 0 | 1019.4269 | 0 | 1019.4269 | 0 | 1019.4269 | 0 | 741.3085 | 0.00045702 | 1019.4269 | 0 | 1018.9116 | -0.084912 | 1091.1528 | 0.073796 | 1018.9116 | 0.069359 | 1091.9882 | 0 | 1091.1528 | 0.06875 | 1002.8962 | 0
|  | 1019.6711 | 0.015951 | 1019.155 | 0.011205 | 742.5559 | 0.015093 | 1019.6711 | -0.011279 | 1019.155 | 0.1493 | 1008.6363 | 0 | 1019.155 | 0.3727 | 741.4296 | 0.00023861 | 1019.6711 | 0 | 1019.6711 | 0 | 1019.6711 | 0 | 1019.6711 | 0.033573 | 1019.6711 | 0 | 1019.6711 | 0 | 741.4296 | 0.00023348 | 1019.6711 | 0.0069537 | 1019.155 | 0.14132 | 1091.3212 | 0.068395 | 1019.155 | 0.028084 | 1092.1588 | 0.00010725 | 1091.3212 | 0.070376 | 1003.1338 | 0
|  | 1019.9153 | -0.0017749 | 1019.3983 | -0.017019 | 742.6856 | 0 | 1019.9153 | -0.0142 | 1019.3983 | -0.74091 | 1008.8785 | 0 | 1019.3983 | -0.43819 | 741.5508 | 0.00046065 | 1019.9153 | 0 | 1019.9153 | 0 | 1019.9153 | 0 | 1019.9153 | 0 | 1019.9153 | 0 | 1019.9153 | 0 | 741.5508 | 0.00044708 | 1019.9153 | 0 | 1019.3983 | -0.16982 | 1091.4896 | 0.073478 | 1019.3983 | 0.037544 | 1092.3294 | 0 | 1091.4896 | 0.06861 | 1003.3714 | 0
|  | 1020.1596 | 0.025889 | 1019.6416 | -0.004868 | 742.8153 | 0.013374 | 1020.1596 | 0.0066465 | 1019.6416 | -0.090927 | 1009.1207 | 0 | 1019.6416 | 0.20571 | 741.672 | 0.0002239 | 1020.1596 | 0 | 1020.1596 | 0 | 1020.1596 | 0 | 1020.1596 | 0.015946 | 1020.1596 | 0 | 1020.1596 | 0 | 741.672 | 0.00021343 | 1020.1596 | 0.0067574 | 1019.6416 | 0.11525 | 1091.6579 | 0.063993 | 1019.6416 | 0.10459 | 1092.4999 | 0.00053624 | 1091.6579 | 0.070236 | 1003.6091 | 0
|  | 1020.4038 | -0.02373 | 1019.885 | -0.016907 | 742.945 | 0 | 1020.4038 | -0.01328 | 1019.885 | -0.94172 | 1009.3629 | 0 | 1019.885 | -0.46041 | 741.7931 | 0.00043234 | 1020.4038 | 0 | 1020.4038 | 0 | 1020.4038 | 0 | 1020.4038 | 0 | 1020.4038 | 0 | 1020.4038 | 0 | 741.7931 | 0.00043698 | 1020.4038 | 0 | 1019.885 | 0 | 1091.8263 | 0.074431 | 1019.885 | -0.13576 | 1092.6705 | 0 | 1091.8263 | 0.06875 | 1003.8467 | 0
|  | 1020.6481 | 0.012646 | 1020.1283 | -0.024443 | 743.0748 | 0.014616 | 1020.6481 | -0.0058893 | 1020.1283 | -0.4682 | 1009.6052 | 0 | 1020.1283 | 0.17416 | 741.9143 | 0.00020993 | 1020.6481 | 0 | 1020.6481 | 0 | 1020.6481 | 0 | 1020.6481 | 0.019618 | 1020.6481 | 0 | 1020.6481 | 0 | 741.9143 | 0.00022354 | 1020.6481 | 0.0044314 | 1020.1283 | 0 | 1091.9947 | 0.065127 | 1020.1283 | 0.097994 | 1092.8411 | 0.00032174 | 1091.9947 | 0.070329 | 1004.0844 | 0
|  | 1020.8923 | -0.018005 | 1020.3717 | -0.025489 | 743.2045 | 0 | 1020.8923 | -0.022247 | 1020.3717 | -0.99351 | 1009.8474 | 0 | 1020.3717 | -0.45595 | 742.0354 | 0.00043289 | 1020.8923 | 0 | 1020.8923 | 0 | 1020.8923 | 0 | 1020.8923 | 0 | 1020.8923 | 0 | 1020.8923 | 0 | 742.0354 | 0.00037531 | 1020.8923 | 0 | 1020.3717 | 0 | 1092.1631 | 0.074114 | 1020.3717 | -0.23581 | 1093.0117 | 0 | 1092.1631 | 0.068703 | 1004.322 | 0
|  | 1021.1366 | 0.022582 | 1020.615 | -0.0092141 | 743.3343 | 0.016908 | 1021.1366 | 0.00012838 | 1020.615 | 0.52457 | 1010.0896 | 0 | 1020.615 | 0.28325 | 742.1566 | 0.00022371 | 1021.1366 | 0 | 1021.1366 | 0 | 1021.1366 | 0 | 1021.1366 | 0.031764 | 1021.1366 | 0 | 1021.1366 | 0 | 742.1566 | 0.00015177 | 1021.1366 | 0.0050254 | 1020.615 | 0 | 1092.3315 | 0.062177 | 1020.615 | 0.02473 | 1093.1822 | 0.00053624 | 1092.3315 | 0.070329 | 1004.5597 | 0
|  | 1021.3809 | -0.0014326 | 1020.8584 | -0.0053967 | 743.4641 | 0 | 1021.3809 | -0.0036555 | 1020.8584 | -0.94088 | 1010.3318 | 0 | 1020.8584 | -0.40451 | 742.2778 | 0.00048524 | 1021.3808 | 0 | 1021.3808 | 0 | 1021.3808 | 0 | 1021.3809 | 0 | 1021.3808 | 0 | 1021.3808 | 0 | 742.2778 | 0.00034533 | 1021.3809 | 0 | 1020.8584 | 0 | 1092.4999 | 0.072843 | 1020.8584 | -0.20822 | 1093.3528 | 0 | 1092.4999 | 0.068657 | 1004.7974 | 0
|  | 1021.6251 | 0.02184 | 1021.1017 | -0.028308 | 743.5939 | 0.0044724 | 1021.6251 | -0.0061792 | 1021.1017 | 0.40003 | 1010.5741 | 0 | 1021.1017 | 0.17744 | 742.399 | 0.00026246 | 1021.6251 | 0 | 1021.6251 | 0 | 1021.6251 | 0 | 1021.6251 | 0.0042603 | 1021.6251 | 0 | 1021.6251 | 0 | 742.399 | 0.00019357 | 1021.6251 | 0.0093558 | 1021.1017 | 0 | 1092.6683 | 0.066625 | 1021.1017 | 0.084474 | 1093.5234 | 0.00053624 | 1092.6683 | 0.070329 | 1005.0351 | 0
|  | 1021.8694 | -0.010632 | 1021.3451 | -0.013047 | 743.7237 | 0 | 1021.8694 | -0.026761 | 1021.3451 | -1.0738 | 1010.8163 | 0 | 1021.3451 | -0.44447 | 742.5201 | 0.00050554 | 1021.8694 | 0 | 1021.8694 | 0 | 1021.8694 | 0 | 1021.8694 | 0 | 1021.8694 | 0 | 1021.8694 | 0 | 742.5201 | 0.00041693 | 1021.8694 | 0 | 1021.3451 | 0 | 1092.8366 | 0.073387 | 1021.3451 | 0.033436 | 1093.694 | 0 | 1092.8366 | 0.06875 | 1005.2728 | 0
|  | 1022.1136 | 0.010705 | 1021.5885 | 0.0050926 | 743.8535 | 0.011463 | 1022.1136 | 0.0004718 | 1021.5885 | 0.29703 | 1011.0586 | 0 | 1021.5885 | 0.19197 | 742.6413 | 0.00024588 | 1022.1137 | 0 | 1022.1137 | 0 | 1022.1137 | 0 | 1022.1136 | 0.025157 | 1022.1137 | 0 | 1022.1137 | 0 | 742.6413 | 0.00022354 | 1022.1137 | 0.0057552 | 1021.5885 | 0 | 1093.005 | 0.067215 | 1021.5885 | 0.040069 | 1093.8646 | 0.00053624 | 1093.005 | 0.070561 | 1005.5104 | 0
|  | 1022.358 | 0.011004 | 1021.8318 | -0.002936 | 743.9833 | 0 | 1022.358 | -0.011573 | 1021.8318 | 0 | 1011.3008 | 0 | 1021.8318 | 0 | 742.7625 | 0.00046847 | 1022.358 | 0 | 1022.358 | 0 | 1022.358 | 0 | 1022.358 | 0 | 1022.358 | 0 | 1022.358 | 0 | 742.7625 | 0.00041025 | 1022.358 | 0 | 1021.8319 | 0 | 1093.1734 | 0.073387 | 1021.8318 | 0.1099 | 1094.0351 | 0 | 1093.1734 | 0.06875 | 1005.7482 | 0
|  | 1022.6022 | 0.00026352 | 1022.0752 | 0.0014961 | 744.1132 | 0.014042 | 1022.6022 | -8.8255e-05 | 1022.0752 | 0 | 1011.5431 | 0 | 1022.0752 | 0 | 742.8836 | 0.00022669 | 1022.6022 | 0 | 1022.6022 | 0 | 1022.6022 | 0 | 1022.6022 | 0.034755 | 1022.6022 | 0 | 1022.6022 | 0 | 742.8836 | 0.00019014 | 1022.6022 | 0.0071539 | 1022.0752 | 0 | 1093.3418 | 0.067351 | 1022.0752 | 0.0010602 | 1094.2057 | 0.00032174 | 1093.3418 | 0.070329 | 1005.9858 | 0
|  | 1022.8466 | -0.0037317 | 1022.3186 | -0.040885 | 744.243 | 0 | 1022.8466 | -0.017861 | 1022.3186 | 0 | 1011.7854 | 0 | 1022.3186 | 0 | 743.0048 | 0.00047052 | 1022.8465 | 0 | 1022.8465 | 0 | 1022.8465 | 0 | 1022.8466 | 0 | 1022.8465 | 0 | 1022.8465 | 0 | 743.0048 | 0.00043372 | 1022.8466 | 0 | 1022.3186 | 0 | 1093.5102 | 0.072934 | 1022.3186 | -0.164 | 1094.3763 | 0 | 1093.5102 | 0.068657 | 1006.2236 | 0
|  | 1023.0908 | 0.023896 | 1022.562 | -0.0090255 | 744.3729 | 0.016908 | 1023.0908 | -0.016181 | 1022.562 | 0 | 1012.0276 | 0 | 1022.562 | 0 | 743.126 | 0.00024811 | 1023.0909 | 0 | 1023.0909 | 0 | 1023.0909 | 0 | 1023.0908 | 0.017037 | 1023.0909 | 0 | 1023.0909 | 0 | 743.126 | 0.00024684 | 1023.0908 | 0.012419 | 1022.562 | 0 | 1093.6785 | 0.064401 | 1022.562 | -0.094164 | 1094.5469 | 0.0007506 | 1093.6785 | 0.070376 | 1006.4612 | 0
|  | 1023.3351 | -0.0035604 | 1022.8054 | -0.02905 | 744.5028 | 0 | 1023.3351 | -0.0044011 | 1022.8054 | 0 | 1012.27 | 0 | 1022.8054 | 0 | 743.2472 | 0.0004722 | 1023.3352 | 0 | 1023.3352 | 0 | 1023.3352 | 0 | 1023.3351 | 0 | 1023.3352 | 0 | 1023.3352 | 0 | 743.2472 | 0.00044708 | 1023.3351 | 0 | 1022.8054 | 0 | 1093.8469 | 0.073387 | 1022.8054 | 0.0061039 | 1094.7175 | 0 | 1093.8469 | 0.068564 | 1006.699 | 0
|  | 1023.5795 | 0.010654 | 1023.0488 | -0.016458 | 744.6327 | 0.014233 | 1023.5795 | 0.0078476 | 1023.0488 | 0 | 1012.5123 | 0 | 1023.0488 | 0 | 743.3683 | 0.00022558 | 1023.5795 | 0 | 1023.5795 | 0 | 1023.5795 | 0 | 1023.5795 | 0 | 1023.5795 | 0 | 1023.5795 | 0 | 743.3683 | 0.0002035 | 1023.5795 | 0.0050384 | 1023.0488 | 0 | 1094.0153 | 0.063675 | 1023.0488 | -0.046902 | 1094.8881 | 0.00053624 | 1094.0153 | 0.070283 | 1006.9367 | 0
|  | 1023.8238 | 0.00055018 | 1023.2922 | -0.025245 | 744.7626 | 0 | 1023.8238 | -0.039196 | 1023.2922 | 0 | 1012.7546 | 0 | 1023.2922 | 0 | 743.4895 | 0.00043848 | 1023.8238 | 0 | 1023.8238 | 0 | 1023.8238 | 0 | 1023.8238 | 0 | 1023.8238 | 0 | 1023.8238 | 0 | 743.4895 | 0.00040529 | 1023.8238 | 0 | 1023.2922 | 0 | 1094.1837 | 0.073569 | 1023.2922 | -0.11574 | 1095.0587 | 0 | 1094.1837 | 0.068425 | 1007.1744 | 0
|  | 1024.0681 | 0.0081183 | 1023.5356 | -0.0041007 | 744.8925 | 0.01175 | 1024.0681 | 0.0065336 | 1023.5356 | 0 | 1012.9968 | 0 | 1023.5356 | 0 | 743.6107 | 0.00021384 | 1024.0681 | 0 | 1024.0681 | 0 | 1024.0681 | 0 | 1024.0681 | 0.023843 | 1024.0681 | 0 | 1024.0681 | 0 | 743.6107 | 0.00020179 | 1024.0681 | 0.0055886 | 1023.5356 | 0 | 1094.352 | 0.063539 | 1023.5356 | 0.10244 | 1095.2293 | 0.00010725 | 1094.352 | 0.070283 | 1007.4122 | 0
|  | 1024.3125 | -0.012531 | 1023.779 | -0.01581 | 745.0224 | 0 | 1024.3125 | -0.013699 | 1023.779 | 0 | 1013.2392 | 0 | 1023.779 | 0 | 743.7319 | 0.00046829 | 1024.3125 | 0 | 1024.3125 | 0 | 1024.3125 | 0 | 1024.3125 | 0 | 1024.3125 | 0 | 1024.3125 | 0 | 743.7319 | 0.00040529 | 1024.3125 | 0 | 1023.779 | 0 | 1094.5204 | 0.074295 | 1023.779 | 0 | 1095.3999 | 0 | 1094.5204 | 0.068517 | 1007.6499 | 0
|  | 1024.5568 | 0.0061761 | 1024.0224 | 0.0067862 | 745.1524 | 0.015762 | 1024.5568 | -0.010525 | 1024.0224 | 0 | 1013.4815 | 0 | 1024.0224 | 0 | 743.853 | 0.00025538 | 1024.5568 | 0 | 1024.5568 | 0 | 1024.5568 | 0 | 1024.5568 | 0.04345 | 1024.5568 | 0 | 1024.5568 | 0 | 743.853 | 0.0002035 | 1024.5568 | 0.0086828 | 1024.0224 | 0 | 1094.6888 | 0.064265 | 1024.0224 | 0 | 1095.5704 | 0.00053624 | 1094.6888 | 0.070422 | 1007.8876 | 0
|  | 1024.8011 | -0.020604 | 1024.2658 | -0.029645 | 745.2823 | 0 | 1024.8011 | -0.010303 | 1024.2658 | 0 | 1013.7238 | 0 | 1024.2658 | 0 | 743.9742 | 0.00048971 | 1024.8011 | 0 | 1024.8011 | 0 | 1024.8011 | 0 | 1024.8011 | 0 | 1024.8011 | 0 | 1024.8011 | 0 | 743.9742 | 0.00039706 | 1024.8012 | 0 | 1024.2658 | 0 | 1094.8572 | 0.073705 | 1024.2658 | 0 | 1095.741 | 0 | 1094.8572 | 0.068425 | 1008.1254 | 0
|  | 1025.0455 | 0.034521 | 1024.5093 | -0.022787 | 745.4123 | 0.011463 | 1025.0455 | 0.0024348 | 1024.5093 | 0 | 1013.9661 | 0 | 1024.5093 | 0 | 744.0954 | 0.00023545 | 1025.0455 | 0 | 1025.0455 | 0 | 1025.0455 | 0 | 1025.0455 | 1.5359e-05 | 1025.0455 | 0 | 1025.0455 | 0 | 744.0954 | 0.00019357 | 1025.0455 | 0.007717 | 1024.5093 | 0 | 1095.0255 | 0.062268 | 1024.5093 | 0 | 1095.9116 | 0.00053624 | 1095.0255 | 0.070283 | 1008.3632 | 0
|  | 1025.2898 | -0.018525 | 1024.7527 | -0.036111 | 745.5423 | 0 | 1025.2898 | -0.017812 | 1024.7527 | 0 | 1014.2085 | 0 | 1024.7527 | 0 | 744.2166 | 0.00049306 | 1025.2898 | 0 | 1025.2898 | 0 | 1025.2898 | 0 | 1025.2898 | 0 | 1025.2898 | 0 | 1025.2898 | 0 | 744.2166 | 0.00046712 | 1025.2898 | 0 | 1024.7527 | 0 | 1095.1939 | 0.073705 | 1024.7527 | 0 | 1096.0822 | 0 | 1095.1939 | 0.068099 | 1008.6009 | 0
|  | 1025.5342 | 0.020571 | 1024.9961 | -0.031566 | 745.6723 | 0.013565 | 1025.5342 | 0.019011 | 1024.9961 | 0 | 1014.4509 | 0 | 1024.9961 | 0 | 744.3378 | 0.00026115 | 1025.5342 | 0 | 1025.5342 | 0 | 1025.5342 | 0 | 1025.5342 | 3.0908e-05 | 1025.5342 | 0 | 1025.5342 | 0 | 744.3378 | 0.00027356 | 1025.5342 | 0.0098808 | 1024.9961 | 0 | 1095.3623 | 0.062631 | 1024.9961 | 0 | 1096.2528 | 0.0007506 | 1095.3623 | 0.07019 | 1008.8387 | 0
|  | 1025.7786 | 0.00034743 | 1025.2395 | -0.01526 | 745.8023 | 0 | 1025.7786 | -0.024477 | 1025.2395 | 0 | 1014.6932 | 0 | 1025.2395 | 0 | 744.4589 | 0.00052529 | 1025.7786 | 0 | 1025.7786 | 0 | 1025.7786 | 0 | 1025.7786 | 0 | 1025.7786 | 0 | 1025.7786 | 0 | 744.4589 | 0.00052708 | 1025.7786 | 0 | 1025.2395 | 0 | 1095.5306 | 0.074658 | 1025.2395 | 0 | 1096.4234 | 0 | 1095.5306 | 0.068332 | 1009.0765 | 0
|  | 1026.0229 | -0.0037234 | 1025.483 | 0.011021 | 745.9323 | 0.021876 | 1026.0229 | 0.016345 | 1025.483 | 0 | 1014.9355 | 0 | 1025.483 | 0 | 744.5801 | 0.00026804 | 1026.023 | 0 | 1026.023 | 0 | 1026.023 | 0 | 1026.0229 | 3.7377e-05 | 1026.023 | 0 | 1026.023 | 0 | 744.5801 | 0.00025352 | 1026.023 | 0.012707 | 1025.483 | 0 | 1095.699 | 0.065581 | 1025.483 | 0 | 1096.594 | 0.00053624 | 1095.699 | 0.070561 | 1009.3142 | 0
|  | 1026.2673 | 0.00039829 | 1025.7264 | -0.029414 | 746.0623 | 0 | 1026.2673 | -0.017844 | 1025.7264 | 0 | 1015.1779 | 0 | 1025.7264 | 0 | 744.7013 | 0.00051169 | 1026.2673 | 0 | 1026.2673 | 0 | 1026.2673 | 0 | 1026.2673 | 0 | 1026.2673 | 0 | 1026.2673 | 0 | 744.7013 | 0.00051714 | 1026.2673 | 0 | 1025.7264 | 0 | 1095.8673 | 0.073387 | 1025.7264 | 0 | 1096.7646 | 0 | 1095.8673 | 0.060713 | 1009.552 | 0
|  | 1026.5117 | 0.017268 | 1025.9699 | 0.0044093 | 746.1924 | 0.0054662 | 1026.5117 | 0.019182 | 1025.9699 | 0 | 1015.4203 | 0 | 1025.9699 | 0 | 744.8225 | 0.00024811 | 1026.5117 | 0 | 1026.5117 | 0 | 1026.5117 | 0 | 1026.5117 | 2.4725e-05 | 1026.5117 | 0 | 1026.5117 | 0 | 744.8225 | 0.00026362 | 1026.5117 | 0.010212 | 1025.9699 | 0 | 1096.0357 | 0.044069 | 1025.9699 | 0 | 1096.9352 | 0.00032174 | 1096.0357 | 0.038834 | 1009.7898 | 0
|  | 1026.7561 | -0.0096771 | 1026.2133 | -0.096024 | 746.3224 | 0 | 1026.7561 | -0.022734 | 1026.2133 | 0 | 1015.6627 | 0 | 1026.2133 | 0 | 744.9437 | 0.00048971 | 1026.7561 | 0 | 1026.7561 | 0 | 1026.7561 | 0 | 1026.7561 | 0 | 1026.7561 | 0 | 1026.7561 | 0 | 744.9437 | 0.00046712 | 1026.7561 | 0 | 1026.2133 | 0 | 1096.2041 | 0.0020743 | 1026.2133 | 0 | 1097.1058 | 0 | 1096.2041 | 0.01519 | 1010.0276 | 0
|  | 1027.0005 | 0.022424 | 1026.4568 | -0.060951 | 746.4525 | 0.002816 | 1027.0005 | -0.022555 | 1026.4568 | 0 | 1015.9051 | 0 | 1026.4568 | 0 | 745.0648 | 0.00024383 | 1027.0005 | 0 | 1027.0005 | 0 | 1027.0005 | 0 | 1027.0005 | 0 | 1027.0005 | 0 | 1027.0005 | 0 | 745.0648 | 0.0002035 | 1027.0005 | 0 | 1026.4568 | 0 | 1096.3724 | 0 | 1026.4568 | 0 | 1097.2764 | 0.0007506 | 1096.3724 | 0.0010385 | 1010.2654 | 0
|  | 1027.2449 | -0.018906 | 1026.7002 | -0.085533 | 746.5825 | 0 | 1027.2449 | -0.01277 | 1026.7002 | 0 | 1016.1475 | 0 | 1026.7002 | 0 | 745.186 | 0.0004858 | 1027.2449 | 0 | 1027.2449 | 0 | 1027.2449 | 0 | 1027.2449 | 0 | 1027.2449 | 0 | 1027.2449 | 0 | 745.186 | 0.00042704 | 1027.2449 | 0 | 1026.7002 | 0 | 1096.5408 | 0 | 1026.7002 | 0 | 1097.447 | 0 | 1096.5408 | 0.00096669 | 1010.5032 | 0
|  | 1027.4893 | 0.001466 | 1026.9437 | -0.071765 | 746.7126 | 0.0097437 | 1027.4893 | 0.012104 | 1026.9437 | 0 | 1016.3898 | 0 | 1026.9437 | 0 | 745.3072 | 0.00024513 | 1027.4893 | 0 | 1027.4893 | 0 | 1027.4893 | 0 | 1027.4893 | 0 | 1027.4893 | 0 | 1027.4893 | 0 | 745.3072 | 0.00023194 | 1027.4893 | 0 | 1026.9437 | 0 | 1096.7091 | 0.00023941 | 1026.9437 | 0 | 1097.6176 | 0.0007506 | 1096.7091 | 0.00086142 | 1010.741 | 0
|  | 1027.7338 | 0.001506 | 1027.1872 | -0.090871 | 746.8427 | 0 | 1027.7338 | -0.01138 | 1027.1872 | 0 | 1016.6323 | 0 | 1027.1872 | 0 | 745.4284 | 0.00047145 | 1027.7337 | 0 | 1027.7337 | 0 | 1027.7337 | 0 | 1027.7338 | 0 | 1027.7337 | 0 | 1027.7337 | 0 | 745.4284 | 0.00046541 | 1027.7338 | 0 | 1027.1872 | 0 | 1096.8775 | 0 | 1027.1872 | 0 | 1097.7882 | 0 | 1096.8775 | 0.0011353 | 1010.9788 | 0
|  | 1027.9781 | 0.016963 | 1027.4306 | -0.067484 | 746.9729 | 0.0072884 | 1027.9781 | 0.017283 | 1027.4306 | 0 | 1016.8747 | 0 | 1027.4306 | 0 | 745.5496 | 0.0003433 | 1027.9782 | 0 | 1027.9782 | 0 | 1027.9782 | 0 | 1027.9781 | 0 | 1027.9782 | 0 | 1027.9782 | 0 | 745.5496 | 0.0003628 | 1027.9781 | 0.0010733 | 1027.4306 | 0 | 1097.0459 | 0.0031124 | 1027.4306 | 0 | 1097.9588 | 0.0007506 | 1097.0459 | 0.00123 | 1011.2166 | 0

## Normalized Spectra
LED Item # | M365L3 |  | M365LP1 |  | M385L2 |  | M385L3 |  | M385LP1 |  | M405L4 |  | M405LP1 |  | M455L3 |  | M455L4 |  | M470L5 |  | M505L4 |  | M530L4 |  | M590L4 |  | M617L4 |  | M625L3 |  | M625L4 |  | M660L4 |  | M780L3 |  | M810L3 |  | M850L3 |  | M940L3 |  | MCWHL8-C5
Spectra | Wavelength (nm) | Normalized Intensity | Wavelength (nm) | Normalized Intensity | Wavelength (nm) | Normalized Intensity | Wavelength (nm) | Normalized Intensity | Wavelength (nm) | Normalized Intensity | Wavelength (nm) | Normalized Intensity | Wavelength (nm) | Normalized Intensity | Wavelength (nm) | Normalized Intensity | Wavelength (nm) | Normalized Intensity | Wavelength (nm) | Normalized Intensity | Wavelength (nm) | Normalized Intensity | Wavelength (nm) | Normalized Intensity | Wavelength (nm) | Normalized Intensity | Wavelength (nm) | Normalized Intensity | Wavelength (nm) | Normalized Intensity | Wavelength (nm) | Normalized Intensity | Wavelength (nm) | Normalized Intensity | Wavelength (nm) | Normalized Intensity | Wavelength (nm) | Normalized Intensity | Wavelength (nm) | Normalized Intensity | Wavelength (nm) | Normalized Intensity | Wavelength (nm) | Normalized Intensity
| 200.0376 | 0.0012608 | 199.9755 | -0.00095781 | 319.0612 | 3.4765e-05 | 200.0376 | 0.000981 | 199.9755 | 0 | 192.9252 | 0 | 199.9755 | 0 | 320.1482 | 1.1459e-05 | 200.0376 | 0 | 199.7603 | 0 | 200.0376 | 0 | 200.0376 | 1.0355e-05 | 200.0376 | 0 | 200.0376 | 0 | 320.1482 | 0 | 200.0376 | 0.00034046 | 199.9755 | 0 | 498.5586 | 0.00155 | 199.9755 | 0 | 497.0539 | 6.6672e-06 | 498.5586 | 0.00395 | 199.7603 | 0
| 200.2403 | 0.00038291 | 200.1769 | -0.00050654 | 319.1756 | 0 | 200.2403 | -0.00067271 | 200.1769 | 0 | 193.13 | 0 | 200.1769 | 0 | 320.2569 | 1.1268e-05 | 200.2403 | 0 | 199.9619 | 0 | 200.2403 | 0 | 200.2403 | 0 | 200.2403 | 0 | 200.2403 | 0 | 320.2569 | 0 | 200.2403 | 0 | 200.1769 | 0 | 498.7121 | 0.00204 | 200.1769 | 0 | 497.2087 | 3.0002e-05 | 498.7121 | 0.00397 | 199.9619 | 0
| 200.443 | 0.00011969 | 200.3784 | 9.9124e-05 | 319.2899 | 0 | 200.443 | -0.00037906 | 200.3784 | 0 | 193.3348 | 0 | 200.3784 | 0 | 320.3656 | 1.0036e-05 | 200.443 | 0 | 200.1636 | 0 | 200.443 | 0 | 200.443 | 1.3208e-05 | 200.443 | 0 | 200.443 | 0 | 320.3656 | 0 | 200.443 | 0.00025352 | 200.3784 | 0 | 498.8657 | 0.00174 | 200.3784 | 0 | 497.3637 | 0 | 498.8657 | 0.00375 | 200.1636 | 0
| 200.6458 | 0.00050949 | 200.5799 | -0.00013139 | 319.4043 | 0.00086701 | 200.6458 | -0.00016561 | 200.5799 | 0 | 193.5396 | 0 | 200.5799 | 0 | 320.4742 | 8.9384e-06 | 200.6458 | 0 | 200.3652 | 0 | 200.6458 | 0 | 200.6458 | 0 | 200.6458 | 0 | 200.6458 | 0 | 320.4742 | 0 | 200.6458 | 0 | 200.5799 | 0 | 499.0192 | 0.00197 | 200.5799 | 0 | 497.5186 | 0 | 499.0192 | 0.00396 | 200.3652 | 0
| 200.8485 | 0.00038534 | 200.7814 | 0.00083922 | 319.5186 | 0 | 200.8485 | 0.00016265 | 200.7814 | 0 | 193.7444 | 0 | 200.7814 | 0 | 320.583 | 8.3448e-06 | 200.8485 | 0 | 200.5669 | 0 | 200.8485 | 0 | 200.8485 | 1.6362e-05 | 200.8485 | 0 | 200.8485 | 0 | 320.583 | 0 | 200.8485 | 0.00048773 | 200.7814 | 0 | 499.1728 | 0.00186 | 200.7814 | 0 | 497.6735 | 0 | 499.1728 | 0.00381 | 200.5669 | 0
| 201.0513 | 0.00036217 | 200.9829 | 0.00017593 | 319.633 | 0.00038148 | 201.0513 | 8.2821e-06 | 200.9829 | 0 | 193.9493 | 0 | 200.9829 | 0 | 320.6917 | 7.9527e-06 | 201.0513 | 0 | 200.7686 | 0 | 201.0513 | 0 | 201.0513 | 0 | 201.0513 | 0 | 201.0513 | 0 | 320.6917 | 0 | 201.0513 | 0 | 200.9829 | 0 | 499.3263 | 0.00070336 | 200.9829 | 0 | 497.8284 | 3.0002e-05 | 499.3263 | 0.00396 | 200.7686 | 0
| 201.2541 | -0.00027577 | 201.1845 | 0.00053809 | 319.7473 | 0 | 201.2541 | -4.4035e-05 | 201.1845 | 0 | 194.1542 | 0 | 201.1845 | 0 | 320.8004 | 8.7928e-06 | 201.2541 | 0 | 200.9704 | 0 | 201.2541 | 0 | 201.2541 | 1.2601e-05 | 201.2541 | 0 | 201.2541 | 0 | 320.8004 | 0 | 201.2541 | 0.00020965 | 201.1845 | 0 | 499.4799 | 0.00134 | 201.1845 | 0 | 497.9833 | 0 | 499.4799 | 0.00374 | 200.9703 | 0
| 201.4569 | 0.00032879 | 201.3861 | -0.000644 | 319.8616 | 0.00032946 | 201.4569 | -0.00081926 | 201.3861 | 0 | 194.359 | 0 | 201.3861 | 0 | 320.9091 | 8.0536e-06 | 201.4569 | 0 | 201.1721 | 0 | 201.4569 | 0 | 201.4569 | 0 | 201.4569 | 0 | 201.4569 | 0 | 320.9091 | 0 | 201.4569 | 0 | 201.3861 | 0 | 499.6335 | 0.0013 | 201.3861 | 0 | 498.1383 | 3.0002e-05 | 499.6335 | 0.00391 | 201.1721 | 0
| 201.6597 | 0.0013014 | 201.5876 | 0.00085928 | 319.976 | 0 | 201.6597 | 0.00025029 | 201.5876 | 0 | 194.5639 | 0 | 201.5876 | 0 | 321.0178 | 8.468e-06 | 201.6597 | 0 | 201.3738 | 0 | 201.6597 | 0 | 201.6597 | 1.7937e-05 | 201.6597 | 0 | 201.6597 | 0 | 321.0178 | 0 | 201.6597 | 0.00046581 | 201.5876 | 0 | 499.7871 | 0.00221 | 201.5876 | 0 | 498.2932 | 0 | 499.7871 | 0.00374 | 201.3738 | 0
| 201.8626 | -0.00010338 | 201.7892 | -0.00045844 | 320.0903 | 0 | 201.8626 | -0.00044961 | 201.7892 | 0 | 194.7688 | 0 | 201.7892 | 0 | 321.1266 | 7.9527e-06 | 201.8626 | 0 | 201.5756 | 0 | 201.8626 | 0 | 201.8626 | 0 | 201.8626 | 0 | 201.8626 | 0 | 321.1266 | 0 | 201.8626 | 0 | 201.7893 | 0 | 499.9407 | 0.00185 | 201.7892 | 0 | 498.4482 | 1.0001e-05 | 499.9407 | 0.00395 | 201.5756 | 0
| 202.0655 | 0.0013533 | 201.9909 | 0.0022873 | 320.2046 | 0.00013905 | 202.0655 | 0.0012682 | 201.9909 | 0 | 194.9738 | 0 | 201.9909 | 0 | 321.2353 | 8.636e-06 | 202.0655 | 0 | 201.7774 | 0 | 202.0655 | 0 | 202.0655 | 2.9264e-05 | 202.0655 | 0 | 202.0655 | 0 | 321.2353 | 0 | 202.0655 | 0.00062199 | 201.9909 | 0 | 500.0942 | 0.00102 | 201.9909 | 0 | 498.6032 | 6.6672e-06 | 500.0942 | 0.00379 | 201.7774 | 0
| 202.2683 | -0.0002455 | 202.1925 | -0.00023679 | 320.3189 | 0.00045084 | 202.2683 | 0.00023049 | 202.1925 | 0 | 195.1787 | 0 | 202.1925 | 0 | 321.3441 | 8.0536e-06 | 202.2683 | 0 | 201.9792 | 0 | 202.2683 | 0 | 202.2683 | 0 | 202.2683 | 0 | 202.2683 | 0 | 321.3441 | 0 | 202.2683 | 0 | 202.1925 | 0 | 500.2479 | 0.00107 | 202.1925 | 0 | 498.7581 | 5.0004e-05 | 500.2479 | 0.00405 | 201.9792 | 0
| 202.4713 | 0.0014255 | 202.3942 | 0.00043887 | 320.4332 | 0.00027809 | 202.4713 | 0.00044919 | 202.3942 | 0 | 195.3836 | 0 | 202.3942 | 0 | 321.4528 | 7.6951e-06 | 202.4712 | 0 | 202.181 | 0 | 202.4712 | 0 | 202.4713 | 1.5507e-05 | 202.4712 | 0 | 202.4712 | 0 | 321.4528 | 0 | 202.4712 | 0.00026988 | 202.3942 | 0 | 500.4015 | 0.00193 | 202.3942 | 0 | 498.9131 | 0 | 500.4015 | 0.00387 | 202.181 | 0
| 202.6742 | -2.1022e-05 | 202.5959 | -0.00050965 | 320.5475 | 0 | 202.6742 | -0.00069336 | 202.5959 | 0 | 195.5886 | 0 | 202.5959 | 0 | 321.5616 | 7.9079e-06 | 202.6742 | 0 | 202.3828 | 0 | 202.6742 | 0 | 202.6742 | 0 | 202.6742 | 0 | 202.6742 | 0 | 321.5616 | 0 | 202.6742 | 0 | 202.5959 | 0 | 500.5551 | 0.00146 | 202.5959 | 0 | 499.0681 | 3.0002e-05 | 500.5551 | 0.0041 | 202.3828 | 0
| 202.8771 | 0.00069201 | 202.7976 | 0.00045303 | 320.6619 | 0 | 202.8771 | -1.7174e-05 | 202.7976 | 0 | 195.7936 | 0 | 202.7976 | 0 | 321.6704 | 8.58e-06 | 202.8771 | 0 | 202.5846 | 0 | 202.8771 | 0 | 202.8771 | 1.9729e-05 | 202.8771 | 0 | 202.8771 | 0 | 321.6704 | 0 | 202.8771 | 0.00049749 | 202.7976 | 0 | 500.7088 | 0.00218 | 202.7976 | 0 | 499.2231 | 0 | 500.7088 | 0.00383 | 202.5846 | 0
| 203.08 | -0.0002374 | 202.9993 | -0.00044469 | 320.7761 | 0.00032946 | 203.08 | 3.9129e-05 | 202.9993 | 0 | 195.9986 | 0 | 202.9993 | 0 | 321.7791 | 9.1513e-06 | 203.0801 | 0 | 202.7865 | 0 | 203.0801 | 0 | 203.08 | 0 | 203.0801 | 0 | 203.0801 | 0 | 321.7791 | 0 | 203.08 | 0 | 202.9993 | 0 | 500.8624 | 0.00192 | 202.9993 | 0 | 499.3781 | 1.0001e-05 | 500.8624 | 0.00405 | 202.7865 | 0
| 203.283 | 0.00071459 | 203.201 | 4.5121e-05 | 320.8904 | 0 | 203.283 | 0.00028151 | 203.201 | 0 | 196.2036 | 0 | 203.201 | 0 | 321.8879 | 9.3417e-06 | 203.283 | 0 | 202.9884 | 0 | 203.283 | 0 | 203.283 | 1.1589e-05 | 203.283 | 0 | 203.283 | 0 | 321.8879 | 0 | 203.283 | 0.00034185 | 203.201 | 0 | 501.0161 | 0.00323 | 203.201 | 0 | 499.5331 | 0 | 501.0161 | 0.00388 | 202.9884 | 0
| 203.486 | 0.00066256 | 203.4028 | -0.00072501 | 321.0047 | 0.00022542 | 203.486 | -0.00031572 | 203.4028 | 0 | 196.4086 | 0 | 203.4028 | 0 | 321.9967 | 9.3081e-06 | 203.486 | 0 | 203.1902 | 0 | 203.486 | 0 | 203.486 | 0 | 203.486 | 0 | 203.486 | 0 | 321.9967 | 0 | 203.486 | 0 | 203.4028 | 0 | 501.1698 | 0.00172 | 203.4028 | 0 | 499.6881 | 1.0001e-05 | 501.1698 | 0.00415 | 203.1902 | 0
| 203.689 | 0.0010302 | 203.6046 | 0.00026555 | 321.119 | 0 | 203.689 | 0.0003163 | 203.6046 | 0 | 196.6136 | 0 | 203.6046 | 0 | 322.1055 | 9.1513e-06 | 203.689 | 0 | 203.3921 | 0 | 203.689 | 0 | 203.689 | 1.7959e-05 | 203.689 | 0 | 203.689 | 0 | 322.1055 | 0 | 203.689 | 0.00043413 | 203.6045 | 0 | 501.3234 | 0.00221 | 203.6046 | 0 | 499.8432 | 6.6672e-06 | 501.3234 | 0.00399 | 203.3921 | 0
| 203.892 | -0.00038365 | 203.8063 | 0.0001065 | 321.2333 | 0.00031212 | 203.892 | -0.00080375 | 203.8063 | 0 | 196.8187 | 0 | 203.8063 | 0 | 322.2143 | 9.6217e-06 | 203.892 | 0 | 203.594 | 0 | 203.892 | 0 | 203.892 | 0 | 203.892 | 0 | 203.892 | 0 | 322.2143 | 0 | 203.892 | 0 | 203.8064 | 0 | 501.4771 | 0.00185 | 203.8063 | 0 | 499.9982 | 1.0001e-05 | 501.4771 | 0.00423 | 203.594 | 0
| 204.0951 | 0.0011581 | 204.0082 | 0.00047108 | 321.3476 | 0 | 204.0951 | 0.00035736 | 204.0082 | 0 | 197.0237 | 0 | 204.0082 | 0 | 322.3231 | 1.0372e-05 | 204.0951 | 0 | 203.796 | 0 | 204.0951 | 0 | 204.0951 | 1.8404e-05 | 204.0951 | 0 | 204.0951 | 0 | 322.3231 | 0 | 204.0951 | 0.00046055 | 204.0082 | 0 | 501.6308 | 0.00241 | 204.0082 | 0 | 500.1532 | 6.6672e-06 | 501.6308 | 0.00406 | 203.796 | 0
| 204.2981 | -0.00029546 | 204.21 | -0.00056163 | 321.4619 | 0.00128 | 204.2981 | -0.00071597 | 204.21 | 0 | 197.2288 | 0 | 204.21 | 0 | 322.4319 | 1.1033e-05 | 204.2981 | 0 | 203.9979 | 0 | 204.2981 | 0 | 204.2981 | 0 | 204.2981 | 0 | 204.2981 | 0 | 322.4319 | 0 | 204.2981 | 0 | 204.21 | 0 | 501.7845 | 0.00178 | 204.21 | 0 | 500.3083 | 3.0002e-05 | 501.7845 | 0.00423 | 203.9979 | 0
| 204.5012 | 0.0010768 | 204.4118 | -8.9387e-05 | 321.5762 | 0.00048665 | 204.5012 | 6.3407e-05 | 204.4118 | 0 | 197.4339 | 0 | 204.4118 | 0 | 322.5407 | 1.0294e-05 | 204.5012 | 0 | 204.1998 | 0 | 204.5012 | 0 | 204.5012 | 1.0834e-05 | 204.5012 | 0 | 204.5012 | 0 | 322.5407 | 0 | 204.5012 | 0.00025428 | 204.4118 | 0 | 501.9382 | 0.00294 | 204.4118 | 0 | 500.4633 | 0 | 501.9382 | 0.00394 | 204.1998 | 0
| 204.7043 | 9.3421e-05 | 204.6137 | -0.00023179 | 321.6904 | 0 | 204.7043 | -0.00066101 | 204.6137 | 0 | 197.639 | 0 | 204.6137 | 0 | 322.6495 | 9.5769e-06 | 204.7043 | 0 | 204.4018 | 0 | 204.7043 | 0 | 204.7043 | 0 | 204.7043 | 0 | 204.7043 | 0 | 322.6495 | 0 | 204.7043 | 0 | 204.6137 | 0 | 502.092 | 0.00135 | 204.6137 | 0 | 500.6184 | 3.0002e-05 | 502.092 | 0.00405 | 204.4018 | 0
| 204.9074 | 0.0010405 | 204.8156 | 0.00085846 | 321.8047 | 0.00076474 | 204.9074 | 0.0010298 | 204.8156 | 0 | 197.8441 | 0 | 204.8156 | 0 | 322.7584 | 8.9384e-06 | 204.9074 | 0 | 204.6038 | 0 | 204.9074 | 0 | 204.9074 | 2.8628e-05 | 204.9074 | 0 | 204.9074 | 0 | 322.7584 | 0 | 204.9074 | 0.0004674 | 204.8156 | 0 | 502.2457 | 0.00193 | 204.8156 | 0 | 500.7735 | 0 | 502.2457 | 0.00382 | 204.6038 | 0
| 205.1105 | -0.00035374 | 205.0175 | -0.00066323 | 321.919 | 0.00052021 | 205.1105 | -0.00072523 | 205.0175 | 0 | 198.0493 | 0 | 205.0175 | 0 | 322.8672 | 7.7959e-06 | 205.1105 | 0 | 204.8058 | 0 | 205.1105 | 0 | 205.1105 | 0 | 205.1105 | 0 | 205.1105 | 0 | 322.8672 | 0 | 205.1105 | 0 | 205.0175 | 0 | 502.3995 | 0.00216 | 205.0175 | 0 | 500.9286 | 3.0002e-05 | 502.3995 | 0.00412 | 204.8058 | 0
| 205.3136 | 0.00030181 | 205.2194 | 0.00060158 | 322.0332 | 0 | 205.3136 | 0.00019535 | 205.2194 | 0 | 198.2544 | 0 | 205.2194 | 0 | 322.976 | 6.9671e-06 | 205.3136 | 0 | 205.0078 | 0 | 205.3136 | 0 | 205.3136 | 1.5724e-05 | 205.3136 | 0 | 205.3136 | 0 | 322.976 | 0 | 205.3136 | 0.00026542 | 205.2194 | 0 | 502.5532 | 0.00243 | 205.2194 | 0 | 501.0836 | 0 | 502.5532 | 0.00388 | 205.0078 | 0
| 205.5168 | 0.00035924 | 205.4214 | -0.00019019 | 322.1475 | 0.00041617 | 205.5168 | 0.00030016 | 205.4214 | 0 | 198.4595 | 0 | 205.4214 | 0 | 323.0849 | 5.6789e-06 | 205.5168 | 0 | 205.2098 | 0 | 205.5168 | 0 | 205.5168 | 0 | 205.5168 | 0 | 205.5168 | 0 | 323.0849 | 0 | 205.5168 | 0 | 205.4214 | 0 | 502.707 | 0.00106 | 205.4214 | 0 | 501.2387 | 0 | 502.707 | 0.0041 | 205.2098 | 0
| 205.72 | 0.00087095 | 205.6233 | -0.00044414 | 322.2617 | 0 | 205.72 | 0.0001801 | 205.6233 | 0 | 198.6647 | 0 | 205.6233 | 0 | 323.1938 | 6.0262e-06 | 205.72 | 0 | 205.4118 | 0 | 205.72 | 0 | 205.72 | 1.2033e-05 | 205.72 | 0 | 205.72 | 0 | 323.1938 | 0 | 205.72 | 0.00037102 | 205.6233 | 0 | 502.8607 | 0.00309 | 205.6233 | 0 | 501.3938 | 0 | 502.8607 | 0.00383 | 205.4118 | 0
| 205.9232 | 1.7482e-05 | 205.8253 | -9.4467e-05 | 322.376 | 0 | 205.9232 | -0.0002937 | 205.8253 | 0 | 198.8699 | 0 | 205.8253 | 0 | 323.3026 | 6.7318e-06 | 205.9232 | 0 | 205.6139 | 0 | 205.9232 | 0 | 205.9232 | 0 | 205.9232 | 0 | 205.9232 | 0 | 323.3026 | 0 | 205.9232 | 0 | 205.8253 | 0 | 503.0145 | 0.00151 | 205.8253 | 0 | 501.5489 | 3.0002e-05 | 503.0145 | 0.0041 | 205.6139 | 0
| 206.1264 | 0.00066365 | 206.0273 | 0.0014704 | 322.4902 | 0 | 206.1264 | 0.00026747 | 206.0273 | 0 | 199.0751 | 0 | 206.0273 | 0 | 323.4115 | 7.1463e-06 | 206.1264 | 0 | 205.816 | 0 | 206.1264 | 0 | 206.1264 | 2.5005e-05 | 206.1264 | 0 | 206.1264 | 0 | 323.4115 | 0 | 206.1264 | 0.00037532 | 206.0273 | 0 | 503.1683 | 0.00188 | 206.0273 | 0 | 501.7041 | 0 | 503.1683 | 0.00388 | 205.816 | 0
| 206.3296 | -3.6633e-05 | 206.2293 | 0.00019452 | 322.6045 | 0.0014 | 206.3296 | 0.00013659 | 206.2293 | 0 | 199.2803 | 0 | 206.2293 | 0 | 323.5204 | 7.2471e-06 | 206.3296 | 0 | 206.0181 | 0 | 206.3296 | 0 | 206.3296 | 0 | 206.3296 | 0 | 206.3296 | 0 | 323.5204 | 0 | 206.3296 | 0 | 206.2293 | 0 | 503.3221 | 0.00111 | 206.2293 | 0 | 501.8592 | 1.0001e-05 | 503.3221 | 0.00403 | 206.018 | 0
| 206.5328 | 0.0011353 | 206.4314 | 0.00038935 | 322.7187 | 0.00033023 | 206.5328 | 0.00017875 | 206.4314 | 0 | 199.4856 | 0 | 206.4314 | 0 | 323.6292 | 8.132e-06 | 206.5328 | 0 | 206.2202 | 0 | 206.5328 | 0 | 206.5328 | 1.0651e-05 | 206.5328 | 0 | 206.5328 | 0 | 323.6292 | 0 | 206.5328 | 0.00034387 | 206.4314 | 0 | 503.4759 | 0.00183 | 206.4314 | 0 | 502.0143 | 6.6672e-06 | 503.4759 | 0.00379 | 206.2201 | 0
| 206.7361 | -0.00090362 | 206.6334 | 7.7319e-05 | 322.833 | 0.00039883 | 206.7361 | 0.00022812 | 206.6334 | 0 | 199.6908 | 0 | 206.6334 | 0 | 323.7381 | 7.7959e-06 | 206.7361 | 0 | 206.4223 | 0 | 206.7361 | 0 | 206.7361 | 0 | 206.7361 | 0 | 206.7361 | 0 | 323.7381 | 0 | 206.7361 | 0 | 206.6334 | 0 | 503.6298 | 0.00107 | 206.6334 | 0 | 502.1695 | 3.0002e-05 | 503.6298 | 0.00406 | 206.4223 | 0
| 206.9394 | 0.00075018 | 206.8355 | 0.00098153 | 322.9472 | 0 | 206.9394 | 0.0001921 | 206.8355 | 0 | 199.8961 | 0 | 206.8355 | 0 | 323.847 | 7.2023e-06 | 206.9394 | 0 | 206.6244 | 0 | 206.9394 | 0 | 206.9394 | 1.6893e-05 | 206.9394 | 0 | 206.9394 | 0 | 323.847 | 0 | 206.9394 | 0.00028241 | 206.8355 | 0 | 503.7836 | 0.00241 | 206.8355 | 0 | 502.3246 | 0 | 503.7836 | 0.00391 | 206.6244 | 0
| 207.1427 | -0.00017145 | 207.0376 | 5.5843e-06 | 323.0614 | 0.0004335 | 207.1427 | 0.00016942 | 207.0376 | 0 | 200.1013 | 0 | 207.0376 | 0 | 323.9559 | 6.6198e-06 | 207.1427 | 0 | 206.8265 | 0 | 207.1427 | 0 | 207.1427 | 0 | 207.1427 | 0 | 207.1427 | 0 | 323.9559 | 0 | 207.1427 | 0 | 207.0376 | 0 | 503.9374 | 0.00156 | 207.0376 | 0 | 502.4798 | 1.0001e-05 | 503.9374 | 0.00414 | 206.8265 | 0
| 207.346 | 0.0012903 | 207.2397 | 0.0004259 | 323.1756 | 0 | 207.346 | 0.00043338 | 207.2397 | 0 | 200.3066 | 0 | 207.2397 | 0 | 324.0648 | 7.5607e-06 | 207.346 | 0 | 207.0287 | 0 | 207.346 | 0 | 207.346 | 1.1946e-05 | 207.346 | 0 | 207.346 | 0 | 324.0648 | 0 | 207.346 | 0.00016009 | 207.2397 | 0 | 504.0913 | 0.00288 | 207.2397 | 0 | 502.6349 | 6.6672e-06 | 504.0913 | 0.00385 | 207.0287 | 0
| 207.5493 | -0.00028581 | 207.4418 | -0.00080069 | 323.2899 | 0.00113 | 207.5493 | 3.6323e-05 | 207.4418 | 0 | 200.5119 | 0 | 207.4418 | 0 | 324.1737 | 8.188e-06 | 207.5493 | 0 | 207.2308 | 0 | 207.5493 | 0 | 207.5493 | 0 | 207.5493 | 0 | 207.5493 | 0 | 324.1737 | 0 | 207.5493 | 0 | 207.4418 | 0 | 504.2451 | 0.00116 | 207.4418 | 0 | 502.7901 | 1.0001e-05 | 504.2451 | 0.00404 | 207.2308 | 0
| 207.7526 | 0.00043415 | 207.644 | -0.00031469 | 323.4041 | 0 | 207.7526 | 0.00034977 | 207.644 | 0 | 200.7172 | 0 | 207.644 | 0 | 324.2826 | 8.7144e-06 | 207.7526 | 0 | 207.433 | 0 | 207.7526 | 0 | 207.7526 | 8.9242e-06 | 207.7526 | 0 | 207.7526 | 0 | 324.2826 | 0 | 207.7526 | 0.00035697 | 207.644 | 0 | 504.399 | 0.00202 | 207.644 | 0 | 502.9453 | 2.6669e-05 | 504.399 | 0.0039 | 207.433 | 0
| 207.956 | 0.00063862 | 207.8462 | -0.00020589 | 323.5183 | 0.0003468 | 207.956 | -0.00078862 | 207.8462 | 0 | 200.9226 | 0 | 207.8462 | 0 | 324.3916 | 9.0953e-06 | 207.956 | 0 | 207.6352 | 0 | 207.956 | 0 | 207.956 | 0 | 207.956 | 0 | 207.956 | 0 | 324.3916 | 0 | 207.956 | 0 | 207.8462 | 0 | 504.5529 | 0.00227 | 207.8462 | 0 | 503.1005 | 3.0002e-05 | 504.5529 | 0.00416 | 207.6352 | 0
| 208.1594 | 0.0012951 | 208.0483 | 0.0001778 | 323.6325 | 0 | 208.1594 | 0.00011695 | 208.0483 | 0 | 201.1279 | 0 | 208.0483 | 0 | 324.5005 | 9.5769e-06 | 208.1594 | 0 | 207.8374 | 0 | 208.1594 | 0 | 208.1594 | 1.0038e-05 | 208.1594 | 0 | 208.1594 | 0 | 324.5005 | 0 | 208.1594 | 0.00036369 | 208.0483 | 0 | 504.7067 | 0.0016 | 208.0483 | 0 | 503.2557 | 6.6672e-05 | 504.7067 | 0.00397 | 207.8374 | 0
| 208.3628 | 0.00036017 | 208.2506 | -0.00033936 | 323.7467 | 0.00029479 | 208.3628 | -0.00018472 | 208.2506 | 0 | 201.3333 | 0 | 208.2506 | 0 | 324.6094 | 9.3417e-06 | 208.3628 | 0 | 208.0397 | 0 | 208.3628 | 0 | 208.3628 | 0 | 208.3628 | 0 | 208.3628 | 0 | 324.6094 | 0 | 208.3628 | 0 | 208.2506 | 0 | 504.8606 | 0.00104 | 208.2506 | 0 | 503.4109 | 3.0002e-05 | 504.8606 | 0.00415 | 208.0397 | 0
| 208.5662 | 0.00039904 | 208.4528 | 4.7814e-05 | 323.8609 | 0 | 208.5662 | 0.00036363 | 208.4528 | 0 | 201.5386 | 0 | 208.4528 | 0 | 324.7184 | 7.9303e-06 | 208.5662 | 0 | 208.2419 | 0 | 208.5662 | 0 | 208.5662 | 1.8913e-05 | 208.5662 | 0 | 208.5662 | 0 | 324.7184 | 0 | 208.5662 | 0.00023308 | 208.4528 | 0 | 505.0145 | 0.00299 | 208.4528 | 0 | 503.5661 | 6.6672e-06 | 505.0145 | 0.00395 | 208.2419 | 0
| 208.7696 | -0.00056671 | 208.655 | -0.00082124 | 323.9751 | 8.6698e-05 | 208.7696 | -0.00057687 | 208.655 | 0 | 201.744 | 0 | 208.655 | 0 | 324.8273 | 7.8967e-06 | 208.7696 | 0 | 208.4442 | 0 | 208.7696 | 0 | 208.7696 | 0 | 208.7696 | 0 | 208.7696 | 0 | 324.8273 | 0 | 208.7696 | 0 | 208.655 | 0 | 505.1684 | 0.00239 | 208.655 | 0 | 503.7213 | 0 | 505.1684 | 0.00416 | 208.4442 | 0
| 208.9731 | 0.00078069 | 208.8573 | 0.00047066 | 324.0893 | 0.00041713 | 208.9731 | 0.0001657 | 208.8573 | 0 | 201.9494 | 0 | 208.8573 | 0 | 324.9363 | 7.4039e-06 | 208.9731 | 0 | 208.6464 | 0 | 208.9731 | 0 | 208.9731 | 1.3944e-05 | 208.9731 | 0 | 208.9731 | 0 | 324.9363 | 0 | 208.9731 | 0.00041895 | 208.8573 | 0 | 505.3224 | 0.0026 | 208.8573 | 0 | 503.8765 | 6.6672e-06 | 505.3224 | 0.00398 | 208.6464 | 0
| 209.1765 | 0.000413 | 209.0596 | -0.00076153 | 324.2035 | 0.00067626 | 209.1765 | -0.00051386 | 209.0596 | 0 | 202.1548 | 0 | 209.0596 | 0 | 325.0452 | 8.9944e-06 | 209.1765 | 0 | 208.8487 | 0 | 209.1765 | 0 | 209.1765 | 0 | 209.1765 | 0 | 209.1765 | 0 | 325.0452 | 0 | 209.1765 | 0 | 209.0596 | 0 | 505.4763 | 0.00146 | 209.0596 | 0 | 504.0317 | 3.0002e-05 | 505.4763 | 0.00413 | 208.8487 | 0
| 209.38 | 0.0010135 | 209.2619 | -9.967e-05 | 324.3177 | 0.00027809 | 209.38 | 0.00060591 | 209.2619 | 0 | 202.3603 | 0 | 209.2619 | 0 | 325.1542 | 8.1432e-06 | 209.38 | 0 | 209.051 | 0 | 209.38 | 0 | 209.38 | 1.9339e-05 | 209.38 | 0 | 209.38 | 0 | 325.1542 | 0 | 209.38 | 0.00037915 | 209.2619 | 0 | 505.6302 | 0.00274 | 209.2619 | 0 | 504.187 | 0 | 505.6302 | 0.00397 | 209.051 | 0
| 209.5835 | -7.0283e-05 | 209.4642 | -0.0012963 | 324.4319 | 0.00076297 | 209.5835 | -0.00037421 | 209.4642 | 0 | 202.5657 | 0 | 209.4642 | 0 | 325.2632 | 9.2297e-06 | 209.5835 | 0 | 209.2533 | 0 | 209.5835 | 0 | 209.5835 | 0 | 209.5835 | 0 | 209.5835 | 0 | 325.2632 | 0 | 209.5835 | 0 | 209.4642 | 0 | 505.7842 | 0.00169 | 209.4642 | 0 | 504.3422 | 0 | 505.7842 | 0.00418 | 209.2533 | 0
| 209.787 | 0.00067833 | 209.6665 | 0.00069275 | 324.5461 | 0 | 209.787 | 0.00057135 | 209.6665 | 0 | 202.7712 | 0 | 209.6665 | 0 | 325.3721 | 9.2633e-06 | 209.787 | 0 | 209.4556 | 0 | 209.787 | 0 | 209.787 | 1.729e-05 | 209.787 | 0 | 209.787 | 0 | 325.3721 | 0 | 209.787 | 0.00029603 | 209.6665 | 0 | 505.9381 | 0.00132 | 209.6665 | 0 | 504.4975 | 2.6669e-05 | 505.9381 | 0.00403 | 209.4556 | 0
| 209.9905 | -0.00085266 | 209.8689 | -0.0010309 | 324.6603 | 6.9356e-05 | 209.9905 | -0.00050506 | 209.8689 | 0 | 202.9766 | 0 | 209.8689 | 0 | 325.4811 | 9.8345e-06 | 209.9905 | 0 | 209.658 | 0 | 209.9905 | 0 | 209.9905 | 0 | 209.9905 | 0 | 209.9905 | 0 | 325.4811 | 0 | 209.9905 | 0 | 209.8689 | 0 | 506.0921 | 0.00237 | 209.8689 | 0 | 504.6527 | 1.0001e-05 | 506.0921 | 0.00416 | 209.658 | 0
| 210.1941 | 0.00060932 | 210.0712 | 0.0012515 | 324.7744 | 0 | 210.1941 | 0.00010109 | 210.0712 | 0 | 203.1821 | 0 | 210.0712 | 0 | 325.5901 | 8.6248e-06 | 210.1941 | 0 | 209.8603 | 0 | 210.1941 | 0 | 210.1941 | 1.8915e-05 | 210.1941 | 0 | 210.1941 | 0 | 325.5901 | 0 | 210.1941 | 0.00040294 | 210.0712 | 0 | 506.2461 | 0.00292 | 210.0712 | 0 | 504.808 | 0 | 506.2461 | 0.00393 | 209.8603 | 0
| 210.3977 | -0.00010583 | 210.2736 | -0.00058025 | 324.8886 | 0.00017341 | 210.3977 | -0.00027939 | 210.2736 | 0 | 203.3876 | 0 | 210.2736 | 0 | 325.6991 | 7.0903e-06 | 210.3977 | 0 | 210.0627 | 0 | 210.3977 | 0 | 210.3977 | 0 | 210.3977 | 0 | 210.3977 | 0 | 325.6991 | 0 | 210.3977 | 0 | 210.2736 | 0 | 506.4001 | 0.001 | 210.2736 | 0 | 504.9633 | 3.0002e-05 | 506.4001 | 0.00416 | 210.0627 | 0
| 210.6012 | 0.00073433 | 210.476 | 0.00097346 | 325.0028 | 0 | 210.6012 | 0.00023373 | 210.476 | 0 | 203.5931 | 0 | 210.476 | 0 | 325.8081 | 5.7349e-06 | 210.6012 | 0 | 210.2651 | 0 | 210.6012 | 0 | 210.6012 | 2.151e-05 | 210.6012 | 0 | 210.6012 | 0 | 325.8081 | 0 | 210.6012 | 0.00042034 | 210.476 | 0 | 506.5541 | 0.00086137 | 210.476 | 0 | 505.1186 | 0 | 506.5541 | 0.00402 | 210.2651 | 0
| 210.8048 | 0.0003399 | 210.6785 | 0.00012046 | 325.1169 | 0.00055488 | 210.8048 | -0.00057886 | 210.6785 | 0 | 203.7986 | 0 | 210.6785 | 0 | 325.9171 | 5.3765e-06 | 210.8048 | 0 | 210.4675 | 0 | 210.8048 | 0 | 210.8048 | 0 | 210.8048 | 0 | 210.8048 | 0 | 325.9171 | 0 | 210.8048 | 0 | 210.6785 | 0 | 506.7081 | 0.00153 | 210.6785 | 0 | 505.2738 | 1.0001e-05 | 506.7081 | 0.00423 | 210.4675 | 0
| 211.0085 | 0.00064169 | 210.8809 | 0.0014455 | 325.2311 | 0 | 211.0085 | 0.0006691 | 210.8809 | 0 | 204.0042 | 0 | 210.8809 | 0 | 326.0261 | 5.5221e-06 | 211.0085 | 0 | 210.6699 | 0 | 211.0085 | 0 | 211.0085 | 2.244e-05 | 211.0085 | 0 | 211.0085 | 0 | 326.0261 | 0 | 211.0085 | 0.00056223 | 210.8809 | 0 | 506.8621 | 0.00257 | 210.8809 | 0 | 505.4291 | 0 | 506.8621 | 0.00397 | 210.6699 | 0
| 211.2121 | -0.0003482 | 211.0834 | -0.0011132 | 325.3453 | 0.00114 | 211.2121 | -0.0011104 | 211.0834 | 0 | 204.2097 | 0 | 211.0834 | 0 | 326.1352 | 6.8774e-06 | 211.2121 | 0 | 210.8723 | 0 | 211.2121 | 0 | 211.2121 | 0 | 211.2121 | 0 | 211.2121 | 0 | 326.1352 | 0 | 211.2121 | 0 | 211.0834 | 0 | 507.0161 | 0.0002286 | 211.0834 | 0 | 505.5845 | 1.0001e-05 | 507.0161 | 0.00422 | 210.8723 | 0
| 211.4157 | 0.0016406 | 211.2859 | 0.00038159 | 325.4594 | 0 | 211.4157 | -1.5632e-05 | 211.2859 | 0 | 204.4153 | 0 | 211.2859 | 0 | 326.2442 | 7.3031e-06 | 211.4157 | 0 | 211.0748 | 0 | 211.4157 | 0 | 211.4157 | 1.2522e-05 | 211.4157 | 0 | 211.4157 | 0 | 326.2442 | 0 | 211.4157 | 0.00035596 | 211.2859 | 0 | 507.1701 | 0.00165 | 211.2859 | 0 | 505.7398 | 6.6672e-06 | 507.1701 | 0.0041 | 211.0747 | 0
| 211.6194 | 0.00014756 | 211.4884 | -0.00061926 | 325.5736 | 0 | 211.6194 | -0.00022213 | 211.4884 | 0 | 204.6209 | 0 | 211.4884 | 0 | 326.3532 | 9.4649e-06 | 211.6194 | 0 | 211.2772 | 0 | 211.6194 | 0 | 211.6194 | 0 | 211.6194 | 0 | 211.6194 | 0 | 326.3532 | 0 | 211.6194 | 0 | 211.4884 | 0 | 507.3241 | 0.00202 | 211.4884 | 0 | 505.8951 | 0 | 507.3241 | 0.00431 | 211.2772 | 0
| 211.8231 | 0.00083686 | 211.6909 | 0.00025022 | 325.6877 | 0 | 211.8231 | 0.00011326 | 211.6909 | 0 | 204.8265 | 0 | 211.6909 | 0 | 326.4623 | 9.8121e-06 | 211.8231 | 0 | 211.4797 | 0 | 211.8231 | 0 | 211.8231 | 8.6735e-06 | 211.8231 | 0 | 211.8231 | 0 | 326.4623 | 0 | 211.8231 | 0.00017611 | 211.6909 | 0 | 507.4782 | 0.0025 | 211.6909 | 0 | 506.0504 | 0 | 507.4782 | 0.00405 | 211.4797 | 0
| 212.0268 | 0.00062019 | 211.8934 | 0.00029636 | 325.8018 | 0.00048552 | 212.0268 | -1.7116e-05 | 211.8934 | 0 | 205.0321 | 0 | 211.8934 | 0 | 326.5713 | 1.1156e-05 | 212.0268 | 0 | 211.6822 | 0 | 212.0268 | 0 | 212.0268 | 2.4016e-07 | 212.0268 | 0 | 212.0268 | 0 | 326.5713 | 0 | 212.0268 | 0 | 211.8934 | 0 | 507.6322 | 0.00253 | 211.8934 | 0 | 506.2058 | 1.0001e-05 | 507.6322 | 0.00423 | 211.6822 | 0
| 212.2305 | 0.00054003 | 212.096 | 0.00015921 | 325.916 | 0 | 212.2305 | 0.00015175 | 212.096 | 0 | 205.2377 | 0 | 212.096 | 0 | 326.6804 | 9.4201e-06 | 212.2305 | 0 | 211.8847 | 0 | 212.2305 | 0 | 212.2305 | 9.587e-06 | 212.2305 | 0 | 212.2305 | 0 | 326.6804 | 0 | 212.2305 | 0.00030197 | 212.096 | 0 | 507.7863 | 0.00116 | 212.096 | 0 | 506.3611 | 6.6672e-06 | 507.7863 | 0.00414 | 211.8847 | 0
| 212.4342 | -0.00027508 | 212.2986 | -0.0005477 | 326.0301 | 0 | 212.4342 | -0.00069641 | 212.2986 | 0 | 205.4434 | 0 | 212.2986 | 0 | 326.7894 | 9.7225e-06 | 212.4342 | 0 | 212.0872 | 0 | 212.4342 | 0 | 212.4342 | 0 | 212.4342 | 0 | 212.4342 | 0 | 326.7894 | 0 | 212.4342 | 0 | 212.2986 | 0 | 507.9404 | 0.0013 | 212.2986 | 0 | 506.5165 | 1.0001e-05 | 507.9404 | 0.00429 | 212.0872 | 0
| 212.638 | 0.0004272 | 212.5012 | -1.9449e-06 | 326.1442 | 0 | 212.638 | 0.00034412 | 212.5012 | 0 | 205.649 | 0 | 212.5012 | 0 | 326.8985 | 7.5607e-06 | 212.638 | 0 | 212.2897 | 0 | 212.638 | 0 | 212.638 | 1.017e-05 | 212.638 | 0 | 212.638 | 0 | 326.8985 | 0 | 212.638 | 0.00045008 | 212.5012 | 0 | 508.0945 | 0.00174 | 212.5012 | 0 | 506.6718 | 6.6672e-06 | 508.0945 | 0.00405 | 212.2897 | 0
| 212.8418 | -0.00045472 | 212.7038 | -8.8427e-05 | 326.2584 | 0.00029479 | 212.8418 | -0.00035672 | 212.7038 | 0 | 205.8547 | 0 | 212.7038 | 0 | 327.0076 | 7.9527e-06 | 212.8418 | 0 | 212.4922 | 0 | 212.8418 | 0 | 212.8418 | 0 | 212.8418 | 0 | 212.8418 | 0 | 327.0076 | 0 | 212.8417 | 0 | 212.7038 | 0 | 508.2486 | 0.00232 | 212.7038 | 0 | 506.8272 | 3.0002e-05 | 508.2486 | 0.0042 | 212.4922 | 0
| 213.0455 | 0.00036611 | 212.9064 | -0.0011605 | 326.3725 | 0 | 213.0455 | -3.7177e-05 | 212.9064 | 0 | 206.0603 | 0 | 212.9064 | 0 | 327.1166 | 7.8295e-06 | 213.0455 | 0 | 212.6948 | 0 | 213.0455 | 0 | 213.0455 | 5.754e-06 | 213.0455 | 0 | 213.0455 | 0 | 327.1166 | 0 | 213.0455 | 4.9146e-05 | 212.9064 | 0 | 508.4027 | 0.00234 | 212.9064 | 0 | 506.9826 | 0 | 508.4027 | 0.00409 | 212.6948 | 0
| 213.2493 | 5.3922e-05 | 213.1091 | -0.00044056 | 326.4866 | 0.00031212 | 213.2493 | -0.00055346 | 213.1091 | 0 | 206.2661 | 0 | 213.1091 | 0 | 327.2257 | 8.7816e-06 | 213.2493 | 0 | 212.8974 | 0 | 213.2493 | 0 | 213.2493 | 0 | 213.2493 | 0 | 213.2493 | 0 | 327.2257 | 0 | 213.2493 | 0 | 213.1091 | 0 | 508.5568 | 0.00128 | 213.1091 | 0 | 507.1379 | 5.0004e-05 | 508.5568 | 0.0042 | 212.8973 | 0
| 213.4532 | 0.00086719 | 213.3117 | 0.0023409 | 326.6008 | 0.00012167 | 213.4532 | -0.00016317 | 213.3117 | 0 | 206.4718 | 0 | 213.3117 | 0 | 327.3348 | 8.1096e-06 | 213.4532 | 0 | 213.0999 | 0 | 213.4532 | 0 | 213.4532 | 2.6583e-05 | 213.4532 | 0 | 213.4532 | 0 | 327.3348 | 0 | 213.4532 | 0.00032607 | 213.3117 | 0 | 508.7109 | 0.00232 | 213.3117 | 0 | 507.2933 | 0 | 508.7109 | 0.00392 | 213.1 | 0
| 213.657 | 2.0284e-05 | 213.5144 | -0.00063382 | 326.7149 | 0.00101 | 213.657 | -0.00033753 | 213.5144 | 0 | 206.6775 | 0 | 213.5144 | 0 | 327.4439 | 8.3224e-06 | 213.657 | 0 | 213.3025 | 0 | 213.657 | 0 | 213.657 | 0 | 213.657 | 0 | 213.657 | 0 | 327.4439 | 0 | 213.657 | 0 | 213.5144 | 0 | 508.865 | 0.00094954 | 213.5144 | 0 | 507.4487 | 1.0001e-05 | 508.865 | 0.0041 | 213.3025 | 0
| 213.8608 | 0.00054793 | 213.7171 | 0.00022104 | 326.829 | 0.00067784 | 213.8608 | -0.00041438 | 213.7171 | 0 | 206.8832 | 0 | 213.7171 | 0 | 327.553 | 8.1656e-06 | 213.8608 | 0 | 213.5052 | 0 | 213.8608 | 0 | 213.8608 | 6.4383e-06 | 213.8608 | 0 | 213.8608 | 0 | 327.553 | 0 | 213.8608 | 0.00023363 | 213.7171 | 0 | 509.0192 | 0.00183 | 213.7171 | 0 | 507.6041 | 6.6672e-06 | 509.0192 | 0.00398 | 213.5052 | 0
| 214.0647 | 0.00017428 | 213.9199 | -0.00053388 | 326.9431 | 0.0002601 | 214.0647 | -4.5145e-05 | 213.9199 | 0 | 207.089 | 0 | 213.9199 | 0 | 327.6621 | 8.6808e-06 | 214.0647 | 0 | 213.7078 | 0 | 214.0647 | 0 | 214.0647 | 0 | 214.0647 | 0 | 214.0647 | 0 | 327.6621 | 0 | 214.0647 | 0 | 213.9199 | 0 | 509.1733 | 0.00232 | 213.9199 | 0 | 507.7595 | 3.0002e-05 | 509.1733 | 0.00421 | 213.7078 | 0
| 214.2686 | 0.00064045 | 214.1226 | 0.0012014 | 327.0572 | 0 | 214.2686 | 0.00092491 | 214.1226 | 0 | 207.2947 | 0 | 214.1226 | 0 | 327.7712 | 8.1096e-06 | 214.2686 | 0 | 213.9104 | 0 | 214.2686 | 0 | 214.2686 | 1.6079e-05 | 214.2686 | 0 | 214.2686 | 0 | 327.7712 | 0 | 214.2686 | 0.00027198 | 214.1226 | 0 | 509.3275 | 0.00213 | 214.1226 | 0 | 507.915 | 0 | 509.3275 | 0.00395 | 213.9104 | 0
| 214.4725 | -0.00050618 | 214.3254 | 0.00020982 | 327.1713 | 0.00079764 | 214.4725 | -2.811e-05 | 214.3254 | 0 | 207.5005 | 0 | 214.3254 | 0 | 327.8803 | 8.2216e-06 | 214.4725 | 0 | 214.1131 | 0 | 214.4725 | 0 | 214.4725 | 0 | 214.4725 | 0 | 214.4725 | 0 | 327.8803 | 0 | 214.4725 | 0 | 214.3254 | 0 | 509.4816 | 0.00229 | 214.3254 | 0 | 508.0704 | 0 | 509.4816 | 0.00409 | 214.1131 | 0
| 214.6764 | 0.0007935 | 214.5281 | 0.00025155 | 327.2854 | 0.00029547 | 214.6764 | 1.562e-05 | 214.5281 | 0 | 207.7063 | 0 | 214.5281 | 0 | 327.9895 | 8.3224e-06 | 214.6764 | 0 | 214.3158 | 0 | 214.6764 | 0 | 214.6764 | 9.9586e-06 | 214.6764 | 0 | 214.6764 | 0 | 327.9895 | 0 | 214.6764 | 0.00028347 | 214.5282 | 0 | 509.6358 | 0.00221 | 214.5281 | 0 | 508.2258 | 6.6672e-06 | 509.6358 | 0.00382 | 214.3158 | 0
| 214.8804 | -0.00094799 | 214.7309 | -0.00094909 | 327.3995 | 0.00031212 | 214.8804 | -0.00040374 | 214.7309 | 0 | 207.9121 | 0 | 214.7309 | 0 | 328.0986 | 8.4232e-06 | 214.8804 | 0 | 214.5184 | 0 | 214.8804 | 0 | 214.8804 | 0 | 214.8804 | 0 | 214.8804 | 0 | 328.0986 | 0 | 214.8804 | 0 | 214.731 | 0 | 509.79 | 0.00258 | 214.7309 | 0 | 508.3813 | 1.0001e-05 | 509.79 | 0.00404 | 214.5184 | 0
| 215.0843 | 0.00061506 | 214.9338 | 0.00040421 | 327.5136 | 0.00015642 | 215.0843 | -6.9736e-05 | 214.9338 | 0 | 208.1179 | 0 | 214.9338 | 0 | 328.2077 | 8.3224e-06 | 215.0843 | 0 | 214.7211 | 0 | 215.0843 | 0 | 215.0843 | 9.8031e-06 | 215.0843 | 0 | 215.0843 | 0 | 328.2077 | 0 | 215.0843 | 0.00022448 | 214.9338 | 0 | 509.9442 | 0.00283 | 214.9338 | 0 | 508.5367 | 0 | 509.9442 | 0.00392 | 214.7211 | 0
| 215.2883 | 0.00048786 | 215.1366 | -0.00121 | 327.6277 | 0 | 215.2883 | -3.4866e-05 | 215.1366 | 0 | 208.3238 | 0 | 215.1366 | 0 | 328.3169 | 8.3672e-06 | 215.2883 | 0 | 214.9238 | 0 | 215.2883 | 0 | 215.2883 | 0 | 215.2883 | 0 | 215.2883 | 0 | 328.3169 | 0 | 215.2883 | 0 | 215.1366 | 0 | 510.0984 | 0.00271 | 215.1366 | 0 | 508.6922 | 0 | 510.0984 | 0.00425 | 214.9238 | 0
| 215.4923 | 0.00085083 | 215.3395 | 3.7419e-06 | 327.7418 | 0.00050404 | 215.4923 | 0.00019066 | 215.3395 | 0 | 208.5296 | 0 | 215.3395 | 0 | 328.426 | 8.8376e-06 | 215.4923 | 0 | 215.1266 | 0 | 215.4923 | 0 | 215.4923 | 1.0882e-05 | 215.4923 | 0 | 215.4923 | 0 | 328.426 | 0 | 215.4923 | 0.00024478 | 215.3395 | 0 | 510.2526 | 0.00237 | 215.3395 | 0 | 508.8476 | 6.6672e-06 | 510.2526 | 0.00409 | 215.1266 | 0
| 215.6963 | -0.00074366 | 215.5423 | -0.0002434 | 327.8558 | 0.00065893 | 215.6963 | -0.00027695 | 215.5423 | 0 | 208.7355 | 0 | 215.5423 | 0 | 328.5352 | 9.3305e-06 | 215.6963 | 0 | 215.3293 | 0 | 215.6963 | 0 | 215.6963 | 0 | 215.6963 | 0 | 215.6963 | 0 | 328.5352 | 0 | 215.6963 | 0 | 215.5423 | 0 | 510.4068 | 0.00236 | 215.5423 | 0 | 509.0031 | 1.0001e-05 | 510.4068 | 0.00433 | 215.3293 | 0
| 215.9003 | 0.00082066 | 215.7452 | 4.317e-05 | 327.9699 | 0 | 215.9003 | 1.7634e-05 | 215.7452 | 0 | 208.9413 | 0 | 215.7452 | 0 | 328.6443 | 9.2521e-06 | 215.9003 | 0 | 215.5321 | 0 | 215.9003 | 0 | 215.9003 | 6.3707e-06 | 215.9003 | 0 | 215.9003 | 0 | 328.6443 | 0 | 215.9003 | 0.00021658 | 215.7452 | 0 | 510.5611 | 0 | 215.7452 | 0 | 509.1586 | 6.6672e-06 | 510.5611 | 0.0041 | 215.5321 | 0
| 216.1043 | -7.2381e-05 | 215.9481 | -0.00046493 | 328.084 | 0.00036414 | 216.1043 | 0.00029041 | 215.9481 | 0 | 209.1472 | 0 | 215.9481 | 0 | 328.7535 | 9.2073e-06 | 216.1043 | 0 | 215.7348 | 0 | 216.1043 | 0 | 216.1043 | 0 | 216.1043 | 0 | 216.1043 | 0 | 328.7535 | 0 | 216.1043 | 0 | 215.9481 | 0 | 510.7153 | 0.00135 | 215.9481 | 0 | 509.3141 | 3.0002e-05 | 510.7153 | 0.00437 | 215.7348 | 0
| 216.3084 | 0.00023261 | 216.1511 | 7.4229e-05 | 328.1981 | 0.0007126 | 216.3084 | 0.00074696 | 216.1511 | 0 | 209.3531 | 0 | 216.1511 | 0 | 328.8627 | 9.6217e-06 | 216.3084 | 0 | 215.9376 | 0 | 216.3084 | 0 | 216.3084 | 1.1588e-05 | 216.3084 | 0 | 216.3084 | 0 | 328.8627 | 0 | 216.3084 | 0.00048968 | 216.1511 | 0 | 510.8695 | 0.00207 | 216.1511 | 0 | 509.4696 | 0 | 510.8695 | 0.00415 | 215.9376 | 0
| 216.5125 | 0.00031078 | 216.354 | 7.4672e-05 | 328.3121 | 0.00053755 | 216.5125 | -0.00020402 | 216.354 | 0 | 209.5591 | 0 | 216.354 | 0 | 328.9719 | 1.0059e-05 | 216.5125 | 0 | 216.1404 | 0 | 216.5125 | 0 | 216.5125 | 0 | 216.5125 | 0 | 216.5125 | 0 | 328.9719 | 0 | 216.5125 | 0 | 216.354 | 0 | 511.0238 | 0.0019 | 216.354 | 0 | 509.6251 | 5.0004e-05 | 511.0238 | 0.00447 | 216.1404 | 0
| 216.7166 | 0.00026797 | 216.557 | 0.00019205 | 328.4262 | 0 | 216.7166 | 6.4308e-05 | 216.557 | 0 | 209.765 | 0 | 216.557 | 0 | 329.0811 | 9.9913e-06 | 216.7166 | 0 | 216.3432 | 0 | 216.7166 | 0 | 216.7166 | 1.3709e-05 | 216.7166 | 0 | 216.7166 | 0 | 329.0811 | 0 | 216.7166 | 0.00027881 | 216.557 | 0 | 511.1781 | 0.00236 | 216.557 | 0 | 509.7806 | 6.6672e-06 | 511.1781 | 0.0042 | 216.3432 | 0
| 216.9207 | 5.6679e-05 | 216.76 | -0.00068897 | 328.5403 | 0 | 216.9207 | -0.00025436 | 216.76 | 0 | 209.9709 | 0 | 216.76 | 0 | 329.1903 | 8.7032e-06 | 216.9207 | 0 | 216.5461 | 0 | 216.9207 | 0 | 216.9207 | 0 | 216.9207 | 0 | 216.9207 | 0 | 329.1903 | 0 | 216.9206 | 0 | 216.76 | 0 | 511.3323 | 0.00178 | 216.76 | 0 | 509.9361 | 0 | 511.3323 | 0.00438 | 216.5461 | 0
| 217.1248 | 0.0015331 | 216.963 | 0.00027663 | 328.6543 | 0 | 217.1248 | -8.0608e-05 | 216.963 | 0 | 210.1769 | 0 | 216.963 | 0 | 329.2995 | 8.0536e-06 | 217.1248 | 0 | 216.7489 | 0 | 217.1248 | 0 | 217.1248 | 1.6199e-05 | 217.1248 | 0 | 217.1248 | 0 | 329.2995 | 0 | 217.1248 | 0.00037605 | 216.963 | 0 | 511.4866 | 0.00162 | 216.963 | 0 | 510.0916 | 2.6669e-05 | 511.4866 | 0.00403 | 216.7489 | 0
| 217.3289 | -0.00062567 | 217.166 | 2.9367e-05 | 328.7684 | 0.00102 | 217.3289 | 0.00028832 | 217.166 | 0 | 210.3829 | 0 | 217.166 | 0 | 329.4087 | 8.188e-06 | 217.3289 | 0 | 216.9518 | 0 | 217.3289 | 0 | 217.3289 | 0 | 217.3289 | 0 | 217.3289 | 0 | 329.4087 | 0 | 217.3289 | 0 | 217.166 | 0 | 511.6409 | 0.0006682 | 217.166 | 0 | 510.2471 | 3.0002e-05 | 511.6409 | 0.00423 | 216.9518 | 0
| 217.5331 | 0.00080334 | 217.369 | 0.0008195 | 328.8824 | 5.2137e-05 | 217.5331 | 0.00053208 | 217.369 | 0 | 210.5889 | 0 | 217.369 | 0 | 329.5179 | 8.244e-06 | 217.5331 | 0 | 217.1546 | 0 | 217.5331 | 0 | 217.5331 | 1.3934e-05 | 217.5331 | 0 | 217.5331 | 0 | 329.5179 | 0 | 217.5331 | 0.00034548 | 217.369 | 0 | 511.7952 | 0.00193 | 217.369 | 0 | 510.4027 | 0 | 511.7952 | 0.00406 | 217.1546 | 0
| 217.7372 | 0.00032939 | 217.5721 | -0.00080643 | 328.9965 | 0.00046818 | 217.7372 | -0.000286 | 217.5721 | 0 | 210.7948 | 0 | 217.5721 | 0 | 329.6271 | 8.6024e-06 | 217.7372 | 0 | 217.3575 | 0 | 217.7372 | 0 | 217.7372 | 0 | 217.7372 | 0 | 217.7372 | 0 | 329.6271 | 0 | 217.7372 | 0 | 217.5721 | 0 | 511.9495 | 0 | 217.5721 | 0 | 510.5582 | 0 | 511.9495 | 0.00423 | 217.3575 | 0
| 217.9414 | 0.00092676 | 217.7752 | 0.00088971 | 329.1105 | 0 | 217.9414 | -0.00023338 | 217.7752 | 0 | 211.0009 | 0 | 217.7752 | 0 | 329.7363 | 7.9079e-06 | 217.9414 | 0 | 217.5604 | 0 | 217.9414 | 0 | 217.9414 | 1.4343e-05 | 217.9414 | 0 | 217.9414 | 0 | 329.7363 | 0 | 217.9414 | 0.00026227 | 217.7752 | 0 | 512.1038 | 0.00158 | 217.7752 | 0 | 510.7138 | 2.6669e-05 | 512.1038 | 0.00399 | 217.5604 | 0
| 218.1456 | 0.00023528 | 217.9783 | -0.00083543 | 329.2246 | 0.00017341 | 218.1456 | 2.271e-05 | 217.9783 | 0 | 211.2069 | 0 | 217.9783 | 0 | 329.8455 | 8.8936e-06 | 218.1456 | 0 | 217.7633 | 0 | 218.1456 | 0 | 218.1456 | 0 | 218.1456 | 0 | 218.1456 | 0 | 329.8455 | 0 | 218.1456 | 0 | 217.9783 | 0 | 512.2582 | 0.00169 | 217.9783 | 0 | 510.8693 | 1.0001e-05 | 512.2582 | 0.00417 | 217.7633 | 0
| 218.3499 | 4.5861e-06 | 218.1814 | 0.00019084 | 329.3386 | 0 | 218.3499 | 0.00027085 | 218.1814 | 0 | 211.4129 | 0 | 218.1814 | 0 | 329.9548 | 7.3815e-06 | 218.3499 | 0 | 217.9662 | 0 | 218.3499 | 0 | 218.3499 | 1.0165e-05 | 218.3499 | 0 | 218.3499 | 0 | 329.9548 | 0 | 218.3499 | 0.00030565 | 218.1814 | 0 | 512.4125 | 0.00294 | 218.1814 | 0 | 511.0249 | 6.6672e-06 | 512.4125 | 0.00402 | 217.9662 | 0
| 218.5541 | 0.00015005 | 218.3845 | -0.001092 | 329.4526 | 0 | 218.5541 | -0.0010261 | 218.3845 | 0 | 211.619 | 0 | 218.3845 | 0 | 330.064 | 7.6167e-06 | 218.5541 | 0 | 218.1692 | 0 | 218.5541 | 0 | 218.5541 | 0 | 218.5541 | 0 | 218.5541 | 0 | 330.064 | 0 | 218.5541 | 0 | 218.3845 | 0 | 512.5669 | 0.00207 | 218.3845 | 0 | 511.1805 | 1.0001e-05 | 512.5669 | 0.00425 | 218.1692 | 0
| 218.7584 | 0.00065561 | 218.5877 | 0.00020932 | 329.5667 | 0 | 218.7584 | 0.00071014 | 218.5877 | 0 | 211.8251 | 0 | 218.5877 | 0 | 330.1733 | 7.0119e-06 | 218.7584 | 0 | 218.3721 | 0 | 218.7584 | 0 | 218.7584 | 1.6145e-05 | 218.7584 | 0 | 218.7584 | 0 | 330.1733 | 0 | 218.7584 | 0.00022716 | 218.5877 | 0 | 512.7212 | 0.00301 | 218.5877 | 0 | 511.3361 | 0 | 512.7212 | 0.00409 | 218.3721 | 0
| 218.9626 | -8.6446e-05 | 218.7908 | -0.00046792 | 329.6807 | 0.00036414 | 218.9626 | -0.00032945 | 218.7908 | 0 | 212.0311 | 0 | 218.7908 | 0 | 330.2825 | 7.5159e-06 | 218.9626 | 0 | 218.5751 | 0 | 218.9626 | 0 | 218.9626 | 0 | 218.9626 | 0 | 218.9626 | 0 | 330.2825 | 0 | 218.9626 | 0 | 218.7908 | 0 | 512.8756 | 0.0026 | 218.7908 | 0 | 511.4917 | 1.0001e-05 | 512.8756 | 0.00427 | 218.5751 | 0
| 219.1669 | 0.0015365 | 218.994 | 0.00024965 | 329.7947 | 0 | 219.1669 | 0.00021795 | 218.994 | 0 | 212.2372 | 0 | 218.994 | 0 | 330.3918 | 7.1687e-06 | 219.1669 | 0 | 218.7781 | 0 | 219.1669 | 0 | 219.1669 | 1.4418e-05 | 219.1669 | 0 | 219.1669 | 0 | 330.3918 | 0 | 219.1669 | 0.00036587 | 218.994 | 0 | 513.0299 | 0.0039 | 218.994 | 0 | 511.6473 | 0 | 513.0299 | 0.004 | 218.7781 | 0
| 219.3712 | 0.00025466 | 219.1972 | -0.0015174 | 329.9087 | 0.00076297 | 219.3712 | -0.00052864 | 219.1972 | 0 | 212.4434 | 0 | 219.1972 | 0 | 330.5011 | 7.9079e-06 | 219.3712 | 0 | 218.9811 | 0 | 219.3712 | 0 | 219.3712 | 0 | 219.3712 | 0 | 219.3712 | 0 | 330.5011 | 0 | 219.3713 | 0 | 219.1972 | 0 | 513.1843 | 0.00125 | 219.1972 | 0 | 511.8029 | 0 | 513.1843 | 0.00424 | 218.9811 | 0
| 219.5756 | 0.0007656 | 219.4004 | 0.00074301 | 330.0227 | 0 | 219.5756 | 0.00051032 | 219.4004 | 0 | 212.6495 | 0 | 219.4004 | 0 | 330.6103 | 8.2216e-06 | 219.5756 | 0 | 219.1841 | 0 | 219.5756 | 0 | 219.5756 | 1.9067e-05 | 219.5756 | 0 | 219.5756 | 0 | 330.6103 | 0 | 219.5756 | 0.00036439 | 219.4005 | 0 | 513.3387 | 0.00214 | 219.4004 | 0 | 511.9585 | 0 | 513.3387 | 0.00399 | 219.1841 | 0
| 219.7799 | -0.00037995 | 219.6037 | -0.000718 | 330.1368 | 0.00086701 | 219.7799 | -0.00011518 | 219.6037 | 0 | 212.8556 | 0 | 219.6037 | 0 | 330.7196 | 9.7001e-06 | 219.7799 | 0 | 219.3871 | 0 | 219.7799 | 0 | 219.7799 | 0 | 219.7799 | 0 | 219.7799 | 0 | 330.7196 | 0 | 219.7799 | 0 | 219.6037 | 0 | 513.4931 | 0.00209 | 219.6037 | 0 | 512.1141 | 1.0001e-05 | 513.4931 | 0.00428 | 219.3871 | 0
| 219.9843 | 0.00082443 | 219.807 | 0.00010925 | 330.2508 | 0.0007126 | 219.9843 | -0.00025575 | 219.807 | 0 | 213.0618 | 0 | 219.807 | 0 | 330.8289 | 1.0215e-05 | 219.9843 | 0 | 219.5901 | 0 | 219.9843 | 0 | 219.9843 | 9.2593e-06 | 219.9843 | 0 | 219.9843 | 0 | 330.8289 | 0 | 219.9843 | 0.00018397 | 219.807 | 0 | 513.6475 | 0.00174 | 219.807 | 0 | 512.2697 | 4.667e-05 | 513.6475 | 0.00396 | 219.5901 | 0
| 220.1886 | 0.00014991 | 220.0102 | 2.9894e-05 | 330.3648 | 0.00029479 | 220.1886 | -0.00057199 | 220.0102 | 0 | 213.268 | 0 | 220.0102 | 0 | 330.9382 | 1.1291e-05 | 220.1886 | 0 | 219.7932 | 0 | 220.1886 | 0 | 220.1886 | 0 | 220.1886 | 0 | 220.1886 | 0 | 330.9382 | 0 | 220.1886 | 0 | 220.0102 | 0 | 513.802 | 0.00215 | 220.0102 | 0 | 512.4254 | 1.0001e-05 | 513.802 | 0.00419 | 219.7932 | 0
| 220.393 | 0.00034935 | 220.2135 | 0.00015808 | 330.4788 | 0.00012167 | 220.393 | 0.00060296 | 220.2135 | 0 | 213.4741 | 0 | 220.2135 | 0 | 331.0475 | 1.0484e-05 | 220.393 | 0 | 219.9963 | 0 | 220.393 | 0 | 220.393 | 5.6298e-06 | 220.393 | 0 | 220.393 | 0 | 331.0475 | 0 | 220.393 | 9.9033e-05 | 220.2135 | 0 | 513.9564 | 0.00213 | 220.2135 | 0 | 512.581 | 6.6672e-06 | 513.9564 | 0.00397 | 219.9963 | 0
| 220.5974 | 0.00027984 | 220.4168 | -0.0008069 | 330.5928 | 0.00027745 | 220.5974 | 0.00029739 | 220.4168 | 0 | 213.6803 | 0 | 220.4168 | 0 | 331.1568 | 9.9689e-06 | 220.5974 | 0 | 220.1994 | 0 | 220.5974 | 0 | 220.5974 | 0 | 220.5974 | 0 | 220.5974 | 0 | 331.1568 | 0 | 220.5974 | 0 | 220.4169 | 0 | 514.1108 | 0.00209 | 220.4168 | 0 | 512.7367 | 1.0001e-05 | 514.1108 | 0.00421 | 220.1994 | 0
| 220.8019 | 0.00075211 | 220.6202 | 0.0005104 | 330.7068 | 0 | 220.8019 | 0.00034982 | 220.6202 | 0 | 213.8865 | 0 | 220.6202 | 0 | 331.2661 | 9.0505e-06 | 220.8019 | 0 | 220.4025 | 0 | 220.8019 | 0 | 220.8019 | 1.0222e-05 | 220.8019 | 0 | 220.8019 | 0 | 331.2661 | 0 | 220.8019 | 0.00023908 | 220.6202 | 0 | 514.2653 | 0.00214 | 220.6202 | 0 | 512.8923 | 6.6672e-06 | 514.2653 | 0.00403 | 220.4025 | 0
| 221.0063 | 0.00056082 | 220.8235 | -0.0011959 | 330.8208 | 5.2025e-05 | 221.0063 | -0.00026788 | 220.8235 | 0 | 214.0928 | 0 | 220.8235 | 0 | 331.3754 | 9.2073e-06 | 221.0063 | 0 | 220.6056 | 0 | 221.0063 | 0 | 221.0063 | 0 | 221.0063 | 0 | 221.0063 | 0 | 331.3754 | 0 | 221.0063 | 0 | 220.8235 | 0 | 514.4197 | 0.0009847 | 220.8235 | 0 | 513.048 | 0 | 514.4197 | 0.0042 | 220.6056 | 0
| 221.2108 | 0.00090549 | 221.0269 | 0.00050691 | 330.9348 | 6.9519e-05 | 221.2108 | 0.00025436 | 221.0269 | 0 | 214.299 | 0 | 221.0269 | 0 | 331.4847 | 8.4456e-06 | 221.2108 | 0 | 220.8087 | 0 | 221.2108 | 0 | 221.2108 | 1.5876e-05 | 221.2108 | 0 | 221.2108 | 0 | 331.4847 | 0 | 221.2108 | 0.00030119 | 221.0269 | 0 | 514.5742 | 0.00216 | 221.0269 | 0 | 513.2037 | 6.6672e-06 | 514.5742 | 0.00403 | 220.8087 | 0
| 221.4153 | -0.00027996 | 221.2303 | -0.00056471 | 331.0488 | 0 | 221.4153 | -0.00024676 | 221.2303 | 0 | 214.5053 | 0 | 221.2303 | 0 | 331.594 | 8.8936e-06 | 221.4152 | 0 | 221.0118 | 0 | 221.4152 | 0 | 221.4153 | 0 | 221.4152 | 0 | 221.4152 | 0 | 331.594 | 0 | 221.4152 | 0 | 221.2303 | 0 | 514.7287 | 0.00165 | 221.2303 | 0 | 513.3593 | 1.0001e-05 | 514.7287 | 0.00421 | 221.0118 | 0
| 221.6197 | 0.001001 | 221.4337 | 0.0012646 | 331.1628 | 0 | 221.6197 | 0.00036952 | 221.4337 | 0 | 214.7115 | 0 | 221.4337 | 0 | 331.7034 | 6.9334e-06 | 221.6197 | 0 | 221.215 | 0 | 221.6197 | 0 | 221.6197 | 1.1421e-05 | 221.6197 | 0 | 221.6197 | 0 | 331.7034 | 0 | 221.6197 | 0.0002772 | 221.4337 | 0 | 514.8831 | 0.00345 | 221.4337 | 0 | 513.515 | 6.6672e-06 | 514.8831 | 0.00399 | 221.215 | 0
| 221.8242 | -0.00082689 | 221.6371 | -0.00025072 | 331.2767 | 0.00024276 | 221.8242 | -0.00046542 | 221.6371 | 0 | 214.9178 | 0 | 221.6371 | 0 | 331.8127 | 7.5943e-06 | 221.8242 | 0 | 221.4182 | 0 | 221.8242 | 0 | 221.8242 | 0 | 221.8242 | 0 | 221.8242 | 0 | 331.8127 | 0 | 221.8243 | 0 | 221.6371 | 0 | 515.0376 | 0.00127 | 221.6371 | 0 | 513.6707 | 3.0002e-05 | 515.0376 | 0.00424 | 221.4181 | 0
| 222.0288 | 0.0016299 | 221.8406 | 0.00056689 | 331.3907 | 0.00083426 | 222.0288 | 3.6212e-05 | 221.8406 | 0 | 215.1241 | 0 | 221.8406 | 0 | 331.9221 | 7.1687e-06 | 222.0288 | 0 | 221.6213 | 0 | 222.0288 | 0 | 222.0288 | 1.5968e-05 | 222.0288 | 0 | 222.0288 | 0 | 331.9221 | 0 | 222.0288 | 0.00031899 | 221.8406 | 0 | 515.1921 | 0.00183 | 221.8406 | 0 | 513.8264 | 6.6672e-06 | 515.1921 | 0.00403 | 221.6213 | 0
| 222.2333 | 3.4504e-05 | 222.044 | -0.00026379 | 331.5047 | 0.0013 | 222.2333 | 0.00014586 | 222.044 | 0 | 215.3304 | 0 | 222.044 | 0 | 332.0314 | 8.58e-06 | 222.2333 | 0 | 221.8245 | 0 | 222.2333 | 0 | 222.2333 | 0 | 222.2333 | 0 | 222.2333 | 0 | 332.0314 | 0 | 222.2333 | 0 | 222.044 | 0 | 515.3466 | 0.00139 | 222.044 | 0 | 513.9821 | 3.0002e-05 | 515.3466 | 0.0042 | 221.8245 | 0
| 222.4379 | 0.00075271 | 222.2475 | 0.00071279 | 331.6187 | 0 | 222.4379 | 5.3877e-05 | 222.2475 | 0 | 215.5367 | 0 | 222.2475 | 0 | 332.1408 | 7.5047e-06 | 222.4379 | 0 | 222.0277 | 0 | 222.4379 | 0 | 222.4379 | 1.0939e-05 | 222.4379 | 0 | 222.4379 | 0 | 332.1408 | 0 | 222.4379 | 0.00032177 | 222.2475 | 0 | 515.5012 | 0.00193 | 222.2475 | 0 | 514.1378 | 0 | 515.5012 | 0.00386 | 222.0277 | 0
| 222.6425 | -0.00035355 | 222.451 | -0.00023616 | 331.7326 | 0.00116 | 222.6425 | -0.0005335 | 222.451 | 0 | 215.7431 | 0 | 222.451 | 0 | 332.2501 | 7.7959e-06 | 222.6425 | 0 | 222.231 | 0 | 222.6425 | 0 | 222.6425 | 0 | 222.6425 | 0 | 222.6425 | 0 | 332.2501 | 6.7313e-06 | 222.6425 | 0 | 222.451 | 0 | 515.6557 | 0.00218 | 222.451 | 0 | 514.2936 | 1.0001e-05 | 515.6557 | 0.00407 | 222.231 | 0
| 222.847 | 0.00063338 | 222.6545 | 0.0010699 | 331.8466 | 0 | 222.847 | 0.00029359 | 222.6545 | 0 | 215.9494 | 0 | 222.6545 | 0 | 332.3595 | 7.1127e-06 | 222.8471 | 0 | 222.4342 | 0 | 222.8471 | 0 | 222.847 | 1.438e-05 | 222.8471 | 0 | 222.8471 | 0 | 332.3595 | 4.0629e-06 | 222.847 | 0.00019977 | 222.6546 | 0 | 515.8102 | 0.00288 | 222.6545 | 0 | 514.4493 | 6.6672e-06 | 515.8102 | 0.00391 | 222.4342 | 0
| 223.0517 | -0.00053091 | 222.8581 | 0.00015191 | 331.9606 | 0 | 223.0517 | -0.00012735 | 222.8581 | 0 | 216.1558 | 0 | 222.8581 | 0 | 332.4689 | 8.6248e-06 | 223.0517 | 0 | 222.6375 | 0 | 223.0517 | 0 | 223.0517 | 1.1001e-06 | 223.0517 | 0 | 223.0517 | 0 | 332.4689 | 4.3814e-06 | 223.0517 | 0 | 222.8581 | 0 | 515.9647 | 0.00222 | 222.8581 | 0 | 514.605 | 3.0002e-05 | 515.9647 | 0.00417 | 222.6375 | 0
| 223.2563 | 0.00075914 | 223.0616 | 0.00023153 | 332.0745 | 0 | 223.2563 | 7.7213e-06 | 223.0616 | 0 | 216.3622 | 0 | 223.0616 | 0 | 332.5783 | 8.5576e-06 | 223.2563 | 0 | 222.8407 | 0 | 223.2563 | 0 | 223.2563 | 1.0298e-05 | 223.2563 | 0 | 223.2563 | 0 | 332.5783 | 7.0607e-06 | 223.2563 | 0.00035863 | 223.0616 | 0 | 516.1193 | 0.0028 | 223.0616 | 0 | 514.7608 | 0 | 516.1193 | 0.00394 | 222.8407 | 0
| 223.4609 | -0.00014169 | 223.2652 | -0.00067772 | 332.1885 | 5.2025e-05 | 223.4609 | -0.00052381 | 223.2652 | 0 | 216.5685 | 0 | 223.2652 | 0 | 332.6877 | 9.2297e-06 | 223.4609 | 0 | 223.044 | 0 | 223.4609 | 0 | 223.4609 | 0 | 223.4609 | 0 | 223.4609 | 0 | 332.6877 | 6.4128e-06 | 223.4609 | 0 | 223.2652 | 0 | 516.2739 | 0.00183 | 223.2652 | 0 | 514.9165 | 3.0002e-05 | 516.2739 | 0.00422 | 223.044 | 0
| 223.6656 | -5.2495e-05 | 223.4688 | 9.5547e-05 | 332.3024 | 0 | 223.6656 | 0.00027432 | 223.4688 | 0 | 216.7749 | 0 | 223.4688 | 0 | 332.7971 | 8.2104e-06 | 223.6656 | 0 | 223.2473 | 0 | 223.6656 | 0 | 223.6656 | 5.1311e-06 | 223.6656 | 0 | 223.6656 | 0 | 332.7971 | 6.4128e-06 | 223.6656 | 9.1162e-05 | 223.4688 | 0 | 516.4284 | 0.00281 | 223.4688 | 0 | 515.0723 | 0 | 516.4284 | 0.004 | 223.2473 | 0
| 223.8703 | 0.00045703 | 223.6724 | 8.3851e-05 | 332.4164 | 0.00134 | 223.8703 | -0.00015126 | 223.6724 | 0 | 216.9814 | 0 | 223.6724 | 0 | 332.9065 | 8.3224e-06 | 223.8703 | 0 | 223.4506 | 0 | 223.8703 | 0 | 223.8703 | 0 | 223.8703 | 0 | 223.8703 | 0 | 332.9065 | 7.0607e-06 | 223.8703 | 0 | 223.6724 | 0 | 516.583 | 0.00309 | 223.6724 | 0 | 515.2281 | 3.0002e-05 | 516.583 | 0.00435 | 223.4506 | 0
| 224.075 | 0.00058461 | 223.876 | 0.00039864 | 332.5303 | 0 | 224.075 | 0.00029902 | 223.876 | 0 | 217.1878 | 0 | 223.876 | 0 | 333.0159 | 8.4456e-06 | 224.075 | 0 | 223.6539 | 0 | 224.075 | 0 | 224.075 | 1.6785e-05 | 224.075 | 0 | 224.075 | 0 | 333.0159 | 8.6639e-06 | 224.075 | 0.00015875 | 223.876 | 0 | 516.7376 | 0.00243 | 223.876 | 0 | 515.3839 | 0 | 516.7376 | 0.00407 | 223.654 | 0
| 224.2797 | -0.00048407 | 224.0797 | -0.0014343 | 332.6442 | 0.0004335 | 224.2797 | -0.0003458 | 224.0797 | 0 | 217.3943 | 0 | 224.0797 | 0 | 333.1253 | 8.468e-06 | 224.2797 | 0 | 223.8573 | 0 | 224.2797 | 0 | 224.2797 | 0 | 224.2797 | 0 | 224.2797 | 0 | 333.1253 | 9.191e-06 | 224.2797 | 0 | 224.0797 | 0 | 516.8922 | 0.00213 | 224.0797 | 0 | 515.5396 | 1.0001e-05 | 516.8922 | 0.00439 | 223.8573 | 0
| 224.4844 | 0.00085917 | 224.2834 | -8.2953e-05 | 332.7582 | 0.00031285 | 224.4844 | 3.2091e-06 | 224.2834 | 0 | 217.6007 | 0 | 224.2834 | 0 | 333.2347 | 8.9944e-06 | 224.4844 | 0 | 224.0606 | 0 | 224.4844 | 0 | 224.4844 | 5.7252e-06 | 224.4844 | 0 | 224.4844 | 0 | 333.2347 | 7.2693e-06 | 224.4844 | 0 | 224.2834 | 0 | 517.0468 | 0.00213 | 224.2834 | 0 | 515.6954 | 0 | 517.0468 | 0.00403 | 224.0606 | 0
| 224.6891 | -0.00062775 | 224.487 | 0.00024924 | 332.8721 | 0 | 224.6891 | -0.00024368 | 224.487 | 0 | 217.8072 | 0 | 224.487 | 0 | 333.3441 | 9.0505e-06 | 224.6891 | 0 | 224.264 | 0 | 224.6891 | 0 | 224.6891 | 0 | 224.6891 | 0 | 224.6891 | 0 | 333.3441 | 7.4889e-06 | 224.6892 | 0 | 224.487 | 0 | 517.2014 | 0.00155 | 224.487 | 0 | 515.8512 | 3.0002e-05 | 517.2014 | 0.00429 | 224.264 | 0
| 224.8939 | 0.00049119 | 224.6907 | -0.00021632 | 332.9861 | 0 | 224.8939 | 0.00015266 | 224.6907 | 0 | 218.0137 | 0 | 224.6907 | 0 | 333.4535 | 8.8936e-06 | 224.8939 | 0 | 224.4674 | 0 | 224.8939 | 0 | 224.8939 | 8.9466e-06 | 224.8939 | 0 | 224.8939 | 0 | 333.4535 | 6.4128e-06 | 224.8939 | 0.00036771 | 224.6908 | 0 | 517.3561 | 0.00144 | 224.6907 | 0 | 516.007 | 0 | 517.3561 | 0.00403 | 224.4674 | 0
| 225.0987 | -2.0984e-05 | 224.8945 | -0.0005789 | 333.1 | 0.00134 | 225.0987 | -0.00037005 | 224.8945 | 0 | 218.2202 | 0 | 224.8945 | 0 | 333.563 | 9.2633e-06 | 225.0987 | 0 | 224.6708 | 0 | 225.0987 | 0 | 225.0987 | 0 | 225.0987 | 0 | 225.0987 | 0 | 333.563 | 6.0944e-06 | 225.0987 | 0 | 224.8945 | 0 | 517.5107 | 0.00116 | 224.8945 | 0 | 516.1628 | 3.0002e-05 | 517.5107 | 0.00435 | 224.6708 | 0
| 225.3035 | 0.00073978 | 225.0982 | 0.00065189 | 333.2139 | 0.00123 | 225.3035 | 0.00020596 | 225.0982 | 0 | 218.4267 | 0 | 225.0982 | 0 | 333.6724 | 8.7592e-06 | 225.3035 | 0 | 224.8742 | 0 | 225.3035 | 0 | 225.3035 | 1.5985e-05 | 225.3035 | 0 | 225.3035 | 0 | 333.6724 | 5.2379e-06 | 225.3035 | 0.00059014 | 225.0982 | 0 | 517.6653 | 0.00155 | 225.0982 | 0 | 516.3187 | 0 | 517.6653 | 0.00417 | 224.8742 | 0
| 225.5083 | -0.00074274 | 225.302 | -0.0014111 | 333.3278 | 0.00090168 | 225.5083 | -0.00055541 | 225.302 | 0 | 218.6332 | 0 | 225.302 | 0 | 333.7819 | 1.007e-05 | 225.5083 | 0 | 225.0776 | 0 | 225.5083 | 0 | 225.5083 | 0 | 225.5083 | 0 | 225.5083 | 0 | 333.7819 | 5.5563e-06 | 225.5083 | 0 | 225.302 | 0 | 517.82 | 0.00253 | 225.302 | 0 | 516.4745 | 3.0002e-05 | 517.82 | 0.00433 | 225.0776 | 0
| 225.7131 | 0.00023996 | 225.5057 | 0.00012007 | 333.4418 | 0 | 225.7131 | -0.00019307 | 225.5057 | 0 | 218.8398 | 0 | 225.5057 | 0 | 333.8913 | 9.3417e-06 | 225.7131 | 0 | 225.2811 | 0 | 225.7131 | 0 | 225.7131 | 9.0115e-06 | 225.7131 | 0 | 225.7131 | 0 | 333.8913 | 5.7759e-06 | 225.7131 | 0.00024811 | 225.5057 | 0 | 517.9746 | 0.001 | 225.5057 | 0 | 516.6303 | 0 | 517.9746 | 0.00408 | 225.281 | 0
| 225.918 | 4.1588e-05 | 225.7095 | -0.00049758 | 333.5557 | 0.00045084 | 225.918 | -0.00017989 | 225.7095 | 0 | 219.0463 | 0 | 225.7095 | 0 | 334.0008 | 9.2297e-06 | 225.918 | 0 | 225.4845 | 0 | 225.918 | 0 | 225.918 | 0 | 225.918 | 0 | 225.918 | 0 | 334.0008 | 5.4575e-06 | 225.918 | 0 | 225.7095 | 0 | 518.1293 | 0.00183 | 225.7095 | 0 | 516.7862 | 1.0001e-05 | 518.1293 | 0.00423 | 225.4845 | 0
| 226.1228 | 0.0012366 | 225.9133 | 0.00062446 | 333.6696 | 0.00048665 | 226.1228 | 0.00060091 | 225.9133 | 0 | 219.2529 | 0 | 225.9133 | 0 | 334.1103 | 7.8743e-06 | 226.1228 | 0 | 225.688 | 0 | 226.1228 | 0 | 226.1228 | 1.6489e-05 | 226.1228 | 0 | 226.1228 | 0 | 334.1103 | 3.6347e-06 | 226.1228 | 0.00038492 | 225.9133 | 0 | 518.284 | 0.00207 | 225.9133 | 0 | 516.942 | 6.6672e-06 | 518.284 | 0.00395 | 225.688 | 0
| 226.3277 | 0.00042244 | 226.1172 | -0.0007963 | 333.7835 | 0.00086701 | 226.3277 | -0.00043283 | 226.1172 | 0 | 219.4595 | 0 | 226.1172 | 0 | 334.2197 | 8.2104e-06 | 226.3277 | 0 | 225.8914 | 0 | 226.3277 | 0 | 226.3277 | 0 | 226.3277 | 0 | 226.3277 | 0 | 334.2197 | 4.601e-06 | 226.3277 | 0 | 226.1172 | 0 | 518.4387 | 0.00128 | 226.1172 | 0 | 517.0979 | 1.0001e-05 | 518.4387 | 0.00414 | 225.8914 | 0
| 226.5326 | 0.0015787 | 226.321 | 0.00078414 | 333.8974 | 0 | 226.5326 | 0.00038019 | 226.321 | 0 | 219.6661 | 0 | 226.321 | 0 | 334.3292 | 7.9864e-06 | 226.5326 | 0 | 226.0949 | 0 | 226.5326 | 0 | 226.5326 | 1.4073e-05 | 226.5326 | 0 | 226.5326 | 0 | 334.3292 | 4.3814e-06 | 226.5326 | 0.00035997 | 226.321 | 0 | 518.5934 | 0.0022 | 226.321 | 0 | 517.2537 | 0 | 518.5934 | 0.00392 | 226.0949 | 0
| 226.7375 | 0.00069765 | 226.5249 | -0.00016348 | 334.0113 | 0.00060691 | 226.7375 | 5.9908e-05 | 226.5249 | 0 | 219.8727 | 0 | 226.5249 | 0 | 334.4387 | 7.6727e-06 | 226.7375 | 0 | 226.2984 | 0 | 226.7375 | 0 | 226.7375 | 0 | 226.7375 | 0 | 226.7375 | 0 | 334.4387 | 5.1281e-06 | 226.7375 | 0 | 226.5249 | 0 | 518.7481 | 0.00068578 | 226.5249 | 0 | 517.4096 | 0 | 518.7481 | 0.0042 | 226.2985 | 0
| 226.9424 | 0.0002698 | 226.7288 | 0.0010572 | 334.1252 | 0 | 226.9424 | -3.5276e-05 | 226.7288 | 0 | 220.0793 | 0 | 226.7288 | 0 | 334.5482 | 7.2695e-06 | 226.9424 | 0 | 226.502 | 0 | 226.9424 | 0 | 226.9424 | 1.3313e-05 | 226.9424 | 0 | 226.9424 | 0 | 334.5482 | 6.8411e-06 | 226.9424 | 0.00030854 | 226.7288 | 0 | 518.9028 | 0.00114 | 226.7288 | 0 | 517.5655 | 0 | 518.9028 | 0.00403 | 226.502 | 0
| 227.1474 | -0.00063431 | 226.9327 | -0.0005763 | 334.2391 | 0.00010404 | 227.1474 | 0.00012538 | 226.9327 | 0 | 220.286 | 0 | 226.9327 | 0 | 334.6577 | 7.8295e-06 | 227.1474 | 0 | 226.7055 | 0 | 227.1474 | 0 | 227.1474 | 0 | 227.1474 | 0 | 227.1474 | 0 | 334.6577 | 7.5878e-06 | 227.1474 | 0 | 226.9327 | 0 | 519.0575 | 0.00239 | 226.9327 | 0 | 517.7214 | 0 | 519.0575 | 0.00424 | 226.7055 | 0
| 227.3524 | 0.00074702 | 227.1366 | -3.2123e-05 | 334.353 | 0 | 227.3524 | 0.00053552 | 227.1366 | 0 | 220.4926 | 0 | 227.1366 | 0 | 334.7672 | 8.3224e-06 | 227.3524 | 0 | 226.9091 | 0 | 227.3524 | 0 | 227.3524 | 1.0915e-05 | 227.3524 | 0 | 227.3524 | 0 | 334.7672 | 8.2356e-06 | 227.3524 | 0.00022788 | 227.1366 | 0 | 519.2123 | 0.00316 | 227.1366 | 0 | 517.8773 | 6.6672e-06 | 519.2123 | 0.00401 | 226.9091 | 0
| 227.5573 | -0.00070091 | 227.3405 | -0.00032868 | 334.4669 | 0.00079764 | 227.5573 | -8.3493e-05 | 227.3405 | 0 | 220.6993 | 0 | 227.3405 | 0 | 334.8767 | 8.0536e-06 | 227.5573 | 0 | 227.1126 | 0 | 227.5573 | 0 | 227.5573 | 0 | 227.5573 | 0 | 227.5573 | 0 | 334.8767 | 8.8725e-06 | 227.5573 | 0 | 227.3405 | 0 | 519.367 | 0.00084403 | 227.3405 | 0 | 518.0332 | 0 | 519.367 | 0.00413 | 227.1126 | 0
| 227.7623 | 0.00074364 | 227.5445 | 0.00063389 | 334.5808 | 0 | 227.7623 | 0.0013079 | 227.5445 | 0 | 220.906 | 0 | 227.5445 | 0 | 334.9862 | 7.0455e-06 | 227.7623 | 0 | 227.3162 | 0 | 227.7623 | 0 | 227.7623 | 9.3571e-06 | 227.7623 | 0 | 227.7623 | 0 | 334.9862 | 8.9823e-06 | 227.7623 | 0.00012371 | 227.5445 | 0 | 519.5217 | 0.00329 | 227.5445 | 0 | 518.1891 | 6.6672e-06 | 519.5217 | 0.00389 | 227.3162 | 0
| 227.9673 | 0.00032065 | 227.7485 | -0.00033513 | 334.6947 | 0.00046818 | 227.9673 | -0.00062496 | 227.7485 | 0 | 221.1127 | 0 | 227.7485 | 0 | 335.0957 | 6.8326e-06 | 227.9673 | 0 | 227.5198 | 0 | 227.9673 | 0 | 227.9673 | 0 | 227.9673 | 0 | 227.9673 | 0 | 335.0957 | 9.6192e-06 | 227.9673 | 0 | 227.7485 | 0 | 519.6765 | 0.00193 | 227.7485 | 0 | 518.345 | 0 | 519.6765 | 0.00419 | 227.5198 | 0
| 228.1724 | 0.0016311 | 227.9525 | 0.0012457 | 334.8086 | 0.00033023 | 228.1724 | 0.00024839 | 227.9525 | 0 | 221.3194 | 0 | 227.9525 | 0 | 335.2052 | 7.6615e-06 | 228.1724 | 0 | 227.7234 | 0 | 228.1724 | 0 | 228.1724 | 1.5593e-05 | 228.1724 | 0 | 228.1724 | 0 | 335.2052 | 6.7313e-06 | 228.1724 | 0.0005471 | 227.9525 | 0 | 519.8313 | 0.00427 | 227.9525 | 0 | 518.5009 | 6.6672e-06 | 519.8313 | 0.00405 | 227.7234 | 0
| 228.3774 | -9.2171e-05 | 228.1565 | -0.00020759 | 334.9224 | 0 | 228.3774 | -0.0005435 | 228.1565 | 0 | 221.5261 | 0 | 228.1565 | 0 | 335.3148 | 8.636e-06 | 228.3774 | 0 | 227.927 | 0 | 228.3774 | 0 | 228.3774 | 0 | 228.3774 | 0 | 228.3774 | 0 | 335.3148 | 9.0921e-06 | 228.3774 | 0 | 228.1565 | 0 | 519.986 | 0.00295 | 228.1565 | 0 | 518.6569 | 1.0001e-05 | 519.986 | 0.00432 | 227.927 | 0
| 228.5825 | 0.0015632 | 228.3605 | 2.8584e-06 | 335.0363 | 0.00055617 | 228.5825 | -5.1896e-05 | 228.3605 | 0 | 221.7328 | 0 | 228.3605 | 0 | 335.4243 | 8.0648e-06 | 228.5825 | 0 | 228.1307 | 0 | 228.5825 | 0 | 228.5825 | 8.1138e-06 | 228.5825 | 0 | 228.5825 | 0 | 335.4243 | 7.3791e-06 | 228.5825 | 0.00020334 | 228.3605 | 0 | 520.1408 | 0.00065043 | 228.3605 | 0 | 518.8128 | 6.6672e-06 | 520.1408 | 0.00399 | 228.1307 | 0
| 228.7876 | -0.00014687 | 228.5646 | -0.00026399 | 335.1502 | 0.00175 | 228.7876 | -0.00010329 | 228.5646 | 0 | 221.9396 | 0 | 228.5646 | 0 | 335.5339 | 8.2104e-06 | 228.7876 | 0 | 228.3343 | 0 | 228.7876 | 0 | 228.7876 | 0 | 228.7876 | 0 | 228.7876 | 0 | 335.5339 | 8.8725e-06 | 228.7876 | 0 | 228.5646 | 0 | 520.2956 | 0.00091437 | 228.5646 | 0 | 518.9688 | 0 | 520.2956 | 0.00427 | 228.3343 | 0
| 228.9926 | 0.00084826 | 228.7686 | 0.00054332 | 335.264 | 0.00055617 | 228.9926 | 0.0003129 | 228.7686 | 0 | 222.1464 | 0 | 228.7686 | 0 | 335.6434 | 8.188e-06 | 228.9926 | 0 | 228.538 | 0 | 228.9926 | 0 | 228.9926 | 1.3607e-05 | 228.9926 | 0 | 228.9926 | 0 | 335.6434 | 5.5563e-06 | 228.9926 | 0.00029767 | 228.7686 | 0 | 520.4504 | 0.00214 | 228.7686 | 0 | 519.1247 | 6.6672e-06 | 520.4504 | 0.00409 | 228.538 | 0
| 229.1978 | 0.00030535 | 228.9727 | 0.00024655 | 335.3779 | 0.00041617 | 229.1978 | -0.00016536 | 228.9727 | 0 | 222.3531 | 0 | 228.9727 | 0 | 335.753 | 8.7144e-06 | 229.1978 | 0 | 228.7417 | 0 | 229.1978 | 0 | 229.1978 | 0 | 229.1978 | 0 | 229.1978 | 0 | 335.753 | 6.4128e-06 | 229.1978 | 0 | 228.9727 | 0 | 520.6052 | 0.00375 | 228.9727 | 0 | 519.2807 | 3.0002e-05 | 520.6052 | 0.00433 | 228.7416 | 0
| 229.4029 | 0.00075112 | 229.1768 | 0.00065511 | 335.4918 | 0 | 229.4029 | 3.745e-05 | 229.1768 | 0 | 222.5599 | 0 | 229.1768 | 0 | 335.8625 | 7.2023e-06 | 229.4029 | 0 | 228.9453 | 0 | 229.4029 | 0 | 229.4029 | 1.4261e-05 | 229.4029 | 0 | 229.4029 | 0 | 335.8625 | 7.3791e-06 | 229.4029 | 0.00024821 | 229.1768 | 0 | 520.7601 | 0.00341 | 229.1768 | 0 | 519.4366 | 0 | 520.7601 | 0.00403 | 228.9453 | 0
| 229.608 | 9.7099e-05 | 229.3809 | -0.00074067 | 335.6056 | 0 | 229.608 | -4.4693e-05 | 229.3809 | 0 | 222.7667 | 0 | 229.3809 | 0 | 335.9721 | 7.9079e-06 | 229.608 | 0 | 229.149 | 0 | 229.608 | 0 | 229.608 | 0 | 229.608 | 0 | 229.608 | 0 | 335.9721 | 1.1442e-05 | 229.608 | 0 | 229.381 | 0 | 520.9149 | 0.00148 | 229.3809 | 0 | 519.5926 | 3.0002e-05 | 520.9149 | 0.00418 | 229.149 | 0
| 229.8132 | 0.0015052 | 229.5851 | 0.00016345 | 335.7195 | 0.00024332 | 229.8132 | 0.00024549 | 229.5851 | 0 | 222.9736 | 0 | 229.5851 | 0 | 336.0817 | 7.6951e-06 | 229.8132 | 0 | 229.3528 | 0 | 229.8132 | 0 | 229.8132 | 8.5143e-06 | 229.8132 | 0 | 229.8132 | 0 | 336.0817 | 1.1552e-05 | 229.8132 | 0.00032131 | 229.5851 | 0 | 521.0697 | 0.00271 | 229.5851 | 0 | 519.7486 | 0 | 521.0697 | 0.00395 | 229.3528 | 0
| 230.0184 | 0.00012105 | 229.7892 | -0.00088392 | 335.8333 | 0.00062425 | 230.0184 | -0.00069262 | 229.7892 | 0 | 223.1804 | 0 | 229.7892 | 0 | 336.1913 | 7.8743e-06 | 230.0184 | 0 | 229.5565 | 0 | 230.0184 | 0 | 230.0184 | 0 | 230.0184 | 0 | 230.0184 | 0 | 336.1913 | 1.0047e-05 | 230.0184 | 0 | 229.7893 | 0 | 521.2246 | 0.00211 | 229.7892 | 0 | 519.9046 | 0 | 521.2246 | 0.00421 | 229.5565 | 0
| 230.2236 | 0.00041907 | 229.9934 | 0.00014748 | 335.9472 | 0 | 230.2236 | -2.9654e-05 | 229.9934 | 0 | 223.3873 | 0 | 229.9934 | 0 | 336.3009 | 7.1239e-06 | 230.2236 | 0 | 229.7603 | 0 | 230.2236 | 0 | 230.2236 | 1.3072e-05 | 230.2236 | 0 | 230.2236 | 0 | 336.3009 | 5.5563e-06 | 230.2236 | 0.00052565 | 229.9934 | 0 | 521.3794 | 0.00285 | 229.9934 | 0 | 520.0606 | 0 | 521.3794 | 0.00403 | 229.7603 | 0
| 230.4288 | 0.00017098 | 230.1976 | -0.0016445 | 336.0611 | 0.00154 | 230.4288 | -8.5156e-05 | 230.1976 | 0 | 223.5941 | 0 | 230.1976 | 0 | 336.4104 | 8.0312e-06 | 230.4288 | 0 | 229.964 | 0 | 230.4288 | 0 | 230.4288 | 0 | 230.4288 | 0 | 230.4288 | 0 | 336.4104 | 3.6347e-06 | 230.4288 | 0 | 230.1976 | 0 | 521.5343 | 0.00186 | 230.1976 | 0 | 520.2166 | 1.0001e-05 | 521.5343 | 0.00428 | 229.964 | 0
| 230.634 | 0.0011459 | 230.4018 | 0.00037261 | 336.1749 | 0.00060832 | 230.634 | 0.00030941 | 230.4018 | 0 | 223.801 | 0 | 230.4018 | 0 | 336.52 | 8.3784e-06 | 230.634 | 0 | 230.1678 | 0 | 230.634 | 0 | 230.634 | 8.9208e-06 | 230.634 | 0 | 230.634 | 0 | 336.52 | 1.175e-06 | 230.634 | 0.00032338 | 230.4018 | 0 | 521.6892 | 0.00202 | 230.4018 | 0 | 520.3726 | 0 | 521.6892 | 0.00404 | 230.1678 | 0
| 230.8393 | 0.00061575 | 230.6061 | 5.573e-06 | 336.2887 | 0.0012 | 230.8393 | -0.00015281 | 230.6061 | 0 | 224.0079 | 0 | 230.6061 | 0 | 336.6297 | 9.0505e-06 | 230.8393 | 0 | 230.3716 | 0 | 230.8393 | 0 | 230.8393 | 0 | 230.8393 | 0 | 230.8393 | 0 | 336.6297 | 3.426e-06 | 230.8393 | 0 | 230.6061 | 0 | 521.8441 | 0.002 | 230.6061 | 0 | 520.5286 | 1.0001e-05 | 521.8441 | 0.0042 | 230.3716 | 0
| 231.0445 | 0.00096979 | 230.8103 | 0.00060449 | 336.4026 | 0 | 231.0445 | 0.00013531 | 230.8103 | 0 | 224.2148 | 0 | 230.8103 | 0 | 336.7393 | 7.9303e-06 | 231.0445 | 0 | 230.5754 | 0 | 231.0445 | 0 | 231.0445 | 1.3317e-05 | 231.0445 | 0 | 231.0445 | 0 | 336.7393 | 8.2356e-06 | 231.0445 | 0.00017465 | 230.8103 | 0 | 521.9989 | 0.00229 | 230.8103 | 0 | 520.6847 | 6.6672e-06 | 521.9989 | 0.004 | 230.5754 | 0
| 231.2498 | 7.7247e-05 | 231.0146 | -0.00058418 | 336.5164 | 0.00036414 | 231.2498 | -0.00031752 | 231.0146 | 0 | 224.4217 | 0 | 231.0146 | 0 | 336.8489 | 7.1911e-06 | 231.2498 | 0 | 230.7792 | 0 | 231.2498 | 0 | 231.2498 | 0 | 231.2498 | 0 | 231.2498 | 0 | 336.8489 | 9.0921e-06 | 231.2498 | 0 | 231.0146 | 0 | 522.1538 | 0.00132 | 231.0146 | 0 | 520.8407 | 1.0001e-05 | 522.1538 | 0.00415 | 230.7792 | 0
| 231.4551 | 0.0013884 | 231.2189 | -0.00059235 | 336.6302 | 0.00067784 | 231.4551 | 0.00038834 | 231.2189 | 0 | 224.6286 | 0 | 231.2189 | 0 | 336.9585 | 7.0343e-06 | 231.4551 | 0 | 230.983 | 0 | 231.4551 | 0 | 231.4551 | 2.0112e-06 | 231.4551 | 0 | 231.4551 | 0 | 336.9585 | 8.9823e-06 | 231.4551 | 7.7787e-05 | 231.2189 | 0 | 522.3088 | 0.00139 | 231.2189 | 0 | 520.9967 | 0 | 522.3088 | 0.00397 | 230.983 | 0
| 231.6604 | -6.2703e-05 | 231.4232 | 3.669e-05 | 336.7441 | 0.00128 | 231.6604 | -0.00029954 | 231.4232 | 0 | 224.8356 | 0 | 231.4232 | 0 | 337.0681 | 7.8183e-06 | 231.6604 | 0 | 231.1869 | 0 | 231.6604 | 0 | 231.6604 | 0 | 231.6604 | 0 | 231.6604 | 0 | 337.0681 | 6.5226e-06 | 231.6604 | 0 | 231.4232 | 0 | 522.4637 | 0.00332 | 231.4232 | 0 | 521.1528 | 3.0002e-05 | 522.4637 | 0.00416 | 231.1869 | 0
| 231.8657 | 0.00049337 | 231.6275 | -0.0003548 | 336.8579 | 0.00010428 | 231.8657 | -0.000185 | 231.6275 | 0 | 225.0425 | 0 | 231.6275 | 0 | 337.1778 | 8.1432e-06 | 231.8657 | 0 | 231.3907 | 0 | 231.8657 | 0 | 231.8657 | 1.1442e-05 | 231.8657 | 0 | 231.8657 | 0 | 337.1778 | 7.9172e-06 | 231.8657 | 0.00030882 | 231.6275 | 0 | 522.6186 | 0.00185 | 231.6275 | 0 | 521.3089 | 0 | 522.6186 | 0.004 | 231.3907 | 0
| 232.0711 | -2.1315e-05 | 231.8318 | -0.00052575 | 336.9717 | 0.0007803 | 232.0711 | -0.0003596 | 231.8318 | 0 | 225.2495 | 0 | 231.8318 | 0 | 337.2874 | 8.5576e-06 | 232.0711 | 0 | 231.5946 | 0 | 232.0711 | 0 | 232.0711 | 0 | 232.0711 | 0 | 232.0711 | 0 | 337.2874 | 8.7737e-06 | 232.0711 | 0 | 231.8318 | 0 | 522.7735 | 0.00243 | 231.8318 | 0 | 521.4649 | 3.0002e-05 | 522.7735 | 0.00419 | 231.5946 | 0
| 232.2764 | 0.0016063 | 232.0362 | 0.00055613 | 337.0855 | 0 | 232.2764 | 0.00023747 | 232.0362 | 0 | 225.4565 | 0 | 232.0362 | 0 | 337.397 | 8.3448e-06 | 232.2764 | 0 | 231.7985 | 0 | 232.2764 | 0 | 232.2764 | 9.5263e-06 | 232.2764 | 0 | 232.2764 | 0 | 337.397 | 6.6324e-06 | 232.2764 | 0.00035714 | 232.0362 | 0 | 522.9285 | 0.00251 | 232.0362 | 0 | 521.621 | 0 | 522.9285 | 0.00396 | 231.7985 | 0
| 232.4818 | -0.00038805 | 232.2406 | -0.00080968 | 337.1994 | 0.00039883 | 232.4818 | -0.00028561 | 232.2406 | 0 | 225.6635 | 0 | 232.2406 | 0 | 337.5067 | 9.0953e-06 | 232.4818 | 0 | 232.0024 | 0 | 232.4818 | 0 | 232.4818 | 0 | 232.4818 | 0 | 232.4818 | 0 | 337.5067 | 6.7313e-06 | 232.4818 | 0 | 232.2406 | 0 | 523.0834 | 0.00229 | 232.2406 | 0 | 521.7771 | 3.0002e-05 | 523.0834 | 0.00418 | 232.0024 | 0
| 232.6872 | 0.0001608 | 232.445 | -0.00030708 | 337.3132 | 0.00031285 | 232.6872 | 0.0001991 | 232.445 | 0 | 225.8705 | 0 | 232.445 | 0 | 337.6164 | 8.7032e-06 | 232.6872 | 0 | 232.2063 | 0 | 232.6872 | 0 | 232.6872 | 6.4466e-06 | 232.6872 | 0 | 232.6872 | 0 | 337.6164 | 6.9509e-06 | 232.6872 | 0.0003377 | 232.445 | 0 | 523.2384 | 0.00339 | 232.445 | 0 | 521.9331 | 0 | 523.2384 | 0.00395 | 232.2063 | 0
| 232.8926 | -0.00031643 | 232.6494 | -0.00044525 | 337.427 | 0.00055488 | 232.8926 | -0.00039797 | 232.6494 | 0 | 226.0775 | 0 | 232.6494 | 0 | 337.726 | 8.3896e-06 | 232.8926 | 0 | 232.4103 | 0 | 232.8926 | 0 | 232.8926 | 0 | 232.8926 | 0 | 232.8926 | 0 | 337.726 | 1.1222e-05 | 232.8926 | 0 | 232.6494 | 0 | 523.3934 | 0.00213 | 232.6494 | 0 | 522.0892 | 3.0002e-05 | 523.3934 | 0.0042 | 232.4103 | 0
| 233.0981 | 0.0015359 | 232.8538 | 0.0007078 | 337.5408 | 0 | 233.0981 | 0.0002363 | 232.8538 | 0 | 226.2846 | 0 | 232.8538 | 0 | 337.8357 | 8.8376e-06 | 233.0981 | 0 | 232.6142 | 0 | 233.0981 | 0 | 233.0981 | 1.546e-05 | 233.0981 | 0 | 233.0981 | 0 | 337.8357 | 1.0267e-05 | 233.0981 | 0.00023447 | 232.8538 | 0 | 523.5483 | 0.00211 | 232.8538 | 0 | 522.2453 | 0 | 523.5483 | 0.004 | 232.6142 | 0
| 233.3035 | 6.2224e-05 | 233.0583 | -0.0006666 | 337.6546 | 0 | 233.3035 | -0.00080641 | 233.0583 | 0 | 226.4916 | 0 | 233.0583 | 0 | 337.9454 | 9.8569e-06 | 233.3035 | 0 | 232.8182 | 0 | 233.3035 | 0 | 233.3035 | 0 | 233.3035 | 0 | 233.3035 | 0 | 337.9454 | 9.9487e-06 | 233.3035 | 0 | 233.0583 | 0 | 523.7033 | 0.00311 | 233.0583 | 0 | 522.4014 | 1.0001e-05 | 523.7033 | 0.00423 | 232.8182 | 0
| 233.509 | 0.00059138 | 233.2627 | 4.13e-05 | 337.7684 | 0.00066046 | 233.509 | 0.00031633 | 233.2627 | 0 | 226.6987 | 0 | 233.2627 | 0 | 338.0551 | 1.0999e-05 | 233.509 | 0 | 233.0222 | 0 | 233.509 | 0 | 233.509 | 5.5298e-06 | 233.509 | 0 | 233.509 | 0 | 338.0551 | 7.3791e-06 | 233.509 | 0.00011522 | 233.2627 | 0 | 523.8583 | 0.0033 | 233.2627 | 0 | 522.5576 | 0 | 523.8583 | 0.00391 | 233.0222 | 0
| 233.7144 | -0.00013003 | 233.4672 | -0.00033734 | 337.8822 | 3.4683e-05 | 233.7144 | -0.00021722 | 233.4672 | 0 | 226.9058 | 0 | 233.4672 | 0 | 338.1648 | 9.7785e-06 | 233.7144 | 0 | 233.2261 | 0 | 233.7144 | 0 | 233.7144 | 0 | 233.7144 | 0 | 233.7144 | 0 | 338.1648 | 7.0607e-06 | 233.7144 | 0 | 233.4672 | 0 | 524.0133 | 0.00215 | 233.4672 | 0 | 522.7137 | 0 | 524.0133 | 0.00418 | 233.2261 | 0
| 233.9199 | 0.0008093 | 233.6717 | 0.00037786 | 337.996 | 0 | 233.9199 | 0.00028983 | 233.6717 | 0 | 227.1129 | 0 | 233.6717 | 0 | 338.2745 | 7.9527e-06 | 233.9199 | 0 | 233.4301 | 0 | 233.9199 | 0 | 233.9199 | 1.4339e-05 | 233.9199 | 0 | 233.9199 | 0 | 338.2745 | 6.2042e-06 | 233.9199 | 0.00022795 | 233.6717 | 0 | 524.1684 | 0.00243 | 233.6717 | 0 | 522.8698 | 6.6672e-06 | 524.1684 | 0.00392 | 233.4301 | 0
| 234.1255 | 0.00031928 | 233.8763 | -0.00044634 | 338.1098 | 0.00067626 | 234.1255 | -0.00062472 | 233.8763 | 0 | 227.32 | 0 | 233.8763 | 0 | 338.3841 | 8.86e-06 | 234.1255 | 0 | 233.6342 | 0 | 234.1255 | 0 | 234.1255 | 0 | 234.1255 | 0 | 234.1255 | 0 | 338.3841 | 6.6324e-06 | 234.1255 | 0 | 233.8762 | 0 | 524.3234 | 0.00167 | 233.8763 | 0 | 523.026 | 1.0001e-05 | 524.3234 | 0.00422 | 233.6342 | 0
| 234.331 | 0.0012913 | 234.0808 | 8.8593e-05 | 338.2236 | 0.00081688 | 234.331 | 0.00016497 | 234.0808 | 0 | 227.5271 | 0 | 234.0808 | 0 | 338.4939 | 9.0953e-06 | 234.331 | 0 | 233.8382 | 0 | 234.331 | 0 | 234.331 | 1.1292e-05 | 234.331 | 0 | 234.331 | 0 | 338.4939 | 6.0944e-06 | 234.331 | 0.0003041 | 234.0808 | 0 | 524.4784 | 0.00315 | 234.0808 | 0 | 523.1821 | 6.6672e-06 | 524.4784 | 0.00388 | 233.8382 | 0
| 234.5365 | -0.00010611 | 234.2854 | -0.00034532 | 338.3374 | 0.00029479 | 234.5365 | -0.00031096 | 234.2854 | 0 | 227.7343 | 0 | 234.2854 | 0 | 338.6036 | 9.5209e-06 | 234.5365 | 0 | 234.0422 | 0 | 234.5365 | 0 | 234.5365 | 0 | 234.5365 | 0 | 234.5365 | 0 | 338.6036 | 6.4128e-06 | 234.5365 | 0 | 234.2853 | 0 | 524.6335 | 0.00164 | 234.2854 | 0 | 523.3383 | 3.0002e-05 | 524.6335 | 0.00414 | 234.0422 | 0
| 234.7421 | 0.00090235 | 234.4899 | 1.5253e-05 | 338.4511 | 0 | 234.7421 | 0.00077699 | 234.4899 | 0 | 227.9414 | 0 | 234.4899 | 0 | 338.7133 | 7.2807e-06 | 234.7421 | 0 | 234.2463 | 0 | 234.7421 | 0 | 234.7421 | 6.1103e-06 | 234.7421 | 0 | 234.7421 | 0 | 338.7133 | 7.6976e-06 | 234.7421 | 0.00028586 | 234.4899 | 0 | 524.7885 | 0.0032 | 234.4899 | 0 | 523.4944 | 6.6672e-06 | 524.7885 | 0.00391 | 234.2463 | 0
| 234.9477 | -0.00054887 | 234.6945 | -0.0005629 | 338.5649 | 0.00097105 | 234.9477 | -1.2691e-05 | 234.6945 | 0 | 228.1486 | 0 | 234.6945 | 0 | 338.823 | 8.5464e-06 | 234.9477 | 0 | 234.4504 | 0 | 234.9477 | 0 | 234.9477 | 0 | 234.9477 | 0 | 234.9477 | 0 | 338.823 | 7.0607e-06 | 234.9477 | 0 | 234.6945 | 0 | 524.9436 | 0.00156 | 234.6945 | 0 | 523.6506 | 3.0002e-05 | 524.9436 | 0.00414 | 234.4504 | 0
| 235.1533 | -0.00015155 | 234.8991 | -0.00078689 | 338.6787 | 0 | 235.1533 | -0.00018552 | 234.8991 | 0 | 228.3558 | 0 | 234.8991 | 0 | 338.9327 | 8.6248e-06 | 235.1533 | 0 | 234.6544 | 0 | 235.1533 | 0 | 235.1533 | 9.3594e-06 | 235.1533 | 0 | 235.1533 | 0 | 338.9327 | 8.5541e-06 | 235.1533 | 0.00027965 | 234.8991 | 0 | 525.0986 | 0.00278 | 234.8991 | 0 | 523.8068 | 6.6672e-06 | 525.0986 | 0.00386 | 234.6544 | 0
| 235.3589 | -0.00040222 | 235.1038 | -0.00063074 | 338.7925 | 0.00041617 | 235.3589 | -0.00011317 | 235.1038 | 0 | 228.563 | 0 | 235.1038 | 0 | 339.0425 | 9.9129e-06 | 235.3589 | 0 | 234.8586 | 0 | 235.3589 | 0 | 235.3589 | 0 | 235.3589 | 0 | 235.3589 | 0 | 339.0425 | 6.2042e-06 | 235.3589 | 0 | 235.1038 | 0 | 525.2537 | 0.0003341 | 235.1038 | 0 | 523.9629 | 1.0001e-05 | 525.2537 | 0.00405 | 234.8586 | 0
| 235.5645 | 0.00048008 | 235.3084 | 0.0016362 | 338.9062 | 0 | 235.5645 | 8.2568e-05 | 235.3084 | 0 | 228.7702 | 0 | 235.3084 | 0 | 339.1522 | 8.6584e-06 | 235.5645 | 0 | 235.0627 | 0 | 235.5645 | 0 | 235.5645 | 2.1558e-05 | 235.5645 | 0 | 235.5645 | 0 | 339.1522 | 6.8411e-06 | 235.5645 | 0.00028837 | 235.3084 | 0 | 525.4088 | 0.00322 | 235.3084 | 0 | 524.1191 | 0 | 525.4088 | 0.00384 | 235.0627 | 0
| 235.7701 | -0.00027867 | 235.5131 | -1.5416e-05 | 339.02 | 0.00012138 | 235.7701 | -0.0001235 | 235.5131 | 0 | 228.9774 | 0 | 235.5131 | 0 | 339.262 | 8.86e-06 | 235.7701 | 0 | 235.2668 | 0 | 235.7701 | 0 | 235.7701 | 0 | 235.7701 | 0 | 235.7701 | 0 | 339.262 | 4.8096e-06 | 235.7701 | 0 | 235.5131 | 0 | 525.5639 | 0.00278 | 235.5131 | 0 | 524.2753 | 1.0001e-05 | 525.5639 | 0.00403 | 235.2668 | 0
| 235.9758 | 0.00065507 | 235.7178 | 0.00025816 | 339.1338 | 0 | 235.9758 | -1.4869e-05 | 235.7178 | 0 | 229.1846 | 0 | 235.7178 | 0 | 339.3717 | 8.9384e-06 | 235.9758 | 0 | 235.4709 | 0 | 235.9758 | 0 | 235.9758 | 8.9899e-06 | 235.9758 | 0 | 235.9758 | 0 | 339.3717 | 8.016e-06 | 235.9758 | 0.00037396 | 235.7178 | 0 | 525.719 | 0.00262 | 235.7178 | 0 | 524.4315 | 2.6669e-05 | 525.719 | 0.00381 | 235.4709 | 0
| 236.1815 | 1.4763e-06 | 235.9225 | 0.00045559 | 339.2475 | 0.00055488 | 236.1815 | -0.00049663 | 235.9225 | 0 | 229.3919 | 0 | 235.9225 | 0 | 339.4815 | 9.5433e-06 | 236.1815 | 0 | 235.6751 | 0 | 236.1815 | 0 | 236.1815 | 0 | 236.1815 | 0 | 236.1815 | 0 | 339.4815 | 8.8725e-06 | 236.1815 | 0 | 235.9225 | 0 | 525.8741 | 0.0026 | 235.9225 | 0 | 524.5877 | 1.0001e-05 | 525.8741 | 0.00406 | 235.6751 | 0
| 236.3872 | 0.0012479 | 236.1272 | -0.00013091 | 339.3613 | 0 | 236.3872 | 5.3809e-05 | 236.1272 | 0 | 229.5991 | 0 | 236.1272 | 0 | 339.5913 | 8.4232e-06 | 236.3872 | 0 | 235.8793 | 0 | 236.3872 | 0 | 236.3872 | 4.8441e-06 | 236.3872 | 0 | 236.3872 | 0 | 339.5913 | 8.7627e-06 | 236.3872 | 0.00024677 | 236.1272 | 0 | 526.0292 | 0.00292 | 236.1272 | 0 | 524.744 | 6.6672e-06 | 526.0292 | 0.00394 | 235.8793 | 0
| 236.5929 | -0.00023994 | 236.3319 | 7.0042e-05 | 339.4751 | 0.00128 | 236.5929 | -0.00047724 | 236.3319 | 0 | 229.8064 | 0 | 236.3319 | 0 | 339.701 | 8.6808e-06 | 236.5929 | 0 | 236.0835 | 0 | 236.5929 | 0 | 236.5929 | 0 | 236.5929 | 0 | 236.5929 | 0 | 339.701 | 7.2693e-06 | 236.5929 | 0 | 236.3319 | 0 | 526.1843 | 0.00334 | 236.3319 | 0 | 524.9002 | 3.0002e-05 | 526.1843 | 0.00422 | 236.0834 | 0
| 236.7986 | 0.00029639 | 236.5367 | 0.00035628 | 339.5888 | 0 | 236.7986 | 0.00059535 | 236.5367 | 0 | 230.0137 | 0 | 236.5367 | 0 | 339.8108 | 8.7928e-06 | 236.7986 | 0 | 236.2876 | 0 | 236.7986 | 0 | 236.7986 | 5.7873e-06 | 236.7986 | 0 | 236.7986 | 0 | 339.8108 | 8.4443e-06 | 236.7986 | 0.00023959 | 236.5367 | 0 | 526.3395 | 0.00202 | 236.5367 | 0 | 525.0564 | 0 | 526.3395 | 0.00399 | 236.2876 | 0
| 237.0044 | -0.00059365 | 236.7415 | -0.00093836 | 339.7026 | 0 | 237.0044 | -0.00024168 | 236.7415 | 0 | 230.221 | 0 | 236.7415 | 0 | 339.9206 | 1.0092e-05 | 237.0044 | 0 | 236.4919 | 0 | 237.0044 | 0 | 237.0044 | 0 | 237.0044 | 0 | 237.0044 | 0 | 339.9206 | 8.4443e-06 | 237.0044 | 0 | 236.7415 | 0 | 526.4946 | 0.00139 | 236.7415 | 0 | 525.2127 | 3.0002e-05 | 526.4946 | 0.00415 | 236.4918 | 0
| 237.2101 | 0.00068885 | 236.9463 | 0.00076282 | 339.8163 | 0 | 237.2101 | 0.00062907 | 236.9463 | 0 | 230.4283 | 0 | 236.9463 | 0 | 340.0304 | 8.8936e-06 | 237.2101 | 0 | 236.6961 | 0 | 237.2101 | 0 | 237.2101 | 9.0276e-06 | 237.2101 | 0 | 237.2101 | 0 | 340.0304 | 8.2356e-06 | 237.2101 | 0.00024539 | 236.9463 | 0 | 526.6498 | 0.00269 | 236.9463 | 0 | 525.3689 | 6.6672e-06 | 526.6498 | 0.00392 | 236.6961 | 0
| 237.4159 | -0.00053897 | 237.1511 | -0.00065665 | 339.9301 | 0.00091902 | 237.4159 | 4.4083e-05 | 237.1511 | 0 | 230.6357 | 0 | 237.1511 | 0 | 340.1402 | 9.3081e-06 | 237.4159 | 0 | 236.9003 | 0 | 237.4159 | 0 | 237.4159 | 0 | 237.4159 | 0 | 237.4159 | 0 | 340.1402 | 7.4889e-06 | 237.4159 | 0 | 237.1511 | 0 | 526.8049 | 0.00024618 | 237.1511 | 0 | 525.5252 | 0 | 526.8049 | 0.00408 | 236.9003 | 0
| 237.6217 | 0.0010356 | 237.3559 | 9.254e-05 | 340.0438 | 3.4765e-05 | 237.6217 | -0.00032919 | 237.3559 | 0 | 230.843 | 0 | 237.3559 | 0 | 340.25 | 8.3448e-06 | 237.6217 | 0 | 237.1046 | 0 | 237.6217 | 0 | 237.6217 | 6.9936e-06 | 237.6217 | 0 | 237.6217 | 0 | 340.25 | 9.4106e-06 | 237.6217 | 0.0002042 | 237.3559 | 0 | 526.9601 | 0.00304 | 237.3559 | 0 | 525.6814 | 6.6672e-06 | 526.9601 | 0.0039 | 237.1046 | 0
| 237.8275 | 0.00034857 | 237.5608 | -0.00016765 | 340.1576 | 0.00084967 | 237.8275 | -0.00032483 | 237.5608 | 0 | 231.0504 | 0 | 237.5608 | 0 | 340.3598 | 8.8712e-06 | 237.8275 | 0 | 237.3089 | 0 | 237.8275 | 0 | 237.8275 | 0 | 237.8275 | 0 | 237.8275 | 0 | 340.3598 | 9.729e-06 | 237.8275 | 0 | 237.5608 | 0 | 527.1153 | 0.00234 | 237.5608 | 0 | 525.8377 | 0 | 527.1153 | 0.00408 | 237.3089 | 0
| 238.0333 | 0.0015789 | 237.7656 | 6.7901e-05 | 340.2713 | 0 | 238.0333 | 0.0006663 | 237.7656 | 0 | 231.2577 | 0 | 237.7656 | 0 | 340.4696 | 7.9079e-06 | 238.0333 | 0 | 237.5131 | 0 | 238.0333 | 0 | 238.0333 | 1.3226e-05 | 238.0333 | 0 | 238.0333 | 0 | 340.4696 | 9.191e-06 | 238.0333 | 0.00025836 | 237.7656 | 0 | 527.2705 | 0.00253 | 237.7656 | 0 | 525.994 | 6.6672e-06 | 527.2705 | 0.00393 | 237.5131 | 0
| 238.2392 | -6.0149e-05 | 237.9705 | 0.00021981 | 340.385 | 0 | 238.2392 | 4.8556e-05 | 237.9705 | 0 | 231.4651 | 0 | 237.9705 | 0 | 340.5794 | 7.5943e-06 | 238.2392 | 0 | 237.7174 | 0 | 238.2392 | 0 | 238.2392 | 0 | 238.2392 | 0 | 238.2392 | 0 | 340.5794 | 7.3791e-06 | 238.2392 | 0 | 237.9705 | 0 | 527.4257 | 0.00186 | 237.9705 | 0 | 526.1503 | 3.0002e-05 | 527.4257 | 0.00401 | 237.7174 | 0
| 238.445 | 0.0016063 | 238.1754 | 0.00018241 | 340.4987 | 0 | 238.445 | 0.00084757 | 238.1754 | 0 | 231.6725 | 0 | 238.1754 | 0 | 340.6893 | 7.4375e-06 | 238.445 | 0 | 237.9217 | 0 | 238.445 | 0 | 238.445 | 8.3487e-06 | 238.445 | 0 | 238.445 | 0 | 340.6893 | 5.2379e-06 | 238.445 | 0.0001581 | 238.1754 | 0 | 527.5809 | 0.00248 | 238.1754 | 0 | 526.3065 | 6.6672e-06 | 527.5809 | 0.00379 | 237.9217 | 0
| 238.6509 | -0.00014267 | 238.3803 | -0.00046998 | 340.6125 | 0.00146 | 238.6509 | -0.00096032 | 238.3803 | 0 | 231.8799 | 0 | 238.3803 | 0 | 340.7991 | 8.5016e-06 | 238.6509 | 0 | 238.1261 | 0 | 238.6509 | 0 | 238.6509 | 0 | 238.6509 | 0 | 238.6509 | 0 | 340.7991 | 5.4575e-06 | 238.6509 | 0 | 238.3803 | 0 | 527.7361 | 0.00096712 | 238.3803 | 0 | 526.4628 | 1.0001e-05 | 527.7361 | 0.00393 | 238.1261 | 0
| 238.8568 | 0.0011503 | 238.5853 | 8.9063e-05 | 340.7262 | 0 | 238.8568 | 0.00073181 | 238.5853 | 0 | 232.0874 | 0 | 238.5853 | 0 | 340.9089 | 8.8936e-06 | 238.8568 | 0 | 238.3304 | 0 | 238.8568 | 0 | 238.8568 | 7.5626e-06 | 238.8568 | 0 | 238.8568 | 0 | 340.9089 | 8.016e-06 | 238.8568 | 0.00035033 | 238.5853 | 0 | 527.8913 | 0.00171 | 238.5853 | 0 | 526.6191 | 0 | 527.8913 | 0.00379 | 238.3304 | 0
| 239.0627 | 0.00095183 | 238.7902 | 0.0010433 | 340.8399 | 0.00091902 | 239.0627 | -0.00018558 | 238.7902 | 0 | 232.2948 | 0 | 238.7902 | 0 | 341.0188 | 9.0281e-06 | 239.0627 | 0 | 238.5348 | 0 | 239.0627 | 0 | 239.0627 | 4.7713e-06 | 239.0627 | 0 | 239.0627 | 0 | 341.0188 | 8.8725e-06 | 239.0627 | 0 | 238.7902 | 0 | 528.0466 | 0.00132 | 238.7902 | 0 | 526.7755 | 0 | 528.0466 | 0.00404 | 238.5348 | 0
| 239.2686 | 0.0013038 | 238.9952 | 0.00042255 | 340.9536 | 0 | 239.2686 | -0.00031606 | 238.9952 | 0 | 232.5023 | 0 | 238.9952 | 0 | 341.1286 | 8.2664e-06 | 239.2686 | 0 | 238.7391 | 0 | 239.2686 | 0 | 239.2686 | 1.093e-05 | 239.2686 | 0 | 239.2686 | 0 | 341.1286 | 1.0377e-05 | 239.2686 | 0.0003101 | 238.9952 | 0 | 528.2018 | 0.00318 | 238.9952 | 0 | 526.9318 | 6.6672e-06 | 528.2018 | 0.00385 | 238.7391 | 0
| 239.4746 | -0.00031867 | 239.2002 | -0.00062079 | 341.0674 | 0.00024276 | 239.4746 | -0.00042749 | 239.2002 | 0 | 232.7097 | 0 | 239.2002 | 0 | 341.2385 | 8.9944e-06 | 239.4746 | 0 | 238.9435 | 0 | 239.4746 | 0 | 239.4746 | 0 | 239.4746 | 0 | 239.4746 | 0 | 341.2385 | 6.9509e-06 | 239.4746 | 0 | 239.2002 | 0 | 528.3571 | 0.00178 | 239.2002 | 0 | 527.0881 | 5.0004e-05 | 528.3571 | 0.00403 | 238.9435 | 0
| 239.6805 | 0.00042553 | 239.4052 | 0.00028272 | 341.1811 | 0 | 239.6805 | 0.00081414 | 239.4052 | 0 | 232.9172 | 0 | 239.4052 | 0 | 341.3483 | 8.5576e-06 | 239.6805 | 0 | 239.1479 | 0 | 239.6805 | 0 | 239.6805 | 1.1818e-05 | 239.6805 | 0 | 239.6805 | 0 | 341.3483 | 9.5204e-06 | 239.6805 | 0.00038376 | 239.4052 | 0 | 528.5123 | 0.00376 | 239.4052 | 0 | 527.2445 | 0 | 528.5123 | 0.00377 | 239.1479 | 0
| 239.8865 | 0.00051155 | 239.6102 | -0.00023947 | 341.2948 | 0.00065893 | 239.8865 | -0.00023412 | 239.6102 | 0 | 233.1247 | 0 | 239.6102 | 0 | 341.4582 | 9.1513e-06 | 239.8865 | 0 | 239.3523 | 0 | 239.8865 | 0 | 239.8865 | 0 | 239.8865 | 0 | 239.8865 | 0 | 341.4582 | 9.191e-06 | 239.8865 | 0 | 239.6102 | 0 | 528.6676 | 0.00215 | 239.6102 | 0 | 527.4008 | 1.0001e-05 | 528.6676 | 0.00395 | 239.3523 | 0
| 240.0925 | 0.0013603 | 239.8153 | 0.00042646 | 341.4085 | 0.00027809 | 240.0925 | -0.00020771 | 239.8153 | 0 | 233.3322 | 0 | 239.8153 | 0 | 341.5681 | 8.6248e-06 | 240.0925 | 0 | 239.5567 | 0 | 240.0925 | 0 | 240.0925 | 9.6198e-06 | 240.0925 | 0 | 240.0925 | 0 | 341.5681 | 9.6192e-06 | 240.0925 | 0.00015234 | 239.8153 | 0 | 528.8229 | 0.00272 | 239.8153 | 0 | 527.5571 | 6.6672e-06 | 528.8229 | 0.00378 | 239.5567 | 0
| 240.2985 | 0.00039936 | 240.0204 | -0.00094213 | 341.5222 | 0 | 240.2985 | -0.00019431 | 240.0204 | 0 | 233.5397 | 0 | 240.0204 | 0 | 341.678 | 8.7368e-06 | 240.2985 | 0 | 239.7612 | 0 | 240.2985 | 0 | 240.2985 | 0 | 240.2985 | 0 | 240.2985 | 0 | 341.678 | 1.0267e-05 | 240.2985 | 0 | 240.0204 | 0 | 528.9782 | 0.00038685 | 240.0204 | 0 | 527.7135 | 0 | 528.9782 | 0.00395 | 239.7612 | 0
| 240.5045 | 0.0001808 | 240.2254 | 0.00038421 | 341.6359 | 0 | 240.5045 | 0.00030524 | 240.2254 | 0 | 233.7473 | 0 | 240.2254 | 0 | 341.7878 | 8.5016e-06 | 240.5045 | 0 | 239.9656 | 0 | 240.5045 | 0 | 240.5045 | 7.7611e-06 | 240.5045 | 0 | 240.5045 | 0 | 341.7878 | 9.3008e-06 | 240.5045 | 0.00028058 | 240.2254 | 0 | 529.1335 | 0.0032 | 240.2254 | 0 | 527.8699 | 6.6672e-06 | 529.1335 | 0.00375 | 239.9656 | 0
| 240.7106 | 0.00022486 | 240.4305 | -1.2345e-05 | 341.7496 | 0.00052021 | 240.7106 | 0.00023186 | 240.4305 | 0 | 233.9548 | 0 | 240.4305 | 0 | 341.8977 | 8.972e-06 | 240.7106 | 0 | 240.1701 | 0 | 240.7106 | 0 | 240.7106 | 0 | 240.7106 | 0 | 240.7106 | 0 | 341.8977 | 1.3045e-05 | 240.7106 | 0 | 240.4305 | 0 | 529.2888 | 0.00183 | 240.4305 | 0 | 528.0262 | 3.0002e-05 | 529.2888 | 0.00391 | 240.1701 | 0
| 240.9166 | 0.0011445 | 240.6357 | 0.00036618 | 341.8633 | 0 | 240.9166 | 7.4421e-06 | 240.6357 | 0 | 234.1624 | 0 | 240.6357 | 0 | 342.0076 | 9.0505e-06 | 240.9166 | 0 | 240.3746 | 0 | 240.9166 | 0 | 240.9166 | 1.0966e-05 | 240.9166 | 0 | 240.9166 | 0 | 342.0076 | 9.4106e-06 | 240.9166 | 0.00024733 | 240.6356 | 0 | 529.4441 | 0.00214 | 240.6357 | 0 | 528.1826 | 0 | 529.4441 | 0.00375 | 240.3746 | 0
| 241.1227 | -6.9545e-06 | 240.8408 | -0.0010604 | 341.977 | 0 | 241.1227 | -0.00026861 | 240.8408 | 0 | 234.37 | 0 | 240.8408 | 0 | 342.1175 | 8.2888e-06 | 241.1227 | 0 | 240.5791 | 0 | 241.1227 | 0 | 241.1227 | 0 | 241.1227 | 0 | 241.1227 | 0 | 342.1175 | 8.5541e-06 | 241.1227 | 0 | 240.8408 | 0 | 529.5994 | 0.00287 | 240.8408 | 0 | 528.339 | 0 | 529.5994 | 0.00396 | 240.5791 | 0
| 241.3288 | 0.00093283 | 241.0459 | 0.00054714 | 342.0907 | 0 | 241.3288 | 0.00031541 | 241.0459 | 0 | 234.5776 | 0 | 241.0459 | 0 | 342.2274 | 7.9079e-06 | 241.3288 | 0 | 240.7836 | 0 | 241.3288 | 0 | 241.3288 | 1.0372e-05 | 241.3288 | 0 | 241.3288 | 0 | 342.2274 | 4.6998e-06 | 241.3288 | 0.00027965 | 241.046 | 0 | 529.7547 | 0.00288 | 241.0459 | 0 | 528.4954 | 0 | 529.7547 | 0.00383 | 240.7835 | 0
| 241.5349 | -5.3719e-05 | 241.2511 | -0.00075933 | 342.2044 | 0.00019074 | 241.5349 | -0.00058229 | 241.2511 | 0 | 234.7852 | 0 | 241.2511 | 0 | 342.3374 | 7.9079e-06 | 241.5349 | 0 | 240.9881 | 0 | 241.5349 | 0 | 241.5349 | 0 | 241.5349 | 0 | 241.5349 | 0 | 342.3374 | 6.0944e-06 | 241.5349 | 0 | 241.2511 | 0 | 529.9101 | 0.00111 | 241.2511 | 0 | 528.6518 | 1.0001e-05 | 529.9101 | 0.00403 | 240.9881 | 0
| 241.741 | 0.0011632 | 241.4563 | 0.00076906 | 342.318 | 0.00022595 | 241.741 | 0.00036468 | 241.4563 | 0 | 234.9928 | 0 | 241.4563 | 0 | 342.4473 | 8.3784e-06 | 241.741 | 0 | 241.1926 | 0 | 241.741 | 0 | 241.741 | 1.1532e-05 | 241.741 | 0 | 241.741 | 0 | 342.4473 | 8.5541e-06 | 241.741 | 0.00020344 | 241.4563 | 0 | 530.0654 | 0.00367 | 241.4563 | 0 | 528.8082 | 6.6672e-06 | 530.0654 | 0.00385 | 241.1926 | 0
| 241.9472 | 7.7656e-05 | 241.6615 | -0.00067944 | 342.4317 | 0.00012138 | 241.9472 | -0.00016879 | 241.6615 | 0 | 235.2004 | 0 | 241.6615 | 0 | 342.5572 | 7.8519e-06 | 241.9472 | 0 | 241.3972 | 0 | 241.9472 | 0 | 241.9472 | 0 | 241.9472 | 0 | 241.9472 | 0 | 342.5572 | 8.2356e-06 | 241.9472 | 0 | 241.6615 | 0 | 530.2208 | 0.00114 | 241.6615 | 0 | 528.9646 | 0 | 530.2208 | 0.00401 | 241.3972 | 0
| 242.1533 | 0.0005314 | 241.8667 | 0.00077345 | 342.5454 | 0 | 242.1533 | 0.00047828 | 241.8667 | 0 | 235.4081 | 0 | 241.8667 | 0 | 342.6671 | 7.7735e-06 | 242.1533 | 0 | 241.6017 | 0 | 242.1533 | 0 | 242.1533 | 1.3548e-05 | 242.1533 | 0 | 242.1533 | 0 | 342.6671 | 8.8725e-06 | 242.1533 | 0.00035813 | 241.8667 | 0 | 530.3761 | 0.00343 | 241.8667 | 0 | 529.121 | 0 | 530.3761 | 0.00382 | 241.6017 | 0
| 242.3595 | -0.00020845 | 242.072 | -0.00061462 | 342.6591 | 0.00046818 | 242.3595 | -0.00051322 | 242.072 | 0 | 235.6158 | 0 | 242.072 | 0 | 342.7771 | 7.7511e-06 | 242.3595 | 0 | 241.8063 | 0 | 242.3595 | 0 | 242.3595 | 0 | 242.3595 | 0 | 242.3595 | 0 | 342.7771 | 7.3791e-06 | 242.3595 | 0 | 242.072 | 0 | 530.5315 | 0.00111 | 242.072 | 0 | 529.2775 | 1.0001e-05 | 530.5315 | 0.00402 | 241.8063 | 0
| 242.5657 | 0.0014812 | 242.2773 | 0.000795 | 342.7727 | 0 | 242.5657 | 0.00020145 | 242.2773 | 0 | 235.8234 | 0 | 242.2773 | 0 | 342.887 | 9.2297e-06 | 242.5657 | 0 | 242.0109 | 0 | 242.5657 | 0 | 242.5657 | 8.9212e-06 | 242.5657 | 0 | 242.5657 | 0 | 342.887 | 8.016e-06 | 242.5657 | 0.00026967 | 242.2773 | 0 | 530.6869 | 0.00186 | 242.2773 | 0 | 529.4339 | 6.6672e-06 | 530.6869 | 0.00379 | 242.0109 | 0
| 242.7719 | 0.0011031 | 242.4825 | -0.00043282 | 342.8864 | 0.00013872 | 242.7719 | -0.00053501 | 242.4825 | 0 | 236.0311 | 0 | 242.4825 | 0 | 342.997 | 9.4985e-06 | 242.7719 | 0 | 242.2155 | 0 | 242.7719 | 0 | 242.7719 | 0 | 242.7719 | 0 | 242.7719 | 0 | 342.997 | 5.5563e-06 | 242.7719 | 0 | 242.4825 | 0 | 530.8423 | 0.0008792 | 242.4825 | 0 | 529.5903 | 3.0002e-05 | 530.8423 | 0.00391 | 242.2155 | 0
| 242.9781 | 0.00085743 | 242.6878 | 0.0009527 | 343.0001 | 0 | 242.9781 | -0.00018487 | 242.6878 | 0 | 236.2388 | 0 | 242.6878 | 0 | 343.1069 | 9.3081e-06 | 242.9781 | 0 | 242.4201 | 0 | 242.9781 | 0 | 242.9781 | 1.7785e-05 | 242.9781 | 0 | 242.9781 | 0 | 343.1069 | 4.3814e-06 | 242.9781 | 0.00044583 | 242.6878 | 0 | 530.9977 | 0.00301 | 242.6878 | 0 | 529.7468 | 6.6672e-06 | 530.9977 | 0.00373 | 242.4201 | 0
| 243.1844 | -0.00017285 | 242.8932 | -0.00031269 | 343.1138 | 0.00108 | 243.1844 | -0.00064163 | 242.8932 | 0 | 236.4465 | 0 | 242.8932 | 0 | 343.2169 | 8.2216e-06 | 243.1844 | 0 | 242.6248 | 0 | 243.1844 | 0 | 243.1844 | 0 | 243.1844 | 0 | 243.1844 | 0 | 343.2169 | 5.5563e-06 | 243.1844 | 0 | 242.8931 | 0 | 531.1531 | 0.00091437 | 242.8932 | 0 | 529.9032 | 1.0001e-05 | 531.1531 | 0.00395 | 242.6248 | 0
| 243.3906 | 0.0005872 | 243.0985 | 0.00020242 | 343.2274 | 0 | 243.3906 | 0.00066641 | 243.0985 | 0 | 236.6543 | 0 | 243.0985 | 0 | 343.3269 | 8.4456e-06 | 243.3906 | 0 | 242.8294 | 0 | 243.3906 | 0 | 243.3906 | 1.0316e-05 | 243.3906 | 0 | 243.3906 | 0 | 343.3269 | 9.5204e-06 | 243.3906 | 0.00028018 | 243.0985 | 0 | 531.3085 | 0.00295 | 243.0985 | 0 | 530.0597 | 0 | 531.3085 | 0.0038 | 242.8294 | 0
| 243.5969 | 0.00016643 | 243.3038 | -0.00083674 | 343.3411 | 0.00027745 | 243.5969 | -0.00069801 | 243.3038 | 0 | 236.862 | 0 | 243.3038 | 0 | 343.4368 | 8.6248e-06 | 243.5969 | 0 | 243.0341 | 0 | 243.5969 | 0 | 243.5969 | 0 | 243.5969 | 0 | 243.5969 | 0 | 343.4368 | 1.0695e-05 | 243.5969 | 0 | 243.3038 | 0 | 531.4639 | 0.00267 | 243.3038 | 0 | 530.2162 | 3.0002e-05 | 531.4639 | 0.00401 | 243.0341 | 0
| 243.8032 | 0.00070539 | 243.5092 | -0.00047771 | 343.4547 | 8.6901e-05 | 243.8032 | 0.00041704 | 243.5092 | 0 | 237.0698 | 0 | 243.5092 | 0 | 343.5468 | 8.2664e-06 | 243.8032 | 0 | 243.2387 | 0 | 243.8032 | 0 | 243.8032 | 3.9116e-06 | 243.8032 | 0 | 243.8032 | 0 | 343.5468 | 9.8388e-06 | 243.8032 | 0.00020262 | 243.5092 | 0 | 531.6194 | 0.00297 | 243.5092 | 0 | 530.3727 | 0 | 531.6194 | 0.00381 | 243.2387 | 0
| 244.0095 | 3.3333e-05 | 243.7146 | -0.0002978 | 343.5684 | 0.0006936 | 244.0095 | -0.00092904 | 243.7146 | 0 | 237.2775 | 0 | 243.7146 | 0 | 343.6568 | 8.6024e-06 | 244.0095 | 0 | 243.4434 | 0 | 244.0095 | 0 | 244.0095 | 0 | 244.0095 | 0 | 244.0095 | 0 | 343.6568 | 9.3008e-06 | 244.0095 | 0 | 243.7146 | 0 | 531.7748 | 0.00176 | 243.7146 | 0 | 530.5292 | 3.0002e-05 | 531.7748 | 0.00398 | 243.4434 | 0
| 244.2158 | 0.00051421 | 243.92 | 0.0004101 | 343.682 | 0 | 244.2158 | 0.00038351 | 243.92 | 0 | 237.4853 | 0 | 243.92 | 0 | 343.7668 | 8.2888e-06 | 244.2158 | 0 | 243.6481 | 0 | 244.2158 | 0 | 244.2158 | 5.0589e-06 | 244.2158 | 0 | 244.2158 | 0 | 343.7668 | 7.3791e-06 | 244.2158 | 0.00018186 | 243.92 | 0 | 531.9303 | 0.00329 | 243.92 | 0 | 530.6857 | 6.6672e-06 | 531.9303 | 0.00377 | 243.6481 | 0
| 244.4221 | 0.00011664 | 244.1254 | -0.00058077 | 343.7957 | 0.00027745 | 244.4221 | 0.00032304 | 244.1254 | 0 | 237.6931 | 0 | 244.1254 | 0 | 343.8768 | 8.8712e-06 | 244.4221 | 0 | 243.8528 | 0 | 244.4221 | 0 | 244.4221 | 0 | 244.4221 | 0 | 244.4221 | 0 | 343.8768 | 7.2693e-06 | 244.4221 | 0 | 244.1254 | 0 | 532.0857 | 0.00158 | 244.1254 | 0 | 530.8421 | 1.0001e-05 | 532.0857 | 0.00396 | 243.8528 | 0
| 244.6285 | 0.0015582 | 244.3309 | -0.00042603 | 343.9093 | 0.00015642 | 244.6285 | 0.00037569 | 244.3309 | 0 | 237.9009 | 0 | 244.3309 | 0 | 343.9868 | 8.1656e-06 | 244.6285 | 0 | 244.0576 | 0 | 244.6285 | 0 | 244.6285 | 4.8708e-06 | 244.6285 | 0 | 244.6285 | 0 | 343.9868 | 5.1281e-06 | 244.6285 | 0.00029719 | 244.3309 | 0 | 532.2412 | 0.00244 | 244.3309 | 0 | 530.9987 | 0 | 532.2412 | 0.00378 | 244.0576 | 0
| 244.8349 | -2.878e-05 | 244.5363 | 0.0005651 | 344.023 | 0.0003468 | 244.8349 | 0.00020944 | 244.5363 | 0 | 238.1088 | 0 | 244.5363 | 0 | 344.0968 | 9.0168e-06 | 244.8349 | 0 | 244.2623 | 0 | 244.8349 | 0 | 244.8349 | 0 | 244.8349 | 0 | 244.8349 | 0 | 344.0968 | 8.2356e-06 | 244.8349 | 0 | 244.5363 | 0 | 532.3967 | 0.00244 | 244.5363 | 0 | 531.1552 | 3.0002e-05 | 532.3967 | 0.00392 | 244.2623 | 0
| 245.0413 | 0.001297 | 244.7418 | -0.00012309 | 344.1366 | 0 | 245.0413 | 0.0010553 | 244.7418 | 0 | 238.3166 | 0 | 244.7418 | 0 | 344.2068 | 9.5209e-06 | 245.0413 | 0 | 244.4671 | 0 | 245.0413 | 0 | 245.0413 | 6.8246e-06 | 245.0413 | 0 | 245.0413 | 0 | 344.2068 | 8.4443e-06 | 245.0413 | 0.00022033 | 244.7418 | 0 | 532.5522 | 0.00309 | 244.7418 | 0 | 531.3117 | 0 | 532.5522 | 0.00368 | 244.4671 | 0
| 245.2477 | -0.00018972 | 244.9473 | 0.00023311 | 344.2502 | 0.00065893 | 245.2477 | -0.0010739 | 244.9473 | 0 | 238.5244 | 0 | 244.9473 | 0 | 344.3169 | 9.0281e-06 | 245.2477 | 0 | 244.6718 | 0 | 245.2477 | 0 | 245.2477 | 0 | 245.2477 | 0 | 245.2477 | 0 | 344.3169 | 8.5541e-06 | 245.2477 | 0 | 244.9473 | 0 | 532.7077 | 0.00206 | 244.9473 | 0 | 531.4682 | 1.0001e-05 | 532.7077 | 0.00392 | 244.6718 | 0
| 245.4541 | 0.00082411 | 245.1528 | 0.0010904 | 344.3639 | 0 | 245.4541 | 0.00030339 | 245.1528 | 0 | 238.7323 | 0 | 245.1528 | 0 | 344.4269 | 8.2104e-06 | 245.4541 | 0 | 244.8766 | 0 | 245.4541 | 0 | 245.4541 | 1.6499e-05 | 245.4541 | 0 | 245.4541 | 0 | 344.4269 | 8.1258e-06 | 245.4541 | 0.00037126 | 245.1528 | 0 | 532.8632 | 0.00294 | 245.1528 | 0 | 531.6248 | 0 | 532.8632 | 0.00373 | 244.8766 | 0
| 245.6605 | -0.00074129 | 245.3584 | -0.0015052 | 344.4775 | 0.0012 | 245.6605 | -0.00040477 | 245.3584 | 0 | 238.9402 | 0 | 245.3584 | 0 | 344.5369 | 8.7816e-06 | 245.6605 | 0 | 245.0814 | 0 | 245.6605 | 0 | 245.6605 | 0 | 245.6605 | 0 | 245.6605 | 0 | 344.5369 | 8.6639e-06 | 245.6605 | 0 | 245.3584 | 0 | 533.0187 | 0.00144 | 245.3584 | 0 | 531.7813 | 1.0001e-05 | 533.0187 | 0.00398 | 245.0814 | 0
| 245.867 | 0.0014398 | 245.5639 | -0.00014594 | 344.5911 | 0.00053879 | 245.867 | 0.00035472 | 245.5639 | 0 | 239.1481 | 0 | 245.5639 | 0 | 344.647 | 8.8152e-06 | 245.867 | 0 | 245.2862 | 0 | 245.867 | 0 | 245.867 | 1.0359e-05 | 245.867 | 0 | 245.867 | 0 | 344.647 | 8.7737e-06 | 245.867 | 0.00027486 | 245.5639 | 0 | 533.1742 | 0.00353 | 245.5639 | 0 | 531.9379 | 0 | 533.1742 | 0.00375 | 245.2862 | 0
| 246.0734 | 0.00024264 | 245.7695 | -9.9351e-05 | 344.7048 | 0.00076297 | 246.0734 | -0.00043775 | 245.7695 | 0 | 239.356 | 0 | 245.7695 | 0 | 344.757 | 9.7225e-06 | 246.0734 | 0 | 245.4911 | 0 | 246.0734 | 0 | 246.0734 | 0 | 246.0734 | 0 | 246.0734 | 0 | 344.757 | 8.016e-06 | 246.0734 | 0 | 245.7695 | 0 | 533.3297 | 0.00146 | 245.7695 | 0 | 532.0944 | 0 | 533.3297 | 0.00397 | 245.4911 | 0
| 246.2799 | 0.0013622 | 245.9751 | 7.3794e-05 | 344.8184 | 0 | 246.2799 | 0.001272 | 245.9751 | 0 | 239.5639 | 0 | 245.9751 | 0 | 344.8671 | 8.972e-06 | 246.2799 | 0 | 245.6959 | 0 | 246.2799 | 0 | 246.2799 | 1.1207e-05 | 246.2799 | 0 | 246.2799 | 0 | 344.8671 | 5.9846e-06 | 246.2799 | 0.00022272 | 245.9751 | 0 | 533.4853 | 0.00383 | 245.9751 | 0 | 532.251 | 0 | 533.4853 | 0.00376 | 245.6959 | 0
| 246.4864 | -0.00020614 | 246.1807 | -0.00013211 | 344.932 | 0.00065893 | 246.4864 | -0.0006903 | 246.1807 | 0 | 239.7719 | 0 | 246.1807 | 0 | 344.9771 | 9.0729e-06 | 246.4864 | 0 | 245.9008 | 0 | 246.4864 | 0 | 246.4864 | 0 | 246.4864 | 0 | 246.4864 | 0 | 344.9771 | 7.5878e-06 | 246.4864 | 0 | 246.1807 | 0 | 533.6408 | 0.00181 | 246.1807 | 0 | 532.4076 | 1.0001e-05 | 533.6408 | 0.00398 | 245.9008 | 0
| 246.6929 | 0.00038957 | 246.3863 | -0.00015569 | 345.0456 | 0 | 246.6929 | 0.00026097 | 246.3863 | 0 | 239.9798 | 0 | 246.3863 | 0 | 345.0872 | 8.132e-06 | 246.693 | 0 | 246.1056 | 0 | 246.693 | 0 | 246.6929 | 1.4094e-05 | 246.693 | 0 | 246.693 | 0 | 345.0872 | 8.8725e-06 | 246.6929 | 0.00027011 | 246.3863 | 0 | 533.7964 | 0.0029 | 246.3863 | 0 | 532.5642 | 0 | 533.7964 | 0.00377 | 246.1056 | 0
| 246.8995 | -0.00011254 | 246.5919 | -0.00049722 | 345.1592 | 0.00022542 | 246.8995 | -6.8619e-05 | 246.5919 | 0 | 240.1878 | 0 | 246.5919 | 0 | 345.1972 | 7.3815e-06 | 246.8995 | 0 | 246.3105 | 0 | 246.8995 | 0 | 246.8995 | 0 | 246.8995 | 0 | 246.8995 | 0 | 345.1972 | 1.1552e-05 | 246.8995 | 0 | 246.5919 | 0 | 533.9519 | 0.00273 | 246.5919 | 0 | 532.7207 | 1.0001e-05 | 533.9519 | 0.00389 | 246.3105 | 0
| 247.106 | 0.0012145 | 246.7976 | 0.00039187 | 345.2729 | 0 | 247.106 | -0.00013953 | 246.7976 | 0 | 240.3958 | 0 | 246.7976 | 0 | 345.3073 | 6.855e-06 | 247.106 | 0 | 246.5154 | 0 | 247.106 | 0 | 247.106 | 1.3503e-05 | 247.106 | 0 | 247.106 | 0 | 345.3073 | 1.0267e-05 | 247.106 | 0.00021816 | 246.7976 | 0 | 534.1075 | 0.00292 | 246.7976 | 0 | 532.8773 | 2.6669e-05 | 534.1075 | 0.00369 | 246.5154 | 0
| 247.3126 | -0.00029969 | 247.0033 | -0.00052326 | 345.3865 | 5.2025e-05 | 247.3126 | -0.00074215 | 247.0033 | 0 | 240.6037 | 0 | 247.0033 | 0 | 345.4174 | 6.8102e-06 | 247.3126 | 0 | 246.7203 | 0 | 247.3126 | 0 | 247.3126 | 0 | 247.3126 | 0 | 247.3126 | 0 | 345.4174 | 9.6192e-06 | 247.3126 | 0 | 247.0033 | 0 | 534.2631 | 0.00368 | 247.0033 | 0 | 533.0339 | 1.0001e-05 | 534.2631 | 0.00387 | 246.7203 | 0
| 247.5192 | 0.0012965 | 247.209 | 0.0002995 | 345.5001 | 0.00060832 | 247.5192 | 0.0010832 | 247.209 | 0 | 240.8117 | 0 | 247.209 | 0 | 345.5275 | 7.4039e-06 | 247.5192 | 0 | 246.9252 | 0 | 247.5192 | 0 | 247.5192 | 1.6448e-05 | 247.5192 | 0 | 247.5192 | 0 | 345.5275 | 8.4443e-06 | 247.5192 | 0.00026818 | 247.2089 | 0 | 534.4187 | 0.00185 | 247.209 | 0 | 533.1906 | 0 | 534.4187 | 0.00374 | 246.9253 | 0
| 247.7258 | -0.00038723 | 247.4147 | 8.5496e-05 | 345.6137 | 0.00039883 | 247.7258 | -0.00051415 | 247.4147 | 0 | 241.0198 | 0 | 247.4147 | 0 | 345.6376 | 8.86e-06 | 247.7258 | 0 | 247.1302 | 0 | 247.7258 | 0 | 247.7258 | 0 | 247.7258 | 0 | 247.7258 | 0 | 345.6376 | 8.016e-06 | 247.7258 | 0 | 247.4147 | 0 | 534.5743 | 0.00257 | 247.4147 | 0 | 533.3472 | 3.0002e-05 | 534.5743 | 0.00389 | 247.1302 | 0
| 247.9324 | 0.0011532 | 247.6204 | 0.00074213 | 345.7273 | 0 | 247.9324 | 0.00059283 | 247.6204 | 0 | 241.2278 | 0 | 247.6204 | 0 | 345.7477 | 9.1849e-06 | 247.9324 | 0 | 247.3351 | 0 | 247.9324 | 0 | 247.9324 | 1.6248e-05 | 247.9324 | 0 | 247.9324 | 0 | 345.7477 | 7.8074e-06 | 247.9324 | 0.00029391 | 247.6204 | 0 | 534.7299 | 0.00049221 | 247.6204 | 0 | 533.5038 | 2.6669e-05 | 534.7299 | 0.00372 | 247.3351 | 0
| 248.139 | 0.00024178 | 247.8261 | -0.00051748 | 345.8409 | 0.0006936 | 248.139 | 0.00047025 | 247.8261 | 0 | 241.4358 | 0 | 247.8261 | 0 | 345.8578 | 9.2297e-06 | 248.139 | 0 | 247.5401 | 0 | 248.139 | 0 | 248.139 | 0 | 248.139 | 0 | 248.139 | 0 | 345.8578 | 7.8074e-06 | 248.139 | 0 | 247.8261 | 0 | 534.8855 | 0.00179 | 247.8261 | 0 | 533.6604 | 3.0002e-05 | 534.8855 | 0.00398 | 247.5401 | 0
| 248.3457 | 0.001534 | 248.0319 | -0.00012075 | 345.9545 | 0 | 248.3457 | 0.00012022 | 248.0319 | 0 | 241.6439 | 0 | 248.0319 | 0 | 345.9679 | 7.9079e-06 | 248.3457 | 0 | 247.7451 | 0 | 248.3457 | 0 | 248.3457 | 1.6967e-06 | 248.3457 | 0 | 248.3457 | 0 | 345.9679 | 7.3791e-06 | 248.3457 | 0.00028337 | 248.0319 | 0 | 535.0411 | 0.00229 | 248.0319 | 0 | 533.8171 | 6.6672e-06 | 535.0411 | 0.00379 | 247.7451 | 0
| 248.5524 | -4.0745e-05 | 248.2377 | -0.00055478 | 346.0681 | 0.0006936 | 248.5524 | 0.00025674 | 248.2377 | 0 | 241.852 | 0 | 248.2377 | 0 | 346.078 | 7.3031e-06 | 248.5524 | 0 | 247.9501 | 0 | 248.5524 | 0 | 248.5524 | 0 | 248.5524 | 0 | 248.5524 | 0 | 346.078 | 9.191e-06 | 248.5523 | 0 | 248.2377 | 0 | 535.1967 | 0.00080887 | 248.2377 | 0 | 533.9737 | 3.0002e-05 | 535.1967 | 0.00398 | 247.9501 | 0
| 248.759 | 0.0013706 | 248.4435 | -0.00017846 | 346.1816 | 0.00029547 | 248.759 | 0.00039027 | 248.4435 | 0 | 242.06 | 0 | 248.4435 | 0 | 346.1881 | 6.6198e-06 | 248.759 | 0 | 248.1551 | 0 | 248.759 | 0 | 248.759 | 1.2082e-05 | 248.759 | 0 | 248.759 | 0 | 346.1881 | 8.5541e-06 | 248.7591 | 0.00025879 | 248.4435 | 0 | 535.3524 | 0.00216 | 248.4435 | 0 | 534.1304 | 6.6672e-06 | 535.3524 | 0.00374 | 248.1551 | 0
| 248.9657 | -0.00044032 | 248.6493 | -0.00028239 | 346.2952 | 6.9356e-05 | 248.9657 | -0.00021426 | 248.6493 | 0 | 242.2681 | 0 | 248.6493 | 0 | 346.2983 | 8.244e-06 | 248.9657 | 0 | 248.3601 | 0 | 248.9657 | 0 | 248.9657 | 0 | 248.9657 | 0 | 248.9657 | 0 | 346.2983 | 9.6192e-06 | 248.9657 | 0 | 248.6493 | 0 | 535.508 | 0.00215 | 248.6493 | 0 | 534.287 | 0 | 535.508 | 0.00395 | 248.3601 | 0
| 249.1725 | 0.00066979 | 248.8551 | 0.00026732 | 346.4088 | 0 | 249.1725 | 0.00011272 | 248.8551 | 0 | 242.4763 | 0 | 248.8551 | 0 | 346.4084 | 8.4232e-06 | 249.1725 | 0 | 248.5651 | 0 | 249.1725 | 0 | 249.1725 | 1.2633e-05 | 249.1725 | 0 | 249.1725 | 0 | 346.4084 | 7.2693e-06 | 249.1724 | 0.0003988 | 248.8551 | 0 | 535.6637 | 0.0032 | 248.8551 | 0 | 534.4437 | 6.6672e-06 | 535.6637 | 0.00376 | 248.5651 | 0
| 249.3792 | -0.0005638 | 249.061 | -0.00022586 | 346.5224 | 0.0003468 | 249.3792 | -0.00055854 | 249.061 | 0 | 242.6844 | 0 | 249.061 | 0 | 346.5185 | 9.5769e-06 | 249.3792 | 0 | 248.7702 | 0 | 249.3792 | 0 | 249.3792 | 0 | 249.3792 | 0 | 249.3792 | 0 | 346.5185 | 8.4443e-06 | 249.3792 | 0 | 249.061 | 0 | 535.8194 | 0.00215 | 249.061 | 0 | 534.6004 | 1.0001e-05 | 535.8194 | 0.00397 | 248.7702 | 0
| 249.5859 | 0.00096001 | 249.2669 | -7.6511e-05 | 346.636 | 0 | 249.5859 | 0.00068014 | 249.2669 | 0 | 242.8925 | 0 | 249.2669 | 0 | 346.6287 | 8.468e-06 | 249.5859 | 0 | 248.9753 | 0 | 249.5859 | 0 | 249.5859 | 1.0059e-05 | 249.5859 | 0 | 249.5859 | 0 | 346.6287 | 7.8074e-06 | 249.5859 | 0.00010898 | 249.2669 | 0 | 535.9751 | 0.00248 | 249.2669 | 0 | 534.7571 | 6.6672e-06 | 535.9751 | 0.00379 | 248.9753 | 0
| 249.7927 | 0.00027297 | 249.4728 | -0.001371 | 346.7496 | 0 | 249.7927 | 0.00026947 | 249.4728 | 0 | 243.1007 | 0 | 249.4728 | 0 | 346.7388 | 8.9384e-06 | 249.7927 | 0 | 249.1803 | 0 | 249.7927 | 0 | 249.7927 | 0 | 249.7927 | 0 | 249.7927 | 0 | 346.7388 | 7.3791e-06 | 249.7927 | 0 | 249.4728 | 0 | 536.1307 | 0.00223 | 249.4728 | 0 | 534.9137 | 1.0001e-05 | 536.1307 | 0.00395 | 249.1803 | 0
| 249.9995 | -6.0949e-06 | 249.6787 | -0.00037885 | 346.8631 | 0 | 249.9995 | 0.00032406 | 249.6787 | 0 | 243.3089 | 0 | 249.6787 | 0 | 346.849 | 7.9527e-06 | 249.9995 | 0 | 249.3854 | 0 | 249.9995 | 0 | 249.9995 | 8.5671e-06 | 249.9995 | 0 | 249.9995 | 0 | 346.849 | 7.0607e-06 | 249.9995 | 0.00015925 | 249.6787 | 0 | 536.2864 | 0.00207 | 249.6787 | 0 | 535.0704 | 6.6672e-06 | 536.2864 | 0.0037 | 249.3854 | 0
| 250.2063 | 0.00023554 | 249.8846 | -0.0003203 | 346.9767 | 0.0013 | 250.2063 | -0.00082894 | 249.8846 | 0 | 243.517 | 0 | 249.8846 | 0 | 346.9592 | 8.2104e-06 | 250.2063 | 0 | 249.5905 | 0 | 250.2063 | 0 | 250.2063 | 0 | 250.2063 | 0 | 250.2063 | 0 | 346.9592 | 4.9194e-06 | 250.2063 | 0 | 249.8846 | 0 | 536.4421 | 0.00193 | 249.8846 | 0 | 535.2271 | 1.0001e-05 | 536.4421 | 0.00385 | 249.5905 | 0
| 250.4131 | 0.0013269 | 250.0905 | 7.8454e-05 | 347.0903 | 0 | 250.4131 | -0.000265 | 250.0905 | 0 | 243.7252 | 0 | 250.0905 | 0 | 347.0693 | 7.6391e-06 | 250.4131 | 0 | 249.7957 | 0 | 250.4131 | 0 | 250.4131 | 9.5327e-06 | 250.4131 | 0 | 250.4131 | 0 | 347.0693 | 6.2042e-06 | 250.4131 | 0.00042285 | 250.0905 | 0 | 536.5978 | 0.00353 | 250.0905 | 0 | 535.3839 | 0 | 536.5978 | 0.0036 | 249.7956 | 0
| 250.6199 | -0.00028633 | 250.2965 | -8.6455e-05 | 347.2038 | 0.00017341 | 250.6199 | -0.00062631 | 250.2965 | 0 | 243.9334 | 0 | 250.2965 | 0 | 347.1795 | 7.9751e-06 | 250.6199 | 0 | 250.0008 | 0 | 250.6199 | 0 | 250.6199 | 0 | 250.6199 | 0 | 250.6199 | 0 | 347.1795 | 5.3477e-06 | 250.6199 | 0 | 250.2965 | 0 | 536.7536 | 0.00309 | 250.2965 | 0 | 535.5406 | 0 | 536.7536 | 0.00383 | 250.0008 | 0
| 250.8268 | 0.0010488 | 250.5025 | -6.1843e-05 | 347.3174 | 0 | 250.8268 | 0.00037066 | 250.5025 | 0 | 244.1416 | 0 | 250.5025 | 0 | 347.2897 | 7.7399e-06 | 250.8268 | 0 | 250.2059 | 0 | 250.8268 | 0 | 250.8268 | 8.2582e-06 | 250.8268 | 0 | 250.8268 | 0 | 347.2897 | 7.0607e-06 | 250.8268 | 0.00031987 | 250.5025 | 0 | 536.9093 | 0.00281 | 250.5025 | 0 | 535.6973 | 6.6672e-06 | 536.9093 | 0.00367 | 250.2059 | 0
| 251.0336 | 0.00067301 | 250.7085 | -0.00064788 | 347.431 | 0.00015606 | 251.0336 | 1.2998e-05 | 250.7085 | 0 | 244.3499 | 0 | 250.7085 | 0 | 347.3999 | 8.7816e-06 | 251.0336 | 0 | 250.4111 | 0 | 251.0336 | 0 | 251.0336 | 0 | 251.0336 | 0 | 251.0336 | 0 | 347.3999 | 6.2042e-06 | 251.0336 | 0 | 250.7085 | 0 | 537.065 | 0.00232 | 250.7085 | 0 | 535.854 | 1.0001e-05 | 537.065 | 0.00392 | 250.4111 | 0
| 251.2405 | 0.0010061 | 250.9145 | 0.00017157 | 347.5445 | 0 | 251.2405 | 4.8858e-05 | 250.9145 | 0 | 244.5581 | 0 | 250.9145 | 0 | 347.5101 | 8.7032e-06 | 251.2405 | 0 | 250.6163 | 0 | 251.2405 | 0 | 251.2405 | 6.064e-06 | 251.2405 | 0 | 251.2405 | 0 | 347.5101 | 7.0607e-06 | 251.2405 | 0.0001469 | 250.9145 | 0 | 537.2208 | 0.00302 | 250.9145 | 0 | 536.0108 | 6.6672e-06 | 537.2208 | 0.0037 | 250.6163 | 0
| 251.4474 | -0.00036655 | 251.1205 | 0.0004095 | 347.6581 | 8.6698e-05 | 251.4474 | -0.00032529 | 251.1205 | 0 | 244.7664 | 0 | 251.1205 | 0 | 347.6203 | 9.5769e-06 | 251.4474 | 0 | 250.8215 | 0 | 251.4474 | 0 | 251.4474 | 0 | 251.4474 | 0 | 251.4474 | 0 | 347.6203 | 8.4443e-06 | 251.4474 | 0 | 251.1205 | 0 | 537.3765 | 0.0019 | 251.1205 | 0 | 536.1675 | 3.0002e-05 | 537.3765 | 0.00382 | 250.8215 | 0
| 251.6543 | 0.00087616 | 251.3266 | -0.00064786 | 347.7716 | 0.00019118 | 251.6543 | 0.00072179 | 251.3266 | 0 | 244.9747 | 0 | 251.3266 | 0 | 347.7305 | 8.8712e-06 | 251.6543 | 0 | 251.0267 | 0 | 251.6543 | 0 | 251.6543 | 1.9326e-06 | 251.6543 | 0 | 251.6543 | 0 | 347.7305 | 7.9172e-06 | 251.6543 | 0.00032018 | 251.3266 | 0 | 537.5323 | 0.00285 | 251.3266 | 0 | 536.3243 | 6.6672e-06 | 537.5323 | 0.00359 | 251.0267 | 0
| 251.8613 | -0.00066254 | 251.5326 | -0.00013885 | 347.8852 | 6.9356e-05 | 251.8613 | 0.00015357 | 251.5326 | 0 | 245.183 | 0 | 251.5326 | 0 | 347.8407 | 8.7144e-06 | 251.8613 | 0 | 251.2319 | 0 | 251.8613 | 0 | 251.8613 | 0 | 251.8613 | 0 | 251.8613 | 0 | 347.8407 | 6.6324e-06 | 251.8613 | 0 | 251.5326 | 0 | 537.688 | 0.00207 | 251.5326 | 0 | 536.481 | 1.0001e-05 | 537.688 | 0.00374 | 251.2319 | 0
| 252.0682 | 0.00030233 | 251.7387 | 0.00081549 | 347.9987 | 0.00029547 | 252.0682 | -0.00027292 | 251.7387 | 0 | 245.3913 | 0 | 251.7387 | 0 | 347.9509 | 8.3e-06 | 252.0682 | 0 | 251.4371 | 0 | 252.0682 | 0 | 252.0682 | 1.6027e-05 | 252.0682 | 0 | 252.0682 | 0 | 347.9509 | 8.1258e-06 | 252.0682 | 0.00033072 | 251.7387 | 0 | 537.8438 | 0.00403 | 251.7387 | 0 | 536.6378 | 0 | 537.8438 | 0.00358 | 251.4371 | 0
| 252.2752 | 5.5933e-05 | 251.9448 | -0.00057157 | 348.1123 | 0.00091902 | 252.2752 | 0.00025672 | 251.9448 | 0 | 245.5996 | 0 | 251.9448 | 0 | 348.0611 | 1.0148e-05 | 252.2752 | 0 | 251.6423 | 0 | 252.2752 | 0 | 252.2752 | 0 | 252.2752 | 0 | 252.2752 | 0 | 348.0611 | 1.0047e-05 | 252.2752 | 0 | 251.9448 | 0 | 537.9996 | 0.00174 | 251.9448 | 0 | 536.7946 | 3.0002e-05 | 537.9996 | 0.00373 | 251.6423 | 0
| 252.4821 | 0.00099039 | 252.1509 | 0.00074057 | 348.2258 | 0.00059094 | 252.4821 | -0.00047385 | 252.1509 | 0 | 245.8079 | 0 | 252.1509 | 0 | 348.1713 | 1.0563e-05 | 252.4821 | 0 | 251.8476 | 0 | 252.4821 | 0 | 252.4821 | 1.3826e-05 | 252.4821 | 0 | 252.4821 | 0 | 348.1713 | 1.0805e-05 | 252.4821 | 0.00037691 | 252.1509 | 0 | 538.1554 | 0.00339 | 252.1509 | 0 | 536.9514 | 0 | 538.1554 | 0.00356 | 251.8476 | 0
| 252.6891 | -0.00063872 | 252.3571 | 0.00018856 | 348.3394 | 0 | 252.6891 | 0.00030954 | 252.3571 | 0 | 246.0163 | 0 | 252.3571 | 0 | 348.2816 | 1.0585e-05 | 252.6891 | 0 | 252.0529 | 0 | 252.6891 | 0 | 252.6891 | 0 | 252.6891 | 0 | 252.6891 | 0 | 348.2816 | 8.4443e-06 | 252.6891 | 0 | 252.3571 | 0 | 538.3112 | 0.00063303 | 252.3571 | 0 | 537.1081 | 3.0002e-05 | 538.3112 | 0.0038 | 252.0529 | 0
| 252.8961 | 0.0011114 | 252.5632 | 0.00055767 | 348.4529 | 0.00033023 | 252.8961 | -0.00022773 | 252.5632 | 0 | 246.2246 | 0 | 252.5632 | 0 | 348.3918 | 8.8936e-06 | 252.8961 | 0 | 252.2582 | 0 | 252.8961 | 0 | 252.8961 | 9.2514e-06 | 252.8961 | 0 | 252.8961 | 0 | 348.3918 | 7.0607e-06 | 252.8961 | 0.00023126 | 252.5633 | 0 | 538.467 | 0.00339 | 252.5632 | 0 | 537.2649 | 6.6672e-06 | 538.467 | 0.00362 | 252.2582 | 0
| 253.1032 | 0.00058748 | 252.7694 | -0.00014498 | 348.5664 | 6.9356e-05 | 253.1032 | -0.00054356 | 252.7694 | 0 | 246.433 | 0 | 252.7694 | 0 | 348.502 | 8.5576e-06 | 253.1032 | 0 | 252.4635 | 0 | 253.1032 | 0 | 253.1032 | 0 | 253.1032 | 0 | 253.1032 | 0 | 348.502 | 6.314e-06 | 253.1032 | 0 | 252.7694 | 0 | 538.6228 | 0.00123 | 252.7694 | 0 | 537.4217 | 3.0002e-05 | 538.6228 | 0.00375 | 252.4635 | 0
| 253.3102 | 0.0010388 | 252.9756 | 0.00061825 | 348.68 | 0 | 253.3102 | 0.00058826 | 252.9756 | 0 | 246.6414 | 0 | 252.9756 | 0 | 348.6123 | 8.188e-06 | 253.3102 | 0 | 252.6688 | 0 | 253.3102 | 0 | 253.3102 | 1.3252e-05 | 253.3102 | 0 | 253.3102 | 0 | 348.6123 | 5.7759e-06 | 253.3102 | 0.00043703 | 252.9756 | 0 | 538.7787 | 0.00422 | 252.9756 | 0 | 537.5785 | 2.6669e-05 | 538.7787 | 0.00351 | 252.6688 | 0
| 253.5173 | -0.00047852 | 253.1818 | 0.0001705 | 348.7935 | 0 | 253.5173 | -0.00037434 | 253.1818 | 0 | 246.8498 | 0 | 253.1818 | 0 | 348.7226 | 8.58e-06 | 253.5173 | 0 | 252.8741 | 0 | 253.5173 | 0 | 253.5173 | 0 | 253.5173 | 0 | 253.5173 | 0 | 348.7226 | 5.2379e-06 | 253.5173 | 0 | 253.1818 | 0 | 538.9345 | 0.00167 | 253.1818 | 0 | 537.7354 | 1.0001e-05 | 538.9345 | 0.00371 | 252.8741 | 0
| 253.7243 | 0.00087691 | 253.3881 | -0.00027724 | 348.907 | 0.00027809 | 253.7243 | 0.00055003 | 253.3881 | 0 | 247.0582 | 0 | 253.3881 | 0 | 348.8328 | 9.0953e-06 | 253.7243 | 0 | 253.0794 | 0 | 253.7243 | 0 | 253.7243 | 4.824e-06 | 253.7243 | 0 | 253.7243 | 0 | 348.8328 | 8.016e-06 | 253.7243 | 0.00019346 | 253.388 | 0 | 539.0904 | 0.00346 | 253.3881 | 0 | 537.8922 | 2.6669e-05 | 539.0904 | 0.00362 | 253.0794 | 0
| 253.9314 | -0.00040769 | 253.5943 | -0.00055132 | 349.0205 | 0.00057222 | 253.9314 | -7.0707e-05 | 253.5943 | 0 | 247.2666 | 0 | 253.5943 | 0 | 348.9431 | 8.2888e-06 | 253.9314 | 0 | 253.2848 | 0 | 253.9314 | 0 | 253.9314 | 0 | 253.9314 | 0 | 253.9314 | 0 | 348.9431 | 6.0944e-06 | 253.9314 | 0 | 253.5943 | 0 | 539.2462 | 0.00248 | 253.5943 | 0 | 538.049 | 3.0002e-05 | 539.2462 | 0.00374 | 253.2848 | 0
| 254.1385 | 0.0014849 | 253.8006 | 0.0006893 | 349.1341 | 0.00045189 | 254.1385 | 0.00040509 | 253.8006 | 0 | 247.4751 | 0 | 253.8006 | 0 | 349.0534 | 7.3815e-06 | 254.1385 | 0 | 253.4902 | 0 | 254.1385 | 0 | 254.1385 | 1.2421e-05 | 254.1385 | 0 | 254.1385 | 0 | 349.0534 | 6.9509e-06 | 254.1385 | 0.00043223 | 253.8006 | 0 | 539.4021 | 0.00404 | 253.8006 | 0 | 538.2059 | 0 | 539.4021 | 0.00359 | 253.4902 | 0
| 254.3457 | 0.0005244 | 254.0068 | -0.00041051 | 349.2476 | 0.00041617 | 254.3457 | -0.00038441 | 254.0068 | 0 | 247.6835 | 0 | 254.0068 | 0 | 349.1637 | 6.9558e-06 | 254.3457 | 0 | 253.6955 | 0 | 254.3457 | 0 | 254.3457 | 0 | 254.3457 | 0 | 254.3457 | 0 | 349.1637 | 7.5878e-06 | 254.3457 | 0 | 254.0068 | 0 | 539.558 | 0.00218 | 254.0068 | 0 | 538.3627 | 1.0001e-05 | 539.558 | 0.00376 | 253.6955 | 0
| 254.5528 | 0.00099766 | 254.2131 | 0.00075891 | 349.3611 | 0 | 254.5528 | 0.00017504 | 254.2131 | 0 | 247.892 | 0 | 254.2131 | 0 | 349.2739 | 7.6727e-06 | 254.5528 | 0 | 253.9009 | 0 | 254.5528 | 0 | 254.5528 | 1.1029e-05 | 254.5528 | 0 | 254.5528 | 0 | 349.2739 | 9.729e-06 | 254.5528 | 0.00034647 | 254.2131 | 0 | 539.7138 | 0.0026 | 254.2131 | 0 | 538.5196 | 6.6672e-06 | 539.7138 | 0.00362 | 253.9009 | 0
| 254.76 | 0.0002869 | 254.4195 | -7.2625e-05 | 349.4746 | 0.00064159 | 254.76 | -0.00013595 | 254.4195 | 0 | 248.1004 | 0 | 254.4195 | 0 | 349.3842 | 8.1432e-06 | 254.76 | 0 | 254.1064 | 0 | 254.76 | 0 | 254.76 | 0 | 254.76 | 0 | 254.76 | 0 | 349.3842 | 1.0377e-05 | 254.76 | 0 | 254.4195 | 0 | 539.8697 | 0.00144 | 254.4195 | 0 | 538.6764 | 1.0001e-05 | 539.8697 | 0.0038 | 254.1063 | 0
| 254.9671 | 0.0007582 | 254.6258 | -0.0010676 | 349.5881 | 0 | 254.9671 | 1.3272e-05 | 254.6258 | 0 | 248.3089 | 0 | 254.6258 | 0 | 349.4945 | 8.188e-06 | 254.9671 | 0 | 254.3118 | 0 | 254.9671 | 0 | 254.9671 | 1.2393e-05 | 254.9671 | 0 | 254.9671 | 0 | 349.4945 | 6.0944e-06 | 254.9671 | 0.00012565 | 254.6258 | 0 | 540.0256 | 0.00276 | 254.6258 | 0 | 538.8333 | 6.6672e-06 | 540.0256 | 0.00359 | 254.3118 | 0
| 255.1743 | -0.00035822 | 254.8321 | -0.00058551 | 349.7016 | 0 | 255.1743 | -9.0553e-05 | 254.8321 | 0 | 248.5175 | 0 | 254.8321 | 0 | 349.6048 | 8.7032e-06 | 255.1743 | 0 | 254.5172 | 0 | 255.1743 | 0 | 255.1743 | 0 | 255.1743 | 0 | 255.1743 | 0 | 349.6048 | 5.2379e-06 | 255.1743 | 0 | 254.8321 | 0 | 540.1815 | 0.00049235 | 254.8321 | 0 | 538.9902 | 1.0001e-05 | 540.1815 | 0.00379 | 254.5172 | 0
| 255.3815 | 0.00094326 | 255.0385 | 0.00031878 | 349.8151 | 0 | 255.3815 | 0.00035317 | 255.0385 | 0 | 248.726 | 0 | 255.0385 | 0 | 349.7151 | 8.3224e-06 | 255.3815 | 0 | 254.7227 | 0 | 255.3815 | 0 | 255.3815 | 6.1985e-06 | 255.3815 | 0 | 255.3815 | 0 | 349.7151 | 4.2825e-06 | 255.3815 | 0.0003024 | 255.0385 | 0 | 540.3374 | 0.00406 | 255.0385 | 0 | 539.1471 | 6.6672e-06 | 540.3374 | 0.00356 | 254.7227 | 0
| 255.5888 | -2.8604e-06 | 255.2449 | -0.000224 | 349.9286 | 0 | 255.5888 | -0.0014485 | 255.2449 | 0 | 248.9345 | 0 | 255.2449 | 0 | 349.8254 | 8.4456e-06 | 255.5888 | 0 | 254.9281 | 0 | 255.5888 | 0 | 255.5888 | 0 | 255.5888 | 0 | 255.5888 | 0 | 349.8254 | 7.6976e-06 | 255.5888 | 0 | 255.2449 | 0 | 540.4934 | 0.00236 | 255.2449 | 0 | 539.3039 | 1.0001e-05 | 540.4934 | 0.00373 | 254.9281 | 0
| 255.796 | 0.00095144 | 255.4513 | 0.00012875 | 350.0421 | 0 | 255.796 | 0.00060578 | 255.4513 | 0 | 249.1431 | 0 | 255.4513 | 0 | 349.9358 | 7.8295e-06 | 255.796 | 0 | 255.1336 | 0 | 255.796 | 0 | 255.796 | 7.3106e-06 | 255.796 | 0 | 255.796 | 0 | 349.9358 | 8.016e-06 | 255.796 | 0.00028707 | 255.4513 | 0 | 540.6493 | 0.00206 | 255.4513 | 0 | 539.4608 | 0 | 540.6493 | 0.0035 | 255.1336 | 0
| 256.0032 | 0.00039053 | 255.6577 | 0.00011164 | 350.1556 | 0.00019074 | 256.0032 | -0.00046194 | 255.6577 | 0 | 249.3516 | 0 | 255.6577 | 0 | 350.0461 | 8.8936e-06 | 256.0032 | 0 | 255.3391 | 0 | 256.0032 | 0 | 256.0032 | 0 | 256.0032 | 0 | 256.0032 | 0 | 350.0461 | 8.8725e-06 | 256.0032 | 0 | 255.6577 | 0 | 540.8053 | 0.00178 | 255.6577 | 0 | 539.6178 | 3.0002e-05 | 540.8053 | 0.00373 | 255.3391 | 0
| 256.2105 | 0.00035893 | 255.8642 | 0.0013578 | 350.2691 | 0 | 256.2105 | 0.00068292 | 255.8642 | 0 | 249.5602 | 0 | 255.8642 | 0 | 350.1564 | 8.7032e-06 | 256.2105 | 0 | 255.5446 | 0 | 256.2105 | 0 | 256.2105 | 1.9997e-05 | 256.2105 | 0 | 256.2105 | 0 | 350.1564 | 8.9823e-06 | 256.2105 | 0.00028534 | 255.8642 | 0 | 540.9612 | 0.00232 | 255.8642 | 0 | 539.7747 | 0 | 540.9612 | 0.0036 | 255.5446 | 0
| 256.4178 | 0.00014607 | 256.0706 | -0.00066236 | 350.3826 | 0.00104 | 256.4178 | 1.6188e-05 | 256.0706 | 0 | 249.7688 | 0 | 256.0706 | 0 | 350.2668 | 9.2073e-06 | 256.4178 | 0 | 255.7501 | 0 | 256.4178 | 0 | 256.4178 | 0 | 256.4178 | 0 | 256.4178 | 0 | 350.2668 | 7.9172e-06 | 256.4178 | 0 | 256.0706 | 0 | 541.1172 | 0.00271 | 256.0706 | 0 | 539.9316 | 3.0002e-05 | 541.1172 | 0.00379 | 255.7501 | 0
| 256.6251 | 0.00072722 | 256.2771 | -0.00023275 | 350.4961 | 0 | 256.6251 | 0.00056991 | 256.2771 | 0 | 249.9774 | 0 | 256.2771 | 0 | 350.3771 | 8.636e-06 | 256.6251 | 0 | 255.9557 | 0 | 256.6251 | 0 | 256.6251 | 6.3435e-06 | 256.6251 | 0 | 256.6251 | 0 | 350.3771 | 6.6324e-06 | 256.6251 | 0.00026669 | 256.2771 | 0 | 541.2731 | 0.00383 | 256.2771 | 0 | 540.0885 | 0 | 541.2731 | 0.00357 | 255.9557 | 0
| 256.8324 | -0.00047792 | 256.4836 | -6.0596e-05 | 350.6096 | 0 | 256.8324 | -9.1797e-06 | 256.4836 | 0 | 250.186 | 0 | 256.4836 | 0 | 350.4875 | 8.7032e-06 | 256.8324 | 0 | 256.1612 | 0 | 256.8324 | 0 | 256.8324 | 0 | 256.8324 | 0 | 256.8324 | 0 | 350.4875 | 4.4912e-06 | 256.8324 | 0 | 256.4836 | 0 | 541.4291 | 0.00262 | 256.4836 | 0 | 540.2454 | 3.0002e-05 | 541.4291 | 0.00374 | 256.1612 | 0
| 257.0398 | 0.0010056 | 256.6901 | 0.00066246 | 350.7231 | 0 | 257.0398 | 0.00041251 | 256.6901 | 0 | 250.3946 | 0 | 256.6901 | 0 | 350.5978 | 7.9303e-06 | 257.0398 | 0 | 256.3668 | 0 | 257.0398 | 0 | 257.0398 | 9.9941e-06 | 257.0398 | 0 | 257.0398 | 0 | 350.5978 | 5.8857e-06 | 257.0398 | 0.0001989 | 256.6901 | 0 | 541.5851 | 0.00329 | 256.6901 | 0 | 540.4024 | 2.6669e-05 | 541.5851 | 0.00356 | 256.3668 | 0
| 257.2471 | 0.00070612 | 256.8966 | -0.00043767 | 350.8366 | 0.00057222 | 257.2471 | -1.3694e-05 | 256.8966 | 0 | 250.6033 | 0 | 256.8966 | 0 | 350.7082 | 8.3e-06 | 257.2471 | 0 | 256.5723 | 0 | 257.2471 | 0 | 257.2471 | 0 | 257.2471 | 0 | 257.2471 | 0 | 350.7082 | 4.8096e-06 | 257.2471 | 0 | 256.8966 | 0 | 541.7411 | 0.00345 | 256.8966 | 0 | 540.5593 | 1.0001e-05 | 541.7411 | 0.00376 | 256.5723 | 0
| 257.4545 | 0.00091947 | 257.1032 | 2.0965e-05 | 350.9501 | 0 | 257.4545 | 0.00026351 | 257.1032 | 0 | 250.8119 | 0 | 257.1032 | 0 | 350.8186 | 8.58e-06 | 257.4545 | 0 | 256.7779 | 0 | 257.4545 | 0 | 257.4545 | 1.675e-05 | 257.4545 | 0 | 257.4545 | 0 | 350.8186 | 5.8857e-06 | 257.4545 | 0.00042366 | 257.1032 | 0 | 541.8971 | 0.00262 | 257.1032 | 0 | 540.7163 | 0 | 541.8971 | 0.00356 | 256.7779 | 0
| 257.6619 | -8.6919e-05 | 257.3098 | -0.0009633 | 351.0635 | 0.00032946 | 257.6619 | -0.00032635 | 257.3098 | 0 | 251.0206 | 0 | 257.3098 | 0 | 350.9289 | 8.58e-06 | 257.6619 | 0 | 256.9835 | 0 | 257.6619 | 0 | 257.6619 | 0 | 257.6619 | 0 | 257.6619 | 0 | 350.9289 | 6.4128e-06 | 257.6619 | 0 | 257.3098 | 0 | 542.0531 | 0.00181 | 257.3098 | 0 | 540.8732 | 0 | 542.0531 | 0.00381 | 256.9835 | 0
| 257.8693 | 0.0013449 | 257.5163 | 3.6071e-05 | 351.177 | 0.00013905 | 257.8693 | 0.00047096 | 257.5163 | 0 | 251.2293 | 0 | 257.5163 | 0 | 351.0393 | 8.0536e-06 | 257.8693 | 0 | 257.1891 | 0 | 257.8693 | 0 | 257.8693 | 9.0088e-06 | 257.8693 | 0 | 257.8693 | 0 | 351.0393 | 6.9509e-06 | 257.8693 | 0.00033392 | 257.5163 | 0 | 542.2091 | 0.00411 | 257.5163 | 0 | 541.0302 | 2.6669e-05 | 542.2091 | 0.0036 | 257.1891 | 0
| 258.0767 | 0.00015416 | 257.7229 | 0.00010543 | 351.2905 | 0.00086701 | 258.0767 | 2.1756e-06 | 257.7229 | 0 | 251.438 | 0 | 257.7229 | 0 | 351.1497 | 7.9864e-06 | 258.0767 | 0 | 257.3948 | 0 | 258.0767 | 0 | 258.0767 | 0 | 258.0767 | 0 | 258.0767 | 0 | 351.1497 | 6.4128e-06 | 258.0767 | 0 | 257.7229 | 0 | 542.3651 | 0.00278 | 257.7229 | 0 | 541.1872 | 0 | 542.3651 | 0.00372 | 257.3948 | 0
| 258.2841 | 0.0013269 | 257.9296 | -0.00074859 | 351.404 | 0.00143 | 258.2841 | -6.3299e-05 | 257.9296 | 0 | 251.6467 | 0 | 257.9296 | 0 | 351.2601 | 8.524e-06 | 258.2841 | 0 | 257.6004 | 0 | 258.2841 | 0 | 258.2841 | 6.7062e-06 | 258.2841 | 0 | 258.2841 | 0 | 351.2601 | 5.7759e-06 | 258.2841 | 0.00045185 | 257.9296 | 0 | 542.5212 | 0.00216 | 257.9296 | 0 | 541.3442 | 6.6672e-06 | 542.5212 | 0.00344 | 257.6004 | 0
| 258.4916 | 0.00019487 | 258.1362 | 0.00045789 | 351.5174 | 0.00041617 | 258.4916 | -1.8626e-05 | 258.1362 | 0 | 251.8554 | 0 | 258.1362 | 0 | 351.3705 | 9.2297e-06 | 258.4916 | 0 | 257.8061 | 0 | 258.4916 | 0 | 258.4916 | 0 | 258.4916 | 0 | 258.4916 | 0 | 351.3705 | 6.4128e-06 | 258.4916 | 0 | 258.1362 | 0 | 542.6772 | 0.0016 | 258.1362 | 0 | 541.5012 | 1.0001e-05 | 542.6772 | 0.00355 | 257.8061 | 0
| 258.699 | 0.00069575 | 258.3428 | -0.00032765 | 351.6309 | 0 | 258.699 | 0.0011038 | 258.3428 | 0 | 252.0642 | 0 | 258.3428 | 0 | 351.4809 | 9.2073e-06 | 258.699 | 0 | 258.0117 | 0 | 258.699 | 0 | 258.699 | 7.634e-06 | 258.699 | 0 | 258.699 | 0 | 351.4809 | 5.1281e-06 | 258.699 | 0.00029252 | 258.3428 | 0 | 542.8333 | 0.00213 | 258.3428 | 0 | 541.6581 | 4.667e-05 | 542.8333 | 0.00341 | 258.0118 | 0
| 258.9065 | 0.00058798 | 258.5495 | -2.5482e-05 | 351.7444 | 0 | 258.9065 | -0.00049667 | 258.5495 | 0 | 252.2729 | 0 | 258.5495 | 0 | 351.5913 | 8.7144e-06 | 258.9065 | 0 | 258.2174 | 0 | 258.9065 | 0 | 258.9065 | 0 | 258.9065 | 0 | 258.9065 | 0 | 351.5913 | 5.4575e-06 | 258.9065 | 0 | 258.5495 | 0 | 542.9893 | 0.00164 | 258.5495 | 0 | 541.8152 | 0 | 542.9893 | 0.00365 | 258.2174 | 0
| 259.114 | 0.0015003 | 258.7562 | 0.00016484 | 351.8578 | 0.00019118 | 259.114 | 0.00052763 | 258.7562 | 0 | 252.4817 | 0 | 258.7562 | 0 | 351.7017 | 7.0343e-06 | 259.114 | 0 | 258.4231 | 0 | 259.114 | 0 | 259.114 | 7.048e-06 | 259.114 | 0 | 259.114 | 0 | 351.7017 | 4.9194e-06 | 259.114 | 0.00032739 | 258.7562 | 0 | 543.1454 | 0.00294 | 258.7562 | 0 | 541.9722 | 0 | 543.1454 | 0.00356 | 258.4231 | 0
| 259.3215 | 0.00059359 | 258.9629 | -0.00041441 | 351.9713 | 0.00038148 | 259.3215 | 4.8212e-05 | 258.9629 | 0 | 252.6904 | 0 | 258.9629 | 0 | 351.8121 | 6.9334e-06 | 259.3215 | 0 | 258.6288 | 0 | 259.3215 | 0 | 259.3215 | 0 | 259.3215 | 0 | 259.3215 | 0 | 351.8121 | 6.4128e-06 | 259.3215 | 0 | 258.9629 | 0 | 543.3015 | 0.00294 | 258.9629 | 0 | 542.1292 | 0 | 543.3015 | 0.00378 | 258.6288 | 0
| 259.5291 | 0.00090276 | 259.1696 | 0.00012346 | 352.0847 | 0 | 259.5291 | 0.00017666 | 259.1696 | 0 | 252.8992 | 0 | 259.1696 | 0 | 351.9225 | 7.5943e-06 | 259.5291 | 0 | 258.8346 | 0 | 259.5291 | 0 | 259.5291 | 1.3005e-05 | 259.5291 | 0 | 259.5291 | 0 | 351.9225 | 7.8074e-06 | 259.529 | 0.00027518 | 259.1696 | 0 | 543.4575 | 0.00459 | 259.1696 | 0 | 542.2862 | 2.6669e-05 | 543.4575 | 0.00356 | 258.8346 | 0
| 259.7366 | 0.00031237 | 259.3764 | 0.00040384 | 352.1982 | 0 | 259.7366 | -0.0009586 | 259.3764 | 0 | 253.108 | 0 | 259.3764 | 0 | 352.033 | 8.7368e-06 | 259.7366 | 0 | 259.0403 | 0 | 259.7366 | 0 | 259.7366 | 0 | 259.7366 | 0 | 259.7366 | 0 | 352.033 | 8.9823e-06 | 259.7366 | 0 | 259.3764 | 0 | 543.6136 | 0.00227 | 259.3764 | 0 | 542.4432 | 1.0001e-05 | 543.6136 | 0.00368 | 259.0403 | 0
| 259.9442 | 0.00093809 | 259.5831 | 5.3957e-05 | 352.3116 | 0.00036499 | 259.9442 | 0.00011351 | 259.5831 | 0 | 253.3169 | 0 | 259.5831 | 0 | 352.1434 | 9.7561e-06 | 259.9442 | 0 | 259.2461 | 0 | 259.9442 | 0 | 259.9442 | 1.275e-05 | 259.9442 | 0 | 259.9442 | 0 | 352.1434 | 8.2356e-06 | 259.9442 | 0.00037179 | 259.5831 | 0 | 543.7697 | 0.00248 | 259.5831 | 0 | 542.6003 | 0 | 543.7697 | 0.00348 | 259.2461 | 0
| 260.1518 | -0.00022854 | 259.7899 | -0.00032607 | 352.4251 | 0.00024276 | 260.1518 | -0.00068036 | 259.7899 | 0 | 253.5257 | 0 | 259.7899 | 0 | 352.2539 | 9.5657e-06 | 260.1517 | 0 | 259.4518 | 0 | 260.1517 | 0 | 260.1518 | 0 | 260.1517 | 0 | 260.1517 | 0 | 352.2539 | 7.3791e-06 | 260.1518 | 0 | 259.7899 | 0 | 543.9258 | 0.0029 | 259.7899 | 0 | 542.7573 | 1.0001e-05 | 543.9258 | 0.00367 | 259.4518 | 0
| 260.3593 | 0.0013772 | 259.9967 | -0.00029531 | 352.5385 | 0.00090379 | 260.3593 | 0.00019752 | 259.9967 | 0 | 253.7345 | 0 | 259.9967 | 0 | 352.3643 | 9.3865e-06 | 260.3593 | 0 | 259.6576 | 0 | 260.3593 | 0 | 260.3593 | 7.0805e-06 | 260.3593 | 0 | 260.3593 | 0 | 352.3643 | 8.2356e-06 | 260.3593 | 0.00030406 | 259.9967 | 0 | 544.082 | 0.00278 | 259.9967 | 0 | 542.9144 | 0 | 544.082 | 0.00353 | 259.6576 | 0
| 260.567 | 0.00029514 | 260.2035 | -0.00037873 | 352.652 | 0.00052021 | 260.567 | 6.6143e-06 | 260.2035 | 0 | 253.9434 | 0 | 260.2035 | 0 | 352.4748 | 9.4873e-06 | 260.567 | 0 | 259.8634 | 0 | 260.567 | 0 | 260.567 | 0 | 260.567 | 0 | 260.567 | 0 | 352.4748 | 7.0607e-06 | 260.567 | 0 | 260.2035 | 0 | 544.2381 | 0.00269 | 260.2035 | 0 | 543.0714 | 0 | 544.2381 | 0.00365 | 259.8634 | 0
| 260.7746 | 0.00083154 | 260.4103 | 0.00045481 | 352.7654 | 0 | 260.7746 | 0.00035442 | 260.4103 | 0 | 254.1523 | 0 | 260.4103 | 0 | 352.5852 | 9.4089e-06 | 260.7746 | 0 | 260.0692 | 0 | 260.7746 | 0 | 260.7746 | 9.5138e-06 | 260.7746 | 0 | 260.7746 | 0 | 352.5852 | 6.9509e-06 | 260.7746 | 0.00028936 | 260.4103 | 0 | 544.3942 | 0.00431 | 260.4103 | 0 | 543.2285 | 2.6669e-05 | 544.3942 | 0.00347 | 260.0692 | 0
| 260.9822 | -0.00058492 | 260.6172 | -0.00051918 | 352.8789 | 8.6698e-05 | 260.9822 | -0.00068083 | 260.6172 | 0 | 254.3612 | 0 | 260.6172 | 0 | 352.6957 | 9.4089e-06 | 260.9822 | 0 | 260.2751 | 0 | 260.9822 | 0 | 260.9822 | 0 | 260.9822 | 0 | 260.9822 | 0 | 352.6957 | 5.6661e-06 | 260.9822 | 0 | 260.6172 | 0 | 544.5504 | 0.00266 | 260.6172 | 0 | 543.3856 | 1.0001e-05 | 544.5504 | 0.00362 | 260.2751 | 0
| 261.1899 | 0.00093543 | 260.8241 | 0.0007921 | 352.9923 | 0.00060832 | 261.1899 | 0.00042884 | 260.8241 | 0 | 254.5701 | 0 | 260.8241 | 0 | 352.8062 | 8.636e-06 | 261.1899 | 0 | 260.4809 | 0 | 261.1899 | 0 | 261.1899 | 1.2336e-05 | 261.1899 | 0 | 261.1899 | 0 | 352.8062 | 8.4443e-06 | 261.1899 | 0.00022353 | 260.8241 | 0 | 544.7065 | 0.00311 | 260.8241 | 0 | 543.5427 | 6.6672e-06 | 544.7065 | 0.00349 | 260.4809 | 0
| 261.3976 | -0.00060389 | 261.0309 | -0.00068594 | 353.1057 | 0.00091902 | 261.3976 | 0.00014872 | 261.0309 | 0 | 254.779 | 0 | 261.0309 | 0 | 352.9166 | 8.7592e-06 | 261.3976 | 0 | 260.6867 | 0 | 261.3976 | 0 | 261.3976 | 0 | 261.3976 | 0 | 261.3976 | 0 | 352.9166 | 1.0805e-05 | 261.3976 | 0 | 261.0309 | 0 | 544.8627 | 0.00299 | 261.0309 | 0 | 543.6997 | 1.0001e-05 | 544.8627 | 0.00366 | 260.6867 | 0
| 261.6053 | 0.00083082 | 261.2378 | 0.0014219 | 353.2192 | 0 | 261.6053 | 0.00077057 | 261.2378 | 0 | 254.9879 | 0 | 261.2378 | 0 | 353.0271 | 8.2664e-06 | 261.6053 | 0 | 260.8926 | 0 | 261.6053 | 0 | 261.6053 | 1.9069e-05 | 261.6053 | 0 | 261.6053 | 0 | 353.0271 | 9.8388e-06 | 261.6053 | 0.00043169 | 261.2378 | 0 | 545.0189 | 0.00304 | 261.2378 | 0 | 543.8568 | 6.6672e-06 | 545.0189 | 0.00342 | 260.8926 | 0
| 261.813 | 0.00013031 | 261.4448 | -1.7922e-05 | 353.3326 | 0.00012138 | 261.813 | -0.00022663 | 261.4448 | 0 | 255.1969 | 0 | 261.4448 | 0 | 353.1376 | 7.8967e-06 | 261.813 | 0 | 261.0985 | 0 | 261.813 | 0 | 261.813 | 0 | 261.813 | 0 | 261.813 | 0 | 353.1376 | 7.9172e-06 | 261.813 | 0 | 261.4448 | 0 | 545.175 | 0.00322 | 261.4448 | 0 | 544.014 | 0 | 545.175 | 0.00362 | 261.0985 | 0
| 262.0207 | 0.00060583 | 261.6517 | 0.0001308 | 353.446 | 0 | 262.0207 | 0.00044214 | 261.6517 | 0 | 255.4058 | 0 | 261.6517 | 0 | 353.2481 | 7.3255e-06 | 262.0207 | 0 | 261.3044 | 0 | 262.0207 | 0 | 262.0207 | 1.215e-05 | 262.0207 | 0 | 262.0207 | 0 | 353.2481 | 7.2693e-06 | 262.0207 | 0.00039939 | 261.6517 | 0 | 545.3312 | 0.00334 | 261.6517 | 0 | 544.1711 | 0 | 545.3312 | 0.00337 | 261.3043 | 0
| 262.2284 | 0.00022651 | 261.8586 | 0.00037022 | 353.5594 | 0.00057222 | 262.2284 | -0.0004621 | 261.8586 | 0 | 255.6148 | 0 | 261.8586 | 0 | 353.3586 | 7.2023e-06 | 262.2284 | 0 | 261.5103 | 0 | 262.2284 | 0 | 262.2284 | 0 | 262.2284 | 0 | 262.2284 | 0 | 353.3586 | 6.8411e-06 | 262.2284 | 0 | 261.8586 | 0 | 545.4874 | 0.00181 | 261.8586 | 0 | 544.3282 | 1.0001e-05 | 545.4874 | 0.00363 | 261.5103 | 0
| 262.4362 | 0.00062385 | 262.0656 | 0.00050512 | 353.6729 | 0 | 262.4362 | 0.00075828 | 262.0656 | 0 | 255.8238 | 0 | 262.0656 | 0 | 353.4691 | 8.0312e-06 | 262.4362 | 0 | 261.7162 | 0 | 262.4362 | 0 | 262.4362 | 7.2949e-06 | 262.4362 | 0 | 262.4362 | 0 | 353.4691 | 9.9487e-06 | 262.4362 | 0.00032268 | 262.0656 | 0 | 545.6436 | 0.00427 | 262.0656 | 0 | 544.4853 | 0 | 545.6436 | 0.00341 | 261.7162 | 0
| 262.644 | 0.00027174 | 262.2726 | 2.753e-05 | 353.7863 | 0.00067626 | 262.644 | -1.2942e-05 | 262.2726 | 0 | 256.0327 | 0 | 262.2726 | 0 | 353.5796 | 9.4985e-06 | 262.644 | 0 | 261.9221 | 0 | 262.644 | 0 | 262.644 | 0 | 262.644 | 0 | 262.644 | 0 | 353.5796 | 1.0047e-05 | 262.644 | 0 | 262.2726 | 0 | 545.7998 | 0.0026 | 262.2726 | 0 | 544.6424 | 1.0001e-05 | 545.7998 | 0.00365 | 261.9221 | 0
| 262.8517 | 0.0012281 | 262.4796 | -0.00015682 | 353.8997 | 0.00033023 | 262.8517 | 0.00061459 | 262.4796 | 0 | 256.2418 | 0 | 262.4796 | 0 | 353.6901 | 1.0798e-05 | 262.8518 | 0 | 262.1281 | 0 | 262.8518 | 0 | 262.8517 | 6.3017e-06 | 262.8518 | 0 | 262.8518 | 0 | 353.6901 | 1.0904e-05 | 262.8517 | 0.00033098 | 262.4796 | 0 | 545.9561 | 0.00146 | 262.4796 | 0 | 544.7996 | 6.6672e-06 | 545.9561 | 0.00338 | 262.1281 | 0
| 263.0596 | 0.0001496 | 262.6866 | -0.00061927 | 354.0131 | 0.00095371 | 263.0596 | -0.00038392 | 262.6866 | 0 | 256.4508 | 0 | 262.6866 | 0 | 353.8007 | 9.6777e-06 | 263.0596 | 0 | 262.334 | 0 | 263.0596 | 0 | 263.0596 | 0 | 263.0596 | 0 | 263.0596 | 0 | 353.8007 | 9.4106e-06 | 263.0596 | 0 | 262.6866 | 0 | 546.1123 | 0.00188 | 262.6866 | 0 | 544.9567 | 0 | 546.1123 | 0.00351 | 262.334 | 0
| 263.2674 | 0.00071709 | 262.8937 | 0.00056746 | 354.1265 | 0 | 263.2674 | -0.0002572 | 262.8937 | 0 | 256.6598 | 0 | 262.8937 | 0 | 353.9112 | 7.8743e-06 | 263.2674 | 0 | 262.54 | 0 | 263.2674 | 0 | 263.2674 | 9.2103e-06 | 263.2674 | 0 | 263.2674 | 0 | 353.9112 | 8.7737e-06 | 263.2674 | 0.00036156 | 262.8937 | 0 | 546.2685 | 0.00209 | 262.8937 | 0 | 545.1139 | 6.6672e-06 | 546.2685 | 0.00331 | 262.54 | 0
| 263.4752 | 0.00010832 | 263.1007 | 0.00046175 | 354.2399 | 0 | 263.4752 | -0.00025347 | 263.1007 | 0 | 256.8689 | 0 | 263.1007 | 0 | 354.0217 | 7.2471e-06 | 263.4752 | 0 | 262.746 | 0 | 263.4752 | 0 | 263.4752 | 0 | 263.4752 | 0 | 263.4752 | 0 | 354.0217 | 7.3791e-06 | 263.4752 | 0 | 263.1007 | 0 | 546.4248 | 0.0025 | 263.1007 | 0 | 545.271 | 3.0002e-05 | 546.4248 | 0.00351 | 262.746 | 0
| 263.6831 | 0.00081413 | 263.3078 | 0.00014685 | 354.3533 | 0 | 263.6831 | 0.00068684 | 263.3078 | 0 | 257.0779 | 0 | 263.3078 | 0 | 354.1323 | 7.8295e-06 | 263.6831 | 0 | 262.952 | 0 | 263.6831 | 0 | 263.6831 | 1.0001e-05 | 263.6831 | 0 | 263.6831 | 0 | 354.1323 | 5.8857e-06 | 263.6831 | 0.00028282 | 263.3078 | 0 | 546.581 | 0.00318 | 263.3078 | 0 | 545.4282 | 0 | 546.581 | 0.00343 | 262.952 | 0
| 263.891 | 0.00033711 | 263.5149 | 1.8055e-05 | 354.4667 | 0.00055488 | 263.891 | -0.00027032 | 263.5149 | 0 | 257.287 | 0 | 263.5149 | 0 | 354.2428 | 8.8376e-06 | 263.8909 | 0 | 263.158 | 0 | 263.8909 | 0 | 263.891 | 0 | 263.8909 | 0 | 263.8909 | 0 | 354.2428 | 2.1413e-06 | 263.891 | 0 | 263.5149 | 0 | 546.7373 | 0.00304 | 263.5149 | 0 | 545.5854 | 3.0002e-05 | 546.7373 | 0.00367 | 263.158 | 0
| 264.0988 | 0.00088 | 263.722 | 0.0015811 | 354.5802 | 5.2137e-05 | 264.0988 | 0.00021162 | 263.722 | 0 | 257.4961 | 0 | 263.722 | 0 | 354.3534 | 8.3448e-06 | 264.0988 | 0 | 263.364 | 0 | 264.0988 | 0 | 264.0988 | 1.4009e-05 | 264.0988 | 0 | 264.0988 | 0 | 354.3534 | 3.2064e-06 | 264.0989 | 0.00043577 | 263.722 | 0 | 546.8936 | 0.00343 | 263.722 | 0 | 545.7426 | 0 | 546.8936 | 0.00351 | 263.364 | 0
| 264.3067 | 8.9579e-05 | 263.9291 | 0.00041126 | 354.6936 | 0.00027745 | 264.3067 | 1.2298e-05 | 263.9291 | 0 | 257.7052 | 0 | 263.9291 | 0 | 354.4639 | 7.4823e-06 | 264.3067 | 0 | 263.5701 | 0 | 264.3067 | 0 | 264.3067 | 0 | 264.3067 | 0 | 264.3067 | 0 | 354.4639 | 5.1281e-06 | 264.3067 | 0 | 263.9291 | 0 | 547.0498 | 0.00207 | 263.9291 | 0 | 545.8997 | 3.0002e-05 | 547.0498 | 0.00362 | 263.5701 | 0
| 264.5146 | 0.00050632 | 264.1363 | 0.00094309 | 354.8069 | 0 | 264.5146 | 0.00024483 | 264.1363 | 0 | 257.9143 | 0 | 264.1363 | 0 | 354.5745 | 7.6391e-06 | 264.5147 | 0 | 263.7761 | 0 | 264.5147 | 0 | 264.5146 | 1.5732e-05 | 264.5147 | 0 | 264.5147 | 0 | 354.5745 | 8.1258e-06 | 264.5147 | 0.00035275 | 264.1363 | 0 | 547.2061 | 0.00378 | 264.1363 | 0 | 546.0569 | 4.667e-05 | 547.2061 | 0.00338 | 263.7761 | 0
| 264.7226 | 0.00035426 | 264.3434 | -0.00066763 | 354.9203 | 0.0004335 | 264.7226 | -0.00044012 | 264.3434 | 0 | 258.1234 | 0 | 264.3434 | 0 | 354.6851 | 8.3224e-06 | 264.7226 | 0 | 263.9822 | 0 | 264.7226 | 0 | 264.7226 | 0 | 264.7226 | 0 | 264.7226 | 0 | 354.6851 | 8.4443e-06 | 264.7226 | 0 | 264.3435 | 0 | 547.3624 | 0.0029 | 264.3434 | 0 | 546.2141 | 3.0002e-05 | 547.3624 | 0.00354 | 263.9822 | 0
| 264.9305 | 0.0010352 | 264.5506 | 0.00058911 | 355.0337 | 0 | 264.9305 | 8.696e-05 | 264.5506 | 0 | 258.3326 | 0 | 264.5506 | 0 | 354.7956 | 8.8936e-06 | 264.9305 | 0 | 264.1883 | 0 | 264.9305 | 0 | 264.9305 | 1.7725e-05 | 264.9305 | 0 | 264.9305 | 0 | 354.7956 | 7.0607e-06 | 264.9305 | 0.00034289 | 264.5506 | 0 | 547.5187 | 0.00385 | 264.5506 | 0 | 546.3713 | 0 | 547.5187 | 0.00335 | 264.1883 | 0
| 265.1385 | 0.00029029 | 264.7578 | -0.0011645 | 355.1471 | 0.00139 | 265.1385 | -0.00068593 | 264.7578 | 0 | 258.5417 | 0 | 264.7578 | 0 | 354.9062 | 8.4792e-06 | 265.1385 | 0 | 264.3944 | 0 | 265.1385 | 0 | 265.1385 | 0 | 265.1385 | 0 | 265.1385 | 0 | 354.9062 | 5.2379e-06 | 265.1385 | 0 | 264.7578 | 0 | 547.675 | 0.00327 | 264.7578 | 0 | 546.5286 | 0 | 547.675 | 0.00357 | 264.3944 | 0
| 265.3465 | 0.00080113 | 264.965 | 0.00024028 | 355.2605 | 0.00010428 | 265.3465 | 0.0012637 | 264.965 | 0 | 258.7509 | 0 | 264.965 | 0 | 355.0168 | 8.5464e-06 | 265.3465 | 0 | 264.6005 | 0 | 265.3465 | 0 | 265.3465 | 1.003e-05 | 265.3465 | 0 | 265.3465 | 0 | 355.0168 | 7.5878e-06 | 265.3465 | 8.4238e-05 | 264.9651 | 0 | 547.8314 | 0.0032 | 264.965 | 0 | 546.6858 | 6.6672e-06 | 547.8314 | 0.00334 | 264.6005 | 0
| 265.5545 | 0.00057701 | 265.1723 | -0.0011915 | 355.3739 | 0.00086701 | 265.5545 | 0.00048243 | 265.1723 | 0 | 258.9601 | 0 | 265.1723 | 0 | 355.1274 | 8.9496e-06 | 265.5545 | 0 | 264.8066 | 0 | 265.5545 | 0 | 265.5545 | 0 | 265.5545 | 0 | 265.5545 | 0 | 355.1274 | 8.2356e-06 | 265.5545 | 0 | 265.1723 | 0 | 547.9877 | 0.0019 | 265.1723 | 0 | 546.843 | 3.0002e-05 | 547.9877 | 0.00348 | 264.8066 | 0
| 265.7625 | 0.0012233 | 265.3795 | 0.00034 | 355.4873 | 0.00039975 | 265.7625 | 0.00037483 | 265.3795 | 0 | 259.1693 | 0 | 265.3795 | 0 | 355.238 | 9.2521e-06 | 265.7625 | 0 | 265.0128 | 0 | 265.7625 | 0 | 265.7625 | 5.3402e-06 | 265.7625 | 0 | 265.7625 | 0 | 355.238 | 8.4443e-06 | 265.7625 | 0.00012738 | 265.3795 | 0 | 548.144 | 0.00283 | 265.3795 | 0 | 547.0003 | 2.6669e-05 | 548.144 | 0.00325 | 265.0128 | 0
| 265.9706 | 0.00049896 | 265.5868 | -0.00058772 | 355.6007 | 0.00050287 | 265.9706 | -0.00049941 | 265.5868 | 0 | 259.3785 | 0 | 265.5868 | 0 | 355.3486 | 9.1737e-06 | 265.9705 | 0 | 265.2189 | 0 | 265.9705 | 0 | 265.9706 | 0 | 265.9705 | 0 | 265.9705 | 0 | 355.3486 | 5.9846e-06 | 265.9706 | 0 | 265.5868 | 0 | 548.3004 | 0.00213 | 265.5868 | 0 | 547.1575 | 5.0004e-05 | 548.3004 | 0.00352 | 265.2189 | 0
| 266.1786 | 0.0014607 | 265.7941 | -1.5345e-05 | 355.714 | 0 | 266.1786 | 0.0005193 | 265.7941 | 0 | 259.5877 | 0 | 265.7941 | 0 | 355.4592 | 8.5464e-06 | 266.1786 | 0 | 265.4251 | 0 | 266.1786 | 0 | 266.1786 | 1.4898e-05 | 266.1786 | 0 | 266.1786 | 0 | 355.4592 | 4.1727e-06 | 266.1786 | 0.00033863 | 265.7941 | 0 | 548.4567 | 0.00406 | 265.7941 | 0 | 547.3147 | 6.6672e-06 | 548.4567 | 0.0034 | 265.4251 | 0
| 266.3867 | 0.00055224 | 266.0014 | -0.00034456 | 355.8274 | 0.00101 | 266.3867 | 0.00028262 | 266.0014 | 0 | 259.797 | 0 | 266.0014 | 0 | 355.5698 | 8.6808e-06 | 266.3867 | 0 | 265.6313 | 0 | 266.3867 | 0 | 266.3867 | 0 | 266.3867 | 0 | 266.3867 | 0 | 355.5698 | 6.6324e-06 | 266.3867 | 0 | 266.0014 | 0 | 548.6131 | 0.00215 | 266.0014 | 0 | 547.472 | 1.0001e-05 | 548.6131 | 0.0036 | 265.6313 | 0
| 266.5947 | 0.00065659 | 266.2087 | 5.4397e-05 | 355.9408 | 0 | 266.5947 | 0.00058972 | 266.2087 | 0 | 260.0062 | 0 | 266.2087 | 0 | 355.6805 | 8.244e-06 | 266.5947 | 0 | 265.8374 | 0 | 266.5947 | 0 | 266.5947 | 1.0031e-05 | 266.5947 | 0 | 266.5947 | 0 | 355.6805 | 7.1595e-06 | 266.5947 | 0.00021401 | 266.2087 | 0 | 548.7694 | 0.002 | 266.2087 | 0 | 547.6293 | 0 | 548.7694 | 0.00342 | 265.8374 | 0
| 266.8028 | 0.00028966 | 266.4161 | 0.00022497 | 356.0542 | 0.00114 | 266.8028 | -0.00017638 | 266.4161 | 0 | 260.2155 | 0 | 266.4161 | 0 | 355.7911 | 8.2664e-06 | 266.8028 | 0 | 266.0436 | 0 | 266.8028 | 0 | 266.8028 | 0 | 266.8028 | 0 | 266.8028 | 0 | 355.7911 | 7.8074e-06 | 266.8028 | 0 | 266.416 | 0 | 548.9258 | 0.00232 | 266.4161 | 0 | 547.7865 | 3.0002e-05 | 548.9258 | 0.00356 | 266.0436 | 0
| 267.011 | 0.00073185 | 266.6234 | 0.00039646 | 356.1675 | 0.00034761 | 267.011 | -1.7317e-05 | 266.6234 | 0 | 260.4248 | 0 | 266.6234 | 0 | 355.9017 | 8.4008e-06 | 267.0109 | 0 | 266.2499 | 0 | 267.0109 | 0 | 267.011 | 5.6979e-06 | 267.0109 | 0 | 267.0109 | 0 | 355.9017 | 6.9509e-06 | 267.011 | 0.00031663 | 266.6234 | 0 | 549.0822 | 0.00223 | 266.6234 | 0 | 547.9438 | 6.6672e-06 | 549.0822 | 0.00334 | 266.2499 | 0
| 267.2191 | 0.0002786 | 266.8308 | -0.0010691 | 356.2809 | 0.00081498 | 267.2191 | -0.00059419 | 266.8308 | 0 | 260.6341 | 0 | 266.8308 | 0 | 356.0124 | 9.5657e-06 | 267.2191 | 0 | 266.4561 | 0 | 267.2191 | 0 | 267.2191 | 0 | 267.2191 | 0 | 267.2191 | 0 | 356.0124 | 7.8074e-06 | 267.2191 | 0 | 266.8308 | 0 | 549.2386 | 0.0032 | 266.8308 | 0 | 548.1011 | 1.0001e-05 | 549.2386 | 0.00348 | 266.4561 | 0
| 267.4272 | 0.00077507 | 267.0382 | 1.7845e-05 | 356.3943 | 0 | 267.4272 | -0.00026869 | 267.0382 | 0 | 260.8434 | 0 | 267.0382 | 0 | 356.123 | 9.7337e-06 | 267.4272 | 0 | 266.6624 | 0 | 267.4272 | 0 | 267.4272 | 5.5534e-06 | 267.4272 | 0 | 267.4272 | 0 | 356.123 | 7.6976e-06 | 267.4272 | 0.00010355 | 267.0382 | 0 | 549.395 | 0.00308 | 267.0382 | 0 | 548.2584 | 0 | 549.395 | 0.0033 | 266.6624 | 0
| 267.6354 | 0.00032871 | 267.2456 | 0.00011312 | 356.5076 | 0.00065893 | 267.6354 | -0.00085425 | 267.2456 | 0 | 261.0527 | 0 | 267.2456 | 0 | 356.2336 | 9.8009e-06 | 267.6354 | 0 | 266.8686 | 0 | 267.6354 | 0 | 267.6354 | 0 | 267.6354 | 0 | 267.6354 | 0 | 356.2336 | 8.4443e-06 | 267.6354 | 0 | 267.2456 | 0 | 549.5514 | 0.00359 | 267.2456 | 0 | 548.4157 | 1.0001e-05 | 549.5514 | 0.00351 | 266.8686 | 0
| 267.8436 | 0.0011627 | 267.453 | 0.00048805 | 356.621 | 0.00053879 | 267.8436 | 0.00078456 | 267.453 | 0 | 261.262 | 0 | 267.453 | 0 | 356.3443 | 8.7368e-06 | 267.8436 | 0 | 267.0749 | 0 | 267.8436 | 0 | 267.8436 | 9.8941e-06 | 267.8436 | 0 | 267.8436 | 0 | 356.3443 | 8.6639e-06 | 267.8436 | 0.00031106 | 267.453 | 0 | 549.7078 | 0.00364 | 267.453 | 0 | 548.573 | 6.6672e-06 | 549.7078 | 0.00333 | 267.0749 | 0
| 268.0518 | 0.00026307 | 267.6605 | -0.00027224 | 356.7344 | 0.00052021 | 268.0518 | -0.00042189 | 267.6605 | 0 | 261.4713 | 0 | 267.6605 | 0 | 356.455 | 9.9129e-06 | 268.0518 | 0 | 267.2812 | 0 | 268.0518 | 0 | 268.0518 | 0 | 268.0518 | 0 | 268.0518 | 0 | 356.455 | 1.0377e-05 | 268.0518 | 0 | 267.6605 | 0 | 549.8643 | 0.00266 | 267.6605 | 0 | 548.7303 | 0 | 549.8643 | 0.00354 | 267.2812 | 0
| 268.2599 | 0.00067026 | 267.8679 | 0.00040665 | 356.8477 | 0 | 268.2599 | 0.00041757 | 267.8679 | 0 | 261.6807 | 0 | 267.8679 | 0 | 356.5656 | 8.9496e-06 | 268.26 | 0 | 267.4875 | 0 | 268.26 | 0 | 268.2599 | 1.4106e-05 | 268.26 | 0 | 268.26 | 0 | 356.5656 | 8.3454e-06 | 268.26 | 0.00031711 | 267.8679 | 0 | 550.0207 | 0.00299 | 267.8679 | 0 | 548.8876 | 6.6672e-06 | 550.0207 | 0.00336 | 267.4875 | 0
| 268.4682 | 6.1751e-05 | 268.0754 | -0.00084739 | 356.9611 | 0.0018 | 268.4682 | -0.00051039 | 268.0754 | 0 | 261.8901 | 0 | 268.0754 | 0 | 356.6763 | 9.4985e-06 | 268.4682 | 0 | 267.6938 | 0 | 268.4682 | 0 | 268.4682 | 0 | 268.4682 | 0 | 268.4682 | 0 | 356.6763 | 8.5541e-06 | 268.4682 | 0 | 268.0754 | 0 | 550.1772 | 0.00318 | 268.0754 | 0 | 549.045 | 0 | 550.1772 | 0.00357 | 267.6938 | 0
| 268.6764 | 0.00080537 | 268.2829 | 0.0012882 | 357.0744 | 0 | 268.6764 | 0.00072664 | 268.2829 | 0 | 262.0995 | 0 | 268.2829 | 0 | 356.787 | 8.3224e-06 | 268.6764 | 0 | 267.9001 | 0 | 268.6764 | 0 | 268.6764 | 1.4188e-05 | 268.6764 | 0 | 268.6764 | 0 | 356.787 | 8.6639e-06 | 268.6764 | 0.00023172 | 268.2829 | 0 | 550.3336 | 0.00325 | 268.2829 | 0 | 549.2023 | 6.6672e-06 | 550.3336 | 0.00334 | 267.9001 | 0
| 268.8847 | -0.00030481 | 268.4904 | -0.00011687 | 357.1878 | 0 | 268.8847 | 0.00010832 | 268.4904 | 0 | 262.3089 | 0 | 268.4904 | 0 | 356.8977 | 8.3224e-06 | 268.8847 | 0 | 268.1065 | 0 | 268.8847 | 0 | 268.8847 | 0 | 268.8847 | 0 | 268.8847 | 0 | 356.8977 | 9.4106e-06 | 268.8847 | 0 | 268.4904 | 0 | 550.4901 | 0.00325 | 268.4904 | 0 | 549.3596 | 3.0002e-05 | 550.4901 | 0.00349 | 268.1065 | 0
| 269.093 | 0.0015307 | 268.6979 | 0.00048411 | 357.3011 | 0 | 269.093 | -2.7983e-05 | 268.6979 | 0 | 262.5183 | 0 | 268.6979 | 0 | 357.0084 | 7.6727e-06 | 269.093 | 0 | 268.3128 | 0 | 269.093 | 0 | 269.093 | 1.0984e-05 | 269.093 | 0 | 269.093 | 0 | 357.0084 | 8.016e-06 | 269.093 | 0.00025058 | 268.6979 | 0 | 550.6465 | 0.00413 | 268.6979 | 0 | 549.517 | 0 | 550.6465 | 0.00327 | 268.3128 | 0
| 269.3012 | -0.00077849 | 268.9055 | -0.0007509 | 357.4145 | 0.00095371 | 269.3012 | -9.5372e-05 | 268.9055 | 0 | 262.7277 | 0 | 268.9055 | 0 | 357.1191 | 8.0312e-06 | 269.3013 | 0 | 268.5192 | 0 | 269.3013 | 0 | 269.3012 | 0 | 269.3013 | 0 | 269.3013 | 0 | 357.1191 | 7.1595e-06 | 269.3012 | 0 | 268.9055 | 0 | 550.803 | 0.00313 | 268.9055 | 0 | 549.6744 | 0 | 550.803 | 0.00346 | 268.5192 | 0
| 269.5096 | 0.00061842 | 269.113 | 0.00025581 | 357.5278 | 3.4765e-05 | 269.5096 | 0.00085939 | 269.113 | 0 | 262.9371 | 0 | 269.113 | 0 | 357.2298 | 7.7399e-06 | 269.5096 | 0 | 268.7256 | 0 | 269.5096 | 0 | 269.5096 | 1.1425e-05 | 269.5096 | 0 | 269.5096 | 0 | 357.2298 | 8.9823e-06 | 269.5095 | 0 | 269.113 | 0 | 550.9595 | 0.00359 | 269.113 | 0 | 549.8317 | 6.6672e-06 | 550.9595 | 0.0033 | 268.7256 | 0
| 269.7179 | 0.00051421 | 269.3206 | -0.00051682 | 357.6411 | 0 | 269.7179 | -0.00021555 | 269.3206 | 0 | 263.1466 | 0 | 269.3206 | 0 | 357.3405 | 7.9751e-06 | 269.7179 | 0 | 268.932 | 0 | 269.7179 | 0 | 269.7179 | 0 | 269.7179 | 0 | 269.7179 | 0 | 357.3405 | 7.9172e-06 | 269.7179 | 0 | 269.3206 | 0 | 551.116 | 0.00193 | 269.3206 | 0 | 549.9891 | 1.0001e-05 | 551.116 | 0.00353 | 268.932 | 0
| 269.9262 | 0.00066363 | 269.5282 | 0.0013668 | 357.7545 | 0.00041713 | 269.9262 | 0.00073097 | 269.5282 | 0 | 263.3561 | 0 | 269.5282 | 0 | 357.4512 | 7.8295e-06 | 269.9262 | 0 | 269.1384 | 0 | 269.9262 | 0 | 269.9262 | 1.7014e-05 | 269.9262 | 0 | 269.9262 | 0 | 357.4512 | 6.0944e-06 | 269.9262 | 0.00047616 | 269.5282 | 0 | 551.2725 | 0.00362 | 269.5282 | 0 | 550.1465 | 6.6672e-06 | 551.2725 | 0.00337 | 269.1384 | 0
| 270.1346 | -0.00037485 | 269.7359 | -8.933e-05 | 357.8678 | 0.0006936 | 270.1346 | -0.00062435 | 269.7359 | 0 | 263.5656 | 0 | 269.7359 | 0 | 357.5619 | 8.7928e-06 | 270.1346 | 0 | 269.3448 | 0 | 270.1346 | 0 | 270.1346 | 0 | 270.1346 | 0 | 270.1346 | 0 | 357.5619 | 5.8857e-06 | 270.1346 | 0 | 269.7359 | 0 | 551.429 | 0.00285 | 269.7359 | 0 | 550.3039 | 1.0001e-05 | 551.429 | 0.00358 | 269.3448 | 0
| 270.3429 | 0.00071523 | 269.9435 | -0.00017591 | 357.9812 | 0 | 270.3429 | 0.00081416 | 269.9435 | 0 | 263.775 | 0 | 269.9435 | 0 | 357.6726 | 8.5016e-06 | 270.3429 | 0 | 269.5512 | 0 | 270.3429 | 0 | 270.3429 | 9.847e-06 | 270.3429 | 0 | 270.3429 | 0 | 357.6726 | 8.1258e-06 | 270.3429 | 0.00014785 | 269.9435 | 0 | 551.5855 | 0.00355 | 269.9435 | 0 | 550.4612 | 6.6672e-06 | 551.5855 | 0.00336 | 269.5512 | 0
| 270.5513 | 0.00047765 | 270.1511 | -6.6935e-05 | 358.0945 | 0.00036414 | 270.5513 | -0.00015447 | 270.1511 | 0 | 263.9846 | 0 | 270.1511 | 0 | 357.7833 | 7.3031e-06 | 270.5513 | 0 | 269.7577 | 0 | 270.5513 | 0 | 270.5513 | 0 | 270.5513 | 0 | 270.5513 | 0 | 357.7833 | 9.5204e-06 | 270.5513 | 0 | 270.1511 | 0 | 551.7421 | 0.00357 | 270.1511 | 0 | 550.6186 | 1.0001e-05 | 551.7421 | 0.00351 | 269.7577 | 0
| 270.7597 | 0.00080624 | 270.3588 | 0.00099678 | 358.2078 | 0.00067784 | 270.7597 | -0.00047123 | 270.3588 | 0 | 264.1941 | 0 | 270.3588 | 0 | 357.8941 | 7.3479e-06 | 270.7597 | 0 | 269.9642 | 0 | 270.7597 | 0 | 270.7597 | 8.1107e-06 | 270.7597 | 0 | 270.7597 | 0 | 357.8941 | 6.314e-06 | 270.7597 | 0.00037346 | 270.3588 | 0 | 551.8986 | 0.00397 | 270.3588 | 0 | 550.7761 | 0 | 551.8986 | 0.00334 | 269.9642 | 0
| 270.9681 | 0.00046848 | 270.5665 | 0.00023838 | 358.3211 | 0.00038148 | 270.9681 | -0.00036652 | 270.5665 | 0 | 264.4036 | 0 | 270.5665 | 0 | 358.0048 | 7.9864e-06 | 270.9681 | 0 | 270.1707 | 0 | 270.9681 | 0 | 270.9681 | 0 | 270.9681 | 0 | 270.9681 | 0 | 358.0048 | 4.9194e-06 | 270.9681 | 0 | 270.5665 | 0 | 552.0552 | 0.00267 | 270.5665 | 0 | 550.9335 | 0 | 552.0552 | 0.0035 | 270.1707 | 0
| 271.1766 | 0.00080449 | 270.7742 | 9.9502e-05 | 358.4345 | 0 | 271.1766 | 0.00012643 | 270.7742 | 0 | 264.6132 | 0 | 270.7742 | 0 | 358.1156 | 8.7816e-06 | 271.1766 | 0 | 270.3771 | 0 | 271.1766 | 0 | 271.1766 | 9.012e-06 | 271.1766 | 0 | 271.1766 | 0 | 358.1156 | 5.4575e-06 | 271.1766 | 0.0004246 | 270.7742 | 0 | 552.2117 | 0.00352 | 270.7742 | 0 | 551.0909 | 0 | 552.2117 | 0.00329 | 270.3771 | 0
| 271.385 | 0.0004853 | 270.9819 | -0.00080888 | 358.5478 | 0.00064159 | 271.385 | -0.00046058 | 270.9819 | 0 | 264.8227 | 0 | 270.9819 | 0 | 358.2263 | 7.9864e-06 | 271.385 | 0 | 270.5836 | 0 | 271.385 | 0 | 271.385 | 0 | 271.385 | 0 | 271.385 | 0 | 358.2263 | 8.8725e-06 | 271.385 | 0 | 270.9819 | 0 | 552.3683 | 0.00106 | 270.9819 | 0 | 551.2483 | 1.0001e-05 | 552.3683 | 0.00336 | 270.5836 | 0
| 271.5935 | 0.0013053 | 271.1897 | 0.00022753 | 358.6611 | 0.00029547 | 271.5935 | 0.00040325 | 271.1897 | 0 | 265.0323 | 0 | 271.1897 | 0 | 358.3371 | 8.0648e-06 | 271.5935 | 0 | 270.7902 | 0 | 271.5935 | 0 | 271.5935 | 1.0173e-05 | 271.5935 | 0 | 271.5935 | 0 | 358.3371 | 9.729e-06 | 271.5935 | 0.00020406 | 271.1897 | 0 | 552.5248 | 0.00244 | 271.1897 | 0 | 551.4057 | 0 | 552.5248 | 0.00315 | 270.7902 | 0
| 271.802 | 0.00029156 | 271.3974 | -0.00056076 | 358.7744 | 0.00022542 | 271.802 | -0.00039335 | 271.3974 | 0 | 265.2419 | 0 | 271.3974 | 0 | 358.4479 | 9.3865e-06 | 271.802 | 0 | 270.9967 | 0 | 271.802 | 0 | 271.802 | 0 | 271.802 | 0 | 271.802 | 0 | 358.4479 | 9.0921e-06 | 271.802 | 0 | 271.3974 | 0 | 552.6814 | 0.00297 | 271.3974 | 0 | 551.5632 | 5.0004e-05 | 552.6814 | 0.00338 | 270.9967 | 0
| 272.0105 | 0.00071803 | 271.6052 | 3.3538e-05 | 358.8877 | 0 | 272.0105 | 0.00048657 | 271.6052 | 0 | 265.4515 | 0 | 271.6052 | 0 | 358.5586 | 1.0719e-05 | 272.0105 | 0 | 271.2032 | 0 | 272.0105 | 0 | 272.0105 | 1.2717e-05 | 272.0105 | 0 | 272.0105 | 0 | 358.5586 | 8.1258e-06 | 272.0105 | 0.00034615 | 271.6052 | 0 | 552.838 | 0.00239 | 271.6052 | 0 | 551.7206 | 6.6672e-06 | 552.838 | 0.00323 | 271.2033 | 0
| 272.219 | -0.00018386 | 271.813 | -0.0013966 | 359.0011 | 0.00113 | 272.219 | 0.00039179 | 271.813 | 0 | 265.6611 | 0 | 271.813 | 0 | 358.6694 | 1.0193e-05 | 272.219 | 0 | 271.4098 | 0 | 272.219 | 0 | 272.219 | 0 | 272.219 | 0 | 272.219 | 0 | 358.6694 | 1.1332e-05 | 272.219 | 0 | 271.813 | 0 | 552.9946 | 0.00266 | 271.813 | 0 | 551.8781 | 3.0002e-05 | 552.9946 | 0.00346 | 271.4098 | 0
| 272.4275 | 0.00029891 | 272.0208 | -0.00022764 | 359.1144 | 0 | 272.4275 | 0.00051308 | 272.0208 | 0 | 265.8707 | 0 | 272.0208 | 0 | 358.7802 | 9.2857e-06 | 272.4275 | 0 | 271.6164 | 0 | 272.4275 | 0 | 272.4275 | 5.8448e-06 | 272.4275 | 0 | 272.4275 | 0 | 358.7802 | 1.198e-05 | 272.4275 | 0.0002283 | 272.0208 | 0 | 553.1512 | 0.00431 | 272.0208 | 0 | 552.0355 | 0 | 553.1512 | 0.00324 | 271.6164 | 0
| 272.6361 | -4.7667e-06 | 272.2286 | -0.00043782 | 359.2277 | 0.00095371 | 272.6361 | -0.00053835 | 272.2286 | 0 | 266.0804 | 0 | 272.2286 | 0 | 358.891 | 8.8376e-06 | 272.6361 | 0 | 271.823 | 0 | 272.6361 | 0 | 272.6361 | 0 | 272.6361 | 0 | 272.6361 | 0 | 358.891 | 1.2079e-05 | 272.6361 | 0 | 272.2286 | 0 | 553.3078 | 0.00466 | 272.2286 | 0 | 552.193 | 0 | 553.3078 | 0.00339 | 271.823 | 0
| 272.8446 | 0.001165 | 272.4365 | 0.00068001 | 359.341 | 0.0002607 | 272.8446 | 0.00054709 | 272.4365 | 0 | 266.29 | 0 | 272.4365 | 0 | 359.0018 | 9.7785e-06 | 272.8446 | 0 | 272.0296 | 0 | 272.8446 | 0 | 272.8446 | 8.6869e-06 | 272.8446 | 0 | 272.8446 | 0 | 359.0018 | 8.1258e-06 | 272.8446 | 0.00025711 | 272.4365 | 0 | 553.4644 | 0.00431 | 272.4365 | 0 | 552.3505 | 0 | 553.4644 | 0.00314 | 272.0296 | 0
| 273.0532 | 7.9e-05 | 272.6443 | -0.00013172 | 359.4543 | 0.00019074 | 273.0532 | 3.8016e-05 | 272.6443 | 0 | 266.4997 | 0 | 272.6443 | 0 | 359.1126 | 9.2857e-06 | 273.0532 | 0 | 272.2362 | 0 | 273.0532 | 0 | 273.0532 | 0 | 273.0532 | 0 | 273.0532 | 0 | 359.1126 | 8.4443e-06 | 273.0532 | 0 | 272.6443 | 0 | 553.6211 | 0.00125 | 272.6443 | 0 | 552.508 | 1.0001e-05 | 553.6211 | 0.00338 | 272.2362 | 0
| 273.2618 | 0.00074636 | 272.8522 | 0.00029904 | 359.5676 | 0.00012167 | 273.2618 | 9.0363e-05 | 272.8522 | 0 | 266.7094 | 0 | 272.8522 | 0 | 359.2234 | 8.6024e-06 | 273.2618 | 0 | 272.4428 | 0 | 273.2618 | 0 | 273.2618 | 1.149e-05 | 273.2618 | 0 | 273.2618 | 0 | 359.2234 | 5.4575e-06 | 273.2618 | 0.00043074 | 272.8522 | 0 | 553.7777 | 0.00304 | 272.8522 | 0 | 552.6655 | 0 | 553.7777 | 0.00323 | 272.4428 | 0
| 273.4704 | -0.00056717 | 273.0601 | -0.00090354 | 359.6809 | 0.00095371 | 273.4704 | -0.00010512 | 273.0601 | 0 | 266.919 | 0 | 273.0601 | 0 | 359.3342 | 9.0505e-06 | 273.4704 | 0 | 272.6494 | 0 | 273.4704 | 0 | 273.4704 | 0 | 273.4704 | 0 | 273.4704 | 0 | 359.3342 | 7.1595e-06 | 273.4704 | 0 | 273.0601 | 0 | 553.9343 | 0.00299 | 273.0601 | 0 | 552.823 | 3.0002e-05 | 553.9343 | 0.00344 | 272.6494 | 0
| 273.679 | 0.00069582 | 273.268 | 0.00044487 | 359.7942 | 0 | 273.679 | 0.00043646 | 273.268 | 0 | 267.1288 | 0 | 273.268 | 0 | 359.445 | 9.2297e-06 | 273.679 | 0 | 272.8561 | 0 | 273.679 | 0 | 273.679 | 1.3953e-05 | 273.679 | 0 | 273.679 | 0 | 359.445 | 5.4575e-06 | 273.6791 | 0.00035963 | 273.268 | 0 | 554.091 | 0.00336 | 273.268 | 0 | 552.9805 | 6.6672e-06 | 554.091 | 0.0032 | 272.8561 | 0
| 273.8877 | 0.00066815 | 273.476 | 0.00016371 | 359.9075 | 0 | 273.8877 | 0.00013633 | 273.476 | 0 | 267.3385 | 0 | 273.476 | 0 | 359.5558 | 9.4873e-06 | 273.8877 | 0 | 273.0628 | 0 | 273.8877 | 0 | 273.8877 | 0 | 273.8877 | 0 | 273.8877 | 0 | 359.5558 | 6.9509e-06 | 273.8877 | 0 | 273.476 | 0 | 554.2477 | 0.0035 | 273.476 | 0 | 553.138 | 1.0001e-05 | 554.2477 | 0.00336 | 273.0628 | 0
| 274.0963 | 0.0017514 | 273.6839 | 0.00094681 | 360.0208 | 0 | 274.0963 | -7.1483e-06 | 273.6839 | 0 | 267.5482 | 0 | 273.6839 | 0 | 359.6666 | 7.7959e-06 | 274.0963 | 0 | 273.2695 | 0 | 274.0963 | 0 | 274.0963 | 1.2993e-05 | 274.0963 | 0 | 274.0963 | 0 | 359.6666 | 4.9194e-06 | 274.0963 | 0.00020572 | 273.6839 | 0 | 554.4043 | 0.00396 | 273.6839 | 0 | 553.2955 | 0 | 554.4043 | 0.00321 | 273.2695 | 0
| 274.305 | -0.00060542 | 273.8919 | -0.00076735 | 360.1341 | 0 | 274.305 | -0.00043005 | 273.8919 | 0 | 267.758 | 0 | 273.8919 | 0 | 359.7775 | 8.2888e-06 | 274.305 | 0 | 273.4762 | 0 | 274.305 | 0 | 274.305 | 0 | 274.305 | 0 | 274.305 | 0 | 359.7775 | 6.6324e-06 | 274.305 | 0 | 273.8919 | 0 | 554.561 | 0.00167 | 273.8919 | 0 | 553.453 | 1.0001e-05 | 554.561 | 0.00344 | 273.4762 | 0
| 274.5137 | 0.001721 | 274.0999 | 0.00058039 | 360.2474 | 0 | 274.5137 | 0.00012499 | 274.0999 | 0 | 267.9677 | 0 | 274.0999 | 0 | 359.8883 | 8.0536e-06 | 274.5137 | 0 | 273.6829 | 0 | 274.5137 | 0 | 274.5137 | 1.0022e-05 | 274.5137 | 0 | 274.5137 | 0 | 359.8883 | 6.5226e-06 | 274.5137 | 0.00038976 | 274.0999 | 0 | 554.7177 | 0.00258 | 274.0999 | 0 | 553.6105 | 6.6672e-06 | 554.7177 | 0.00325 | 273.6829 | 0
| 274.7224 | 0.00059747 | 274.3079 | -0.00060657 | 360.3607 | 0.00020808 | 274.7224 | -0.00034884 | 274.3079 | 0 | 268.1775 | 0 | 274.3079 | 0 | 359.9992 | 8.9384e-06 | 274.7224 | 0 | 273.8896 | 0 | 274.7224 | 0 | 274.7224 | 0 | 274.7224 | 0 | 274.7224 | 0 | 359.9992 | 6.8411e-06 | 274.7224 | 0 | 274.3079 | 0 | 554.8744 | 0.0035 | 274.3079 | 0 | 553.7681 | 3.0002e-05 | 554.8744 | 0.00336 | 273.8896 | 0
| 274.9312 | 0.00092263 | 274.5159 | 0.0011044 | 360.4739 | 0.00041713 | 274.9312 | 0.00054116 | 274.5159 | 0 | 268.3873 | 0 | 274.5159 | 0 | 360.11 | 9.7561e-06 | 274.9311 | 0 | 274.0963 | 0 | 274.9311 | 0 | 274.9312 | 2.3795e-05 | 274.9311 | 0 | 274.9311 | 0 | 360.11 | 5.8857e-06 | 274.9312 | 0.0004469 | 274.5159 | 0 | 555.0311 | 0.00271 | 274.5159 | 0 | 553.9256 | 0 | 555.0311 | 0.00311 | 274.0963 | 0
| 275.1399 | 0.0010498 | 274.7239 | -0.00038079 | 360.5872 | 0 | 275.1399 | -0.00047715 | 274.7239 | 0 | 268.5971 | 0 | 274.7239 | 0 | 360.2209 | 1.1156e-05 | 275.1399 | 0 | 274.3031 | 0 | 275.1399 | 0 | 275.1399 | 0 | 275.1399 | 0 | 275.1399 | 0 | 360.2209 | 7.3791e-06 | 275.1399 | 0 | 274.7239 | 0 | 555.1878 | 0.00244 | 274.7239 | 0 | 554.0832 | 1.0001e-05 | 555.1878 | 0.0033 | 274.3031 | 0
| 275.3486 | 0.0010951 | 274.932 | 0.0004104 | 360.7005 | 0 | 275.3486 | 0.00096007 | 274.932 | 0 | 268.8069 | 0 | 274.932 | 0 | 360.3317 | 1.1347e-05 | 275.3486 | 0 | 274.5099 | 0 | 275.3486 | 0 | 275.3486 | 1.2403e-05 | 275.3486 | 0 | 275.3486 | 0 | 360.3317 | 6.6324e-06 | 275.3486 | 0.00035039 | 274.932 | 0 | 555.3445 | 0.00503 | 274.932 | 0 | 554.2407 | 6.6672e-06 | 555.3445 | 0.00316 | 274.5099 | 0
| 275.5574 | -9.0605e-05 | 275.14 | -0.00017622 | 360.8138 | 0 | 275.5574 | -0.00037861 | 275.14 | 0 | 269.0167 | 0 | 275.14 | 0 | 360.4426 | 1.0137e-05 | 275.5574 | 0 | 274.7166 | 0 | 275.5574 | 0 | 275.5574 | 0 | 275.5574 | 0 | 275.5574 | 0 | 360.4426 | 7.5878e-06 | 275.5574 | 0 | 275.14 | 0 | 555.5013 | 0.00281 | 275.14 | 0 | 554.3983 | 1.0001e-05 | 555.5013 | 0.00338 | 274.7166 | 0
| 275.7662 | 0.00087096 | 275.3481 | 0.00091154 | 360.9271 | 0 | 275.7662 | 0.0010422 | 275.3481 | 0 | 269.2266 | 0 | 275.3481 | 0 | 360.5535 | 8.8712e-06 | 275.7662 | 0 | 274.9234 | 0 | 275.7662 | 0 | 275.7662 | 9.795e-06 | 275.7662 | 0 | 275.7662 | 0 | 360.5535 | 7.5878e-06 | 275.7662 | 0.00015047 | 275.3481 | 0 | 555.658 | 0.00378 | 275.3481 | 0 | 554.5559 | 6.6672e-06 | 555.658 | 0.00315 | 274.9234 | 0
| 275.975 | -0.0001818 | 275.5562 | -0.0016659 | 361.0403 | 5.2025e-05 | 275.975 | -0.0002801 | 275.5562 | 0 | 269.4364 | 0 | 275.5562 | 0 | 360.6643 | 8.2664e-06 | 275.975 | 0 | 275.1302 | 0 | 275.975 | 0 | 275.975 | 0 | 275.975 | 0 | 275.975 | 0 | 360.6643 | 9.8388e-06 | 275.975 | 0 | 275.5562 | 0 | 555.8147 | 0.00096712 | 275.5562 | 0 | 554.7135 | 3.0002e-05 | 555.8147 | 0.0033 | 275.1302 | 0
| 276.1838 | 0.00094342 | 275.7644 | 0.00055005 | 361.1536 | 0 | 276.1838 | 0.00047989 | 275.7644 | 0 | 269.6463 | 0 | 275.7644 | 0 | 360.7752 | 8.2664e-06 | 276.1838 | 0 | 275.337 | 0 | 276.1838 | 0 | 276.1838 | 1.1115e-05 | 276.1838 | 0 | 276.1838 | 0 | 360.7752 | 7.9172e-06 | 276.1838 | 0.00030212 | 275.7644 | 0 | 555.9715 | 0.00309 | 275.7644 | 0 | 554.871 | 6.6672e-06 | 555.9715 | 0.00306 | 275.337 | 0
| 276.3926 | -0.00070301 | 275.9725 | -0.00058787 | 361.2669 | 0.00053755 | 276.3926 | -0.00012702 | 275.9725 | 0 | 269.8562 | 0 | 275.9725 | 0 | 360.8861 | 9.1737e-06 | 276.3926 | 0 | 275.5439 | 0 | 276.3926 | 0 | 276.3926 | 0 | 276.3926 | 0 | 276.3926 | 0 | 360.8861 | 5.4575e-06 | 276.3926 | 0 | 275.9725 | 0 | 556.1282 | 0.00443 | 275.9725 | 0 | 555.0286 | 0 | 556.1282 | 0.00326 | 275.5439 | 0
| 276.6015 | 0.00038251 | 276.1807 | 0.00015097 | 361.3801 | 0.00043451 | 276.6015 | 0.00036283 | 276.1807 | 0 | 270.0661 | 0 | 276.1807 | 0 | 360.997 | 9.0281e-06 | 276.6015 | 0 | 275.7507 | 0 | 276.6015 | 0 | 276.6015 | 5.1028e-06 | 276.6015 | 0 | 276.6015 | 0 | 360.997 | 5.8857e-06 | 276.6015 | 0.000363 | 276.1807 | 0 | 556.285 | 0.0041 | 276.1807 | 0 | 555.1862 | 0 | 556.285 | 0.00314 | 275.7507 | 0
| 276.8104 | 8.3876e-05 | 276.3888 | -0.00037018 | 361.4934 | 0 | 276.8104 | -0.00042302 | 276.3888 | 0 | 270.276 | 0 | 276.3888 | 0 | 361.1079 | 9.5433e-06 | 276.8104 | 0 | 275.9576 | 0 | 276.8104 | 0 | 276.8104 | 0 | 276.8104 | 0 | 276.8104 | 0 | 361.1079 | 8.016e-06 | 276.8104 | 0 | 276.3888 | 0 | 556.4418 | 0.00329 | 276.3888 | 0 | 555.3438 | 3.0002e-05 | 556.4418 | 0.00336 | 275.9576 | 0
| 277.0193 | 0.0011669 | 276.597 | 0.00098636 | 361.6067 | 0 | 277.0193 | 3.3214e-05 | 276.597 | 0 | 270.4859 | 0 | 276.597 | 0 | 361.2188 | 9.2073e-06 | 277.0192 | 0 | 276.1645 | 0 | 277.0192 | 0 | 277.0193 | 1.1137e-05 | 277.0192 | 0 | 277.0192 | 0 | 361.2188 | 1.0586e-05 | 277.0193 | 0.00026063 | 276.597 | 0 | 556.5986 | 0.00267 | 276.597 | 0 | 555.5015 | 6.6672e-06 | 556.5986 | 0.00318 | 276.1645 | 0
| 277.2281 | -0.00045285 | 276.8052 | -0.00053924 | 361.7199 | 0.00090168 | 277.2281 | 0.00033621 | 276.8052 | 0 | 270.6958 | 0 | 276.8052 | 0 | 361.3297 | 9.4985e-06 | 277.2281 | 0 | 276.3713 | 0 | 277.2281 | 0 | 277.2281 | 0 | 277.2281 | 0 | 277.2281 | 0 | 361.3297 | 1.1124e-05 | 277.2282 | 0 | 276.8052 | 0 | 556.7554 | 0.00207 | 276.8052 | 0 | 555.6591 | 3.0002e-05 | 556.7554 | 0.00337 | 276.3713 | 0
| 277.4371 | 0.0011437 | 277.0135 | 0.0008751 | 361.8332 | 0 | 277.4371 | 0.00065016 | 277.0135 | 0 | 270.9058 | 0 | 277.0135 | 0 | 361.4407 | 9.5209e-06 | 277.4371 | 0 | 276.5782 | 0 | 277.4371 | 0 | 277.4371 | 1.0805e-05 | 277.4371 | 0 | 277.4371 | 0 | 361.4407 | 1.0904e-05 | 277.4371 | 0.00032101 | 277.0135 | 0 | 556.9122 | 0.00364 | 277.0135 | 0 | 555.8167 | 0 | 556.9122 | 0.00318 | 276.5783 | 0
| 277.646 | 0.00045968 | 277.2217 | -0.00029863 | 361.9465 | 0 | 277.646 | 0.00048941 | 277.2217 | 0 | 271.1158 | 0 | 277.2217 | 0 | 361.5516 | 9.4089e-06 | 277.646 | 0 | 276.7852 | 0 | 277.646 | 0 | 277.646 | 0 | 277.646 | 0 | 277.646 | 0 | 361.5516 | 9.6192e-06 | 277.646 | 0 | 277.2217 | 0 | 557.069 | 0.00178 | 277.2217 | 0 | 555.9743 | 1.0001e-05 | 557.069 | 0.00343 | 276.7852 | 0
| 277.8549 | 0.001389 | 277.43 | 0.0005278 | 362.0597 | 0 | 277.8549 | 0.00036914 | 277.43 | 0 | 271.3257 | 0 | 277.43 | 0 | 361.6625 | 1.0171e-05 | 277.8549 | 0 | 276.9921 | 0 | 277.8549 | 0 | 277.8549 | 9.8782e-06 | 277.8549 | 0 | 277.8549 | 0 | 361.6625 | 8.8725e-06 | 277.8549 | 0.00033344 | 277.43 | 0 | 557.2258 | 0.00288 | 277.43 | 0 | 556.132 | 6.6672e-06 | 557.2258 | 0.0032 | 276.9921 | 0
| 278.0639 | 0.0003672 | 277.6383 | -0.00045814 | 362.173 | 0.00091902 | 278.0639 | -0.00057372 | 277.6383 | 0 | 271.5357 | 0 | 277.6383 | 0 | 361.7734 | 1.0294e-05 | 278.0639 | 0 | 277.199 | 0 | 278.0639 | 0 | 278.0639 | 0 | 278.0639 | 0 | 278.0639 | 0 | 361.7734 | 1.0047e-05 | 278.0639 | 0 | 277.6383 | 0 | 557.3826 | 0.00267 | 277.6383 | 0 | 556.2897 | 1.0001e-05 | 557.3826 | 0.00336 | 277.199 | 0
| 278.2729 | 0.0008207 | 277.8465 | 0.00063735 | 362.2862 | 0 | 278.2729 | -0.00021855 | 277.8465 | 0 | 271.7457 | 0 | 277.8465 | 0 | 361.8844 | 9.9353e-06 | 278.2729 | 0 | 277.406 | 0 | 278.2729 | 0 | 278.2729 | 1.1115e-05 | 278.2729 | 0 | 278.2729 | 0 | 361.8844 | 9.5204e-06 | 278.2729 | 0.00040755 | 277.8465 | 0 | 557.5394 | 0.00468 | 277.8465 | 0 | 556.4473 | 6.6672e-06 | 557.5394 | 0.00311 | 277.406 | 0
| 278.4819 | 0.00055411 | 278.0549 | -0.00063533 | 362.3995 | 0.00058956 | 278.4819 | -7.7694e-05 | 278.0549 | 0 | 271.9557 | 0 | 278.0549 | 0 | 361.9953 | 8.8152e-06 | 278.4819 | 0 | 277.6129 | 0 | 278.4819 | 0 | 278.4819 | 0 | 278.4819 | 0 | 278.4819 | 0 | 361.9953 | 9.3008e-06 | 278.4819 | 0 | 278.0549 | 0 | 557.6963 | 0.00215 | 278.0549 | 0 | 556.605 | 0 | 557.6963 | 0.00326 | 277.613 | 0
| 278.6909 | 0.00089873 | 278.2632 | 0.00073446 | 362.5127 | 0.00053879 | 278.6909 | 0.00045555 | 278.2632 | 0 | 272.1657 | 0 | 278.2632 | 0 | 362.1063 | 8.1656e-06 | 278.6909 | 0 | 277.8199 | 0 | 278.6909 | 0 | 278.6909 | 7.2906e-06 | 278.6909 | 0 | 278.6909 | 0 | 362.1063 | 6.5226e-06 | 278.6909 | 0.00047943 | 278.2632 | 0 | 557.8532 | 0.00339 | 278.2632 | 0 | 556.7626 | 6.6672e-06 | 557.8532 | 0.00309 | 277.8199 | 0
| 278.8999 | 0.00010192 | 278.4715 | -0.00025436 | 362.626 | 0.00036414 | 278.8999 | -0.00044388 | 278.4715 | 0 | 272.3758 | 0 | 278.4715 | 0 | 362.2172 | 8.636e-06 | 278.8999 | 0 | 278.0269 | 0 | 278.8999 | 0 | 278.8999 | 0 | 278.8999 | 0 | 278.8999 | 0 | 362.2172 | 5.2379e-06 | 278.8999 | 0 | 278.4715 | 0 | 558.01 | 0.00331 | 278.4715 | 0 | 556.9203 | 3.0002e-05 | 558.01 | 0.0032 | 278.0269 | 0
| 279.1089 | 0.0018063 | 278.6799 | -0.00029368 | 362.7392 | 0.0002607 | 279.1089 | 0.00019376 | 278.6799 | 0 | 272.5858 | 0 | 278.6799 | 0 | 362.3282 | 8.972e-06 | 279.109 | 0 | 278.2339 | 0 | 279.109 | 0 | 279.1089 | 6.1884e-06 | 279.109 | 0 | 279.109 | 0 | 362.3282 | 7.3791e-06 | 279.1089 | 0.00030604 | 278.6799 | 0 | 558.1669 | 0.00487 | 278.6799 | 0 | 557.078 | 6.6672e-06 | 558.1669 | 0.0031 | 278.2339 | 0
| 279.318 | 0.00026707 | 278.8883 | -0.0006545 | 362.8524 | 1.7342e-05 | 279.318 | -4.777e-05 | 278.8883 | 0 | 272.7959 | 0 | 278.8883 | 0 | 362.4392 | 9.5657e-06 | 279.318 | 0 | 278.4409 | 0 | 279.318 | 0 | 279.318 | 0 | 279.318 | 0 | 279.318 | 0 | 362.4392 | 8.6639e-06 | 279.318 | 0 | 278.8883 | 0 | 558.3238 | 0.00234 | 278.8883 | 0 | 557.2357 | 1.0001e-05 | 558.3238 | 0.00326 | 278.4409 | 0
| 279.5271 | 0.00035424 | 279.0967 | 0.00049596 | 362.9657 | 0.0007126 | 279.5271 | 4.7691e-05 | 279.0967 | 0 | 273.006 | 0 | 279.0967 | 0 | 362.5501 | 9.1849e-06 | 279.5271 | 0 | 278.648 | 0 | 279.5271 | 0 | 279.5271 | 1.2817e-05 | 279.5271 | 0 | 279.5271 | 0 | 362.5501 | 1.0586e-05 | 279.5271 | 0.00018484 | 279.0967 | 0 | 558.4806 | 0.00313 | 279.0967 | 0 | 557.3934 | 0 | 558.4806 | 0.00316 | 278.648 | 0
| 279.7362 | 2.8798e-05 | 279.3051 | -0.00015376 | 363.0789 | 0.00058956 | 279.7362 | -0.00024096 | 279.3051 | 0 | 273.2161 | 0 | 279.3051 | 0 | 362.6611 | 9.3081e-06 | 279.7362 | 0 | 278.855 | 0 | 279.7362 | 0 | 279.7362 | 0 | 279.7362 | 0 | 279.7362 | 0 | 362.6611 | 7.1595e-06 | 279.7362 | 0 | 279.3051 | 0 | 558.6375 | 0.00236 | 279.3051 | 0 | 557.5511 | 3.0002e-05 | 558.6375 | 0.00324 | 278.855 | 0
| 279.9453 | 0.0014003 | 279.5135 | -8.7408e-05 | 363.1922 | 0 | 279.9453 | -0.00012913 | 279.5135 | 0 | 273.4262 | 0 | 279.5135 | 0 | 362.7721 | 7.7511e-06 | 279.9453 | 0 | 279.0621 | 0 | 279.9453 | 0 | 279.9453 | 7.4586e-06 | 279.9453 | 0 | 279.9453 | 0 | 362.7721 | 6.7313e-06 | 279.9453 | 0.00031557 | 279.5135 | 0 | 558.7944 | 0.00327 | 279.5135 | 0 | 557.7088 | 6.6672e-06 | 558.7944 | 0.00309 | 279.0621 | 0
| 280.1544 | 0.00041099 | 279.722 | -0.00016786 | 363.3054 | 0.00039883 | 280.1544 | -0.00019805 | 279.722 | 0 | 273.6363 | 0 | 279.722 | 0 | 362.8831 | 7.8183e-06 | 280.1544 | 0 | 279.2692 | 0 | 280.1544 | 0 | 280.1544 | 0 | 280.1544 | 0 | 280.1544 | 0 | 362.8831 | 7.4889e-06 | 280.1544 | 0 | 279.722 | 0 | 558.9513 | 0.00276 | 279.722 | 0 | 557.8665 | 0 | 558.9513 | 0.00328 | 279.2692 | 0
| 280.3635 | 0.0005924 | 279.9305 | 0.00026732 | 363.4186 | 0.00036499 | 280.3635 | 0.00027756 | 279.9305 | 0 | 273.8465 | 0 | 279.9305 | 0 | 362.9941 | 7.5943e-06 | 280.3635 | 0 | 279.4763 | 0 | 280.3635 | 0 | 280.3635 | 1.018e-05 | 280.3635 | 0 | 280.3635 | 0 | 362.9941 | 6.5226e-06 | 280.3635 | 0.00040465 | 279.9305 | 0 | 559.1082 | 0.00396 | 279.9305 | 0 | 558.0243 | 0 | 559.1082 | 0.00321 | 279.4763 | 0
| 280.5727 | -7.4145e-05 | 280.1389 | -0.00067881 | 363.5319 | 0.00052021 | 280.5727 | 3.7589e-05 | 280.1389 | 0 | 274.0566 | 0 | 280.1389 | 0 | 363.1051 | 9.2073e-06 | 280.5727 | 0 | 279.6833 | 0 | 280.5727 | 0 | 280.5727 | 0 | 280.5727 | 0 | 280.5727 | 0 | 363.1051 | 6.9509e-06 | 280.5727 | 0 | 280.1389 | 0 | 559.2652 | 0.00368 | 280.1389 | 0 | 558.182 | 3.0002e-05 | 559.2652 | 0.00338 | 279.6834 | 0
| 280.7819 | 0.0010901 | 280.3474 | 0.00040636 | 363.6451 | 0.00010428 | 280.7819 | -0.0004058 | 280.3474 | 0 | 274.2668 | 0 | 280.3474 | 0 | 363.2161 | 9.7337e-06 | 280.7819 | 0 | 279.8905 | 0 | 280.7819 | 0 | 280.7819 | 9.8562e-06 | 280.7819 | 0 | 280.7819 | 0 | 363.2161 | 6.314e-06 | 280.7819 | 7.933e-05 | 280.3474 | 0 | 559.4221 | 0.00468 | 280.3474 | 0 | 558.3397 | 6.6672e-06 | 559.4221 | 0.00316 | 279.8905 | 0
| 280.9911 | -0.00078755 | 280.556 | -0.0012518 | 363.7583 | 6.9356e-05 | 280.9911 | 0.0001744 | 280.556 | 0 | 274.4769 | 0 | 280.556 | 0 | 363.3271 | 9.6217e-06 | 280.991 | 0 | 280.0976 | 0 | 280.991 | 0 | 280.9911 | 0 | 280.991 | 0 | 280.991 | 0 | 363.3271 | 7.4889e-06 | 280.9911 | 0 | 280.556 | 0 | 559.579 | 0.00299 | 280.556 | 0 | 558.4975 | 0 | 559.579 | 0.00331 | 280.0976 | 0
| 281.2003 | 0.0013706 | 280.7645 | 0.0007283 | 363.8715 | 0 | 281.2003 | 0.00026557 | 280.7645 | 0 | 274.6871 | 0 | 280.7645 | 0 | 363.4381 | 9.3081e-06 | 281.2002 | 0 | 280.3047 | 0 | 281.2002 | 0 | 281.2003 | 1.2491e-05 | 281.2002 | 0 | 281.2002 | 0 | 363.4381 | 7.6976e-06 | 281.2003 | 0.00030992 | 280.7645 | 0 | 559.736 | 0.00299 | 280.7645 | 0 | 558.6552 | 0 | 559.736 | 0.00306 | 280.3048 | 0
| 281.4095 | 0.00018132 | 280.9731 | 5.4566e-05 | 363.9848 | 0 | 281.4095 | -0.0011201 | 280.9731 | 0 | 274.8973 | 0 | 280.9731 | 0 | 363.5492 | 8.8712e-06 | 281.4095 | 0 | 280.5119 | 0 | 281.4095 | 0 | 281.4095 | 0 | 281.4095 | 0 | 281.4095 | 0 | 363.5492 | 7.8074e-06 | 281.4094 | 0 | 280.9731 | 0 | 559.893 | 0.0029 | 280.9731 | 0 | 558.813 | 1.0001e-05 | 559.893 | 0.00323 | 280.5119 | 0
| 281.6187 | 0.001285 | 281.1816 | 0.00062492 | 364.098 | 0 | 281.6187 | 3.0694e-05 | 281.1816 | 0 | 275.1075 | 0 | 281.1816 | 0 | 363.6602 | 8.0088e-06 | 281.6187 | 0 | 280.7191 | 0 | 281.6187 | 0 | 281.6187 | 8.1564e-06 | 281.6187 | 0 | 281.6187 | 0 | 363.6602 | 9.6192e-06 | 281.6187 | 0.00029355 | 281.1816 | 0 | 560.0499 | 0.00415 | 281.1816 | 0 | 558.9707 | 0 | 560.0499 | 0.00301 | 280.7191 | 0
| 281.8279 | 0.00017895 | 281.3902 | 0.00031726 | 364.2112 | 0.00019074 | 281.8279 | -0.00040286 | 281.3902 | 0 | 275.3178 | 0 | 281.3902 | 0 | 363.7712 | 7.2023e-06 | 281.8279 | 0 | 280.9263 | 0 | 281.8279 | 0 | 281.8279 | 0 | 281.8279 | 0 | 281.8279 | 0 | 363.7712 | 8.4443e-06 | 281.8279 | 0 | 281.3902 | 0 | 560.2069 | 0.00125 | 281.3902 | 0 | 559.1285 | 0 | 560.2069 | 0.00329 | 280.9263 | 0
| 282.0372 | 0.00067254 | 281.5988 | 0.00064207 | 364.3244 | 0 | 282.0372 | 0.00052562 | 281.5988 | 0 | 275.528 | 0 | 281.5988 | 0 | 363.8823 | 7.7175e-06 | 282.0372 | 0 | 281.1335 | 0 | 282.0372 | 0 | 282.0372 | 1.1439e-05 | 282.0372 | 0 | 282.0372 | 0 | 363.8823 | 7.3791e-06 | 282.0372 | 0.00021607 | 281.5988 | 0 | 560.3639 | 0.00348 | 281.5988 | 0 | 559.2863 | 6.6672e-06 | 560.3639 | 0.00311 | 281.1334 | 0
| 282.2465 | -0.00024302 | 281.8075 | 0.00015257 | 364.4376 | 0.0002601 | 282.2465 | -0.00079156 | 281.8075 | 0 | 275.7383 | 0 | 281.8075 | 0 | 363.9933 | 9.2633e-06 | 282.2465 | 0 | 281.3407 | 0 | 282.2465 | 0 | 282.2465 | 1.5151e-06 | 282.2465 | 0 | 282.2465 | 0 | 363.9933 | 5.3477e-06 | 282.2465 | 0 | 281.8075 | 0 | 560.5209 | 0.00125 | 281.8075 | 0 | 559.4441 | 3.0002e-05 | 560.5209 | 0.00334 | 281.3407 | 0
| 282.4558 | 5.564e-05 | 282.0161 | 0.00054939 | 364.5508 | 0.00060832 | 282.4558 | 0.00093582 | 282.0161 | 0 | 275.9485 | 0 | 282.0161 | 0 | 364.1044 | 9.2633e-06 | 282.4558 | 0 | 281.5479 | 0 | 282.4558 | 0 | 282.4558 | 8.012e-06 | 282.4558 | 0 | 282.4558 | 0 | 364.1044 | 8.7737e-06 | 282.4558 | 0.0001825 | 282.0161 | 0 | 560.6779 | 0.00281 | 282.0161 | 0 | 559.6019 | 6.6672e-06 | 560.6779 | 0.00308 | 281.5479 | 0
| 282.6651 | 0.00029458 | 282.2247 | -0.0013525 | 364.664 | 0.00058956 | 282.6651 | -0.00032679 | 282.2247 | 0 | 276.1588 | 0 | 282.2247 | 0 | 364.2154 | 8.4456e-06 | 282.6651 | 0 | 281.7551 | 0 | 282.6651 | 0 | 282.6651 | 0 | 282.6651 | 0 | 282.6651 | 0 | 364.2154 | 8.2356e-06 | 282.6651 | 0 | 282.2247 | 0 | 560.8349 | 0.00248 | 282.2247 | 0 | 559.7597 | 3.0002e-05 | 560.8349 | 0.00327 | 281.7551 | 0
| 282.8744 | 0.00034936 | 282.4334 | 3.3305e-05 | 364.7772 | 0 | 282.8744 | 0.00027534 | 282.4334 | 0 | 276.3691 | 0 | 282.4334 | 0 | 364.3265 | 7.5159e-06 | 282.8744 | 0 | 281.9624 | 0 | 282.8744 | 0 | 282.8744 | 7.734e-06 | 282.8744 | 0 | 282.8744 | 0 | 364.3265 | 8.016e-06 | 282.8744 | 0.0002693 | 282.4334 | 0 | 560.9919 | 0.00429 | 282.4334 | 0 | 559.9175 | 6.6672e-06 | 560.9919 | 0.00305 | 281.9624 | 0
| 283.0838 | 5.3806e-05 | 282.6421 | -0.00093477 | 364.8904 | 0.00139 | 283.0838 | -6.438e-05 | 282.6421 | 0 | 276.5794 | 0 | 282.6421 | 0 | 364.4376 | 8.2888e-06 | 283.0838 | 0 | 282.1696 | 0 | 283.0838 | 0 | 283.0838 | 0 | 283.0838 | 0 | 283.0838 | 0 | 364.4376 | 4.3814e-06 | 283.0838 | 0 | 282.6421 | 0 | 561.1489 | 0.0026 | 282.6421 | 0 | 560.0753 | 5.0004e-05 | 561.1489 | 0.00322 | 282.1696 | 0
| 283.2931 | 0.001026 | 282.8508 | 0.00091467 | 365.0036 | 0.00038237 | 283.2931 | 0.00024632 | 282.8508 | 0 | 276.7897 | 0 | 282.8508 | 0 | 364.5487 | 8.6584e-06 | 283.2931 | 0 | 282.3769 | 0 | 283.2931 | 0 | 283.2931 | 1.5033e-05 | 283.2931 | 0 | 283.2931 | 0 | 364.5487 | 4.9194e-06 | 283.2931 | 0.00023193 | 282.8508 | 0 | 561.3059 | 0.00338 | 282.8508 | 0 | 560.2331 | 0 | 561.3059 | 0.00304 | 282.3769 | 0
| 283.5025 | 0.00038146 | 283.0596 | -0.00022285 | 365.1168 | 0.00045084 | 283.5025 | -0.00018224 | 283.0596 | 0 | 277.0001 | 0 | 283.0596 | 0 | 364.6597 | 8.524e-06 | 283.5025 | 0 | 282.5842 | 0 | 283.5025 | 0 | 283.5025 | 0 | 283.5025 | 0 | 283.5025 | 0 | 364.6597 | 5.4575e-06 | 283.5025 | 0 | 283.0596 | 0 | 561.463 | 0.0032 | 283.0596 | 0 | 560.391 | 1.0001e-05 | 561.463 | 0.00322 | 282.5842 | 0
| 283.7119 | 0.0012022 | 283.2683 | 0.0010598 | 365.2301 | 0 | 283.7119 | 0.00054401 | 283.2683 | 0 | 277.2104 | 0 | 283.2683 | 0 | 364.7708 | 7.9303e-06 | 283.7119 | 0 | 282.7915 | 0 | 283.7119 | 0 | 283.7119 | 1.2592e-05 | 283.7119 | 0 | 283.7119 | 0 | 364.7708 | 6.2042e-06 | 283.7119 | 0.00027649 | 283.2683 | 0 | 561.62 | 0.00309 | 283.2683 | 0 | 560.5488 | 0 | 561.62 | 0.00309 | 282.7915 | 0
| 283.9213 | 0.00015591 | 283.4771 | -0.00049566 | 365.3433 | 0.00151 | 283.9213 | -0.00019385 | 283.4771 | 0 | 277.4208 | 0 | 283.4771 | 0 | 364.8819 | 8.2104e-06 | 283.9213 | 0 | 282.9988 | 0 | 283.9213 | 0 | 283.9213 | 0 | 283.9213 | 0 | 283.9213 | 0 | 364.8819 | 6.6324e-06 | 283.9213 | 0 | 283.4771 | 0 | 561.7771 | 0.00292 | 283.4771 | 0 | 560.7066 | 3.0002e-05 | 561.7771 | 0.00324 | 282.9988 | 0
| 284.1307 | 0.0010151 | 283.6858 | 0.0011117 | 365.4564 | 0 | 284.1307 | 0.00054909 | 283.6858 | 0 | 277.6312 | 0 | 283.6858 | 0 | 364.993 | 7.5607e-06 | 284.1307 | 0 | 283.2062 | 0 | 284.1307 | 0 | 284.1307 | 1.6362e-05 | 284.1307 | 0 | 284.1307 | 0 | 364.993 | 8.4443e-06 | 284.1307 | 0.0002951 | 283.6858 | 0 | 561.9341 | 0.00443 | 283.6858 | 0 | 560.8645 | 0 | 561.9341 | 0.00303 | 283.2062 | 0
| 284.3402 | -0.00023437 | 283.8946 | -0.00012167 | 365.5696 | 0.00027745 | 284.3402 | -0.00077959 | 283.8946 | 0 | 277.8416 | 0 | 283.8946 | 0 | 365.1041 | 7.0679e-06 | 284.3402 | 0 | 283.4135 | 0 | 284.3402 | 0 | 284.3402 | 0 | 284.3402 | 0 | 284.3402 | 0 | 365.1041 | 9.5204e-06 | 284.3402 | 0 | 283.8946 | 0 | 562.0912 | 0.00165 | 283.8946 | 0 | 561.0223 | 3.0002e-05 | 562.0912 | 0.00312 | 283.4135 | 0
| 284.5496 | 0.0016509 | 284.1034 | -5.6808e-06 | 365.6828 | 0.00041713 | 284.5496 | 0.00028861 | 284.1034 | 0 | 278.052 | 0 | 284.1034 | 0 | 365.2152 | 6.3622e-06 | 284.5496 | 0 | 283.6209 | 0 | 284.5496 | 0 | 284.5496 | 8.1572e-06 | 284.5496 | 0 | 284.5496 | 0 | 365.2152 | 9.729e-06 | 284.5496 | 0.00039384 | 284.1035 | 0 | 562.2483 | 0.00424 | 284.1034 | 0 | 561.1802 | 2.6669e-05 | 562.2483 | 0.00298 | 283.6209 | 0
| 284.7591 | 8.2286e-05 | 284.3123 | -0.00049004 | 365.796 | 0.00052021 | 284.7591 | -0.00082253 | 284.3123 | 0 | 278.2624 | 0 | 284.3123 | 0 | 365.3263 | 8.2664e-06 | 284.7591 | 0 | 283.8282 | 0 | 284.7591 | 0 | 284.7591 | 0 | 284.7591 | 0 | 284.7591 | 0 | 365.3263 | 7.8074e-06 | 284.7591 | 0 | 284.3123 | 0 | 562.4054 | 0.00262 | 284.3123 | 0 | 561.3381 | 0 | 562.4054 | 0.00313 | 283.8283 | 0
| 284.9686 | 0.00097872 | 284.5211 | -0.0012739 | 365.9092 | 0 | 284.9686 | 0.00043246 | 284.5211 | 0 | 278.4728 | 0 | 284.5211 | 0 | 365.4375 | 8.8936e-06 | 284.9686 | 0 | 284.0356 | 0 | 284.9686 | 0 | 284.9686 | 1.0575e-05 | 284.9686 | 0 | 284.9686 | 0 | 365.4375 | 6.0944e-06 | 284.9686 | 0.00024853 | 284.5211 | 0 | 562.5625 | 0.00229 | 284.5211 | 0 | 561.496 | 6.6672e-06 | 562.5625 | 0.00297 | 284.0356 | 0
| 285.1781 | 0.0003137 | 284.73 | -0.00011102 | 366.0224 | 0.00139 | 285.1781 | -0.00076033 | 284.73 | 0 | 278.6832 | 0 | 284.73 | 0 | 365.5486 | 9.0729e-06 | 285.1781 | 0 | 284.243 | 0 | 285.1781 | 0 | 285.1781 | 0 | 285.1781 | 0 | 285.1781 | 0 | 365.5486 | 5.8857e-06 | 285.1781 | 0 | 284.73 | 0 | 562.7196 | 0.0026 | 284.73 | 0 | 561.6539 | 1.0001e-05 | 562.7196 | 0.00314 | 284.243 | 0
| 285.3876 | 0.0012829 | 284.9389 | 0.000179 | 366.1356 | 0 | 285.3876 | 0.00031058 | 284.9389 | 0 | 278.8937 | 0 | 284.9389 | 0 | 365.6597 | 8.188e-06 | 285.3876 | 0 | 284.4504 | 0 | 285.3876 | 0 | 285.3876 | 8.183e-06 | 285.3876 | 0 | 285.3876 | 0 | 365.6597 | 6.5226e-06 | 285.3876 | 0.00029564 | 284.9389 | 0 | 562.8767 | 0.00408 | 284.9389 | 0 | 561.8117 | 0 | 562.8767 | 0.00297 | 284.4504 | 0
| 285.5971 | 0.00011716 | 285.1478 | -0.00087771 | 366.2488 | 0.00022542 | 285.5971 | -0.0006818 | 285.1478 | 0 | 279.1042 | 0 | 285.1478 | 0 | 365.7709 | 8.7368e-06 | 285.5971 | 0 | 284.6579 | 0 | 285.5971 | 0 | 285.5971 | 0 | 285.5971 | 0 | 285.5971 | 0 | 365.7709 | 8.3454e-06 | 285.5971 | 0 | 285.1478 | 0 | 563.0338 | 0.00218 | 285.1478 | 0 | 561.9696 | 1.0001e-05 | 563.0338 | 0.00317 | 284.6579 | 0
| 285.8067 | 0.0010767 | 285.3567 | 0.00059925 | 366.3619 | 0 | 285.8067 | -3.0325e-05 | 285.3567 | 0 | 279.3146 | 0 | 285.3567 | 0 | 365.882 | 8.4792e-06 | 285.8067 | 0 | 284.8653 | 0 | 285.8067 | 0 | 285.8067 | 1.3335e-05 | 285.8067 | 0 | 285.8067 | 0 | 365.882 | 1.0805e-05 | 285.8067 | 0.00031363 | 285.3567 | 0 | 563.1909 | 0.00431 | 285.3567 | 0 | 562.1276 | 6.6672e-06 | 563.1909 | 0.003 | 284.8653 | 0
| 286.0163 | 0.00059843 | 285.5656 | -0.00032394 | 366.4751 | 0 | 286.0163 | -0.00023924 | 285.5656 | 0 | 279.5251 | 0 | 285.5656 | 0 | 365.9932 | 8.2664e-06 | 286.0163 | 0 | 285.0728 | 0 | 286.0163 | 0 | 286.0163 | 0 | 286.0163 | 0 | 286.0163 | 0 | 365.9932 | 1.0157e-05 | 286.0163 | 0 | 285.5656 | 0 | 563.348 | 0.0028 | 285.5656 | 0 | 562.2855 | 1.0001e-05 | 563.348 | 0.00314 | 285.0727 | 0
| 286.2258 | 0.0021184 | 285.7746 | -6.446e-05 | 366.5883 | 0.00036499 | 286.2258 | 0.00037271 | 285.7746 | 0 | 279.7357 | 0 | 285.7746 | 0 | 366.1043 | 7.5159e-06 | 286.2258 | 0 | 285.2802 | 0 | 286.2258 | 0 | 286.2258 | 6.1656e-06 | 286.2258 | 0 | 286.2258 | 0 | 366.1043 | 9.191e-06 | 286.2258 | 0.00017761 | 285.7746 | 0 | 563.5052 | 0.00336 | 285.7746 | 0 | 562.4434 | 0 | 563.5052 | 0.00296 | 285.2802 | 0
| 286.4354 | 0.00066537 | 285.9835 | 6.6878e-05 | 366.7015 | 0.00114 | 286.4354 | -0.00014546 | 285.9835 | 0 | 279.9462 | 0 | 285.9835 | 0 | 366.2155 | 7.3815e-06 | 286.4354 | 0 | 285.4877 | 0 | 286.4354 | 0 | 286.4354 | 0 | 286.4354 | 0 | 286.4354 | 0 | 366.2155 | 7.0607e-06 | 286.4354 | 0 | 285.9835 | 0 | 563.6623 | 0.00306 | 285.9835 | 0 | 562.6013 | 1.0001e-05 | 563.6623 | 0.00302 | 285.4877 | 0
| 286.6451 | 0.0013948 | 286.1925 | 0.00027236 | 366.8146 | 0.00015642 | 286.6451 | 0.00038825 | 286.1925 | 0 | 280.1567 | 0 | 286.1925 | 0 | 366.3266 | 7.6391e-06 | 286.645 | 0 | 285.6952 | 0 | 286.645 | 0 | 286.6451 | 6.8086e-06 | 286.645 | 0 | 286.645 | 0 | 366.3266 | 9.0921e-06 | 286.6451 | 0.00032997 | 286.1925 | 0 | 563.8195 | 0.00512 | 286.1925 | 0 | 562.7592 | 0 | 563.8195 | 0.0029 | 285.6952 | 0
| 286.8547 | 0.00032152 | 286.4015 | -0.00034925 | 366.9278 | 8.6698e-05 | 286.8547 | -0.00017279 | 286.4015 | 0 | 280.3672 | 0 | 286.4015 | 0 | 366.4378 | 7.6951e-06 | 286.8547 | 0 | 285.9027 | 0 | 286.8547 | 0 | 286.8547 | 0 | 286.8547 | 0 | 286.8547 | 0 | 366.4378 | 8.3454e-06 | 286.8547 | 0 | 286.4015 | 0 | 563.9767 | 0.00324 | 286.4015 | 0 | 562.9172 | 0 | 563.9767 | 0.00308 | 285.9027 | 0
| 287.0643 | 0.00141 | 286.6105 | 0.00034603 | 367.041 | 0.00081688 | 287.0643 | 0.00029041 | 286.6105 | 0 | 280.5778 | 0 | 286.6105 | 0 | 366.549 | 7.7511e-06 | 287.0643 | 0 | 286.1102 | 0 | 287.0643 | 0 | 287.0643 | 6.0946e-06 | 287.0643 | 0 | 287.0643 | 0 | 366.549 | 9.3008e-06 | 287.0643 | 0.00017477 | 286.6105 | 0 | 564.1339 | 0.00366 | 286.6105 | 0 | 563.0751 | 6.6672e-06 | 564.1339 | 0.003 | 286.1102 | 0
| 287.274 | 0.0002559 | 286.8196 | 0.00025604 | 367.1542 | 0 | 287.274 | 0.00034256 | 286.8196 | 0 | 280.7884 | 0 | 286.8196 | 0 | 366.6602 | 8.3e-06 | 287.274 | 0 | 286.3177 | 0 | 287.274 | 0 | 287.274 | 0 | 287.274 | 0 | 287.274 | 0 | 366.6602 | 6.9509e-06 | 287.274 | 0 | 286.8196 | 0 | 564.291 | 0.00397 | 286.8196 | 0 | 563.2331 | 0 | 564.291 | 0.00312 | 286.3177 | 0
| 287.4836 | 0.00088375 | 287.0286 | -0.00030738 | 367.2673 | 0.00027809 | 287.4836 | -7.5247e-05 | 287.0286 | 0 | 280.999 | 0 | 287.0286 | 0 | 366.7713 | 8.524e-06 | 287.4837 | 0 | 286.5253 | 0 | 287.4837 | 0 | 287.4836 | 3.8487e-06 | 287.4837 | 0 | 287.4837 | 0 | 366.7713 | 8.6639e-06 | 287.4836 | 0.000386 | 287.0286 | 0 | 564.4482 | 0.00526 | 287.0286 | 0 | 563.391 | 6.6672e-06 | 564.4482 | 0.00294 | 286.5253 | 0
| 287.6934 | 0.0010625 | 287.2377 | 0.00038772 | 367.3805 | 0.00058956 | 287.6934 | -0.00048987 | 287.2377 | 0 | 281.2096 | 0 | 287.2377 | 0 | 366.8825 | 8.8936e-06 | 287.6934 | 0 | 286.7329 | 0 | 287.6934 | 0 | 287.6934 | 0 | 287.6934 | 0 | 287.6934 | 0 | 366.8825 | 7.9172e-06 | 287.6934 | 0 | 287.2377 | 0 | 564.6054 | 0.00334 | 287.2377 | 0 | 563.549 | 5.0004e-05 | 564.6054 | 0.00313 | 286.7329 | 0
| 287.903 | 0.00088264 | 287.4468 | 0.00053695 | 367.4936 | 0.00039975 | 287.903 | 5.064e-05 | 287.4468 | 0 | 281.4202 | 0 | 287.4468 | 0 | 366.9937 | 7.7511e-06 | 287.9031 | 0 | 286.9404 | 0 | 287.9031 | 0 | 287.903 | 1.1016e-05 | 287.9031 | 0 | 287.9031 | 0 | 366.9937 | 7.6976e-06 | 287.9031 | 0.00013438 | 287.4468 | 0 | 564.7626 | 0.00348 | 287.4468 | 0 | 563.707 | 0 | 564.7626 | 0.00301 | 286.9404 | 0
| 288.1128 | 0.00045972 | 287.6559 | 0.00047514 | 367.6068 | 0 | 288.1128 | -0.0002984 | 287.6559 | 0 | 281.6308 | 0 | 287.6559 | 0 | 367.1049 | 8.7368e-06 | 288.1128 | 0 | 287.148 | 0 | 288.1128 | 0 | 288.1128 | 0 | 288.1128 | 0 | 288.1128 | 0 | 367.1049 | 7.9172e-06 | 288.1128 | 0 | 287.6559 | 0 | 564.9198 | 0.00302 | 287.6559 | 0 | 563.865 | 1.0001e-05 | 564.9198 | 0.00315 | 287.148 | 0
| 288.3225 | 0.0011123 | 287.865 | 0.0005675 | 367.7199 | 0 | 288.3225 | 0.00071591 | 287.865 | 0 | 281.8415 | 0 | 287.865 | 0 | 367.2162 | 7.9751e-06 | 288.3225 | 0 | 287.3556 | 0 | 288.3225 | 0 | 288.3225 | 1.37e-05 | 288.3225 | 0 | 288.3225 | 0 | 367.2162 | 8.2356e-06 | 288.3225 | 0.00022848 | 287.865 | 0 | 565.0771 | 0.00388 | 287.865 | 0 | 564.0229 | 6.6672e-06 | 565.0771 | 0.00297 | 287.3556 | 0
| 288.5323 | -0.00022327 | 288.0741 | -0.0003777 | 367.8331 | 0.00027745 | 288.5323 | -0.00010572 | 288.0741 | 0 | 282.0521 | 0 | 288.0741 | 0 | 367.3274 | 9.2521e-06 | 288.5323 | 0 | 287.5632 | 0 | 288.5323 | 0 | 288.5323 | 0 | 288.5323 | 0 | 288.5323 | 0 | 367.3274 | 8.2356e-06 | 288.5323 | 0 | 288.0741 | 0 | 565.2343 | 0.00295 | 288.0741 | 0 | 564.1809 | 0 | 565.2343 | 0.00307 | 287.5632 | 0
| 288.742 | 0.0011121 | 288.2833 | 0.0009127 | 367.9463 | 0 | 288.742 | 0.00043213 | 288.2833 | 0 | 282.2628 | 0 | 288.2833 | 0 | 367.4386 | 8.1096e-06 | 288.742 | 0 | 287.7709 | 0 | 288.742 | 0 | 288.742 | 1.609e-05 | 288.742 | 0 | 288.742 | 0 | 367.4386 | 8.4443e-06 | 288.742 | 0.00058449 | 288.2833 | 0 | 565.3916 | 0.00323 | 288.2833 | 0 | 564.3389 | 6.6672e-06 | 565.3916 | 0.00288 | 287.7709 | 0
| 288.9518 | 0.00065095 | 288.4925 | -6.7036e-05 | 368.0594 | 0.00072829 | 288.9518 | -0.00065726 | 288.4925 | 0 | 282.4734 | 0 | 288.4925 | 0 | 367.5498 | 9.0168e-06 | 288.9518 | 0 | 287.9785 | 0 | 288.9518 | 0 | 288.9518 | 0 | 288.9518 | 0 | 288.9518 | 0 | 367.5498 | 9.4106e-06 | 288.9518 | 0 | 288.4925 | 0 | 565.5488 | 0.00207 | 288.4925 | 0 | 564.4969 | 3.0002e-05 | 565.5488 | 0.00306 | 287.9785 | 0
| 289.1617 | 0.00054185 | 288.7017 | 0.00055839 | 368.1726 | 0 | 289.1617 | 3.8536e-05 | 288.7017 | 0 | 282.6841 | 0 | 288.7017 | 0 | 367.661 | 9.2297e-06 | 289.1616 | 0 | 288.1862 | 0 | 289.1616 | 0 | 289.1617 | 9.374e-06 | 289.1616 | 0 | 289.1616 | 0 | 367.661 | 1.1552e-05 | 289.1617 | 0.00045316 | 288.7017 | 0 | 565.7061 | 0.00545 | 288.7017 | 0 | 564.655 | 6.6672e-06 | 565.7061 | 0.00295 | 288.1862 | 0
| 289.3715 | 0.00069737 | 288.9109 | -0.0016726 | 368.2857 | 0.00146 | 289.3715 | -0.00034213 | 288.9109 | 0 | 282.8948 | 0 | 288.9109 | 0 | 367.7723 | 9.4201e-06 | 289.3715 | 0 | 288.3938 | 0 | 289.3715 | 0 | 289.3715 | 0 | 289.3715 | 0 | 289.3715 | 0 | 367.7723 | 1.0805e-05 | 289.3715 | 0 | 288.9109 | 0 | 565.8633 | 0.0016 | 288.9109 | 0 | 564.813 | 3.0002e-05 | 565.8633 | 0.00314 | 288.3938 | 0
| 289.5813 | 0.0013753 | 289.1201 | -0.00010534 | 368.3989 | 0.00013905 | 289.5813 | 0.00062042 | 289.1201 | 0 | 283.1056 | 0 | 289.1201 | 0 | 367.8835 | 9.1065e-06 | 289.5813 | 0 | 288.6015 | 0 | 289.5813 | 0 | 289.5813 | 9.1459e-06 | 289.5813 | 0 | 289.5813 | 0 | 367.8835 | 1.0267e-05 | 289.5813 | 0.00020555 | 289.1201 | 0 | 566.0206 | 0.00322 | 289.1201 | 0 | 564.971 | 0 | 566.0206 | 0.00295 | 288.6015 | 0
| 289.7911 | 0.00032875 | 289.3293 | 0.0012074 | 368.512 | 0.00072829 | 289.7911 | -0.00015423 | 289.3293 | 0 | 283.3163 | 0 | 289.3293 | 0 | 367.9948 | 8.4456e-06 | 289.7911 | 0 | 288.8092 | 0 | 289.7911 | 0 | 289.7911 | 5.5154e-07 | 289.7911 | 0 | 289.7911 | 0 | 367.9948 | 9.0921e-06 | 289.7911 | 0 | 289.3293 | 0 | 566.1779 | 0.0026 | 289.3293 | 0 | 565.1291 | 3.0002e-05 | 566.1779 | 0.00307 | 288.8092 | 0
| 290.001 | 0.0011601 | 289.5386 | 0.00063758 | 368.6252 | 0.00048665 | 290.001 | 0.00062249 | 289.5386 | 0 | 283.527 | 0 | 289.5386 | 0 | 368.106 | 8.2104e-06 | 290.001 | 0 | 289.0169 | 0 | 290.001 | 0 | 290.001 | 8.1861e-06 | 290.001 | 0 | 290.001 | 0 | 368.106 | 7.8074e-06 | 290.001 | 0.00029581 | 289.5386 | 0 | 566.3352 | 0.00394 | 289.5386 | 0 | 565.2871 | 0 | 566.3352 | 0.00288 | 289.0169 | 0
| 290.2109 | 0.00047844 | 289.7479 | -0.00064885 | 368.7383 | 0.00050287 | 290.2109 | -0.00035087 | 289.7479 | 0 | 283.7378 | 0 | 289.7479 | 0 | 368.2173 | 8.188e-06 | 290.2109 | 0 | 289.2246 | 0 | 290.2109 | 0 | 290.2109 | 0 | 290.2109 | 0 | 290.2109 | 0 | 368.2173 | 5.6661e-06 | 290.2109 | 0 | 289.7479 | 0 | 566.4924 | 0.00197 | 289.7479 | 0 | 565.4451 | 0 | 566.4924 | 0.00304 | 289.2246 | 0
| 290.4208 | 0.0012601 | 289.9572 | 0.00022059 | 368.8514 | 0.00095592 | 290.4208 | 0.00098218 | 289.9572 | 0 | 283.9486 | 0 | 289.9572 | 0 | 368.3286 | 7.2023e-06 | 290.4208 | 0 | 289.4324 | 0 | 290.4208 | 0 | 290.4208 | 4.8394e-06 | 290.4208 | 0 | 290.4208 | 0 | 368.3286 | 6.314e-06 | 290.4208 | 0.00054189 | 289.9572 | 0 | 566.6498 | 0.00376 | 289.9572 | 0 | 565.6032 | 0 | 566.6498 | 0.0029 | 289.4324 | 0
| 290.6307 | 0.00091654 | 290.1665 | -0.00022859 | 368.9646 | 0.0016 | 290.6307 | 0.0002759 | 290.1665 | 0 | 284.1594 | 0 | 290.1665 | 0 | 368.4398 | 7.4039e-06 | 290.6307 | 0 | 289.6401 | 0 | 290.6307 | 0 | 290.6307 | 0 | 290.6307 | 0 | 290.6307 | 0 | 368.4398 | 8.016e-06 | 290.6307 | 0 | 290.1665 | 0 | 566.8071 | 0.00299 | 290.1665 | 0 | 565.7613 | 3.0002e-05 | 566.8071 | 0.00316 | 289.6401 | 0
| 290.8406 | 0.0012752 | 290.3758 | 0.00048103 | 369.0777 | 0.00103 | 290.8406 | 0.00014296 | 290.3758 | 0 | 284.3701 | 0 | 290.3758 | 0 | 368.5511 | 6.8774e-06 | 290.8406 | 0 | 289.8479 | 0 | 290.8406 | 0 | 290.8406 | 1.8953e-05 | 290.8406 | 0 | 290.8406 | 0 | 368.5511 | 1.0695e-05 | 290.8406 | 0.00044793 | 290.3758 | 0 | 566.9644 | 0.00422 | 290.3758 | 0 | 565.9193 | 6.6672e-06 | 566.9644 | 0.00297 | 289.8479 | 0
| 291.0506 | 0.00082277 | 290.5851 | 0.0010211 | 369.1908 | 0 | 291.0506 | -0.00049334 | 290.5851 | 0 | 284.581 | 0 | 290.5851 | 0 | 368.6624 | 7.7959e-06 | 291.0506 | 0 | 290.0557 | 0 | 291.0506 | 0 | 291.0506 | 3.4419e-06 | 291.0506 | 0 | 291.0506 | 0 | 368.6624 | 9.0921e-06 | 291.0506 | 0 | 290.5851 | 0 | 567.1217 | 0.0032 | 290.5851 | 0 | 566.0774 | 3.0002e-05 | 567.1217 | 0.00317 | 290.0557 | 0
| 291.2605 | 0.001526 | 290.7945 | 0.00029198 | 369.304 | 0.00057355 | 291.2605 | -0.00017848 | 290.7945 | 0 | 284.7918 | 0 | 290.7945 | 0 | 368.7737 | 6.9671e-06 | 291.2605 | 0 | 290.2635 | 0 | 291.2605 | 0 | 291.2605 | 4.4088e-06 | 291.2605 | 0 | 291.2605 | 0 | 368.7737 | 1.0047e-05 | 291.2605 | 0.00041834 | 290.7945 | 0 | 567.2791 | 0.00432 | 290.7945 | 0 | 566.2355 | 0 | 567.2791 | 0.00285 | 290.2635 | 0
| 291.4705 | -0.00010995 | 291.0039 | -0.00061092 | 369.4171 | 0.00032946 | 291.4705 | -0.00023168 | 291.0039 | 0 | 285.0026 | 0 | 291.0039 | 0 | 368.885 | 7.5383e-06 | 291.4705 | 0 | 290.4713 | 0 | 291.4705 | 0 | 291.4705 | 0 | 291.4705 | 0 | 291.4705 | 0 | 368.885 | 8.8725e-06 | 291.4705 | 0 | 291.0039 | 0 | 567.4364 | 0.00195 | 291.0039 | 0 | 566.3936 | 1.0001e-05 | 567.4364 | 0.00302 | 290.4712 | 0
| 291.6805 | 0.0007525 | 291.2133 | 0.001152 | 369.5302 | 0.00041713 | 291.6805 | 0.00015233 | 291.2133 | 0 | 285.2135 | 0 | 291.2133 | 0 | 368.9963 | 7.4039e-06 | 291.6805 | 0 | 290.679 | 0 | 291.6805 | 0 | 291.6805 | 1.2704e-05 | 291.6805 | 0 | 291.6805 | 0 | 368.9963 | 1.0157e-05 | 291.6805 | 0.00016647 | 291.2133 | 0 | 567.5938 | 0.00388 | 291.2133 | 0 | 566.5517 | 6.6672e-06 | 567.5938 | 0.00283 | 290.6791 | 0
| 291.8905 | 4.3999e-05 | 291.4227 | -5.3471e-05 | 369.6433 | 0.00091902 | 291.8905 | -0.00024021 | 291.4227 | 0 | 285.4243 | 0 | 291.4227 | 0 | 369.1076 | 8.5464e-06 | 291.8905 | 0 | 290.8869 | 0 | 291.8905 | 0 | 291.8905 | 0 | 291.8905 | 0 | 291.8905 | 0 | 369.1076 | 8.7737e-06 | 291.8905 | 0 | 291.4227 | 0 | 567.7511 | 0.00222 | 291.4227 | 0 | 566.7098 | 3.0002e-05 | 567.7511 | 0.00309 | 290.8869 | 0
| 292.1005 | 0.0012661 | 291.6321 | 0.00027356 | 369.7565 | 0.00066046 | 292.1005 | 0.00072932 | 291.6321 | 0 | 285.6352 | 0 | 291.6321 | 0 | 369.2189 | 8.244e-06 | 292.1005 | 0 | 291.0947 | 0 | 292.1005 | 0 | 292.1005 | 7.0343e-06 | 292.1005 | 0 | 292.1005 | 0 | 369.2189 | 1.0157e-05 | 292.1005 | 0.00032414 | 291.6321 | 0 | 567.9085 | 0.00366 | 291.6321 | 0 | 566.8679 | 0 | 567.9085 | 0.00288 | 291.0947 | 0
| 292.3106 | -0.00037967 | 291.8416 | -0.0012583 | 369.8696 | 0.00128 | 292.3106 | -0.00064628 | 291.8416 | 0 | 285.8461 | 0 | 291.8416 | 0 | 369.3302 | 8.524e-06 | 292.3106 | 0 | 291.3026 | 0 | 292.3106 | 0 | 292.3106 | 0 | 292.3106 | 0 | 292.3106 | 0 | 369.3302 | 8.8725e-06 | 292.3106 | 0 | 291.8416 | 0 | 568.0659 | 0.0028 | 291.8416 | 0 | 567.026 | 5.0004e-05 | 568.0659 | 0.00308 | 291.3026 | 0
| 292.5206 | 0.0009489 | 292.051 | 0.00028653 | 369.9827 | 0.00057355 | 292.5206 | 0.00020448 | 292.051 | 0 | 286.057 | 0 | 292.051 | 0 | 369.4415 | 8.2888e-06 | 292.5206 | 0 | 291.5104 | 0 | 292.5206 | 0 | 292.5206 | 1.1377e-05 | 292.5206 | 0 | 292.5206 | 0 | 369.4415 | 7.0607e-06 | 292.5206 | 0.00026846 | 292.051 | 0 | 568.2232 | 0.00403 | 292.051 | 0 | 567.1841 | 0 | 568.2232 | 0.00284 | 291.5104 | 0
| 292.7307 | 0.00031809 | 292.2605 | -0.00035554 | 370.0958 | 0.00106 | 292.7307 | -0.0012094 | 292.2605 | 0 | 286.2679 | 0 | 292.2605 | 0 | 369.5529 | 9.9353e-06 | 292.7307 | 0 | 291.7183 | 0 | 292.7307 | 0 | 292.7307 | 0 | 292.7307 | 0 | 292.7307 | 0 | 369.5529 | 6.7313e-06 | 292.7307 | 0 | 292.2605 | 0 | 568.3806 | 0.00348 | 292.2605 | 0 | 567.3423 | 1.0001e-05 | 568.3806 | 0.00303 | 291.7183 | 0
| 292.9408 | 0.00063681 | 292.47 | 0.0012479 | 370.209 | 0.00039975 | 292.9408 | 0.00039501 | 292.47 | 0 | 286.4789 | 0 | 292.47 | 0 | 369.6642 | 9.5769e-06 | 292.9408 | 0 | 291.9262 | 0 | 292.9408 | 0 | 292.9408 | 1.2392e-05 | 292.9408 | 0 | 292.9408 | 0 | 369.6642 | 6.8411e-06 | 292.9408 | 0.00019679 | 292.47 | 0 | 568.538 | 0.00295 | 292.47 | 0 | 567.5004 | 0 | 568.538 | 0.00284 | 291.9262 | 0
| 293.1509 | 0.00074886 | 292.6795 | -0.00060541 | 370.3221 | 0.00158 | 293.1509 | -0.00078213 | 292.6795 | 0 | 286.6898 | 0 | 292.6795 | 0 | 369.7755 | 9.2857e-06 | 293.1509 | 0 | 292.1341 | 0 | 293.1509 | 0 | 293.1509 | 0 | 293.1509 | 0 | 293.1509 | 0 | 369.7755 | 1.0157e-05 | 293.1509 | 0 | 292.6795 | 0 | 568.6955 | 0.00329 | 292.6795 | 0 | 567.6585 | 3.0002e-05 | 568.6955 | 0.00304 | 292.1341 | 0
| 293.361 | 0.00078683 | 292.889 | 0.00030101 | 370.4352 | 0.00111 | 293.361 | -0.00034723 | 292.889 | 0 | 286.9008 | 0 | 292.889 | 0 | 369.8869 | 8.3784e-06 | 293.361 | 0 | 292.3421 | 0 | 293.361 | 0 | 293.361 | 6.4827e-06 | 293.361 | 0 | 293.361 | 0 | 369.8869 | 7.6976e-06 | 293.361 | 4.4381e-05 | 292.889 | 0 | 568.8529 | 0.00487 | 292.889 | 0 | 567.8167 | 4.667e-05 | 568.8529 | 0.00289 | 292.3421 | 0
| 293.5711 | 0.00072421 | 293.0986 | 0.00088525 | 370.5483 | 0.00187 | 293.5711 | -0.0004768 | 293.0986 | 0 | 287.1118 | 0 | 293.0986 | 0 | 369.9982 | 8.4456e-06 | 293.5711 | 0 | 292.55 | 0 | 293.5711 | 0 | 293.5711 | 0 | 293.5711 | 0 | 293.5711 | 0 | 369.9982 | 8.5541e-06 | 293.5711 | 0 | 293.0986 | 0 | 569.0103 | 0.00197 | 293.0986 | 0 | 567.9748 | 1.0001e-05 | 569.0103 | 0.00297 | 292.55 | 0
| 293.7813 | 0.0017816 | 293.3082 | 0.0012632 | 370.6614 | 0.0016 | 293.7813 | 7.3557e-05 | 293.3082 | 0 | 287.3227 | 0 | 293.3082 | 0 | 370.1096 | 8.7816e-06 | 293.7813 | 0 | 292.7579 | 0 | 293.7813 | 0 | 293.7813 | 1.5561e-05 | 293.7813 | 0 | 293.7813 | 0 | 370.1096 | 6.0944e-06 | 293.7813 | 0.00031083 | 293.3082 | 0 | 569.1677 | 0.00427 | 293.3082 | 0 | 568.133 | 6.6672e-06 | 569.1677 | 0.00285 | 292.7579 | 0
| 293.9915 | 0.00033739 | 293.5177 | 0.00034943 | 370.7745 | 0.00191 | 293.9915 | 7.2478e-05 | 293.5177 | 0 | 287.5337 | 0 | 293.5177 | 0 | 370.2209 | 8.9496e-06 | 293.9915 | 0 | 292.9659 | 0 | 293.9915 | 0 | 293.9915 | 1.3073e-07 | 293.9915 | 0 | 293.9915 | 0 | 370.2209 | 1.0047e-05 | 293.9915 | 0 | 293.5177 | 0 | 569.3252 | 0.00355 | 293.5177 | 0 | 568.2912 | 1.0001e-05 | 569.3252 | 0.00302 | 292.9659 | 0
| 294.2016 | 0.00015907 | 293.7273 | -0.00040937 | 370.8876 | 0.00186 | 294.2016 | 0.00083172 | 293.7273 | 0 | 287.7448 | 0 | 293.7273 | 0 | 370.3323 | 8.2664e-06 | 294.2016 | 0 | 293.1739 | 0 | 294.2016 | 0 | 294.2016 | 9.7838e-06 | 294.2016 | 0 | 294.2016 | 0 | 370.3323 | 8.8725e-06 | 294.2016 | 0.00022682 | 293.7273 | 0 | 569.4826 | 0.00338 | 293.7273 | 0 | 568.4494 | 0 | 569.4826 | 0.00291 | 293.1739 | 0
| 294.4118 | 0.00048517 | 293.9369 | -2.9174e-05 | 371.0007 | 0.00125 | 294.4118 | -5.0775e-05 | 293.9369 | 0 | 287.9557 | 0 | 293.9369 | 0 | 370.4437 | 7.1239e-06 | 294.4118 | 0 | 293.3819 | 0 | 294.4118 | 0 | 294.4118 | 0 | 294.4118 | 0 | 294.4118 | 0 | 370.4437 | 7.4889e-06 | 294.4118 | 0 | 293.937 | 0 | 569.6401 | 0.00283 | 293.9369 | 0 | 568.6075 | 3.0002e-05 | 569.6401 | 0.0031 | 293.3819 | 0
| 294.622 | 0.00098333 | 294.1466 | 0.0005689 | 371.1138 | 0.00188 | 294.622 | 0.00073554 | 294.1466 | 0 | 288.1668 | 0 | 294.1466 | 0 | 370.5551 | 7.1463e-06 | 294.622 | 0 | 293.5899 | 0 | 294.622 | 0 | 294.622 | 1.009e-05 | 294.622 | 0 | 294.622 | 0 | 370.5551 | 4.3814e-06 | 294.622 | 0.00041167 | 294.1466 | 0 | 569.7975 | 0.00499 | 294.1466 | 0 | 568.7657 | 0 | 569.7975 | 0.00296 | 293.5899 | 0
| 294.8323 | -0.00014926 | 294.3562 | 0.00020329 | 371.2269 | 0.00243 | 294.8323 | -0.00083927 | 294.3562 | 0 | 288.3778 | 0 | 294.3562 | 0 | 370.6664 | 7.8295e-06 | 294.8323 | 0 | 293.7979 | 0 | 294.8323 | 0 | 294.8323 | 0 | 294.8323 | 0 | 294.8323 | 0 | 370.6664 | 6.5226e-06 | 294.8323 | 0 | 294.3562 | 0 | 569.955 | 0.00172 | 294.3562 | 0 | 568.9239 | 1.0001e-05 | 569.955 | 0.00315 | 293.7979 | 0
| 295.0425 | 0.0010589 | 294.5659 | 0.0007415 | 371.34 | 0.00231 | 295.0425 | 0.0005359 | 294.5659 | 0 | 288.5889 | 0 | 294.5659 | 0 | 370.7778 | 9.0953e-06 | 295.0425 | 0 | 294.0059 | 0 | 295.0425 | 0 | 295.0425 | 1.0827e-05 | 295.0425 | 0 | 295.0425 | 0 | 370.7778 | 7.6976e-06 | 295.0425 | 0.00023402 | 294.5659 | 0 | 570.1125 | 0.00381 | 294.5659 | 0 | 569.0821 | 0 | 570.1125 | 0.0029 | 294.0059 | 0
| 295.2528 | 0.0001513 | 294.7756 | -0.00051091 | 371.4531 | 0.00335 | 295.2528 | -0.00054148 | 294.7756 | 0 | 288.8 | 0 | 294.7756 | 0 | 370.8892 | 9.2633e-06 | 295.2528 | 0 | 294.214 | 0 | 295.2528 | 0 | 295.2528 | 0 | 295.2528 | 0 | 295.2528 | 0 | 370.8892 | 7.3791e-06 | 295.2528 | 0 | 294.7756 | 0 | 570.27 | 0.00266 | 294.7756 | 0 | 569.2404 | 0 | 570.27 | 0.00301 | 294.214 | 0
| 295.463 | 0.00083681 | 294.9853 | 0.00026056 | 371.5662 | 0.00249 | 295.463 | 0.00078794 | 294.9853 | 0 | 289.0111 | 0 | 294.9853 | 0 | 371.0006 | 9.2297e-06 | 295.4631 | 0 | 294.422 | 0 | 295.4631 | 0 | 295.463 | 1.3186e-05 | 295.4631 | 0 | 295.4631 | 0 | 371.0006 | 6.314e-06 | 295.463 | 0.00034624 | 294.9853 | 0 | 570.4275 | 0.00396 | 294.9853 | 0 | 569.3986 | 6.6672e-06 | 570.4275 | 0.00276 | 294.422 | 0
| 295.6733 | 0.00093304 | 295.195 | 0.00035415 | 371.6793 | 0.00324 | 295.6733 | -0.00066031 | 295.195 | 0 | 289.2222 | 0 | 295.195 | 0 | 371.112 | 8.7032e-06 | 295.6733 | 0 | 294.6301 | 0 | 295.6733 | 0 | 295.6733 | 0 | 295.6733 | 0 | 295.6733 | 0 | 371.112 | 7.0607e-06 | 295.6733 | 0 | 295.195 | 0 | 570.585 | 0.00299 | 295.195 | 0 | 569.5568 | 1.0001e-05 | 570.585 | 0.003 | 294.6301 | 0
| 295.8836 | 0.0019111 | 295.4047 | 0.00036354 | 371.7924 | 0.00269 | 295.8836 | 0.00072646 | 295.4047 | 0 | 289.4333 | 0 | 295.4047 | 0 | 371.2234 | 7.8519e-06 | 295.8837 | 0 | 294.8382 | 0 | 295.8837 | 0 | 295.8836 | 6.4037e-06 | 295.8837 | 0 | 295.8837 | 0 | 371.2234 | 8.9823e-06 | 295.8836 | 0.0002691 | 295.4047 | 0 | 570.7425 | 0.00538 | 295.4047 | 0 | 569.715 | 6.6672e-06 | 570.7425 | 0.00281 | 294.8382 | 0
| 296.094 | -9.3313e-05 | 295.6145 | -5.0679e-05 | 371.9055 | 0.0044 | 296.094 | -0.00044844 | 295.6145 | 0 | 289.6444 | 0 | 295.6145 | 0 | 371.3349 | 8.0872e-06 | 296.094 | 0 | 295.0463 | 0 | 296.094 | 0 | 296.094 | 0 | 296.094 | 0 | 296.094 | 0 | 371.3349 | 8.4443e-06 | 296.094 | 0 | 295.6145 | 0 | 570.9 | 0.00165 | 295.6145 | 0 | 569.8733 | 1.0001e-05 | 570.9 | 0.00297 | 295.0463 | 0
| 296.3043 | 0.0011533 | 295.8242 | 0.00066812 | 372.0186 | 0.00396 | 296.3043 | 0.00086294 | 295.8242 | 0 | 289.8556 | 0 | 295.8242 | 0 | 371.4463 | 8.8712e-06 | 296.3043 | 0 | 295.2544 | 0 | 296.3043 | 0 | 296.3043 | 1.287e-05 | 296.3043 | 0 | 296.3043 | 0 | 371.4463 | 7.5878e-06 | 296.3043 | 0.00029453 | 295.8243 | 0 | 571.0575 | 0.00371 | 295.8242 | 0 | 570.0315 | 0 | 571.0575 | 0.00282 | 295.2544 | 0
| 296.5146 | 0.00020581 | 296.034 | 6.6952e-05 | 372.1317 | 0.0043 | 296.5146 | -6.1399e-05 | 296.034 | 0 | 290.0667 | 0 | 296.034 | 0 | 371.5577 | 9.6217e-06 | 296.5147 | 0 | 295.4625 | 0 | 296.5147 | 0 | 296.5146 | 0 | 296.5147 | 0 | 296.5147 | 0 | 371.5577 | 7.1595e-06 | 296.5147 | 0 | 296.034 | 0 | 571.2151 | 0.00403 | 296.034 | 0 | 570.1898 | 0 | 571.2151 | 0.00301 | 295.4625 | 0
| 296.725 | 0.0014878 | 296.2438 | -5.8691e-05 | 372.2448 | 0.00527 | 296.725 | 0.00028131 | 296.2438 | 0 | 290.2779 | 0 | 296.2438 | 0 | 371.6691 | 1.0036e-05 | 296.725 | 0 | 295.6706 | 0 | 296.725 | 0 | 296.725 | 4.915e-06 | 296.725 | 0 | 296.725 | 0 | 371.6691 | 8.4443e-06 | 296.725 | 0.00031395 | 296.2438 | 0 | 571.3726 | 0.0042 | 296.2438 | 0 | 570.348 | 2.6669e-05 | 571.3726 | 0.00284 | 295.6706 | 0
| 296.9354 | 0.00013635 | 296.4537 | -0.00074148 | 372.3579 | 0.00591 | 296.9354 | -0.0002706 | 296.4537 | 0 | 290.4891 | 0 | 296.4537 | 0 | 371.7806 | 1.0764e-05 | 296.9354 | 0 | 295.8788 | 0 | 296.9354 | 0 | 296.9354 | 0 | 296.9354 | 0 | 296.9354 | 0 | 371.7806 | 7.0607e-06 | 296.9354 | 0 | 296.4537 | 0 | 571.5302 | 0.00297 | 296.4537 | 0 | 570.5063 | 1.0001e-05 | 571.5302 | 0.00288 | 295.8788 | 0
| 297.1458 | 0.0008606 | 296.6635 | 9.0346e-06 | 372.471 | 0.00655 | 297.1458 | 0.00044273 | 296.6635 | 0 | 290.7003 | 0 | 296.6635 | 0 | 371.892 | 1.054e-05 | 297.1458 | 0 | 296.0869 | 0 | 297.1458 | 0 | 297.1458 | 8.1154e-06 | 297.1458 | 0 | 297.1458 | 0 | 371.892 | 5.1281e-06 | 297.1458 | 0.00028176 | 296.6635 | 0 | 571.6877 | 0.0039 | 296.6635 | 0 | 570.6646 | 6.6672e-06 | 571.6877 | 0.00273 | 296.0869 | 0
| 297.3562 | 0.00038524 | 296.8733 | -0.00029334 | 372.584 | 0.00711 | 297.3562 | -9.6588e-05 | 296.8733 | 0 | 290.9115 | 0 | 296.8733 | 0 | 372.0035 | 8.9944e-06 | 297.3562 | 0 | 296.2951 | 0 | 297.3562 | 0 | 297.3562 | 0 | 297.3562 | 0 | 297.3562 | 0 | 372.0035 | 5.0292e-06 | 297.3562 | 0 | 296.8733 | 0 | 571.8453 | 0.00215 | 296.8733 | 0 | 570.8229 | 1.0001e-05 | 571.8453 | 0.00297 | 296.2951 | 0
| 297.5667 | 0.00098005 | 297.0832 | -6.9789e-06 | 372.6971 | 0.00787 | 297.5667 | 0.00042583 | 297.0832 | 0 | 291.1227 | 0 | 297.0832 | 0 | 372.1149 | 7.6951e-06 | 297.5667 | 0 | 296.5033 | 0 | 297.5667 | 0 | 297.5667 | 5.6472e-06 | 297.5667 | 0 | 297.5667 | 0 | 372.1149 | 6.8411e-06 | 297.5666 | 0.00023625 | 297.0832 | 0 | 572.0029 | 0.00404 | 297.0832 | 0 | 570.9811 | 0 | 572.0029 | 0.00284 | 296.5033 | 0
| 297.7771 | -0.00026937 | 297.2931 | -0.00014303 | 372.8102 | 0.00931 | 297.7771 | 0.00012577 | 297.2931 | 0 | 291.3339 | 0 | 297.2931 | 0 | 372.2264 | 6.9671e-06 | 297.7771 | 0 | 296.7115 | 0 | 297.7771 | 0 | 297.7771 | 0 | 297.7771 | 0 | 297.7771 | 0 | 372.2264 | 7.8074e-06 | 297.7771 | 0 | 297.2931 | 0 | 572.1604 | 0.00304 | 297.2931 | 0 | 571.1394 | 1.0001e-05 | 572.1604 | 0.00295 | 296.7115 | 0
| 297.9876 | 0.00070736 | 297.503 | 0.0010353 | 372.9233 | 0.0085 | 297.9876 | 0.00054881 | 297.503 | 0 | 291.5452 | 0 | 297.503 | 0 | 372.3378 | 7.2471e-06 | 297.9876 | 0 | 296.9197 | 0 | 297.9876 | 0 | 297.9876 | 1.4401e-05 | 297.9876 | 0 | 297.9876 | 0 | 372.3378 | 5.7759e-06 | 297.9876 | 0.00029084 | 297.503 | 0 | 572.318 | 0.00452 | 297.503 | 0 | 571.2977 | 0 | 572.318 | 0.00272 | 296.9197 | 0
| 298.1981 | 0.00074093 | 297.7129 | -0.00029635 | 373.0364 | 0.01165 | 298.1981 | -0.00047227 | 297.7129 | 0 | 291.7564 | 0 | 297.7129 | 0 | 372.4493 | 7.7511e-06 | 298.1981 | 0 | 297.1279 | 0 | 298.1981 | 0 | 298.1981 | 0 | 298.1981 | 0 | 298.1981 | 0 | 372.4493 | 6.4128e-06 | 298.1981 | 0 | 297.7129 | 0 | 572.4756 | 0.00174 | 297.7129 | 0 | 571.4561 | 1.0001e-05 | 572.4756 | 0.00296 | 297.1279 | 0
| 298.4085 | 0.00090937 | 297.9229 | 0.00018144 | 373.1494 | 0.01112 | 298.4085 | 0.00046234 | 297.9229 | 0 | 291.9677 | 0 | 297.9229 | 0 | 372.5608 | 8.3896e-06 | 298.4085 | 0 | 297.3362 | 0 | 298.4085 | 0 | 298.4085 | 1.4565e-05 | 298.4085 | 0 | 298.4085 | 0 | 372.5608 | 5.9846e-06 | 298.4085 | 0.00034908 | 297.9229 | 0 | 572.6332 | 0.00441 | 297.9229 | 0 | 571.6144 | 0 | 572.6332 | 0.00285 | 297.3362 | 0
| 298.619 | -0.00025866 | 298.1328 | -0.00021003 | 373.2625 | 0.0137 | 298.619 | -0.00051148 | 298.1328 | 0 | 292.179 | 0 | 298.1328 | 0 | 372.6723 | 9.2297e-06 | 298.6191 | 0 | 297.5444 | 0 | 298.6191 | 0 | 298.619 | 0 | 298.6191 | 0 | 298.6191 | 0 | 372.6723 | 6.2042e-06 | 298.6191 | 0 | 298.1328 | 0 | 572.7909 | 0.00301 | 298.1328 | 0 | 571.7727 | 0 | 572.7909 | 0.00305 | 297.5444 | 0
| 298.8296 | 0.0010695 | 298.3428 | 0.00028177 | 373.3756 | 0.01422 | 298.8296 | -1.8426e-05 | 298.3428 | 0 | 292.3903 | 0 | 298.3428 | 0 | 372.7838 | 8.7368e-06 | 298.8296 | 0 | 297.7527 | 0 | 298.8296 | 0 | 298.8296 | 8.9796e-06 | 298.8296 | 0 | 298.8296 | 0 | 372.7838 | 3.5248e-06 | 298.8296 | 0.00020465 | 298.3428 | 0 | 572.9485 | 0.00359 | 298.3428 | 0 | 571.931 | 2.6669e-05 | 572.9485 | 0.00279 | 297.7527 | 0
| 299.0401 | 4.2531e-05 | 298.5528 | -0.00041239 | 373.4886 | 0.01776 | 299.0401 | -0.00025836 | 298.5528 | 0 | 292.6016 | 0 | 298.5528 | 0 | 372.8952 | 8.7032e-06 | 299.0401 | 0 | 297.961 | 0 | 299.0401 | 0 | 299.0401 | 0 | 299.0401 | 0 | 299.0401 | 0 | 372.8952 | 6.0944e-06 | 299.0401 | 0 | 298.5528 | 0 | 573.1061 | 0.00244 | 298.5528 | 0 | 572.0893 | 1.0001e-05 | 573.1061 | 0.00298 | 297.961 | 0
| 299.2507 | 0.0010419 | 298.7628 | 0.00042226 | 373.6017 | 0.01994 | 299.2507 | 0.0004052 | 298.7628 | 0 | 292.8129 | 0 | 298.7628 | 0 | 373.0068 | 7.9864e-06 | 299.2507 | 0 | 298.1693 | 0 | 299.2507 | 0 | 299.2507 | 9.5664e-06 | 299.2507 | 0 | 299.2507 | 0 | 373.0068 | 7.4889e-06 | 299.2507 | 0.00027305 | 298.7628 | 0 | 573.2638 | 0.00339 | 298.7628 | 0 | 572.2477 | 6.6672e-06 | 573.2638 | 0.0028 | 298.1693 | 0
| 299.4612 | 0.00034244 | 298.9728 | 0.00073497 | 373.7148 | 0.02145 | 299.4612 | 0.00015099 | 298.9728 | 0 | 293.0243 | 0 | 298.9728 | 0 | 373.1182 | 7.5831e-06 | 299.4613 | 0 | 298.3776 | 0 | 299.4613 | 0 | 299.4612 | 0 | 299.4613 | 0 | 299.4613 | 0 | 373.1182 | 1.1222e-05 | 299.4612 | 0 | 298.9728 | 0 | 573.4214 | 0.00199 | 298.9728 | 0 | 572.406 | 1.0001e-05 | 573.4214 | 0.00296 | 298.3776 | 0
| 299.6718 | 0.0011544 | 299.1828 | 6.5007e-05 | 373.8278 | 0.02435 | 299.6718 | 0.00032347 | 299.1828 | 0 | 293.2356 | 0 | 299.1828 | 0 | 373.2298 | 7.5159e-06 | 299.6718 | 0 | 298.5859 | 0 | 299.6718 | 0 | 299.6718 | 8.1993e-06 | 299.6718 | 0 | 299.6718 | 0 | 373.2298 | 8.5541e-06 | 299.6718 | 0.00022498 | 299.1828 | 0 | 573.5791 | 0.00313 | 299.1828 | 0 | 572.5644 | 0 | 573.5791 | 0.00275 | 298.5859 | 0
| 299.8824 | 0.00021329 | 299.3929 | -0.0007279 | 373.9409 | 0.0288 | 299.8824 | 7.2987e-05 | 299.3929 | 0 | 293.447 | 0 | 299.3929 | 0 | 373.3413 | 8.5576e-06 | 299.8824 | 0 | 298.7942 | 0 | 299.8824 | 0 | 299.8824 | 0 | 299.8824 | 0 | 299.8824 | 0 | 373.3413 | 6.2042e-06 | 299.8825 | 0 | 299.3929 | 0 | 573.7367 | 0.00397 | 299.3929 | 0 | 572.7228 | 3.0002e-05 | 573.7367 | 0.00285 | 298.7942 | 0
| 300.0931 | 5.2139e-05 | 299.603 | 0.000427 | 374.0539 | 0.02859 | 300.0931 | -0.00020929 | 299.603 | 0 | 293.6584 | 6.6655e-06 | 299.603 | 0 | 373.4528 | 9.8905e-06 | 300.0931 | 0 | 299.0026 | 0 | 300.0931 | 0 | 300.0931 | 1.4471e-05 | 300.0931 | 0 | 300.0931 | 0 | 373.4528 | 5.5563e-06 | 300.0931 | 0.00026592 | 299.603 | 0 | 573.8944 | 0.00339 | 299.603 | 0 | 572.8811 | 6.6672e-06 | 573.8944 | 0.00269 | 299.0026 | 0
| 300.3037 | -5.2678e-05 | 299.8131 | -0.0013905 | 374.167 | 0.03648 | 300.3037 | -0.00047645 | 299.8131 | 0 | 293.8698 | -5.3664e-06 | 299.8131 | 0 | 373.5643 | 9.6777e-06 | 300.3037 | 0 | 299.2109 | 0 | 300.3037 | 0 | 300.3037 | 0 | 300.3037 | 0 | 300.3037 | 0 | 373.5643 | 4.8096e-06 | 300.3037 | 0 | 299.8131 | 0 | 574.0521 | 0.00276 | 299.8131 | 0 | 573.0395 | 0 | 574.0521 | 0.00293 | 299.2109 | 0
| 300.5143 | 0.0013663 | 300.0232 | 0.0013955 | 374.2801 | 0.0378 | 300.5143 | 0.00055624 | 300.0232 | 0 | 294.0812 | 5.025e-06 | 300.0232 | 0 | 373.6759 | 9.0953e-06 | 300.5144 | 0 | 299.4193 | 0 | 300.5144 | 0 | 300.5143 | 1.6e-05 | 300.5144 | 0 | 300.5144 | 0 | 373.6759 | 8.7627e-06 | 300.5143 | 0.00030728 | 300.0232 | 0 | 574.2098 | 0.00348 | 300.0232 | 0 | 573.1979 | 2.6669e-05 | 574.2098 | 0.00282 | 299.4193 | 0
| 300.725 | 0.00080474 | 300.2333 | 0.0002168 | 374.3931 | 0.04051 | 300.725 | 4.0909e-05 | 300.2333 | 0 | 294.2926 | -3.7058e-06 | 300.2333 | 0 | 373.7874 | 7.0343e-06 | 300.725 | 0 | 299.6277 | 0 | 300.725 | 0 | 300.725 | 0 | 300.725 | 0 | 300.725 | 0 | 373.7874 | 7.5878e-06 | 300.725 | 0 | 300.2333 | 0 | 574.3675 | 0.0023 | 300.2333 | 0 | 573.3563 | 1.0001e-05 | 574.3675 | 0.00299 | 299.6277 | 0
| 300.9357 | 0.0011206 | 300.4434 | 0.0011128 | 374.5062 | 0.04276 | 300.9357 | -0.00010653 | 300.4434 | 0 | 294.504 | 9.626e-06 | 300.4434 | 0 | 373.8989 | 6.7094e-06 | 300.9357 | 0 | 299.8361 | 0 | 300.9357 | 0 | 300.9357 | 9.461e-06 | 300.9357 | 0 | 300.9357 | 0 | 373.8989 | 9.0921e-06 | 300.9357 | 0.00033434 | 300.4434 | 0 | 574.5252 | 0.00415 | 300.4434 | 0 | 573.5147 | 6.6672e-06 | 574.5252 | 0.00271 | 299.8361 | 0
| 301.1464 | 0.00099094 | 300.6536 | 2.5032e-05 | 374.6192 | 0.05001 | 301.1464 | -0.00027154 | 300.6536 | 0 | 294.7155 | -6.117e-06 | 300.6536 | 0 | 374.0105 | 6.9334e-06 | 301.1464 | 0 | 300.0445 | 0 | 301.1464 | 0 | 301.1464 | 0 | 301.1464 | 0 | 301.1464 | 0 | 374.0105 | 5.7759e-06 | 301.1464 | 0 | 300.6536 | 0 | 574.6829 | 0.00438 | 300.6536 | 0 | 573.6731 | 0 | 574.6829 | 0.0028 | 300.0445 | 0
| 301.3571 | 0.0014063 | 300.8638 | 0.00057515 | 374.7323 | 0.05291 | 301.3571 | 0.00050455 | 300.8638 | 0 | 294.9269 | 7.1587e-06 | 300.8638 | 0 | 374.122 | 8.3784e-06 | 301.3571 | 0 | 300.253 | 0 | 301.3571 | 0 | 301.3571 | 8.1631e-06 | 301.3571 | 0 | 301.3571 | 0 | 374.122 | 6.2042e-06 | 301.3571 | 0.00014786 | 300.8638 | 0 | 574.8406 | 0.00431 | 300.8638 | 0 | 573.8315 | 0 | 574.8406 | 0.00258 | 300.253 | 0
| 301.5678 | 0.00019473 | 301.0739 | 0.00079013 | 374.8453 | 0.05604 | 301.5678 | -0.00035102 | 301.0739 | 0 | 295.1384 | -4.2811e-06 | 301.0739 | 0 | 374.2336 | 8.8712e-06 | 301.5678 | 0 | 300.4614 | 0 | 301.5678 | 0 | 301.5678 | 2.3644e-06 | 301.5678 | 0 | 301.5678 | 0 | 374.2336 | 6.9509e-06 | 301.5678 | 0 | 301.074 | 0 | 574.9983 | 0.00267 | 301.0739 | 0 | 573.9899 | 3.0002e-05 | 574.9983 | 0.00279 | 300.4614 | 0
| 301.7786 | 0.0015768 | 301.2842 | 0.00046144 | 374.9584 | 0.06189 | 301.7786 | 0.00010191 | 301.2842 | 0 | 295.3499 | 5.6859e-06 | 301.2842 | 0 | 374.3452 | 9.6777e-06 | 301.7786 | 0 | 300.6698 | 0 | 301.7786 | 0 | 301.7786 | 9.6391e-06 | 301.7786 | 0 | 301.7786 | 0 | 374.3452 | 9.8388e-06 | 301.7786 | 0.00014682 | 301.2842 | 0 | 575.1561 | 0.00341 | 301.2842 | 0 | 574.1483 | 6.6672e-06 | 575.1561 | 0.00269 | 300.6698 | 0
| 301.9893 | 2.7165e-05 | 301.4944 | -0.00021296 | 375.0714 | 0.06506 | 301.9893 | -0.00054757 | 301.4944 | 0 | 295.5614 | -2.1223e-06 | 301.4944 | 0 | 374.4567 | 9.6553e-06 | 301.9893 | 0 | 300.8783 | 0 | 301.9893 | 0 | 301.9893 | 0 | 301.9893 | 0 | 301.9893 | 0 | 374.4567 | 9.8388e-06 | 301.9894 | 0 | 301.4944 | 0 | 575.3138 | 0.00234 | 301.4944 | 0 | 574.3067 | 1.0001e-05 | 575.3138 | 0.00289 | 300.8783 | 0
| 302.2001 | 0.00056333 | 301.7046 | 0.00051033 | 375.1845 | 0.07378 | 302.2001 | -0.00027386 | 301.7046 | 0 | 295.7729 | 1.0224e-05 | 301.7046 | 0 | 374.5683 | 1.0294e-05 | 302.2001 | 0 | 301.0868 | 0 | 302.2001 | 0 | 302.2001 | 5.2569e-06 | 302.2001 | 0 | 302.2001 | 0 | 374.5683 | 8.9823e-06 | 302.2001 | 0.00012602 | 301.7046 | 0 | 575.4715 | 0.0025 | 301.7046 | 0 | 574.4652 | 0 | 575.4715 | 0.00271 | 301.0868 | 0
| 302.4109 | 0.00045161 | 301.9149 | 0.00023263 | 375.2975 | 0.07829 | 302.4109 | -0.00010047 | 301.9149 | 0 | 295.9844 | -2.2948e-06 | 301.9149 | 0 | 374.6799 | 1.0148e-05 | 302.4109 | 0 | 301.2953 | 0 | 302.4109 | 0 | 302.4109 | 0 | 302.4109 | 0 | 302.4109 | 0 | 374.6799 | 6.8411e-06 | 302.4109 | 0 | 301.9149 | 0 | 575.6293 | 0.00408 | 301.9149 | 0 | 574.6236 | 3.0002e-05 | 575.6293 | 0.00295 | 301.2953 | 0
| 302.6217 | 0.00098989 | 302.1252 | 0.00048763 | 375.4106 | 0.08398 | 302.6217 | 0.0011954 | 302.1252 | 0 | 296.1959 | 9.0504e-06 | 302.1252 | 0 | 374.7915 | 9.9577e-06 | 302.6217 | 0 | 301.5038 | 0 | 302.6217 | 0 | 302.6217 | 7.6512e-06 | 302.6217 | 0 | 302.6217 | 0 | 374.7915 | 6.8411e-06 | 302.6217 | 0.00027135 | 302.1252 | 0 | 575.7871 | 0.00359 | 302.1252 | 0 | 574.7821 | 6.6672e-06 | 575.7871 | 0.00277 | 301.5038 | 0
| 302.8326 | 0.00028985 | 302.3354 | -0.00014381 | 375.5236 | 0.09296 | 302.8326 | 5.3172e-05 | 302.3354 | 0 | 296.4075 | -9.1916e-06 | 302.3354 | 0 | 374.9031 | 9.0505e-06 | 302.8325 | 0 | 301.7123 | 0 | 302.8325 | 0 | 302.8326 | 0 | 302.8325 | 0 | 302.8325 | 0 | 374.9031 | 5.7759e-06 | 302.8326 | 0 | 302.3354 | 0 | 575.9448 | 0.00306 | 302.3354 | 0 | 574.9405 | 3.0002e-05 | 575.9448 | 0.0029 | 301.7123 | 0
| 303.0434 | 0.0015419 | 302.5458 | 0.0012477 | 375.6366 | 0.09363 | 303.0434 | 0.00035861 | 302.5458 | 0 | 296.619 | 4.9282e-06 | 302.5458 | 0 | 375.0147 | 8.972e-06 | 303.0434 | 0 | 301.9208 | 0 | 303.0434 | 0 | 303.0434 | 1.0907e-05 | 303.0434 | 0 | 303.0434 | 0 | 375.0147 | 6.4128e-06 | 303.0434 | 0.00028742 | 302.5457 | 0 | 576.1026 | 0.00202 | 302.5458 | 0 | 575.099 | 6.6672e-06 | 576.1026 | 0.0027 | 301.9208 | 0
| 303.2542 | 0.00065628 | 302.7561 | -0.00030199 | 375.7497 | 0.09873 | 303.2542 | -0.0010376 | 302.7561 | 0 | 296.8306 | -4.0914e-06 | 302.7561 | 0 | 375.1263 | 8.9384e-06 | 303.2542 | 0 | 302.1294 | 0 | 303.2542 | 0 | 303.2542 | 0 | 303.2542 | 0 | 303.2542 | 0 | 375.1263 | 6.5226e-06 | 303.2542 | 0 | 302.7561 | 0 | 576.2604 | 0.0029 | 302.7561 | 0 | 575.2574 | 3.0002e-05 | 576.2604 | 0.00292 | 302.1294 | 0
| 303.4651 | 0.00081124 | 302.9664 | -0.00019397 | 375.8627 | 0.10128 | 303.4651 | 0.00051099 | 302.9664 | 0 | 297.0422 | 5.2203e-06 | 302.9664 | 0 | 375.2379 | 8.4232e-06 | 303.4651 | 0 | 302.338 | 0 | 303.4651 | 0 | 303.4651 | 1.9318e-06 | 303.4651 | 0 | 303.4651 | 0 | 375.2379 | 8.9823e-06 | 303.4651 | 0.00026442 | 302.9664 | 0 | 576.4182 | 0.0036 | 302.9664 | 0 | 575.4159 | 0 | 576.4182 | 0.00279 | 302.3379 | 0
| 303.676 | -0.00028928 | 303.1768 | -0.00056933 | 375.9757 | 0.11197 | 303.676 | -0.00055697 | 303.1768 | 0 | 297.2538 | -5.7014e-06 | 303.1768 | 0 | 375.3495 | 7.7511e-06 | 303.676 | 0 | 302.5465 | 0 | 303.676 | 0 | 303.676 | 0 | 303.676 | 0 | 303.676 | 0 | 375.3495 | 8.016e-06 | 303.676 | 0 | 303.1768 | 0 | 576.576 | 0.00237 | 303.1768 | 0 | 575.5744 | 3.0002e-05 | 576.576 | 0.00283 | 302.5465 | 0
| 303.8869 | 0.00038552 | 303.3872 | 0.00086708 | 376.0888 | 0.11713 | 303.8869 | 0.00046586 | 303.3872 | 0 | 297.4654 | 2.1697e-06 | 303.3872 | 0 | 375.4611 | 8.3448e-06 | 303.8869 | 0 | 302.7551 | 0 | 303.8869 | 0 | 303.8869 | 9.1607e-06 | 303.8869 | 0 | 303.8869 | 0 | 375.4611 | 7.3791e-06 | 303.8869 | 0.00038952 | 303.3872 | 0 | 576.7338 | 0.00176 | 303.3872 | 0 | 575.7329 | 0 | 576.7338 | 0.00255 | 302.7551 | 0
| 304.0978 | 0.00078956 | 303.5975 | -0.0006873 | 376.2018 | 0.12298 | 304.0978 | -0.00042739 | 303.5975 | 0 | 297.6771 | 2.2994e-07 | 303.5975 | 0 | 375.5727 | 9.0953e-06 | 304.0978 | 0 | 302.9637 | 0 | 304.0978 | 0 | 304.0978 | 0 | 304.0978 | 0 | 304.0978 | 0 | 375.5727 | 4.3814e-06 | 304.0978 | 0 | 303.5976 | 0 | 576.8916 | 0.00315 | 303.5975 | 0 | 575.8914 | 3.0002e-05 | 576.8916 | 0.0027 | 302.9637 | 0
| 304.3087 | 0.0016505 | 303.808 | -0.00054069 | 376.3148 | 0.12669 | 304.3087 | 0.00034525 | 303.808 | 0 | 297.8887 | 5.4342e-06 | 303.808 | 0 | 375.6844 | 9.3305e-06 | 304.3087 | 0 | 303.1723 | 0 | 304.3087 | 0 | 304.3087 | 1.1399e-05 | 304.3087 | 0 | 304.3087 | 0 | 375.6844 | 5.3477e-06 | 304.3087 | 0.0002337 | 303.808 | 0 | 577.0495 | 0.00371 | 303.808 | 0 | 576.0499 | 0 | 577.0495 | 0.00261 | 303.1723 | 0
| 304.5197 | 4.4705e-05 | 304.0184 | 0.00014787 | 376.4279 | 0.13446 | 304.5197 | -0.0002477 | 304.0184 | 0 | 298.1003 | -2.8875e-06 | 304.0184 | 0 | 375.796 | 8.468e-06 | 304.5197 | 0 | 303.381 | 0 | 304.5197 | 0 | 304.5197 | 0 | 304.5197 | 0 | 304.5197 | 0 | 375.796 | 8.7737e-06 | 304.5197 | 0 | 304.0184 | 0 | 577.2073 | 0.0038 | 304.0184 | 0 | 576.2084 | 0 | 577.2073 | 0.0028 | 303.3809 | 0
| 304.7307 | 0.0015091 | 304.2288 | 0.0022321 | 376.5409 | 0.13979 | 304.7307 | 0.00031182 | 304.2288 | 0 | 298.312 | 4.5799e-06 | 304.2288 | 0 | 375.9076 | 7.8295e-06 | 304.7306 | 0 | 303.5896 | 0 | 304.7306 | 0 | 304.7307 | 2.4522e-05 | 304.7306 | 0 | 304.7306 | 0 | 375.9076 | 1.1442e-05 | 304.7307 | 0.00038652 | 304.2288 | 0 | 577.3651 | 0.0036 | 304.2288 | 0 | 576.3669 | 0 | 577.3651 | 0.0026 | 303.5896 | 0
| 304.9416 | 0.0003242 | 304.4393 | -0.00078741 | 376.6539 | 0.14351 | 304.9416 | 0.00010787 | 304.4393 | 0 | 298.5237 | -4.117e-06 | 304.4393 | 0 | 376.0193 | 7.0455e-06 | 304.9416 | 0 | 303.7982 | 0 | 304.9416 | 0 | 304.9416 | 0 | 304.9416 | 0 | 304.9416 | 0 | 376.0193 | 1.0805e-05 | 304.9416 | 0 | 304.4393 | 0 | 577.523 | 0.00317 | 304.4393 | 0 | 576.5254 | 3.0002e-05 | 577.523 | 0.00273 | 303.7982 | 0
| 305.1526 | 0.0014565 | 304.6498 | 0.00017087 | 376.7669 | 0.14954 | 305.1526 | 0.00025145 | 304.6498 | 0 | 298.7354 | 2.5695e-06 | 304.6498 | 0 | 376.1309 | 7.1687e-06 | 305.1526 | 0 | 304.0069 | 0 | 305.1526 | 0 | 305.1526 | 8.933e-06 | 305.1526 | 0 | 305.1526 | 0 | 376.1309 | 7.6976e-06 | 305.1526 | 0.0004492 | 304.6498 | 0 | 577.6809 | 0.00454 | 304.6498 | 0 | 576.684 | 6.6672e-06 | 577.6809 | 0.0026 | 304.0069 | 0
| 305.3636 | 0.00069838 | 304.8603 | -0.00040906 | 376.88 | 0.15722 | 305.3636 | -0.00040107 | 304.8603 | 0 | 298.9471 | -3.5789e-06 | 304.8603 | 0 | 376.2426 | 7.0343e-06 | 305.3636 | 0 | 304.2156 | 0 | 305.3636 | 0 | 305.3636 | 0 | 305.3636 | 0 | 305.3636 | 0 | 376.2426 | 5.7759e-06 | 305.3636 | 0 | 304.8603 | 0 | 577.8387 | 0.00295 | 304.8603 | 0 | 576.8425 | 1.0001e-05 | 577.8387 | 0.00276 | 304.2156 | 0
| 305.5746 | 0.0013308 | 305.0708 | 0.00086148 | 376.993 | 0.16518 | 305.5746 | 0.0010642 | 305.0708 | 0 | 299.1588 | 8.5316e-06 | 305.0708 | 0 | 376.3543 | 8.0088e-06 | 305.5746 | 0 | 304.4243 | 0 | 305.5746 | 0 | 305.5746 | 1.2948e-05 | 305.5746 | 0 | 305.5746 | 0 | 376.3543 | 6.314e-06 | 305.5747 | 0.00023418 | 305.0708 | 0 | 577.9966 | 0.00371 | 305.0708 | 0 | 577.001 | 0 | 577.9966 | 0.00263 | 304.4243 | 0
| 305.7857 | 0.00040422 | 305.2813 | -0.00093401 | 377.106 | 0.16914 | 305.7857 | 0.00024734 | 305.2813 | 0 | 299.3705 | -3.4307e-06 | 305.2813 | 0 | 376.4659 | 9.1065e-06 | 305.7857 | 0 | 304.633 | 0 | 305.7857 | 0 | 305.7857 | 0 | 305.7857 | 0 | 305.7857 | 0 | 376.4659 | 7.9172e-06 | 305.7857 | 0 | 305.2813 | 0 | 578.1545 | 0.00318 | 305.2813 | 0 | 577.1596 | 3.0002e-05 | 578.1545 | 0.00274 | 304.633 | 0
| 305.9967 | 0.00093477 | 305.4918 | 0.00055136 | 377.219 | 0.17756 | 305.9967 | -0.00010137 | 305.4918 | 0 | 299.5823 | 7.161e-06 | 305.4918 | 0 | 376.5776 | 1.0383e-05 | 305.9967 | 0 | 304.8417 | 0 | 305.9967 | 0 | 305.9967 | 9.7119e-06 | 305.9967 | 0 | 305.9967 | 0 | 376.5776 | 8.7737e-06 | 305.9967 | 0.00027799 | 305.4918 | 0 | 578.3124 | 0.00318 | 305.4918 | 0 | 577.3182 | 0 | 578.3124 | 0.00263 | 304.8417 | 0
| 306.2078 | -0.00011339 | 305.7024 | -0.00014652 | 377.332 | 0.18285 | 306.2078 | 5.9193e-05 | 305.7024 | 0 | 299.794 | -3.9359e-06 | 305.7024 | 0 | 376.6893 | 1.1425e-05 | 306.2078 | 0 | 305.0504 | 0 | 306.2078 | 0 | 306.2078 | 0 | 306.2078 | 0 | 306.2078 | 0 | 376.6893 | 8.1258e-06 | 306.2078 | 0 | 305.7024 | 0 | 578.4703 | 0.00244 | 305.7024 | 0 | 577.4767 | 0 | 578.4703 | 0.00283 | 305.0504 | 0
| 306.4189 | 0.00073787 | 305.913 | -0.00029058 | 377.445 | 0.19103 | 306.4189 | 0.00045226 | 305.913 | 0 | 300.0058 | 4.8514e-06 | 305.913 | 0 | 376.801 | 1.0742e-05 | 306.4189 | 0 | 305.2592 | 0 | 306.4189 | 0 | 306.4189 | 8.1063e-06 | 306.4189 | 0 | 306.4189 | 0 | 376.801 | 6.6324e-06 | 306.4189 | 0.00025307 | 305.913 | 0 | 578.6282 | 0.00383 | 305.913 | 0 | 577.6353 | 0 | 578.6282 | 0.00272 | 305.2592 | 0
| 306.63 | 0.00047002 | 306.1236 | -8.0548e-05 | 377.5581 | 0.19801 | 306.63 | -0.00057209 | 306.1236 | 0 | 300.2176 | -5.268e-06 | 306.1236 | 0 | 376.9126 | 1.0428e-05 | 306.63 | 0 | 305.4679 | 0 | 306.63 | 0 | 306.63 | 0 | 306.63 | 0 | 306.63 | 0 | 376.9126 | 7.1595e-06 | 306.63 | 0 | 306.1236 | 0 | 578.7861 | 0.00338 | 306.1236 | 0 | 577.7939 | 1.0001e-05 | 578.7861 | 0.00293 | 305.4679 | 0
| 306.8411 | 0.0010763 | 306.3342 | 0.00066329 | 377.6711 | 0.21049 | 306.8411 | 0.0004035 | 306.3342 | 0 | 300.4294 | 1.0288e-05 | 306.3342 | 0 | 377.0244 | 9.3865e-06 | 306.8411 | 0 | 305.6767 | 0 | 306.8411 | 0 | 306.8411 | 8.6318e-06 | 306.8411 | 0 | 306.8411 | 0 | 377.0244 | 7.1595e-06 | 306.8411 | 0.00045642 | 306.3342 | 0 | 578.944 | 0.00418 | 306.3342 | 0 | 577.9524 | 0 | 578.944 | 0.00272 | 305.6767 | 0
| 307.0522 | 9.8173e-05 | 306.5448 | -0.00022668 | 377.7841 | 0.21278 | 307.0522 | 1.2865e-05 | 306.5448 | 0 | 300.6412 | -4.1956e-06 | 306.5448 | 0 | 377.1361 | 9.8345e-06 | 307.0522 | 0 | 305.8855 | 0 | 307.0522 | 0 | 307.0522 | 0 | 307.0522 | 0 | 307.0522 | 0 | 377.1361 | 6.4128e-06 | 307.0523 | 0 | 306.5448 | 0 | 579.1019 | 0.00338 | 306.5448 | 0 | 578.111 | 3.0002e-05 | 579.1019 | 0.00283 | 305.8855 | 0
| 307.2634 | 0.00017173 | 306.7554 | 0.0010097 | 377.8971 | 0.2233 | 307.2634 | -0.00034077 | 306.7554 | 0 | 300.853 | 6.1807e-06 | 306.7554 | 0 | 377.2478 | 9.4873e-06 | 307.2634 | 0 | 306.0943 | 0 | 307.2634 | 0 | 307.2634 | 1.0907e-05 | 307.2634 | 0 | 307.2634 | 0 | 377.2478 | 6.2042e-06 | 307.2634 | 0.00043834 | 306.7554 | 0 | 579.2599 | 0.00371 | 306.7554 | 0 | 578.2696 | 0 | 579.2599 | 0.00262 | 306.0943 | 0
| 307.4745 | 0.00015025 | 306.9661 | 0.00019402 | 378.0101 | 0.22958 | 307.4745 | 0.00010098 | 306.9661 | 0 | 301.0649 | 8.7334e-07 | 306.9661 | 0 | 377.3595 | 9.4089e-06 | 307.4746 | 0 | 306.3031 | 0 | 307.4746 | 0 | 307.4745 | 0 | 307.4746 | 0 | 307.4746 | 0 | 377.3595 | 6.0944e-06 | 307.4746 | 0 | 306.9661 | 0 | 579.4178 | 0.00287 | 306.9661 | 0 | 578.4282 | 1.0001e-05 | 579.4178 | 0.0027 | 306.3031 | 0
| 307.6857 | -9.2627e-05 | 307.1768 | 0.00018214 | 378.1231 | 0.24284 | 307.6857 | 0.0003309 | 307.1768 | 0 | 301.2767 | 5.7094e-06 | 307.1768 | 0 | 377.4712 | 8.7928e-06 | 307.6857 | 0 | 306.5119 | 0 | 307.6857 | 0 | 307.6857 | 5.1752e-06 | 307.6857 | 0 | 307.6857 | 0 | 377.4712 | 8.4443e-06 | 307.6857 | 0.00033508 | 307.1768 | 0 | 579.5758 | 0.00452 | 307.1768 | 0 | 578.5869 | 2.6669e-05 | 579.5758 | 0.00258 | 306.5119 | 0
| 307.8969 | 0.00037192 | 307.3875 | 4.6569e-05 | 378.2361 | 0.25571 | 307.8969 | -0.00045247 | 307.3875 | 0 | 301.4886 | -1.7701e-06 | 307.3875 | 0 | 377.5829 | 8.5016e-06 | 307.8969 | 0 | 306.7207 | 0 | 307.8969 | 0 | 307.8969 | 0 | 307.8969 | 0 | 307.8969 | 0 | 377.5829 | 7.3791e-06 | 307.8969 | 0 | 307.3875 | 0 | 579.7337 | 0.00371 | 307.3875 | 0 | 578.7455 | 1.0001e-05 | 579.7337 | 0.00268 | 306.7207 | 0
| 308.1082 | 0.00047234 | 307.5982 | 0.0002763 | 378.3491 | 0.26168 | 308.1082 | 0.00018126 | 307.5982 | 0 | 301.7005 | 6.8493e-07 | 307.5982 | 0 | 377.6946 | 8.0648e-06 | 308.1081 | 0 | 306.9296 | 0 | 308.1081 | 0 | 308.1082 | 7.7967e-06 | 308.1081 | 0 | 308.1081 | 0 | 377.6946 | 8.4443e-06 | 308.1082 | 0.00029531 | 307.5982 | 0 | 579.8917 | 0.0052 | 307.5982 | 0 | 578.9041 | 6.6672e-06 | 579.8917 | 0.00262 | 306.9296 | 0
| 308.3194 | 0.00069381 | 307.8089 | 0.00025456 | 378.4621 | 0.27432 | 308.3194 | -0.00024265 | 307.8089 | 0 | 301.9124 | -4.9117e-07 | 307.8089 | 0 | 377.8064 | 9.1065e-06 | 308.3194 | 0 | 307.1385 | 0 | 308.3194 | 0 | 308.3194 | 0 | 308.3194 | 0 | 308.3194 | 0 | 377.8064 | 7.0607e-06 | 308.3194 | 0 | 307.8089 | 0 | 580.0497 | 0.0035 | 307.8089 | 0 | 579.0627 | 1.0001e-05 | 580.0497 | 0.0028 | 307.1385 | 0
| 308.5306 | 0.00149 | 308.0197 | 0.00020021 | 378.5751 | 0.27863 | 308.5306 | -0.00013731 | 308.0197 | 0 | 302.1242 | 4.8204e-06 | 308.0197 | 0 | 377.9181 | 9.5657e-06 | 308.5306 | 0 | 307.3473 | 0 | 308.5306 | 0 | 308.5306 | 8.1543e-06 | 308.5306 | 0 | 308.5306 | 0 | 377.9181 | 8.9823e-06 | 308.5306 | 0.00019457 | 308.0197 | 0 | 580.2077 | 0.00527 | 308.0197 | 0 | 579.2214 | 6.6672e-06 | 580.2077 | 0.00267 | 307.3473 | 0
| 308.7419 | 0.00035602 | 308.2304 | -0.00027632 | 378.6881 | 0.29064 | 308.7419 | -0.00029298 | 308.2304 | 0 | 302.3362 | 1.3113e-06 | 308.2304 | 0 | 378.0299 | 9.6441e-06 | 308.7419 | 0 | 307.5562 | 0 | 308.7419 | 0 | 308.7419 | 0 | 308.7419 | 0 | 308.7419 | 0 | 378.0299 | 8.9823e-06 | 308.7419 | 0 | 308.2304 | 0 | 580.3657 | 0.00269 | 308.2304 | 0 | 579.38 | 1.0001e-05 | 580.3657 | 0.00278 | 307.5562 | 0
| 308.9532 | 0.0014464 | 308.4412 | -0.00011884 | 378.8011 | 0.29974 | 308.9532 | -0.00013227 | 308.4412 | 0 | 302.5481 | 7.2828e-06 | 308.4412 | 0 | 378.1416 | 8.3e-06 | 308.9531 | 0 | 307.7651 | 0 | 308.9531 | 0 | 308.9532 | 6.4113e-06 | 308.9531 | 0 | 308.9531 | 0 | 378.1416 | 9.3008e-06 | 308.9532 | 0.00026275 | 308.4412 | 0 | 580.5237 | 0.00473 | 308.4412 | 0 | 579.5386 | 6.6672e-06 | 580.5237 | 0.00259 | 307.7651 | 0
| 309.1644 | 0.00075704 | 308.652 | -2.4047e-05 | 378.9141 | 0.31601 | 309.1644 | 0.00023104 | 308.652 | 0 | 302.76 | -5.2649e-06 | 308.652 | 0 | 378.2534 | 9.0505e-06 | 309.1644 | 0 | 307.974 | 0 | 309.1644 | 0 | 309.1644 | 0 | 309.1644 | 0 | 309.1644 | 0 | 378.2534 | 1.0157e-05 | 309.1644 | 0 | 308.652 | 0 | 580.6817 | 0.00336 | 308.652 | 0 | 579.6973 | 0 | 580.6817 | 0.00277 | 307.974 | 0
| 309.3757 | 0.00066204 | 308.8628 | 0.00021318 | 379.0271 | 0.32915 | 309.3757 | 0.00065341 | 308.8628 | 0 | 302.972 | 5.9114e-06 | 308.8628 | 0 | 378.3651 | 8.2664e-06 | 309.3757 | 0 | 308.183 | 0 | 309.3757 | 0 | 309.3757 | 9.1326e-06 | 309.3757 | 0 | 309.3757 | 0 | 378.3651 | 1.3364e-05 | 309.3757 | 0.00022643 | 308.8628 | 0 | 580.8397 | 0.00404 | 308.8628 | 0 | 579.856 | 6.6672e-06 | 580.8397 | 0.00261 | 308.183 | 0
| 309.5871 | 0.00021604 | 309.0736 | 0.00060766 | 379.1401 | 0.34226 | 309.5871 | -6.3013e-05 | 309.0736 | 0 | 303.184 | -4.4134e-06 | 309.0736 | 0 | 378.4769 | 9.5769e-06 | 309.5871 | 0 | 308.3919 | 0 | 309.5871 | 0 | 309.5871 | 0 | 309.5871 | 0 | 309.5871 | 0 | 378.4769 | 1.2837e-05 | 309.5871 | 0 | 309.0736 | 0 | 580.9977 | 0.00364 | 309.0736 | 0 | 580.0146 | 1.0001e-05 | 580.9977 | 0.00272 | 308.3919 | 0
| 309.7984 | 0.0012273 | 309.2845 | 0.00018994 | 379.2531 | 0.35566 | 309.7984 | -7.9507e-05 | 309.2845 | 0 | 303.3959 | 5.3136e-06 | 309.2845 | 0 | 378.5887 | 8.636e-06 | 309.7984 | 0 | 308.6009 | 0 | 309.7984 | 0 | 309.7984 | 2.6629e-06 | 309.7984 | 0 | 309.7984 | 0 | 378.5887 | 9.8388e-06 | 309.7984 | 0.00011023 | 309.2845 | 0 | 581.1558 | 0.00441 | 309.2845 | 0 | 580.1733 | 0 | 581.1558 | 0.00249 | 308.6009 | 0
| 310.0097 | 0.0008642 | 309.4953 | -0.00047052 | 379.3661 | 0.36581 | 310.0097 | -0.00048208 | 309.4953 | 0 | 303.6079 | -4.5555e-07 | 309.4953 | 0 | 378.7004 | 9.0729e-06 | 310.0097 | 0 | 308.8098 | 0 | 310.0097 | 0 | 310.0097 | 0 | 310.0097 | 0 | 310.0097 | 0 | 378.7004 | 5.9846e-06 | 310.0097 | 0 | 309.4953 | 0 | 581.3138 | 0.00308 | 309.4953 | 0 | 580.332 | 1.0001e-05 | 581.3138 | 0.00265 | 308.8098 | 0
| 310.2211 | 0.0010612 | 309.7062 | 0.00015632 | 379.4791 | 0.38588 | 310.2211 | 0.00011147 | 309.7062 | 0 | 303.8199 | 3.4723e-06 | 309.7062 | 0 | 378.8122 | 8.7144e-06 | 310.2211 | 0 | 309.0188 | 0 | 310.2211 | 0 | 310.2211 | 6.0815e-06 | 310.2211 | 0 | 310.2211 | 0 | 378.8122 | 5.9846e-06 | 310.2211 | 0.00039604 | 309.7062 | 0 | 581.4718 | 0.00524 | 309.7062 | 0 | 580.4907 | 6.6672e-06 | 581.4718 | 0.00253 | 309.0188 | 0
| 310.4325 | 0.00033309 | 309.9171 | 0.00044721 | 379.592 | 0.39882 | 310.4325 | -0.00012995 | 309.9171 | 0 | 304.032 | -9.6889e-07 | 309.9171 | 0 | 378.924 | 9.4089e-06 | 310.4325 | 0 | 309.2278 | 0 | 310.4325 | 0 | 310.4325 | 0 | 310.4325 | 0 | 310.4325 | 0 | 378.924 | 7.4889e-06 | 310.4325 | 0 | 309.9171 | 0 | 581.6299 | 0.00345 | 309.9171 | 0 | 580.6494 | 1.0001e-05 | 581.6299 | 0.00268 | 309.2278 | 0
| 310.6439 | 0.00027274 | 310.128 | 0.00095061 | 379.705 | 0.42066 | 310.6439 | 3.9372e-05 | 310.128 | 0 | 304.244 | 2.0962e-06 | 310.128 | 0 | 379.0358 | 9.7001e-06 | 310.6439 | 0 | 309.4368 | 0 | 310.6439 | 0 | 310.6439 | 1.0916e-05 | 310.6439 | 0 | 310.6439 | 0 | 379.0358 | 7.2693e-06 | 310.6439 | 0.0003124 | 310.128 | 0 | 581.788 | 0.00406 | 310.128 | 0 | 580.8081 | 0 | 581.788 | 0.00254 | 309.4368 | 0
| 310.8553 | 0.00068648 | 310.3389 | -0.00069743 | 379.818 | 0.42969 | 310.8553 | 0.00036007 | 310.3389 | 0 | 304.456 | -4.2209e-06 | 310.3389 | 0 | 379.1476 | 8.9944e-06 | 310.8553 | 0 | 309.6458 | 0 | 310.8553 | 0 | 310.8553 | 0 | 310.8553 | 0 | 310.8553 | 0 | 379.1476 | 5.8857e-06 | 310.8553 | 0 | 310.339 | 0 | 581.946 | 0.00357 | 310.3389 | 0 | 580.9668 | 0 | 581.946 | 0.00272 | 309.6458 | 0
| 311.0667 | 0.00057314 | 310.5499 | 1.4094e-05 | 379.931 | 0.44522 | 311.0667 | 0.00034537 | 310.5499 | 0 | 304.6681 | 5.8837e-06 | 310.5499 | 0 | 379.2594 | 8.3224e-06 | 311.0667 | 0 | 309.8549 | 0 | 311.0667 | 0 | 311.0667 | 1.131e-06 | 311.0667 | 0 | 311.0667 | 0 | 379.2594 | 5.4575e-06 | 311.0667 | 7.8947e-05 | 310.5499 | 0 | 582.1041 | 0.00496 | 310.5499 | 0 | 581.1255 | 0 | 582.1041 | 0.0026 | 309.8549 | 0
| 311.2782 | 0.00018411 | 310.7609 | -0.00075956 | 380.044 | 0.46173 | 311.2782 | -0.00051746 | 310.7609 | 0 | 304.8802 | -1.3054e-06 | 310.7609 | 0 | 379.3712 | 8.6808e-06 | 311.2782 | 0 | 310.0639 | 0 | 311.2782 | 0 | 311.2782 | 0 | 311.2782 | 0 | 311.2782 | 0 | 379.3712 | 4.6998e-06 | 311.2782 | 0 | 310.7609 | 0 | 582.2622 | 0.00417 | 310.7609 | 0 | 581.2842 | 0 | 582.2622 | 0.00274 | 310.0639 | 0
| 311.4896 | 0.0010144 | 310.9718 | -0.00013335 | 380.157 | 0.48074 | 311.4896 | 0.00062567 | 310.9718 | 0 | 305.0923 | 2.8287e-06 | 310.9718 | 0 | 379.483 | 8.7928e-06 | 311.4896 | 0 | 310.273 | 0 | 311.4896 | 0 | 311.4896 | 5.3465e-06 | 311.4896 | 0 | 311.4896 | 0 | 379.483 | 4.4912e-06 | 311.4896 | 9.424e-06 | 310.9718 | 0 | 582.4203 | 0.00418 | 310.9718 | 0 | 581.443 | 0 | 582.4203 | 0.00256 | 310.273 | 0
| 311.7011 | 0.00066236 | 311.1828 | -0.00072299 | 380.2699 | 0.49704 | 311.7011 | -0.00017534 | 311.1828 | 0 | 305.3044 | -6.374e-06 | 311.1828 | 0 | 379.5949 | 8.7144e-06 | 311.7011 | 0 | 310.4821 | 0 | 311.7011 | 0 | 311.7011 | 0 | 311.7011 | 0 | 311.7011 | 0 | 379.5949 | 3.7445e-06 | 311.7011 | 0 | 311.1828 | 0 | 582.5784 | 0.00441 | 311.1828 | 0 | 581.6017 | 3.0002e-05 | 582.5784 | 0.0027 | 310.4821 | 0
| 311.9126 | 0.00078823 | 311.3938 | 0.00094645 | 380.3829 | 0.51437 | 311.9126 | 0.0007533 | 311.3938 | 0 | 305.5164 | 7.6039e-06 | 311.3938 | 0 | 379.7067 | 8.3448e-06 | 311.9126 | 0 | 310.6911 | 0 | 311.9126 | 0 | 311.9126 | 1.1002e-05 | 311.9126 | 0 | 311.9126 | 0 | 379.7067 | 6.2042e-06 | 311.9126 | 0.00034896 | 311.3938 | 0 | 582.7365 | 0.00292 | 311.3938 | 0 | 581.7604 | 6.6672e-06 | 582.7365 | 0.00254 | 310.6911 | 0
| 312.1241 | -9.6471e-05 | 311.6049 | -5.0257e-05 | 380.4959 | 0.53494 | 312.1241 | -0.00025147 | 311.6049 | 0 | 305.7286 | -2.358e-06 | 311.6049 | 0 | 379.8185 | 8.4792e-06 | 312.1241 | 0 | 310.9002 | 0 | 312.1241 | 0 | 312.1241 | 0 | 312.1241 | 0 | 312.1241 | 0 | 379.8185 | 7.5878e-06 | 312.1241 | 0 | 311.6049 | 0 | 582.8946 | 0.00278 | 311.6049 | 0 | 581.9192 | 3.0002e-05 | 582.8946 | 0.0027 | 310.9002 | 0
| 312.3356 | 0.00097326 | 311.8159 | 0.00072318 | 380.6089 | 0.55682 | 312.3356 | 0.0010265 | 311.8159 | 0 | 305.9407 | 7.2673e-06 | 311.8159 | 0 | 379.9303 | 9.4425e-06 | 312.3356 | 0 | 311.1093 | 0 | 312.3356 | 0 | 312.3356 | 9.3154e-06 | 312.3356 | 0 | 312.3356 | 0 | 379.9303 | 6.7313e-06 | 312.3356 | 0.00025886 | 311.8159 | 0 | 583.0527 | 0.00538 | 311.8159 | 0 | 582.0779 | 0 | 583.0527 | 0.00254 | 311.1093 | 0
| 312.5471 | 0.00023915 | 312.027 | 0.0002545 | 380.7218 | 0.57802 | 312.5471 | -3.3463e-05 | 312.027 | 0 | 306.1529 | -4.2724e-06 | 312.027 | 0 | 380.0422 | 9.8569e-06 | 312.5471 | 0 | 311.3185 | 0 | 312.5471 | 0 | 312.5471 | 0 | 312.5471 | 0 | 312.5471 | 0 | 380.0422 | 5.5563e-06 | 312.5471 | 0 | 312.027 | 0 | 583.2109 | 0.0028 | 312.027 | 0 | 582.2367 | 6.9993e-05 | 583.2109 | 0.00268 | 311.3185 | 0
| 312.7587 | 0.00076458 | 312.238 | 0.00011745 | 380.8348 | 0.59203 | 312.7587 | -0.00039666 | 312.238 | 0 | 306.365 | 4.2443e-06 | 312.238 | 0 | 380.154 | 9.4649e-06 | 312.7587 | 0 | 311.5276 | 0 | 312.7587 | 0 | 312.7587 | 1.0501e-05 | 312.7587 | 0 | 312.7587 | 0 | 380.154 | 5.6661e-06 | 312.7587 | 0.0003271 | 312.238 | 0 | 583.369 | 0.00399 | 312.238 | 0 | 582.3955 | 0 | 583.369 | 0.00247 | 311.5276 | 0
| 312.9703 | -0.00053343 | 312.4491 | -0.00023588 | 380.9478 | 0.61356 | 312.9703 | -0.00045064 | 312.4491 | 0 | 306.5772 | -3.5174e-06 | 312.4491 | 0 | 380.2659 | 8.6024e-06 | 312.9703 | 0 | 311.7368 | 0 | 312.9703 | 0 | 312.9703 | 0 | 312.9703 | 0 | 312.9703 | 0 | 380.2659 | 8.9823e-06 | 312.9703 | 0 | 312.4491 | 0 | 583.5272 | 0.00417 | 312.4491 | 0 | 582.5543 | 1.0001e-05 | 583.5272 | 0.00258 | 311.7368 | 0
| 313.1819 | -0.00011886 | 312.6603 | 0.00044891 | 381.0607 | 0.6316 | 313.1819 | 0.00087496 | 312.6603 | 0 | 306.7894 | 4.6145e-06 | 312.6603 | 0 | 380.3777 | 7.5607e-06 | 313.1818 | 0 | 311.9459 | 0 | 313.1818 | 0 | 313.1819 | 9.2524e-06 | 313.1818 | 0 | 313.1818 | 0 | 380.3777 | 9.0921e-06 | 313.1818 | 0.00025627 | 312.6603 | 0 | 583.6853 | 0.00334 | 312.6603 | 0 | 582.713 | 0 | 583.6853 | 0.00246 | 311.9459 | 0
| 313.3934 | 0.00060985 | 312.8714 | -0.0011216 | 381.1737 | 0.6548 | 313.3934 | -0.0004932 | 312.8714 | 0 | 307.0016 | -1.035e-06 | 312.8714 | 0 | 380.4896 | 7.7399e-06 | 313.3934 | 0 | 312.1551 | 0 | 313.3934 | 0 | 313.3934 | 0 | 313.3934 | 0 | 313.3934 | 0 | 380.4896 | 9.4106e-06 | 313.3934 | 0 | 312.8714 | 0 | 583.8435 | 0.00378 | 312.8714 | 0 | 582.8718 | 0 | 583.8435 | 0.00266 | 312.1551 | 0
| 313.605 | 0.0010737 | 313.0825 | 0.00020916 | 381.2867 | 0.66791 | 313.605 | 0.0009089 | 313.0825 | 0 | 307.2138 | 3.4509e-06 | 313.0825 | 0 | 380.6015 | 7.4263e-06 | 313.6051 | 0 | 312.3643 | 0 | 313.6051 | 0 | 313.605 | 9.6866e-06 | 313.6051 | 0 | 313.6051 | 0 | 380.6015 | 7.0607e-06 | 313.605 | 0.00040709 | 313.0825 | 0 | 584.0016 | 0.00318 | 313.0825 | 0 | 583.0306 | 0 | 584.0016 | 0.00252 | 312.3643 | 0
| 313.8167 | 0.00041454 | 313.2937 | 9.2103e-06 | 381.3997 | 0.68736 | 313.8167 | -0.00021196 | 313.2937 | 0 | 307.426 | -2.3852e-06 | 313.2937 | 0 | 380.7133 | 8.636e-06 | 313.8167 | 0 | 312.5735 | 0 | 313.8167 | 0 | 313.8167 | 0 | 313.8167 | 0 | 313.8167 | 0 | 380.7133 | 7.9172e-06 | 313.8167 | 0 | 313.2937 | 0 | 584.1598 | 0.00232 | 313.2937 | 0 | 583.1894 | 5.0004e-05 | 584.1598 | 0.00262 | 312.5735 | 0
| 314.0283 | 0.00075678 | 313.5049 | 0.00089742 | 381.5126 | 0.69445 | 314.0283 | 0.0010076 | 313.5049 | 0 | 307.6383 | 5.7185e-06 | 313.5049 | 0 | 380.8252 | 7.9864e-06 | 314.0283 | 0 | 312.7827 | 0 | 314.0283 | 0 | 314.0283 | 8.8273e-06 | 314.0283 | 0 | 314.0283 | 0 | 380.8252 | 8.4443e-06 | 314.0283 | 0.00041767 | 313.5049 | 0 | 584.318 | 0.00432 | 313.5049 | 0 | 583.3482 | 0 | 584.318 | 0.00246 | 312.7827 | 0
| 314.24 | -9.245e-05 | 313.7161 | -0.00046732 | 381.6256 | 0.71899 | 314.24 | -0.00015451 | 313.7161 | 0 | 307.8505 | -7.3408e-06 | 313.7161 | 0 | 380.9371 | 8.3448e-06 | 314.24 | 0 | 312.9919 | 0 | 314.24 | 0 | 314.24 | 0 | 314.24 | 0 | 314.24 | 0 | 380.9371 | 7.9172e-06 | 314.24 | 0 | 313.7161 | 0 | 584.4762 | 0.00241 | 313.7161 | 0 | 583.5071 | 1.0001e-05 | 584.4762 | 0.00263 | 312.9919 | 0
| 314.4517 | 0.001336 | 313.9273 | 0.00064108 | 381.7385 | 0.73304 | 314.4517 | 0.0003436 | 313.9273 | 0 | 308.0628 | 5.1714e-06 | 313.9273 | 0 | 381.049 | 7.6727e-06 | 314.4517 | 0 | 313.2012 | 0 | 314.4517 | 0 | 314.4517 | 6.1066e-06 | 314.4517 | 0 | 314.4517 | 0 | 381.049 | 8.1258e-06 | 314.4517 | 0.00032218 | 313.9273 | 0 | 584.6344 | 0.00313 | 313.9273 | 0 | 583.6659 | 6.6672e-06 | 584.6344 | 0.00253 | 313.2012 | 0
| 314.6634 | -0.00054332 | 314.1385 | 0.0004409 | 381.8515 | 0.75052 | 314.6634 | -0.00031086 | 314.1385 | 0 | 308.2751 | -6.0003e-07 | 314.1385 | 0 | 381.1609 | 7.1127e-06 | 314.6633 | 0 | 313.4105 | 0 | 314.6633 | 0 | 314.6634 | 0 | 314.6633 | 0 | 314.6633 | 0 | 381.1609 | 8.4443e-06 | 314.6634 | 0 | 314.1385 | 0 | 584.7926 | 0.00341 | 314.1385 | 0 | 583.8247 | 3.0002e-05 | 584.7926 | 0.00275 | 313.4105 | 0
| 314.8751 | 0.00052447 | 314.3497 | -9.8199e-05 | 381.9645 | 0.75834 | 314.8751 | 8.7147e-05 | 314.3497 | 0 | 308.4874 | 1.1884e-05 | 314.3497 | 0 | 381.2728 | 6.855e-06 | 314.8751 | 0 | 313.6197 | 0 | 314.8751 | 0 | 314.8751 | 0 | 314.8751 | 0 | 314.8751 | 0 | 381.2728 | 9.8388e-06 | 314.8751 | 0.00015991 | 314.3497 | 0 | 584.9508 | 0.00417 | 314.3497 | 0 | 583.9836 | 0 | 584.9508 | 0.00257 | 313.6197 | 0
| 315.0868 | 1.0378e-05 | 314.561 | -0.00056008 | 382.0774 | 0.77906 | 315.0868 | -0.00032931 | 314.561 | 0 | 308.6997 | -4.3194e-06 | 314.561 | 0 | 381.3847 | 7.1911e-06 | 315.0868 | 0 | 313.829 | 0 | 315.0868 | 0 | 315.0868 | 0 | 315.0868 | 0 | 315.0868 | 0 | 381.3847 | 8.3454e-06 | 315.0868 | 0 | 314.561 | 0 | 585.109 | 0.00283 | 314.561 | 0 | 584.1424 | 3.0002e-05 | 585.109 | 0.00269 | 313.829 | 0
| 315.2985 | 0.0016679 | 314.7723 | 0.00069025 | 382.1904 | 0.79283 | 315.2985 | 0.0011975 | 314.7723 | 0 | 308.912 | 5.1113e-06 | 314.7723 | 0 | 381.4966 | 8.2888e-06 | 315.2985 | 0 | 314.0383 | 0 | 315.2985 | 0 | 315.2985 | 1.0908e-05 | 315.2985 | 0 | 315.2985 | 0 | 381.4966 | 7.1595e-06 | 315.2985 | 0.00038466 | 314.7723 | 0 | 585.2673 | 0.00432 | 314.7723 | 0 | 584.3012 | 6.6672e-06 | 585.2673 | 0.00241 | 314.0383 | 0
| 315.5103 | -0.00058795 | 314.9836 | 0.00043719 | 382.3033 | 0.81124 | 315.5103 | -0.00044924 | 314.9836 | 0 | 309.1243 | -2.3802e-06 | 314.9836 | 0 | 381.6085 | 9.0729e-06 | 315.5103 | 0 | 314.2476 | 0 | 315.5103 | 0 | 315.5103 | 0 | 315.5103 | 0 | 315.5103 | 0 | 381.6085 | 8.1258e-06 | 315.5102 | 0 | 314.9836 | 0 | 585.4255 | 0.00239 | 314.9836 | 0 | 584.4601 | 1.0001e-05 | 585.4255 | 0.00254 | 314.2476 | 0
| 315.722 | 0.0010507 | 315.1949 | 0.00020301 | 382.4163 | 0.81617 | 315.722 | 0.00045157 | 315.1949 | 0 | 309.3367 | 6.8969e-06 | 315.1949 | 0 | 381.7205 | 8.3672e-06 | 315.722 | 0 | 314.4569 | 0 | 315.722 | 0 | 315.722 | 5.5389e-06 | 315.722 | 0 | 315.722 | 0 | 381.7205 | 8.9823e-06 | 315.722 | 0.00022539 | 315.1949 | 0 | 585.5838 | 0.00285 | 315.1949 | 0 | 584.619 | 0 | 585.5838 | 0.00238 | 314.4569 | 0
| 315.9338 | 0.0018017 | 315.4062 | -0.00075472 | 382.5292 | 0.83215 | 315.9338 | -0.00020785 | 315.4062 | 0 | 309.549 | -4.8235e-07 | 315.4062 | 0 | 381.8324 | 8.58e-06 | 315.9338 | 0 | 314.6663 | 0 | 315.9338 | 0 | 315.9338 | 0 | 315.9338 | 0 | 315.9338 | 0 | 381.8324 | 8.2356e-06 | 315.9338 | 0 | 315.4062 | 0 | 585.742 | 0.00327 | 315.4062 | 0 | 584.7778 | 1.0001e-05 | 585.742 | 0.00258 | 314.6663 | 0
| 316.1456 | 0.0015477 | 315.6176 | 0.00086456 | 382.6422 | 0.8401 | 316.1456 | 0.00029358 | 315.6176 | 0 | 309.7614 | 2.6102e-06 | 315.6176 | 0 | 381.9443 | 8.188e-06 | 316.1456 | 0 | 314.8756 | 0 | 316.1456 | 0 | 316.1456 | 1.0974e-05 | 316.1456 | 0 | 316.1456 | 0 | 381.9443 | 6.8411e-06 | 316.1456 | 0.00028783 | 315.6175 | 0 | 585.9003 | 0.00512 | 315.6176 | 0 | 584.9367 | 6.6672e-06 | 585.9003 | 0.00253 | 314.8756 | 0
| 316.3574 | 0.00022825 | 315.8289 | 0.00042269 | 382.7551 | 0.85161 | 316.3574 | -0.00040671 | 315.8289 | 0 | 309.9738 | -5.0649e-06 | 315.8289 | 0 | 382.0563 | 9.4201e-06 | 316.3574 | 0 | 315.085 | 0 | 316.3574 | 0 | 316.3574 | 0 | 316.3574 | 0 | 316.3574 | 0 | 382.0563 | 5.9846e-06 | 316.3574 | 0 | 315.8289 | 0 | 586.0585 | 0.00313 | 315.8289 | 0 | 585.0956 | 1.0001e-05 | 586.0585 | 0.00266 | 315.085 | 0
| 316.5692 | 0.00074708 | 316.0403 | -0.00080045 | 382.8681 | 0.86982 | 316.5692 | 0.00065053 | 316.0403 | 0 | 310.1862 | 8.9145e-06 | 316.0403 | 0 | 382.1682 | 9.2297e-06 | 316.5692 | 0 | 315.2944 | 0 | 316.5692 | 0 | 316.5692 | 1.0999e-05 | 316.5692 | 0 | 316.5692 | 0 | 382.1682 | 5.4575e-06 | 316.5692 | 0.00028996 | 316.0403 | 0 | 586.2168 | 0.00308 | 316.0403 | 0 | 585.2545 | 6.6672e-06 | 586.2168 | 0.00253 | 315.2944 | 0
| 316.7811 | 0.00031871 | 316.2517 | -0.0012367 | 382.981 | 0.8788 | 316.7811 | -0.00064558 | 316.2517 | 0 | 310.3986 | -2.5814e-06 | 316.2517 | 0 | 382.2802 | 1.0227e-05 | 316.7811 | 0 | 315.5038 | 0 | 316.7811 | 0 | 316.7811 | 0 | 316.7811 | 0 | 316.7811 | 0 | 382.2802 | 5.7759e-06 | 316.7811 | 0 | 316.2517 | 0 | 586.3751 | 0.00369 | 316.2517 | 0 | 585.4134 | 0 | 586.3751 | 0.00253 | 315.5038 | 0
| 316.993 | 0.0012904 | 316.4631 | 0.00018492 | 383.094 | 0.888 | 316.993 | -0.00028702 | 316.4631 | 0 | 310.611 | 4.7605e-06 | 316.4631 | 0 | 382.3921 | 1.0115e-05 | 316.9929 | 0 | 315.7131 | 0 | 316.9929 | 0 | 316.993 | 4.6615e-06 | 316.9929 | 0 | 316.9929 | 0 | 382.3921 | 5.5563e-06 | 316.993 | 0.00030736 | 316.4631 | 0 | 586.5334 | 0.00445 | 316.4631 | 0 | 585.5723 | 0 | 586.5334 | 0.0024 | 315.7131 | 0
| 317.2048 | 0.00050675 | 316.6745 | -0.00022963 | 383.2069 | 0.89981 | 317.2048 | -3.7537e-06 | 316.6745 | 0 | 310.8234 | -2.7521e-06 | 316.6745 | 0 | 382.5041 | 1.007e-05 | 317.2048 | 0 | 315.9225 | 0 | 317.2048 | 0 | 317.2048 | 0 | 317.2048 | 0 | 317.2048 | 0 | 382.5041 | 6.8411e-06 | 317.2048 | 0 | 316.6745 | 0 | 586.6917 | 0.00429 | 316.6745 | 0 | 585.7312 | 3.0002e-05 | 586.6917 | 0.00257 | 315.9226 | 0
| 317.4167 | 0.00072605 | 316.886 | 0.00047937 | 383.3199 | 0.90675 | 317.4167 | 0.00026889 | 316.886 | 0 | 311.0359 | 7.4886e-06 | 316.886 | 0 | 382.616 | 9.0505e-06 | 317.4167 | 0 | 316.132 | 0 | 317.4167 | 0 | 317.4167 | 8.7907e-06 | 317.4167 | 0 | 317.4167 | 0 | 382.616 | 4.8096e-06 | 317.4167 | 0.00033723 | 316.886 | 0 | 586.85 | 0.00396 | 316.886 | 0 | 585.8901 | 2.6669e-05 | 586.85 | 0.00247 | 316.132 | 0
| 317.6286 | -0.00039077 | 317.0974 | -0.00081382 | 383.4328 | 0.90831 | 317.6286 | -0.00035049 | 317.0974 | 0 | 311.2484 | -1.2616e-06 | 317.0974 | 0 | 382.728 | 9.2857e-06 | 317.6286 | 0 | 316.3414 | 0 | 317.6286 | 0 | 317.6286 | 0 | 317.6286 | 0 | 317.6286 | 0 | 382.728 | 5.2379e-06 | 317.6286 | 0 | 317.0974 | 0 | 587.0083 | 0.00283 | 317.0974 | 0 | 586.049 | 0 | 587.0083 | 0.00258 | 316.3414 | 0
| 317.8405 | 0.00071603 | 317.3089 | 0.00046835 | 383.5457 | 0.91932 | 317.8405 | 0.00024564 | 317.3089 | 0 | 311.4608 | 2.1187e-06 | 317.3089 | 0 | 382.84 | 8.636e-06 | 317.8405 | 0 | 316.5509 | 0 | 317.8405 | 0 | 317.8405 | 5.5287e-06 | 317.8405 | 0 | 317.8405 | 0 | 382.84 | 6.314e-06 | 317.8406 | 0.00047515 | 317.3089 | 0 | 587.1667 | 0.00506 | 317.3089 | 0 | 586.2079 | 2.6669e-05 | 587.1667 | 0.00239 | 316.5509 | 0
| 318.0525 | 0.00012117 | 317.5204 | -0.001626 | 383.6587 | 0.91452 | 318.0525 | -0.00036335 | 317.5204 | 0 | 311.6733 | 1.1969e-06 | 317.5204 | 0 | 382.952 | 8.9384e-06 | 318.0525 | 0 | 316.7603 | 0 | 318.0525 | 0 | 318.0525 | 0 | 318.0525 | 0 | 318.0525 | 0 | 382.952 | 7.8074e-06 | 318.0525 | 0 | 317.5204 | 0 | 587.325 | 0.00503 | 317.5204 | 0 | 586.3669 | 1.0001e-05 | 587.325 | 0.00256 | 316.7604 | 0
| 318.2644 | 0.0016011 | 317.7319 | 0.00067858 | 383.7716 | 0.9306 | 318.2644 | 0.00020006 | 317.7319 | 0 | 311.8858 | 8.2815e-06 | 317.7319 | 0 | 383.064 | 8.3672e-06 | 318.2644 | 0 | 316.9698 | 0 | 318.2644 | 0 | 318.2644 | 6.2313e-06 | 318.2644 | 0 | 318.2644 | 0 | 383.064 | 8.4443e-06 | 318.2644 | 0.00052557 | 317.7319 | 0 | 587.4833 | 0.00443 | 317.7319 | 0 | 586.5258 | 6.6672e-06 | 587.4833 | 0.00246 | 316.9698 | 0
| 318.4764 | 0.00029717 | 317.9434 | 0.00064383 | 383.8846 | 0.92787 | 318.4764 | 0.00029156 | 317.9434 | 0 | 312.0983 | -6.0338e-06 | 317.9434 | 0 | 383.176 | 9.2857e-06 | 318.4764 | 0 | 317.1793 | 0 | 318.4764 | 0 | 318.4764 | 0 | 318.4764 | 0 | 318.4764 | 0 | 383.176 | 5.7759e-06 | 318.4764 | 0 | 317.9434 | 0 | 587.6417 | 0.00457 | 317.9434 | 0 | 586.6848 | 0 | 587.6417 | 0.00261 | 317.1793 | 0
| 318.6884 | 0.00065811 | 318.155 | -0.00010172 | 383.9975 | 0.93674 | 318.6884 | 0.00020106 | 318.155 | 0 | 312.3109 | 3.8069e-06 | 318.155 | 0 | 383.288 | 8.636e-06 | 318.6884 | 0 | 317.3888 | 0 | 318.6884 | 0 | 318.6884 | 4.1947e-06 | 318.6884 | 0 | 318.6884 | 0 | 383.288 | 5.1281e-06 | 318.6884 | 0.00017841 | 318.155 | 0 | 587.8 | 0.00554 | 318.155 | 0 | 586.8437 | 2.6669e-05 | 587.8 | 0.00248 | 317.3888 | 0
| 318.9004 | 0.00019275 | 318.3665 | 9.9881e-05 | 384.1104 | 0.93831 | 318.9004 | -0.0002986 | 318.3665 | 0 | 312.5234 | -3.1353e-06 | 318.3665 | 0 | 383.3999 | 8.8712e-06 | 318.9004 | 0 | 317.5983 | 0 | 318.9004 | 0 | 318.9004 | 0 | 318.9004 | 0 | 318.9004 | 0 | 383.3999 | 4.601e-06 | 318.9004 | 0 | 318.3665 | 0 | 587.9584 | 0.00297 | 318.3665 | 0 | 587.0027 | 1.0001e-05 | 587.9584 | 0.00254 | 317.5983 | 0
| 319.1124 | 0.0011345 | 318.5781 | -4.9352e-05 | 384.2234 | 0.94063 | 319.1124 | 0.00075638 | 318.5781 | 0 | 312.7359 | 7.5859e-06 | 318.5781 | 0 | 383.512 | 8.6024e-06 | 319.1124 | 0 | 317.8079 | 0 | 319.1124 | 0 | 319.1124 | 9.4124e-06 | 319.1124 | 0 | 319.1124 | 0 | 383.512 | 6.0944e-06 | 319.1124 | 0.00014535 | 318.5781 | 0 | 588.1168 | 0.00364 | 318.5781 | 0 | 587.1617 | 2.6669e-05 | 588.1168 | 0.0024 | 317.8079 | 0
| 319.3244 | 0.00057644 | 318.7897 | -4.5332e-06 | 384.3363 | 0.9526 | 319.3244 | -0.0002042 | 318.7897 | 0 | 312.9485 | -7.9391e-06 | 318.7897 | 0 | 383.624 | 9.0953e-06 | 319.3244 | 0 | 318.0174 | 0 | 319.3244 | 0 | 319.3244 | 0 | 319.3244 | 0 | 319.3244 | 0 | 383.624 | 7.9172e-06 | 319.3244 | 0 | 318.7897 | 0 | 588.2751 | 0.0038 | 318.7897 | 0 | 587.3206 | 1.0001e-05 | 588.2751 | 0.00249 | 318.0174 | 0
| 319.5364 | 0.0013201 | 319.0013 | 0.00022392 | 384.4492 | 0.95485 | 319.5364 | 0.00041627 | 319.0013 | 0 | 313.1611 | 2.5581e-06 | 319.0013 | 0 | 383.736 | 8.636e-06 | 319.5365 | 0 | 318.227 | 0 | 319.5365 | 0 | 319.5364 | 4.4832e-06 | 319.5365 | 0 | 319.5365 | 0 | 383.736 | 8.4443e-06 | 319.5364 | 0.00036228 | 319.0013 | 0 | 588.4335 | 0.00462 | 319.0013 | 0 | 587.4796 | 0 | 588.4335 | 0.0024 | 318.227 | 0
| 319.7485 | 0.00060593 | 319.2129 | -0.0003995 | 384.5622 | 0.95939 | 319.7485 | -0.00027873 | 319.2129 | 0 | 313.3737 | -1.7426e-06 | 319.2129 | 0 | 383.848 | 9.4089e-06 | 319.7485 | 0 | 318.4366 | 0 | 319.7485 | 0 | 319.7485 | 0 | 319.7485 | 0 | 319.7485 | 0 | 383.848 | 8.016e-06 | 319.7485 | 0 | 319.2129 | 0 | 588.5919 | 0.0032 | 319.2129 | 0 | 587.6386 | 0 | 588.5919 | 0.00256 | 318.4366 | 0
| 319.9606 | 0.0012709 | 319.4246 | 0.00068404 | 384.6751 | 0.94848 | 319.9606 | 0.00016173 | 319.4246 | 0 | 313.5863 | 5.7726e-06 | 319.4246 | 0 | 383.9601 | 9.8009e-06 | 319.9606 | 0 | 318.6461 | 0 | 319.9606 | 0 | 319.9606 | 1.2702e-05 | 319.9606 | 0 | 319.9606 | 0 | 383.9601 | 5.2379e-06 | 319.9606 | 0.00041003 | 319.4246 | 0 | 588.7503 | 0.00352 | 319.4246 | 0 | 587.7976 | 6.6672e-06 | 588.7503 | 0.00248 | 318.6461 | 0
| 320.1727 | -6.083e-05 | 319.6362 | -0.00049957 | 384.788 | 0.95898 | 320.1727 | -4.5848e-05 | 319.6362 | 0 | 313.7989 | -3.3565e-06 | 319.6362 | 0 | 384.0721 | 9.2633e-06 | 320.1727 | 0 | 318.8557 | 0 | 320.1727 | 0 | 320.1727 | 0 | 320.1727 | 0 | 320.1727 | 0 | 384.0721 | 6.6324e-06 | 320.1727 | 0 | 319.6362 | 0 | 588.9087 | 0.00357 | 319.6362 | 0 | 587.9566 | 0 | 588.9087 | 0.00256 | 318.8557 | 0
| 320.3848 | 0.00060106 | 319.8479 | -9.4592e-06 | 384.901 | 0.95771 | 320.3848 | 0.00041426 | 319.8479 | 0 | 314.0115 | 6.5567e-06 | 319.8479 | 0 | 384.1841 | 7.9864e-06 | 320.3848 | 0 | 319.0653 | 0 | 320.3848 | 0 | 320.3848 | 8.655e-06 | 320.3848 | 0 | 320.3848 | 0 | 384.1841 | 7.8074e-06 | 320.3848 | 0.0002538 | 319.8479 | 0 | 589.0671 | 0.00262 | 319.8479 | 0 | 588.1156 | 6.6672e-06 | 589.0671 | 0.00243 | 319.0653 | 0
| 320.5969 | -0.00034682 | 320.0596 | -0.00025841 | 385.0139 | 0.96134 | 320.5969 | 3.5561e-05 | 320.0596 | 0 | 314.2242 | -5.125e-06 | 320.0596 | 0 | 384.2962 | 6.799e-06 | 320.5969 | 0 | 319.275 | 0 | 320.5969 | 0 | 320.5969 | 0 | 320.5969 | 0 | 320.5969 | 0 | 384.2962 | 8.8725e-06 | 320.5969 | 0 | 320.0596 | 0 | 589.2256 | 0.00417 | 320.0596 | 0 | 588.2746 | 3.0002e-05 | 589.2256 | 0.00255 | 319.275 | 0
| 320.809 | 0.0013229 | 320.2713 | 0.00029597 | 385.1268 | 0.96399 | 320.809 | 0.00053929 | 320.2713 | 0 | 314.4368 | 7.4425e-06 | 320.2713 | 0 | 384.4082 | 6.9671e-06 | 320.809 | 0 | 319.4846 | 0 | 320.809 | 0 | 320.809 | 3.9228e-06 | 320.809 | 0 | 320.809 | 0 | 384.4082 | 7.6976e-06 | 320.809 | 0.0002732 | 320.2713 | 0 | 589.384 | 0.00478 | 320.2713 | 0 | 588.4336 | 6.6672e-06 | 589.384 | 0.00252 | 319.4846 | 0
| 321.0212 | 0.00040177 | 320.483 | -0.00079427 | 385.2397 | 0.96772 | 321.0212 | -0.00011613 | 320.483 | 0 | 314.6495 | -5.4917e-06 | 320.483 | 0 | 384.5203 | 8.132e-06 | 321.0212 | 0 | 319.6942 | 0 | 321.0212 | 0 | 321.0212 | 0 | 321.0212 | 0 | 321.0212 | 0 | 384.5203 | 7.6976e-06 | 321.0212 | 0 | 320.483 | 0 | 589.5424 | 0.00311 | 320.483 | 0 | 588.5927 | 3.0002e-05 | 589.5424 | 0.00259 | 319.6942 | 0
| 321.2333 | 0.0006118 | 320.6948 | 0.000794 | 385.3526 | 0.97007 | 321.2333 | 0.00052087 | 320.6948 | 0 | 314.8622 | 4.9266e-06 | 320.6948 | 0 | 384.6323 | 8.2888e-06 | 321.2333 | 0 | 319.9039 | 0 | 321.2333 | 0 | 321.2333 | 8.0623e-06 | 321.2333 | 0 | 321.2333 | 0 | 384.6323 | 8.2356e-06 | 321.2333 | 0.0003026 | 320.6948 | 0 | 589.7009 | 0.00366 | 320.6948 | 0 | 588.7517 | 0 | 589.7009 | 0.00248 | 319.9039 | 0
| 321.4455 | -2.8641e-05 | 320.9065 | 0.00056103 | 385.4656 | 0.97105 | 321.4455 | -0.00016714 | 320.9065 | 0 | 315.0749 | -4.8623e-06 | 320.9065 | 0 | 384.7444 | 8.4008e-06 | 321.4455 | 0 | 320.1136 | 0 | 321.4455 | 0 | 321.4455 | 0 | 321.4455 | 0 | 321.4455 | 0 | 384.7444 | 6.8411e-06 | 321.4455 | 0 | 320.9065 | 0 | 589.8593 | 0.00339 | 320.9065 | 0 | 588.9107 | 3.0002e-05 | 589.8593 | 0.00254 | 320.1136 | 0
| 321.6577 | 0.00010059 | 321.1183 | 0.000579 | 385.5785 | 0.96482 | 321.6577 | 0.00050749 | 321.1183 | 0 | 315.2876 | 4.4129e-06 | 321.1183 | 0 | 384.8565 | 8.3672e-06 | 321.6577 | 0 | 320.3233 | 0 | 321.6577 | 0 | 321.6577 | 9.9074e-06 | 321.6577 | 0 | 321.6577 | 0 | 384.8565 | 6.0944e-06 | 321.6577 | 0.00028961 | 321.1183 | 0 | 590.0178 | 0.0032 | 321.1183 | 0 | 589.0698 | 0 | 590.0178 | 0.00239 | 320.3233 | 0
| 321.8699 | 0.00052404 | 321.3301 | -0.00036993 | 385.6914 | 0.97493 | 321.8699 | -0.00029049 | 321.3301 | 0 | 315.5003 | -4.5805e-06 | 321.3301 | 0 | 384.9686 | 7.9303e-06 | 321.8699 | 0 | 320.533 | 0 | 321.8699 | 0 | 321.8699 | 0 | 321.8699 | 0 | 321.8699 | 0 | 384.9686 | 5.3477e-06 | 321.8699 | 0 | 321.3301 | 0 | 590.1763 | 0.00267 | 321.3301 | 0 | 589.2288 | 3.0002e-05 | 590.1763 | 0.00248 | 320.533 | 0
| 322.0822 | 0.0012528 | 321.5419 | 0.00026541 | 385.8043 | 0.97553 | 322.0822 | 0.00028756 | 321.5419 | 0 | 315.713 | 6.4288e-06 | 321.5419 | 0 | 385.0806 | 8.0872e-06 | 322.0822 | 0 | 320.7427 | 0 | 322.0822 | 0 | 322.0822 | 9.6821e-06 | 322.0822 | 0 | 322.0822 | 0 | 385.0806 | 7.9172e-06 | 322.0822 | 0.00025204 | 321.5419 | 0 | 590.3347 | 0.0055 | 321.5419 | 0 | 589.3879 | 0 | 590.3347 | 0.00234 | 320.7427 | 0
| 322.2944 | 0.00076122 | 321.7537 | 0.00018365 | 385.9172 | 0.9775 | 322.2944 | -0.00019929 | 321.7537 | 0 | 315.9258 | -3.6012e-06 | 321.7537 | 0 | 385.1927 | 7.9303e-06 | 322.2944 | 0 | 320.9524 | 0 | 322.2944 | 0 | 322.2944 | 0 | 322.2944 | 0 | 322.2944 | 0 | 385.1927 | 8.4443e-06 | 322.2944 | 0 | 321.7537 | 0 | 590.4932 | 0.00239 | 321.7537 | 0 | 589.547 | 1.0001e-05 | 590.4932 | 0.0025 | 320.9524 | 0
| 322.5067 | 0.0014509 | 321.9655 | 1.0643e-05 | 386.0301 | 0.98265 | 322.5067 | -0.00010407 | 321.9655 | 0 | 316.1385 | 7.9188e-06 | 321.9655 | 0 | 385.3048 | 9.5657e-06 | 322.5067 | 0 | 321.1621 | 0 | 322.5067 | 0 | 322.5067 | 4.1009e-06 | 322.5067 | 0 | 322.5067 | 0 | 385.3048 | 8.5541e-06 | 322.5066 | 0.00022246 | 321.9655 | 0 | 590.6517 | 0.00316 | 321.9655 | 0 | 589.706 | 0 | 590.6517 | 0.00236 | 321.1621 | 0
| 322.7189 | 0.00050208 | 322.1774 | -0.00082092 | 386.1431 | 0.98891 | 322.7189 | -0.00045708 | 322.1774 | 0 | 316.3513 | -3.0259e-06 | 322.1774 | 0 | 385.4169 | 8.636e-06 | 322.7189 | 0 | 321.3719 | 0 | 322.7189 | 0 | 322.7189 | 0 | 322.7189 | 0 | 322.7189 | 0 | 385.4169 | 7.4889e-06 | 322.7189 | 0 | 322.1774 | 0 | 590.8102 | 0.00331 | 322.1774 | 0 | 589.8651 | 0 | 590.8102 | 0.00246 | 321.3719 | 0
| 322.9312 | 0.00073669 | 322.3893 | 0.0007272 | 386.256 | 0.98769 | 322.9312 | 0.00064296 | 322.3893 | 0 | 316.5641 | 2.9493e-06 | 322.3893 | 0 | 385.529 | 8.0648e-06 | 322.9312 | 0 | 321.5817 | 0 | 322.9312 | 0 | 322.9312 | 7.6265e-06 | 322.9312 | 0 | 322.9312 | 0 | 385.529 | 6.0944e-06 | 322.9312 | 0.00020934 | 322.3893 | 0 | 590.9687 | 0.00422 | 322.3893 | 0 | 590.0242 | 6.6672e-06 | 590.9687 | 0.00234 | 321.5817 | 0
| 323.1435 | 0.00055222 | 322.6012 | -0.00085087 | 386.3689 | 0.99463 | 323.1435 | 0.00011594 | 322.6012 | 0 | 316.7769 | -3.8386e-06 | 322.6012 | 0 | 385.6411 | 7.3815e-06 | 323.1435 | 0 | 321.7914 | 0 | 323.1435 | 0 | 323.1435 | 0 | 323.1435 | 0 | 323.1435 | 0 | 385.6411 | 7.0607e-06 | 323.1435 | 0 | 322.6012 | 0 | 591.1272 | 0.00304 | 322.6012 | 0 | 590.1833 | 1.0001e-05 | 591.1272 | 0.00244 | 321.7914 | 0
| 323.3558 | 0.0010041 | 322.8131 | 0.00058401 | 386.4818 | 0.99249 | 323.3558 | 0.00057786 | 322.8131 | 0 | 316.9897 | 5.5939e-06 | 322.8131 | 0 | 385.7533 | 9.4873e-06 | 323.3558 | 0 | 322.0012 | 0 | 323.3558 | 0 | 323.3558 | 6.3113e-06 | 323.3558 | 0 | 323.3558 | 0 | 385.7533 | 6.6324e-06 | 323.3558 | 0.00023688 | 322.8131 | 0 | 591.2858 | 0.00475 | 322.8131 | 0 | 590.3424 | 0 | 591.2858 | 0.00239 | 322.0012 | 0
| 323.5682 | -0.00013593 | 323.025 | -0.00025518 | 386.5947 | 0.99806 | 323.5682 | 0.00037838 | 323.025 | 0 | 317.2025 | 2.0781e-06 | 323.025 | 0 | 385.8654 | 1.0036e-05 | 323.5682 | 0 | 322.211 | 0 | 323.5682 | 0 | 323.5682 | 0 | 323.5682 | 0 | 323.5682 | 0 | 385.8654 | 9.0921e-06 | 323.5682 | 0 | 323.025 | 0 | 591.4443 | 0.0032 | 323.025 | 0 | 590.5015 | 1.0001e-05 | 591.4443 | 0.00249 | 322.211 | 0
| 323.7805 | 0.0020822 | 323.2369 | 0.00074923 | 386.7076 | 1 | 323.7805 | 0.00075604 | 323.2369 | 0 | 317.4153 | 7.1999e-06 | 323.2369 | 0 | 385.9775 | 1.0137e-05 | 323.7805 | 0 | 322.4209 | 0 | 323.7805 | 0 | 323.7805 | 8.6907e-06 | 323.7805 | 0 | 323.7805 | 0 | 385.9775 | 9.6192e-06 | 323.7805 | 0.00018787 | 323.2369 | 0 | 591.6028 | 0.00207 | 323.2369 | 0 | 590.6606 | 6.6672e-06 | 591.6028 | 0.00237 | 322.4209 | 0
| 323.9929 | 0.00082923 | 323.4489 | 0.0005728 | 386.8205 | 0.98794 | 323.9929 | 0.00012472 | 323.4489 | 0 | 317.6282 | -3.9093e-07 | 323.4489 | 0 | 386.0896 | 9.8009e-06 | 323.9929 | 0 | 322.6307 | 0 | 323.9929 | 0 | 323.9929 | 0 | 323.9929 | 0 | 323.9929 | 0 | 386.0896 | 1.1222e-05 | 323.9929 | 0 | 323.4489 | 0 | 591.7614 | 0.00366 | 323.4489 | 0 | 590.8197 | 3.0002e-05 | 591.7614 | 0.00238 | 322.6307 | 0
| 324.2053 | 0.0013385 | 323.6608 | 1.7467e-06 | 386.9334 | 0.98596 | 324.2053 | 0.00077718 | 323.6608 | 0 | 317.8411 | 5.1708e-06 | 323.6608 | 0 | 386.2018 | 9.9689e-06 | 324.2053 | 0 | 322.8405 | 0 | 324.2053 | 0 | 324.2053 | 5.3595e-06 | 324.2053 | 0 | 324.2053 | 0 | 386.2018 | 8.7737e-06 | 324.2053 | 0.00040232 | 323.6608 | 0 | 591.9199 | 0.0054 | 323.6608 | 0 | 590.9789 | 2.6669e-05 | 591.9199 | 0.0022 | 322.8406 | 0
| 324.4177 | 0.00050736 | 323.8728 | -0.00071472 | 387.0463 | 0.98544 | 324.4177 | -9.092e-05 | 323.8728 | 0 | 318.0539 | -7.7209e-06 | 323.8728 | 0 | 386.3139 | 1.0092e-05 | 324.4177 | 0 | 323.0504 | 0 | 324.4177 | 0 | 324.4177 | 0 | 324.4177 | 0 | 324.4177 | 0 | 386.3139 | 7.4889e-06 | 324.4177 | 0 | 323.8728 | 0 | 592.0785 | 0.0036 | 323.8728 | 0 | 591.138 | 1.0001e-05 | 592.0785 | 0.00233 | 323.0504 | 0
| 324.6301 | 0.0016787 | 324.0848 | 5.97e-05 | 387.1592 | 0.9776 | 324.6301 | 0.00060133 | 324.0848 | 0 | 318.2668 | 7.9021e-06 | 324.0848 | 0 | 386.4261 | 9.6777e-06 | 324.6301 | 0 | 323.2603 | 0 | 324.6301 | 0 | 324.6301 | 2.2284e-06 | 324.6301 | 0 | 324.6301 | 0 | 386.4261 | 6.5226e-06 | 324.6301 | 0.00013291 | 324.0848 | 0 | 592.2371 | 0.00468 | 324.0848 | 0 | 591.2971 | 6.6672e-06 | 592.2371 | 0.00224 | 323.2602 | 0
| 324.8425 | 0.00034659 | 324.2969 | -9.5751e-05 | 387.2721 | 0.97132 | 324.8425 | 3.9267e-05 | 324.2969 | 0 | 318.4797 | -5.7596e-06 | 324.2969 | 0 | 386.5382 | 9.1065e-06 | 324.8425 | 0 | 323.4702 | 0 | 324.8425 | 0 | 324.8425 | 0 | 324.8425 | 0 | 324.8425 | 0 | 386.5382 | 6.8411e-06 | 324.8425 | 0 | 324.2969 | 0 | 592.3956 | 0.00222 | 324.2969 | 0 | 591.4563 | 3.0002e-05 | 592.3956 | 0.00233 | 323.4701 | 0
| 325.0549 | 0.0017947 | 324.5089 | 0.00041016 | 387.385 | 0.96552 | 325.0549 | -7.1506e-05 | 324.5089 | 0 | 318.6926 | 1.1471e-05 | 324.5089 | 0 | 386.6504 | 8.3784e-06 | 325.0549 | 0 | 323.68 | 0 | 325.0549 | 0 | 325.0549 | 7.9695e-06 | 325.0549 | 0 | 325.0549 | 0 | 386.6504 | 6.9509e-06 | 325.0549 | 5.0649e-05 | 324.5089 | 0 | 592.5542 | 0.00438 | 324.5089 | 0 | 591.6154 | 6.6672e-06 | 592.5542 | 0.00218 | 323.68 | 0
| 325.2674 | 0.00010803 | 324.7209 | 0.00013594 | 387.498 | 0.9442 | 325.2674 | -0.00046083 | 324.7209 | 4.9276e-05 | 318.9055 | -2.204e-06 | 324.7209 | 0 | 386.7625 | 6.9895e-06 | 325.2674 | 0 | 323.89 | 0 | 325.2674 | 0 | 325.2674 | 0 | 325.2674 | 0 | 325.2674 | 0 | 386.7625 | 5.2379e-06 | 325.2674 | 0 | 324.7209 | 0 | 592.7128 | 0.00322 | 324.7209 | 0 | 591.7746 | 0 | 592.7128 | 0.00228 | 323.8899 | 0
| 325.4799 | 0.0021591 | 324.933 | 0.00038088 | 387.6109 | 0.94035 | 325.4799 | 0.00034832 | 324.933 | 0.00080398 | 319.1185 | 6.2318e-06 | 324.933 | 0 | 386.8747 | 7.0679e-06 | 325.4799 | 0 | 324.0999 | 0 | 325.4799 | 0 | 325.4799 | 5.6434e-06 | 325.4799 | 0 | 325.4799 | 0 | 386.8747 | 6.9509e-06 | 325.4799 | 0.00030687 | 324.933 | 0 | 592.8714 | 0.00308 | 324.933 | 0 | 591.9338 | 0 | 592.8714 | 0.00222 | 324.0999 | 0
| 325.6924 | 0.00055083 | 325.1451 | 0.00012143 | 387.7237 | 0.92839 | 325.6924 | 0.00033386 | 325.1451 | -0.00023094 | 319.3315 | -5.0132e-06 | 325.1451 | 0 | 386.9869 | 6.9558e-06 | 325.6924 | 0 | 324.3098 | 0 | 325.6924 | 0 | 325.6924 | 0 | 325.6924 | 0 | 325.6924 | 0 | 386.9869 | 7.4889e-06 | 325.6923 | 0 | 325.1451 | 0 | 593.03 | 0.00535 | 325.1451 | 0 | 592.0929 | 0 | 593.03 | 0.00234 | 324.3098 | 0
| 325.9048 | 0.00036868 | 325.3572 | 0.001307 | 387.8366 | 0.90893 | 325.9048 | 0.00027964 | 325.3572 | 0.00098288 | 319.5444 | 8.7763e-06 | 325.3572 | 0 | 387.0991 | 8.636e-06 | 325.9049 | 0 | 324.5197 | 0 | 325.9049 | 0 | 325.9048 | 1.7126e-05 | 325.9049 | 0 | 325.9049 | 0 | 387.0991 | 7.8074e-06 | 325.9049 | 0.0003323 | 325.3572 | 0 | 593.1886 | 0.00406 | 325.3572 | 0 | 592.2521 | 0 | 593.1886 | 0.00224 | 324.5197 | 0
| 326.1174 | 0.00028781 | 325.5693 | -0.00085004 | 387.9495 | 0.89378 | 326.1174 | -9.7853e-05 | 325.5693 | -0.0004867 | 319.7574 | -4.4685e-06 | 325.5693 | 0 | 387.2113 | 9.1737e-06 | 326.1174 | 0 | 324.7297 | 0 | 326.1174 | 0 | 326.1174 | 0 | 326.1174 | 0 | 326.1174 | 0 | 387.2113 | 6.314e-06 | 326.1174 | 0 | 325.5693 | 0 | 593.3472 | 0.00413 | 325.5693 | 0 | 592.4113 | 1.0001e-05 | 593.3472 | 0.00236 | 324.7297 | 0
| 326.3299 | 0.0011017 | 325.7814 | 0.00068941 | 388.0624 | 0.87319 | 326.3299 | 0.0006104 | 325.7814 | 0.0009059 | 319.9704 | 2.3311e-06 | 325.7814 | 0 | 387.3234 | 1.0327e-05 | 326.3299 | 0 | 324.9397 | 0 | 326.3299 | 0 | 326.3299 | 6.5925e-06 | 326.3299 | 0 | 326.3299 | 0 | 387.3234 | 7.5878e-06 | 326.3299 | 0.00027618 | 325.7815 | 0 | 593.5059 | 0.00415 | 325.7814 | 0 | 592.5705 | 0 | 593.5059 | 0.00229 | 324.9397 | 0
| 326.5424 | -0.00092094 | 325.9936 | -0.00022112 | 388.1753 | 0.8643 | 326.5424 | 0.0006893 | 325.9936 | -0.00017257 | 320.1834 | -4.67e-06 | 325.9936 | 0 | 387.4356 | 1.0451e-05 | 326.5425 | 0 | 325.1497 | 0 | 326.5425 | 0 | 326.5424 | 0 | 326.5425 | 0 | 326.5425 | 0 | 387.4356 | 7.9172e-06 | 326.5424 | 0 | 325.9936 | 0 | 593.6645 | 0.00334 | 325.9936 | 0 | 592.7297 | 1.0001e-05 | 593.6645 | 0.00239 | 325.1497 | 0
| 326.755 | 0.00056747 | 326.2058 | 0.00010848 | 388.2882 | 0.83751 | 326.755 | -0.00021983 | 326.2058 | 0.00045137 | 320.3964 | 9.6275e-06 | 326.2058 | 0 | 387.5478 | 9.3417e-06 | 326.755 | 0 | 325.3597 | 0 | 326.755 | 0 | 326.755 | 7.1354e-06 | 326.755 | 0 | 326.755 | 0 | 387.5478 | 7.6976e-06 | 326.755 | 0.00017273 | 326.2058 | 0 | 593.8232 | 0.00461 | 326.2058 | 0 | 592.8889 | 0 | 593.8232 | 0.00225 | 325.3597 | 0
| 326.9676 | 0.00059819 | 326.4179 | 0.00021066 | 388.4011 | 0.82092 | 326.9676 | -0.00049155 | 326.4179 | -0.00042692 | 320.6094 | -5.7659e-06 | 326.4179 | 0 | 387.66 | 9.8009e-06 | 326.9676 | 0 | 325.5697 | 0 | 326.9676 | 0 | 326.9676 | 0 | 326.9676 | 0 | 326.9676 | 0 | 387.66 | 7.0607e-06 | 326.9676 | 0 | 326.418 | 0 | 593.9818 | 0.00262 | 326.4179 | 0 | 593.0481 | 0 | 593.9818 | 0.00231 | 325.5697 | 0
| 327.1802 | 0.0011576 | 326.6301 | 0.0005848 | 388.514 | 0.80534 | 327.1802 | 0.0011395 | 326.6301 | 0.00095339 | 320.8224 | 6.5356e-06 | 326.6301 | 0 | 387.7722 | 8.468e-06 | 327.1802 | 0 | 325.7797 | 0 | 327.1802 | 0 | 327.1802 | 1.442e-05 | 327.1802 | 0 | 327.1802 | 0 | 387.7722 | 7.3791e-06 | 327.1802 | 0.00022103 | 326.6302 | 0 | 594.1405 | 0.00387 | 326.6301 | 0 | 593.2073 | 0 | 594.1405 | 0.00223 | 325.7797 | 0
| 327.3928 | 0.00021675 | 326.8424 | -0.00042898 | 388.6269 | 0.78384 | 327.3928 | -0.00015821 | 326.8424 | -0.00058888 | 321.0355 | -5.2283e-06 | 326.8424 | 0 | 387.8845 | 8.916e-06 | 327.3928 | 0 | 325.9897 | 0 | 327.3928 | 0 | 327.3928 | 0 | 327.3928 | 0 | 327.3928 | 0 | 387.8845 | 6.9509e-06 | 327.3928 | 0 | 326.8424 | 0 | 594.2991 | 0.00392 | 326.8424 | 0 | 593.3665 | 1.0001e-05 | 594.2991 | 0.00233 | 325.9898 | 0
| 327.6054 | 0.0017937 | 327.0546 | 0.00029838 | 388.7398 | 0.76206 | 327.6054 | 0.00030458 | 327.0546 | 0.00040775 | 321.2486 | 6.6262e-06 | 327.0546 | 0 | 387.9967 | 7.5607e-06 | 327.6054 | 0 | 326.1998 | 0 | 327.6054 | 0 | 327.6054 | 6.6349e-06 | 327.6054 | 0 | 327.6054 | 0 | 387.9967 | 7.6976e-06 | 327.6054 | 0.00017703 | 327.0546 | 0 | 594.4578 | 0.00517 | 327.0546 | 0 | 593.5258 | 6.6672e-06 | 594.4578 | 0.00224 | 326.1998 | 0
| 327.8181 | 5.8377e-05 | 327.2668 | 0.00035313 | 388.8527 | 0.74479 | 327.8181 | -0.00017675 | 327.2668 | 3.3219e-05 | 321.4617 | -9.8189e-07 | 327.2668 | 0 | 388.1089 | 8.6584e-06 | 327.8181 | 0 | 326.4099 | 0 | 327.8181 | 0 | 327.8181 | 0 | 327.8181 | 0 | 327.8181 | 0 | 388.1089 | 7.0607e-06 | 327.8181 | 0 | 327.2668 | 0 | 594.6165 | 0.00364 | 327.2668 | 0 | 593.685 | 0 | 594.6165 | 0.00233 | 326.4099 | 0
| 328.0307 | 0.0007248 | 327.4791 | -0.00014314 | 388.9656 | 0.72904 | 328.0307 | 0.00046369 | 327.4791 | 0.0012408 | 321.6747 | 4.9868e-06 | 327.4791 | 0 | 388.2212 | 8.132e-06 | 328.0307 | 0 | 326.6199 | 0 | 328.0307 | 0 | 328.0307 | 6.6947e-06 | 328.0307 | 0 | 328.0307 | 0 | 388.2212 | 7.1595e-06 | 328.0307 | 0.00023729 | 327.4791 | 0 | 594.7752 | 0.00406 | 327.4791 | 0 | 593.8442 | 0 | 594.7752 | 0.00218 | 326.6199 | 0
| 328.2434 | 0.00068198 | 327.6914 | -0.00060779 | 389.0784 | 0.70623 | 328.2434 | -0.00088484 | 327.6914 | -0.0011647 | 321.8879 | -3.3717e-06 | 327.6914 | 0 | 388.3334 | 9.2857e-06 | 328.2434 | 0 | 326.83 | 0 | 328.2434 | 0 | 328.2434 | 0 | 328.2434 | 0 | 328.2434 | 0 | 388.3334 | 4.8096e-06 | 328.2434 | 0 | 327.6914 | 0 | 594.9339 | 0.00359 | 327.6914 | 0 | 594.0035 | 1.0001e-05 | 594.9339 | 0.00234 | 326.83 | 0
| 328.4561 | 0.0013287 | 327.9037 | 0.0003248 | 389.1913 | 0.69242 | 328.4561 | 0.0005733 | 327.9037 | 0.001013 | 322.101 | 2.0259e-06 | 327.9037 | 0 | 388.4456 | 9.2857e-06 | 328.4561 | 0 | 327.0401 | 0 | 328.4561 | 0 | 328.4561 | 6.3722e-06 | 328.4561 | 0 | 328.4561 | 0 | 388.4456 | 5.0292e-06 | 328.4561 | 0.00020392 | 327.9037 | 0 | 595.0926 | 0.00457 | 327.9037 | 0 | 594.1627 | 6.6672e-06 | 595.0926 | 0.00223 | 327.0401 | 0
| 328.6688 | 0.00082689 | 328.116 | -0.00045285 | 389.3042 | 0.66572 | 328.6688 | -0.00038196 | 328.116 | -0.00018232 | 322.3141 | -9.7155e-06 | 328.116 | 0 | 388.5579 | 9.2073e-06 | 328.6688 | 0 | 327.2502 | 0 | 328.6688 | 0 | 328.6688 | 0 | 328.6688 | 0 | 328.6688 | 0 | 388.5579 | 4.6998e-06 | 328.6688 | 0 | 328.116 | 0 | 595.2513 | 0.00348 | 328.116 | 0 | 594.322 | 0 | 595.2513 | 0.00242 | 327.2502 | 0
| 328.8815 | 0.0014253 | 328.3283 | -0.00012873 | 389.4171 | 0.64843 | 328.8815 | 0.00021449 | 328.3283 | 0.00026965 | 322.5273 | 5.4422e-06 | 328.3283 | 0 | 388.6701 | 7.9751e-06 | 328.8815 | 0 | 327.4604 | 0 | 328.8815 | 0 | 328.8815 | 1.2046e-05 | 328.8815 | 0 | 328.8815 | 0 | 388.6701 | 5.7759e-06 | 328.8815 | 0.00033265 | 328.3283 | 0 | 595.41 | 0.00459 | 328.3283 | 0 | 594.4813 | 2.6669e-05 | 595.41 | 0.0022 | 327.4604 | 0
| 329.0942 | 0.0002668 | 328.5407 | -0.00041812 | 389.53 | 0.62763 | 329.0942 | -0.00014901 | 328.5407 | -0.00052442 | 322.7404 | -2.062e-06 | 328.5407 | 0 | 388.7824 | 7.4375e-06 | 329.0942 | 0 | 327.6705 | 0 | 329.0942 | 0 | 329.0942 | 0 | 329.0942 | 0 | 329.0942 | 0 | 388.7824 | 5.7759e-06 | 329.0942 | 0 | 328.5407 | 0 | 595.5687 | 0.00271 | 328.5407 | 0 | 594.6405 | 5.0004e-05 | 595.5687 | 0.00229 | 327.6705 | 0
| 329.3069 | 0.0017251 | 328.753 | 0.00025743 | 389.6429 | 0.60941 | 329.3069 | 0.0006505 | 328.753 | 0.00099571 | 322.9536 | 7.5685e-06 | 328.753 | 0 | 388.8947 | 7.9079e-06 | 329.307 | 0 | 327.8807 | 0 | 329.307 | 0 | 329.3069 | 6.0759e-06 | 329.307 | 0 | 329.307 | 0 | 388.8947 | 7.3791e-06 | 329.3069 | 0.00023513 | 328.753 | 0 | 595.7275 | 0.0035 | 328.753 | 0 | 594.7998 | 0 | 595.7275 | 0.00214 | 327.8807 | 0
| 329.5197 | 0.00017612 | 328.9654 | -0.00072613 | 389.7557 | 0.5982 | 329.5197 | -2.089e-05 | 328.9654 | -0.00028075 | 323.1668 | -2.7606e-06 | 328.9654 | 0 | 389.0069 | 8.916e-06 | 329.5197 | 0 | 328.0909 | 0 | 329.5197 | 0 | 329.5197 | 0 | 329.5197 | 0 | 329.5197 | 0 | 389.0069 | 7.2693e-06 | 329.5197 | 0 | 328.9654 | 0 | 595.8862 | 0.00366 | 328.9654 | 0 | 594.9591 | 3.0002e-05 | 595.8862 | 0.00228 | 328.0908 | 0
| 329.7325 | 0.00088316 | 329.1778 | 0.0003534 | 389.8686 | 0.57041 | 329.7325 | 0.00016934 | 329.1778 | 0.00059993 | 323.38 | 5.4202e-06 | 329.1778 | 0 | 389.1192 | 8.5576e-06 | 329.7325 | 0 | 328.301 | 0 | 329.7325 | 0 | 329.7325 | 1.1093e-05 | 329.7325 | 0 | 329.7325 | 0 | 389.1192 | 7.1595e-06 | 329.7325 | 0.00016076 | 329.1778 | 0 | 596.0449 | 0.0051 | 329.1778 | 0 | 595.1184 | 0 | 596.0449 | 0.00222 | 328.301 | 0
| 329.9453 | -3.2716e-05 | 329.3902 | 0.00029841 | 389.9815 | 0.5562 | 329.9453 | -0.00027098 | 329.3902 | -0.0004044 | 323.5932 | 8.781e-07 | 329.3902 | 0 | 389.2315 | 8.2888e-06 | 329.9453 | 0 | 328.5112 | 0 | 329.9453 | 0 | 329.9453 | 0 | 329.9453 | 0 | 329.9453 | 0 | 389.2315 | 6.6324e-06 | 329.9453 | 0 | 329.3902 | 0 | 596.2037 | 0.00397 | 329.3902 | 0 | 595.2777 | 0 | 596.2037 | 0.00232 | 328.5112 | 0
| 330.1581 | 0.00081998 | 329.6027 | 0.00032656 | 390.0944 | 0.5317 | 330.1581 | 0.00020046 | 329.6027 | 0.00028883 | 323.8064 | 5.789e-06 | 329.6027 | 0 | 389.3438 | 7.8295e-06 | 330.1581 | 0 | 328.7214 | 0 | 330.1581 | 0 | 330.1581 | 6.2029e-06 | 330.1581 | 0 | 330.1581 | 0 | 389.3438 | 6.4128e-06 | 330.1581 | 0.0002768 | 329.6027 | 0 | 596.3625 | 0.00513 | 329.6027 | 0 | 595.437 | 0 | 596.3625 | 0.00223 | 328.7214 | 0
| 330.3709 | 0.00097234 | 329.8151 | -0.0006169 | 390.2072 | 0.52766 | 330.3709 | -0.0005326 | 329.8151 | -0.00079128 | 324.0196 | 1.4743e-06 | 329.8151 | 0 | 389.4561 | 9.0505e-06 | 330.3709 | 0 | 328.9316 | 0 | 330.3709 | 0 | 330.3709 | 0 | 330.3709 | 0 | 330.3709 | 0 | 389.4561 | 7.0607e-06 | 330.3709 | 0 | 329.8151 | 0 | 596.5212 | 0.00408 | 329.8151 | 0 | 595.5963 | 0 | 596.5212 | 0.0023 | 328.9316 | 0
| 330.5837 | 0.0012632 | 330.0276 | -0.00033454 | 390.3201 | 0.50466 | 330.5837 | 0.00094433 | 330.0276 | 0.00075176 | 324.2329 | 6.5486e-06 | 330.0276 | 0 | 389.5684 | 1.0092e-05 | 330.5837 | 0 | 329.1419 | 0 | 330.5837 | 0 | 330.5837 | 8.9878e-06 | 330.5837 | 0 | 330.5837 | 0 | 389.5684 | 9.191e-06 | 330.5837 | 0.00014312 | 330.0276 | 0 | 596.68 | 0.0048 | 330.0276 | 0 | 595.7557 | 6.6672e-06 | 596.68 | 0.00222 | 329.1419 | 0
| 330.7966 | 0.00040249 | 330.24 | -0.0002044 | 390.433 | 0.48809 | 330.7966 | 6.9904e-06 | 330.24 | -0.00076883 | 324.4461 | -6.7607e-06 | 330.24 | 0 | 389.6807 | 1.0059e-05 | 330.7966 | 0 | 329.3521 | 0 | 330.7966 | 0 | 330.7966 | 0 | 330.7966 | 0 | 330.7966 | 0 | 389.6807 | 8.1258e-06 | 330.7966 | 0 | 330.24 | 0 | 596.8388 | 0.00304 | 330.24 | 0 | 595.915 | 0 | 596.8388 | 0.00225 | 329.3521 | 0
| 331.0095 | 0.00099811 | 330.4525 | 0.00052236 | 390.5459 | 0.47768 | 331.0095 | 0.00059991 | 330.4525 | 0.0011469 | 324.6594 | 3.8043e-06 | 330.4525 | 0 | 389.793 | 8.58e-06 | 331.0095 | 0 | 329.5624 | 0 | 331.0095 | 0 | 331.0095 | 6.2287e-06 | 331.0095 | 0 | 331.0095 | 0 | 389.793 | 8.5541e-06 | 331.0095 | 0.00025055 | 330.4525 | 0 | 596.9976 | 0.00436 | 330.4525 | 0 | 596.0743 | 6.6672e-06 | 596.9976 | 0.00216 | 329.5624 | 0
| 331.2224 | 0.0004582 | 330.665 | -0.00040946 | 390.6587 | 0.45969 | 331.2224 | 0.00013362 | 330.665 | -0.00072058 | 324.8727 | -2.1425e-06 | 330.665 | 0 | 389.9053 | 8.524e-06 | 331.2223 | 0 | 329.7726 | 0 | 331.2223 | 0 | 331.2224 | 0 | 331.2223 | 0 | 331.2223 | 0 | 389.9053 | 9.0921e-06 | 331.2224 | 0 | 330.665 | 0 | 597.1564 | 0.00366 | 330.665 | 0 | 596.2337 | 1.0001e-05 | 597.1564 | 0.00227 | 329.7726 | 0
| 331.4352 | 0.0018081 | 330.8776 | -0.00059259 | 390.7716 | 0.45365 | 331.4352 | -0.0001359 | 330.8776 | 0.00064779 | 325.086 | 4.6855e-07 | 330.8776 | 0 | 390.0176 | 8.6584e-06 | 331.4352 | 0 | 329.9829 | 0 | 331.4352 | 0 | 331.4352 | 6.4935e-06 | 331.4352 | 0 | 331.4352 | 0 | 390.0176 | 1.1442e-05 | 331.4352 | 0.00034728 | 330.8776 | 0 | 597.3152 | 0.0029 | 330.8776 | 0 | 596.393 | 6.6672e-06 | 597.3152 | 0.00222 | 329.9829 | 0
| 331.6482 | 0.0006147 | 331.0901 | -0.000248 | 390.8845 | 0.44092 | 331.6482 | -0.00014844 | 331.0901 | -0.00033469 | 325.2993 | -1.9373e-06 | 331.0901 | 0 | 390.1299 | 9.1737e-06 | 331.6481 | 0 | 330.1932 | 0 | 331.6481 | 0 | 331.6482 | 0 | 331.6481 | 0 | 331.6481 | 0 | 390.1299 | 9.9487e-06 | 331.6482 | 0 | 331.0901 | 0 | 597.474 | 0.00433 | 331.0901 | 0 | 596.5524 | 1.0001e-05 | 597.474 | 0.0023 | 330.1932 | 0
| 331.8611 | 0.0012319 | 331.3027 | 0.0011432 | 390.9973 | 0.42956 | 331.8611 | 0.00057022 | 331.3027 | 0.00089618 | 325.5126 | 6.804e-06 | 331.3027 | 0 | 390.2422 | 8.468e-06 | 331.8611 | 0 | 330.4035 | 0 | 331.8611 | 0 | 331.8611 | 1.236e-05 | 331.8611 | 0 | 331.8611 | 0 | 390.2422 | 8.1258e-06 | 331.8611 | 0.00019688 | 331.3027 | 0 | 597.6328 | 0.00476 | 331.3027 | 0 | 596.7117 | 6.6672e-06 | 597.6328 | 0.00215 | 330.4035 | 0
| 332.074 | 0.00018365 | 331.5152 | -0.00042777 | 391.1102 | 0.42102 | 332.074 | 0.00056134 | 331.5152 | -0.0010667 | 325.726 | -8.3869e-06 | 331.5152 | 0 | 390.3546 | 8.524e-06 | 332.074 | 0 | 330.6139 | 0 | 332.074 | 0 | 332.074 | 0 | 332.074 | 0 | 332.074 | 0 | 390.3546 | 5.0292e-06 | 332.074 | 0 | 331.5152 | 0 | 597.7917 | 0.00317 | 331.5152 | 0 | 596.8711 | 3.0002e-05 | 597.7917 | 0.00229 | 330.6139 | 0
| 332.287 | 0.00053861 | 331.7278 | 0.00068238 | 391.2231 | 0.41352 | 332.287 | 0.00085448 | 331.7278 | 0.00093256 | 325.9393 | 7.5504e-06 | 331.7278 | 0 | 390.4669 | 9.1849e-06 | 332.287 | 0 | 330.8242 | 0 | 332.287 | 0 | 332.287 | 7.5202e-06 | 332.287 | 0 | 332.287 | 0 | 390.4669 | 5.7759e-06 | 332.287 | 0.00012776 | 331.7278 | 0 | 597.9505 | 0.00494 | 331.7278 | 0 | 597.0305 | 0 | 597.9505 | 0.00218 | 330.8242 | 0
| 332.4999 | 0.00031481 | 331.9404 | 0.00053209 | 391.336 | 0.40035 | 332.4999 | -2.8521e-05 | 331.9404 | 1.3429e-05 | 326.1527 | -3.0104e-06 | 331.9404 | 0 | 390.5793 | 9.2073e-06 | 332.4999 | 0 | 331.0345 | 0 | 332.4999 | 0 | 332.4999 | 0 | 332.4999 | 0 | 332.4999 | 0 | 390.5793 | 5.2379e-06 | 332.4999 | 0 | 331.9404 | 0 | 598.1094 | 0.00438 | 331.9404 | 0 | 597.1898 | 1.0001e-05 | 598.1094 | 0.00232 | 331.0346 | 0
| 332.7129 | 0.0014303 | 332.1531 | 0.00089292 | 391.4488 | 0.39217 | 332.7129 | 0.00040647 | 332.1531 | 0.00093817 | 326.3661 | 6.8093e-06 | 332.1531 | 0 | 390.6916 | 8.0312e-06 | 332.7129 | 0 | 331.2449 | 0 | 332.7129 | 0 | 332.7129 | 6.217e-06 | 332.7129 | 0 | 332.7129 | 0 | 390.6916 | 6.8411e-06 | 332.7129 | 0.00030987 | 332.1531 | 0 | 598.2682 | 0.00527 | 332.1531 | 0 | 597.3492 | 6.6672e-06 | 598.2682 | 0.00219 | 331.2449 | 0
| 332.9259 | 0.00052044 | 332.3657 | 0.0001543 | 391.5617 | 0.38235 | 332.9259 | 0.0002395 | 332.3657 | -0.00062119 | 326.5794 | -6.7682e-06 | 332.3657 | 0 | 390.8039 | 7.5943e-06 | 332.9259 | 0 | 331.4553 | 0 | 332.9259 | 0 | 332.9259 | 0 | 332.9259 | 0 | 332.9259 | 0 | 390.8039 | 6.4128e-06 | 332.9259 | 0 | 332.3657 | 0 | 598.4271 | 0.00401 | 332.3657 | 0 | 597.5086 | 3.0002e-05 | 598.4271 | 0.00224 | 331.4553 | 0
| 333.1389 | 0.001278 | 332.5784 | 0.00090529 | 391.6746 | 0.37955 | 333.1389 | 0.00070716 | 332.5784 | 0.00042596 | 326.7928 | 4.2874e-06 | 332.5784 | 0 | 390.9163 | 8.3e-06 | 333.139 | 0 | 331.6656 | 0 | 333.139 | 0 | 333.1389 | 8.5291e-06 | 333.139 | 0 | 333.139 | 0 | 390.9163 | 6.6324e-06 | 333.139 | 0.00039476 | 332.5784 | 0 | 598.5859 | 0.0033 | 332.5784 | 0 | 597.668 | 0 | 598.5859 | 0.00212 | 331.6657 | 0
| 333.352 | -0.00021124 | 332.791 | 0.00037341 | 391.7874 | 0.37039 | 333.352 | 0.00018834 | 332.791 | -0.00036197 | 327.0063 | -4.2913e-06 | 332.791 | 0 | 391.0287 | 9.2521e-06 | 333.352 | 0 | 331.8761 | 0 | 333.352 | 0 | 333.352 | 0 | 333.352 | 0 | 333.352 | 0 | 391.0287 | 5.8857e-06 | 333.352 | 0 | 332.791 | 0 | 598.7448 | 0.00406 | 332.791 | 0 | 597.8274 | 0 | 598.7448 | 0.00216 | 331.8761 | 0
| 333.565 | 0.00067961 | 333.0037 | 0.00074841 | 391.9003 | 0.362 | 333.565 | 0.00074511 | 333.0037 | 0.00063415 | 327.2197 | 9.1822e-06 | 333.0037 | 0 | 391.141 | 9.4649e-06 | 333.565 | 0 | 332.0865 | 0 | 333.565 | 0 | 333.565 | 9.0556e-06 | 333.565 | 0 | 333.565 | 0 | 391.141 | 5.6661e-06 | 333.565 | 0.00018651 | 333.0037 | 0 | 598.9037 | 0.00439 | 333.0037 | 0 | 597.9868 | 0 | 598.9037 | 0.0021 | 332.0865 | 0
| 333.7781 | 0.00094147 | 333.2164 | -0.0002668 | 392.0131 | 0.35936 | 333.7781 | -0.00027089 | 333.2164 | -0.00043118 | 327.4331 | -1.6668e-06 | 333.2164 | 0 | 391.2534 | 7.7959e-06 | 333.7781 | 0 | 332.2969 | 0 | 333.7781 | 0 | 333.7781 | 0 | 333.7781 | 0 | 333.7781 | 0 | 391.2534 | 4.3814e-06 | 333.7781 | 0 | 333.2164 | 0 | 599.0626 | 0.00355 | 333.2164 | 0 | 598.1463 | 1.0001e-05 | 599.0626 | 0.00221 | 332.2969 | 0
| 333.9912 | 0.0011127 | 333.4292 | 0.00025723 | 392.126 | 0.35972 | 333.9912 | 9.4013e-05 | 333.4292 | 0.00072036 | 327.6466 | 3.9404e-06 | 333.4292 | 0 | 391.3658 | 7.6167e-06 | 333.9912 | 0 | 332.5073 | 0 | 333.9912 | 0 | 333.9912 | 8.1935e-06 | 333.9912 | 0 | 333.9912 | 0 | 391.3658 | 4.6998e-06 | 333.9912 | 0.00012707 | 333.4291 | 0 | 599.2215 | 0.00519 | 333.4292 | 0 | 598.3057 | 0 | 599.2215 | 0.00219 | 332.5073 | 0
| 334.2043 | 1.2476e-05 | 333.6419 | -0.00019838 | 392.2389 | 0.35034 | 334.2043 | -0.00040807 | 333.6419 | -0.00035502 | 327.86 | -1.659e-06 | 333.6419 | 0 | 391.4782 | 7.2247e-06 | 334.2043 | 0 | 332.7178 | 0 | 334.2043 | 0 | 334.2043 | 0 | 334.2043 | 0 | 334.2043 | 0 | 391.4782 | 4.601e-06 | 334.2043 | 0 | 333.6419 | 0 | 599.3804 | 0.00352 | 333.6419 | 0 | 598.4651 | 3.0002e-05 | 599.3804 | 0.00223 | 332.7178 | 0
| 334.4174 | 0.0017758 | 333.8546 | 0.00071043 | 392.3517 | 0.34992 | 334.4174 | 0.00031952 | 333.8546 | 0.00070715 | 328.0735 | 6.8214e-06 | 333.8546 | 0 | 391.5906 | 8.3784e-06 | 334.4174 | 0 | 332.9283 | 0 | 334.4174 | 0 | 334.4174 | 9.9135e-06 | 334.4174 | 0 | 334.4174 | 0 | 391.5906 | 7.5878e-06 | 334.4174 | 0.00043433 | 333.8546 | 0 | 599.5393 | 0.00367 | 333.8546 | 0 | 598.6245 | 0 | 599.5393 | 0.00208 | 332.9282 | 0
| 334.6305 | 0.00030299 | 334.0674 | -0.00093361 | 392.4646 | 0.34646 | 334.6305 | -2.1796e-05 | 334.0674 | -0.00048058 | 328.287 | -4.3809e-06 | 334.0674 | 0 | 391.703 | 8.2664e-06 | 334.6305 | 0 | 333.1387 | 0 | 334.6305 | 0 | 334.6305 | 0 | 334.6305 | 0 | 334.6305 | 0 | 391.703 | 7.9172e-06 | 334.6305 | 0 | 334.0674 | 0 | 599.6982 | 0.00276 | 334.0674 | 0 | 598.784 | 3.0002e-05 | 599.6982 | 0.00214 | 333.1387 | 0
| 334.8436 | 0.0018534 | 334.2802 | -0.0008103 | 392.5774 | 0.34439 | 334.8436 | 0.00033759 | 334.2802 | 0.00043037 | 328.5005 | 3.3738e-06 | 334.2802 | 0 | 391.8154 | 9.5433e-06 | 334.8436 | 0 | 333.3492 | 0 | 334.8436 | 0 | 334.8436 | 2.1713e-06 | 334.8436 | 0 | 334.8436 | 0 | 391.8154 | 9.191e-06 | 334.8436 | 0.00031256 | 334.2802 | 0 | 599.8572 | 0.00508 | 334.2802 | 0 | 598.9434 | 6.6672e-06 | 599.8572 | 0.00213 | 333.3492 | 0
| 335.0568 | -0.00025927 | 334.493 | 0.00053805 | 392.6903 | 0.33713 | 335.0568 | -6.9948e-05 | 334.493 | 0.00010595 | 328.714 | -4.6317e-06 | 334.493 | 0 | 391.9278 | 9.7337e-06 | 335.0568 | 0 | 333.5597 | 0 | 335.0568 | 0 | 335.0568 | 0 | 335.0568 | 0 | 335.0568 | 0 | 391.9278 | 8.1258e-06 | 335.0568 | 0 | 334.493 | 0 | 600.0161 | 0.00262 | 334.493 | 0 | 599.1029 | 1.0001e-05 | 600.0161 | 0.00229 | 333.5597 | 0
| 335.27 | 0.00067584 | 334.7058 | 0.00074479 | 392.8031 | 0.3323 | 335.27 | 0.00063174 | 334.7058 | 0.0008008 | 328.9276 | 4.4268e-06 | 334.7058 | 0 | 392.0402 | 1.0227e-05 | 335.27 | 0 | 333.7702 | 0 | 335.27 | 0 | 335.27 | 1.1328e-05 | 335.27 | 0 | 335.27 | 0 | 392.0402 | 1.0805e-05 | 335.27 | 0.00027872 | 334.7058 | 0 | 600.175 | 0.00503 | 334.7058 | 0 | 599.2623 | 6.6672e-06 | 600.175 | 0.00222 | 333.7702 | 0
| 335.4832 | 0.00064494 | 334.9187 | 3.2941e-05 | 392.916 | 0.33756 | 335.4832 | -0.00054901 | 334.9187 | -0.00045828 | 329.1411 | -2.9979e-06 | 334.9187 | 0 | 392.1526 | 9.0168e-06 | 335.4831 | 0 | 333.9808 | 0 | 335.4831 | 0 | 335.4832 | 0 | 335.4831 | 0 | 335.4831 | 0 | 392.1526 | 1.0377e-05 | 335.4832 | 0 | 334.9187 | 0 | 600.334 | 0.00517 | 334.9187 | 0 | 599.4218 | 0 | 600.334 | 0.00234 | 333.9808 | 0
| 335.6964 | 0.001202 | 335.1315 | 0.0025344 | 393.0288 | 0.33035 | 335.6964 | 0.00034446 | 335.1315 | 0.002045 | 329.3546 | 5.6155e-06 | 335.1315 | 0 | 392.265 | 9.4649e-06 | 335.6963 | 0 | 334.1913 | 0 | 335.6963 | 0 | 335.6964 | 2.7009e-05 | 335.6963 | 0 | 335.6963 | 0 | 392.265 | 7.9172e-06 | 335.6963 | 0.00052287 | 335.1315 | 0 | 600.4929 | 0.00482 | 335.1315 | 0 | 599.5813 | 6.6672e-06 | 600.4929 | 0.00224 | 334.1913 | 0
| 335.9096 | 0.00048165 | 335.3444 | 0.00036425 | 393.1417 | 0.32459 | 335.9096 | 0.00022694 | 335.3444 | -1.7172e-05 | 329.5682 | -2.7089e-06 | 335.3444 | 0 | 392.3775 | 8.9944e-06 | 335.9096 | 0 | 334.4019 | 0 | 335.9096 | 0 | 335.9096 | 0 | 335.9096 | 0 | 335.9096 | 0 | 392.3775 | 6.4128e-06 | 335.9096 | 0 | 335.3444 | 0 | 600.6519 | 0.00343 | 335.3444 | 0 | 599.7408 | 3.0002e-05 | 600.6519 | 0.00234 | 334.4019 | 0
| 336.1228 | 0.0011493 | 335.5573 | 0.00033192 | 393.2545 | 0.31957 | 336.1228 | 0.00031231 | 335.5573 | 0.00033519 | 329.7818 | 4.8168e-06 | 335.5573 | 0 | 392.4899 | 9.0168e-06 | 336.1228 | 0 | 334.6124 | 0 | 336.1228 | 0 | 336.1228 | 6.9327e-06 | 336.1228 | 0 | 336.1228 | 0 | 392.4899 | 5.1281e-06 | 336.1228 | 0.00027744 | 335.5573 | 0 | 600.8109 | 0.0029 | 335.5573 | 0 | 599.9003 | 6.6672e-06 | 600.8109 | 0.00217 | 334.6124 | 0
| 336.336 | 0.0001169 | 335.7702 | -2.9713e-05 | 393.3674 | 0.31982 | 336.336 | -4.5395e-05 | 335.7702 | -0.00054566 | 329.9954 | -1.1838e-07 | 335.7702 | 0 | 392.6023 | 8.524e-06 | 336.336 | 0 | 334.823 | 0 | 336.336 | 0 | 336.336 | 0 | 336.336 | 0 | 336.336 | 0 | 392.6023 | 7.0607e-06 | 336.336 | 0 | 335.7702 | 0 | 600.9698 | 0.00369 | 335.7702 | 0 | 600.0598 | 1.0001e-05 | 600.9698 | 0.00225 | 334.823 | 0
| 336.5493 | 0.0015973 | 335.9831 | 0.00081298 | 393.4802 | 0.31799 | 336.5493 | 0.00047078 | 335.9831 | 0.00044188 | 330.209 | 6.7152e-06 | 335.9831 | 0 | 392.7148 | 8.9944e-06 | 336.5493 | 0 | 335.0336 | 0 | 336.5493 | 0 | 336.5493 | 7.0911e-06 | 336.5493 | 0 | 336.5493 | 0 | 392.7148 | 8.9823e-06 | 336.5493 | 0.00033978 | 335.9831 | 0 | 601.1288 | 0.00522 | 335.9831 | 0 | 600.2193 | 0 | 601.1288 | 0.00213 | 335.0336 | 0
| 336.7626 | 0.00033452 | 336.196 | 0.00031939 | 393.5931 | 0.31347 | 336.7626 | -7.5282e-05 | 336.196 | -0.00044 | 330.4226 | -3.9107e-06 | 336.196 | 0 | 392.8272 | 8.916e-06 | 336.7626 | 0 | 335.2442 | 0 | 336.7626 | 0 | 336.7626 | 0 | 336.7626 | 0 | 336.7626 | 0 | 392.8272 | 8.3454e-06 | 336.7626 | 0 | 336.196 | 0 | 601.2878 | 0.00357 | 336.196 | 0 | 600.3788 | 0 | 601.2878 | 0.0022 | 335.2442 | 0
| 336.9759 | 0.0020085 | 336.409 | 0.0009147 | 393.7059 | 0.30666 | 336.9759 | 0.00046533 | 336.409 | 0.0013201 | 330.6363 | 7.0463e-06 | 336.409 | 0 | 392.9397 | 8.3224e-06 | 336.9759 | 0 | 335.4548 | 0 | 336.9759 | 0 | 336.9759 | 9.3914e-06 | 336.9759 | 0 | 336.9759 | 0 | 392.9397 | 6.5226e-06 | 336.9759 | 0.00035026 | 336.409 | 0 | 601.4468 | 0.00413 | 336.409 | 0 | 600.5383 | 0 | 601.4468 | 0.00207 | 335.4548 | 0
| 337.1892 | 0.00032613 | 336.6219 | 0.00018857 | 393.8188 | 0.30482 | 337.1892 | 8.9403e-05 | 336.6219 | 1.708e-05 | 330.8499 | -1.7513e-06 | 336.6219 | 0 | 393.0521 | 8.524e-06 | 337.1892 | 0 | 335.6654 | 0 | 337.1892 | 0 | 337.1892 | 0 | 337.1892 | 0 | 337.1892 | 0 | 393.0521 | 5.8857e-06 | 337.1892 | 0 | 336.6219 | 0 | 601.6059 | 0.00415 | 336.6219 | 0 | 600.6978 | 1.0001e-05 | 601.6059 | 0.00216 | 335.6654 | 0
| 337.4025 | 0.0021976 | 336.8349 | 0.00046575 | 393.9316 | 0.29844 | 337.4025 | 9.5042e-05 | 336.8349 | 0.00066763 | 331.0635 | 5.0466e-06 | 336.8349 | 0 | 393.1646 | 8.5576e-06 | 337.4025 | 0 | 335.8761 | 0 | 337.4025 | 0 | 337.4025 | 8.7269e-06 | 337.4025 | 0 | 337.4025 | 0 | 393.1646 | 8.9823e-06 | 337.4025 | 0.00042996 | 336.8349 | 0 | 601.7649 | 0.00469 | 336.8349 | 0 | 600.8573 | 0 | 601.7649 | 0.00209 | 335.8761 | 0
| 337.6158 | 0.0007429 | 337.0479 | 0.00020059 | 394.0445 | 0.29145 | 337.6158 | 0.00033432 | 337.0479 | -0.00030352 | 331.2772 | -3.9109e-06 | 337.0479 | 0 | 393.2771 | 1.0092e-05 | 337.6158 | 0 | 336.0868 | 0 | 337.6158 | 0 | 337.6158 | 0 | 337.6158 | 0 | 337.6158 | 0 | 393.2771 | 1.1014e-05 | 337.6158 | 0 | 337.0479 | 0 | 601.9239 | 0.00266 | 337.0479 | 0 | 601.0169 | 1.0001e-05 | 601.9239 | 0.00219 | 336.0868 | 0
| 337.8292 | 0.0019202 | 337.2609 | 0.0012461 | 394.1573 | 0.28735 | 337.8292 | 0.00039551 | 337.2609 | 0.00066393 | 331.4909 | 6.52e-06 | 337.2609 | 0 | 393.3895 | 9.0281e-06 | 337.8292 | 0 | 336.2974 | 0 | 337.8292 | 0 | 337.8292 | 1.0031e-05 | 337.8292 | 0 | 337.8292 | 0 | 393.3895 | 7.2693e-06 | 337.8292 | 0.00045987 | 337.2609 | 0 | 602.0829 | 0.00413 | 337.2609 | 0 | 601.1764 | 6.6672e-06 | 602.0829 | 0.00209 | 336.2974 | 0
| 338.0425 | 0.0011311 | 337.4739 | 0.00046348 | 394.2702 | 0.28264 | 338.0425 | -0.00027229 | 337.4739 | 0.00028556 | 331.7046 | -2.6528e-06 | 337.4739 | 0 | 393.502 | 8.7144e-06 | 338.0425 | 0 | 336.5081 | 0 | 338.0425 | 0 | 338.0425 | 0 | 338.0425 | 0 | 338.0425 | 0 | 393.502 | 5.5563e-06 | 338.0425 | 0 | 337.4739 | 0 | 602.242 | 0.00454 | 337.4739 | 0 | 601.336 | 1.0001e-05 | 602.242 | 0.00215 | 336.5081 | 0
| 338.2559 | 0.0020922 | 337.687 | 0.00096069 | 394.383 | 0.27918 | 338.2559 | 0.00013557 | 337.687 | 0.001052 | 331.9183 | 6.893e-06 | 337.687 | 0 | 393.6145 | 8.0536e-06 | 338.2559 | 0 | 336.7188 | 0 | 338.2559 | 0 | 338.2559 | 1.0326e-05 | 338.2559 | 0 | 338.2559 | 0 | 393.6145 | 5.5563e-06 | 338.2559 | 0.00043049 | 337.687 | 0 | 602.401 | 0.00663 | 337.687 | 0 | 601.4955 | 4.667e-05 | 602.401 | 0.00204 | 336.7188 | 0
| 338.4693 | 0.00040154 | 337.9 | 0.00013181 | 394.4959 | 0.27359 | 338.4693 | 0.00036358 | 337.9 | -0.00063543 | 332.132 | -5.0553e-07 | 337.9 | 0 | 393.727 | 8.9944e-06 | 338.4693 | 0 | 336.9295 | 0 | 338.4693 | 0 | 338.4693 | 0 | 338.4693 | 0 | 338.4693 | 0 | 393.727 | 8.016e-06 | 338.4693 | 0 | 337.9 | 0 | 602.5601 | 0.00218 | 337.9 | 0 | 601.6551 | 0 | 602.5601 | 0.0022 | 336.9295 | 0
| 338.6827 | 0.0015694 | 338.1131 | 0.00083116 | 394.6087 | 0.26486 | 338.6827 | 0.00040125 | 338.1131 | 0.00047142 | 332.3458 | 6.7888e-06 | 338.1131 | 0 | 393.8395 | 9.0168e-06 | 338.6827 | 0 | 337.1402 | 0 | 338.6827 | 0 | 338.6827 | 3.9185e-06 | 338.6827 | 0 | 338.6827 | 0 | 393.8395 | 7.8074e-06 | 338.6827 | 0.00033018 | 338.1131 | 0 | 602.7191 | 0.00483 | 338.1131 | 0 | 601.8146 | 6.6672e-06 | 602.7191 | 0.00213 | 337.1402 | 0
| 338.8961 | 0.00053476 | 338.3262 | 0.00078819 | 394.7215 | 0.26208 | 338.8961 | 0.00050021 | 338.3262 | -0.00031667 | 332.5595 | -2.046e-06 | 338.3262 | 0 | 393.952 | 8.5464e-06 | 338.8961 | 0 | 337.351 | 0 | 338.8961 | 0 | 338.8961 | 0 | 338.8961 | 0 | 338.8961 | 0 | 393.952 | 7.3791e-06 | 338.8961 | 0 | 338.3262 | 0 | 602.8782 | 0.00485 | 338.3262 | 0 | 601.9742 | 0 | 602.8782 | 0.00224 | 337.351 | 0
| 339.1096 | 0.00066092 | 338.5393 | 0.0013076 | 394.8344 | 0.25549 | 339.1096 | 0.0007428 | 338.5393 | 0.0011835 | 332.7733 | 7.7046e-06 | 338.5393 | 0 | 394.0645 | 8.468e-06 | 339.1096 | 0 | 337.5617 | 0 | 339.1096 | 0 | 339.1096 | 1.395e-05 | 339.1096 | 0 | 339.1096 | 0 | 394.0645 | 5.5563e-06 | 339.1096 | 0.00038336 | 338.5393 | 0 | 603.0373 | 0.00672 | 338.5393 | 0 | 602.1338 | 6.6672e-06 | 603.0373 | 0.00205 | 337.5617 | 0
| 339.323 | 0.001473 | 338.7524 | 0.000916 | 394.9472 | 0.25147 | 339.323 | -3.7666e-05 | 338.7524 | -0.00010475 | 332.987 | -4.7949e-06 | 338.7524 | 0 | 394.177 | 9.0953e-06 | 339.323 | 0 | 337.7725 | 0 | 339.323 | 0 | 339.323 | 0 | 339.323 | 0 | 339.323 | 0 | 394.177 | 5.4575e-06 | 339.323 | 0 | 338.7525 | 0 | 603.1963 | 0.00348 | 338.7524 | 0 | 602.2934 | 0 | 603.1963 | 0.00217 | 337.7725 | 0
| 339.5365 | 0.0013619 | 338.9656 | 0.0012207 | 395.06 | 0.24499 | 339.5365 | 0.00028593 | 338.9656 | 0.00089011 | 333.2008 | 4.7582e-06 | 338.9656 | 0 | 394.2895 | 8.8712e-06 | 339.5365 | 0 | 337.9832 | 0 | 339.5365 | 0 | 339.5365 | 4.6453e-06 | 339.5365 | 0 | 339.5365 | 0 | 394.2895 | 4.0629e-06 | 339.5365 | 0.00030493 | 338.9656 | 0 | 603.3554 | 0.00543 | 338.9656 | 0 | 602.453 | 0 | 603.3554 | 0.00209 | 337.9832 | 0
| 339.75 | 0.00085312 | 339.1787 | -0.00056293 | 395.1729 | 0.23746 | 339.75 | -0.00053015 | 339.1787 | -0.0011548 | 333.4146 | -5.9453e-06 | 339.1787 | 0 | 394.402 | 8.9496e-06 | 339.75 | 0 | 338.194 | 0 | 339.75 | 0 | 339.75 | 0 | 339.75 | 0 | 339.75 | 0 | 394.402 | 4.601e-06 | 339.75 | 0 | 339.1787 | 0 | 603.5145 | 0.00297 | 339.1787 | 0 | 602.6126 | 0 | 603.5145 | 0.00226 | 338.194 | 0
| 339.9635 | 0.0017034 | 339.3919 | 0.00018386 | 395.2857 | 0.23582 | 339.9635 | 0.00036249 | 339.3919 | 0.00047512 | 333.6284 | 3.4072e-06 | 339.3919 | 0 | 394.5146 | 7.9527e-06 | 339.9635 | 0 | 338.4048 | 0 | 339.9635 | 0 | 339.9635 | 1.6501e-06 | 339.9635 | 0 | 339.9635 | 0 | 394.5146 | 3.6347e-06 | 339.9635 | 0.00014078 | 339.3919 | 0 | 603.6736 | 0.00519 | 339.3919 | 0 | 602.7722 | 6.6672e-06 | 603.6736 | 0.00216 | 338.4048 | 0
| 340.177 | 0.00027381 | 339.6051 | 0.0013918 | 395.3986 | 0.23033 | 340.177 | -0.00016931 | 339.6051 | -0.00010311 | 333.8423 | -4.9752e-06 | 339.6051 | 0 | 394.6271 | 9.0505e-06 | 340.177 | 0 | 338.6156 | 0 | 340.177 | 0 | 340.177 | 0 | 340.177 | 0 | 340.177 | 0 | 394.6271 | 4.0629e-06 | 340.177 | 0 | 339.6051 | 0 | 603.8328 | 0.00339 | 339.6051 | 0 | 602.9318 | 3.0002e-05 | 603.8328 | 0.00226 | 338.6156 | 0
| 340.3905 | 0.001261 | 339.8183 | 0.00072723 | 395.5114 | 0.22301 | 340.3905 | 0.00048876 | 339.8183 | 0.00046881 | 334.0561 | 9.9422e-06 | 339.8183 | 0 | 394.7396 | 9.3641e-06 | 340.3905 | 0 | 338.8264 | 0 | 340.3905 | 0 | 340.3905 | 5.7921e-06 | 340.3905 | 0 | 340.3905 | 0 | 394.7396 | 6.4128e-06 | 340.3905 | 0.00035524 | 339.8183 | 0 | 603.9919 | 0.00401 | 339.8183 | 0 | 603.0914 | 0 | 603.9919 | 0.00211 | 338.8265 | 0
| 340.6041 | 0.00067668 | 340.0315 | 0.00082351 | 395.6242 | 0.21771 | 340.6041 | -0.00087419 | 340.0315 | 0.00012194 | 334.2699 | -2.804e-06 | 340.0315 | 0 | 394.8522 | 9.1289e-06 | 340.6041 | 0 | 339.0373 | 0 | 340.6041 | 0 | 340.6041 | 0 | 340.6041 | 0 | 340.6041 | 0 | 394.8522 | 8.016e-06 | 340.6041 | 0 | 340.0315 | 0 | 604.151 | 0.00322 | 340.0315 | 0 | 603.251 | 1.0001e-05 | 604.151 | 0.00224 | 339.0373 | 0
| 340.8177 | 0.001395 | 340.2448 | 0.0007223 | 395.7371 | 0.21155 | 340.8177 | 0.00010013 | 340.2448 | 0.0010848 | 334.4838 | 4.8244e-06 | 340.2448 | 0 | 394.9647 | 8.0872e-06 | 340.8176 | 0 | 339.2481 | 0 | 340.8176 | 0 | 340.8177 | 6.2895e-06 | 340.8176 | 0 | 340.8176 | 0 | 394.9647 | 9.6192e-06 | 340.8177 | 0.00034441 | 340.2448 | 0 | 604.3101 | 0.00476 | 340.2448 | 0 | 603.4107 | 0 | 604.3101 | 0.00211 | 339.2481 | 0
| 341.0312 | 0.00043674 | 340.458 | 0.00063523 | 395.8499 | 0.20942 | 341.0312 | -0.00019255 | 340.458 | -0.00018525 | 334.6977 | -7.015e-07 | 340.458 | 0 | 395.0773 | 7.6167e-06 | 341.0312 | 0 | 339.459 | 0 | 341.0312 | 0 | 341.0312 | 0 | 341.0312 | 0 | 341.0312 | 0 | 395.0773 | 7.5878e-06 | 341.0312 | 0 | 340.458 | 0 | 604.4693 | 0.00397 | 340.458 | 0 | 603.5703 | 1.0001e-05 | 604.4693 | 0.00226 | 339.459 | 0
| 341.2448 | 0.0017277 | 340.6713 | 0.0013189 | 395.9627 | 0.19829 | 341.2448 | 0.00077177 | 340.6713 | 0.00060615 | 334.9116 | 4.9985e-06 | 340.6713 | 0 | 395.1898 | 7.7399e-06 | 341.2448 | 0 | 339.6699 | 0 | 341.2448 | 0 | 341.2448 | 8.9799e-06 | 341.2448 | 0 | 341.2448 | 0 | 395.1898 | 6.6324e-06 | 341.2448 | 0.00016847 | 340.6713 | 0 | 604.6284 | 0.00552 | 340.6713 | 0 | 603.7299 | 0 | 604.6284 | 0.00209 | 339.6699 | 0
| 341.4584 | 0.00077629 | 340.8846 | 3.0026e-05 | 396.0756 | 0.19572 | 341.4584 | -8.6381e-06 | 340.8846 | -0.00044046 | 335.1255 | -1.5623e-06 | 340.8846 | 0 | 395.3024 | 7.5831e-06 | 341.4584 | 0 | 339.8808 | 0 | 341.4584 | 0 | 341.4584 | 0 | 341.4584 | 0 | 341.4584 | 0 | 395.3024 | 4.9194e-06 | 341.4584 | 0 | 340.8846 | 0 | 604.7876 | 0.00448 | 340.8846 | 0 | 603.8896 | 1.0001e-05 | 604.7876 | 0.00212 | 339.8808 | 0
| 341.672 | 0.0016935 | 341.0979 | 0.00099296 | 396.1884 | 0.18966 | 341.672 | 4.5178e-05 | 341.0979 | 0.00052063 | 335.3394 | 1.0137e-05 | 341.0979 | 0 | 395.415 | 7.5383e-06 | 341.672 | 0 | 340.0917 | 0 | 341.672 | 0 | 341.672 | 5.5553e-06 | 341.672 | 0 | 341.672 | 0 | 395.415 | 4.601e-06 | 341.672 | 0.00027758 | 341.0979 | 0 | 604.9467 | 0.00633 | 341.0979 | 0 | 604.0492 | 0 | 604.9467 | 0.002 | 340.0917 | 0
| 341.8857 | 0.00052821 | 341.3112 | -0.00020664 | 396.3012 | 0.18778 | 341.8857 | -0.0011924 | 341.3112 | -0.00038032 | 335.5533 | -5.2678e-06 | 341.3112 | 0 | 395.5275 | 9.0505e-06 | 341.8857 | 0 | 340.3026 | 0 | 341.8857 | 0 | 341.8857 | 0 | 341.8857 | 0 | 341.8857 | 0 | 395.5275 | 4.601e-06 | 341.8857 | 0 | 341.3112 | 0 | 605.1059 | 0.00317 | 341.3112 | 0 | 604.2089 | 3.0002e-05 | 605.1059 | 0.00211 | 340.3026 | 0
| 342.0993 | 0.00051946 | 341.5246 | -3.8092e-05 | 396.414 | 0.18131 | 342.0993 | 0.00075258 | 341.5246 | 0.00073521 | 335.7672 | 8.7489e-06 | 341.5246 | 0 | 395.6401 | 1.0305e-05 | 342.0993 | 0 | 340.5135 | 0 | 342.0993 | 0 | 342.0993 | 1.0111e-05 | 342.0993 | 0 | 342.0993 | 0 | 395.6401 | 5.5563e-06 | 342.0993 | 0.00029909 | 341.5245 | 0 | 605.2651 | 0.00584 | 341.5246 | 0 | 604.3686 | 0 | 605.2651 | 0.00213 | 340.5135 | 0
| 342.313 | 0.00065683 | 341.7379 | 0.00028141 | 396.5269 | 0.17895 | 342.313 | -8.3485e-05 | 341.7379 | -0.00045055 | 335.9812 | 1.2709e-07 | 341.7379 | 0 | 395.7527 | 1.0619e-05 | 342.313 | 0 | 340.7244 | 0 | 342.313 | 0 | 342.313 | 0 | 342.313 | 0 | 342.313 | 0 | 395.7527 | 5.8857e-06 | 342.313 | 0 | 341.7379 | 0 | 605.4243 | 0.00411 | 341.7379 | 0 | 604.5282 | 3.0002e-05 | 605.4243 | 0.00222 | 340.7244 | 0
| 342.5267 | 0.0010693 | 341.9513 | 0.00025131 | 396.6397 | 0.17448 | 342.5267 | 0.00010591 | 341.9513 | 0.0010542 | 336.1951 | 7.3716e-06 | 341.9513 | 0 | 395.8653 | 1.0036e-05 | 342.5267 | 0 | 340.9354 | 0 | 342.5267 | 0 | 342.5267 | 5.1997e-06 | 342.5267 | 0 | 342.5267 | 0 | 395.8653 | 9.8388e-06 | 342.5267 | 0.00030665 | 341.9513 | 0 | 605.5835 | 0.00559 | 341.9513 | 0 | 604.6879 | 0 | 605.5835 | 0.00214 | 340.9354 | 0
| 342.7404 | 0.0014253 | 342.1647 | 0.00078899 | 396.7525 | 0.17148 | 342.7404 | -0.00023778 | 342.1647 | -0.00013456 | 336.4091 | -5.1325e-06 | 342.1647 | 0 | 395.9779 | 9.0168e-06 | 342.7404 | 0 | 341.1464 | 0 | 342.7404 | 0 | 342.7404 | 0 | 342.7404 | 0 | 342.7404 | 0 | 395.9779 | 8.4443e-06 | 342.7404 | 0 | 342.1646 | 0 | 605.7427 | 0.00357 | 342.1647 | 0 | 604.8476 | 1.0001e-05 | 605.7427 | 0.00216 | 341.1464 | 0
| 342.9541 | 0.001738 | 342.3781 | 0.00094574 | 396.8654 | 0.16477 | 342.9541 | 0.00027669 | 342.3781 | 0.0011433 | 336.6231 | 6.3771e-06 | 342.3781 | 0 | 396.0905 | 7.9864e-06 | 342.9541 | 0 | 341.3573 | 0 | 342.9541 | 0 | 342.9541 | 9.2498e-06 | 342.9541 | 0 | 342.9541 | 0 | 396.0905 | 8.7627e-06 | 342.9541 | 0.00027705 | 342.378 | 0 | 605.9019 | 0.00513 | 342.3781 | 0 | 605.0073 | 6.6672e-06 | 605.9019 | 0.00203 | 341.3573 | 0
| 343.1678 | 0.00091639 | 342.5915 | -0.00030408 | 396.9782 | 0.16036 | 343.1678 | -0.00075792 | 342.5915 | -0.00058472 | 336.8371 | -5.1699e-06 | 342.5915 | 0 | 396.2031 | 8.0872e-06 | 343.1678 | 0 | 341.5683 | 0 | 343.1678 | 0 | 343.1678 | 0 | 343.1678 | 0 | 343.1678 | 0 | 396.2031 | 5.0292e-06 | 343.1678 | 0 | 342.5915 | 0 | 606.0611 | 0.00366 | 342.5915 | 0 | 605.167 | 5.0004e-05 | 606.0611 | 0.00214 | 341.5683 | 0
| 343.3816 | 0.0020397 | 342.8049 | 0.00089302 | 397.091 | 0.15526 | 343.3816 | 0.00056805 | 342.8049 | 0.0012362 | 337.0511 | 1.0738e-05 | 342.8049 | 0 | 396.3157 | 7.9079e-06 | 343.3815 | 0 | 341.7793 | 0 | 343.3815 | 0 | 343.3816 | 4.4474e-06 | 343.3815 | 0 | 343.3815 | 0 | 396.3157 | 7.0607e-06 | 343.3816 | 0.00038462 | 342.8049 | 0 | 606.2203 | 0.00396 | 342.8049 | 0 | 605.3267 | 0 | 606.2203 | 0.00203 | 341.7793 | 0
| 343.5953 | 0.00026601 | 343.0183 | 0.00025079 | 397.2038 | 0.15544 | 343.5953 | -0.00013148 | 343.0183 | -0.00041553 | 337.2651 | 4.9445e-08 | 343.0183 | 0 | 396.4283 | 8.0872e-06 | 343.5953 | 0 | 341.9903 | 0 | 343.5953 | 0 | 343.5953 | 0 | 343.5953 | 0 | 343.5953 | 0 | 396.4283 | 5.8857e-06 | 343.5953 | 0 | 343.0183 | 0 | 606.3795 | 0.00455 | 343.0183 | 0 | 605.4864 | 3.0002e-05 | 606.3795 | 0.00218 | 341.9903 | 0
| 343.8091 | 0.0020195 | 343.2318 | 0.0012697 | 397.3166 | 0.14876 | 343.8091 | 0.00084101 | 343.2318 | 0.0012285 | 337.4792 | 5.4332e-06 | 343.2318 | 0 | 396.5409 | 7.6951e-06 | 343.8091 | 0 | 342.2014 | 0 | 343.8091 | 0 | 343.8091 | 1.0855e-05 | 343.8091 | 0 | 343.8091 | 0 | 396.5409 | 5.8857e-06 | 343.8091 | 0.00036492 | 343.2318 | 0 | 606.5388 | 0.0028 | 343.2318 | 0 | 605.6461 | 6.6672e-06 | 606.5388 | 0.00203 | 342.2013 | 0
| 344.0229 | 0.00080072 | 343.4453 | 0.00084038 | 397.4295 | 0.14488 | 344.0229 | -0.00033962 | 343.4453 | -0.00025412 | 337.6932 | -6.3485e-06 | 343.4453 | 0 | 396.6535 | 7.8295e-06 | 344.0229 | 0 | 342.4124 | 0 | 344.0229 | 0 | 344.0229 | 0 | 344.0229 | 0 | 344.0229 | 0 | 396.6535 | 5.0292e-06 | 344.0229 | 0 | 343.4453 | 0 | 606.698 | 0.00469 | 343.4453 | 0 | 605.8059 | 3.0002e-05 | 606.698 | 0.00223 | 342.4124 | 0
| 344.2367 | 0.0014901 | 343.6588 | 0.0014021 | 397.5423 | 0.13901 | 344.2367 | 0.00073634 | 343.6588 | 0.0014213 | 337.9073 | 5.7345e-06 | 343.6588 | 0 | 396.7662 | 7.4823e-06 | 344.2367 | 0 | 342.6234 | 0 | 344.2367 | 0 | 344.2367 | 1.3217e-05 | 344.2367 | 0 | 344.2367 | 0 | 396.7662 | 6.2042e-06 | 344.2367 | 0.00045515 | 343.6588 | 0 | 606.8573 | 0.0057 | 343.6588 | 0 | 605.9656 | 0 | 606.8573 | 0.00205 | 342.6234 | 0
| 344.4505 | 0.00090287 | 343.8723 | 0.00032639 | 397.6551 | 0.14125 | 344.4505 | -0.00011301 | 343.8723 | -0.00052977 | 338.1214 | -4.2818e-06 | 343.8723 | 0 | 396.8788 | 6.9334e-06 | 344.4505 | 0 | 342.8345 | 0 | 344.4505 | 0 | 344.4505 | 0 | 344.4505 | 0 | 344.4505 | 0 | 396.8788 | 7.4889e-06 | 344.4505 | 0 | 343.8723 | 0 | 607.0165 | 0.00311 | 343.8723 | 0 | 606.1253 | 0 | 607.0165 | 0.00224 | 342.8345 | 0
| 344.6643 | 0.0019318 | 344.0858 | 0.00077498 | 397.7679 | 0.13518 | 344.6643 | 0.00074323 | 344.0858 | 0.00059511 | 338.3354 | 2.5149e-06 | 344.0858 | 0 | 396.9915 | 6.4966e-06 | 344.6643 | 0 | 343.0456 | 0 | 344.6643 | 0 | 344.6643 | 8.3495e-06 | 344.6643 | 0 | 344.6643 | 0 | 396.9915 | 6.2042e-06 | 344.6643 | 0.00011911 | 344.0858 | 0 | 607.1758 | 0.00485 | 344.0858 | 0 | 606.2851 | 0 | 607.1758 | 0.002 | 343.0456 | 0
| 344.8781 | 0.0010385 | 344.2994 | 0.0005518 | 397.8808 | 0.13302 | 344.8781 | -0.00050614 | 344.2994 | -0.0001563 | 338.5496 | -4.4219e-06 | 344.2994 | 0 | 397.1041 | 8.5016e-06 | 344.8782 | 0 | 343.2567 | 0 | 344.8782 | 0 | 344.8781 | 0 | 344.8782 | 0 | 344.8782 | 0 | 397.1041 | 5.0292e-06 | 344.8781 | 0 | 344.2994 | 0 | 607.3351 | 0.0039 | 344.2994 | 0 | 606.4448 | 1.0001e-05 | 607.3351 | 0.0021 | 343.2567 | 0
| 345.092 | 0.0017585 | 344.5129 | 0.001129 | 397.9936 | 0.13187 | 345.092 | 6.5047e-05 | 344.5129 | 0.00060341 | 338.7637 | 3.5916e-06 | 344.5129 | 0 | 397.2167 | 9.7785e-06 | 345.092 | 0 | 343.4678 | 0 | 345.092 | 0 | 345.092 | 5.5555e-06 | 345.092 | 0 | 345.092 | 0 | 397.2167 | 3.8543e-06 | 345.092 | 0.00022638 | 344.5129 | 0 | 607.4944 | 0.00315 | 344.5129 | 0 | 606.6046 | 0 | 607.4944 | 0.00194 | 343.4678 | 0
| 345.3059 | 0.00093007 | 344.7265 | 8.2289e-06 | 398.1064 | 0.12696 | 345.3059 | -0.00052936 | 344.7265 | -0.00051446 | 338.9778 | -4.6735e-06 | 344.7265 | 0 | 397.3294 | 1.0148e-05 | 345.3059 | 0 | 343.6789 | 0 | 345.3059 | 0 | 345.3059 | 0 | 345.3059 | 0 | 345.3059 | 0 | 397.3294 | 3.9531e-06 | 345.3059 | 0 | 344.7265 | 0 | 607.6536 | 0.00436 | 344.7265 | 0 | 606.7644 | 5.0004e-05 | 607.6536 | 0.00207 | 343.6789 | 0
| 345.5198 | 0.0024908 | 344.9401 | 0.0010818 | 398.2192 | 0.12145 | 345.5198 | 0.00048848 | 344.9401 | 0.0008465 | 339.1919 | 4.9636e-06 | 344.9401 | 0 | 397.4421 | 8.58e-06 | 345.5198 | 0 | 343.89 | 0 | 345.5198 | 0 | 345.5198 | 8.8228e-06 | 345.5198 | 0 | 345.5198 | 0 | 397.4421 | 5.3477e-06 | 345.5198 | 0.00034494 | 344.9401 | 0 | 607.8129 | 0.00445 | 344.9401 | 0 | 606.9241 | 0 | 607.8129 | 0.00197 | 343.89 | 0
| 345.7337 | 0.0015109 | 345.1537 | 0.0018905 | 398.332 | 0.12407 | 345.7337 | 0.00053263 | 345.1537 | 0.00060734 | 339.4061 | -4.1039e-06 | 345.1537 | 0 | 397.5547 | 8.1656e-06 | 345.7337 | 0 | 344.1012 | 0 | 345.7337 | 0 | 345.7337 | 0 | 345.7337 | 0 | 345.7337 | 0 | 397.5547 | 8.4443e-06 | 345.7337 | 0 | 345.1537 | 0 | 607.9723 | 0.00341 | 345.1537 | 0 | 607.0839 | 1.0001e-05 | 607.9723 | 0.00208 | 344.1012 | 0
| 345.9476 | 0.0012664 | 345.3673 | 0.0020989 | 398.4448 | 0.1188 | 345.9476 | 0.00071818 | 345.3673 | 0.0015802 | 339.6202 | 8.17e-06 | 345.3673 | 0 | 397.6674 | 7.9864e-06 | 345.9476 | 0 | 344.3123 | 0 | 345.9476 | 0 | 345.9476 | 9.3529e-06 | 345.9476 | 0 | 345.9476 | 0 | 397.6674 | 1.0904e-05 | 345.9476 | 0.00023985 | 345.3673 | 0 | 608.1316 | 0.00436 | 345.3673 | 0 | 607.2437 | 6.6672e-06 | 608.1316 | 0.00189 | 344.3123 | 0
| 346.1615 | 0.00076368 | 345.581 | 0.00067563 | 398.5577 | 0.11885 | 346.1615 | -0.00030901 | 345.581 | -0.00055682 | 339.8344 | -1.9702e-06 | 345.581 | 0 | 397.7801 | 8.8376e-06 | 346.1615 | 0 | 344.5235 | 0 | 346.1615 | 0 | 346.1615 | 0 | 346.1615 | 0 | 346.1615 | 0 | 397.7801 | 1.0377e-05 | 346.1615 | 0 | 345.581 | 0 | 608.2909 | 0.00274 | 345.581 | 0 | 607.4035 | 1.0001e-05 | 608.2909 | 0.00199 | 344.5235 | 0
| 346.3755 | 0.0016423 | 345.7946 | 0.0015866 | 398.6705 | 0.11457 | 346.3755 | -0.00023514 | 345.7946 | 0.00070447 | 340.0486 | 5.2074e-06 | 345.7946 | 0 | 397.8928 | 8.636e-06 | 346.3755 | 0 | 344.7347 | 0 | 346.3755 | 0 | 346.3755 | 6.2719e-06 | 346.3755 | 0 | 346.3755 | 0 | 397.8928 | 8.2356e-06 | 346.3755 | 0.00022535 | 345.7946 | 0 | 608.4502 | 0.00369 | 345.7946 | 0 | 607.5633 | 0 | 608.4502 | 0.00181 | 344.7347 | 0
| 346.5894 | 0.0020033 | 346.0083 | -0.00012116 | 398.7833 | 0.11491 | 346.5894 | -0.00068037 | 346.0083 | -0.00093029 | 340.2628 | -2.6647e-06 | 346.0083 | 0 | 398.0054 | 9.3417e-06 | 346.5895 | 0 | 344.9459 | 0 | 346.5895 | 0 | 346.5894 | 0 | 346.5895 | 0 | 346.5895 | 0 | 398.0054 | 5.8857e-06 | 346.5894 | 0 | 346.0083 | 0 | 608.6095 | 0.00443 | 346.0083 | 0 | 607.7231 | 1.0001e-05 | 608.6095 | 0.002 | 344.9459 | 0
| 346.8034 | 0.0024076 | 346.222 | 0.0013483 | 398.8961 | 0.11024 | 346.8034 | 0.00053089 | 346.222 | 0.00094883 | 340.4771 | 5.9181e-06 | 346.222 | 0 | 398.1181 | 9.0168e-06 | 346.8034 | 0 | 345.1571 | 0 | 346.8034 | 0 | 346.8034 | 1.0962e-05 | 346.8034 | 0 | 346.8034 | 0 | 398.1181 | 4.1727e-06 | 346.8034 | 0.00019948 | 346.222 | 0 | 608.7689 | 0.0049 | 346.222 | 0 | 607.8829 | 6.6672e-06 | 608.7689 | 0.002 | 345.1571 | 0
| 347.0174 | 0.0014293 | 346.4357 | 0.0012661 | 399.0089 | 0.11016 | 347.0174 | 0.00049402 | 346.4357 | -0.0001851 | 340.6913 | -5.4871e-06 | 346.4357 | 0 | 398.2308 | 8.6248e-06 | 347.0174 | 0 | 345.3683 | 0 | 347.0174 | 0 | 347.0174 | 0 | 347.0174 | 0 | 347.0174 | 0 | 398.2308 | 2.9978e-06 | 347.0174 | 0 | 346.4357 | 0 | 608.9282 | 0.00533 | 346.4357 | 0 | 608.0427 | 5.0004e-05 | 608.9282 | 0.00215 | 345.3683 | 0
| 347.2314 | 0.0020555 | 346.6494 | 0.001615 | 399.1217 | 0.10621 | 347.2314 | 0.00089476 | 346.6494 | 0.0019336 | 340.9055 | 5.8356e-06 | 346.6494 | 0 | 398.3435 | 8.2888e-06 | 347.2314 | 0 | 345.5795 | 0 | 347.2314 | 0 | 347.2314 | 1.3299e-05 | 347.2314 | 0 | 347.2314 | 0 | 398.3435 | 3.5248e-06 | 347.2314 | 0.00033302 | 346.6494 | 0 | 609.0876 | 0.00515 | 346.6494 | 0 | 608.2025 | 6.6672e-06 | 609.0876 | 0.00205 | 345.5795 | 0
| 347.4455 | 0.0019956 | 346.8632 | 0.00090255 | 399.2346 | 0.10739 | 347.4455 | -0.00049254 | 346.8632 | -0.00035643 | 341.1198 | -2.3782e-06 | 346.8632 | 0 | 398.4563 | 8.4792e-06 | 347.4455 | 0 | 345.7908 | 0 | 347.4455 | 0 | 347.4455 | 0 | 347.4455 | 0 | 347.4455 | 0 | 398.4563 | 5.3477e-06 | 347.4455 | 0 | 346.8632 | 0 | 609.2469 | 0.0048 | 346.8632 | 0 | 608.3623 | 0 | 609.2469 | 0.00212 | 345.7908 | 0
| 347.6595 | 0.0019511 | 347.0769 | 0.0010082 | 399.3474 | 0.10527 | 347.6595 | 0.00088632 | 347.0769 | 0.0013381 | 341.334 | 8.7012e-06 | 347.0769 | 0 | 398.569 | 8.4456e-06 | 347.6595 | 0 | 346.002 | 0 | 347.6595 | 0 | 347.6595 | 1.0728e-05 | 347.6595 | 0 | 347.6595 | 0 | 398.569 | 6.0944e-06 | 347.6595 | 0.00015694 | 347.0769 | 0 | 609.4063 | 0.00561 | 347.0769 | 0 | 608.5222 | 2.6669e-05 | 609.4063 | 0.00201 | 346.002 | 0
| 347.8736 | 0.0024007 | 347.2907 | -0.00014678 | 399.4602 | 0.10723 | 347.8736 | -0.00038835 | 347.2907 | -0.00012647 | 341.5483 | -5.0818e-06 | 347.2907 | 0 | 398.6817 | 7.8295e-06 | 347.8736 | 0 | 346.2133 | 0 | 347.8736 | 0 | 347.8736 | 0 | 347.8736 | 0 | 347.8736 | 0 | 398.6817 | 5.6661e-06 | 347.8736 | 0 | 347.2907 | 0 | 609.5657 | 0.00505 | 347.2907 | 0 | 608.682 | 3.0002e-05 | 609.5657 | 0.00211 | 346.2133 | 0
| 348.0876 | 0.0026063 | 347.5045 | 0.0019092 | 399.573 | 0.10168 | 348.0876 | 0.00093826 | 347.5045 | 0.0016141 | 341.7626 | 5.0852e-06 | 347.5045 | 0 | 398.7944 | 7.0903e-06 | 348.0876 | 0 | 346.4246 | 0 | 348.0876 | 0 | 348.0876 | 1.4075e-05 | 348.0876 | 0 | 348.0876 | 0 | 398.7944 | 3.9531e-06 | 348.0876 | 9.8858e-05 | 347.5045 | 0 | 609.7251 | 0.00622 | 347.5045 | 0 | 608.8419 | 6.6672e-06 | 609.7251 | 0.00194 | 346.4246 | 0
| 348.3017 | 0.00077241 | 347.7183 | 0.0009843 | 399.6858 | 0.10175 | 348.3017 | -0.00025143 | 347.7183 | -0.0004494 | 341.9769 | -3.6081e-06 | 347.7183 | 0 | 398.9071 | 8.244e-06 | 348.3017 | 0 | 346.6359 | 0 | 348.3017 | 0 | 348.3017 | 0 | 348.3017 | 0 | 348.3017 | 0 | 398.9071 | 3.5248e-06 | 348.3017 | 0 | 347.7183 | 0 | 609.8845 | 0.00352 | 347.7183 | 0 | 609.0017 | 1.0001e-05 | 609.8845 | 0.00201 | 346.6359 | 0
| 348.5158 | 0.002157 | 347.9321 | -0.00035588 | 399.7986 | 0.09912 | 348.5158 | 0.00020298 | 347.9321 | 0.00053549 | 342.1912 | 4.0427e-06 | 347.9321 | 0 | 399.0199 | 8.5016e-06 | 348.5158 | 0 | 346.8472 | 0 | 348.5158 | 0 | 348.5158 | 1.1226e-05 | 348.5158 | 0 | 348.5158 | 0 | 399.0199 | 3.9531e-06 | 348.5158 | 0.00027025 | 347.9321 | 0 | 610.0438 | 0.00394 | 347.9321 | 0 | 609.1616 | 0 | 610.0438 | 0.00182 | 346.8472 | 0
| 348.7299 | 0.0016073 | 348.1459 | 0.00077282 | 399.9114 | 0.09671 | 348.7299 | 0.000153 | 348.1459 | -0.00022793 | 342.4055 | -5.4942e-06 | 348.1459 | 0 | 399.1326 | 8.8152e-06 | 348.7299 | 0 | 347.0585 | 0 | 348.7299 | 0 | 348.7299 | 0 | 348.7299 | 0 | 348.7299 | 0 | 399.1326 | 7.1595e-06 | 348.7299 | 0 | 348.1459 | 0 | 610.2033 | 0.0039 | 348.1459 | 0 | 609.3214 | 1.0001e-05 | 610.2033 | 0.0019 | 347.0585 | 0
| 348.9441 | 0.0024818 | 348.3598 | 0.0017913 | 400.0242 | 0.09724 | 348.9441 | 0.0010155 | 348.3598 | 0.0013391 | 342.6199 | 9.2339e-06 | 348.3598 | 0 | 399.2453 | 7.8295e-06 | 348.9441 | 0 | 347.2698 | 0 | 348.9441 | 0 | 348.9441 | 3.5071e-06 | 348.9441 | 0 | 348.9441 | 0 | 399.2453 | 7.9172e-06 | 348.9441 | 0.00022639 | 348.3598 | 0 | 610.3627 | 0.00541 | 348.3598 | 0 | 609.4813 | 6.6672e-06 | 610.3627 | 0.00177 | 347.2698 | 0
| 349.1582 | 0.0017907 | 348.5736 | 0.0021073 | 400.137 | 0.0948 | 349.1582 | -0.00040345 | 348.5736 | -0.00061568 | 342.8343 | -1.2898e-06 | 348.5736 | 0 | 399.3581 | 8.6808e-06 | 349.1582 | 0 | 347.4812 | 0 | 349.1582 | 0 | 349.1582 | 0 | 349.1582 | 0 | 349.1582 | 0 | 399.3581 | 6.7313e-06 | 349.1582 | 0 | 348.5736 | 0 | 610.5221 | 0.00339 | 348.5736 | 0 | 609.6412 | 3.0002e-05 | 610.5221 | 0.00192 | 347.4812 | 0
| 349.3723 | 0.0021248 | 348.7875 | 0.0014459 | 400.2498 | 0.08989 | 349.3723 | 0.00085776 | 348.7875 | 0.0013434 | 343.0486 | 5.4075e-06 | 348.7875 | 0 | 399.4708 | 8.468e-06 | 349.3724 | 0 | 347.6925 | 0 | 349.3724 | 0 | 349.3723 | 1.2748e-05 | 349.3724 | 0 | 349.3724 | 0 | 399.4708 | 5.5563e-06 | 349.3723 | 0.00036189 | 348.7875 | 0 | 610.6815 | 0.00548 | 348.7875 | 0 | 609.8011 | 6.6672e-06 | 610.6815 | 0.00181 | 347.6925 | 0
| 349.5865 | 0.001752 | 349.0014 | 0.00145 | 400.3626 | 0.09038 | 349.5865 | -0.00032899 | 349.0014 | -0.00041489 | 343.263 | 1.7022e-07 | 349.0014 | 0 | 399.5836 | 9.7001e-06 | 349.5865 | 0 | 347.9039 | 0 | 349.5865 | 0 | 349.5865 | 0 | 349.5865 | 0 | 349.5865 | 0 | 399.5836 | 8.5541e-06 | 349.5865 | 0 | 349.0014 | 0 | 610.8409 | 0.00357 | 349.0014 | 0 | 609.961 | 1.0001e-05 | 610.8409 | 0.00188 | 347.9039 | 0
| 349.8007 | 0.0025513 | 349.2153 | 0.00176 | 400.4754 | 0.08861 | 349.8007 | 0.00097278 | 349.2153 | 0.00089662 | 343.4774 | 5.9798e-06 | 349.2153 | 0 | 399.6964 | 8.3224e-06 | 349.8007 | 0 | 348.1153 | 0 | 349.8007 | 0 | 349.8007 | 3.0671e-06 | 349.8007 | 0 | 349.8007 | 0 | 399.6964 | 9.3008e-06 | 349.8007 | 0.00021921 | 349.2153 | 0 | 611.0004 | 0.00598 | 349.2153 | 0 | 610.1209 | 0 | 611.0004 | 0.00174 | 348.1153 | 0
| 350.0149 | 0.0020352 | 349.4292 | 0.00063035 | 400.5882 | 0.08904 | 350.0149 | -0.0002089 | 349.4292 | 8.4181e-05 | 343.6918 | 8.9201e-07 | 349.4292 | 0 | 399.8091 | 8.3224e-06 | 350.0149 | 0 | 348.3267 | 0 | 350.0149 | 0 | 350.0149 | 0 | 350.0149 | 0 | 350.0149 | 0 | 399.8091 | 7.3791e-06 | 350.0149 | 0 | 349.4292 | 0 | 611.1598 | 0.00373 | 349.4292 | 0 | 610.2808 | 0 | 611.1598 | 0.00188 | 348.3267 | 0
| 350.2291 | 0.0026814 | 349.6432 | 0.001056 | 400.7011 | 0.08454 | 350.2291 | 0.00064275 | 349.6432 | 0.0012587 | 343.9062 | 8.8841e-06 | 349.6432 | 0 | 399.9219 | 7.5159e-06 | 350.2291 | 0 | 348.5381 | 0 | 350.2291 | 0 | 350.2291 | 8.3233e-06 | 350.2291 | 0 | 350.2291 | 0 | 399.9219 | 4.0629e-06 | 350.2291 | 0.00046857 | 349.6432 | 0 | 611.3193 | 0.00427 | 349.6432 | 0 | 610.4407 | 6.6672e-06 | 611.3193 | 0.0019 | 348.5381 | 0
| 350.4434 | 0.0019597 | 349.8571 | 0.0022839 | 400.8139 | 0.08344 | 350.4434 | -2.9827e-05 | 349.8571 | 0.00015104 | 344.1206 | -8.6969e-06 | 349.8571 | 0 | 400.0347 | 8.0872e-06 | 350.4434 | 0 | 348.7495 | 0 | 350.4434 | 0 | 350.4434 | 0 | 350.4434 | 0 | 350.4434 | 0 | 400.0347 | 3.3162e-06 | 350.4434 | 0 | 349.8571 | 0 | 611.4787 | 0.00464 | 349.8571 | 0 | 610.6006 | 0 | 611.4787 | 0.00201 | 348.7495 | 0
| 350.6576 | 0.0031957 | 350.0711 | 0.0010691 | 400.9267 | 0.08084 | 350.6576 | 0.00076539 | 350.0711 | 0.0012238 | 344.3351 | 7.6996e-06 | 350.0711 | 0 | 400.1475 | 7.3815e-06 | 350.6576 | 0 | 348.961 | 0 | 350.6576 | 0 | 350.6576 | 1.0839e-05 | 350.6576 | 0 | 350.6576 | 0 | 400.1475 | 3.6347e-06 | 350.6576 | 0.00026127 | 350.0711 | 0 | 611.6382 | 0.00397 | 350.0711 | 0 | 610.7605 | 0 | 611.6382 | 0.00194 | 348.961 | 0
| 350.8719 | 0.0029433 | 350.2851 | 0.0016907 | 401.0395 | 0.08025 | 350.8719 | 0.00029625 | 350.2851 | -0.0003358 | 344.5496 | 7.4032e-07 | 350.2851 | 0 | 400.2603 | 8.0872e-06 | 350.8719 | 0 | 349.1724 | 0 | 350.8719 | 0 | 350.8719 | 0 | 350.8719 | 0 | 350.8719 | 0 | 400.2603 | 2.9978e-06 | 350.8719 | 0 | 350.2851 | 0 | 611.7977 | 0.00338 | 350.2851 | 0 | 610.9204 | 0 | 611.7977 | 0.00201 | 349.1724 | 0
| 351.0862 | 0.0030057 | 350.4991 | 0.0027496 | 401.1523 | 0.07531 | 351.0862 | 0.00082551 | 350.4991 | 0.00088309 | 344.764 | 7.4951e-06 | 350.4991 | 0 | 400.3731 | 9.4649e-06 | 351.0862 | 0 | 349.3839 | 0 | 351.0862 | 0 | 351.0862 | 0 | 351.0862 | 0 | 351.0862 | 0 | 400.3731 | 2.6684e-06 | 351.0861 | 0.00034976 | 350.4991 | 0 | 611.9572 | 0.00468 | 350.4991 | 0 | 611.0804 | 6.6672e-06 | 611.9572 | 0.00191 | 349.3839 | 0
| 351.3004 | 0.0029416 | 350.7131 | 0.0020026 | 401.2651 | 0.07449 | 351.3004 | 0.00032522 | 350.7131 | -0.00052948 | 344.9785 | -1.897e-06 | 350.7131 | 0 | 400.4859 | 1.0451e-05 | 351.3005 | 0 | 349.5953 | 0 | 351.3005 | 0 | 351.3004 | 0 | 351.3005 | 0 | 351.3005 | 0 | 400.4859 | 3.2064e-06 | 351.3005 | 0 | 350.7131 | 0 | 612.1167 | 0.00281 | 350.7131 | 0 | 611.2403 | 3.0002e-05 | 612.1167 | 0.00202 | 349.5953 | 0
| 351.5148 | 0.003304 | 350.9272 | 0.0042088 | 401.3779 | 0.07119 | 351.5148 | 0.00043413 | 350.9272 | 0.00084239 | 345.193 | 6.619e-06 | 350.9272 | 0 | 400.5987 | 9.0505e-06 | 351.5148 | 0 | 349.8068 | 0 | 351.5148 | 0 | 351.5148 | 1.057e-05 | 351.5148 | 0 | 351.5148 | 0 | 400.5987 | 7.4889e-06 | 351.5148 | 0.00028922 | 350.9272 | 0 | 612.2762 | 0.00376 | 350.9272 | 0 | 611.4003 | 6.6672e-06 | 612.2762 | 0.00188 | 349.8068 | 0
| 351.7291 | 0.0028993 | 351.1412 | 0.0039267 | 401.4907 | 0.0695 | 351.7291 | -0.00066738 | 351.1412 | 0.00030263 | 345.4075 | -2.5524e-06 | 351.1412 | 0 | 400.7115 | 8.0648e-06 | 351.7291 | 0 | 350.0183 | 0 | 351.7291 | 0 | 351.7291 | 0 | 351.7291 | 0 | 351.7291 | 0 | 400.7115 | 8.9823e-06 | 351.7291 | 0 | 351.1412 | 0 | 612.4357 | 0.00375 | 351.1412 | 0 | 611.5602 | 0 | 612.4357 | 0.00202 | 350.0183 | 0
| 351.9434 | 0.0038409 | 351.3553 | 0.0051007 | 401.6035 | 0.06716 | 351.9434 | 0.00051823 | 351.3553 | 0.0010428 | 345.622 | 7.8759e-06 | 351.3553 | 0 | 400.8243 | 7.4039e-06 | 351.9434 | 0 | 350.2298 | 0 | 351.9434 | 0 | 351.9434 | 1.216e-05 | 351.9434 | 0 | 351.9434 | 0 | 400.8243 | 9.5204e-06 | 351.9434 | 0.00016481 | 351.3553 | 0 | 612.5952 | 0.00534 | 351.3553 | 0 | 611.7202 | 6.6672e-06 | 612.5952 | 0.00185 | 350.2298 | 0
| 352.1578 | 0.0030541 | 351.5694 | 0.0044122 | 401.7163 | 0.06728 | 352.1578 | 0.00034102 | 351.5694 | -0.00010138 | 345.8365 | -3.4028e-06 | 351.5694 | 0 | 400.9371 | 7.7735e-06 | 352.1578 | 0 | 350.4413 | 0 | 352.1578 | 0 | 352.1578 | 0 | 352.1578 | 0 | 352.1578 | 0 | 400.9371 | 4.6998e-06 | 352.1578 | 0 | 351.5694 | 0 | 612.7547 | 0.0035 | 351.5694 | 0 | 611.8801 | 1.0001e-05 | 612.7547 | 0.00197 | 350.4413 | 0
| 352.3721 | 0.0042447 | 351.7835 | 0.0061463 | 401.8291 | 0.06356 | 352.3721 | 0.00058569 | 351.7835 | 0.00069187 | 346.0511 | 3.3083e-06 | 351.7835 | 0 | 401.0499 | 6.7318e-06 | 352.3721 | 0 | 350.6529 | 0 | 352.3721 | 0 | 352.3721 | 6.233e-06 | 352.3721 | 0 | 352.3721 | 0 | 401.0499 | 3.5248e-06 | 352.3721 | 0.00030612 | 351.7835 | 0 | 612.9142 | 0.00575 | 351.7835 | 0 | 612.0401 | 6.6672e-06 | 612.9142 | 0.00181 | 350.6529 | 0
| 352.5865 | 0.0039713 | 351.9976 | 0.0063883 | 401.9419 | 0.06284 | 352.5865 | 0.00014055 | 351.9976 | -0.00026148 | 346.2657 | -5.728e-07 | 351.9976 | 0 | 401.1628 | 7.5607e-06 | 352.5865 | 0 | 350.8644 | 0 | 352.5865 | 0 | 352.5865 | 0 | 352.5865 | 0 | 352.5865 | 0 | 401.1628 | 2.0315e-06 | 352.5865 | 0 | 351.9976 | 0 | 613.0738 | 0.00447 | 351.9976 | 0 | 612.2001 | 3.0002e-05 | 613.0738 | 0.00195 | 350.8644 | 0
| 352.8009 | 0.0046812 | 352.2117 | 0.0083898 | 402.0547 | 0.0588 | 352.8009 | 0.00063048 | 352.2117 | 0.001101 | 346.4802 | 7.2633e-06 | 352.2117 | 0 | 401.2756 | 6.7766e-06 | 352.8009 | 0 | 351.076 | 0 | 352.8009 | 0 | 352.8009 | 1.1558e-05 | 352.8009 | 0 | 352.8009 | 0 | 401.2756 | 2.9978e-06 | 352.8009 | 0.00035604 | 352.2117 | 0 | 613.2333 | 0.00418 | 352.2117 | 0 | 612.3601 | 6.6672e-06 | 613.2333 | 0.00187 | 351.076 | 0
| 353.0153 | 0.0045546 | 352.4259 | 0.0079318 | 402.1675 | 0.05738 | 353.0153 | 0.00017431 | 352.4259 | -0.00021995 | 346.6948 | -3.8693e-06 | 352.4259 | 0 | 401.3884 | 8.3672e-06 | 353.0153 | 0 | 351.2876 | 0 | 353.0153 | 0 | 353.0153 | 0 | 353.0153 | 0 | 353.0153 | 0 | 401.3884 | 3.0966e-06 | 353.0153 | 0 | 352.4259 | 0 | 613.3928 | 0.00292 | 352.4259 | 0 | 612.5201 | 1.0001e-05 | 613.3928 | 0.00206 | 351.2876 | 0
| 353.2298 | 0.0065807 | 352.6401 | 0.010241 | 402.2803 | 0.05602 | 353.2298 | 0.00013693 | 352.6401 | 0.0013725 | 346.9094 | 6.8926e-06 | 352.6401 | 0 | 401.5013 | 8.0648e-06 | 353.2298 | 0 | 351.4992 | 0 | 353.2298 | 0 | 353.2298 | 1.4286e-05 | 353.2298 | 0 | 353.2298 | 0 | 401.5013 | 4.2825e-06 | 353.2298 | 0.00032751 | 352.64 | 0 | 613.5524 | 0.00432 | 352.6401 | 0 | 612.6801 | 0 | 613.5524 | 0.00196 | 351.4992 | 0
| 353.4442 | 0.0049252 | 352.8542 | 0.010264 | 402.3931 | 0.05285 | 353.4442 | 0.0002676 | 352.8542 | 0.00051068 | 347.124 | -9.863e-07 | 352.8542 | 0 | 401.6141 | 9.1289e-06 | 353.4442 | 0 | 351.7108 | 0 | 353.4442 | 0 | 353.4442 | 0 | 353.4442 | 0 | 353.4442 | 0 | 401.6141 | 3.9531e-06 | 353.4442 | 0 | 352.8542 | 0 | 613.712 | 0.0057 | 352.8542 | 0 | 612.8401 | 1.0001e-05 | 613.712 | 0.00207 | 351.7108 | 0
| 353.6587 | 0.0073489 | 353.0684 | 0.011884 | 402.5059 | 0.05273 | 353.6587 | 0.00050239 | 353.0684 | 0.001808 | 347.3386 | 1.0906e-05 | 353.0684 | 0 | 401.727 | 8.4008e-06 | 353.6587 | 0 | 351.9224 | 0 | 353.6587 | 0 | 353.6587 | 1.1958e-05 | 353.6587 | 0 | 353.6587 | 0 | 401.727 | 5.5563e-06 | 353.6587 | 0.00033288 | 353.0684 | 0 | 613.8715 | 0.00513 | 353.0684 | 0 | 613.0001 | 6.6672e-06 | 613.8715 | 0.00185 | 351.9224 | 0
| 353.8731 | 0.0064217 | 353.2826 | 0.011592 | 402.6186 | 0.05037 | 353.8731 | -8.2912e-05 | 353.2826 | -0.00033874 | 347.5533 | -8.5905e-07 | 353.2826 | 0 | 401.8399 | 8.1096e-06 | 353.8731 | 0 | 352.134 | 0 | 353.8731 | 0 | 353.8731 | 0 | 353.8731 | 0 | 353.8731 | 0 | 401.8399 | 4.8096e-06 | 353.8731 | 0 | 353.2826 | 0 | 614.0311 | 0.00485 | 353.2826 | 0 | 613.1601 | 3.0002e-05 | 614.0311 | 0.00203 | 352.134 | 0
| 354.0876 | 0.0087588 | 353.4969 | 0.01373 | 402.7314 | 0.04625 | 354.0876 | 0.00068104 | 353.4969 | 0.0016159 | 347.7679 | 8.1442e-06 | 353.4969 | 0 | 401.9527 | 6.911e-06 | 354.0876 | 0 | 352.3456 | 0 | 354.0876 | 0 | 354.0876 | 7.3631e-06 | 354.0876 | 0 | 354.0876 | 0 | 401.9527 | 3.8543e-06 | 354.0876 | 0.00033222 | 353.4969 | 0 | 614.1907 | 0.00494 | 353.4969 | 0 | 613.3201 | 6.6672e-06 | 614.1907 | 0.00191 | 352.3456 | 0
| 354.3021 | 0.0083923 | 353.7111 | 0.011644 | 402.8442 | 0.04734 | 354.3021 | -4.1313e-05 | 353.7111 | 0.00019126 | 347.9826 | -9.2737e-06 | 353.7111 | 0 | 402.0656 | 7.7959e-06 | 354.3021 | 0 | 352.5573 | 0 | 354.3021 | 0 | 354.3021 | 0 | 354.3021 | 0 | 354.3021 | 0 | 402.0656 | 3.2064e-06 | 354.3021 | 0 | 353.7111 | 0 | 614.3503 | 0.00424 | 353.7111 | 0 | 613.4802 | 1.0001e-05 | 614.3503 | 0.00193 | 352.5573 | 0
| 354.5166 | 0.010902 | 353.9254 | 0.014187 | 402.957 | 0.04415 | 354.5166 | 0.0007047 | 353.9254 | 0.00073132 | 348.1972 | 8.6465e-06 | 353.9254 | 0 | 402.1785 | 8.0872e-06 | 354.5166 | 0 | 352.769 | 0 | 354.5166 | 0 | 354.5166 | 1.7764e-06 | 354.5166 | 0 | 354.5166 | 0 | 402.1785 | 4.2825e-06 | 354.5166 | 0.0002125 | 353.9254 | 0 | 614.5099 | 0.00475 | 353.9254 | 0 | 613.6402 | 0 | 614.5099 | 0.00172 | 352.769 | 0
| 354.7312 | 0.01103 | 354.1397 | 0.017008 | 403.0698 | 0.04423 | 354.7312 | -7.5099e-05 | 354.1397 | 1.9625e-05 | 348.4119 | -5.2137e-06 | 354.1397 | 0 | 402.2914 | 9.5769e-06 | 354.7312 | 0 | 352.9806 | 0 | 354.7312 | 0 | 354.7312 | 0 | 354.7312 | 0 | 354.7312 | 0 | 402.2914 | 4.3814e-06 | 354.7312 | 0 | 354.1397 | 0 | 614.6695 | 0.0045 | 354.1397 | 0 | 613.8002 | 3.0002e-05 | 614.6695 | 0.00187 | 352.9806 | 0
| 354.9457 | 0.014303 | 354.354 | 0.019624 | 403.1826 | 0.04086 | 354.9457 | 0.0012399 | 354.354 | 0.0011432 | 348.6266 | 3.5509e-06 | 354.354 | 0 | 402.4042 | 8.6248e-06 | 354.9457 | 0 | 353.1923 | 0 | 354.9457 | 0 | 354.9457 | 6.0729e-06 | 354.9457 | 0 | 354.9457 | 0 | 402.4042 | 4.6998e-06 | 354.9457 | 0.00018091 | 354.354 | 0 | 614.8291 | 0.00438 | 354.354 | 0 | 613.9603 | 0 | 614.8291 | 0.00184 | 353.1923 | 0
| 355.1602 | 0.015154 | 354.5683 | 0.019482 | 403.2954 | 0.0398 | 355.1602 | 0.00063508 | 354.5683 | -0.0003047 | 348.8413 | -5.7157e-06 | 354.5683 | 0 | 402.5171 | 9.3081e-06 | 355.1603 | 0 | 353.404 | 0 | 355.1603 | 0 | 355.1602 | 0 | 355.1603 | 0 | 355.1603 | 0 | 402.5171 | 3.5248e-06 | 355.1603 | 0 | 354.5683 | 0 | 614.9887 | 0.0041 | 354.5683 | 0 | 614.1203 | 3.0002e-05 | 614.9887 | 0.00195 | 353.404 | 0
| 355.3748 | 0.01913 | 354.7826 | 0.022218 | 403.4082 | 0.03615 | 355.3748 | 0.0010441 | 354.7826 | 0.00052461 | 349.056 | 4.244e-06 | 354.7826 | 0 | 402.63 | 8.5016e-06 | 355.3748 | 0 | 353.6157 | 0 | 355.3748 | 0 | 355.3748 | 8.3372e-06 | 355.3748 | 0 | 355.3748 | 0 | 402.63 | 3.6347e-06 | 355.3748 | 0.00018956 | 354.7826 | 0 | 615.1484 | 0.00522 | 354.7826 | 0 | 614.2804 | 4.667e-05 | 615.1484 | 0.00175 | 353.6157 | 0
| 355.5894 | 0.020021 | 354.9969 | 0.024635 | 403.521 | 0.03661 | 355.5894 | -0.0002616 | 354.9969 | 0.0001044 | 349.2708 | 1.0574e-06 | 354.9969 | 0 | 402.7429 | 9.9129e-06 | 355.5894 | 0 | 353.8275 | 0 | 355.5894 | 0 | 355.5894 | 0 | 355.5894 | 0 | 355.5894 | 0 | 402.7429 | 4.8096e-06 | 355.5894 | 0 | 354.9969 | 0 | 615.308 | 0.00352 | 354.9969 | 0 | 614.4405 | 3.0002e-05 | 615.308 | 0.0019 | 353.8274 | 0
| 355.804 | 0.023884 | 355.2113 | 0.026882 | 403.6338 | 0.03379 | 355.804 | 0.00040988 | 355.2113 | 0.0014537 | 349.4855 | 5.3595e-06 | 355.2113 | 0 | 402.8558 | 9.6777e-06 | 355.804 | 0 | 354.0392 | 0 | 355.804 | 0 | 355.804 | 5.3348e-06 | 355.804 | 0 | 355.804 | 0 | 402.8558 | 5.0292e-06 | 355.804 | 0.00030688 | 355.2113 | 0 | 615.4676 | 0.00487 | 355.2113 | 0 | 614.6005 | 0 | 615.4676 | 0.0018 | 354.0392 | 0
| 356.0186 | 0.026625 | 355.4257 | 0.02826 | 403.7466 | 0.03159 | 356.0186 | 0.00053904 | 355.4257 | -0.00042403 | 349.7003 | -3.1718e-06 | 355.4257 | 0 | 402.9688 | 1.007e-05 | 356.0186 | 0 | 354.2509 | 0 | 356.0186 | 0 | 356.0186 | 0 | 356.0186 | 0 | 356.0186 | 0 | 402.9688 | 5.2379e-06 | 356.0186 | 0 | 355.4257 | 0 | 615.6273 | 0.00404 | 355.4257 | 0 | 614.7606 | 1.0001e-05 | 615.6273 | 0.00188 | 354.2509 | 0
| 356.2333 | 0.030241 | 355.64 | 0.030795 | 403.8594 | 0.03106 | 356.2333 | 0.0003298 | 355.64 | 0.00071565 | 349.915 | 7.6117e-06 | 355.64 | 0 | 403.0817 | 8.7368e-06 | 356.2333 | 0 | 354.4627 | 0 | 356.2333 | 0 | 356.2333 | 2.6275e-06 | 356.2333 | 0 | 356.2333 | 0 | 403.0817 | 3.7445e-06 | 356.2333 | 0.00010407 | 355.64 | 0 | 615.7869 | 0.00622 | 355.64 | 0 | 614.9207 | 6.6672e-06 | 615.7869 | 0.00177 | 354.4627 | 0
| 356.4479 | 0.033635 | 355.8545 | 0.034169 | 403.9721 | 0.03087 | 356.4479 | 0.00041848 | 355.8545 | 0.00012165 | 350.1298 | -1.6152e-06 | 355.8545 | 0 | 403.1946 | 9.1289e-06 | 356.4479 | 0 | 354.6745 | 0 | 356.4479 | 0 | 356.4479 | 0 | 356.4479 | 0 | 356.4479 | 0 | 403.1946 | 3.3162e-06 | 356.4479 | 0 | 355.8544 | 0 | 615.9466 | 0.00371 | 355.8545 | 0 | 615.0808 | 3.0002e-05 | 615.9466 | 0.00194 | 354.6745 | 0
| 356.6626 | 0.038598 | 356.0689 | 0.038106 | 404.0849 | 0.0293 | 356.6626 | 0.00063855 | 356.0689 | 0.0022956 | 350.3446 | 7.5329e-06 | 356.0689 | 0 | 403.3075 | 9.4873e-06 | 356.6626 | 0 | 354.8863 | 0 | 356.6626 | 0 | 356.6626 | 1.289e-05 | 356.6626 | 0 | 356.6626 | 0 | 403.3075 | 4.8096e-06 | 356.6626 | 0.00034681 | 356.0689 | 0 | 616.1063 | 0.00515 | 356.0689 | 0 | 615.2409 | 2.6669e-05 | 616.1063 | 0.00189 | 354.8863 | 0
| 356.8773 | 0.042368 | 356.2833 | 0.039799 | 404.1977 | 0.02762 | 356.8773 | 0.00031138 | 356.2833 | 0.00033343 | 350.5594 | -6.4762e-06 | 356.2833 | 0 | 403.4205 | 9.8793e-06 | 356.8773 | 0 | 355.0981 | 0 | 356.8773 | 0 | 356.8773 | 0 | 356.8773 | 0 | 356.8773 | 0 | 403.4205 | 6.4128e-06 | 356.8773 | 0 | 356.2833 | 0 | 616.2659 | 0.00373 | 356.2833 | 0 | 615.401 | 0 | 616.2659 | 0.00211 | 355.0981 | 0
| 357.092 | 0.047978 | 356.4978 | 0.042083 | 404.3105 | 0.0277 | 357.092 | 0.00069423 | 356.4978 | 0.00095828 | 350.7743 | 6.6843e-06 | 356.4978 | 0 | 403.5334 | 8.8936e-06 | 357.092 | 0 | 355.3099 | 0 | 357.092 | 0 | 357.092 | 1.1956e-05 | 357.092 | 0 | 357.092 | 0 | 403.5334 | 6.6324e-06 | 357.092 | 0.00039638 | 356.4978 | 0 | 616.4256 | 0.00475 | 356.4978 | 0 | 615.5611 | 2.6669e-05 | 616.4256 | 0.00198 | 355.3099 | 0
| 357.3067 | 0.051387 | 356.7122 | 0.046505 | 404.4233 | 0.02611 | 357.3067 | -8.1579e-05 | 356.7122 | 0.00036558 | 350.9891 | 1.4849e-07 | 356.7122 | 0 | 403.6463 | 7.7175e-06 | 357.3067 | 0 | 355.5217 | 0 | 357.3067 | 0 | 357.3067 | 0 | 357.3067 | 0 | 357.3067 | 0 | 403.6463 | 3.9531e-06 | 357.3067 | 0 | 356.7122 | 0 | 616.5853 | 0.00366 | 356.7122 | 0 | 615.7212 | 1.0001e-05 | 616.5853 | 0.0021 | 355.5217 | 0
| 357.5214 | 0.058517 | 356.9267 | 0.049814 | 404.5361 | 0.02532 | 357.5214 | 0.0011196 | 356.9267 | 0.001008 | 351.2039 | 9.5901e-06 | 356.9267 | 0 | 403.7593 | 6.9671e-06 | 357.5214 | 0 | 355.7336 | 0 | 357.5214 | 0 | 357.5214 | 7.2255e-06 | 357.5214 | 0 | 357.5214 | 0 | 403.7593 | 2.4597e-06 | 357.5214 | 0.00016363 | 356.9267 | 0 | 616.745 | 0.00468 | 356.9267 | 0 | 615.8814 | 2.6669e-05 | 616.745 | 0.00182 | 355.7335 | 0
| 357.7361 | 0.064943 | 357.1412 | 0.054787 | 404.6489 | 0.02428 | 357.7361 | 6.9818e-05 | 357.1412 | 0.00027625 | 351.4188 | -4.32e-06 | 357.1412 | 0 | 403.8722 | 5.9254e-06 | 357.7361 | 0 | 355.9454 | 0 | 357.7361 | 0 | 357.7361 | 0 | 357.7361 | 0 | 357.7361 | 0 | 403.8722 | 2.6684e-06 | 357.7362 | 0 | 357.1412 | 0 | 616.9047 | 0.00338 | 357.1412 | 0 | 616.0415 | 1.0001e-05 | 616.9047 | 0.00188 | 355.9454 | 0
| 357.9509 | 0.070846 | 357.3557 | 0.059238 | 404.7617 | 0.02315 | 357.9509 | 0.0011174 | 357.3557 | 0.0015035 | 351.6337 | 5.0276e-06 | 357.3557 | 0 | 403.9852 | 5.4437e-06 | 357.9509 | 0 | 356.1573 | 0 | 357.9509 | 0 | 357.9509 | 1.2082e-05 | 357.9509 | 0 | 357.9509 | 0 | 403.9852 | 3.7445e-06 | 357.9509 | 0.000262 | 357.3557 | 0 | 617.0644 | 0.0071 | 357.3557 | 0 | 616.2016 | 2.6669e-05 | 617.0644 | 0.00179 | 356.1573 | 0
| 358.1656 | 0.07626 | 357.5703 | 0.064172 | 404.8745 | 0.02533 | 358.1656 | -0.00030199 | 357.5703 | -7.7946e-05 | 351.8486 | -3.8507e-06 | 357.5703 | 0 | 404.0982 | 6.7766e-06 | 358.1657 | 0 | 356.3691 | 0 | 358.1657 | 0 | 358.1656 | 0 | 358.1657 | 0 | 358.1657 | 0 | 404.0982 | 5.0292e-06 | 358.1657 | 0 | 357.5702 | 0 | 617.2242 | 0.00346 | 357.5703 | 0 | 616.3618 | 0 | 617.2242 | 0.00194 | 356.3691 | 0
| 358.3804 | 0.085396 | 357.7848 | 0.070309 | 404.9872 | 0.01987 | 358.3804 | 0.00067744 | 357.7848 | 0.0014291 | 352.0634 | 6.8951e-06 | 357.7848 | 0 | 404.2111 | 8.2664e-06 | 358.3804 | 0 | 356.581 | 0 | 358.3804 | 0 | 358.3804 | 7.6724e-06 | 358.3804 | 0 | 358.3804 | 0 | 404.2111 | 4.9194e-06 | 358.3804 | 0.00032618 | 357.7848 | 0 | 617.3839 | 0.00485 | 357.7848 | 0 | 616.5219 | 6.6672e-06 | 617.3839 | 0.00182 | 356.581 | 0
| 358.5952 | 0.092956 | 357.9994 | 0.074853 | 405.1 | 0.02098 | 358.5952 | 6.6964e-05 | 357.9994 | 0.00023866 | 352.2784 | -3.8208e-06 | 357.9994 | 0 | 404.3241 | 9.5209e-06 | 358.5952 | 0 | 356.7929 | 0 | 358.5952 | 0 | 358.5952 | 0 | 358.5952 | 0 | 358.5952 | 0 | 404.3241 | 6.9509e-06 | 358.5953 | 0 | 357.9994 | 0 | 617.5436 | 0.00334 | 357.9994 | 0 | 616.6821 | 1.0001e-05 | 617.5436 | 0.00188 | 356.7929 | 0
| 358.81 | 0.10153 | 358.2139 | 0.081928 | 405.2128 | 0.01987 | 358.81 | 0.00089363 | 358.2139 | 0.00076843 | 352.4933 | 7.1415e-06 | 358.2139 | 0 | 404.4371 | 9.0281e-06 | 358.81 | 0 | 357.0048 | 0 | 358.81 | 0 | 358.81 | 4.4113e-06 | 358.81 | 0 | 358.81 | 0 | 404.4371 | 8.9823e-06 | 358.81 | 0.00024576 | 358.2139 | 0 | 617.7034 | 0.00561 | 358.2139 | 0 | 616.8422 | 2.6669e-05 | 617.7034 | 0.00179 | 357.0048 | 0
| 359.0249 | 0.11194 | 358.4285 | 0.089218 | 405.3256 | 0.02086 | 359.0249 | 0.00028578 | 358.4285 | 0.00071127 | 352.7082 | -4.7606e-07 | 358.4285 | 0 | 404.5501 | 9.1289e-06 | 359.0249 | 0 | 357.2168 | 0 | 359.0249 | 0 | 359.0249 | 0 | 359.0249 | 0 | 359.0249 | 0 | 404.5501 | 8.8725e-06 | 359.0249 | 0 | 358.4285 | 0 | 617.8631 | 0.00343 | 358.4285 | 0 | 617.0024 | 0 | 617.8631 | 0.0019 | 357.2168 | 0
| 359.2397 | 0.12154 | 358.6431 | 0.098262 | 405.4384 | 0.02067 | 359.2397 | 0.00088263 | 358.6431 | 0.0025528 | 352.9232 | 6.5379e-06 | 358.6431 | 0 | 404.6631 | 8.524e-06 | 359.2397 | 0 | 357.4287 | 0 | 359.2397 | 0 | 359.2397 | 1.3652e-05 | 359.2397 | 0 | 359.2397 | 0 | 404.6631 | 6.314e-06 | 359.2397 | 0.00032991 | 358.6431 | 0 | 618.0229 | 0.00563 | 358.6431 | 0 | 617.1626 | 6.6672e-06 | 618.0229 | 0.00183 | 357.4287 | 0
| 359.4546 | 0.13331 | 358.8578 | 0.10439 | 405.5512 | 0.0189 | 359.4546 | 0.00028778 | 358.8578 | 0.00055424 | 353.1381 | -1.5361e-06 | 358.8578 | 0 | 404.776 | 7.9079e-06 | 359.4546 | 0 | 357.6407 | 0 | 359.4546 | 0 | 359.4546 | 0 | 359.4546 | 0 | 359.4546 | 0 | 404.776 | 2.6684e-06 | 359.4546 | 0 | 358.8578 | 0 | 618.1826 | 0.00353 | 358.8578 | 0 | 617.3228 | 3.0002e-05 | 618.1826 | 0.00193 | 357.6407 | 0
| 359.6694 | 0.14914 | 359.0724 | 0.11477 | 405.6639 | 0.01907 | 359.6694 | 0.00067914 | 359.0724 | 0.0024883 | 353.3531 | 3.0453e-06 | 359.0724 | 0 | 404.889 | 6.8774e-06 | 359.6694 | 0 | 357.8526 | 0 | 359.6694 | 0 | 359.6694 | 3.751e-06 | 359.6694 | 0 | 359.6694 | 0 | 404.889 | 3.3162e-06 | 359.6694 | 0.00030231 | 359.0724 | 0 | 618.3424 | 0.00626 | 359.0724 | 0 | 617.4829 | 0 | 618.3424 | 0.00186 | 357.8526 | 0
| 359.8843 | 0.15947 | 359.2871 | 0.12447 | 405.7767 | 0.01833 | 359.8843 | 0.00062355 | 359.2871 | 0.00094617 | 353.5681 | 1.018e-06 | 359.2871 | 0 | 405.002 | 7.4263e-06 | 359.8843 | 0 | 358.0646 | 0 | 359.8843 | 0 | 359.8843 | 0 | 359.8843 | 0 | 359.8843 | 0 | 405.002 | 4.1727e-06 | 359.8843 | 0 | 359.2871 | 0 | 618.5022 | 0.00357 | 359.2871 | 0 | 617.6431 | 0 | 618.5022 | 0.00196 | 358.0646 | 0
| 360.0992 | 0.17615 | 359.5017 | 0.13646 | 405.8895 | 0.01423 | 360.0992 | 0.00072822 | 359.5017 | 0.0020072 | 353.7831 | 9.2139e-06 | 359.5017 | 0 | 405.1151 | 7.0679e-06 | 360.0992 | 0 | 358.2766 | 0 | 360.0992 | 0 | 360.0992 | 1.3309e-05 | 360.0992 | 0 | 360.0992 | 0 | 405.1151 | 4.3814e-06 | 360.0992 | 0.000193 | 359.5017 | 0 | 618.662 | 0.00445 | 359.5017 | 0 | 617.8033 | 0 | 618.662 | 0.00186 | 358.2766 | 0
| 360.3141 | 0.1933 | 359.7164 | 0.14532 | 406.0023 | 0.01627 | 360.3141 | 0.0006081 | 359.7164 | 0.00057389 | 353.9981 | -0.0037042 | 359.7164 | 0 | 405.2281 | 7.3479e-06 | 360.3141 | 0 | 358.4886 | 0 | 360.3141 | 0 | 360.3141 | 0 | 360.3141 | 0 | 360.3141 | 0 | 405.2281 | 4.0629e-06 | 360.3141 | 0 | 359.7164 | 0 | 618.8218 | 0.00484 | 359.7164 | 0 | 617.9635 | 1.0001e-05 | 618.8218 | 0.00198 | 358.4886 | 0
| 360.5291 | 0.2103 | 359.9311 | 0.16007 | 406.1151 | 0.01806 | 360.5291 | 0.0018766 | 359.9311 | 0.0026193 | 354.2131 | 0.004724 | 359.9311 | 0 | 405.3411 | 6.8886e-06 | 360.5291 | 0 | 358.7006 | 0 | 360.5291 | 0 | 360.5291 | 1.6807e-05 | 360.5291 | 0 | 360.5291 | 0 | 405.3411 | 3.5248e-06 | 360.529 | 0.00029955 | 359.9311 | 0 | 618.9816 | 0.00422 | 359.9311 | 0 | 618.1237 | 0 | 618.9816 | 0.00184 | 358.7006 | 0
| 360.744 | 0.22671 | 360.1458 | 0.17252 | 406.2279 | 0.01602 | 360.744 | 0.0014469 | 360.1458 | 0.00091096 | 354.4282 | 0.00014585 | 360.1458 | 0 | 405.4541 | 7.6167e-06 | 360.744 | 0 | 358.9126 | 0 | 360.744 | 0 | 360.744 | 0 | 360.744 | 0 | 360.744 | 0 | 405.4541 | 5.0292e-06 | 360.744 | 0 | 360.1458 | 0 | 619.1414 | 0.00315 | 360.1458 | 0 | 618.284 | 3.0002e-05 | 619.1414 | 0.00188 | 358.9126 | 0
| 360.959 | 0.24932 | 360.3606 | 0.18712 | 406.3406 | 0.01656 | 360.959 | 0.0013211 | 360.3606 | 0.0020988 | 354.6432 | 0.0021317 | 360.3606 | 0 | 405.5672 | 8.4456e-06 | 360.959 | 0 | 359.1247 | 0 | 360.959 | 0 | 360.959 | 7.7864e-06 | 360.959 | 0 | 360.959 | 0 | 405.5672 | 5.5563e-06 | 360.959 | 0.00024111 | 360.3606 | 0 | 619.3012 | 0.00311 | 360.3606 | 0 | 618.4442 | 0 | 619.3012 | 0.00171 | 359.1247 | 0
| 361.174 | 0.272 | 360.5753 | 0.20207 | 406.4534 | 0.01776 | 361.174 | 0.00051411 | 360.5753 | 0.0012868 | 354.8582 | -0.0013391 | 360.5753 | 0 | 405.6802 | 7.6951e-06 | 361.1739 | 0 | 359.3367 | 0 | 361.1739 | 0 | 361.174 | 0 | 361.1739 | 0 | 361.1739 | 0 | 405.6802 | 5.3477e-06 | 361.1739 | 0 | 360.5753 | 0 | 619.461 | 0.00461 | 360.5753 | 0 | 618.6044 | 3.0002e-05 | 619.461 | 0.00183 | 359.3367 | 0
| 361.3889 | 0.29609 | 360.7901 | 0.21764 | 406.5662 | 0.0141 | 361.3889 | 0.0012583 | 360.7901 | 0.0020022 | 355.0733 | 0.0025518 | 360.7901 | 0 | 405.7932 | 6.6198e-06 | 361.3889 | 0 | 359.5488 | 0 | 361.3889 | 0 | 361.3889 | 4.5909e-06 | 361.3889 | 0 | 361.3889 | 0 | 405.7932 | 4.3814e-06 | 361.3889 | 0.00033612 | 360.7901 | 0 | 619.6208 | 0.00485 | 360.7901 | 0 | 618.7646 | 6.6672e-06 | 619.6208 | 0.00188 | 359.5488 | 0
| 361.6039 | 0.32221 | 361.0049 | 0.23715 | 406.679 | 0.01457 | 361.6039 | 0.00084166 | 361.0049 | 0.0010612 | 355.2884 | 0.0020296 | 361.0049 | 0 | 405.9063 | 6.0486e-06 | 361.6039 | 0 | 359.7609 | 0 | 361.6039 | 0 | 361.6039 | 0 | 361.6039 | 0 | 361.6039 | 0 | 405.9063 | 4.1727e-06 | 361.6039 | 0 | 361.0049 | 0 | 619.7807 | 0.00311 | 361.0049 | 0 | 618.9249 | 1.0001e-05 | 619.7807 | 0.002 | 359.7609 | 0
| 361.8189 | 0.35244 | 361.2197 | 0.25838 | 406.7918 | 0.01307 | 361.8189 | 0.0015633 | 361.2197 | 0.0026642 | 355.5035 | 0.0073691 | 361.2197 | 0 | 406.0193 | 7.5831e-06 | 361.8189 | 0 | 359.973 | 0 | 361.8189 | 0 | 361.8189 | 1.1626e-05 | 361.8189 | 0 | 361.8189 | 0 | 406.0193 | 5.9846e-06 | 361.8189 | 0.00028619 | 361.2197 | 0 | 619.9405 | 0.00274 | 361.2197 | 0 | 619.0851 | 0 | 619.9405 | 0.00192 | 359.973 | 0
| 362.034 | 0.38402 | 361.4345 | 0.27802 | 406.9045 | 0.01437 | 362.034 | 0.00070329 | 361.4345 | 0.00086207 | 355.7186 | -0.0021366 | 361.4345 | 0 | 406.1324 | 8.2104e-06 | 362.034 | 0 | 360.1851 | 0 | 362.034 | 0 | 362.034 | 0 | 362.034 | 0 | 362.034 | 0 | 406.1324 | 5.0292e-06 | 362.034 | 0 | 361.4345 | 0 | 620.1004 | 0.00464 | 361.4345 | 0 | 619.2454 | 5.0004e-05 | 620.1004 | 0.00194 | 360.1851 | 0
| 362.249 | 0.4121 | 361.6493 | 0.30152 | 407.0173 | 0.01064 | 362.249 | 0.0013817 | 361.6493 | 0.0026614 | 355.9337 | 0.0038892 | 361.6493 | 0 | 406.2454 | 8.3784e-06 | 362.249 | 0 | 360.3972 | 0 | 362.249 | 0 | 362.249 | 9.3002e-06 | 362.249 | 0 | 362.249 | 0 | 406.2454 | 4.6998e-06 | 362.249 | 0.00033243 | 361.6493 | 0 | 620.2602 | 0.00436 | 361.6493 | 0 | 619.4057 | 6.6672e-06 | 620.2602 | 0.0018 | 360.3972 | 0
| 362.4641 | 0.44624 | 361.8642 | 0.32407 | 407.1301 | 0.01318 | 362.4641 | 0.00055788 | 361.8642 | 0.0015522 | 356.1489 | -0.0041536 | 361.8642 | 0 | 406.3585 | 7.4823e-06 | 362.4641 | 0 | 360.6093 | 0 | 362.4641 | 0 | 362.4641 | 0 | 362.4641 | 0 | 362.4641 | 0 | 406.3585 | 3.7445e-06 | 362.4641 | 0 | 361.8642 | 0 | 620.4201 | 0.00482 | 361.8642 | 0 | 619.5659 | 1.0001e-05 | 620.4201 | 0.0018 | 360.6093 | 0
| 362.6792 | 0.48392 | 362.079 | 0.35238 | 407.2429 | 0.01055 | 362.6792 | 0.0016961 | 362.079 | 0.0033504 | 356.364 | 0.0040078 | 362.079 | 0 | 406.4716 | 7.0455e-06 | 362.6792 | 0 | 360.8214 | 0 | 362.6792 | 0 | 362.6792 | 8.4926e-06 | 362.6792 | 0 | 362.6792 | 0 | 406.4716 | 5.4575e-06 | 362.6792 | 0.00025171 | 362.079 | 0 | 620.5799 | 0.00466 | 362.079 | 0 | 619.7262 | 0 | 620.5799 | 0.00168 | 360.8214 | 0
| 362.8943 | 0.52149 | 362.2939 | 0.37642 | 407.3557 | 0.01269 | 362.8943 | 0.00080269 | 362.2939 | 0.0014446 | 356.5792 | -0.00030302 | 362.2939 | 0 | 406.5846 | 7.3479e-06 | 362.8943 | 0 | 361.0336 | 0 | 362.8943 | 0 | 362.8943 | 0 | 362.8943 | 0 | 362.8943 | 0 | 406.5846 | 6.4128e-06 | 362.8943 | 0 | 362.2939 | 0 | 620.7398 | 0.00419 | 362.2939 | 0 | 619.8865 | 1.0001e-05 | 620.7398 | 0.00176 | 361.0336 | 0
| 363.1094 | 0.56023 | 362.5088 | 0.40634 | 407.4684 | 0.00949 | 363.1094 | 0.0013365 | 362.5088 | 0.0032757 | 356.7944 | 0.0041308 | 362.5088 | 0 | 406.6977 | 7.6615e-06 | 363.1094 | 0 | 361.2458 | 0 | 363.1094 | 0 | 363.1094 | 8.7083e-06 | 363.1094 | 0 | 363.1094 | 0 | 406.6977 | 8.3454e-06 | 363.1094 | 0.00034112 | 362.5088 | 0 | 620.8997 | 0.00445 | 362.5088 | 0 | 620.0468 | 6.6672e-06 | 620.8997 | 0.00169 | 361.2458 | 0
| 363.3245 | 0.59527 | 362.7237 | 0.43504 | 407.5812 | 0.01183 | 363.3245 | 0.0013753 | 362.7237 | 0.0024998 | 357.0096 | -0.003763 | 362.7237 | 0 | 406.8108 | 7.6951e-06 | 363.3245 | 0 | 361.4579 | 0 | 363.3245 | 0 | 363.3245 | 0 | 363.3245 | 0 | 363.3245 | 0 | 406.8108 | 8.1258e-06 | 363.3245 | 0 | 362.7237 | 0 | 621.0596 | 0.00452 | 362.7237 | 0 | 620.207 | 1.0001e-05 | 621.0596 | 0.00178 | 361.4579 | 0
| 363.5396 | 0.63674 | 362.9386 | 0.46854 | 407.694 | 0.00991 | 363.5396 | 0.0015832 | 362.9386 | 0.0036302 | 357.2247 | 0.0059957 | 362.9386 | 0 | 406.9239 | 7.0119e-06 | 363.5396 | 0 | 361.6701 | 0 | 363.5396 | 0 | 363.5396 | 7.5625e-06 | 363.5396 | 0 | 363.5396 | 0 | 406.9239 | 6.2042e-06 | 363.5396 | 0.0005031 | 362.9386 | 0 | 621.2195 | 0.00529 | 362.9386 | 0 | 620.3673 | 0 | 621.2195 | 0.00172 | 361.6701 | 0
| 363.7548 | 0.68336 | 363.1536 | 0.50173 | 407.8068 | 0.01004 | 363.7548 | 0.0014573 | 363.1536 | 0.0034561 | 357.4399 | -0.0038173 | 363.1536 | 0 | 407.037 | 6.631e-06 | 363.7548 | 0 | 361.8823 | 0 | 363.7548 | 0 | 363.7548 | 0 | 363.7548 | 0 | 363.7548 | 0 | 407.037 | 4.2825e-06 | 363.7548 | 0 | 363.1536 | 0 | 621.3794 | 0.00397 | 363.1536 | 0 | 620.5276 | 1.0001e-05 | 621.3794 | 0.00186 | 361.8823 | 0
| 363.9699 | 0.72071 | 363.3685 | 0.53884 | 407.9196 | 0.00798 | 363.9699 | 0.0017323 | 363.3685 | 0.0042923 | 357.6552 | 0.0057927 | 363.3685 | 0 | 407.1501 | 7.1911e-06 | 363.9699 | 0 | 362.0945 | 0 | 363.9699 | 0 | 363.9699 | 1.2236e-05 | 363.9699 | 0 | 363.9699 | 0 | 407.1501 | 3.2064e-06 | 363.9699 | 0.00018823 | 363.3685 | 0 | 621.5393 | 0.00587 | 363.3685 | 0 | 620.688 | 0 | 621.5393 | 0.00178 | 362.0945 | 0
| 364.1851 | 0.76396 | 363.5835 | 0.57402 | 408.0323 | 0.00933 | 364.1851 | 0.0013159 | 363.5835 | 0.0031819 | 357.8704 | -0.0021386 | 363.5835 | 0 | 407.2632 | 6.0822e-06 | 364.1851 | 0 | 362.3068 | 0 | 364.1851 | 0 | 364.1851 | 0 | 364.1851 | 0 | 364.1851 | 0 | 407.2632 | 5.4575e-06 | 364.1851 | 0 | 363.5835 | 0 | 621.6992 | 0.00394 | 363.5835 | 0 | 620.8483 | 3.0002e-05 | 621.6992 | 0.00189 | 362.3068 | 0
| 364.4003 | 0.80194 | 363.7985 | 0.61134 | 408.1451 | 0.00833 | 364.4003 | 0.0017115 | 363.7985 | 0.0050905 | 358.0857 | 0.002988 | 363.7985 | 0 | 407.3763 | 6.5974e-06 | 364.4003 | 0 | 362.519 | 0 | 364.4003 | 0 | 364.4003 | 1.1448e-05 | 364.4003 | 0 | 364.4003 | 0 | 407.3763 | 5.4575e-06 | 364.4003 | 0.00032457 | 363.7985 | 0 | 621.8591 | 0.00489 | 363.7985 | 0 | 621.0086 | 0 | 621.8591 | 0.00173 | 362.519 | 0
| 364.6155 | 0.8318 | 364.0135 | 0.64694 | 408.2579 | 0.00784 | 364.6155 | 0.0013567 | 364.0135 | 0.0039852 | 358.3009 | -0.0010652 | 364.0135 | 0 | 407.4894 | 6.239e-06 | 364.6155 | 0 | 362.7313 | 0 | 364.6155 | 0 | 364.6155 | 0 | 364.6155 | 0 | 364.6155 | 0 | 407.4894 | 5.5563e-06 | 364.6155 | 0 | 364.0135 | 0 | 622.0191 | 0.00426 | 364.0135 | 0 | 621.1689 | 3.0002e-05 | 622.0191 | 0.00183 | 362.7313 | 0
| 364.8307 | 0.86238 | 364.2285 | 0.68186 | 408.3707 | 0.00494 | 364.8307 | 0.0020065 | 364.2285 | 0.0053518 | 358.5162 | 0.0024146 | 364.2285 | 0 | 407.6025 | 7.2247e-06 | 364.8307 | 0 | 362.9435 | 0 | 364.8307 | 0 | 364.8307 | 1.0972e-05 | 364.8307 | 0 | 364.8307 | 0 | 407.6025 | 4.0629e-06 | 364.8308 | 0.00027456 | 364.2285 | 0 | 622.179 | 0.00464 | 364.2285 | 0 | 621.3293 | 6.6672e-06 | 622.179 | 0.00178 | 362.9435 | 0
| 365.046 | 0.88868 | 364.4435 | 0.71574 | 408.4834 | 0.00773 | 365.046 | 0.001527 | 364.4435 | 0.0034942 | 358.7315 | -8.6411e-05 | 364.4435 | 0 | 407.7157 | 6.8774e-06 | 365.046 | 0 | 363.1558 | 0 | 365.046 | 0 | 365.046 | 0 | 365.046 | 0 | 365.046 | 0 | 407.7157 | 2.5695e-06 | 365.046 | 0 | 364.4435 | 0 | 622.339 | 0.0044 | 364.4435 | 0 | 621.4896 | 5.0004e-05 | 622.339 | 0.00196 | 363.1558 | 0
| 365.2612 | 0.91367 | 364.6586 | 0.75363 | 408.5962 | 0.00474 | 365.2612 | 0.0022412 | 364.6586 | 0.0056297 | 358.9468 | 0.0054801 | 364.6586 | 0 | 407.8288 | 6.2278e-06 | 365.2612 | 0 | 363.3681 | 0 | 365.2612 | 0 | 365.2612 | 7.6694e-06 | 365.2612 | 0 | 365.2612 | 0 | 407.8288 | 1.8228e-06 | 365.2612 | 0.00018745 | 364.6586 | 0 | 622.4989 | 0.0049 | 364.6586 | 0 | 621.65 | 6.6672e-06 | 622.4989 | 0.00186 | 363.3681 | 0
| 365.4765 | 0.94165 | 364.8736 | 0.78737 | 408.709 | 0.00718 | 365.4765 | 0.0020211 | 364.8736 | 0.0041886 | 359.1621 | -0.00065455 | 364.8736 | 0 | 407.9419 | 5.8469e-06 | 365.4765 | 0 | 363.5804 | 0 | 365.4765 | 0 | 365.4765 | 0 | 365.4765 | 0 | 365.4765 | 0 | 407.9419 | 2.3499e-06 | 365.4765 | 0 | 364.8736 | 0 | 622.6589 | 0.00392 | 364.8736 | 0 | 621.8103 | 1.0001e-05 | 622.6589 | 0.00194 | 363.5804 | 0
| 365.6918 | 0.95762 | 365.0887 | 0.82396 | 408.8218 | 0.00547 | 365.6918 | 0.0032439 | 365.0887 | 0.0069373 | 359.3774 | 0.0018147 | 365.0887 | 0 | 408.0551 | 5.9702e-06 | 365.6918 | 0 | 363.7927 | 0 | 365.6918 | 0 | 365.6918 | 1.134e-05 | 365.6918 | 0 | 365.6918 | 0 | 408.0551 | 3.2064e-06 | 365.6918 | 0.00040355 | 365.0887 | 0 | 622.8188 | 0.00397 | 365.0887 | 0 | 621.9707 | 0 | 622.8188 | 0.00177 | 363.7927 | 0
| 365.9071 | 0.97217 | 365.3038 | 0.85715 | 408.9345 | 0.00699 | 365.9071 | 0.0022332 | 365.3038 | 0.0056731 | 359.5927 | -0.0013742 | 365.3038 | 0 | 408.1682 | 5.9478e-06 | 365.9071 | 0 | 364.005 | 0 | 365.9071 | 0 | 365.9071 | 0 | 365.9071 | 0 | 365.9071 | 0 | 408.1682 | 4.2825e-06 | 365.9071 | 0 | 365.3038 | 0 | 622.9788 | 0.00334 | 365.3038 | 0 | 622.131 | 1.0001e-05 | 622.9788 | 0.00183 | 364.005 | 0
| 366.1224 | 0.98744 | 365.5189 | 0.88709 | 409.0473 | 0.00294 | 366.1224 | 0.0028723 | 365.5189 | 0.0078673 | 359.8081 | 0.0033222 | 365.5189 | 0 | 408.2813 | 5.8917e-06 | 366.1224 | 0 | 364.2174 | 0 | 366.1224 | 0 | 366.1224 | 1.1013e-05 | 366.1224 | 0 | 366.1224 | 0 | 408.2813 | 5.2379e-06 | 366.1224 | 0.00034797 | 365.5189 | 0 | 623.1388 | 0.00487 | 365.5189 | 0 | 622.2914 | 6.6672e-06 | 623.1388 | 0.00173 | 364.2174 | 0
| 366.3377 | 0.99346 | 365.7341 | 0.91243 | 409.1601 | 0.00482 | 366.3377 | 0.0027323 | 365.7341 | 0.0068224 | 360.0234 | 0.00069194 | 365.7341 | 0 | 408.3945 | 5.5557e-06 | 366.3377 | 0 | 364.4297 | 0 | 366.3377 | 0 | 366.3377 | 0 | 366.3377 | 0 | 366.3377 | 0 | 408.3945 | 4.3814e-06 | 366.3377 | 0 | 365.7341 | 0 | 623.2988 | 0.00311 | 365.7341 | 0 | 622.4518 | 1.0001e-05 | 623.2988 | 0.00177 | 364.4298 | 0
| 366.553 | 1 | 365.9492 | 0.93968 | 409.2729 | 0.00282 | 366.553 | 0.0031552 | 365.9492 | 0.0074697 | 360.2388 | 0.0027075 | 365.9492 | 0 | 408.5077 | 6.1046e-06 | 366.553 | 0 | 364.6421 | 0 | 366.553 | 0 | 366.553 | 1.1288e-05 | 366.553 | 0 | 366.553 | 0 | 408.5077 | 5.1281e-06 | 366.553 | 0.0003709 | 365.9492 | 0 | 623.4588 | 0.00527 | 365.9492 | 0 | 622.6122 | 0 | 623.4588 | 0.00172 | 364.6421 | 0
| 366.7684 | 0.99508 | 366.1644 | 0.95927 | 409.3856 | 0.00539 | 366.7684 | 0.0026845 | 366.1644 | 0.007459 | 360.4542 | -0.0013241 | 366.1644 | 0 | 408.6208 | 6.0262e-06 | 366.7684 | 0 | 364.8545 | 0 | 366.7684 | 0 | 366.7684 | 0 | 366.7684 | 0 | 366.7684 | 0 | 408.6208 | 3.8543e-06 | 366.7684 | 0 | 366.1644 | 0 | 623.6188 | 0.00369 | 366.1644 | 0 | 622.7726 | 1.0001e-05 | 623.6188 | 0.00183 | 364.8545 | 0
| 366.9838 | 0.99675 | 366.3795 | 0.97509 | 409.4984 | 0.00276 | 366.9838 | 0.0036567 | 366.3795 | 0.0096209 | 360.6696 | 0.0039928 | 366.3795 | 0 | 408.734 | 6.4742e-06 | 366.9838 | 0 | 365.0669 | 0 | 366.9838 | 0 | 366.9838 | 1.0304e-05 | 366.9838 | 0 | 366.9838 | 0 | 408.734 | 5.2379e-06 | 366.9838 | 0.00038505 | 366.3795 | 0 | 623.7788 | 0.00513 | 366.3795 | 0 | 622.933 | 6.6672e-06 | 623.7788 | 0.00182 | 365.0669 | 0
| 367.1992 | 0.98398 | 366.5947 | 0.98785 | 409.6112 | 0.00486 | 367.1992 | 0.0034335 | 366.5947 | 0.0096347 | 360.885 | -0.00030434 | 366.5947 | 0 | 408.8472 | 6.6534e-06 | 367.1992 | 0 | 365.2793 | 0 | 367.1992 | 0 | 367.1992 | 0 | 367.1992 | 0 | 367.1992 | 0 | 408.8472 | 4.1727e-06 | 367.1992 | 0 | 366.5947 | 0 | 623.9388 | 0.00419 | 366.5947 | 0 | 623.0934 | 0 | 623.9388 | 0.00188 | 365.2793 | 0
| 367.4146 | 0.97646 | 366.8099 | 0.99191 | 409.724 | 0.0024 | 367.4146 | 0.0043815 | 366.8099 | 0.010692 | 361.1004 | 0.0034413 | 366.8099 | 0 | 408.9604 | 7.2807e-06 | 367.4146 | 0 | 365.4917 | 0 | 367.4146 | 0 | 367.4146 | 6.759e-06 | 367.4146 | 0 | 367.4146 | 0 | 408.9604 | 4.3814e-06 | 367.4146 | 0.0001861 | 366.8099 | 0 | 624.0988 | 0.00622 | 366.8099 | 0 | 623.2538 | 0 | 624.0988 | 0.00174 | 365.4917 | 0
| 367.63 | 0.95727 | 367.0252 | 0.9982 | 409.8367 | 0.00463 | 367.63 | 0.0033038 | 367.0252 | 0.0095048 | 361.3159 | -0.00068937 | 367.0252 | 0 | 409.0735 | 7.3479e-06 | 367.63 | 0 | 365.7041 | 0 | 367.63 | 0 | 367.63 | 0 | 367.63 | 0 | 367.63 | 0 | 409.0735 | 4.4912e-06 | 367.63 | 0 | 367.0251 | 0 | 624.2589 | 0.00443 | 367.0252 | 0 | 623.4142 | 1.0001e-05 | 624.2589 | 0.00186 | 365.7041 | 0
| 367.8454 | 0.94645 | 367.2404 | 1 | 409.9495 | 0.00097331 | 367.8454 | 0.0047598 | 367.2404 | 0.011837 | 361.5313 | 0.0033543 | 367.2404 | 0 | 409.1867 | 7.1463e-06 | 367.8454 | 0 | 365.9166 | 0 | 367.8454 | 0 | 367.8454 | 9.578e-06 | 367.8454 | 0 | 367.8454 | 0 | 409.1867 | 4.9194e-06 | 367.8454 | 0.00024601 | 367.2404 | 0 | 624.4189 | 0.00538 | 367.2404 | 0 | 623.5746 | 2.6669e-05 | 624.4189 | 0.00183 | 365.9166 | 0
| 368.0609 | 0.92872 | 367.4556 | 0.99762 | 410.0623 | 0.00401 | 368.0609 | 0.005183 | 367.4556 | 0.012029 | 361.7468 | -0.00092069 | 367.4556 | 0 | 409.2999 | 6.4182e-06 | 368.0608 | 0 | 366.129 | 0 | 368.0608 | 0 | 368.0609 | 0 | 368.0608 | 0 | 368.0608 | 0 | 409.2999 | 6.2042e-06 | 368.0609 | 0 | 367.4556 | 0 | 624.5789 | 0.00373 | 367.4556 | 0 | 623.735 | 1.0001e-05 | 624.5789 | 0.00194 | 366.129 | 0
| 368.2763 | 0.91366 | 367.6709 | 0.99227 | 410.175 | 0.00123 | 368.2763 | 0.005532 | 367.6709 | 0.013706 | 361.9622 | 0.002625 | 367.6709 | 0 | 409.4131 | 6.7094e-06 | 368.2763 | 0 | 366.3415 | 0 | 368.2763 | 0 | 368.2763 | 1.2178e-05 | 368.2763 | 0 | 368.2763 | 0 | 409.4131 | 6.2042e-06 | 368.2763 | 0.00041031 | 367.6709 | 0 | 624.739 | 0.00513 | 367.6709 | 0 | 623.8955 | 0 | 624.739 | 0.00174 | 366.3415 | 0
| 368.4918 | 0.88341 | 367.8862 | 0.985 | 410.2878 | 0.00376 | 368.4918 | 0.0057202 | 367.8862 | 0.013386 | 362.1777 | 0.00066849 | 367.8862 | 0 | 409.5263 | 7.0455e-06 | 368.4918 | 0 | 366.554 | 0 | 368.4918 | 0 | 368.4918 | 0 | 368.4918 | 0 | 368.4918 | 0 | 409.5263 | 7.6976e-06 | 368.4918 | 0 | 367.8862 | 0 | 624.8991 | 0.00376 | 367.8862 | 0 | 624.0559 | 0 | 624.8991 | 0.0018 | 366.554 | 0
| 368.7072 | 0.86559 | 368.1015 | 0.97509 | 410.4006 | 0.00172 | 368.7072 | 0.0059767 | 368.1015 | 0.015932 | 362.3932 | 0.0025053 | 368.1015 | 0 | 409.6395 | 6.8326e-06 | 368.7073 | 0 | 366.7664 | 0 | 368.7073 | 0 | 368.7072 | 8.7525e-06 | 368.7073 | 0 | 368.7073 | 0 | 409.6395 | 8.1258e-06 | 368.7072 | 0.00030685 | 368.1015 | 0 | 625.0591 | 0.00316 | 368.1015 | 0 | 624.2164 | 6.6672e-06 | 625.0591 | 0.00171 | 366.7665 | 0
| 368.9228 | 0.83708 | 368.3168 | 0.95684 | 410.5134 | 0.00267 | 368.9228 | 0.0063618 | 368.3168 | 0.014788 | 362.6087 | -0.0011128 | 368.3168 | 0 | 409.7528 | 5.8357e-06 | 368.9228 | 0 | 366.9789 | 0 | 368.9228 | 0 | 368.9228 | 0 | 368.9228 | 0 | 368.9228 | 0 | 409.7528 | 7.6976e-06 | 368.9228 | 0 | 368.3168 | 0 | 625.2192 | 0.00385 | 368.3168 | 0 | 624.3768 | 3.0002e-05 | 625.2192 | 0.00192 | 366.9789 | 0
| 369.1383 | 0.80659 | 368.5321 | 0.93561 | 410.6261 | 0.00095592 | 369.1383 | 0.00761 | 368.5321 | 0.017709 | 362.8242 | 0.0043408 | 368.5321 | 0 | 409.866 | 5.3205e-06 | 369.1383 | 0 | 367.1915 | 0 | 369.1383 | 0 | 369.1383 | 6.9848e-06 | 369.1383 | 0 | 369.1383 | 0 | 409.866 | 4.6998e-06 | 369.1383 | 0.00031454 | 368.5321 | 0 | 625.3793 | 0.00575 | 368.5321 | 0 | 624.5373 | 6.6672e-06 | 625.3793 | 0.00183 | 367.1915 | 0
| 369.3538 | 0.77802 | 368.7475 | 0.91058 | 410.7389 | 0.00288 | 369.3538 | 0.0081265 | 368.7475 | 0.017025 | 363.0398 | -0.0015398 | 368.7475 | 0 | 409.9792 | 6.463e-06 | 369.3538 | 0 | 367.404 | 0 | 369.3538 | 0 | 369.3538 | 0 | 369.3538 | 0 | 369.3538 | 0 | 409.9792 | 2.3499e-06 | 369.3538 | 0 | 368.7475 | 0 | 625.5394 | 0.00401 | 368.7475 | 0 | 624.6977 | 3.0002e-05 | 625.5394 | 0.00187 | 367.404 | 0
| 369.5693 | 0.74865 | 368.9628 | 0.88743 | 410.8517 | 0.00108 | 369.5693 | 0.0087377 | 368.9628 | 0.019777 | 363.2553 | 0.0021097 | 368.9628 | 0 | 410.0924 | 6.0822e-06 | 369.5694 | 0 | 367.6165 | 0 | 369.5694 | 0 | 369.5693 | 9.178e-06 | 369.5694 | 0 | 369.5694 | 0 | 410.0924 | 1.9217e-06 | 369.5693 | 0.00020896 | 368.9629 | 0 | 625.6995 | 0.00527 | 368.9628 | 0 | 624.8582 | 2.6669e-05 | 625.6995 | 0.00172 | 367.6165 | 0
| 369.7849 | 0.72228 | 369.1782 | 0.86942 | 410.9644 | 0.00312 | 369.7849 | 0.0080531 | 369.1782 | 0.02013 | 363.4709 | 0.00067249 | 369.1782 | 0 | 410.2057 | 5.5781e-06 | 369.7849 | 0 | 367.8291 | 0 | 369.7849 | 0 | 369.7849 | 0 | 369.7849 | 0 | 369.7849 | 0 | 410.2057 | 3.6347e-06 | 369.7849 | 0 | 369.1782 | 0 | 625.8596 | 0.00369 | 369.1782 | 0 | 625.0187 | 3.0002e-05 | 625.8596 | 0.00179 | 367.8291 | 0
| 370.0005 | 0.70169 | 369.3936 | 0.85372 | 411.0772 | 0.00101 | 370.0005 | 0.0096849 | 369.3936 | 0.022866 | 363.6865 | 0.0028647 | 369.3936 | 0 | 410.3189 | 4.1444e-06 | 370.0005 | 0 | 368.0416 | 0 | 370.0005 | 0 | 370.0005 | 5.1863e-06 | 370.0005 | 0 | 370.0005 | 0 | 410.3189 | 4.2825e-06 | 370.0005 | 0.0002696 | 369.3936 | 0 | 626.0197 | 0.00571 | 369.3936 | 0 | 625.1792 | 0 | 626.0197 | 0.00173 | 368.0416 | 0
| 370.2161 | 0.67465 | 369.609 | 0.83198 | 411.19 | 0.00336 | 370.2161 | 0.0094491 | 369.609 | 0.02347 | 363.9021 | -0.00047693 | 369.609 | 0 | 410.4321 | 4.6708e-06 | 370.2161 | 0 | 368.2542 | 0 | 370.2161 | 0 | 370.2161 | 0 | 370.2161 | 0 | 370.2161 | 0 | 410.4321 | 5.9846e-06 | 370.2161 | 0 | 369.609 | 0 | 626.1798 | 0.00355 | 369.609 | 0 | 625.3397 | 1.0001e-05 | 626.1798 | 0.00179 | 368.2542 | 0
| 370.4317 | 0.65402 | 369.8244 | 0.81311 | 411.3028 | 0.0002607 | 370.4317 | 0.0099049 | 369.8244 | 0.025474 | 364.1176 | 0.0018718 | 369.8244 | 0 | 410.5454 | 4.7717e-06 | 370.4317 | 0 | 368.4668 | 0 | 370.4317 | 0 | 370.4317 | 1.1106e-05 | 370.4317 | 0 | 370.4317 | 0 | 410.5454 | 4.1727e-06 | 370.4317 | 0.00022756 | 369.8245 | 0 | 626.3399 | 0.00478 | 369.8244 | 0 | 625.5001 | 6.6672e-06 | 626.3399 | 0.00171 | 368.4668 | 0
| 370.6473 | 0.62502 | 370.0399 | 0.78492 | 411.4155 | 0.00238 | 370.6473 | 0.010814 | 370.0399 | 0.025948 | 364.3333 | -0.00056263 | 370.0399 | 0 | 410.6587 | 5.9254e-06 | 370.6473 | 0 | 368.6794 | 0 | 370.6473 | 0 | 370.6473 | 0 | 370.6473 | 0 | 370.6473 | 0 | 410.6587 | 3.426e-06 | 370.6473 | 0 | 370.0399 | 0 | 626.5 | 0.00364 | 370.0399 | 0 | 625.6607 | 3.0002e-05 | 626.5 | 0.00188 | 368.6794 | 0
| 370.8629 | 0.59718 | 370.2553 | 0.75545 | 411.5283 | 0.0002607 | 370.8629 | 0.011206 | 370.2553 | 0.02876 | 364.5489 | 0.0024902 | 370.2553 | 0 | 410.7719 | 5.3653e-06 | 370.8629 | 0 | 368.892 | 0 | 370.8629 | 0 | 370.8629 | 1.3011e-05 | 370.8629 | 0 | 370.8629 | 0 | 410.7719 | 3.7445e-06 | 370.8629 | 0.00049358 | 370.2553 | 0 | 626.6602 | 0.00515 | 370.2553 | 0 | 625.8212 | 6.6672e-06 | 626.6602 | 0.00181 | 368.892 | 0
| 371.0786 | 0.5655 | 370.4708 | 0.72657 | 411.6411 | 0.00198 | 371.0786 | 0.011948 | 370.4708 | 0.030011 | 364.7645 | 0.0011162 | 370.4708 | 0 | 410.8852 | 6.463e-06 | 371.0786 | 0 | 369.1046 | 0 | 371.0786 | 0 | 371.0786 | 3.8945e-06 | 371.0786 | 0 | 371.0786 | 0 | 410.8852 | 5.5563e-06 | 371.0786 | 0 | 370.4708 | 0 | 626.8203 | 0.00362 | 370.4708 | 0 | 625.9817 | 1.0001e-05 | 626.8203 | 0.00188 | 369.1046 | 0
| 371.2943 | 0.54116 | 370.6863 | 0.69865 | 411.7538 | 0 | 371.2943 | 0.012901 | 370.6863 | 0.031827 | 364.9802 | 0.0037599 | 370.6863 | 0 | 410.9984 | 6.1046e-06 | 371.2942 | 0 | 369.3173 | 0 | 371.2942 | 0 | 371.2943 | 7.3882e-06 | 371.2942 | 0 | 371.2942 | 0 | 410.9984 | 5.9846e-06 | 371.2942 | 0.00027125 | 370.6863 | 0 | 626.9805 | 0.00589 | 370.6863 | 0 | 626.1422 | 0 | 626.9805 | 0.00174 | 369.3173 | 0
| 371.5099 | 0.51599 | 370.9018 | 0.67424 | 411.8666 | 0.00244 | 371.5099 | 0.013023 | 370.9018 | 0.032713 | 365.1958 | -0.0014364 | 370.9018 | 0 | 411.1117 | 5.7349e-06 | 371.5099 | 0 | 369.5299 | 0 | 371.5099 | 0 | 371.5099 | 0 | 371.5099 | 0 | 371.5099 | 0 | 411.1117 | 4.8096e-06 | 371.5099 | 0 | 370.9018 | 0 | 627.1406 | 0.00413 | 370.9018 | 0 | 626.3027 | 1.0001e-05 | 627.1406 | 0.00185 | 369.5299 | 0
| 371.7256 | 0.49615 | 371.1173 | 0.65115 | 411.9794 | 0.00043451 | 371.7256 | 0.014885 | 371.1173 | 0.03635 | 365.4115 | 0.0039954 | 371.1173 | 0 | 411.225 | 3.8532e-06 | 371.7256 | 0 | 369.7426 | 0 | 371.7256 | 0 | 371.7256 | 9.682e-06 | 371.7256 | 0 | 371.7256 | 0 | 411.225 | 3.9531e-06 | 371.7256 | 0.00033519 | 371.1173 | 0 | 627.3008 | 0.00645 | 371.1173 | 0 | 626.4633 | 0 | 627.3008 | 0.00173 | 369.7426 | 0
| 371.9413 | 0.47432 | 371.3328 | 0.62506 | 412.0922 | 0.00213 | 371.9413 | 0.016127 | 371.3328 | 0.037478 | 365.6272 | 0.00044871 | 371.3328 | 0 | 411.3383 | 4.3236e-06 | 371.9413 | 0 | 369.9553 | 0 | 371.9413 | 0 | 371.9413 | 0 | 371.9413 | 0 | 371.9413 | 0 | 411.3383 | 6.314e-06 | 371.9413 | 0 | 371.3329 | 0 | 627.461 | 0.00211 | 371.3328 | 0 | 626.6238 | 5.0004e-05 | 627.461 | 0.00181 | 369.9553 | 0
| 372.157 | 0.45601 | 371.5484 | 0.60506 | 412.2049 | 0.00015642 | 372.157 | 0.01708 | 371.5484 | 0.041442 | 365.8429 | 0.0033926 | 371.5484 | 0 | 411.4516 | 4.6372e-06 | 372.157 | 0 | 370.168 | 0 | 372.157 | 0 | 372.157 | 9.7627e-06 | 372.157 | 0 | 372.157 | 0 | 411.4516 | 5.7759e-06 | 372.157 | 0.00025121 | 371.5484 | 0 | 627.6211 | 0.00394 | 371.5484 | 0 | 626.7843 | 0 | 627.6211 | 0.0017 | 370.168 | 0
| 372.3728 | 0.43541 | 371.764 | 0.58188 | 412.3177 | 0.00253 | 372.3728 | 0.017591 | 371.764 | 0.041935 | 366.0586 | -0.0010793 | 371.764 | 0 | 411.5649 | 5.1637e-06 | 372.3728 | 0 | 370.3807 | 0 | 372.3728 | 0 | 372.3728 | 0 | 372.3728 | 0 | 372.3728 | 0 | 411.5649 | 5.3477e-06 | 372.3728 | 0 | 371.764 | 0 | 627.7813 | 0.00308 | 371.764 | 0 | 626.9449 | 0 | 627.7813 | 0.00182 | 370.3807 | 0
| 372.5885 | 0.4175 | 371.9795 | 0.56036 | 412.4305 | 0 | 372.5885 | 0.0191 | 371.9795 | 0.046152 | 366.2743 | 0.0032754 | 371.9795 | 0 | 411.6782 | 4.7156e-06 | 372.5885 | 0 | 370.5934 | 0 | 372.5885 | 0 | 372.5885 | 4.9217e-06 | 372.5885 | 0 | 372.5885 | 0 | 411.6782 | 5.3477e-06 | 372.5885 | 0.00046194 | 371.9795 | 0 | 627.9415 | 0.0057 | 371.9795 | 0 | 627.1055 | 0 | 627.9415 | 0.0017 | 370.5934 | 0
| 372.8043 | 0.39851 | 372.1951 | 0.5397 | 412.5432 | 0.00166 | 372.8043 | 0.019917 | 372.1951 | 0.0478 | 366.4901 | -0.00016406 | 372.1951 | 0 | 411.7915 | 4.2788e-06 | 372.8043 | 0 | 370.8061 | 0 | 372.8043 | 0 | 372.8043 | 0 | 372.8043 | 0 | 372.8043 | 0 | 411.7915 | 5.5563e-06 | 372.8043 | 0 | 372.1951 | 0 | 628.1017 | 0.0026 | 372.1951 | 0 | 627.266 | 3.0002e-05 | 628.1017 | 0.00185 | 370.8061 | 0
| 373.0201 | 0.3795 | 372.4107 | 0.51858 | 412.656 | 6.9519e-05 | 373.0201 | 0.021995 | 372.4107 | 0.051613 | 366.7058 | 0.0023635 | 372.4107 | 0 | 411.9048 | 3.8084e-06 | 373.0201 | 0 | 371.0189 | 0 | 373.0201 | 0 | 373.0201 | 1.4858e-05 | 373.0201 | 0 | 373.0201 | 0 | 411.9048 | 7.1595e-06 | 373.0201 | 0.00023736 | 372.4107 | 0 | 628.2619 | 0.00447 | 372.4107 | 0 | 627.4266 | 0 | 628.2619 | 0.00183 | 371.0189 | 0
| 373.2358 | 0.36274 | 372.6264 | 0.49815 | 412.7688 | 0.00184 | 373.2358 | 0.023479 | 372.6264 | 0.054745 | 366.9215 | 0.00037458 | 372.6264 | 0 | 412.0181 | 3.7076e-06 | 373.2358 | 0 | 371.2316 | 0 | 373.2358 | 0 | 373.2358 | 0 | 373.2358 | 0 | 373.2358 | 0 | 412.0181 | 5.2379e-06 | 373.2358 | 0 | 372.6264 | 0 | 628.4221 | 0.00478 | 372.6264 | 0 | 627.5871 | 5.0004e-05 | 628.4221 | 0.00189 | 371.2316 | 0
| 373.4517 | 0.35024 | 372.842 | 0.47577 | 412.8816 | 0 | 373.4517 | 0.024695 | 372.842 | 0.059128 | 367.1373 | 0.0026294 | 372.842 | 0 | 412.1314 | 3.3155e-06 | 373.4517 | 0 | 371.4444 | 0 | 373.4517 | 0 | 373.4517 | 1.0715e-05 | 373.4517 | 0 | 373.4517 | 0 | 412.1314 | 5.6661e-06 | 373.4517 | 0.00028465 | 372.842 | 0 | 628.5823 | 0.00392 | 372.842 | 0 | 627.7477 | 6.6672e-06 | 628.5823 | 0.00175 | 371.4444 | 0
| 373.6675 | 0.33063 | 373.0577 | 0.4572 | 412.9943 | 0.00215 | 373.6675 | 0.026488 | 373.0577 | 0.062007 | 367.3531 | -0.00017877 | 373.0577 | 0 | 412.2448 | 4.5588e-06 | 373.6675 | 0 | 371.6571 | 0 | 373.6675 | 0 | 373.6675 | 0 | 373.6675 | 0 | 373.6675 | 0 | 412.2448 | 4.2825e-06 | 373.6675 | 0 | 373.0577 | 0 | 628.7426 | 0.00346 | 373.0577 | 0 | 627.9083 | 1.0001e-05 | 628.7426 | 0.00175 | 371.6571 | 0
| 373.8833 | 0.31751 | 373.2733 | 0.43898 | 413.1071 | 0 | 373.8833 | 0.029232 | 373.2733 | 0.065661 | 367.5689 | 0.0028794 | 373.2733 | 0 | 412.3581 | 3.6179e-06 | 373.8833 | 0 | 371.8699 | 0 | 373.8833 | 0 | 373.8833 | 4.3476e-06 | 373.8833 | 0 | 373.8833 | 0 | 412.3581 | 6.2042e-06 | 373.8833 | 0.00017554 | 373.2733 | 0 | 628.9028 | 0.00469 | 373.2733 | 0 | 628.0689 | 0 | 628.9028 | 0.00168 | 371.8699 | 0
| 374.0992 | 0.29973 | 373.489 | 0.41753 | 413.2199 | 0.00213 | 374.0992 | 0.030841 | 373.489 | 0.07011 | 367.7847 | 0.00080137 | 373.489 | 0 | 412.4714 | 4.3796e-06 | 374.0992 | 0 | 372.0827 | 0 | 374.0992 | 0 | 374.0992 | 0 | 374.0992 | 0 | 374.0992 | 0 | 412.4714 | 7.8074e-06 | 374.0992 | 0 | 373.489 | 0 | 629.063 | 0.00468 | 373.489 | 0 | 628.2295 | 1.0001e-05 | 629.063 | 0.00171 | 372.0827 | 0
| 374.315 | 0.28699 | 373.7047 | 0.40381 | 413.3326 | 0 | 374.315 | 0.032899 | 373.7047 | 0.076251 | 368.0005 | 0.0028741 | 373.7047 | 0 | 412.5847 | 3.0019e-06 | 374.315 | 0 | 372.2956 | 0 | 374.315 | 0 | 374.315 | 1.3186e-05 | 374.315 | 0 | 374.315 | 0 | 412.5847 | 6.7313e-06 | 374.315 | 0.00031326 | 373.7047 | 0 | 629.2233 | 0.00489 | 373.7047 | 0 | 628.3901 | 6.6672e-06 | 629.2233 | 0.00161 | 372.2956 | 0
| 374.5309 | 0.2772 | 373.9204 | 0.38786 | 413.4454 | 0.00132 | 374.5309 | 0.033408 | 373.9204 | 0.079412 | 368.2163 | 0.0010649 | 373.9204 | 0 | 412.6981 | 2.9459e-06 | 374.5309 | 0 | 372.5084 | 0 | 374.5309 | 0 | 374.5309 | 0 | 374.5309 | 0 | 374.5309 | 0 | 412.6981 | 5.1281e-06 | 374.5309 | 0 | 373.9204 | 0 | 629.3835 | 0.00419 | 373.9204 | 0 | 628.5507 | 1.0001e-05 | 629.3835 | 0.00178 | 372.5084 | 0
| 374.7468 | 0.2624 | 374.1362 | 0.37067 | 413.5582 | 0 | 374.7468 | 0.037271 | 374.1362 | 0.085671 | 368.4322 | 0.0039714 | 374.1362 | 0 | 412.8114 | 2.4306e-06 | 374.7468 | 0 | 372.7212 | 0 | 374.7468 | 0 | 374.7468 | 8.7948e-06 | 374.7468 | 0 | 374.7468 | 0 | 412.8114 | 2.4597e-06 | 374.7468 | 0.00035704 | 374.1362 | 0 | 629.5438 | 0.0039 | 374.1362 | 0 | 628.7114 | 0 | 629.5438 | 0.00177 | 372.7212 | 0
| 374.9627 | 0.25034 | 374.3519 | 0.356 | 413.6709 | 0.00295 | 374.9627 | 0.03877 | 374.3519 | 0.090673 | 368.6481 | 0.0010614 | 374.3519 | 0 | 412.9248 | 2.5874e-06 | 374.9627 | 0 | 372.9341 | 0 | 374.9627 | 0 | 374.9627 | 0 | 374.9627 | 0 | 374.9627 | 0 | 412.9248 | 4.2825e-06 | 374.9627 | 0 | 374.3519 | 0 | 629.7041 | 0.00306 | 374.3519 | 0 | 628.872 | 1.0001e-05 | 629.7041 | 0.00186 | 372.9341 | 0
| 375.1786 | 0.24088 | 374.5677 | 0.34238 | 413.7837 | 0 | 375.1786 | 0.042389 | 374.5677 | 0.097701 | 368.8639 | 0.0044275 | 374.5677 | 0 | 413.0382 | 2.9683e-06 | 375.1786 | 0 | 373.1469 | 0 | 375.1786 | 0 | 375.1786 | 1.6121e-05 | 375.1786 | 0 | 375.1786 | 0 | 413.0382 | 3.2064e-06 | 375.1787 | 0.00045174 | 374.5677 | 0 | 629.8643 | 0.00461 | 374.5677 | 0 | 629.0326 | 6.6672e-06 | 629.8643 | 0.00177 | 373.1469 | 0
| 375.3946 | 0.22993 | 374.7835 | 0.32496 | 413.8965 | 0.0017 | 375.3946 | 0.045547 | 374.7835 | 0.10231 | 369.0798 | -0.0011483 | 374.7835 | 0 | 413.1515 | 2.7443e-06 | 375.3946 | 0 | 373.3598 | 0 | 375.3946 | 0 | 375.3946 | 0 | 375.3946 | 0 | 375.3946 | 0 | 413.1515 | 5.0292e-06 | 375.3946 | 0 | 374.7835 | 0 | 630.0246 | 0.00482 | 374.7835 | 0 | 629.1932 | 5.0004e-05 | 630.0246 | 0.00181 | 373.3598 | 0
| 375.6105 | 0.22073 | 374.9993 | 0.31376 | 414.0092 | 0 | 375.6105 | 0.049811 | 374.9993 | 0.10942 | 369.2957 | 0.0026154 | 374.9993 | 0 | 413.2649 | 2.4978e-06 | 375.6105 | 0 | 373.5727 | 0 | 375.6105 | 0 | 375.6105 | 9.814e-06 | 375.6105 | 0 | 375.6105 | 0 | 413.2649 | 6.4128e-06 | 375.6105 | 0.00031051 | 374.9993 | 0 | 630.1849 | 0.00429 | 374.9993 | 0 | 629.3539 | 0 | 630.1849 | 0.00179 | 373.5727 | 0
| 375.8265 | 0.21085 | 375.2151 | 0.29773 | 414.122 | 0.00255 | 375.8265 | 0.051851 | 375.2151 | 0.11647 | 369.5116 | 0.00057652 | 375.2151 | 0 | 413.3783 | 2.0274e-06 | 375.8265 | 0 | 373.7856 | 0 | 375.8265 | 0 | 375.8265 | 0 | 375.8265 | 0 | 375.8265 | 0 | 413.3783 | 9.4106e-06 | 375.8265 | 0 | 375.2151 | 0 | 630.3452 | 0.00345 | 375.2151 | 0 | 629.5145 | 1.0001e-05 | 630.3452 | 0.00183 | 373.7856 | 0
| 376.0425 | 0.20136 | 375.4309 | 0.28915 | 414.2348 | 0 | 376.0425 | 0.056089 | 375.4309 | 0.12551 | 369.7275 | 0.003114 | 375.4309 | 0 | 413.4916 | 2.2178e-06 | 376.0425 | 0 | 373.9985 | 0 | 376.0425 | 0 | 376.0425 | 1.3259e-05 | 376.0425 | 0 | 376.0425 | 0 | 413.4916 | 8.016e-06 | 376.0425 | 0.0002343 | 375.4309 | 0 | 630.5055 | 0.0054 | 375.4309 | 0 | 629.6752 | 6.6672e-06 | 630.5055 | 0.00179 | 373.9985 | 0
| 376.2585 | 0.19254 | 375.6467 | 0.27793 | 414.3475 | 0.00104 | 376.2585 | 0.058795 | 375.6467 | 0.13322 | 369.9435 | 0.0012267 | 375.6467 | 0 | 413.605 | 2.3746e-06 | 376.2585 | 0 | 374.2114 | 0 | 376.2585 | 0 | 376.2585 | 0 | 376.2585 | 0 | 376.2585 | 0 | 413.605 | 6.5226e-06 | 376.2585 | 0 | 375.6467 | 0 | 630.6658 | 0.00433 | 375.6467 | 0 | 629.8359 | 0 | 630.6658 | 0.00183 | 374.2114 | 0
| 376.4745 | 0.18738 | 375.8626 | 0.2688 | 414.4603 | 0 | 376.4745 | 0.064956 | 375.8626 | 0.1429 | 370.1594 | 0.0033751 | 375.8626 | 0 | 413.7184 | 2.0834e-06 | 376.4745 | 0 | 374.4243 | 0 | 376.4745 | 0 | 376.4745 | 1.1037e-05 | 376.4745 | 0 | 376.4745 | 0 | 413.7184 | 4.3814e-06 | 376.4745 | 0.00014117 | 375.8626 | 0 | 630.8261 | 0.00411 | 375.8626 | 0 | 629.9965 | 6.6672e-06 | 630.8261 | 0.00173 | 374.4244 | 0
| 376.6905 | 0.17752 | 376.0785 | 0.25785 | 414.5731 | 0.00102 | 376.6905 | 0.069317 | 376.0785 | 0.15201 | 370.3754 | 0.0013312 | 376.0785 | 0 | 413.8318 | 2.2738e-06 | 376.6905 | 0 | 374.6373 | 0 | 376.6905 | 0 | 376.6905 | 0 | 376.6905 | 0 | 376.6905 | 0 | 413.8318 | 4.601e-06 | 376.6905 | 0 | 376.0785 | 0 | 630.9864 | 0.0038 | 376.0785 | 0 | 630.1572 | 3.0002e-05 | 630.9864 | 0.00179 | 374.6373 | 0
| 376.9066 | 0.17297 | 376.2944 | 0.24619 | 414.6859 | 0 | 376.9066 | 0.074188 | 376.2944 | 0.16197 | 370.5913 | 0.0041823 | 376.2944 | 0 | 413.9452 | 2.3522e-06 | 376.9066 | 0 | 374.8503 | 0 | 376.9066 | 0 | 376.9066 | 1.2934e-05 | 376.9066 | 0 | 376.9066 | 0 | 413.9452 | 4.2825e-06 | 376.9066 | 0.00043525 | 376.2944 | 0 | 631.1468 | 0.00348 | 376.2944 | 0 | 630.3179 | 6.6672e-06 | 631.1468 | 0.00172 | 374.8503 | 0
| 377.1226 | 0.16565 | 376.5103 | 0.23955 | 414.7986 | 0.00173 | 377.1226 | 0.078459 | 376.5103 | 0.17219 | 370.8073 | -0.00034607 | 376.5103 | 0 | 414.0586 | 2.2402e-06 | 377.1226 | 0 | 375.0632 | 0 | 377.1226 | 0 | 377.1226 | 0 | 377.1226 | 0 | 377.1226 | 0 | 414.0586 | 4.601e-06 | 377.1226 | 0 | 376.5103 | 0 | 631.3071 | 0.00415 | 376.5103 | 0 | 630.4786 | 0 | 631.3071 | 0.00186 | 375.0632 | 0
| 377.3387 | 0.15922 | 376.7262 | 0.23212 | 414.9114 | 0 | 377.3387 | 0.085039 | 376.7262 | 0.18592 | 371.0233 | 0.0050296 | 376.7262 | 0 | 414.172 | 1.8034e-06 | 377.3387 | 0 | 375.2762 | 0 | 377.3387 | 0 | 377.3387 | 1.4452e-05 | 377.3387 | 0 | 377.3387 | 0 | 414.172 | 6.314e-06 | 377.3387 | 0.00035351 | 376.7262 | 0 | 631.4674 | 0.00636 | 376.7262 | 0 | 630.6392 | 6.6672e-06 | 631.4674 | 0.00172 | 375.2763 | 0
| 377.5547 | 0.15385 | 376.9421 | 0.22345 | 415.0242 | 0.00173 | 377.5547 | 0.091498 | 376.9421 | 0.1958 | 371.2393 | 0.00081886 | 376.9421 | 0 | 414.2854 | 1.6241e-06 | 377.5548 | 0 | 375.4892 | 0 | 377.5548 | 0 | 377.5547 | 0 | 377.5548 | 0 | 377.5548 | 0 | 414.2854 | 7.0607e-06 | 377.5548 | 0 | 376.9421 | 0 | 631.6278 | 0.00484 | 376.9421 | 0 | 630.7999 | 0 | 631.6278 | 0.00183 | 375.4892 | 0
| 377.7708 | 0.14608 | 377.1581 | 0.21614 | 415.1369 | 0 | 377.7708 | 0.099269 | 377.1581 | 0.2113 | 371.4553 | 0.0058658 | 377.1581 | 0 | 414.3988 | 1.7474e-06 | 377.7709 | 0 | 375.7022 | 0 | 377.7709 | 0 | 377.7708 | 1.502e-05 | 377.7709 | 0 | 377.7709 | 0 | 414.3988 | 6.8411e-06 | 377.7708 | 0.00028972 | 377.1581 | 0 | 631.7881 | 0.00584 | 377.1581 | 0 | 630.9606 | 6.6672e-06 | 631.7881 | 0.00167 | 375.7022 | 0
| 377.987 | 0.14326 | 377.374 | 0.21005 | 415.2497 | 0.00128 | 377.987 | 0.10322 | 377.374 | 0.22462 | 371.6714 | 0.0022974 | 377.374 | 0 | 414.5123 | 1.5681e-06 | 377.987 | 0 | 375.9153 | 0 | 377.987 | 0 | 377.987 | 0 | 377.987 | 0 | 377.987 | 0 | 414.5123 | 6.6324e-06 | 377.987 | 0 | 377.374 | 0 | 631.9485 | 0.00448 | 377.374 | 0 | 631.1214 | 3.0002e-05 | 631.9485 | 0.00186 | 375.9153 | 0
| 378.2031 | 0.13926 | 377.59 | 0.20255 | 415.3625 | 0 | 378.2031 | 0.11403 | 377.59 | 0.2387 | 371.8874 | 0.0035624 | 377.59 | 0 | 414.6257 | 9.4089e-07 | 378.2031 | 0 | 376.1283 | 0 | 378.2031 | 0 | 378.2031 | 7.8002e-06 | 378.2031 | 0 | 378.2031 | 0 | 414.6257 | 6.2042e-06 | 378.2031 | 0.00017402 | 377.59 | 0 | 632.1089 | 0.00536 | 377.59 | 0 | 631.2821 | 2.6669e-05 | 632.1089 | 0.00165 | 376.1283 | 0
| 378.4193 | 0.13526 | 377.806 | 0.19865 | 415.4752 | 0.00121 | 378.4193 | 0.12198 | 377.806 | 0.25769 | 372.1035 | 0.0025135 | 377.806 | 0 | 414.7391 | 1.0641e-06 | 378.4192 | 0 | 376.3413 | 0 | 378.4192 | 0 | 378.4193 | 0 | 378.4192 | 0 | 378.4192 | 0 | 414.7391 | 6.0944e-06 | 378.4192 | 0 | 377.806 | 0 | 632.2693 | 0.00408 | 377.806 | 0 | 631.4428 | 1.0001e-05 | 632.2693 | 0.00181 | 376.3413 | 0
| 378.6354 | 0.13233 | 378.022 | 0.19133 | 415.588 | 0 | 378.6354 | 0.13341 | 378.022 | 0.27733 | 372.3195 | 0.0046432 | 378.022 | 0 | 414.8526 | 8.8488e-07 | 378.6354 | 0.004765 | 376.5544 | 0 | 378.6354 | 0.0056524 | 378.6354 | 0.0057853 | 378.6354 | 0.0043153 | 378.6354 | 0.0043431 | 414.8526 | 4.8096e-06 | 378.6354 | 0.00022997 | 378.022 | 0 | 632.4296 | 0.00612 | 378.022 | 0 | 631.6035 | 0 | 632.4296 | 0.00161 | 376.5544 | 0
| 378.8516 | 0.12438 | 378.2381 | 0.18443 | 415.7008 | 0.00114 | 378.8516 | 0.14052 | 378.2381 | 0.28602 | 372.5356 | 0.0028295 | 378.2381 | 0 | 414.966 | 1.1761e-06 | 378.8516 | 0 | 376.7675 | 0 | 378.8516 | 0 | 378.8516 | 0 | 378.8516 | 0 | 378.8516 | 0 | 414.966 | 6.8411e-06 | 378.8516 | 0 | 378.2381 | 0 | 632.59 | 0.00311 | 378.2381 | 0 | 631.7643 | 1.0001e-05 | 632.59 | 0.00181 | 376.7675 | 0
| 379.0677 | 0.11791 | 378.4541 | 0.17639 | 415.8135 | 0 | 379.0677 | 0.14685 | 378.4541 | 0.29987 | 372.7517 | 0.0047183 | 378.4541 | 0 | 415.0795 | 7.8407e-07 | 379.0677 | 0.0046017 | 376.9806 | 0 | 379.0677 | 0.0074287 | 379.0677 | 0.0041379 | 379.0677 | 0.0015699 | 379.0677 | 0.0034824 | 415.0795 | 7.5878e-06 | 379.0677 | 0.00021564 | 378.4541 | 0 | 632.7504 | 0.0049 | 378.4541 | 0 | 631.925 | 0 | 632.7504 | 0.00163 | 376.9806 | 0
| 379.2839 | 0.11381 | 378.6702 | 0.16788 | 415.9263 | 0.00101 | 379.2839 | 0.15462 | 378.6702 | 0.31425 | 372.9678 | 0.0022474 | 378.6702 | 0 | 415.1929 | 1.0641e-06 | 379.2839 | 0 | 377.1937 | 0 | 379.2839 | 0 | 379.2839 | 0 | 379.2839 | 0 | 379.2839 | 0 | 415.1929 | 8.5541e-06 | 379.2839 | 0 | 378.6702 | 0 | 632.9108 | 0.00364 | 378.6702 | 0 | 632.0857 | 1.0001e-05 | 632.9108 | 0.00171 | 377.1937 | 0
| 379.5002 | 0.11233 | 378.8862 | 0.16772 | 416.0391 | 5.2137e-05 | 379.5002 | 0.16863 | 378.8862 | 0.33731 | 373.1839 | 0.0049018 | 378.8862 | 0 | 415.3064 | 8.2888e-07 | 379.5002 | 0.0034356 | 377.4068 | 0 | 379.5002 | 0.0076292 | 379.5002 | 0.0047056 | 379.5002 | 0.0016154 | 379.5002 | 0.0033393 | 415.3064 | 5.8857e-06 | 379.5002 | 5.5566e-05 | 378.8862 | 0 | 633.0712 | 0.00614 | 378.8862 | 0 | 632.2465 | 0 | 633.0712 | 0.00164 | 377.4068 | 0
| 379.7164 | 0.11024 | 379.1023 | 0.16576 | 416.1518 | 0.00108 | 379.7164 | 0.1803 | 379.1023 | 0.36316 | 373.4001 | 0.0025021 | 379.1023 | 0 | 415.4198 | 1.1985e-06 | 379.7164 | 0 | 377.6199 | 0 | 379.7164 | 0 | 379.7164 | 0.00095777 | 379.7164 | 0 | 379.7164 | 0 | 415.4198 | 5.5563e-06 | 379.7164 | 0 | 379.1023 | 0 | 633.2317 | 0.00359 | 379.1023 | 0 | 632.4072 | 1.0001e-05 | 633.2317 | 0.00176 | 377.6199 | 0
| 379.9326 | 0.10839 | 379.3184 | 0.16391 | 416.2646 | 0 | 379.9326 | 0.19725 | 379.3184 | 0.39007 | 373.6162 | 0.0053872 | 379.3184 | 0 | 415.5333 | 7.0567e-07 | 379.9326 | 0.0038767 | 377.833 | 0 | 379.9326 | 0.0054145 | 379.9326 | 0.0031767 | 379.9326 | 0.0019757 | 379.9326 | 0.0035846 | 415.5333 | 3.7445e-06 | 379.9326 | 0.0001833 | 379.3184 | 0 | 633.3921 | 0.00517 | 379.3184 | 0 | 632.568 | 6.6672e-06 | 633.3921 | 0.00172 | 377.833 | 0
| 380.1489 | 0.1056 | 379.5345 | 0.16075 | 416.3774 | 0.00137 | 380.1489 | 0.20926 | 379.5345 | 0.4138 | 373.8323 | 0.0028344 | 379.5345 | 0 | 415.6468 | 6.7206e-07 | 380.1489 | 0 | 378.0462 | 0 | 380.1489 | 0 | 380.1489 | 0.00049026 | 380.1489 | 0 | 380.1489 | 0 | 415.6468 | 4.4912e-06 | 380.1489 | 0 | 379.5345 | 0 | 633.5525 | 0.00302 | 379.5345 | 0 | 632.7288 | 1.0001e-05 | 633.5525 | 0.00177 | 378.0462 | 0
| 380.3652 | 0.1043 | 379.7507 | 0.15735 | 416.4901 | 0 | 380.3652 | 0.22952 | 379.7507 | 0.44266 | 374.0485 | 0.0067211 | 379.7507 | 0 | 415.7603 | 1.0081e-07 | 380.3652 | 0.0046626 | 378.2593 | 0 | 380.3652 | 0.005154 | 380.3652 | 0.0021642 | 380.3652 | 0.0042859 | 380.3652 | 0.00082463 | 415.7603 | 4.9194e-06 | 380.3652 | 5.6725e-05 | 379.7507 | 0 | 633.713 | 0.00483 | 379.7507 | 0 | 632.8896 | 6.6672e-06 | 633.713 | 0.0017 | 378.2593 | 0
| 380.5815 | 0.10169 | 379.9668 | 0.15489 | 416.6029 | 0.00060691 | 380.5815 | 0.24396 | 379.9668 | 0.47036 | 374.2647 | 0.0032021 | 379.9668 | 0 | 415.8737 | 1.7922e-07 | 380.5814 | 0 | 378.4725 | 0 | 380.5814 | 0 | 380.5815 | 0 | 380.5814 | 0 | 380.5814 | 0 | 415.8737 | 4.3814e-06 | 380.5815 | 0 | 379.9668 | 0 | 633.8734 | 0.00411 | 379.9668 | 0 | 633.0503 | 3.0002e-05 | 633.8734 | 0.00174 | 378.4725 | 0
| 380.7977 | 0.10039 | 380.183 | 0.15357 | 416.7157 | 0 | 380.7977 | 0.26133 | 380.183 | 0.49872 | 374.4809 | 0.0056357 | 380.183 | 0 | 415.9872 | 2.1282e-07 | 380.7977 | 0.0039041 | 378.6857 | 0 | 380.7977 | 0.0043083 | 380.7977 | 0.004855 | 380.7977 | 0.0033091 | 380.7977 | 0.0045207 | 415.9872 | 2.9978e-06 | 380.7977 | 0.00022704 | 380.183 | 0 | 634.0339 | 0.00492 | 380.183 | 0 | 633.2111 | 0 | 634.0339 | 0.00168 | 378.6857 | 0
| 381.0141 | 0.096183 | 380.3992 | 0.14945 | 416.8284 | 0.00206 | 381.0141 | 0.28004 | 380.3992 | 0.52823 | 374.6971 | 0.0037098 | 380.3992 | 0 | 416.1007 | 2.5762e-07 | 381.0141 | 0 | 378.8989 | 0 | 381.0141 | 0 | 381.0141 | 0 | 381.0141 | 0 | 381.0141 | 0 | 416.1007 | 3.3162e-06 | 381.0141 | 0 | 380.3992 | 0 | 634.1943 | 0.00466 | 380.3992 | 0 | 633.3719 | 0 | 634.1943 | 0.00175 | 378.8989 | 0
| 381.2304 | 0.096748 | 380.6154 | 0.14762 | 416.9412 | 0 | 381.2304 | 0.30036 | 380.6154 | 0.56235 | 374.9133 | 0.0063768 | 380.6154 | 0 | 416.2142 | 1.7922e-07 | 381.2304 | 0.0035098 | 379.1121 | 0 | 381.2304 | 0.0063611 | 381.2304 | 0.0017506 | 381.2304 | 0.00093445 | 381.2304 | 0.0016046 | 416.2142 | 6.5226e-06 | 381.2304 | 0.00022252 | 380.6154 | 0 | 634.3548 | 0.00635 | 380.6154 | 0 | 633.5327 | 6.6672e-06 | 634.3548 | 0.00172 | 379.1121 | 0
| 381.4467 | 0.094872 | 380.8316 | 0.14508 | 417.054 | 0.00156 | 381.4467 | 0.32134 | 380.8316 | 0.59784 | 375.1295 | 0.0050249 | 380.8316 | 0 | 416.3277 | 2.8003e-07 | 381.4467 | 0 | 379.3253 | 0 | 381.4467 | 0 | 381.4467 | 0 | 381.4467 | 0 | 381.4467 | 0 | 416.3277 | 9.191e-06 | 381.4467 | 0 | 380.8316 | 0 | 634.5153 | 0.00468 | 380.8316 | 0 | 633.6935 | 1.0001e-05 | 634.5153 | 0.00175 | 379.3253 | 0
| 381.6631 | 0.093797 | 381.0478 | 0.14365 | 417.1668 | 0 | 381.6631 | 0.34501 | 381.0478 | 0.63303 | 375.3458 | 0.0072435 | 381.0478 | 0.011958 | 416.4412 | 2.3522e-07 | 381.6631 | 0.0038674 | 379.5385 | 0 | 381.6631 | 0.0091733 | 381.6631 | 0.0027906 | 381.6631 | 0.0037331 | 381.6631 | 0.0049064 | 416.4412 | 7.5878e-06 | 381.6631 | 0.00039471 | 381.0478 | 0.00601 | 634.6757 | 0.00478 | 381.0478 | -0.0010145 | 633.8543 | 0 | 634.6757 | 0.00168 | 379.5385 | 0
| 381.8795 | 0.091219 | 381.2641 | 0.14056 | 417.2795 | 0.00113 | 381.8795 | 0.36476 | 381.2641 | 0.63945 | 375.562 | 0.0049133 | 381.2641 | 0.0041187 | 416.5547 | 2.3522e-07 | 381.8795 | 0 | 379.7518 | 0 | 381.8795 | 0 | 381.8795 | 0 | 381.8795 | 0 | 381.8795 | 0 | 416.5547 | 5.7759e-06 | 381.8795 | 0 | 381.264 | -0.0085 | 634.8362 | 0.0036 | 381.2641 | 0.00032925 | 634.0152 | 1.0001e-05 | 634.8362 | 0.00172 | 379.7518 | 0
| 382.0959 | 0.088437 | 381.4803 | 0.14037 | 417.3923 | 0 | 382.0959 | 0.39522 | 381.4803 | 0.64652 | 375.7783 | 0.0069355 | 381.4803 | 0.012486 | 416.6683 | 5.6005e-08 | 382.0958 | 0.0024163 | 379.9651 | 0 | 382.0958 | 0.0047771 | 382.0959 | 0.0029319 | 382.0958 | 0.0033181 | 382.0958 | 0.0020235 | 416.6683 | 3.7445e-06 | 382.0959 | 0.0003141 | 381.4803 | 0.00377 | 634.9967 | 0.00464 | 381.4803 | 0.0090974 | 634.176 | 0 | 634.9967 | 0.00173 | 379.9651 | 0
| 382.3123 | 0.087627 | 381.6966 | 0.13904 | 417.5051 | 0.0017 | 382.3123 | 0.42339 | 381.6966 | 0.68206 | 375.9946 | 0.0052522 | 381.6966 | 0.0047519 | 416.7818 | 5.6005e-08 | 382.3122 | 0 | 380.1783 | 0 | 382.3122 | 0 | 382.3123 | 0 | 382.3122 | 0 | 382.3122 | 0 | 416.7818 | 5.0292e-06 | 382.3123 | 0 | 381.6966 | -0.00471 | 635.1572 | 0.00373 | 381.6966 | -0.0061764 | 634.3368 | 1.0001e-05 | 635.1572 | 0.00179 | 380.1783 | 0
| 382.5287 | 0.087738 | 381.9129 | 0.13986 | 417.6178 | 0 | 382.5287 | 0.45647 | 381.9129 | 0.71968 | 376.2108 | 0.0070079 | 381.9129 | 0.014452 | 416.8953 | 7.8407e-08 | 382.5287 | 0.0046523 | 380.3916 | 0 | 382.5287 | 0.0045885 | 382.5287 | 0.0025756 | 382.5287 | 0.0021347 | 382.5287 | 0.002631 | 416.8953 | 8.2356e-06 | 382.5287 | 0.00022462 | 381.9129 | 0.00401 | 635.3177 | 0.00524 | 381.9129 | 0.0031841 | 634.4977 | 0 | 635.3177 | 0.00176 | 380.3916 | 0
| 382.7451 | 0.087782 | 382.1292 | 0.13893 | 417.7306 | 0.00031212 | 382.7451 | 0.49169 | 382.1292 | 0.74376 | 376.4272 | 0.0063137 | 382.1292 | 0.0067676 | 417.0088 | 4.4804e-08 | 382.7451 | 0 | 380.6049 | 0 | 382.7451 | 0 | 382.7451 | 0 | 382.7451 | 0 | 382.7451 | 0 | 417.0088 | 8.9823e-06 | 382.7451 | 0 | 382.1292 | -0.0055 | 635.4782 | 0.00258 | 382.1292 | -0.022583 | 634.6585 | 3.0002e-05 | 635.4782 | 0.00179 | 380.6049 | 0
| 382.9615 | 0.088237 | 382.3455 | 0.14006 | 417.8434 | 0 | 382.9615 | 0.53043 | 382.3455 | 0.75776 | 376.6435 | 0.0087553 | 382.3455 | 0.01536 | 417.1224 | 4.4804e-08 | 382.9615 | 0.0017154 | 380.8182 | 0 | 382.9615 | 0.0047758 | 382.9615 | 0.0043837 | 382.9615 | 0.0037621 | 382.9615 | 0.0024748 | 417.1224 | 8.4443e-06 | 382.9615 | 0.00019071 | 382.3455 | 0.00646 | 635.6387 | 0.00548 | 382.3455 | 0.014174 | 634.8193 | 6.6672e-06 | 635.6387 | 0.00169 | 380.8182 | 0
| 383.178 | 0.085234 | 382.5618 | 0.13577 | 417.9561 | 0.00109 | 383.178 | 0.55909 | 382.5618 | 0.75386 | 376.8598 | 0.0077473 | 382.5618 | 0.0085273 | 417.2359 | 2.0162e-07 | 383.178 | 0 | 381.0315 | 0 | 383.178 | 0 | 383.178 | 0 | 383.178 | 0 | 383.178 | 0 | 417.2359 | 8.3454e-06 | 383.178 | 0 | 382.5618 | -0.00396 | 635.7993 | 0.00285 | 382.5618 | -0.0014615 | 634.9802 | 3.0002e-05 | 635.7993 | 0.00172 | 381.0315 | 0
| 383.3945 | 0.084358 | 382.7782 | 0.13456 | 418.0689 | 0 | 383.3945 | 0.58797 | 382.7782 | 0.79062 | 377.0761 | 0.010212 | 382.7782 | 0.015532 | 417.3495 | 2.0162e-07 | 383.3945 | 0.0025416 | 381.2449 | 0 | 383.3945 | 0.0045228 | 383.3945 | 0.0018997 | 383.3945 | 0.0019375 | 383.3945 | 0.002093 | 417.3495 | 8.4443e-06 | 383.3945 | 0.00014019 | 382.7782 | 0.00245 | 635.9598 | 0.00436 | 382.7782 | -0.0049134 | 635.1411 | 6.6672e-06 | 635.9598 | 0.00163 | 381.2449 | 0
| 383.611 | 0.081441 | 382.9945 | 0.13196 | 418.1817 | 0.00149 | 383.611 | 0.62031 | 382.9945 | 0.78924 | 377.2925 | 0.0077089 | 382.9945 | 0.010371 | 417.463 | 2.1282e-07 | 383.611 | 0 | 381.4582 | 0 | 383.611 | 0 | 383.611 | 0 | 383.611 | 0 | 383.611 | 0 | 417.463 | 9.729e-06 | 383.611 | 0 | 382.9946 | -0.00286 | 636.1204 | 0.00411 | 382.9945 | -0.0028719 | 635.3019 | 3.0002e-05 | 636.1204 | 0.00171 | 381.4582 | 0
| 383.8275 | 0.080521 | 383.2109 | 0.12855 | 418.2945 | 0 | 383.8275 | 0.64585 | 383.2109 | 0.81259 | 377.5089 | 0.009959 | 383.2109 | 0.016355 | 417.5766 | 2.2402e-08 | 383.8275 | 0.0024121 | 381.6716 | 0 | 383.8275 | 0.00289 | 383.8275 | 0.0017102 | 383.8275 | 0.00016741 | 383.8275 | 0.002217 | 417.5766 | 6.9509e-06 | 383.8274 | 0.00011964 | 383.2109 | 0.00396 | 636.2809 | 0.00455 | 383.2109 | 0.003445 | 635.4628 | 0 | 636.2809 | 0.00169 | 381.6716 | 0
| 384.044 | 0.077252 | 383.4273 | 0.12677 | 418.4072 | 0.00076297 | 384.044 | 0.67767 | 383.4273 | 0.82504 | 377.7252 | 0.0094516 | 383.4273 | 0.01158 | 417.6901 | 2.2402e-08 | 384.044 | 0 | 381.8849 | 0 | 384.044 | 3.1229e-05 | 384.044 | 0 | 384.044 | 0 | 384.044 | 0 | 417.6901 | 8.1258e-06 | 384.044 | 0 | 383.4273 | -0.0055 | 636.4415 | 0.00419 | 383.4273 | -0.00087209 | 635.6237 | 1.0001e-05 | 636.4415 | 0.00181 | 381.885 | 0
| 384.2605 | 0.076014 | 383.6437 | 0.12455 | 418.52 | 0 | 384.2605 | 0.70886 | 383.6437 | 0.86484 | 377.9416 | 0.010915 | 383.6437 | 0.017909 | 417.8037 | 0 | 384.2605 | 0.0032968 | 382.0983 | 0 | 384.2605 | 0.00084295 | 384.2605 | 0.0029496 | 384.2605 | 0.00013029 | 384.2605 | 0.0024674 | 417.8037 | 7.3791e-06 | 384.2605 | 0.00028105 | 383.6437 | 0.00287 | 636.602 | 0.00439 | 383.6437 | 0.0079424 | 635.7846 | 0 | 636.602 | 0.00179 | 382.0983 | 0
| 384.4771 | 0.072658 | 383.8602 | 0.12162 | 418.6328 | 0.00298 | 384.4771 | 0.7439 | 383.8602 | 0.87661 | 378.158 | 0.010033 | 383.8602 | 0.013419 | 417.9173 | 3.3603e-07 | 384.4771 | 0 | 382.3117 | 0 | 384.4771 | 0 | 384.4771 | 0 | 384.4771 | 0 | 384.4771 | 0 | 417.9173 | 7.0607e-06 | 384.4771 | 0 | 383.8602 | -0.0044 | 636.7626 | 0.00368 | 383.8602 | -0.0017545 | 635.9455 | 3.0002e-05 | 636.7626 | 0.00182 | 382.3117 | 0
| 384.6936 | 0.07285 | 384.0766 | 0.12064 | 418.7455 | 0 | 384.6936 | 0.77959 | 384.0766 | 0.91909 | 378.3744 | 0.012157 | 384.0766 | 0.020658 | 418.0308 | 3.3603e-07 | 384.6936 | 0.0026107 | 382.5251 | 0 | 384.6936 | 0.0026843 | 384.6936 | 0.0032995 | 384.6936 | 0.0023537 | 384.6936 | 0.0028883 | 418.0308 | 5.3477e-06 | 384.6936 | 0.0003787 | 384.0766 | 0.00202 | 636.9231 | 0.00457 | 384.0766 | 0.0019565 | 636.1064 | 0 | 636.9231 | 0.00171 | 382.5251 | 0
| 384.9102 | 0.070454 | 384.2931 | 0.11899 | 418.8583 | 0.00168 | 384.9102 | 0.80777 | 384.2931 | 0.92431 | 378.5909 | 0.010786 | 384.2931 | 0.015551 | 418.1444 | 3.3603e-07 | 384.9102 | 0 | 382.7385 | 0 | 384.9102 | 0 | 384.9102 | 0 | 384.9102 | 0 | 384.9102 | 0 | 418.1444 | 3.6347e-06 | 384.9102 | 0 | 384.2931 | -0.00424 | 637.0837 | 0.00433 | 384.2931 | -0.0003963 | 636.2673 | 1.0001e-05 | 637.0837 | 0.00169 | 382.7385 | 0
| 385.1268 | 0.071217 | 384.5095 | 0.11642 | 418.9711 | 0 | 385.1268 | 0.83638 | 384.5095 | 0.9498 | 378.8073 | 0.013518 | 384.5095 | 0.023093 | 418.258 | 0 | 385.1268 | 0.0042006 | 382.952 | 0 | 385.1268 | 0.0042743 | 385.1268 | 0.0027338 | 385.1268 | 0.00070125 | 385.1268 | 0.00096847 | 418.258 | 5.7759e-06 | 385.1268 | 0.00023907 | 384.5095 | 0.0013 | 637.2443 | 0.00471 | 384.5095 | -0.00097561 | 636.4282 | 6.6672e-06 | 637.2443 | 0.00155 | 382.952 | 0
| 385.3434 | 0.066339 | 384.726 | 0.11454 | 419.0838 | 0.00172 | 385.3434 | 0.86436 | 384.726 | 0.96275 | 379.0237 | 0.012535 | 384.726 | 0.019312 | 418.3716 | 5.6005e-08 | 385.3434 | 0 | 383.1654 | 0 | 385.3434 | 0.0008049 | 385.3434 | 0.0010043 | 385.3434 | 0 | 385.3434 | 0 | 418.3716 | 5.8857e-06 | 385.3434 | 0 | 384.726 | -0.0021 | 637.4049 | 0.00373 | 384.726 | -0.013624 | 636.5891 | 1.0001e-05 | 637.4049 | 0.00167 | 383.1654 | 0
| 385.56 | 0.065418 | 384.9425 | 0.11203 | 419.1966 | 0 | 385.56 | 0.88476 | 384.9425 | 0.97565 | 379.2402 | 0.015064 | 384.9425 | 0.02512 | 418.4852 | 5.6005e-08 | 385.56 | 0.0019104 | 383.3789 | 0 | 385.56 | 0.0021849 | 385.56 | 0.0031622 | 385.56 | 0.0015489 | 385.56 | 0.0036101 | 418.4852 | 6.9509e-06 | 385.56 | 0.00034805 | 384.9425 | 0.00132 | 637.5655 | 0.00506 | 384.9425 | 0.011707 | 636.75 | 6.6672e-06 | 637.5655 | 0.00163 | 383.3789 | 0
| 385.7766 | 0.061954 | 385.159 | 0.10562 | 419.3094 | 0.00265 | 385.7766 | 0.89987 | 385.159 | 0.97302 | 379.4567 | 0.013482 | 385.159 | 0.020228 | 418.5988 | 1.0081e-07 | 385.7766 | 0 | 383.5923 | 0 | 385.7766 | 0 | 385.7766 | 0 | 385.7766 | 0 | 385.7766 | 0 | 418.5988 | 5.3477e-06 | 385.7766 | 0 | 385.159 | -0.00265 | 637.7261 | 0.00447 | 385.159 | -0.0070639 | 636.9109 | 0 | 637.7261 | 0.00174 | 383.5923 | 0
| 385.9933 | 0.061464 | 385.3756 | 0.10667 | 419.4222 | 0 | 385.9933 | 0.92662 | 385.3756 | 0.98122 | 379.6732 | 0.016415 | 385.3756 | 0.028498 | 418.7124 | 4.4804e-08 | 385.9933 | 0.0010909 | 383.8058 | 0 | 385.9933 | 0.0036271 | 385.9933 | 0.0019535 | 385.9933 | 0.0004817 | 385.9933 | 0.0030283 | 418.7124 | 5.9846e-06 | 385.9933 | 0.00044299 | 385.3756 | 0.00213 | 637.8867 | 0.00545 | 385.3756 | -0.0039034 | 637.0719 | 0 | 637.8867 | 0.00158 | 383.8058 | 0
| 386.2099 | 0.060308 | 385.5921 | 0.10322 | 419.5349 | 0.00079764 | 386.2099 | 0.93833 | 385.5921 | 0.9835 | 379.8896 | 0.015921 | 385.5921 | 0.023858 | 418.826 | 1.5681e-07 | 386.2099 | 0 | 384.0193 | 0 | 386.2099 | 0 | 386.2099 | 0 | 386.2099 | 0 | 386.2099 | 0 | 418.826 | 8.1258e-06 | 386.2099 | 0 | 385.5921 | -0.00377 | 638.0474 | 0.00348 | 385.5921 | -0.0046945 | 637.2328 | 1.0001e-05 | 638.0474 | 0.00173 | 384.0193 | 0
| 386.4266 | 0.058472 | 385.8087 | 0.1004 | 419.6477 | 0 | 386.4266 | 0.96017 | 385.8087 | 1 | 380.1062 | 0.018517 | 385.8087 | 0.031778 | 418.9396 | 1.2321e-07 | 386.4266 | 0.0043915 | 384.2328 | 0 | 386.4266 | 0.0043286 | 386.4266 | 0.0032522 | 386.4266 | 0.0010028 | 386.4266 | 0.00358 | 418.9396 | 9.0921e-06 | 386.4266 | 0.00035773 | 385.8087 | 0.00272 | 638.208 | 0.00529 | 385.8087 | 0.0023629 | 637.3938 | 0 | 638.208 | 0.00172 | 384.2328 | 0
| 386.6433 | 0.057111 | 386.0253 | 0.099575 | 419.7605 | 0.00163 | 386.6433 | 0.97629 | 386.0253 | 0.97474 | 380.3227 | 0.017127 | 386.0253 | 0.027104 | 419.0532 | 1.0193e-05 | 386.6433 | 0 | 384.4463 | 0 | 386.6433 | 0 | 386.6433 | 0 | 386.6433 | 0 | 386.6433 | 0 | 419.0532 | 8.2356e-06 | 386.6433 | 0 | 386.0253 | -0.00248 | 638.3686 | 0.00434 | 386.0253 | -0.0060269 | 637.5547 | 3.0002e-05 | 638.3686 | 0.00177 | 384.4463 | 0
| 386.86 | 0.056076 | 386.2419 | 0.097781 | 419.8733 | 0 | 386.86 | 0.98948 | 386.2419 | 0.96404 | 380.5392 | 0.019859 | 386.2419 | 0.033342 | 419.1669 | 1.007e-05 | 386.86 | 0.0022021 | 384.6599 | 0 | 386.86 | 0.0023319 | 386.86 | 0.0023411 | 386.86 | 0.0018982 | 386.86 | 0.0029496 | 419.1669 | 7.1595e-06 | 386.86 | 0.00023579 | 386.2419 | 0.00118 | 638.5293 | 0.00473 | 386.2419 | 0.0016852 | 637.7157 | 2.6669e-05 | 638.5293 | 0.00167 | 384.6599 | 0
| 387.0767 | 0.055013 | 386.4585 | 0.095079 | 419.986 | 0.00173 | 387.0767 | 0.99736 | 386.4585 | 0.95028 | 380.7558 | 0.020048 | 386.4585 | 0.030553 | 419.2805 | 7.3333e-05 | 387.0767 | 0 | 384.8734 | 0 | 387.0767 | 0 | 387.0767 | 0 | 387.0767 | 0 | 387.0767 | 0 | 419.2805 | 5.5563e-06 | 387.0767 | 0 | 386.4585 | -0.00333 | 638.6899 | 0.00382 | 386.4585 | -0.0030287 | 637.8766 | 5.0004e-05 | 638.6899 | 0.00171 | 384.8734 | 0
| 387.2935 | 0.053957 | 386.6751 | 0.093953 | 420.0988 | 0 | 387.2935 | 0.99987 | 386.6751 | 0.95182 | 380.9724 | 0.022652 | 386.6751 | 0.036145 | 419.3941 | 6.3264e-05 | 387.2935 | 0.0011963 | 385.0869 | 0 | 387.2935 | 0.00022812 | 387.2935 | 0.0013768 | 387.2935 | 0 | 387.2935 | 0.000992 | 419.3941 | 9.9487e-06 | 387.2935 | 0.00012082 | 386.6751 | 0.00113 | 638.8506 | 0.00599 | 386.6751 | -0.00073575 | 638.0376 | 6.6672e-06 | 638.8506 | 0.00167 | 385.0869 | 0
| 387.5102 | 0.05207 | 386.8917 | 0.091448 | 420.2116 | 0.00175 | 387.5102 | 1 | 386.8917 | 0.90473 | 381.1889 | 0.021982 | 386.8917 | 0.032042 | 419.5078 | 0.00024888 | 387.5102 | 0 | 385.3005 | 0 | 387.5102 | 0 | 387.5102 | 0 | 387.5102 | 0 | 387.5102 | 0 | 419.5078 | 9.5204e-06 | 387.5102 | 0 | 386.8917 | -0.00081263 | 639.0112 | 0.00477 | 386.8917 | -0.0053486 | 638.1986 | 1.0001e-05 | 639.0112 | 0.00168 | 385.3005 | 0
| 387.727 | 0.050251 | 387.1084 | 0.088756 | 420.3243 | 0 | 387.727 | 0.99986 | 387.1084 | 0.89528 | 381.4055 | 0.025038 | 387.1084 | 0.039435 | 419.6214 | 0.00024012 | 387.727 | 0.0024749 | 385.5141 | 0 | 387.727 | 0.004484 | 387.727 | 0.0022551 | 387.727 | 0.0007099 | 387.727 | 0.0011095 | 419.6214 | 1.0157e-05 | 387.727 | 0.00013906 | 387.1084 | 0.00263 | 639.1719 | 0.00675 | 387.1084 | 0.0044357 | 638.3596 | 0 | 639.1719 | 0.0016 | 385.5141 | 0
| 387.9437 | 0.047306 | 387.3251 | 0.087132 | 420.4371 | 0.00027745 | 387.9437 | 0.99315 | 387.3251 | 0.87746 | 381.6221 | 0.025345 | 387.3251 | 0.036764 | 419.7351 | 0.00091745 | 387.9437 | 0 | 385.7277 | 0 | 387.9437 | 0 | 387.9437 | 0 | 387.9437 | 0 | 387.9437 | 0 | 419.7351 | 5.6661e-06 | 387.9437 | 0 | 387.3251 | -0.00197 | 639.3326 | 0.00273 | 387.3251 | -0.0075774 | 638.5205 | 1.0001e-05 | 639.3326 | 0.0017 | 385.7277 | 0
| 388.1605 | 0.047582 | 387.5417 | 0.086409 | 420.5499 | 0 | 388.1605 | 0.98374 | 387.5417 | 0.88786 | 381.8387 | 0.028256 | 387.5417 | 0.045117 | 419.8487 | 0.00106 | 388.1605 | 0.0028418 | 385.9413 | 0 | 388.1605 | 0.0038271 | 388.1605 | 0.0032 | 388.1605 | 0.001907 | 388.1605 | 0.0024973 | 419.8487 | 4.1727e-06 | 388.1605 | 0.00027633 | 387.5417 | 0.00161 | 639.4932 | 0.0048 | 387.5417 | -0.0009868 | 638.6815 | 6.6672e-06 | 639.4932 | 0.00166 | 385.9413 | 0
| 388.3773 | 0.045285 | 387.7584 | 0.084157 | 420.6627 | 0.00020808 | 388.3773 | 0.97494 | 387.7584 | 0.84508 | 382.0553 | 0.027869 | 387.7584 | 0.041068 | 419.9624 | 0.00206 | 388.3773 | 0 | 386.1549 | 0 | 388.3773 | 0 | 388.3773 | 0.0011806 | 388.3773 | 0 | 388.3773 | 0 | 419.9624 | 3.3162e-06 | 388.3773 | 0 | 387.7584 | -0.0015 | 639.6539 | 0.00329 | 387.7584 | 0.0020326 | 638.8425 | 0 | 639.6539 | 0.0018 | 386.1549 | 0
| 388.5941 | 0.044412 | 387.9752 | 0.082493 | 420.7754 | 0 | 388.5941 | 0.96173 | 387.9752 | 0.84459 | 382.272 | 0.030792 | 387.9752 | 0.048422 | 420.076 | 0.00195 | 388.5941 | 0.0022343 | 386.3685 | 0 | 388.5941 | 0.0030044 | 388.5941 | 0.0028667 | 388.5941 | 0.0020438 | 388.5941 | 0.0019525 | 420.076 | 4.4912e-06 | 388.5942 | 0.00010247 | 387.9752 | 0.00198 | 639.8146 | 0.00643 | 387.9752 | 0.0078391 | 639.0035 | 0 | 639.8146 | 0.00163 | 386.3685 | 0
| 388.811 | 0.04407 | 388.1919 | 0.078897 | 420.8882 | 0.00118 | 388.811 | 0.94406 | 388.1919 | 0.80972 | 382.4886 | 0.032171 | 388.1919 | 0.045797 | 420.1897 | 0.00287 | 388.811 | 0 | 386.5822 | 0 | 388.811 | 0 | 388.811 | 0 | 388.811 | 0 | 388.811 | 0 | 420.1897 | 4.4912e-06 | 388.811 | 0 | 388.1919 | -0.00331 | 639.9753 | 0.00329 | 388.1919 | -0.00033196 | 639.1645 | 1.0001e-05 | 639.9753 | 0.00178 | 386.5822 | 0
| 389.0278 | 0.041825 | 388.4086 | 0.077588 | 421.001 | 0 | 389.0278 | 0.92833 | 388.4086 | 0.79674 | 382.7053 | 0.034466 | 388.4086 | 0.053797 | 420.3034 | 0.00269 | 389.0278 | 0.0029629 | 386.7958 | 0 | 389.0278 | 0.0022412 | 389.0278 | 0.0014601 | 389.0278 | 0.0016614 | 389.0278 | 0.0023443 | 420.3034 | 6.0944e-06 | 389.0278 | 0.000222 | 388.4086 | 0.00292 | 640.136 | 0.0048 | 388.4086 | 0.00322 | 639.3256 | 0 | 640.136 | 0.00166 | 386.7958 | 0
| 389.2447 | 0.039919 | 388.6254 | 0.074754 | 421.1138 | 0.00146 | 389.2447 | 0.91012 | 388.6254 | 0.76801 | 382.9219 | 0.034477 | 388.6254 | 0.051417 | 420.4171 | 0.00371 | 389.2447 | 0 | 387.0095 | 0 | 389.2447 | 0 | 389.2447 | 0 | 389.2447 | 0 | 389.2447 | 0 | 420.4171 | 5.7759e-06 | 389.2447 | 0 | 388.6254 | -0.00206 | 640.2968 | 0.00311 | 388.6254 | -0.0032471 | 639.4866 | 1.0001e-05 | 640.2968 | 0.00179 | 387.0095 | 0
| 389.4615 | 0.038539 | 388.8422 | 0.07389 | 421.2265 | 0 | 389.4615 | 0.88874 | 388.8422 | 0.75664 | 383.1386 | 0.038325 | 388.8422 | 0.058669 | 420.5307 | 0.00352 | 389.4616 | 0.0021819 | 387.2231 | 0 | 389.4616 | 0.0017542 | 389.4615 | 0.0018643 | 389.4616 | 0.0017896 | 389.4616 | 0.0013762 | 420.5307 | 6.0944e-06 | 389.4615 | 0.0004051 | 388.8422 | 0.0014 | 640.4575 | 0.00309 | 388.8422 | -0.0023886 | 639.6476 | 0 | 640.4575 | 0.00167 | 387.2231 | 0
| 389.6784 | 0.036445 | 389.059 | 0.071517 | 421.3393 | 0.0014 | 389.6784 | 0.86534 | 389.059 | 0.7327 | 383.3553 | 0.039233 | 389.059 | 0.057673 | 420.6444 | 0.00453 | 389.6784 | 0 | 387.4368 | 0 | 389.6784 | 0 | 389.6784 | 0 | 389.6784 | 0 | 389.6784 | 0 | 420.6444 | 5.3477e-06 | 389.6784 | 0 | 389.059 | -0.00397 | 640.6182 | 0.00232 | 389.059 | -0.0020836 | 639.8087 | 0 | 640.6182 | 0.00179 | 387.4368 | 0
| 389.8954 | 0.037576 | 389.2758 | 0.07274 | 421.4521 | 0 | 389.8954 | 0.8422 | 389.2758 | 0.73671 | 383.572 | 0.043822 | 389.2758 | 0.068012 | 420.7581 | 0.00444 | 389.8954 | 0.0038614 | 387.6505 | 0 | 389.8954 | 0.0044155 | 389.8954 | 0.0035849 | 389.8954 | 0.0029581 | 389.8954 | 0.0020602 | 420.7581 | 6.2042e-06 | 389.8954 | 0.00065736 | 389.2758 | 0.00215 | 640.779 | 0.00432 | 389.2758 | 0.00031896 | 639.9697 | 6.6672e-06 | 640.779 | 0.00173 | 387.6505 | 0
| 390.1123 | 0.034774 | 389.4926 | 0.06828 | 421.5649 | 0.00163 | 390.1123 | 0.81712 | 389.4926 | 0.71456 | 383.7887 | 0.043316 | 389.4926 | 0.067166 | 420.8718 | 0.00567 | 390.1123 | 0 | 387.8642 | 0 | 390.1123 | 0 | 390.1123 | 0 | 390.1123 | 0 | 390.1123 | 0 | 420.8718 | 6.7313e-06 | 390.1123 | 0 | 389.4926 | -0.00179 | 640.9397 | 0.00338 | 389.4926 | 0.00040379 | 640.1308 | 0 | 640.9397 | 0.00179 | 387.8642 | 0
| 390.3292 | 0.034972 | 389.7094 | 0.06812 | 421.6777 | 0 | 390.3292 | 0.79594 | 389.7094 | 0.71276 | 384.0055 | 0.04821 | 389.7094 | 0.077528 | 420.9855 | 0.00557 | 390.3292 | 0.0032619 | 388.078 | 0 | 390.3292 | 0.0029346 | 390.3292 | 0.0024699 | 390.3292 | 0.0014315 | 390.3292 | 0.0022826 | 420.9855 | 6.6324e-06 | 390.3292 | 0.00015048 | 389.7094 | 0.0024 | 641.1004 | 0.00663 | 389.7094 | -0.0037369 | 640.2918 | 6.6672e-06 | 641.1004 | 0.0016 | 388.078 | 0
| 390.5461 | 0.03289 | 389.9263 | 0.065975 | 421.7904 | 0.00109 | 390.5461 | 0.76955 | 389.9263 | 0.68605 | 384.2222 | 0.049309 | 389.9263 | 0.077054 | 421.0992 | 0.00707 | 390.5461 | 0 | 388.2917 | 0 | 390.5461 | 0 | 390.5461 | 0 | 390.5461 | 0 | 390.5461 | 0 | 421.0992 | 7.0607e-06 | 390.5461 | 0 | 389.9263 | -0.00274 | 641.2612 | 0.00343 | 389.9263 | 0.00050435 | 640.4529 | 3.0002e-05 | 641.2612 | 0.0017 | 388.2917 | 0
| 390.7631 | 0.033755 | 390.1432 | 0.065233 | 421.9032 | 0 | 390.7631 | 0.74435 | 390.1432 | 0.66802 | 384.439 | 0.05414 | 390.1432 | 0.085494 | 421.2129 | 0.00708 | 390.7631 | 0.0028413 | 388.5055 | 0 | 390.7631 | 0.002796 | 390.7631 | 0.0018656 | 390.7631 | 0.0016442 | 390.7631 | 0.0017065 | 421.2129 | 7.9172e-06 | 390.7631 | 0.000179 | 390.1432 | -0.00083955 | 641.422 | 0.00522 | 390.1432 | 0.0011197 | 640.6139 | 0 | 641.422 | 0.00161 | 388.5055 | 0
| 390.9801 | 0.032238 | 390.36 | 0.062886 | 422.016 | 0.00057222 | 390.9801 | 0.71764 | 390.36 | 0.6435 | 384.6557 | 0.055515 | 390.36 | 0.085325 | 421.3266 | 0.00844 | 390.9801 | 0 | 388.7192 | 0 | 390.9801 | 0 | 390.9801 | 0 | 390.9801 | 0 | 390.9801 | 0 | 421.3266 | 7.2693e-06 | 390.9801 | 0 | 390.36 | -0.0028 | 641.5827 | 0.00431 | 390.36 | -0.0048896 | 640.775 | 3.0002e-05 | 641.5827 | 0.00175 | 388.7192 | 0
| 391.1971 | 0.031561 | 390.5769 | 0.061927 | 422.1288 | 0 | 391.1971 | 0.69912 | 390.5769 | 0.62757 | 384.8725 | 0.05958 | 390.5769 | 0.093716 | 421.4404 | 0.00815 | 391.1971 | 0.0027333 | 388.933 | 0 | 391.1971 | 0.0029406 | 391.1971 | 0.0012404 | 391.1971 | 0.00033313 | 391.1971 | 0.0021533 | 421.4404 | 6.4128e-06 | 391.1971 | 7.7622e-05 | 390.5769 | 0.00078674 | 641.7435 | 0.00589 | 390.5769 | 0.0029626 | 640.9361 | 6.6672e-06 | 641.7435 | 0.00159 | 388.933 | 0
| 391.4141 | 0.029161 | 390.7939 | 0.060319 | 422.2415 | 0.00132 | 391.4141 | 0.67207 | 390.7939 | 0.58523 | 385.0893 | 0.061925 | 390.7939 | 0.092716 | 421.5541 | 0.00956 | 391.4141 | 0 | 389.1468 | 0 | 391.4141 | 0 | 391.4141 | 0 | 391.4141 | 0 | 391.4141 | 0 | 421.5541 | 5.2379e-06 | 391.4141 | 0 | 390.7939 | -0.00257 | 641.9043 | 0.0057 | 390.7939 | -0.0072005 | 641.0972 | 1.0001e-05 | 641.9043 | 0.00173 | 389.1468 | 0
| 391.6311 | 0.029119 | 391.0108 | 0.059141 | 422.3543 | 0 | 391.6311 | 0.64742 | 391.0108 | 0.57641 | 385.3061 | 0.06678 | 391.0108 | 0.10202 | 421.6678 | 0.00961 | 391.6311 | 0.002652 | 389.3606 | 0 | 391.6311 | 0.0025123 | 391.6311 | 0.002458 | 391.6311 | 0.0019756 | 391.6311 | 0.001652 | 421.6678 | 5.3477e-06 | 391.6311 | 0.00038404 | 391.0108 | 0.00058399 | 642.0651 | 0.00513 | 391.0108 | 0.0091625 | 641.2582 | 6.6672e-06 | 642.0651 | 0.00163 | 389.3606 | 0
| 391.8481 | 0.027695 | 391.2277 | 0.057825 | 422.4671 | 0.00147 | 391.8481 | 0.61791 | 391.2277 | 0.54002 | 385.5229 | 0.067877 | 391.2277 | 0.10045 | 421.7816 | 0.0109 | 391.8481 | 0 | 389.5744 | 0 | 391.8481 | 0 | 391.8481 | 0 | 391.8481 | 0 | 391.8481 | 0 | 421.7816 | 5.0292e-06 | 391.8481 | 0 | 391.2277 | -0.00328 | 642.2259 | 0.00274 | 391.2277 | -0.0035969 | 641.4193 | 1.0001e-05 | 642.2259 | 0.00176 | 389.5744 | 0
| 392.0652 | 0.027403 | 391.4447 | 0.056525 | 422.5799 | 0 | 392.0652 | 0.59669 | 391.4447 | 0.52696 | 385.7398 | 0.07414 | 391.4447 | 0.11079 | 421.8953 | 0.01071 | 392.0652 | 0.0030468 | 389.7882 | 0 | 392.0652 | 0.0031217 | 392.0652 | 0.0022725 | 392.0652 | 0.001691 | 392.0652 | 0.0017236 | 421.8953 | 5.8857e-06 | 392.0652 | 0.00036496 | 391.4447 | 0.00272 | 642.3867 | 0.00501 | 391.4447 | 5.6487e-05 | 641.5804 | 0 | 642.3867 | 0.00162 | 389.7882 | 0
| 392.2822 | 0.025681 | 391.6617 | 0.054758 | 422.6926 | 0.00114 | 392.2822 | 0.57429 | 391.6617 | 0.49963 | 385.9566 | 0.075751 | 391.6617 | 0.11166 | 422.0091 | 0.01206 | 392.2822 | 0 | 390.002 | 0 | 392.2822 | 0 | 392.2822 | 0 | 392.2822 | 0 | 392.2822 | 0 | 422.0091 | 6.9509e-06 | 392.2822 | 0 | 391.6617 | -0.00193 | 642.5475 | 0.00375 | 391.6617 | -0.00017348 | 641.7415 | 0 | 642.5475 | 0.0017 | 390.002 | 0
| 392.4993 | 0.026866 | 391.8787 | 0.054107 | 422.8054 | 0 | 392.4993 | 0.5514 | 391.8787 | 0.48918 | 386.1735 | 0.081395 | 391.8787 | 0.12338 | 422.1228 | 0.012 | 392.4993 | 0.0019431 | 390.2159 | 0 | 392.4993 | 0.0028632 | 392.4993 | 0.0021503 | 392.4993 | 0.00073905 | 392.4993 | 0.0018406 | 422.1228 | 5.4575e-06 | 392.4993 | 0.00039009 | 391.8786 | 0.0016 | 642.7083 | 0.00441 | 391.8787 | -8.7306e-05 | 641.9027 | 0 | 642.7083 | 0.0016 | 390.2159 | 0
| 392.7164 | 0.024189 | 392.0957 | 0.052446 | 422.9182 | 0.00091902 | 392.7164 | 0.52979 | 392.0957 | 0.45996 | 386.3903 | 0.084403 | 392.0957 | 0.12273 | 422.2366 | 0.01367 | 392.7164 | 0 | 390.4297 | 0 | 392.7164 | 0 | 392.7164 | 0 | 392.7164 | 0 | 392.7164 | 0 | 422.2366 | 6.314e-06 | 392.7164 | 0 | 392.0957 | -0.00301 | 642.8691 | 0.00436 | 392.0957 | -0.0044218 | 642.0638 | 3.0002e-05 | 642.8691 | 0.00172 | 390.4297 | 0
| 392.9335 | 0.024325 | 392.3127 | 0.050621 | 423.031 | 0 | 392.9335 | 0.51056 | 392.3127 | 0.44603 | 386.6072 | 0.090379 | 392.3127 | 0.13259 | 422.3503 | 0.01391 | 392.9335 | 0.0013611 | 390.6436 | 0 | 392.9335 | 0.0026014 | 392.9335 | 0.0010963 | 392.9335 | 0.0013633 | 392.9335 | 0.00071136 | 422.3503 | 6.2042e-06 | 392.9335 | 0.00027609 | 392.3127 | 0.00149 | 643.0299 | 0.00483 | 392.3127 | 0.002881 | 642.2249 | 0 | 643.0299 | 0.00165 | 390.6436 | 0
| 393.1506 | 0.023136 | 392.5297 | 0.049214 | 423.1438 | 0.00161 | 393.1506 | 0.48708 | 392.5297 | 0.42299 | 386.8241 | 0.093754 | 392.5297 | 0.13336 | 422.4641 | 0.01571 | 393.1506 | 0 | 390.8575 | 0 | 393.1506 | 0 | 393.1506 | 0 | 393.1506 | 0 | 393.1506 | 0 | 422.4641 | 7.0607e-06 | 393.1506 | 0 | 392.5297 | -0.00142 | 643.1908 | 0.0041 | 392.5297 | -0.0062663 | 642.386 | 0 | 643.1908 | 0.00179 | 390.8575 | 0
| 393.3678 | 0.0227 | 392.7468 | 0.048152 | 423.2565 | 0 | 393.3678 | 0.46526 | 392.7468 | 0.40419 | 387.041 | 0.10101 | 392.7468 | 0.14278 | 422.5779 | 0.01592 | 393.3678 | 0.0033 | 391.0714 | 0 | 393.3678 | 0.0025852 | 393.3678 | 0.00179 | 393.3678 | 0.0015972 | 393.3678 | 0.002367 | 422.5779 | 4.2825e-06 | 393.3678 | 0.00019068 | 392.7468 | 0.00319 | 643.3516 | 0.00489 | 392.7468 | 0.0019408 | 642.5472 | 0 | 643.3516 | 0.00168 | 391.0714 | 0
| 393.5849 | 0.020533 | 392.9638 | 0.046483 | 423.3693 | 0.00137 | 393.5849 | 0.44546 | 392.9638 | 0.3828 | 387.2579 | 0.10355 | 392.9638 | 0.14392 | 422.6916 | 0.01755 | 393.5849 | 0 | 391.2853 | 0 | 393.5849 | 0 | 393.5849 | 0 | 393.5849 | 0 | 393.5849 | 0 | 422.6916 | 3.8543e-06 | 393.5849 | 0 | 392.9638 | -0.00297 | 643.5125 | 0.00315 | 392.9638 | -0.0036763 | 642.7083 | 1.0001e-05 | 643.5125 | 0.00186 | 391.2853 | 0
| 393.8021 | 0.021031 | 393.1809 | 0.046422 | 423.4821 | 0 | 393.8021 | 0.42605 | 393.1809 | 0.37167 | 387.4749 | 0.11013 | 393.1809 | 0.1536 | 422.8054 | 0.01813 | 393.8021 | 0.0021766 | 391.4992 | 0 | 393.8021 | 0.0024219 | 393.8021 | 0.0015863 | 393.8021 | 0.0016351 | 393.8021 | 0.0012405 | 422.8054 | 3.0966e-06 | 393.8021 | 0.00049513 | 393.1809 | 0.00058179 | 643.6733 | 0.00334 | 393.1809 | 0.0041649 | 642.8695 | 0 | 643.6733 | 0.00173 | 391.4992 | 0
| 394.0193 | 0.02086 | 393.398 | 0.044878 | 423.5949 | 0.00079764 | 394.0193 | 0.4052 | 393.398 | 0.35075 | 387.6918 | 0.11437 | 393.398 | 0.1566 | 422.9192 | 0.01996 | 394.0192 | 0 | 391.7131 | 0 | 394.0192 | 0 | 394.0193 | 0 | 394.0192 | 0 | 394.0192 | 0 | 422.9192 | 4.8096e-06 | 394.0193 | 0 | 393.398 | -0.00246 | 643.8342 | 0.00313 | 393.398 | -0.005474 | 643.0306 | 3.0002e-05 | 643.8342 | 0.00182 | 391.7131 | 0
| 394.2364 | 0.020854 | 393.6151 | 0.044704 | 423.7077 | 0 | 394.2364 | 0.39238 | 393.6151 | 0.34023 | 387.9088 | 0.12344 | 393.6151 | 0.16863 | 423.033 | 0.02059 | 394.2364 | 0.0034967 | 391.9271 | 0 | 394.2364 | 0.0048257 | 394.2364 | 0.0025623 | 394.2364 | 0 | 394.2364 | 0.0020814 | 423.033 | 5.3477e-06 | 394.2364 | 0.00042072 | 393.6151 | 0.00082686 | 643.9951 | 0.00584 | 393.6151 | 0.0020379 | 643.1918 | 0 | 643.9951 | 0.00163 | 391.9271 | 0
| 394.4536 | 0.018401 | 393.8322 | 0.042453 | 423.8204 | 0.00091902 | 394.4536 | 0.37676 | 393.8322 | 0.32442 | 388.1257 | 0.12728 | 393.8322 | 0.17244 | 423.1468 | 0.02191 | 394.4536 | 0 | 392.141 | 0 | 394.4536 | 0 | 394.4536 | 0 | 394.4536 | 0 | 394.4536 | 0 | 423.1468 | 7.5878e-06 | 394.4536 | 0 | 393.8322 | -0.00213 | 644.1559 | 0.00401 | 393.8322 | 0.0027302 | 643.3529 | 1.0001e-05 | 644.1559 | 0.00174 | 392.141 | 0
| 394.6708 | 0.018523 | 394.0494 | 0.042565 | 423.9332 | 0 | 394.6708 | 0.35801 | 394.0494 | 0.31974 | 388.3427 | 0.13543 | 394.0494 | 0.18523 | 423.2606 | 0.02228 | 394.6709 | 0.0029617 | 392.355 | 0 | 394.6709 | 0.002314 | 394.6708 | 0.002443 | 394.6709 | 0.0010069 | 394.6709 | 0.0016064 | 423.2606 | 7.1595e-06 | 394.6708 | 0.00036524 | 394.0494 | 0.00338 | 644.3168 | 0.00568 | 394.0494 | 0.006369 | 643.5141 | 6.6672e-06 | 644.3168 | 0.00162 | 392.355 | 0
| 394.8881 | 0.01745 | 394.2665 | 0.040543 | 424.046 | 0.00022542 | 394.8881 | 0.344 | 394.2665 | 0.30109 | 388.5597 | 0.14103 | 394.2665 | 0.19118 | 423.3744 | 0.02271 | 394.8881 | 0 | 392.569 | 0 | 394.8881 | 0 | 394.8881 | 0 | 394.8881 | 0 | 394.8881 | 0 | 423.3744 | 5.8857e-06 | 394.8881 | 0 | 394.2665 | -0.003 | 644.4777 | 0.00434 | 394.2665 | 0.0034678 | 643.6753 | 3.0002e-05 | 644.4777 | 0.00174 | 392.569 | 0
| 395.1053 | 0.017465 | 394.4837 | 0.040261 | 424.1588 | 0 | 395.1053 | 0.32852 | 394.4837 | 0.29845 | 388.7767 | 0.1494 | 394.4837 | 0.20727 | 423.4882 | 0.02303 | 395.1053 | 0.0018391 | 392.783 | 0 | 395.1053 | 0.0025501 | 395.1053 | 0.0012216 | 395.1053 | 0.0021244 | 395.1053 | 0.0007478 | 423.4882 | 3.6347e-06 | 395.1053 | 0.00031531 | 394.4837 | 3.5948e-05 | 644.6386 | 0.00563 | 394.4837 | 0.00074825 | 643.8365 | 2.6669e-05 | 644.6386 | 0.00164 | 392.783 | 0
| 395.3226 | 0.016264 | 394.7009 | 0.039591 | 424.2716 | 0.00163 | 395.3226 | 0.31292 | 394.7009 | 0.28299 | 388.9937 | 0.15361 | 394.7009 | 0.21139 | 423.602 | 0.02252 | 395.3226 | 0 | 392.997 | 0 | 395.3226 | 0.00094158 | 395.3226 | 0.00052283 | 395.3226 | 0 | 395.3226 | 0 | 423.602 | 2.4597e-06 | 395.3226 | 0 | 394.7009 | -0.00241 | 644.7995 | 0.00364 | 394.7009 | -0.0054465 | 643.9977 | 3.0002e-05 | 644.7995 | 0.00173 | 392.997 | 0
| 395.5399 | 0.01644 | 394.9181 | 0.038292 | 424.3844 | 0 | 395.5399 | 0.29816 | 394.9181 | 0.27636 | 389.2107 | 0.16211 | 394.9181 | 0.22626 | 423.7158 | 0.02327 | 395.5399 | 0.0027301 | 393.211 | 0 | 395.5399 | 0.0023962 | 395.5399 | 0.0021831 | 395.5399 | 0.00036194 | 395.5399 | 0.0014739 | 423.7158 | 2.5695e-06 | 395.5399 | 0.00039556 | 394.9181 | 0.00126 | 644.9604 | 0.00476 | 394.9181 | 0.0014751 | 644.1589 | 0 | 644.9604 | 0.00159 | 393.211 | 0
| 395.7571 | 0.014946 | 395.1353 | 0.036514 | 424.4971 | 0.00097105 | 395.7571 | 0.28385 | 395.1353 | 0.26834 | 389.4277 | 0.16895 | 395.1353 | 0.23344 | 423.8296 | 0.02246 | 395.7572 | 0 | 393.425 | 0 | 395.7572 | 0 | 395.7571 | 0 | 395.7572 | 0 | 395.7572 | 0 | 423.8296 | 5.8857e-06 | 395.7571 | 0 | 395.1353 | -0.00354 | 645.1213 | 0.00387 | 395.1353 | -0.0076817 | 644.3201 | 0 | 645.1213 | 0.00166 | 393.425 | 0
| 395.9745 | 0.015732 | 395.3525 | 0.035986 | 424.6099 | 0 | 395.9745 | 0.27411 | 395.3525 | 0.26071 | 389.6448 | 0.17947 | 395.3525 | 0.24954 | 423.9435 | 0.02379 | 395.9745 | 0.0020516 | 393.6391 | 0 | 395.9745 | 0.0026082 | 395.9745 | 0.0021779 | 395.9745 | 0.0029569 | 395.9745 | 0.0010972 | 423.9435 | 7.3791e-06 | 395.9745 | 0.00034943 | 395.3525 | 0.00051457 | 645.2823 | 0.00447 | 395.3525 | 0.0010984 | 644.4813 | 0 | 645.2823 | 0.00163 | 393.6391 | 0
| 396.1918 | 0.01363 | 395.5698 | 0.034493 | 424.7227 | 0.00022542 | 396.1918 | 0.25835 | 395.5698 | 0.24719 | 389.8618 | 0.18603 | 395.5698 | 0.25769 | 424.0573 | 0.02285 | 396.1918 | 0 | 393.8531 | 0 | 396.1918 | 0 | 396.1918 | 0 | 396.1918 | 0 | 396.1918 | 0 | 424.0573 | 8.3454e-06 | 396.1918 | 0 | 395.5698 | -0.00143 | 645.4432 | 0.00468 | 395.5698 | -0.0023739 | 644.6425 | 1.0001e-05 | 645.4432 | 0.00175 | 393.8531 | 0
| 396.4091 | 0.015319 | 395.787 | 0.035395 | 424.8355 | 0 | 396.4091 | 0.24803 | 395.787 | 0.23995 | 390.0789 | 0.19732 | 395.787 | 0.27507 | 424.1711 | 0.02442 | 396.4091 | 0.0031546 | 394.0672 | 0 | 396.4091 | 0.0030233 | 396.4091 | 0.0019236 | 396.4091 | 0.0015663 | 396.4091 | 0.00092289 | 424.1711 | 7.3791e-06 | 396.4091 | 0.00043056 | 395.7871 | 0.00212 | 645.6041 | 0.00448 | 395.787 | 0.0061148 | 644.8037 | 0 | 645.6041 | 0.00166 | 394.0672 | 0
| 396.6265 | 0.012955 | 396.0043 | 0.033003 | 424.9483 | 0.0002601 | 396.6265 | 0.23973 | 396.0043 | 0.23 | 390.296 | 0.20519 | 396.0043 | 0.28546 | 424.285 | 0.02424 | 396.6265 | 0 | 394.2812 | 0 | 396.6265 | 0 | 396.6265 | 0 | 396.6265 | 0 | 396.6265 | 0 | 424.285 | 8.016e-06 | 396.6265 | 0 | 396.0043 | -0.00299 | 645.7651 | 0.00339 | 396.0043 | -0.0026701 | 644.9649 | 0 | 645.7651 | 0.00173 | 394.2812 | 0
| 396.8438 | 0.013546 | 396.2216 | 0.033035 | 425.0611 | 0 | 396.8438 | 0.22917 | 396.2216 | 0.22816 | 390.5131 | 0.21679 | 396.2216 | 0.30238 | 424.3988 | 0.0253 | 396.8438 | 0.0025722 | 394.4954 | 0 | 396.8438 | 0.0029333 | 396.8438 | 0.0019352 | 396.8438 | 0 | 396.8438 | 0.0024429 | 424.3988 | 7.4889e-06 | 396.8438 | 0.0003273 | 396.2216 | 0.00286 | 645.926 | 0.00385 | 396.2216 | 0.00058564 | 645.1262 | 0 | 645.926 | 0.00167 | 394.4954 | 0
| 397.0612 | 0.012257 | 396.4389 | 0.032428 | 425.1739 | 0.00116 | 397.0612 | 0.21896 | 396.4389 | 0.21503 | 390.7302 | 0.22599 | 396.4389 | 0.31284 | 424.5127 | 0.02516 | 397.0612 | 0 | 394.7094 | 0 | 397.0612 | 0 | 397.0612 | 0 | 397.0612 | 0 | 397.0612 | 0 | 424.5127 | 5.2379e-06 | 397.0612 | 0 | 396.4389 | -0.00498 | 646.087 | 0.00542 | 396.4389 | -0.0016431 | 645.2874 | 3.0002e-05 | 646.087 | 0.00175 | 394.7094 | 0
| 397.2786 | 0.012938 | 396.6562 | 0.032514 | 425.2866 | 0 | 397.2786 | 0.21275 | 396.6562 | 0.21298 | 390.9474 | 0.24003 | 396.6562 | 0.33214 | 424.6265 | 0.02427 | 397.2786 | 0.0029343 | 394.9236 | 0 | 397.2786 | 0.0021748 | 397.2786 | 0.001091 | 397.2786 | 0.00089471 | 397.2786 | 0.0022455 | 424.6265 | 5.0292e-06 | 397.2786 | 0.00022228 | 396.6562 | 0.00117 | 646.2479 | 0.00487 | 396.6562 | 0.0058458 | 645.4487 | 2.6669e-05 | 646.2479 | 0.00161 | 394.9235 | 0
| 397.496 | 0.012092 | 396.8736 | 0.031565 | 425.3994 | 0.0012 | 397.496 | 0.20264 | 396.8736 | 0.20477 | 391.1645 | 0.24844 | 396.8736 | 0.3441 | 424.7404 | 0.02421 | 397.496 | 0 | 395.1377 | 0 | 397.496 | 0 | 397.496 | 0 | 397.496 | 0 | 397.496 | 0 | 424.7404 | 6.4128e-06 | 397.496 | 0 | 396.8736 | -0.00233 | 646.4089 | 0.00366 | 396.8736 | -0.0044776 | 645.6099 | 1.0001e-05 | 646.4089 | 0.00179 | 395.1377 | 0
| 397.7134 | 0.011897 | 397.0909 | 0.031446 | 425.5122 | 0 | 397.7134 | 0.19334 | 397.0909 | 0.19883 | 391.3816 | 0.26188 | 397.0909 | 0.36332 | 424.8543 | 0.02283 | 397.7134 | 0.0015047 | 395.3518 | 0 | 397.7134 | 0.0028486 | 397.7134 | 0.0015377 | 397.7134 | 0.00077386 | 397.7134 | 0.0023173 | 424.8543 | 6.5226e-06 | 397.7134 | 0.0002552 | 397.0909 | 0.0028 | 646.5699 | 0.00473 | 397.0909 | 0.0019499 | 645.7712 | 6.6672e-06 | 646.5699 | 0.00168 | 395.3518 | 0
| 397.9308 | 0.011151 | 397.3083 | 0.029717 | 425.625 | 0.00084967 | 397.9308 | 0.18339 | 397.3083 | 0.18591 | 391.5988 | 0.2724 | 397.3083 | 0.37633 | 424.9681 | 0.02322 | 397.9308 | 0 | 395.566 | 0 | 397.9308 | 0 | 397.9308 | 0 | 397.9308 | 0 | 397.9308 | 0 | 424.9681 | 7.6976e-06 | 397.9308 | 0 | 397.3083 | -0.00317 | 646.7309 | 0.00441 | 397.3083 | -0.0033217 | 645.9324 | 1.0001e-05 | 646.7309 | 0.00184 | 395.566 | 0
| 398.1483 | 0.011817 | 397.5257 | 0.030807 | 425.7378 | 0 | 398.1483 | 0.17611 | 397.5257 | 0.18872 | 391.8159 | 0.28662 | 397.5257 | 0.39713 | 425.082 | 0.02217 | 398.1483 | 0.0024771 | 395.7802 | 0 | 398.1483 | 0.0023774 | 398.1483 | 0.0032281 | 398.1483 | 0.0015063 | 398.1483 | 0.0015262 | 425.082 | 8.3454e-06 | 398.1483 | 0.0003801 | 397.5257 | 0.00165 | 646.8918 | 0.00406 | 397.5257 | 0.0078048 | 646.0937 | 6.6672e-06 | 646.8918 | 0.00162 | 395.7801 | 0
| 398.3657 | 0.011519 | 397.7431 | 0.029383 | 425.8506 | 0.00172 | 398.3657 | 0.16851 | 397.7431 | 0.17753 | 392.0331 | 0.29766 | 397.7431 | 0.40847 | 425.1959 | 0.02363 | 398.3657 | 0 | 395.9943 | 0 | 398.3657 | 0.00014289 | 398.3657 | 0 | 398.3657 | 0 | 398.3657 | 0 | 425.1959 | 9.6192e-06 | 398.3657 | 0 | 397.7431 | -0.00192 | 647.0528 | 0.00299 | 397.7431 | -0.00030239 | 646.255 | 1.0001e-05 | 647.0528 | 0.00178 | 395.9943 | 0
| 398.5832 | 0.010384 | 397.9605 | 0.028938 | 425.9634 | 0 | 398.5832 | 0.16273 | 397.9605 | 0.17206 | 392.2503 | 0.31416 | 397.9605 | 0.42898 | 425.3098 | 0.02358 | 398.5832 | 0.0030343 | 396.2085 | 0 | 398.5832 | 0.00229 | 398.5832 | 0.002702 | 398.5832 | 0.0020438 | 398.5832 | 0.0016194 | 425.3098 | 9.0921e-06 | 398.5832 | 0.00018159 | 397.9605 | 0.00218 | 647.2138 | 0.00432 | 397.9605 | 0.0039131 | 646.4162 | 6.6672e-06 | 647.2138 | 0.00161 | 396.2085 | 0
| 398.8007 | 0.0096926 | 398.1779 | 0.028129 | 426.0762 | 0.00045084 | 398.8007 | 0.15587 | 398.1779 | 0.15631 | 392.4676 | 0.32362 | 398.1779 | 0.44 | 425.4237 | 0.02614 | 398.8007 | 0 | 396.4227 | 0 | 398.8007 | 0 | 398.8007 | 0 | 398.8007 | 0 | 398.8007 | 0 | 425.4237 | 8.7737e-06 | 398.8007 | 0 | 398.1779 | -0.00297 | 647.3749 | 0.00294 | 398.1779 | 0.00073396 | 646.5775 | 5.0004e-05 | 647.3749 | 0.00171 | 396.4227 | 0
| 399.0182 | 0.0099927 | 398.3954 | 0.028204 | 426.1889 | 0 | 399.0182 | 0.1499 | 398.3954 | 0.15926 | 392.6848 | 0.34235 | 398.3954 | 0.46364 | 425.5376 | 0.02593 | 399.0182 | 0.0025307 | 396.6369 | 0 | 399.0182 | 0.0019407 | 399.0182 | 0.0022475 | 399.0182 | 0.00063243 | 399.0182 | 0.0022495 | 425.5376 | 8.8725e-06 | 399.0182 | 0.00025865 | 398.3954 | 0.00108 | 647.5359 | 0.00374 | 398.3954 | -0.0031717 | 646.7388 | 6.6672e-06 | 647.5359 | 0.00158 | 396.6369 | 0
| 399.2357 | 0.0089239 | 398.6128 | 0.025481 | 426.3017 | 0.00083232 | 399.2357 | 0.14346 | 398.6128 | 0.14534 | 392.902 | 0.35607 | 398.6128 | 0.4764 | 425.6515 | 0.03051 | 399.2357 | 0 | 396.8511 | 0 | 399.2357 | 0 | 399.2357 | 0 | 399.2357 | 0 | 399.2357 | 0 | 425.6515 | 7.6976e-06 | 399.2357 | 0 | 398.6128 | -0.00194 | 647.6969 | 0.00408 | 398.6128 | -0.0071489 | 646.9001 | 3.0002e-05 | 647.6969 | 0.0017 | 396.8511 | 0
| 399.4532 | 0.0097389 | 398.8303 | 0.026882 | 426.4145 | 0 | 399.4532 | 0.13799 | 398.8303 | 0.14631 | 393.1192 | 0.37224 | 398.8303 | 0.49719 | 425.7654 | 0.03091 | 399.4532 | 0.0030444 | 397.0654 | 0 | 399.4532 | 0.0021088 | 399.4532 | 0.0022934 | 399.4532 | 0.00095598 | 399.4532 | 0.0030245 | 425.7654 | 6.0944e-06 | 399.4533 | 0.00031069 | 398.8303 | 0.00088913 | 647.8579 | 0.00545 | 398.8303 | -0.00195 | 647.0614 | 6.6672e-06 | 647.8579 | 0.00162 | 397.0654 | 0
| 399.6708 | 0.0077999 | 399.0478 | 0.026063 | 426.5273 | 0.00135 | 399.6708 | 0.13068 | 399.0478 | 0.13559 | 393.3365 | 0.38536 | 399.0478 | 0.5128 | 425.8793 | 0.03492 | 399.6708 | 0 | 397.2796 | 0 | 399.6708 | 0 | 399.6708 | 0 | 399.6708 | 0 | 399.6708 | 0 | 425.8793 | 5.2379e-06 | 399.6708 | 0 | 399.0478 | -0.0032 | 648.0189 | 0.00431 | 399.0478 | -0.001676 | 647.2227 | 1.0001e-05 | 648.0189 | 0.00175 | 397.2796 | 0
| 399.8883 | 0.0081927 | 399.2653 | 0.025872 | 426.6401 | 0 | 399.8883 | 0.12625 | 399.2653 | 0.13857 | 393.5538 | 0.40624 | 399.2653 | 0.53823 | 425.9932 | 0.03429 | 399.8883 | 0.0019664 | 397.4939 | 0 | 399.8883 | 0.0021233 | 399.8883 | 0.0020847 | 399.8883 | 0.0012217 | 399.8883 | 0.0015953 | 425.9932 | 7.3791e-06 | 399.8883 | 0.0004037 | 399.2653 | 0.00104 | 648.18 | 0.00526 | 399.2653 | 0.0013429 | 647.384 | 6.6672e-06 | 648.18 | 0.00164 | 397.4939 | 0
| 400.1059 | 0.0082564 | 399.4828 | 0.024734 | 426.7529 | 0.00116 | 400.1059 | 0.11995 | 399.4828 | 0.12597 | 393.7711 | 0.41894 | 399.4828 | 0.55356 | 426.1071 | 0.03624 | 400.1059 | 0 | 397.7081 | 0 | 400.1059 | 0 | 400.1059 | 0 | 400.1059 | 0 | 400.1059 | 0 | 426.1071 | 8.016e-06 | 400.1059 | 0 | 399.4828 | -0.00398 | 648.341 | 0.00346 | 399.4828 | -0.0043218 | 647.5454 | 0 | 648.341 | 0.00169 | 397.7081 | 0
| 400.3235 | 0.009504 | 399.7003 | 0.025415 | 426.8657 | 0 | 400.3235 | 0.11791 | 399.7003 | 0.12597 | 393.9883 | 0.43898 | 399.7003 | 0.57868 | 426.221 | 0.03577 | 400.3235 | 0.0017817 | 397.9224 | 0 | 400.3235 | 0.0016368 | 400.3235 | 0.0015865 | 400.3235 | 0.0009036 | 400.3235 | 0.0018133 | 426.221 | 1.0904e-05 | 400.3235 | 0.00028796 | 399.7003 | 0.00211 | 648.5021 | 0.00448 | 399.7003 | 0.0040795 | 647.7067 | 6.6672e-06 | 648.5021 | 0.00157 | 397.9224 | 0
| 400.5411 | 0.0077689 | 399.9179 | 0.024503 | 426.9785 | 0.00206 | 400.5411 | 0.11335 | 399.9179 | 0.12056 | 394.2057 | 0.45504 | 399.9179 | 0.59477 | 426.3349 | 0.03707 | 400.5411 | 0 | 398.1367 | 0 | 400.5411 | 0 | 400.5411 | 0 | 400.5411 | 0 | 400.5411 | 0 | 426.3349 | 8.9823e-06 | 400.5411 | 0 | 399.9179 | -0.00427 | 648.6631 | 0.00375 | 399.9179 | 0.0015396 | 647.868 | 1.0001e-05 | 648.6631 | 0.00168 | 398.1367 | 0
| 400.7587 | 0.0087403 | 400.1354 | 0.0255 | 427.0913 | 0 | 400.7587 | 0.11089 | 400.1354 | 0.12137 | 394.423 | 0.47811 | 400.1354 | 0.62069 | 426.4489 | 0.03988 | 400.7587 | 0.0020498 | 398.351 | 0 | 400.7587 | 0.0020436 | 400.7587 | 0.002314 | 400.7587 | 0.0018389 | 400.7587 | 0.0019724 | 426.4489 | 8.6639e-06 | 400.7587 | 0.00031896 | 400.1354 | 0.00488 | 648.8242 | 0.00833 | 400.1354 | 0.0021679 | 648.0294 | 6.6672e-06 | 648.8242 | 0.0017 | 398.351 | 0
| 400.9763 | 0.0074344 | 400.353 | 0.024404 | 427.2041 | 0.00072829 | 400.9763 | 0.10643 | 400.353 | 0.11372 | 394.6403 | 0.49452 | 400.353 | 0.64097 | 426.5628 | 0.04337 | 400.9764 | 0 | 398.5653 | 0 | 400.9764 | 0 | 400.9763 | 0 | 400.9764 | 0 | 400.9764 | 0 | 426.5628 | 4.9194e-06 | 400.9764 | 0 | 400.353 | -0.00096759 | 648.9853 | 0.00403 | 400.353 | 0.0017303 | 648.1907 | 0 | 648.9853 | 0.00179 | 398.5653 | 0
| 401.194 | 0.0084071 | 400.5706 | 0.023893 | 427.3169 | 0 | 401.194 | 0.10353 | 400.5706 | 0.11126 | 394.8576 | 0.51501 | 400.5706 | 0.66059 | 426.6768 | 0.04617 | 401.194 | 0.002261 | 398.7797 | 0 | 401.194 | 0.0025205 | 401.194 | 0.0026003 | 401.194 | 0.00036079 | 401.194 | 0.0014884 | 426.6768 | 5.5563e-06 | 401.194 | 0.00042399 | 400.5706 | 0.00142 | 649.1464 | 0.00534 | 400.5706 | -0.00017151 | 648.3521 | 6.6672e-06 | 649.1464 | 0.00169 | 398.7797 | 0
| 401.4117 | 0.0071569 | 400.7882 | 0.020944 | 427.4297 | 0.00132 | 401.4117 | 0.098225 | 400.7882 | 0.1044 | 395.075 | 0.53293 | 400.7882 | 0.67502 | 426.7907 | 0.04693 | 401.4117 | 0.00028726 | 398.994 | 0 | 401.4117 | 0 | 401.4117 | 0 | 401.4117 | 0 | 401.4117 | 0 | 426.7907 | 5.5563e-06 | 401.4117 | 0 | 400.7882 | -0.00046559 | 649.3075 | 0.00469 | 400.7882 | -0.0041053 | 648.5134 | 0 | 649.3075 | 0.00174 | 398.994 | 0
| 401.6293 | 0.0075742 | 401.0058 | 0.022207 | 427.5425 | 0 | 401.6293 | 0.095826 | 401.0058 | 0.10168 | 395.2924 | 0.55278 | 401.0058 | 0.69136 | 426.9047 | 0.04721 | 401.6293 | 0.0026362 | 399.2084 | 0 | 401.6293 | 0.0020049 | 401.6293 | 0.0014123 | 401.6293 | 0.0010561 | 401.6293 | 0.0012808 | 426.9047 | 7.2693e-06 | 401.6293 | 0.000188 | 401.0058 | 0.00104 | 649.4686 | 0.00673 | 401.0058 | 0.0031735 | 648.6748 | 6.6672e-06 | 649.4686 | 0.00163 | 399.2084 | 0
| 401.847 | 0.0065299 | 401.2235 | 0.022687 | 427.6553 | 0.00194 | 401.847 | 0.090897 | 401.2235 | 0.097813 | 395.5097 | 0.57099 | 401.2235 | 0.71315 | 427.0186 | 0.04674 | 401.847 | 0.00062672 | 399.4227 | 0 | 401.847 | 0 | 401.847 | 0.00029904 | 401.847 | 0 | 401.847 | 0 | 427.0186 | 7.8074e-06 | 401.847 | 0 | 401.2235 | -0.00322 | 649.6296 | 0.00397 | 401.2235 | 0.0054249 | 648.8361 | 3.0002e-05 | 649.6296 | 0.00175 | 399.4227 | 0
| 402.0647 | 0.0075949 | 401.4411 | 0.021695 | 427.7681 | 0 | 402.0647 | 0.090227 | 401.4411 | 0.097431 | 395.7271 | 0.59611 | 401.4411 | 0.73259 | 427.1326 | 0.04631 | 402.0647 | 0.0020847 | 399.6371 | 0 | 402.0647 | 0.0020581 | 402.0647 | 0.0016466 | 402.0647 | 0.0010527 | 402.0647 | 0.0016583 | 427.1326 | 7.6976e-06 | 402.0647 | 0.00045029 | 401.4411 | 0.00282 | 649.7908 | 0.00605 | 401.4411 | 0.0059729 | 648.9975 | 0 | 649.7908 | 0.00162 | 399.6371 | 0
| 402.2824 | 0.0068012 | 401.6588 | 0.020815 | 427.8809 | 0.00083232 | 402.2824 | 0.08724 | 401.6588 | 0.08828 | 395.9445 | 0.61646 | 401.6588 | 0.75075 | 427.2465 | 0.04579 | 402.2824 | 0 | 399.8515 | 0 | 402.2824 | 0 | 402.2824 | 0.00022756 | 402.2824 | 0 | 402.2824 | 0 | 427.2465 | 8.3454e-06 | 402.2824 | 0 | 401.6588 | -0.00148 | 649.9519 | 0.00258 | 401.6588 | -0.0034608 | 649.1589 | 0 | 649.9519 | 0.00175 | 399.8515 | 0
| 402.5002 | 0.0064157 | 401.8765 | 0.020302 | 427.9937 | 0 | 402.5002 | 0.086641 | 401.8765 | 0.088647 | 396.1619 | 0.64289 | 401.8765 | 0.77886 | 427.3605 | 0.04545 | 402.5002 | 0.0035218 | 400.0659 | 0.0011007 | 402.5002 | 0.0023106 | 402.5002 | 0.0015763 | 402.5002 | 0.0011754 | 402.5002 | 0.0011417 | 427.3605 | 6.7313e-06 | 402.5002 | 0.00022803 | 401.8765 | 0.00108 | 650.113 | 0.00417 | 401.8765 | 0.0025182 | 649.3203 | 0 | 650.113 | 0.0017 | 400.0659 | 0.00714
| 402.7179 | 0.0066652 | 402.0942 | 0.020386 | 428.1064 | 0.00116 | 402.7179 | 0.082823 | 402.0942 | 0.081873 | 396.3794 | 0.66563 | 402.0942 | 0.80312 | 427.4745 | 0.04658 | 402.7179 | 0 | 400.2803 | 0.0024845 | 402.7179 | 0 | 402.7179 | 0 | 402.7179 | 0 | 402.7179 | 0 | 427.4745 | 6.2042e-06 | 402.7179 | 0 | 402.0942 | -0.00324 | 650.2741 | 0.00397 | 402.0942 | -0.0041464 | 649.4817 | 1.0001e-05 | 650.2741 | 0.00179 | 400.2803 | 0.0055
| 402.9357 | 0.0077952 | 402.3119 | 0.01994 | 428.2192 | 0 | 402.9357 | 0.081934 | 402.3119 | 0.085359 | 396.5968 | 0.69057 | 402.3119 | 0.81607 | 427.5885 | 0.04667 | 402.9357 | 0.0027811 | 400.4948 | 0.0043074 | 402.9357 | 0.001348 | 402.9357 | 0.0016735 | 402.9357 | 0.00062099 | 402.9357 | 0.00081537 | 427.5885 | 4.1727e-06 | 402.9357 | 0.00012544 | 402.3119 | 0.00075925 | 650.4352 | 0.00517 | 402.3119 | 0.0037509 | 649.6431 | 6.6672e-06 | 650.4352 | 0.00177 | 400.4948 | 0.00967
| 403.1534 | 0.0058413 | 402.5296 | 0.02005 | 428.332 | 0.0007803 | 403.1534 | 0.07853 | 402.5296 | 0.078132 | 396.8142 | 0.71219 | 402.5296 | 0.83041 | 427.7025 | 0.04864 | 403.1534 | 0.00036131 | 400.7092 | 0.0039151 | 403.1534 | 0.0013001 | 403.1534 | 0 | 403.1534 | 0 | 403.1534 | 0 | 427.7025 | 5.0292e-06 | 403.1534 | 0 | 402.5296 | -0.00205 | 650.5964 | 0.0036 | 402.5296 | -0.0032179 | 649.8045 | 1.0001e-05 | 650.5964 | 0.00186 | 400.7092 | 0.00516
| 403.3712 | 0.0066437 | 402.7474 | 0.019681 | 428.4448 | 0 | 403.3712 | 0.077551 | 402.7474 | 0.079129 | 397.0317 | 0.73598 | 402.7474 | 0.84844 | 427.8164 | 0.04829 | 403.3712 | 0.0034616 | 400.9236 | 0.0034637 | 403.3712 | 0.0018639 | 403.3712 | 0.0024457 | 403.3712 | 0.00098327 | 403.3712 | 0.0014367 | 427.8164 | 4.8096e-06 | 403.3712 | 0.00017927 | 402.7474 | 0.00198 | 650.7575 | 0.0074 | 402.7474 | 0.0019708 | 649.9659 | 0 | 650.7575 | 0.00183 | 400.9237 | 0.00937
| 403.589 | 0.0060814 | 402.9651 | 0.020567 | 428.5577 | 0.00158 | 403.589 | 0.073887 | 402.9651 | 0.074622 | 397.2492 | 0.75737 | 402.9651 | 0.87215 | 427.9304 | 0.05031 | 403.589 | 0 | 401.1381 | 0.0014546 | 403.589 | 0.00051071 | 403.589 | 0.00018644 | 403.589 | 0 | 403.589 | 0 | 427.9304 | 6.4128e-06 | 403.589 | 0 | 402.9651 | -0.00165 | 650.9187 | 0.00385 | 402.9651 | 0.0026964 | 650.1273 | 3.0002e-05 | 650.9187 | 0.00176 | 401.1381 | 0.00721
| 403.8068 | 0.0063026 | 403.1829 | 0.020069 | 428.6705 | 0 | 403.8068 | 0.073259 | 403.1829 | 0.07668 | 397.4667 | 0.78328 | 403.1829 | 0.89404 | 428.0444 | 0.05069 | 403.8068 | 0.0035524 | 401.3526 | 0.0039216 | 403.8068 | 0.0018212 | 403.8068 | 0.0021087 | 403.8068 | 0.0027486 | 403.8068 | 0.0016166 | 428.0444 | 8.9823e-06 | 403.8068 | 0.00038634 | 403.1829 | 0.00245 | 651.0798 | 0.00592 | 403.1829 | -0.0017428 | 650.2887 | 0 | 651.0798 | 0.00163 | 401.3526 | 0.00935
| 404.0247 | 0.0057203 | 403.4007 | 0.018759 | 428.7833 | 0.00125 | 404.0247 | 0.070167 | 403.4007 | 0.067799 | 397.6842 | 0.80142 | 403.4007 | 0.90142 | 428.1584 | 0.05342 | 404.0247 | 0 | 401.5671 | 0.0018531 | 404.0247 | 0 | 404.0247 | 0 | 404.0247 | 0 | 404.0247 | 0 | 428.1584 | 1.198e-05 | 404.0247 | 0 | 403.4007 | -0.00214 | 651.241 | 0.00343 | 403.4007 | -0.0027287 | 650.4501 | 1.0001e-05 | 651.241 | 0.00172 | 401.5671 | 0.00603
| 404.2425 | 0.0065792 | 403.6185 | 0.019483 | 428.8961 | 0 | 404.2425 | 0.069579 | 403.6185 | 0.068459 | 397.9017 | 0.82385 | 403.6185 | 0.92469 | 428.2724 | 0.05443 | 404.2425 | 0.0037735 | 401.7816 | 0.00079602 | 404.2425 | 0.0030072 | 404.2425 | 0.0017861 | 404.2425 | 0.0016779 | 404.2425 | 0.0016725 | 428.2724 | 1.1761e-05 | 404.2425 | 0.00014739 | 403.6185 | 0.00188 | 651.4022 | 0.00636 | 403.6185 | 0.0048468 | 650.6116 | 0 | 651.4022 | 0.00173 | 401.7816 | 0.00886
| 404.4604 | 0.0061144 | 403.8363 | 0.018688 | 429.0089 | 0.00142 | 404.4604 | 0.067109 | 403.8363 | 0.065873 | 398.1192 | 0.84139 | 403.8363 | 0.93629 | 428.3865 | 0.05679 | 404.4603 | 0 | 401.9961 | 0.0030937 | 404.4603 | 7.3841e-05 | 404.4604 | 0 | 404.4603 | 0 | 404.4603 | 0 | 428.3865 | 7.5878e-06 | 404.4604 | 0 | 403.8363 | -0.00225 | 651.5634 | 0.00309 | 403.8363 | -0.0026086 | 650.773 | 1.0001e-05 | 651.5634 | 0.00179 | 401.9961 | 0.00771
| 404.6782 | 0.0068884 | 404.0541 | 0.019332 | 429.1217 | 0 | 404.6782 | 0.066417 | 404.0541 | 0.068083 | 398.3367 | 0.86588 | 404.0541 | 0.95577 | 428.5005 | 0.05751 | 404.6782 | 0.0023263 | 402.2106 | 0.0031305 | 404.6782 | 0.0019647 | 404.6782 | 0.0015321 | 404.6782 | 0.00087333 | 404.6782 | 0.0011117 | 428.5005 | 5.0292e-06 | 404.6782 | 8.9593e-05 | 404.0541 | 0.00314 | 651.7245 | 0.00626 | 404.0541 | 0.0014848 | 650.9345 | 6.6672e-06 | 651.7245 | 0.00166 | 402.2106 | 0.00869
| 404.8961 | 0.0059532 | 404.272 | 0.018595 | 429.2345 | 0.00095371 | 404.8961 | 0.063204 | 404.272 | 0.061662 | 398.5543 | 0.88511 | 404.272 | 0.95998 | 428.6145 | 0.05961 | 404.8961 | 0 | 402.4252 | 0.0019414 | 404.8961 | 0 | 404.8961 | 0 | 404.8961 | 0 | 404.8961 | 0 | 428.6145 | 3.8543e-06 | 404.8961 | 0 | 404.272 | -0.00221 | 651.8857 | 0.00499 | 404.272 | 0.0033583 | 651.0959 | 1.0001e-05 | 651.8857 | 0.00172 | 402.4252 | 0.00594
| 405.114 | 0.0064706 | 404.4898 | 0.017912 | 429.3473 | 0 | 405.114 | 0.063288 | 404.4898 | 0.061624 | 398.7719 | 0.90281 | 404.4898 | 0.96707 | 428.7285 | 0.06055 | 405.114 | 0.0034267 | 402.6397 | 0.0051095 | 405.114 | 0.0022256 | 405.114 | 0.0014688 | 405.114 | 0.00094275 | 405.114 | 0.0013792 | 428.7285 | 3.6347e-06 | 405.114 | 0.00016767 | 404.4898 | 0.0012 | 652.0469 | 0.00454 | 404.4898 | 0.00014398 | 651.2574 | 0 | 652.0469 | 0.0017 | 402.6397 | 0.0094
| 405.3319 | 0.0052858 | 404.7077 | 0.017903 | 429.4601 | 0.0014 | 405.3319 | 0.060792 | 404.7077 | 0.055723 | 398.9894 | 0.91862 | 404.7077 | 0.98577 | 428.8426 | 0.06279 | 405.3319 | 0 | 402.8543 | 0.00037924 | 405.3319 | 0 | 405.3319 | 0 | 405.3319 | 0 | 405.3319 | 0 | 428.8426 | 4.3814e-06 | 405.3319 | 0 | 404.7077 | -0.00189 | 652.2081 | 0.00322 | 404.7077 | -0.0027528 | 651.4188 | 1.0001e-05 | 652.2081 | 0.00177 | 402.8543 | 0.0065
| 405.5498 | 0.0069274 | 404.9256 | 0.017985 | 429.5729 | 0 | 405.5498 | 0.060115 | 404.9256 | 0.057835 | 399.207 | 0.93588 | 404.9256 | 0.98837 | 428.9566 | 0.06357 | 405.5498 | 0.0022436 | 403.0688 | 0.0037011 | 405.5498 | 0.0031358 | 405.5498 | 0.0015434 | 405.5498 | 0.001001 | 405.5498 | 0.001916 | 428.9566 | 6.4128e-06 | 405.5498 | 0.00015771 | 404.9256 | 0.00076648 | 652.3693 | 0.00357 | 404.9256 | 0.0048914 | 651.5803 | 2.6669e-05 | 652.3693 | 0.00172 | 403.0688 | 0.01131
| 405.7678 | 0.0046018 | 405.1435 | 0.017236 | 429.6857 | 0.00055488 | 405.7678 | 0.058408 | 405.1435 | 0.054762 | 399.4246 | 0.95088 | 405.1435 | 0.97929 | 429.0707 | 0.06543 | 405.7678 | 0.00058052 | 403.2834 | 0.00056749 | 405.7678 | 0 | 405.7678 | 0 | 405.7678 | 0 | 405.7678 | 0 | 429.0707 | 9.4106e-06 | 405.7678 | 0 | 405.1435 | -0.00203 | 652.5306 | 0.0032 | 405.1435 | 0.00045576 | 651.7418 | 1.0001e-05 | 652.5306 | 0.00175 | 403.2834 | 0.00743
| 405.9857 | 0.0063175 | 405.3614 | 0.017594 | 429.7985 | 0 | 405.9857 | 0.058825 | 405.3614 | 0.054219 | 399.6422 | 0.96294 | 405.3614 | 0.98645 | 429.1847 | 0.06612 | 405.9857 | 0.0023554 | 403.498 | 0.0052041 | 405.9857 | 0.0016924 | 405.9857 | 0.0021473 | 405.9857 | 0.00021096 | 405.9857 | 0.0010652 | 429.1847 | 1.0377e-05 | 405.9857 | 0.00044596 | 405.3614 | 0.00138 | 652.6918 | 0.00425 | 405.3614 | 0.0028251 | 651.9032 | 6.6672e-06 | 652.6918 | 0.0016 | 403.498 | 0.01242
| 406.2037 | 0.0053177 | 405.5794 | 0.016677 | 429.9113 | 0.00108 | 406.2037 | 0.055108 | 405.5794 | 0.050808 | 399.8598 | 0.97054 | 405.5794 | 0.99579 | 429.2987 | 0.06855 | 406.2037 | 0.00021617 | 403.7126 | 0.00049429 | 406.2037 | 0 | 406.2037 | 0 | 406.2037 | 0 | 406.2037 | 0 | 429.2987 | 9.6192e-06 | 406.2037 | 0 | 405.5794 | -0.00236 | 652.853 | 0.00399 | 405.5794 | -0.0027697 | 652.0647 | 3.0002e-05 | 652.853 | 0.00162 | 403.7126 | 0.00729
| 406.4217 | 0.0055583 | 405.7973 | 0.017454 | 430.0241 | 0 | 406.4217 | 0.055654 | 405.7973 | 0.053389 | 400.0775 | 0.98172 | 405.7973 | 1 | 429.4128 | 0.06953 | 406.4217 | 0.0028721 | 403.9272 | 0.004033 | 406.4217 | 0.0017353 | 406.4217 | 0.0019657 | 406.4217 | 0.00092487 | 406.4217 | 0.00047292 | 429.4128 | 8.016e-06 | 406.4217 | 0.00022598 | 405.7973 | 0.00027986 | 653.0142 | 0.00501 | 405.7973 | -0.0011852 | 652.2262 | 0 | 653.0142 | 0.00153 | 403.9273 | 0.00891
| 406.6397 | 0.0059196 | 406.0153 | 0.016373 | 430.1369 | 0.00109 | 406.6397 | 0.052683 | 406.0153 | 0.0478 | 400.2951 | 0.98806 | 406.0153 | 0.99074 | 429.5269 | 0.07102 | 406.6397 | 7.391e-05 | 404.1419 | 0.00082373 | 406.6397 | 0 | 406.6397 | 0 | 406.6397 | 0 | 406.6397 | 0 | 429.5269 | 6.4128e-06 | 406.6397 | 0 | 406.0153 | -0.00171 | 653.1755 | 0.00315 | 406.0153 | -0.0055424 | 652.3877 | 1.0001e-05 | 653.1755 | 0.00168 | 404.1419 | 0.00943
| 406.8577 | 0.0070647 | 406.2333 | 0.017223 | 430.2497 | 0 | 406.8577 | 0.053885 | 406.2333 | 0.052433 | 400.5128 | 0.9939 | 406.2333 | 0.98972 | 429.6409 | 0.07121 | 406.8577 | 0.0036124 | 404.3565 | 0.0023403 | 406.8577 | 0.0029189 | 406.8577 | 0.0015788 | 406.8577 | 0.0014547 | 406.8577 | 0.0017938 | 429.6409 | 4.601e-06 | 406.8577 | 0.00036359 | 406.2333 | 0.00175 | 653.3367 | 0.00411 | 406.2333 | 0.0037193 | 652.5492 | 0 | 653.3367 | 0.00166 | 404.3565 | 0.01193
| 407.0757 | 0.0047021 | 406.4513 | 0.017205 | 430.3625 | 0.00179 | 407.0757 | 0.051302 | 406.4513 | 0.045501 | 400.7304 | 0.99874 | 406.4513 | 0.9848 | 429.755 | 0.07292 | 407.0757 | 0 | 404.5712 | 0.00086748 | 407.0757 | 0 | 407.0757 | 0 | 407.0757 | 0 | 407.0757 | 0 | 429.755 | 5.0292e-06 | 407.0757 | 0 | 406.4513 | -0.00073822 | 653.498 | 0.00327 | 406.4513 | -0.00017438 | 652.7107 | 3.0002e-05 | 653.498 | 0.00182 | 404.5712 | 0.00881
| 407.2938 | 0.0048157 | 406.6693 | 0.016923 | 430.4753 | 0 | 407.2938 | 0.050137 | 406.6693 | 0.046215 | 400.9481 | 0.99992 | 406.6693 | 0.98513 | 429.8691 | 0.07389 | 407.2938 | 0.0040029 | 404.7859 | 0.0014023 | 407.2938 | 0.0029808 | 407.2938 | 0.001872 | 407.2938 | 0.00094875 | 407.2938 | 0.0012161 | 429.8691 | 8.016e-06 | 407.2938 | 0.00030455 | 406.6693 | 0.00237 | 653.6593 | 0.00499 | 406.6693 | 0.0027684 | 652.8722 | 6.6672e-06 | 653.6593 | 0.00178 | 404.7859 | 0.00941
| 407.5118 | 0.0043454 | 406.8873 | 0.016743 | 430.5881 | 0.00050287 | 407.5118 | 0.048991 | 406.8873 | 0.043644 | 401.1658 | 1 | 406.8873 | 0.96005 | 429.9832 | 0.0759 | 407.5118 | 0 | 405.0005 | 0.0018423 | 407.5118 | 0 | 407.5118 | 0.00027548 | 407.5118 | 0 | 407.5118 | 0 | 429.9832 | 1.0476e-05 | 407.5118 | 0 | 406.8873 | -0.00249 | 653.8205 | 0.00397 | 406.8873 | -0.0027253 | 653.0338 | 3.0002e-05 | 653.8205 | 0.00184 | 405.0005 | 0.00939
| 407.7299 | 0.0055253 | 407.1053 | 0.015622 | 430.701 | 0 | 407.7299 | 0.047636 | 407.1053 | 0.043893 | 401.3835 | 0.9973 | 407.1053 | 0.94541 | 430.0972 | 0.07686 | 407.7299 | 0.003821 | 405.2152 | 0.0031745 | 407.7299 | 0.0023022 | 407.7299 | 0.001964 | 407.7299 | 0.0011143 | 407.7299 | 0.0018371 | 430.0972 | 9.3008e-06 | 407.7299 | 0.00016232 | 407.1053 | 0.00176 | 653.9818 | 0.00413 | 407.1053 | 0.0011254 | 653.1953 | 2.6669e-05 | 653.9818 | 0.00171 | 405.2152 | 0.01008
| 407.948 | 0.004417 | 407.3234 | 0.015404 | 430.8138 | 0.0017 | 407.948 | 0.04715 | 407.3234 | 0.038948 | 401.6012 | 0.98967 | 407.3234 | 0.92189 | 430.2113 | 0.07928 | 407.948 | 0.0011376 | 405.4299 | 0.0040841 | 407.948 | 0 | 407.948 | 0 | 407.948 | 0 | 407.948 | 0 | 430.2113 | 6.314e-06 | 407.948 | 0 | 407.3234 | -0.00212 | 654.1431 | 0.00297 | 407.3234 | 0.00011704 | 653.3568 | 1.0001e-05 | 654.1431 | 0.00181 | 405.4299 | 0.01008
| 408.166 | 0.0050306 | 407.5415 | 0.016004 | 430.9266 | 0 | 408.166 | 0.045639 | 407.5415 | 0.042516 | 401.819 | 0.98207 | 407.5415 | 0.91428 | 430.3254 | 0.0806 | 408.166 | 0.0034967 | 405.6447 | 0.0037113 | 408.166 | 0.0022674 | 408.166 | 0.001826 | 408.166 | 0 | 408.166 | 0.0016018 | 430.3254 | 5.2379e-06 | 408.166 | 0.00031057 | 407.5415 | 0.00117 | 654.3044 | 0.00478 | 407.5415 | 0.0016986 | 653.5184 | 4.667e-05 | 654.3044 | 0.00165 | 405.6447 | 0.0105
| 408.3842 | 0.005406 | 407.7595 | 0.015281 | 431.0394 | 0.00074563 | 408.3842 | 0.044267 | 407.7595 | 0.036736 | 402.0367 | 0.97152 | 407.7595 | 0.88892 | 430.4395 | 0.08307 | 408.3842 | 0.00058808 | 405.8594 | 0.0012214 | 408.3842 | 0 | 408.3842 | 0 | 408.3842 | 0 | 408.3842 | 0 | 430.4395 | 5.0292e-06 | 408.3842 | 0 | 407.7595 | -0.00207 | 654.4657 | 0.0052 | 407.7595 | 0.0028245 | 653.6799 | 3.0002e-05 | 654.4657 | 0.00171 | 405.8594 | 0.00915
| 408.6023 | 0.005285 | 407.9776 | 0.014354 | 431.1522 | 0 | 408.6023 | 0.044005 | 407.9776 | 0.037552 | 402.2545 | 0.95951 | 407.9776 | 0.8657 | 430.5536 | 0.08386 | 408.6023 | 0.002974 | 406.0741 | 0.0035512 | 408.6023 | 0.0022855 | 408.6023 | 0.002037 | 408.6023 | 0.0003276 | 408.6023 | 0.0015624 | 430.5536 | 6.4128e-06 | 408.6023 | 0.00031927 | 407.9776 | 0.00178 | 654.627 | 0.00519 | 407.9776 | 0.00015279 | 653.8415 | 6.6672e-06 | 654.627 | 0.00157 | 406.0741 | 0.01398
| 408.8204 | 0.0051536 | 408.1958 | 0.014879 | 431.265 | 0.00065893 | 408.8204 | 0.042566 | 408.1958 | 0.035024 | 402.4722 | 0.94495 | 408.1958 | 0.84494 | 430.6677 | 0.08574 | 408.8204 | 0.0004214 | 406.2889 | 0.00081467 | 408.8204 | 0 | 408.8204 | 0 | 408.8204 | 0 | 408.8204 | 0 | 430.6677 | 4.1727e-06 | 408.8204 | 0 | 408.1958 | -0.00198 | 654.7883 | 0.00387 | 408.1958 | -0.0015596 | 654.003 | 3.0002e-05 | 654.7883 | 0.00165 | 406.2889 | 0.01174
| 409.0386 | 0.0047018 | 408.4139 | 0.015291 | 431.3778 | 0 | 409.0386 | 0.040524 | 408.4139 | 0.032887 | 402.69 | 0.92631 | 408.4139 | 0.81511 | 430.7819 | 0.08762 | 409.0386 | 0.0019924 | 406.5036 | 0.0025415 | 409.0386 | 0 | 409.0386 | 0.00016637 | 409.0386 | 0 | 409.0386 | 0 | 430.7819 | 1.8075e-05 | 409.0386 | 0 | 408.4139 | -0.00235 | 654.9496 | 0.0042 | 408.4139 | -0.0028788 | 654.1646 | 0 | 654.9496 | 0.00169 | 406.5036 | 0.01178
| 409.2567 | 0.0054648 | 408.632 | 0.015512 | 431.4907 | 0.00123 | 409.2567 | 0.040505 | 408.632 | 0.034484 | 402.9078 | 0.90711 | 408.632 | 0.79707 | 430.896 | 0.09013 | 409.2567 | 0.0041991 | 406.7184 | 0.00089454 | 409.2567 | 0.0015359 | 409.2567 | 0.0017272 | 409.2567 | 0.00056125 | 409.2567 | 0.0011114 | 430.896 | 1.4967e-05 | 409.2567 | 0.00019544 | 408.632 | 0.00101 | 655.1109 | 0.00366 | 408.632 | -0.0014454 | 654.3261 | 6.9993e-05 | 655.1109 | 0.00167 | 406.7184 | 0.01397
| 409.4749 | 0.0048695 | 408.8502 | 0.014626 | 431.6035 | 0 | 409.4749 | 0.037217 | 408.8502 | 0.03081 | 403.1256 | 0.88691 | 408.8502 | 0.76518 | 431.0101 | 0.09257 | 409.4749 | 0.00060275 | 406.9332 | 0.0019823 | 409.4749 | 0 | 409.4749 | 0 | 409.4749 | 0 | 409.4749 | 0 | 431.0101 | 2.6727e-05 | 409.4749 | 0 | 408.8502 | -0.00112 | 655.2722 | 0.00417 | 408.8502 | -0.0015489 | 654.4877 | 0 | 655.2722 | 0.00184 | 406.9332 | 0.01238
| 409.6931 | 0.0048717 | 409.0684 | 0.014736 | 431.7163 | 0.00118 | 409.6931 | 0.03822 | 409.0684 | 0.033365 | 403.3434 | 0.86768 | 409.0684 | 0.7431 | 431.1242 | 0.09395 | 409.6931 | 0.004276 | 407.148 | 0.0033217 | 409.6931 | 0.0030501 | 409.6931 | 0.0016456 | 409.6931 | 0.0012162 | 409.6931 | 0.0012253 | 431.1242 | 1.198e-05 | 409.6931 | 0.00031541 | 409.0684 | 0.00068992 | 655.4336 | 0.00475 | 409.0684 | 0.004206 | 654.6493 | 6.9993e-05 | 655.4336 | 0.00166 | 407.148 | 0.01387
| 409.9113 | 0.00496 | 409.2866 | 0.01461 | 431.8291 | 0 | 409.9113 | 0.035911 | 409.2866 | 0.028168 | 403.5612 | 0.84284 | 409.2866 | 0.72154 | 431.2384 | 0.09639 | 409.9113 | 0.0022078 | 407.3628 | 0.0021832 | 409.9113 | 0 | 409.9113 | 0 | 409.9113 | 0 | 409.9113 | 0 | 431.2384 | 2.5025e-05 | 409.9113 | 0 | 409.2865 | -0.00334 | 655.5949 | 0.00327 | 409.2866 | -0.0034286 | 654.8109 | 0 | 655.5949 | 0.00182 | 407.3628 | 0.01471
| 410.1295 | 0.0048669 | 409.5048 | 0.014758 | 431.9419 | 0.00151 | 410.1295 | 0.035704 | 409.5048 | 0.030891 | 403.7791 | 0.82218 | 409.5048 | 0.69832 | 431.3525 | 0.09773 | 410.1295 | 0.0050633 | 407.5776 | 0.0038668 | 410.1295 | 0.0019191 | 410.1295 | 0.0021187 | 410.1295 | 0.0015567 | 410.1295 | 0.00097843 | 431.3525 | 1.3254e-05 | 410.1295 | 0.00039279 | 409.5048 | 0.00121 | 655.7563 | 0.00457 | 409.5048 | 0.0033205 | 654.9725 | 6.9993e-05 | 655.7563 | 0.00172 | 407.5776 | 0.01553
| 410.3478 | 0.0040116 | 409.723 | 0.014275 | 432.0547 | 0 | 410.3478 | 0.034091 | 409.723 | 0.025883 | 403.9969 | 0.7964 | 409.723 | 0.66807 | 431.4666 | 0.1002 | 410.3478 | 0.0020249 | 407.7925 | 0.0013921 | 410.3478 | 0 | 410.3478 | 0 | 410.3478 | 0 | 410.3478 | 0 | 431.4666 | 2.6091e-05 | 410.3478 | 0 | 409.723 | -0.0023 | 655.9176 | 0.00429 | 409.723 | 0.0018097 | 655.1341 | 0 | 655.9176 | 0.0019 | 407.7925 | 0.01374
| 410.566 | 0.0054757 | 409.9412 | 0.013983 | 432.1676 | 0.00067626 | 410.566 | 0.034373 | 409.9412 | 0.029511 | 404.2148 | 0.77594 | 409.9412 | 0.65188 | 431.5808 | 0.10144 | 410.566 | 0.0043228 | 408.0073 | 0.0046219 | 410.566 | 0.0019025 | 410.566 | 0.0018183 | 410.566 | 0.0013262 | 410.566 | 0.00084155 | 431.5808 | 1.3045e-05 | 410.566 | 0.0002544 | 409.9412 | 0.00088446 | 656.079 | 0.00482 | 409.9412 | 0.002599 | 655.2957 | 6.9993e-05 | 656.079 | 0.00176 | 408.0073 | 0.01528
| 410.7843 | 0.0040175 | 410.1595 | 0.013924 | 432.2804 | 0 | 410.7843 | 0.032428 | 410.1595 | 0.025081 | 404.4326 | 0.75422 | 410.1595 | 0.63453 | 431.6949 | 0.10417 | 410.7843 | 0.0016544 | 408.2222 | 0.0033111 | 410.7843 | 0 | 410.7843 | 0 | 410.7843 | 0 | 410.7843 | 0 | 431.6949 | 2.2236e-05 | 410.7843 | 0 | 410.1595 | -0.00205 | 656.2403 | 0.00265 | 410.1595 | -0.0050324 | 655.4573 | 0 | 656.2403 | 0.00179 | 408.2222 | 0.01686
| 411.0026 | 0.0050201 | 410.3777 | 0.014638 | 432.3932 | 0.00098839 | 411.0026 | 0.032997 | 410.3777 | 0.028229 | 404.6505 | 0.73006 | 410.3777 | 0.62094 | 431.8091 | 0.10527 | 411.0026 | 0.0055368 | 408.4371 | 0.0042804 | 411.0026 | 0.0023976 | 411.0026 | 0.0017794 | 411.0026 | 0.0014866 | 411.0026 | 0.0010271 | 431.8091 | 9.191e-06 | 411.0026 | 0.00029852 | 410.3777 | 0.002 | 656.4017 | 0.00382 | 410.3777 | 0.0016363 | 655.6189 | 5.0004e-05 | 656.4017 | 0.00171 | 408.4371 | 0.01661
| 411.2209 | 0.0036156 | 410.596 | 0.013761 | 432.506 | 0 | 411.2209 | 0.030922 | 410.596 | 0.024008 | 404.8684 | 0.70879 | 410.596 | 0.60331 | 431.9232 | 0.10754 | 411.2208 | 0.0027975 | 408.6519 | 0.00093419 | 411.2208 | 0 | 411.2209 | 0 | 411.2208 | 0 | 411.2208 | 0 | 431.9232 | 2.2884e-05 | 411.2209 | 0 | 410.596 | -0.00102 | 656.5631 | 0.007 | 410.596 | 0.00085112 | 655.7805 | 0 | 656.5631 | 0.00187 | 408.6519 | 0.01508
| 411.4391 | 0.0052417 | 410.8143 | 0.013571 | 432.6189 | 0.00224 | 411.4391 | 0.030641 | 410.8143 | 0.026098 | 405.0863 | 0.68763 | 410.8143 | 0.58536 | 432.0374 | 0.10824 | 411.4392 | 0.0047806 | 408.8669 | 0.0042711 | 411.4392 | 0.0016714 | 411.4391 | 0.001086 | 411.4392 | 0.00025988 | 411.4392 | 0.00094833 | 432.0374 | 1.3682e-05 | 411.4391 | 0.00018532 | 410.8143 | 0.0004775 | 656.7245 | 0.0042 | 410.8143 | 0.0029283 | 655.9421 | 5.0004e-05 | 656.7245 | 0.00176 | 408.8668 | 0.01811
| 411.6575 | 0.0035122 | 411.0326 | 0.013902 | 432.7317 | 0 | 411.6575 | 0.028719 | 411.0326 | 0.021045 | 405.3043 | 0.66379 | 411.0326 | 0.55807 | 432.1516 | 0.11081 | 411.6575 | 0.0034217 | 409.0818 | 0.0010529 | 411.6575 | 0 | 411.6575 | 0 | 411.6575 | 0 | 411.6575 | 0 | 432.1516 | 2.2884e-05 | 411.6575 | 0 | 411.0326 | -0.00255 | 656.8859 | 0.00362 | 411.0326 | -0.0051149 | 656.1037 | 0 | 656.8859 | 0.00184 | 409.0818 | 0.01669
| 411.8758 | 0.0041107 | 411.2509 | 0.014567 | 432.8445 | 0.00137 | 411.8758 | 0.027916 | 411.2509 | 0.025042 | 405.5222 | 0.64284 | 411.2509 | 0.54847 | 432.2657 | 0.11224 | 411.8758 | 0.0056697 | 409.2967 | 0.0032748 | 411.8758 | 0.0020426 | 411.8758 | 0.0022785 | 411.8758 | 0.0015673 | 411.8758 | 0.0019562 | 432.2657 | 9.191e-06 | 411.8758 | 0.00026683 | 411.2509 | 0.00144 | 657.0472 | 0.00491 | 411.2509 | 0.002846 | 656.2654 | 5.0004e-05 | 657.0472 | 0.00162 | 409.2967 | 0.01946
| 412.0941 | 0.0033948 | 411.4693 | 0.013189 | 432.9573 | 0 | 412.0941 | 0.026418 | 411.4693 | 0.02168 | 405.7401 | 0.62057 | 411.4693 | 0.5312 | 432.3799 | 0.11541 | 412.0942 | 0.0031835 | 409.5116 | 0.00043516 | 412.0942 | 0 | 412.0941 | 0 | 412.0942 | 0 | 412.0942 | 0 | 432.3799 | 1.9678e-05 | 412.0942 | 0 | 411.4692 | -0.00162 | 657.2087 | 0.00295 | 411.4693 | -0.00055707 | 656.427 | 0 | 657.2087 | 0.00174 | 409.5116 | 0.01857
| 412.3125 | 0.0044894 | 411.6876 | 0.013261 | 433.0701 | 0.00225 | 412.3125 | 0.027136 | 411.6876 | 0.024246 | 405.9581 | 0.60119 | 411.6876 | 0.51305 | 432.4941 | 0.1172 | 412.3125 | 0.0058429 | 409.7266 | 0.0020398 | 412.3125 | 0.0020917 | 412.3125 | 0.0014729 | 412.3125 | 0.00056893 | 412.3125 | 0.00098928 | 432.4941 | 1.0476e-05 | 412.3125 | 0.00032153 | 411.6876 | -0.00010185 | 657.3701 | 0.00529 | 411.6876 | 0.0060617 | 656.5887 | 5.0004e-05 | 657.3701 | 0.00157 | 409.7266 | 0.01871
| 412.5309 | 0.0039068 | 411.906 | 0.013268 | 433.183 | 0 | 412.5309 | 0.025655 | 411.906 | 0.019397 | 406.1761 | 0.58073 | 411.906 | 0.48787 | 432.6083 | 0.12041 | 412.5309 | 0.0031136 | 409.9415 | 0.00067841 | 412.5309 | 0 | 412.5309 | 0.00023836 | 412.5309 | 0 | 412.5309 | 0 | 432.6083 | 2.4806e-05 | 412.5309 | 0 | 411.906 | -0.00219 | 657.5315 | 0.00362 | 411.906 | -0.0016531 | 656.7503 | 0 | 657.5315 | 0.00173 | 409.9415 | 0.01954
| 412.7493 | 0.0045043 | 412.1244 | 0.013055 | 433.2958 | 0.00158 | 412.7493 | 0.025113 | 412.1244 | 0.022747 | 406.394 | 0.56183 | 412.1244 | 0.47786 | 432.7225 | 0.12188 | 412.7493 | 0.0064147 | 410.1565 | 0.0024172 | 412.7493 | 0.001787 | 412.7493 | 0.0010188 | 412.7493 | 1.3079e-05 | 412.7493 | 0.00094069 | 432.7225 | 1.433e-05 | 412.7493 | 0.00045133 | 412.1243 | 0.00215 | 657.6929 | 0.00441 | 412.1244 | 0.0018097 | 656.912 | 6.9993e-05 | 657.6929 | 0.00162 | 410.1565 | 0.02345
| 412.9677 | 0.002908 | 412.3427 | 0.013524 | 433.4086 | 0 | 412.9677 | 0.024232 | 412.3427 | 0.01755 | 406.612 | 0.54296 | 412.3427 | 0.46031 | 432.8367 | 0.12461 | 412.9677 | 0.004376 | 410.3715 | 0.0011399 | 412.9677 | 0.00037413 | 412.9677 | 6.2449e-05 | 412.9677 | 0 | 412.9677 | 0 | 432.8367 | 2.866e-05 | 412.9677 | 0 | 412.3428 | -0.00085517 | 657.8543 | 0.00454 | 412.3427 | 0.00029551 | 657.0737 | 0 | 657.8543 | 0.00175 | 410.3715 | 0.02129
| 413.1861 | 0.0047429 | 412.5612 | 0.013074 | 433.5215 | 0.00191 | 413.1861 | 0.023504 | 412.5612 | 0.020439 | 406.83 | 0.52837 | 412.5612 | 0.44219 | 432.9509 | 0.12613 | 413.1861 | 0.0068545 | 410.5865 | 0.00040729 | 413.1861 | 0.0022938 | 413.1861 | 0.0014256 | 413.1861 | 0.0016633 | 413.1861 | 0.0012461 | 432.9509 | 1.4539e-05 | 413.1861 | 0.00043863 | 412.5612 | 0.0009932 | 658.0158 | 0.00411 | 412.5612 | -0.0074983 | 657.2353 | 3.0002e-05 | 658.0158 | 0.00161 | 410.5865 | 0.02144
| 413.4045 | 0.0037186 | 412.7796 | 0.012398 | 433.6343 | 0 | 413.4045 | 0.022373 | 412.7796 | 0.016455 | 407.0481 | 0.50914 | 412.7796 | 0.42206 | 433.0651 | 0.12903 | 413.4045 | 0.0041223 | 410.8015 | 0.00085944 | 413.4045 | 0 | 413.4045 | 0 | 413.4045 | 0 | 413.4045 | 0 | 433.0651 | 2.8232e-05 | 413.4045 | 0 | 412.7796 | -0.00145 | 658.1772 | 0.00373 | 412.7796 | -0.0020265 | 657.397 | 0 | 658.1772 | 0.00175 | 410.8014 | 0.02322
| 413.623 | 0.003983 | 412.998 | 0.012736 | 433.7471 | 0.00255 | 413.623 | 0.021734 | 412.998 | 0.020318 | 407.2661 | 0.49601 | 412.998 | 0.414 | 433.1793 | 0.13029 | 413.623 | 0.0078479 | 411.0165 | 0.0031504 | 413.623 | 0.00032898 | 413.623 | 0.0010604 | 413.623 | 0.00092469 | 413.623 | 0.0017542 | 433.1793 | 1.3902e-05 | 413.623 | 0.00030598 | 412.998 | 0.0011 | 658.3387 | 0.00411 | 412.998 | 0.00040673 | 657.5587 | 6.9993e-05 | 658.3387 | 0.00167 | 411.0165 | 0.02552
| 413.8414 | 0.0038807 | 413.2165 | 0.01262 | 433.8599 | 0 | 413.8414 | 0.021083 | 413.2165 | 0.016746 | 407.4841 | 0.48118 | 413.2165 | 0.3983 | 433.2935 | 0.13295 | 413.8414 | 0.0060298 | 411.2315 | 0.0016572 | 413.8414 | 0 | 413.8414 | 0.00053922 | 413.8414 | 0 | 413.8414 | 0 | 433.2935 | 2.1918e-05 | 413.8414 | 0 | 413.2165 | -0.00111 | 658.5001 | 0.00278 | 413.2165 | -0.0038976 | 657.7204 | 0 | 658.5001 | 0.00187 | 411.2315 | 0.02389
| 414.0599 | 0.0047663 | 413.435 | 0.013013 | 433.9728 | 0.00062425 | 414.0599 | 0.020709 | 413.435 | 0.019219 | 407.7022 | 0.46654 | 413.435 | 0.38987 | 433.4077 | 0.13456 | 414.0599 | 0.0092 | 411.4465 | 0.0058985 | 414.0599 | 0.0013291 | 414.0599 | 0.0016376 | 414.0599 | 0.0010448 | 414.0599 | 0.0017437 | 433.4077 | 8.2356e-06 | 414.0599 | 0.00041967 | 413.435 | 0.00145 | 658.6616 | 0.00471 | 413.435 | 0.0026476 | 657.8821 | 6.9993e-05 | 658.6616 | 0.00175 | 411.4465 | 0.02568
| 414.2784 | 0.0032148 | 413.6534 | 0.011502 | 434.0856 | 0 | 414.2784 | 0.019749 | 413.6534 | 0.014622 | 407.9203 | 0.4517 | 413.6534 | 0.37415 | 433.522 | 0.13761 | 414.2784 | 0.0063895 | 411.6616 | 0.0011315 | 414.2784 | 0 | 414.2784 | 0 | 414.2784 | 0 | 414.2784 | 0 | 433.522 | 2.0633e-05 | 414.2784 | 0 | 413.6534 | -0.00139 | 658.823 | 0.00424 | 413.6534 | -0.00121 | 658.0438 | 0 | 658.823 | 0.00193 | 411.6616 | 0.02693
| 414.4969 | 0.0031458 | 413.8719 | 0.012204 | 434.1984 | 0.00201 | 414.4969 | 0.019842 | 413.8719 | 0.018478 | 408.1383 | 0.4422 | 413.8719 | 0.36487 | 433.6362 | 0.13939 | 414.4969 | 0.0099201 | 411.8766 | 0.0029893 | 414.4969 | 0.0022429 | 414.4969 | 0.001218 | 414.4969 | 0.00079211 | 414.4969 | 0.0013735 | 433.6362 | 1.2408e-05 | 414.4969 | 0.00018988 | 413.8719 | 0.00096406 | 658.9845 | 0.00462 | 413.8719 | -2.2017e-05 | 658.2055 | 5.0004e-05 | 658.9845 | 0.00175 | 411.8766 | 0.02592
| 414.7154 | 0.0031663 | 414.0904 | 0.012468 | 434.3113 | 0 | 414.7154 | 0.018215 | 414.0904 | 0.015606 | 408.3564 | 0.42804 | 414.0904 | 0.35569 | 433.7504 | 0.14262 | 414.7154 | 0.006449 | 412.0917 | 0.0016168 | 414.7154 | 8.4131e-06 | 414.7154 | 2.6613e-05 | 414.7154 | 0 | 414.7154 | 0 | 433.7504 | 2.7913e-05 | 414.7154 | 0 | 414.0904 | -0.0018 | 659.146 | 0.00432 | 414.0904 | -0.00097699 | 658.3672 | 0 | 659.146 | 0.00188 | 412.0917 | 0.02706
| 414.9339 | 0.0039549 | 414.309 | 0.012689 | 434.4241 | 0.00172 | 414.9339 | 0.018711 | 414.309 | 0.017063 | 408.5745 | 0.41848 | 414.309 | 0.35078 | 433.8647 | 0.14502 | 414.9339 | 0.0097061 | 412.3068 | 0.002721 | 414.9339 | 0.0020724 | 414.9339 | 0.0014263 | 414.9339 | 0.00073546 | 414.9339 | 0.0014401 | 433.8647 | 1.5505e-05 | 414.9339 | 0.00034844 | 414.309 | 0.00096806 | 659.3075 | 0.0042 | 414.309 | 0.0036418 | 658.5289 | 6.9993e-05 | 659.3075 | 0.00174 | 412.3068 | 0.03298
| 415.1525 | 0.0028581 | 414.5275 | 0.012278 | 434.5369 | 0 | 415.1525 | 0.0162 | 414.5275 | 0.012845 | 408.7926 | 0.40779 | 414.5275 | 0.33623 | 433.9789 | 0.14848 | 415.1525 | 0.0073947 | 412.5219 | 0.0018262 | 415.1525 | 0 | 415.1525 | 0.00019822 | 415.1525 | 0 | 415.1525 | 0 | 433.9789 | 2.9835e-05 | 415.1525 | 0 | 414.5275 | -0.00107 | 659.469 | 0.00274 | 414.5275 | -0.0024166 | 658.6906 | 0 | 659.469 | 0.00185 | 412.5219 | 0.02883
| 415.371 | 0.003897 | 414.7461 | 0.012081 | 434.6498 | 0.00123 | 415.371 | 0.017824 | 414.7461 | 0.0148 | 409.0108 | 0.39912 | 414.7461 | 0.33129 | 434.0932 | 0.15028 | 415.371 | 0.010994 | 412.737 | 0.0029172 | 415.371 | 0.0018513 | 415.371 | 0.0011099 | 415.371 | 0.001094 | 415.371 | 0.00067009 | 434.0932 | 1.433e-05 | 415.371 | 0.00036582 | 414.7461 | 0.00117 | 659.6305 | 0.00373 | 414.7461 | 0.0017519 | 658.8524 | 5.0004e-05 | 659.6305 | 0.00168 | 412.737 | 0.03436
| 415.5896 | 0.0035014 | 414.9647 | 0.011536 | 434.7626 | 0 | 415.5896 | 0.016169 | 414.9647 | 0.012064 | 409.2289 | 0.38861 | 414.9647 | 0.32439 | 434.2074 | 0.15321 | 415.5896 | 0.0088973 | 412.9521 | 0.00039947 | 415.5896 | 0 | 415.5896 | 0 | 415.5896 | 0 | 415.5896 | 0 | 434.2074 | 2.5454e-05 | 415.5896 | 0 | 414.9647 | -0.00117 | 659.792 | 0.00322 | 414.9647 | -0.0034225 | 659.0141 | 0 | 659.792 | 0.00178 | 412.9522 | 0.0319
| 415.8082 | 0.0038466 | 415.1832 | 0.012427 | 434.8754 | 0.00109 | 415.8082 | 0.016746 | 415.1832 | 0.014922 | 409.4471 | 0.37987 | 415.1832 | 0.32394 | 434.3217 | 0.15475 | 415.8082 | 0.012663 | 413.1673 | 0.0038082 | 415.8082 | 0.0020777 | 415.8082 | 0.0017415 | 415.8082 | 0.00093835 | 415.8082 | 0.0013131 | 434.3217 | 1.1124e-05 | 415.8082 | 0.00029558 | 415.1832 | 0.00096013 | 659.9535 | 0.00459 | 415.1832 | 0.0015671 | 659.1758 | 6.9993e-05 | 659.9535 | 0.00162 | 413.1673 | 0.03655
| 416.0268 | 0.0028676 | 415.4018 | 0.011864 | 434.9883 | 0 | 416.0268 | 0.015283 | 415.4018 | 0.012864 | 409.6652 | 0.36739 | 415.4018 | 0.31024 | 434.4359 | 0.15827 | 416.0268 | 0.0097589 | 413.3824 | 0.0024982 | 416.0268 | 0 | 416.0268 | 0 | 416.0268 | 0 | 416.0268 | 0 | 434.4359 | 2.4169e-05 | 416.0268 | 0 | 415.4018 | -0.00166 | 660.115 | 0.00411 | 415.4018 | -0.0032007 | 659.3376 | 0 | 660.115 | 0.00179 | 413.3825 | 0.03573
| 416.2454 | 0.0038006 | 415.6205 | 0.012136 | 435.1011 | 0.00081498 | 416.2454 | 0.015535 | 415.6205 | 0.014932 | 409.8834 | 0.35851 | 415.6205 | 0.30692 | 434.5502 | 0.16054 | 416.2454 | 0.0125 | 413.5976 | 0.0041685 | 416.2454 | 0.0014277 | 416.2454 | 0.0017629 | 416.2454 | 0.00064166 | 416.2454 | 0.00096967 | 434.5502 | 1.3045e-05 | 416.2454 | 0.00045349 | 415.6205 | 0.00097831 | 660.2766 | 0.00427 | 415.6205 | 0.00043896 | 659.4993 | 6.9993e-05 | 660.2766 | 0.00161 | 413.5976 | 0.03728
| 416.464 | 0.0026354 | 415.8391 | 0.011639 | 435.214 | 0 | 416.464 | 0.013438 | 415.8391 | 0.010564 | 410.1016 | 0.3484 | 415.8391 | 0.3015 | 434.6645 | 0.16474 | 416.464 | 0.011156 | 413.8128 | 0.0020207 | 416.464 | 0 | 416.464 | 0 | 416.464 | 0 | 416.464 | 0 | 434.6645 | 2.6091e-05 | 416.464 | 0 | 415.8391 | -0.00115 | 660.4381 | 0.00397 | 415.8391 | -0.00080203 | 659.6611 | 0 | 660.4381 | 0.00185 | 413.8128 | 0.03925
| 416.6827 | 0.0032133 | 416.0577 | 0.012654 | 435.3268 | 0.0012 | 416.6827 | 0.014467 | 416.0577 | 0.014449 | 410.3198 | 0.34223 | 416.0577 | 0.29891 | 434.7788 | 0.16766 | 416.6827 | 0.013802 | 414.028 | 0.004855 | 416.6827 | 0.0026501 | 416.6827 | 0.0017872 | 416.6827 | 0.0019526 | 416.6827 | 0.0011638 | 434.7788 | 1.3045e-05 | 416.6827 | 0.00039458 | 416.0577 | 0.00197 | 660.5996 | 0.00691 | 416.0577 | 0.0010613 | 659.8229 | 6.9993e-05 | 660.5996 | 0.00172 | 414.0279 | 0.03871
| 416.9013 | 0.0033594 | 416.2764 | 0.01139 | 435.4396 | 0 | 416.9013 | 0.013096 | 416.2764 | 0.012456 | 410.538 | 0.33352 | 416.2764 | 0.28745 | 434.893 | 0.17175 | 416.9013 | 0.011436 | 414.2432 | 0.0013886 | 416.9013 | 7.4105e-07 | 416.9013 | 0 | 416.9013 | 0 | 416.9013 | 0 | 434.893 | 2.6727e-05 | 416.9013 | 0 | 416.2764 | -0.00202 | 660.7612 | 0.00387 | 416.2764 | -0.00054993 | 659.9846 | 0 | 660.7612 | 0.00185 | 414.2432 | 0.0372
| 417.12 | 0.0038309 | 416.4951 | 0.012174 | 435.5525 | 0.00158 | 417.12 | 0.013933 | 416.4951 | 0.014278 | 410.7562 | 0.32909 | 416.4951 | 0.28705 | 435.0073 | 0.17391 | 417.12 | 0.016137 | 414.4584 | 0.0042752 | 417.12 | 0.0015675 | 417.12 | 0.0012359 | 417.12 | 0.0011394 | 417.12 | 0.00064715 | 435.0073 | 1.3682e-05 | 417.12 | 0.00033821 | 416.4951 | 0.00089984 | 660.9227 | 0.00394 | 416.4951 | -0.0023119 | 660.1464 | 6.9993e-05 | 660.9227 | 0.00169 | 414.4584 | 0.04307
| 417.3387 | 0.0023021 | 416.7138 | 0.011741 | 435.6653 | 0 | 417.3387 | 0.012157 | 416.7138 | 0.011012 | 410.9744 | 0.32176 | 416.7138 | 0.27756 | 435.1216 | 0.17695 | 417.3387 | 0.012925 | 414.6736 | 0.00070175 | 417.3387 | 0 | 417.3387 | 0 | 417.3387 | 0 | 417.3387 | 0 | 435.1216 | 2.5454e-05 | 417.3387 | 0 | 416.7138 | -0.00161 | 661.0843 | 0.00476 | 416.7138 | -0.0037184 | 660.3082 | 0 | 661.0843 | 0.00182 | 414.6736 | 0.04189
| 417.5574 | 0.0030767 | 416.9325 | 0.012292 | 435.7782 | 0.00158 | 417.5574 | 0.012818 | 416.9325 | 0.014554 | 411.1927 | 0.31411 | 416.9325 | 0.2757 | 435.2359 | 0.17864 | 417.5574 | 0.018469 | 414.8888 | 0.0016877 | 417.5574 | 0.0022839 | 417.5574 | 0.001599 | 417.5574 | 0.00080039 | 417.5574 | 0.0012907 | 435.2359 | 1.1761e-05 | 417.5574 | 0.0003743 | 416.9325 | 0.00206 | 661.2458 | 0.00387 | 416.9325 | 0.0037832 | 660.47 | 5.0004e-05 | 661.2458 | 0.00175 | 414.8888 | 0.04504
| 417.7761 | 0.0027718 | 417.1512 | 0.010677 | 435.891 | 0 | 417.7761 | 0.011564 | 417.1512 | 0.0097345 | 411.4109 | 0.30469 | 417.1512 | 0.26356 | 435.3502 | 0.18246 | 417.7761 | 0.01497 | 415.1041 | 0.0030802 | 417.7761 | 0 | 417.7761 | 0 | 417.7761 | 0 | 417.7761 | 0 | 435.3502 | 2.4169e-05 | 417.7761 | 0 | 417.1512 | -0.00202 | 661.4074 | 0.00432 | 417.1512 | -0.00011905 | 660.6318 | 0 | 661.4074 | 0.00189 | 415.1041 | 0.04518
| 417.9948 | 0.0037223 | 417.3699 | 0.011918 | 436.0038 | 0.00224 | 417.9948 | 0.011512 | 417.3699 | 0.011078 | 411.6292 | 0.29409 | 417.3699 | 0.25834 | 435.4645 | 0.18515 | 417.9948 | 0.018694 | 415.3193 | 0.0043225 | 417.9948 | 0.0020023 | 417.9948 | 0.0010139 | 417.9948 | 0.00041771 | 417.9948 | 0.0013013 | 435.4645 | 1.2408e-05 | 417.9948 | 0.00023642 | 417.3699 | 0.00122 | 661.569 | 0.0044 | 417.3699 | 0.0016108 | 660.7935 | 6.9993e-05 | 661.569 | 0.00175 | 415.3193 | 0.04711
| 418.2135 | 0.0032648 | 417.5887 | 0.011532 | 436.1167 | 0 | 418.2135 | 0.011151 | 417.5887 | 0.010401 | 411.8475 | 0.28603 | 417.5887 | 0.24949 | 435.5788 | 0.1897 | 418.2135 | 0.016058 | 415.5346 | 0.0012233 | 418.2135 | 0 | 418.2135 | 0 | 418.2135 | 0 | 418.2135 | 0 | 435.5788 | 2.4169e-05 | 418.2135 | 0 | 417.5887 | -0.00179 | 661.7306 | 0.00436 | 417.5887 | 0.00036006 | 660.9554 | 0 | 661.7306 | 0.00182 | 415.5346 | 0.05174
| 418.4323 | 0.0035508 | 417.8074 | 0.013271 | 436.2295 | 0.00090168 | 418.4323 | 0.010778 | 417.8074 | 0.011896 | 412.0658 | 0.27821 | 417.8074 | 0.24851 | 435.6931 | 0.19245 | 418.4323 | 0.020671 | 415.7498 | 0.0040309 | 418.4323 | 0.0030693 | 418.4323 | 0.0023572 | 418.4323 | 0.0020928 | 418.4323 | 0.0018218 | 435.6931 | 1.1761e-05 | 418.4323 | 0.00045506 | 417.8074 | 0.0029 | 661.8922 | 0.00443 | 417.8074 | 0.0020675 | 661.1172 | 3.0002e-05 | 661.8922 | 0.00167 | 415.7498 | 0.05145
| 418.6511 | 0.0027669 | 418.0262 | 0.011412 | 436.3424 | 0 | 418.6511 | 0.0095194 | 418.0262 | 0.009799 | 412.2841 | 0.26856 | 418.0262 | 0.23626 | 435.8075 | 0.19692 | 418.6511 | 0.018579 | 415.9651 | 0.0029672 | 418.6511 | 0 | 418.6511 | 0 | 418.6511 | 0 | 418.6511 | 0 | 435.8075 | 2.8012e-05 | 418.6511 | 0 | 418.0262 | -0.00169 | 662.0537 | 0.00496 | 418.0262 | 0.0011092 | 661.279 | 0 | 662.0537 | 0.00179 | 415.9651 | 0.05149
| 418.8698 | 0.0033567 | 418.245 | 0.011611 | 436.4552 | 0.00101 | 418.8698 | 0.010427 | 418.245 | 0.011267 | 412.5024 | 0.26331 | 418.245 | 0.23462 | 435.9218 | 0.19967 | 418.8698 | 0.021602 | 416.1805 | 0.0014871 | 418.8698 | 0.0010198 | 418.8698 | 0.00074963 | 418.8698 | 0.00076968 | 418.8698 | 0.0014448 | 435.9218 | 1.6252e-05 | 418.8698 | 0.00030758 | 418.245 | 0.00073416 | 662.2153 | 0.00433 | 418.245 | -0.00035402 | 661.4408 | 6.9993e-05 | 662.2153 | 0.00168 | 416.1805 | 0.05578
| 419.0886 | 0.0018917 | 418.4638 | 0.010949 | 436.5681 | 0 | 419.0886 | 0.0088795 | 418.4638 | 0.0077727 | 412.7207 | 0.25331 | 418.4638 | 0.22353 | 436.0361 | 0.20378 | 419.0886 | 0.019959 | 416.3958 | 0.001108 | 419.0886 | 0 | 419.0886 | 0 | 419.0886 | 0 | 419.0886 | 0 | 436.0361 | 2.8012e-05 | 419.0886 | 0 | 418.4638 | -0.00257 | 662.3769 | 0.00381 | 418.4638 | -0.0068244 | 661.6026 | 0 | 662.3769 | 0.00181 | 416.3958 | 0.05656
| 419.3074 | 0.0034149 | 418.6826 | 0.011391 | 436.6809 | 0.00045084 | 419.3074 | 0.0097937 | 418.6826 | 0.011915 | 412.9391 | 0.2473 | 418.6826 | 0.22079 | 436.1504 | 0.20639 | 419.3074 | 0.025437 | 416.6111 | 0.0034498 | 419.3074 | 0.0031365 | 419.3074 | 0.0023112 | 419.3074 | 0.0019973 | 419.3074 | 0.00057618 | 436.1504 | 1.1761e-05 | 419.3074 | 0.00032243 | 418.6826 | 0.0014 | 662.5386 | 0.00322 | 418.6826 | 0.0033235 | 661.7645 | 5.0004e-05 | 662.5386 | 0.00174 | 416.6111 | 0.06158
| 419.5262 | 0.0020305 | 418.9015 | 0.010856 | 436.7938 | 0 | 419.5262 | 0.0083008 | 418.9015 | 0.0074642 | 413.1574 | 0.23748 | 418.9015 | 0.20957 | 436.2648 | 0.21093 | 419.5263 | 0.023023 | 416.8264 | 0.0021045 | 419.5263 | 0 | 419.5262 | 0 | 419.5263 | 0 | 419.5263 | 0 | 436.2648 | 2.0962e-05 | 419.5263 | 0 | 418.9015 | -0.00183 | 662.7002 | 0.00494 | 418.9015 | -0.0029327 | 661.9263 | 0 | 662.7002 | 0.00183 | 416.8264 | 0.06028
| 419.7451 | 0.0031653 | 419.1203 | 0.011341 | 436.9066 | 0.0018 | 419.7451 | 0.0092484 | 419.1203 | 0.010285 | 413.3758 | 0.23183 | 419.1203 | 0.20456 | 436.3791 | 0.21413 | 419.7451 | 0.026329 | 417.0418 | 0.0012089 | 419.7451 | 0.0023287 | 419.7451 | 0.0016084 | 419.7451 | 0.00027722 | 419.7451 | 0.00074451 | 436.3791 | 9.191e-06 | 419.7451 | 0.00051084 | 419.1203 | 0.00135 | 662.8618 | 0.00299 | 419.1203 | 0.0011666 | 662.0881 | 5.0004e-05 | 662.8618 | 0.00166 | 417.0418 | 0.06556
| 419.9639 | 0.0017972 | 419.3392 | 0.010783 | 437.0195 | 0 | 419.9639 | 0.0082024 | 419.3392 | 0.0080922 | 413.5942 | 0.2243 | 419.3392 | 0.19686 | 436.4935 | 0.21856 | 419.9639 | 0.024222 | 417.2571 | 0.0013004 | 419.9639 | 0 | 419.9639 | 0 | 419.9639 | 0 | 419.9639 | 0 | 436.4935 | 2.2884e-05 | 419.9639 | 0 | 419.3392 | -0.00127 | 663.0234 | 0.00531 | 419.3392 | -0.0014991 | 662.25 | 0 | 663.0234 | 0.00172 | 417.2571 | 0.06728
| 420.1828 | 0.003291 | 419.5581 | 0.011615 | 437.1323 | 0.00064159 | 420.1828 | 0.0082897 | 419.5581 | 0.0096816 | 413.8126 | 0.21603 | 419.5581 | 0.19503 | 436.6078 | 0.22196 | 420.1828 | 0.029083 | 417.4725 | 0.0046465 | 420.1828 | 0.0032969 | 420.1828 | 0.0023514 | 420.1828 | 0.00088212 | 420.1828 | 0.00096286 | 436.6078 | 1.3682e-05 | 420.1828 | 0.00034273 | 419.5581 | 0.00216 | 663.1851 | 0.00538 | 419.5581 | 0.00085502 | 662.4118 | 8.9995e-05 | 663.1851 | 0.00167 | 417.4725 | 0.06989
| 420.4017 | 0.0020213 | 419.777 | 0.010903 | 437.2452 | 0 | 420.4017 | 0.0070202 | 419.777 | 0.0080267 | 414.031 | 0.20914 | 419.777 | 0.18311 | 436.7222 | 0.22705 | 420.4017 | 0.026924 | 417.6879 | 0.0016759 | 420.4017 | 0 | 420.4017 | 0 | 420.4017 | 0 | 420.4017 | 0 | 436.7222 | 2.6091e-05 | 420.4017 | 0 | 419.777 | -0.00238 | 663.3467 | 0.00334 | 419.777 | -0.0042733 | 662.5737 | 0 | 663.3467 | 0.00182 | 417.6879 | 0.07213
| 420.6206 | 0.0029835 | 419.9959 | 0.011196 | 437.358 | 0.0006936 | 420.6206 | 0.0082515 | 419.9959 | 0.0087822 | 414.2494 | 0.20066 | 419.9959 | 0.17887 | 436.8365 | 0.23095 | 420.6206 | 0.031639 | 417.9033 | 0.0032857 | 420.6206 | 0.0016201 | 420.6206 | 0.0019546 | 420.6206 | 0.00028412 | 420.6206 | 0.0013145 | 436.8365 | 1.3474e-05 | 420.6206 | 0.00045258 | 419.9959 | 0.00054095 | 663.5084 | 0.00352 | 419.9959 | 0.0025589 | 662.7356 | 6.9993e-05 | 663.5084 | 0.00171 | 417.9033 | 0.07561
| 420.8395 | 0.002116 | 420.2148 | 0.010814 | 437.4709 | 0 | 420.8395 | 0.0062715 | 420.2148 | 0.0058335 | 414.4678 | 0.19491 | 420.2148 | 0.16953 | 436.9509 | 0.23593 | 420.8395 | 0.029128 | 418.1187 | 0.0024843 | 420.8395 | 0 | 420.8395 | 0 | 420.8395 | 0 | 420.8395 | 0 | 436.9509 | 2.3312e-05 | 420.8395 | 0 | 420.2148 | -0.00167 | 663.67 | 0.00425 | 420.2148 | -0.0024334 | 662.8975 | 0 | 663.67 | 0.00183 | 418.1187 | 0.07589
| 421.0584 | 0.0024566 | 420.4338 | 0.0099698 | 437.5838 | 0.00137 | 421.0584 | 0.0076118 | 420.4338 | 0.0092482 | 414.6862 | 0.18846 | 420.4338 | 0.16719 | 437.0653 | 0.23926 | 421.0584 | 0.032618 | 418.3341 | 0.0031819 | 421.0584 | 0.0026611 | 421.0584 | 0.0015282 | 421.0584 | 0.0012468 | 421.0584 | 0.0022139 | 437.0653 | 1.0904e-05 | 421.0584 | 0.00031693 | 420.4337 | 0.00079874 | 663.8317 | 0.00436 | 420.4338 | -2.8642e-05 | 663.0593 | 5.0004e-05 | 663.8317 | 0.00166 | 418.3341 | 0.08206
| 421.2773 | 0.0025042 | 420.6527 | 0.010621 | 437.6966 | 0 | 421.2773 | 0.0062996 | 420.6527 | 0.0066626 | 414.9047 | 0.18115 | 420.6527 | 0.15794 | 437.1796 | 0.24404 | 421.2773 | 0.031342 | 418.5496 | 0.0026669 | 421.2773 | 0 | 421.2773 | 0 | 421.2773 | 0 | 421.2773 | 0 | 437.1796 | 2.2236e-05 | 421.2773 | 0 | 420.6527 | -0.00176 | 663.9934 | 0.00401 | 420.6527 | -0.0014397 | 663.2212 | 0 | 663.9934 | 0.0018 | 418.5496 | 0.08299
| 421.4963 | 0.0025795 | 420.8717 | 0.010462 | 437.8095 | 0.00196 | 421.4963 | 0.0072805 | 420.8717 | 0.0076948 | 415.1232 | 0.17606 | 420.8717 | 0.15473 | 437.294 | 0.24677 | 421.4963 | 0.034994 | 418.765 | 0.0045286 | 421.4963 | 0.001897 | 421.4963 | 0.0017926 | 421.4963 | 0.00028429 | 421.4963 | 0.00082286 | 437.294 | 1.2408e-05 | 421.4963 | 0.00022735 | 420.8717 | 0.00125 | 664.155 | 0.00589 | 420.8717 | -0.0010451 | 663.3831 | 6.9993e-05 | 664.155 | 0.00164 | 418.765 | 0.08801
| 421.7152 | 0.0019976 | 421.0907 | 0.0098432 | 437.9223 | 0 | 421.7152 | 0.0057745 | 421.0907 | 0.0061288 | 415.3416 | 0.16941 | 421.0907 | 0.1462 | 437.4084 | 0.25143 | 421.7152 | 0.03404 | 418.9805 | 0.0036678 | 421.7152 | 0 | 421.7152 | 0 | 421.7152 | 0 | 421.7152 | 0 | 437.4084 | 2.2884e-05 | 421.7152 | 0 | 421.0907 | -0.00151 | 664.3167 | 0.00438 | 421.0907 | -0.0018217 | 663.545 | 0 | 664.3167 | 0.00183 | 418.9805 | 0.0862
| 421.9342 | 0.0026778 | 421.3097 | 0.010918 | 438.0352 | 0.00114 | 421.9342 | 0.0065307 | 421.3097 | 0.0091958 | 415.5601 | 0.1638 | 421.3097 | 0.14481 | 437.5228 | 0.25458 | 421.9342 | 0.037485 | 419.1959 | 0.0025359 | 421.9342 | 0.0024962 | 421.9342 | 0.0018735 | 421.9342 | 0.0012633 | 421.9342 | 0.0022126 | 437.5228 | 1.0695e-05 | 421.9342 | 0.00040412 | 421.3097 | 0.00113 | 664.4784 | 0.00529 | 421.3097 | -0.001579 | 663.7069 | 5.0004e-05 | 664.4784 | 0.00169 | 419.1959 | 0.09304
| 422.1532 | 0.0020451 | 421.5287 | 0.010275 | 438.1481 | 0 | 422.1532 | 0.006434 | 421.5287 | 0.0049871 | 415.7786 | 0.15758 | 421.5287 | 0.13647 | 437.6372 | 0.26015 | 422.1532 | 0.035422 | 419.4114 | 0.0023461 | 422.1532 | 0 | 422.1532 | 0 | 422.1532 | 0 | 422.1532 | 0 | 437.6372 | 2.3093e-05 | 422.1532 | 0 | 421.5287 | -0.00066346 | 664.6401 | 0.00364 | 421.5287 | -0.0029657 | 663.8688 | 0 | 664.6401 | 0.00181 | 419.4114 | 0.0944
| 422.3722 | 0.0029409 | 421.7477 | 0.011026 | 438.2609 | 0.00083232 | 422.3722 | 0.0063794 | 421.7477 | 0.0077971 | 415.9971 | 0.15176 | 421.7477 | 0.13553 | 437.7516 | 0.26436 | 422.3722 | 0.040858 | 419.6269 | 0.0020165 | 422.3722 | 0.003988 | 422.3722 | 0.001643 | 422.3722 | 0.001505 | 422.3722 | 0.002038 | 437.7516 | 1.2837e-05 | 422.3722 | 0.00033045 | 421.7477 | 0.00264 | 664.8018 | 0.00318 | 421.7477 | 0.0026747 | 664.0307 | 5.0004e-05 | 664.8018 | 0.00166 | 419.6269 | 0.09919
| 422.5912 | 0.0016372 | 421.9667 | 0.010408 | 438.3738 | 0 | 422.5912 | 0.0061593 | 421.9667 | 0.0055768 | 416.2156 | 0.14549 | 421.9667 | 0.12871 | 437.866 | 0.27055 | 422.5912 | 0.038695 | 419.8424 | 0.0042552 | 422.5912 | 0 | 422.5912 | 0 | 422.5912 | 0 | 422.5912 | 0 | 437.866 | 2.7584e-05 | 422.5912 | 0 | 421.9667 | -0.00137 | 664.9635 | 0.00418 | 421.9667 | -0.0021345 | 664.1926 | 0 | 664.9635 | 0.00177 | 419.8424 | 0.10151
| 422.8102 | 0.0024289 | 422.1858 | 0.010578 | 438.4866 | 0.00123 | 422.8102 | 0.005209 | 422.1858 | 0.0083604 | 416.4342 | 0.14174 | 422.1858 | 0.12718 | 437.9804 | 0.2751 | 422.8102 | 0.042714 | 420.0579 | 0.0051605 | 422.8102 | 0.0022236 | 422.8102 | 0.001418 | 422.8102 | 0.0014396 | 422.8102 | 0.0014789 | 437.9804 | 1.5186e-05 | 422.8102 | 0.00010408 | 422.1858 | 0.00187 | 665.1252 | 0.00413 | 422.1858 | 0.0047057 | 664.3546 | 5.0004e-05 | 665.1252 | 0.0017 | 420.0579 | 0.10262
| 423.0293 | 0.0020656 | 422.4049 | 0.010869 | 438.5995 | 0 | 423.0293 | 0.0046389 | 422.4049 | 0.005646 | 416.6527 | 0.13558 | 422.4049 | 0.11966 | 438.0948 | 0.28066 | 423.0293 | 0.042208 | 420.2734 | 0.0020948 | 423.0293 | 0 | 423.0293 | 0.00030675 | 423.0293 | 0 | 423.0293 | 0 | 438.0948 | 2.4806e-05 | 423.0293 | 0 | 422.4049 | -0.00167 | 665.287 | 0.00464 | 422.4049 | -0.0026196 | 664.5165 | 0 | 665.287 | 0.00187 | 420.2734 | 0.10619
| 423.2484 | 0.0022184 | 422.624 | 0.010782 | 438.7124 | 0.00091902 | 423.2484 | 0.0053654 | 422.624 | 0.0070137 | 416.8713 | 0.13001 | 422.624 | 0.11899 | 438.2092 | 0.2843 | 423.2483 | 0.047059 | 420.489 | 0.0035811 | 423.2483 | 0.0021493 | 423.2484 | 0.0013444 | 423.2483 | 0.00091702 | 423.2483 | 0.0018411 | 438.2092 | 9.8388e-06 | 423.2484 | 0.00044525 | 422.6239 | 0.00115 | 665.4487 | 0.00496 | 422.624 | 0.00028107 | 664.6784 | 6.9993e-05 | 665.4487 | 0.00175 | 420.489 | 0.10852
| 423.4674 | 0.0019289 | 422.8431 | 0.0099376 | 438.8252 | 0 | 423.4674 | 0.0047399 | 422.8431 | 0.0048042 | 417.0898 | 0.12505 | 422.8431 | 0.11254 | 438.3236 | 0.28938 | 423.4674 | 0.046807 | 420.7045 | 0.0040015 | 423.4674 | 0 | 423.4674 | 0 | 423.4674 | 0 | 423.4674 | 0 | 438.3236 | 2.0853e-05 | 423.4674 | 0 | 422.8431 | -0.00158 | 665.6104 | 0.0039 | 422.8431 | -0.00035477 | 664.8404 | 0 | 665.6104 | 0.00181 | 420.7045 | 0.11313
| 423.6865 | 0.0020754 | 423.0622 | 0.0099162 | 438.9381 | 0.00165 | 423.6865 | 0.005793 | 423.0622 | 0.0067732 | 417.3084 | 0.12304 | 423.0622 | 0.11226 | 438.4381 | 0.29354 | 423.6865 | 0.051031 | 420.9201 | 0.004379 | 423.6865 | 0.0011743 | 423.6865 | 0.0010499 | 423.6865 | 0.00013538 | 423.6865 | 0.0015698 | 438.4381 | 1.1014e-05 | 423.6865 | 0.00036797 | 423.0622 | 0.0015 | 665.7722 | 0.00522 | 423.0622 | -0.00011206 | 665.0023 | 6.9993e-05 | 665.7722 | 0.00162 | 420.9201 | 0.11507
| 423.9056 | 0.0019118 | 423.2813 | 0.010532 | 439.051 | 0.00034761 | 423.9056 | 0.0043974 | 423.2813 | 0.0046439 | 417.527 | 0.1173 | 423.2813 | 0.10567 | 438.5525 | 0.30004 | 423.9056 | 0.051518 | 421.1357 | 0.0032798 | 423.9056 | 0 | 423.9056 | 0 | 423.9056 | 0 | 423.9056 | 0 | 438.5525 | 2.5344e-05 | 423.9056 | 0 | 423.2813 | -0.00052108 | 665.9339 | 0.00367 | 423.2813 | -0.0039044 | 665.1643 | 0 | 665.9339 | 0.00174 | 421.1357 | 0.12002
| 424.1247 | 0.0014275 | 423.5004 | 0.01056 | 439.1639 | 0.00165 | 424.1247 | 0.0042607 | 423.5004 | 0.0063963 | 417.7456 | 0.11439 | 423.5004 | 0.10461 | 438.6669 | 0.30491 | 424.1247 | 0.057061 | 421.3513 | 0.0023992 | 424.1247 | 0.0026942 | 424.1247 | 0.0011486 | 424.1247 | 0.0017046 | 424.1247 | 0.00095875 | 438.6669 | 1.433e-05 | 424.1247 | 0.00025932 | 423.5004 | 0.0009076 | 666.0957 | 0.00362 | 423.5004 | 0.0058285 | 665.3262 | 6.9993e-05 | 666.0957 | 0.00161 | 421.3513 | 0.12612
| 424.3438 | 0.001728 | 423.7196 | 0.010266 | 439.2767 | 0 | 424.3438 | 0.0036877 | 423.7196 | 0.0044151 | 417.9642 | 0.10984 | 423.7196 | 0.099416 | 438.7814 | 0.31078 | 424.3438 | 0.054918 | 421.5669 | 0.0022737 | 424.3438 | 0 | 424.3438 | 0 | 424.3438 | 0 | 424.3438 | 0 | 438.7814 | 2.6727e-05 | 424.3438 | 0 | 423.7196 | -0.00165 | 666.2574 | 0.00445 | 423.7196 | -0.00058901 | 665.4882 | 0 | 666.2574 | 0.00177 | 421.5669 | 0.12672
| 424.563 | 0.0021412 | 423.9388 | 0.010576 | 439.3896 | 0.00165 | 424.563 | 0.0046643 | 423.9388 | 0.0069816 | 418.1829 | 0.10707 | 423.9388 | 0.099793 | 438.8958 | 0.31439 | 424.563 | 0.06165 | 421.7825 | 0.0028285 | 424.563 | 0.0024523 | 424.563 | 0.0020151 | 424.563 | 0.00099355 | 424.563 | 0.0013757 | 438.8958 | 1.3474e-05 | 424.563 | 0.00031667 | 423.9388 | 0.00015084 | 666.4192 | 0.00461 | 423.9388 | 0.0061174 | 665.6502 | 5.0004e-05 | 666.4192 | 0.00169 | 421.7825 | 0.13238
| 424.7821 | 0.0011068 | 424.158 | 0.0096759 | 439.5025 | 0 | 424.7821 | 0.0042858 | 424.158 | 0.0036759 | 418.4015 | 0.10198 | 424.158 | 0.09606 | 439.0103 | 0.31931 | 424.7821 | 0.062201 | 421.9981 | 0.002753 | 424.7821 | 0 | 424.7821 | 0 | 424.7821 | 0 | 424.7821 | 0 | 439.0103 | 2.6519e-05 | 424.7821 | 0 | 424.158 | -0.00215 | 666.581 | 0.00552 | 424.158 | -0.0016905 | 665.8121 | 0 | 666.581 | 0.00189 | 421.9981 | 0.13044
| 425.0013 | 0.002122 | 424.3772 | 0.010318 | 439.6153 | 0.00147 | 425.0013 | 0.0041591 | 424.3772 | 0.0070895 | 418.6201 | 0.098943 | 424.3772 | 0.096877 | 439.1247 | 0.3224 | 425.0013 | 0.068228 | 422.2137 | 0.0060496 | 425.0013 | 0.0020167 | 425.0013 | 0.002015 | 425.0013 | 0.001205 | 425.0013 | 0.00084181 | 439.1247 | 1.411e-05 | 425.0013 | 0.00031352 | 424.3772 | 0.00122 | 666.7427 | 0.00364 | 424.3772 | 0.0010601 | 665.9741 | 6.9993e-05 | 666.7427 | 0.00178 | 422.2138 | 0.1366
| 425.2205 | 0.0014558 | 424.5964 | 0.010589 | 439.7282 | 0 | 425.2205 | 0.0036502 | 424.5964 | 0.0041187 | 418.8388 | 0.095635 | 424.5964 | 0.0911 | 439.2392 | 0.32707 | 425.2205 | 0.06916 | 422.4294 | 0.003054 | 425.2205 | 0 | 425.2205 | 0 | 425.2205 | 0 | 425.2205 | 0 | 439.2392 | 2.6727e-05 | 425.2205 | 0 | 424.5964 | -0.00142 | 666.9045 | 0.00288 | 424.5964 | -0.0024571 | 666.1361 | 0 | 666.9045 | 0.00185 | 422.4294 | 0.14372
| 425.4397 | 0.0018429 | 424.8156 | 0.0097458 | 439.8411 | 0.00125 | 425.4397 | 0.004319 | 424.8156 | 0.0068524 | 419.0575 | 0.092889 | 424.8156 | 0.090484 | 439.3536 | 0.32962 | 425.4397 | 0.073376 | 422.6451 | 0.0063798 | 425.4397 | 0.0017268 | 425.4397 | 0.0015419 | 425.4397 | 0.0021514 | 425.4397 | 0.0013539 | 439.3536 | 1.3682e-05 | 425.4397 | 0.00028898 | 424.8156 | 0.00070626 | 667.0663 | 0.00373 | 424.8156 | 0.0040729 | 666.2981 | 8.9995e-05 | 667.0663 | 0.00167 | 422.6451 | 0.14577
| 425.6589 | 0.00082773 | 425.0349 | 0.010105 | 439.954 | 0 | 425.6589 | 0.0032335 | 425.0349 | 0.0037492 | 419.2762 | 0.088913 | 425.0349 | 0.084475 | 439.4681 | 0.33447 | 425.6589 | 0.073407 | 422.8607 | 0.0064018 | 425.6589 | 0 | 425.6589 | 0 | 425.6589 | 0 | 425.6589 | 0 | 439.4681 | 2.6091e-05 | 425.6589 | 0 | 425.0349 | -0.00186 | 667.2281 | 0.00432 | 425.0349 | -0.0029951 | 666.4601 | 0 | 667.2281 | 0.00178 | 422.8607 | 0.14725
| 425.8781 | 0.0019529 | 425.2541 | 0.010881 | 440.0668 | 0.00104 | 425.8781 | 0.004769 | 425.2541 | 0.007205 | 419.4949 | 0.087284 | 425.2541 | 0.085471 | 439.5826 | 0.33829 | 425.8781 | 0.080306 | 423.0764 | 0.0054172 | 425.8781 | 0.0013488 | 425.8781 | 0.0015671 | 425.8781 | 0.0014147 | 425.8781 | 0.0014469 | 439.5826 | 1.2408e-05 | 425.8781 | 0.00035325 | 425.2541 | 0.00134 | 667.3899 | 0.00477 | 425.2541 | 0.0019803 | 666.6221 | 6.9993e-05 | 667.3899 | 0.00169 | 423.0764 | 0.15405
| 426.0973 | 0.0012176 | 425.4734 | 0.0097739 | 440.1797 | 0 | 426.0973 | 0.0036962 | 425.4734 | 0.003231 | 419.7136 | 0.08411 | 425.4734 | 0.079556 | 439.697 | 0.34442 | 426.0973 | 0.080336 | 423.2921 | 0.0033604 | 426.0973 | 0 | 426.0973 | 0 | 426.0973 | 0 | 426.0973 | 0 | 439.697 | 2.5454e-05 | 426.0973 | 0 | 425.4734 | -0.00198 | 667.5517 | 0.0039 | 425.4734 | -0.0016425 | 666.7841 | 0 | 667.5517 | 0.00176 | 423.2921 | 0.15903
| 426.3166 | 0.0022464 | 425.6927 | 0.0085738 | 440.2926 | 0.00137 | 426.3166 | 0.003712 | 425.6927 | 0.0067432 | 419.9323 | 0.082485 | 425.6927 | 0.079707 | 439.8115 | 0.34837 | 426.3166 | 0.086038 | 423.5078 | 0.00521 | 426.3166 | 0.0011278 | 426.3166 | 0.00057822 | 426.3166 | 0.00032724 | 426.3166 | 0.00079842 | 439.8115 | 1.3045e-05 | 426.3166 | 0.00037698 | 425.6927 | 0.00032644 | 667.7135 | 0.00596 | 425.6927 | 0.00098034 | 666.9461 | 5.0004e-05 | 667.7135 | 0.00165 | 423.5078 | 0.16248
| 426.5359 | 0.0021051 | 425.912 | 0.0096127 | 440.4055 | 0 | 426.5359 | 0.0037228 | 425.912 | 0.0028191 | 420.1511 | 0.079022 | 425.912 | 0.074441 | 439.926 | 0.35478 | 426.5358 | 0.086088 | 423.7235 | 0.0029791 | 426.5358 | 0 | 426.5359 | 0 | 426.5358 | 0 | 426.5358 | 0 | 439.926 | 2.4378e-05 | 426.5359 | 0 | 425.912 | -0.00137 | 667.8753 | 0.00406 | 425.912 | -0.0022163 | 667.1081 | 6.6672e-06 | 667.8753 | 0.00187 | 423.7235 | 0.16958
| 426.7551 | 0.0027129 | 426.1313 | 0.01064 | 440.5184 | 0.00168 | 426.7551 | 0.0033636 | 426.1313 | 0.0055655 | 420.3698 | 0.076969 | 426.1313 | 0.075436 | 440.0405 | 0.35944 | 426.7551 | 0.093823 | 423.9392 | 0.0065568 | 426.7551 | 0.0022547 | 426.7551 | 0.0018284 | 426.7551 | 0.00072792 | 426.7551 | 0.001186 | 440.0405 | 1.1332e-05 | 426.7551 | 0.00030176 | 426.1313 | 0.00075074 | 668.0372 | 0.00419 | 426.1313 | 0.0017902 | 667.2702 | 6.9993e-05 | 668.0372 | 0.00179 | 423.9392 | 0.17332
| 426.9744 | 0.0014892 | 426.3506 | 0.0099744 | 440.6313 | 0 | 426.9744 | 0.0029851 | 426.3506 | 0.0049345 | 420.5886 | 0.073686 | 426.3506 | 0.071232 | 440.155 | 0.36698 | 426.9744 | 0.094709 | 424.155 | 0.0052908 | 426.9744 | 0 | 426.9744 | 0 | 426.9744 | 0 | 426.9744 | 0 | 440.155 | 1.9886e-05 | 426.9744 | 0 | 426.3506 | -0.0014 | 668.199 | 0.00387 | 426.3506 | -0.00054385 | 667.4322 | 0 | 668.199 | 0.00192 | 424.155 | 0.17402
| 427.1937 | 0.002818 | 426.57 | 0.010262 | 440.7441 | 0.00203 | 427.1937 | 0.0035526 | 426.57 | 0.006386 | 420.8073 | 0.072752 | 426.57 | 0.072712 | 440.2695 | 0.37369 | 427.1937 | 0.10195 | 424.3707 | 0.0066987 | 427.1937 | 0.0017371 | 427.1937 | 0.0017333 | 427.1937 | 0.00063166 | 427.1937 | 0.0020402 | 440.2695 | 8.5541e-06 | 427.1937 | 0.00016805 | 426.57 | 0.00192 | 668.3608 | 0.00317 | 426.57 | -0.0014893 | 667.5942 | 6.9993e-05 | 668.3608 | 0.00168 | 424.3707 | 0.18009
| 427.413 | 0.00033065 | 426.7894 | 0.0093447 | 440.857 | 0 | 427.413 | 0.0018663 | 426.7894 | 0.0035026 | 421.0261 | 0.069887 | 426.7894 | 0.066773 | 440.384 | 0.38371 | 427.413 | 0.10238 | 424.5865 | 0.0033514 | 427.413 | 0 | 427.413 | 0 | 427.413 | 0 | 427.413 | 0 | 440.384 | 1.9678e-05 | 427.413 | 0 | 426.7894 | -0.00323 | 668.5227 | 0.00373 | 426.7894 | -0.0010993 | 667.7563 | 0 | 668.5227 | 0.00183 | 424.5865 | 0.1874
| 427.6324 | 0.0017133 | 427.0087 | 0.0099982 | 440.9699 | 0.00172 | 427.6324 | 0.0035622 | 427.0087 | 0.0049697 | 421.2449 | 0.068469 | 427.0087 | 0.067481 | 440.4985 | 0.39237 | 427.6324 | 0.11234 | 424.8023 | 0.0065293 | 427.6324 | 0.0024838 | 427.6324 | 0.0013911 | 427.6324 | 0.00085345 | 427.6324 | 0.0019908 | 440.4985 | 1.1332e-05 | 427.6324 | 0.00044545 | 427.0087 | 0.00217 | 668.6845 | 0.00431 | 427.0087 | -0.0025052 | 667.9183 | 6.9993e-05 | 668.6845 | 0.0017 | 424.8023 | 0.19515
| 427.8517 | 0.0017215 | 427.2281 | 0.010433 | 441.0828 | 0 | 427.8517 | 0.0029536 | 427.2281 | 0.0027765 | 421.4637 | 0.066336 | 427.2281 | 0.063183 | 440.613 | 0.40154 | 427.8517 | 0.11327 | 425.0181 | 0.0053787 | 427.8517 | 0 | 427.8517 | 0.00058839 | 427.8517 | 0 | 427.8517 | 0 | 440.613 | 2.4597e-05 | 427.8517 | 0 | 427.2281 | -0.0013 | 668.8464 | 0.00424 | 427.2281 | 0.0016121 | 668.0804 | 0 | 668.8464 | 0.00181 | 425.0181 | 0.20097
| 428.0711 | 0.0028655 | 427.4475 | 0.0097671 | 441.1957 | 0.00104 | 428.0711 | 0.0032907 | 427.4475 | 0.0055414 | 421.6825 | 0.065461 | 427.4475 | 0.062919 | 440.7275 | 0.40843 | 428.0711 | 0.11974 | 425.2339 | 0.0068226 | 428.0711 | 0.0015818 | 428.0711 | 0.0014588 | 428.0711 | 0.00073916 | 428.0711 | 0.0026817 | 440.7275 | 1.3474e-05 | 428.0711 | 0.00027832 | 427.4475 | 0.00111 | 669.0083 | 0.00707 | 427.4475 | 0.0071267 | 668.2424 | 5.0004e-05 | 669.0083 | 0.00164 | 425.2339 | 0.20645
| 428.2904 | 0.0016536 | 427.6669 | 0.0090531 | 441.3086 | 0 | 428.2904 | 0.002281 | 427.6669 | 0.0030289 | 421.9014 | 0.063069 | 427.6669 | 0.057068 | 440.8421 | 0.41632 | 428.2905 | 0.11888 | 425.4497 | 0.0055616 | 428.2905 | 0 | 428.2904 | 0 | 428.2905 | 0 | 428.2905 | 0 | 440.8421 | 2.6299e-05 | 428.2904 | 0 | 427.6669 | -0.00188 | 669.1701 | 0.00392 | 427.6669 | 0.00065399 | 668.4045 | 0 | 669.1701 | 0.00165 | 425.4497 | 0.20907
| 428.5098 | 0.0016547 | 427.8864 | 0.0096318 | 441.4214 | 0.0013 | 428.5098 | 0.0033858 | 427.8864 | 0.0052338 | 422.1202 | 0.06217 | 427.8864 | 0.05867 | 440.9566 | 0.42195 | 428.5098 | 0.12749 | 425.6655 | 0.0058223 | 428.5098 | 0.0018597 | 428.5098 | 0.0016047 | 428.5098 | 0.00024174 | 428.5098 | 0.0012162 | 440.9566 | 1.3045e-05 | 428.5098 | 0.00024764 | 427.8864 | 0.00062619 | 669.332 | 0.00459 | 427.8864 | 0.0018596 | 668.5666 | 0.00011 | 669.332 | 0.00152 | 425.6655 | 0.21606
| 428.7292 | 0.0023237 | 428.1058 | 0.0090074 | 441.5343 | 0 | 428.7292 | 0.0037144 | 428.1058 | 0.0028454 | 422.3391 | 0.059323 | 428.1058 | 0.053902 | 441.0711 | 0.42984 | 428.7292 | 0.12909 | 425.8813 | 0.0070976 | 428.7292 | 0 | 428.7292 | 0 | 428.7292 | 0 | 428.7292 | 0 | 441.0711 | 2.4169e-05 | 428.7292 | 0 | 428.1058 | -0.00163 | 669.4939 | 0.00388 | 428.1058 | -0.0035314 | 668.7287 | 0 | 669.4939 | 0.00175 | 425.8813 | 0.22211
| 428.9487 | 0.0020859 | 428.3253 | 0.009723 | 441.6472 | 0.00062425 | 428.9487 | 0.0032268 | 428.3253 | 0.0054062 | 422.5579 | 0.059679 | 428.3253 | 0.05582 | 441.1857 | 0.43651 | 428.9487 | 0.13704 | 426.0972 | 0.0060537 | 428.9487 | 0.0027366 | 428.9487 | 0.0018241 | 428.9487 | 0.0014568 | 428.9487 | 0.0020817 | 441.1857 | 1.1124e-05 | 428.9487 | 0.00029319 | 428.3253 | 0.00135 | 669.6558 | 0.00482 | 428.3253 | 0.0020892 | 668.8907 | 8.9995e-05 | 669.6558 | 0.00172 | 426.0972 | 0.2267
| 429.1681 | 0.0017357 | 428.5448 | 0.009523 | 441.7601 | 0 | 429.1681 | 0.0031166 | 428.5448 | 0.0020331 | 422.7768 | 0.0569 | 428.5448 | 0.050864 | 441.3002 | 0.44549 | 429.1681 | 0.13656 | 426.313 | 0.0070992 | 429.1681 | 0 | 429.1681 | 0 | 429.1681 | 0 | 429.1681 | 0 | 441.3002 | 2.3521e-05 | 429.1681 | 0 | 428.5448 | -0.00164 | 669.8177 | 0.00485 | 428.5448 | 0.00032234 | 669.0528 | 0 | 669.8177 | 0.00189 | 426.313 | 0.23398
| 429.3875 | 0.0019923 | 428.7643 | 0.0096292 | 441.873 | 0.00097105 | 429.3875 | 0.0028214 | 428.7643 | 0.0048435 | 422.9957 | 0.056472 | 428.7643 | 0.052721 | 441.4147 | 0.4514 | 429.3875 | 0.14487 | 426.5289 | 0.0086288 | 429.3875 | 0.0025505 | 429.3875 | 0.0014258 | 429.3875 | 0.00078331 | 429.3875 | 0.00070871 | 441.4147 | 1.2727e-05 | 429.3875 | 0.00040353 | 428.7643 | 0.00032989 | 669.9796 | 0.00276 | 428.7643 | 0.0029247 | 669.2149 | 8.9995e-05 | 669.9796 | 0.00172 | 426.5289 | 0.2426
| 429.607 | 0.0028882 | 428.9838 | 0.0093267 | 441.9859 | 0 | 429.607 | 0.002434 | 428.9838 | 0.0027015 | 423.2146 | 0.053508 | 428.9838 | 0.049715 | 441.5293 | 0.45851 | 429.607 | 0.15058 | 426.7448 | 0.0069382 | 429.607 | 0 | 429.607 | 0 | 429.607 | 0 | 429.607 | 0 | 441.5293 | 2.2566e-05 | 429.607 | 0 | 428.9838 | -0.00163 | 670.1415 | 0.00378 | 428.9838 | 0.00217 | 669.377 | 0 | 670.1415 | 0.00186 | 426.7448 | 0.25127
| 429.8264 | 0.0017651 | 429.2033 | 0.0097582 | 442.0988 | 0.00134 | 429.8264 | 0.0028151 | 429.2033 | 0.0060497 | 423.4335 | 0.053146 | 429.2033 | 0.051111 | 441.6438 | 0.46457 | 429.8265 | 0.15952 | 426.9607 | 0.0085955 | 429.8265 | 0.0026299 | 429.8264 | 0.0014461 | 429.8265 | 0.00068558 | 429.8265 | 0.0011994 | 441.6438 | 1.0157e-05 | 429.8265 | 0.00035244 | 429.2033 | 0.00047796 | 670.3034 | 0.00422 | 429.2033 | 0.0013711 | 669.5391 | 5.0004e-05 | 670.3034 | 0.0017 | 426.9607 | 0.26101
| 430.0459 | 0.0011971 | 429.4228 | 0.0093247 | 442.2117 | 0 | 430.0459 | 0.0020062 | 429.4228 | 0.0035407 | 423.6524 | 0.05067 | 429.4228 | 0.046729 | 441.7584 | 0.47448 | 430.0459 | 0.16037 | 427.1766 | 0.0071803 | 430.0459 | 0 | 430.0459 | 0 | 430.0459 | 0 | 430.0459 | 0 | 441.7584 | 2.3521e-05 | 430.0459 | 0 | 429.4228 | -0.00088015 | 670.4653 | 0.00359 | 429.4228 | -0.0020793 | 669.7012 | 0 | 670.4653 | 0.0019 | 427.1766 | 0.26482
| 430.2654 | 0.0021514 | 429.6424 | 0.0090392 | 442.3246 | 0.00109 | 430.2654 | 0.0032759 | 429.6424 | 0.0049641 | 423.8714 | 0.05104 | 429.6424 | 0.048449 | 441.873 | 0.48366 | 430.2654 | 0.16771 | 427.3925 | 0.0076589 | 430.2654 | 0.0025422 | 430.2654 | 0.0014373 | 430.2654 | 0.0018997 | 430.2654 | 0.0016643 | 441.873 | 1.3682e-05 | 430.2654 | 0.00015653 | 429.6424 | 0.00147 | 670.6272 | 0.00419 | 429.6424 | -0.00046185 | 669.8634 | 5.0004e-05 | 670.6272 | 0.00178 | 427.3925 | 0.2714
| 430.485 | 0.00083033 | 429.8619 | 0.009051 | 442.4375 | 0 | 430.485 | 0.0024634 | 429.8619 | 0.0011784 | 424.0903 | 0.049044 | 429.8619 | 0.04497 | 441.9875 | 0.49456 | 430.4849 | 0.16934 | 427.6084 | 0.0050473 | 430.4849 | 0 | 430.485 | 0 | 430.4849 | 0 | 430.4849 | 0 | 441.9875 | 2.4806e-05 | 430.485 | 0 | 429.8619 | -0.00118 | 670.7892 | 0.00434 | 429.8619 | -0.0050374 | 670.0255 | 0 | 670.7892 | 0.00194 | 427.6084 | 0.27877
| 430.7045 | 0.0022973 | 430.0815 | 0.0085494 | 442.5504 | 0.0004335 | 430.7045 | 0.0020374 | 430.0815 | 0.0052274 | 424.3093 | 0.048788 | 430.0815 | 0.046852 | 442.1021 | 0.50275 | 430.7045 | 0.17906 | 427.8244 | 0.0099463 | 430.7045 | 0.0030188 | 430.7045 | 0.0013646 | 430.7045 | 0.0012195 | 430.7045 | 0.0011174 | 442.1021 | 1.1124e-05 | 430.7045 | 0.00012927 | 430.0815 | 0.00169 | 670.9511 | 0.0038 | 430.0815 | -0.00038823 | 670.1876 | 6.9993e-05 | 670.9511 | 0.00175 | 427.8244 | 0.28689
| 430.924 | 0.0016856 | 430.3011 | 0.0091594 | 442.6633 | 0 | 430.924 | 0.001893 | 430.3011 | 0.0014133 | 424.5283 | 0.04632 | 430.3011 | 0.043383 | 442.2167 | 0.51142 | 430.924 | 0.18122 | 428.0403 | 0.0083524 | 430.924 | 0 | 430.924 | 0 | 430.924 | 0 | 430.924 | 0 | 442.2167 | 2.2884e-05 | 430.924 | 0 | 430.3011 | -0.00162 | 671.1131 | 0.00394 | 430.3011 | -0.003889 | 670.3497 | 0 | 671.1131 | 0.0019 | 428.0403 | 0.29314
| 431.1436 | 0.0021819 | 430.5207 | 0.0093293 | 442.7762 | 0.00118 | 431.1436 | 0.0027333 | 430.5207 | 0.0052589 | 424.7473 | 0.045618 | 430.5207 | 0.0451 | 442.3313 | 0.51638 | 431.1436 | 0.19022 | 428.2563 | 0.0095517 | 431.1436 | 0.0031803 | 431.1436 | 0.0011258 | 431.1436 | 0.00095959 | 431.1436 | 0.0012509 | 442.3313 | 1.1761e-05 | 431.1436 | 0.00033104 | 430.5207 | 0.00074014 | 671.275 | 0.00318 | 430.5207 | 0.00017563 | 670.5119 | 6.9993e-05 | 671.275 | 0.00172 | 428.2563 | 0.30352
| 431.3631 | 0.0017761 | 430.7404 | 0.0090179 | 442.8891 | 0 | 431.3631 | 0.0025619 | 430.7404 | 0.0028848 | 424.9662 | 0.044065 | 430.7404 | 0.041516 | 442.4458 | 0.52243 | 431.3631 | 0.19537 | 428.4723 | 0.010579 | 431.3631 | 0 | 431.3631 | 0 | 431.3631 | 0 | 431.3631 | 0 | 442.4458 | 2.2236e-05 | 431.3631 | 0 | 430.7403 | -0.00206 | 671.437 | 0.00431 | 430.7404 | 4.4633e-05 | 670.674 | 0 | 671.437 | 0.00182 | 428.4723 | 0.30652
| 431.5827 | 0.0015931 | 430.96 | 0.0099883 | 443.002 | 0.00139 | 431.5827 | 0.0032376 | 430.96 | 0.0045389 | 425.1852 | 0.043698 | 430.96 | 0.043678 | 442.5604 | 0.52783 | 431.5827 | 0.20973 | 428.6882 | 0.010059 | 431.5827 | 0.0025384 | 431.5827 | 0.0017155 | 431.5827 | 0.00096467 | 431.5827 | 0.0005218 | 442.5604 | 1.0476e-05 | 431.5827 | 0.00027407 | 430.96 | 0.00109 | 671.5989 | 0.00371 | 430.96 | 0.0012285 | 670.8362 | 5.0004e-05 | 671.5989 | 0.00169 | 428.6882 | 0.31345
| 431.8023 | 0.0013031 | 431.1796 | 0.0095144 | 443.1149 | 0 | 431.8023 | 0.001566 | 431.1796 | 0.0023319 | 425.4043 | 0.041882 | 431.1796 | 0.040377 | 442.675 | 0.53748 | 431.8023 | 0.2181 | 428.9042 | 0.011168 | 431.8023 | 0 | 431.8023 | 0 | 431.8023 | 0 | 431.8023 | 0 | 442.675 | 2.6727e-05 | 431.8023 | 0 | 431.1796 | -0.0012 | 671.7609 | 0.00294 | 431.1796 | -0.00038255 | 670.9983 | 0 | 671.7609 | 0.00194 | 428.9042 | 0.31837
| 432.0219 | 0.0023674 | 431.3993 | 0.010265 | 443.2278 | 0.00046818 | 432.0219 | 0.0025107 | 431.3993 | 0.0038218 | 425.6233 | 0.0421 | 431.3993 | 0.042245 | 442.7896 | 0.54717 | 432.0219 | 0.22883 | 429.1203 | 0.011364 | 432.0219 | 0.0023735 | 432.0219 | 0.0019765 | 432.0219 | 0.0016021 | 432.0219 | 0.0018995 | 442.7896 | 1.6252e-05 | 432.0219 | 0.00034582 | 431.3993 | 0.00133 | 671.9229 | 0.0057 | 431.3993 | 0.0016317 | 671.1605 | 6.9993e-05 | 671.9229 | 0.00181 | 429.1203 | 0.33525
| 432.2415 | 0.0018805 | 431.619 | 0.0094887 | 443.3407 | 0 | 432.2415 | 0.0013478 | 431.619 | 0.0016982 | 425.8423 | 0.039993 | 431.619 | 0.038668 | 442.9042 | 0.55972 | 432.2415 | 0.23484 | 429.3363 | 0.011461 | 432.2415 | 0 | 432.2415 | 0 | 432.2415 | 0 | 432.2415 | 0 | 442.9042 | 2.6091e-05 | 432.2415 | 0 | 431.619 | -0.00109 | 672.0848 | 0.00387 | 431.619 | 7.721e-05 | 671.3227 | 0 | 672.0848 | 0.00192 | 429.3363 | 0.33472
| 432.4612 | 0.0017344 | 431.8387 | 0.010107 | 443.4536 | 0.00053755 | 432.4612 | 0.0025733 | 431.8387 | 0.0042665 | 426.0614 | 0.040516 | 431.8387 | 0.039134 | 443.0188 | 0.56973 | 432.4612 | 0.24329 | 429.5523 | 0.010984 | 432.4612 | 0.0020881 | 432.4612 | 0.0018705 | 432.4612 | 0.00054872 | 432.4612 | 0.00050244 | 443.0188 | 9.8388e-06 | 432.4611 | 0.00028498 | 431.8387 | 0.00069739 | 672.2468 | 0.00436 | 431.8387 | 0.0034766 | 671.4848 | 5.0004e-05 | 672.2468 | 0.00176 | 429.5523 | 0.34602
| 432.6808 | 0.0014671 | 432.0584 | 0.0092471 | 443.5666 | 0 | 432.6808 | 0.0017001 | 432.0584 | 0.0015713 | 426.2805 | 0.038103 | 432.0584 | 0.035193 | 443.1334 | 0.57932 | 432.6808 | 0.24565 | 429.7684 | 0.012127 | 432.6808 | 0 | 432.6808 | 0 | 432.6808 | 0 | 432.6808 | 0 | 443.1334 | 2.1599e-05 | 432.6808 | 0 | 432.0584 | -0.0005655 | 672.4088 | 0.00367 | 432.0584 | 0.0014718 | 671.647 | 0 | 672.4088 | 0.0019 | 429.7684 | 0.35061
| 432.9005 | 0.0019026 | 432.2781 | 0.0086704 | 443.6795 | 0.00065893 | 432.9005 | 0.0024031 | 432.2781 | 0.0049131 | 426.4995 | 0.036725 | 432.2781 | 0.036357 | 443.2481 | 0.58473 | 432.9005 | 0.2577 | 429.9844 | 0.012626 | 432.9005 | 0.0020007 | 432.9005 | 0.0015908 | 432.9005 | 0.00044786 | 432.9005 | 0.0008705 | 443.2481 | 1.1761e-05 | 432.9005 | 0.00037161 | 432.2781 | 0.00042433 | 672.5708 | 0.0038 | 432.2781 | -0.0015005 | 671.8092 | 6.9993e-05 | 672.5708 | 0.00175 | 429.9844 | 0.35839
| 433.1201 | 0.0015154 | 432.4979 | 0.008522 | 443.7924 | 0 | 433.1201 | 0.0020668 | 432.4979 | 0.0026944 | 426.7186 | 0.035636 | 432.4979 | 0.033077 | 443.3627 | 0.59138 | 433.1202 | 0.26205 | 430.2005 | 0.012368 | 433.1202 | 0 | 433.1201 | 0 | 433.1202 | 0 | 433.1202 | 0 | 443.3627 | 2.2884e-05 | 433.1202 | 0 | 432.4979 | -0.00225 | 672.7328 | 0.00394 | 432.4979 | -0.0037658 | 671.9714 | 0 | 672.7328 | 0.0019 | 430.2005 | 0.36571
| 433.3398 | 0.0027655 | 432.7176 | 0.0092593 | 443.9053 | 0.00172 | 433.3398 | 0.0020862 | 432.7176 | 0.0051021 | 426.9377 | 0.035362 | 432.7176 | 0.034735 | 443.4773 | 0.59857 | 433.3398 | 0.27487 | 430.4166 | 0.013559 | 433.3398 | 0.0017206 | 433.3398 | 0.0015776 | 433.3398 | 0.0008778 | 433.3398 | 0.0006884 | 443.4773 | 1.1124e-05 | 433.3398 | 0.00041114 | 432.7176 | 0.00234 | 672.8948 | 0.00438 | 432.7176 | 0.0002706 | 672.1336 | 6.9993e-05 | 672.8948 | 0.00183 | 430.4166 | 0.37633
| 433.5595 | 0.0007241 | 432.9374 | 0.0093917 | 444.0182 | 0 | 433.5595 | 0.001523 | 432.9374 | 0.0023576 | 427.1569 | 0.033487 | 432.9374 | 0.031334 | 443.5919 | 0.60908 | 433.5595 | 0.28141 | 430.6327 | 0.012274 | 433.5595 | 0.00018665 | 433.5595 | 0 | 433.5595 | 0 | 433.5595 | 0 | 443.5919 | 2.1808e-05 | 433.5595 | 0 | 432.9374 | -0.00138 | 673.0569 | 0.00466 | 432.9374 | -0.00073809 | 672.2958 | 0 | 673.0569 | 0.00193 | 430.6327 | 0.38618
| 433.7793 | 0.0028963 | 433.1572 | 0.0091816 | 444.1311 | 0.00251 | 433.7793 | 0.0019383 | 433.1572 | 0.0041429 | 427.376 | 0.03365 | 433.1572 | 0.03298 | 443.7066 | 0.61878 | 433.7793 | 0.29691 | 430.8488 | 0.016269 | 433.7793 | 0.0022869 | 433.7793 | 0.00072197 | 433.7793 | 0.00052992 | 433.7793 | 4.4383e-05 | 443.7066 | 1.0695e-05 | 433.7793 | 0.00040534 | 433.1572 | 0.00030099 | 673.2189 | 0.00508 | 433.1572 | 0.0014816 | 672.458 | 5.0004e-05 | 673.2189 | 0.00172 | 430.8487 | 0.38986
| 433.999 | 0.0021117 | 433.377 | 0.0088519 | 444.244 | 0 | 433.999 | 0.0013437 | 433.377 | 0.0011143 | 427.5951 | 0.031923 | 433.377 | 0.030033 | 443.8212 | 0.62852 | 433.999 | 0.30418 | 431.0649 | 0.016244 | 433.999 | 0 | 433.999 | 0 | 433.999 | 0 | 433.999 | 0 | 443.8212 | 2.3093e-05 | 433.999 | 0 | 433.377 | -0.00241 | 673.3809 | 0.00327 | 433.377 | 0.0015002 | 672.6202 | 0 | 673.3809 | 0.00185 | 431.0649 | 0.39632
| 434.2188 | 0.0023286 | 433.5968 | 0.0093752 | 444.3569 | 0.00064159 | 434.2188 | 0.0019083 | 433.5968 | 0.0043621 | 427.8143 | 0.031624 | 433.5968 | 0.031528 | 443.9359 | 0.63477 | 434.2187 | 0.31885 | 431.281 | 0.01592 | 434.2187 | 0.00098975 | 434.2188 | 0.0010208 | 434.2187 | 0.00059898 | 434.2187 | 0.00097513 | 443.9359 | 1.2408e-05 | 434.2188 | 0.00029644 | 433.5968 | 0.00116 | 673.543 | 0.00485 | 433.5968 | 0.0036046 | 672.7824 | 6.9993e-05 | 673.543 | 0.00176 | 431.281 | 0.4073
| 434.4385 | 0.0013304 | 433.8166 | 0.009127 | 444.4699 | 0 | 434.4385 | 0.001675 | 433.8166 | 0.0018333 | 428.0334 | 0.029821 | 433.8166 | 0.028224 | 444.0505 | 0.64173 | 434.4385 | 0.3282 | 431.4972 | 0.017853 | 434.4385 | 0.0010307 | 434.4385 | 0 | 434.4385 | 0 | 434.4385 | 0 | 444.0505 | 2.6091e-05 | 434.4385 | 0 | 433.8166 | -0.00138 | 673.705 | 0.0035 | 433.8166 | -0.0026102 | 672.9447 | 0 | 673.705 | 0.00189 | 431.4972 | 0.41511
| 434.6583 | 0.0024502 | 434.0364 | 0.0093361 | 444.5828 | 0.0007803 | 434.6583 | 0.0023509 | 434.0364 | 0.0044822 | 428.2526 | 0.030093 | 434.0364 | 0.029382 | 444.1652 | 0.64693 | 434.6583 | 0.33874 | 431.7133 | 0.016501 | 434.6583 | 0.0017016 | 434.6583 | 0.0012788 | 434.6583 | 0.0012877 | 434.6583 | 0.001158 | 444.1652 | 1.3682e-05 | 434.6583 | 0.00030969 | 434.0364 | 0.00187 | 673.867 | 0.00445 | 434.0364 | 0.00028451 | 673.1069 | 6.9993e-05 | 673.867 | 0.00172 | 431.7133 | 0.42437
| 434.8781 | 0.0016769 | 434.2563 | 0.0085934 | 444.6957 | 0 | 434.8781 | 0.0018512 | 434.2563 | 0.0013944 | 428.4718 | 0.027482 | 434.2563 | 0.026032 | 444.2798 | 0.6553 | 434.8781 | 0.33947 | 431.9295 | 0.016589 | 434.8781 | 0 | 434.8781 | 0 | 434.8781 | 0 | 434.8781 | 0 | 444.2798 | 2.1599e-05 | 434.878 | 0 | 434.2563 | -0.00136 | 674.0291 | 0.00672 | 434.2563 | -0.0036272 | 673.2691 | 0 | 674.0291 | 0.00184 | 431.9295 | 0.43441
| 435.0978 | 0.0022957 | 434.4761 | 0.0093873 | 444.8086 | 0.00118 | 435.0978 | 0.0028258 | 434.4761 | 0.005045 | 428.691 | 0.027952 | 434.4761 | 0.027359 | 444.3945 | 0.66351 | 435.0978 | 0.34679 | 432.1456 | 0.017779 | 435.0978 | 0.0024951 | 435.0978 | 0.0013456 | 435.0978 | 0.0012366 | 435.0978 | 0.0012874 | 444.3945 | 7.9172e-06 | 435.0978 | 0.00022125 | 434.4762 | 0.00206 | 674.1912 | 0.00535 | 434.4761 | 0.0013266 | 673.4314 | 5.0004e-05 | 674.1912 | 0.00171 | 432.1456 | 0.44057
| 435.3177 | 0.0017444 | 434.696 | 0.008783 | 444.9216 | 0 | 435.3177 | 0.0018874 | 434.696 | 0.00072711 | 428.9102 | 0.02618 | 434.696 | 0.023985 | 444.5091 | 0.67445 | 435.3177 | 0.35234 | 432.3618 | 0.015952 | 435.3177 | 0.00070426 | 435.3177 | 0 | 435.3177 | 0 | 435.3177 | 0 | 444.5091 | 2.2236e-05 | 435.3177 | 0 | 434.696 | -0.0012 | 674.3532 | 0.00482 | 434.696 | -0.0011096 | 673.5936 | 0 | 674.3532 | 0.00183 | 432.3618 | 0.44816
| 435.5375 | 0.0026337 | 434.9159 | 0.0093268 | 445.0345 | 0.00093636 | 435.5375 | 0.0021566 | 434.9159 | 0.0041461 | 429.1294 | 0.025918 | 434.9159 | 0.025553 | 444.6238 | 0.6841 | 435.5375 | 0.36558 | 432.578 | 0.020605 | 435.5375 | 0.002767 | 435.5375 | 0.0016154 | 435.5375 | 0.0013193 | 435.5375 | 0.0012109 | 444.6238 | 1.433e-05 | 435.5375 | 0.00020331 | 434.9159 | 0.00093163 | 674.5153 | 0.00401 | 434.9159 | 0.0015645 | 673.7559 | 6.9993e-05 | 674.5153 | 0.00175 | 432.578 | 0.45883
| 435.7573 | 0.00085625 | 435.1358 | 0.0086308 | 445.1474 | 0 | 435.7573 | 0.0014744 | 435.1358 | 0.0016395 | 429.3487 | 0.024752 | 435.1358 | 0.023209 | 444.7385 | 0.6946 | 435.7573 | 0.37804 | 432.7943 | 0.018996 | 435.7573 | 0.0010441 | 435.7573 | 9.2214e-05 | 435.7573 | 0 | 435.7573 | 0 | 444.7385 | 2.8012e-05 | 435.7573 | 0 | 435.1358 | -0.0005919 | 674.6774 | 0.00308 | 435.1358 | -0.0031088 | 673.9181 | 0 | 674.6774 | 0.00192 | 432.7942 | 0.46528
| 435.9772 | 0.002714 | 435.3558 | 0.0090617 | 445.2603 | 0.00172 | 435.9772 | 0.0022138 | 435.3558 | 0.0034575 | 429.5679 | 0.024939 | 435.3558 | 0.024862 | 444.8532 | 0.70229 | 435.9772 | 0.39304 | 433.0105 | 0.021331 | 435.9772 | 0.0013427 | 435.9772 | 0.0010727 | 435.9772 | 0.00028669 | 435.9772 | 0.00084859 | 444.8532 | 1.3682e-05 | 435.9772 | 5.942e-05 | 435.3558 | 0.00075322 | 674.8395 | 0.00436 | 435.3558 | 0.0019634 | 674.0804 | 6.9993e-05 | 674.8395 | 0.00179 | 433.0105 | 0.47617
| 436.1971 | 0.0020292 | 435.5757 | 0.0086203 | 445.3733 | 0 | 436.1971 | 0.0018765 | 435.5757 | 0.0014244 | 429.7872 | 0.022951 | 435.5757 | 0.021732 | 444.9679 | 0.71086 | 436.197 | 0.40162 | 433.2267 | 0.021944 | 436.197 | 0 | 436.1971 | 0 | 436.197 | 0 | 436.197 | 0 | 444.9679 | 2.7375e-05 | 436.197 | 0 | 435.5757 | -0.00197 | 675.0015 | 0.00345 | 435.5757 | -0.00092532 | 674.2427 | 0 | 675.0015 | 0.00187 | 433.2267 | 0.47473
| 436.4169 | 0.0027595 | 435.7957 | 0.0094434 | 445.4862 | 0.00158 | 436.4169 | 0.0024138 | 435.7957 | 0.0033769 | 430.0064 | 0.022795 | 435.7957 | 0.023447 | 445.0826 | 0.71759 | 436.4169 | 0.41489 | 433.4429 | 0.020926 | 436.4169 | 0.0028513 | 436.4169 | 0.0016336 | 436.4169 | 0.00063618 | 436.4169 | 0.0012131 | 445.0826 | 1.3682e-05 | 436.4169 | 0.00019509 | 435.7957 | 0.00087384 | 675.1636 | 0.00471 | 435.7957 | 0.0047587 | 674.4049 | 5.0004e-05 | 675.1636 | 0.00171 | 433.4429 | 0.4876
| 436.6368 | 0.0014079 | 436.0156 | 0.0086372 | 445.5991 | 0 | 436.6368 | 0.0015046 | 436.0156 | 0.00050925 | 430.2257 | 0.021115 | 436.0156 | 0.020494 | 445.1972 | 0.72755 | 436.6368 | 0.42539 | 433.6592 | 0.022607 | 436.6368 | 0.00044488 | 436.6368 | 3.2348e-05 | 436.6368 | 0 | 436.6368 | 0 | 445.1972 | 2.8012e-05 | 436.6368 | 0 | 436.0156 | -0.00167 | 675.3257 | 0.00399 | 436.0156 | -0.00031379 | 674.5672 | 0 | 675.3257 | 0.00178 | 433.6592 | 0.49726
| 436.8567 | 0.0022383 | 436.2356 | 0.0088792 | 445.712 | 0.00102 | 436.8567 | 0.0020887 | 436.2356 | 0.0040285 | 430.445 | 0.021844 | 436.2356 | 0.021826 | 445.312 | 0.73678 | 436.8567 | 0.44046 | 433.8755 | 0.024275 | 436.8567 | 0.0019852 | 436.8567 | 0.0013968 | 436.8567 | 0.00073239 | 436.8567 | 0.0011183 | 445.312 | 1.433e-05 | 436.8567 | 0.00015999 | 436.2356 | 0.00097855 | 675.4879 | 0.00455 | 436.2356 | 0.00057623 | 674.7295 | 6.9993e-05 | 675.4879 | 0.00162 | 433.8755 | 0.5043
| 437.0767 | 0.0018722 | 436.4556 | 0.0086016 | 445.825 | 0 | 437.0767 | 0.0011491 | 436.4556 | 0.0010469 | 430.6643 | 0.020003 | 436.4556 | 0.018892 | 445.4266 | 0.74738 | 437.0767 | 0.44781 | 434.0917 | 0.023598 | 437.0767 | 0.00065929 | 437.0767 | 0 | 437.0767 | 0 | 437.0767 | 0 | 445.4266 | 2.4169e-05 | 437.0767 | 0 | 436.4556 | -0.00056414 | 675.65 | 0.00429 | 436.4556 | -0.004296 | 674.8918 | 0 | 675.65 | 0.00177 | 434.0917 | 0.51919
| 437.2966 | 0.0021841 | 436.6756 | 0.0088901 | 445.9379 | 0.00137 | 437.2966 | 0.0025393 | 436.6756 | 0.0034264 | 430.8836 | 0.020441 | 436.6756 | 0.020324 | 445.5414 | 0.75465 | 437.2966 | 0.46371 | 434.308 | 0.025277 | 437.2966 | 0.0025624 | 437.2966 | 0.0013119 | 437.2966 | 0.00068744 | 437.2966 | 0.00093089 | 445.5414 | 9.8388e-06 | 437.2966 | 0.00033018 | 436.6756 | 0.00136 | 675.8121 | 0.0035 | 436.6756 | 0.0011929 | 675.0541 | 5.0004e-05 | 675.8121 | 0.00161 | 434.308 | 0.52378
| 437.5165 | 0.0015423 | 436.8956 | 0.0087692 | 446.0509 | 0 | 437.5165 | 0.0017145 | 436.8956 | 0.0014114 | 431.1029 | 0.018843 | 436.8956 | 0.01781 | 445.6561 | 0.76282 | 437.5165 | 0.47456 | 434.5244 | 0.024039 | 437.5165 | 0.00050677 | 437.5165 | 6.0701e-05 | 437.5165 | 0 | 437.5165 | 0 | 445.6561 | 2.3521e-05 | 437.5165 | 0 | 436.8956 | -0.00082126 | 675.9742 | 0.00388 | 436.8956 | -0.00094062 | 675.2164 | 0 | 675.9742 | 0.00175 | 434.5244 | 0.53313
| 437.7365 | 0.0019288 | 437.1157 | 0.0088501 | 446.1638 | 0.00060691 | 437.7365 | 0.001446 | 437.1157 | 0.003403 | 431.3223 | 0.01916 | 437.1157 | 0.019463 | 445.7708 | 0.76971 | 437.7365 | 0.48663 | 434.7407 | 0.025746 | 437.7365 | 0.0030674 | 437.7365 | 0.00084759 | 437.7365 | 0.00048173 | 437.7365 | 0.001325 | 445.7708 | 1.3682e-05 | 437.7365 | 0.00028717 | 437.1157 | 0.00078859 | 676.1364 | 0.00447 | 437.1157 | 0.00067651 | 675.3787 | 5.0004e-05 | 676.1364 | 0.00165 | 434.7407 | 0.54326
| 437.9565 | 0.0016456 | 437.3357 | 0.0084253 | 446.2767 | 0 | 437.9565 | 0.001462 | 437.3357 | 0.0016341 | 431.5416 | 0.017275 | 437.3357 | 0.01635 | 445.8855 | 0.77857 | 437.9565 | 0.49107 | 434.957 | 0.028558 | 437.9565 | 0.00064953 | 437.9565 | 0 | 437.9565 | 0 | 437.9565 | 0 | 445.8855 | 2.9945e-05 | 437.9565 | 0 | 437.3357 | -0.00105 | 676.2985 | 0.0039 | 437.3357 | -0.0020949 | 675.541 | 0 | 676.2985 | 0.00184 | 434.957 | 0.55201
| 438.1765 | 0.0019306 | 437.5558 | 0.0089016 | 446.3897 | 0.00153 | 438.1765 | 0.0026443 | 437.5558 | 0.0045766 | 431.761 | 0.017425 | 437.5558 | 0.018252 | 446.0002 | 0.78645 | 438.1765 | 0.5122 | 435.1733 | 0.030315 | 438.1765 | 0.002347 | 438.1765 | 0.0012629 | 438.1765 | 0.0012309 | 438.1765 | 0.0012634 | 446.0002 | 1.6252e-05 | 438.1764 | 0.00011076 | 437.5558 | 0.00055231 | 676.4606 | 0.00403 | 437.5558 | 0.0024039 | 675.7033 | 6.9993e-05 | 676.4606 | 0.00173 | 435.1733 | 0.56994
| 438.3965 | 0.0016851 | 437.7759 | 0.0081829 | 446.5026 | 0 | 438.3965 | 0.001191 | 437.7759 | 0.0013022 | 431.9804 | 0.016291 | 437.7759 | 0.015694 | 446.115 | 0.79666 | 438.3965 | 0.5227 | 435.3897 | 0.027521 | 438.3965 | 0.00052782 | 438.3965 | 0 | 438.3965 | 0 | 438.3965 | 0 | 446.115 | 2.7375e-05 | 438.3965 | 0 | 437.7759 | -0.00105 | 676.6228 | 0.00517 | 437.7759 | -0.0013173 | 675.8656 | 0 | 676.6228 | 0.00179 | 435.3897 | 0.5747
| 438.6165 | 0.0022519 | 437.996 | 0.0088742 | 446.6155 | 0.00039883 | 438.6165 | 0.0020048 | 437.996 | 0.004026 | 432.1998 | 0.016447 | 437.996 | 0.017918 | 446.2297 | 0.8062 | 438.6165 | 0.54237 | 435.606 | 0.031455 | 438.6165 | 0.0040353 | 438.6165 | 0.00204 | 438.6165 | 0.0017943 | 438.6165 | 0.0011704 | 446.2297 | 1.1124e-05 | 438.6165 | 0.00056602 | 437.996 | 0.00139 | 676.785 | 0.00306 | 437.996 | 0.0048231 | 676.028 | 5.0004e-05 | 676.785 | 0.0017 | 435.606 | 0.57856
| 438.8365 | 0.0019086 | 438.2161 | 0.0085275 | 446.7285 | 0 | 438.8365 | 0.0014614 | 438.2161 | 0.00031559 | 432.4192 | 0.015389 | 438.2161 | 0.015304 | 446.3444 | 0.81637 | 438.8365 | 0.55672 | 435.8224 | 0.030086 | 438.8365 | 0.00071274 | 438.8365 | 0.00010932 | 438.8365 | 0 | 438.8365 | 0 | 446.3444 | 2.3093e-05 | 438.8365 | 0 | 438.2161 | -0.00128 | 676.9471 | 0.00483 | 438.2161 | -0.0014104 | 676.1903 | 0 | 676.9471 | 0.00181 | 435.8224 | 0.59524
| 439.0565 | 0.0027175 | 438.4362 | 0.0087786 | 446.8414 | 0.00010404 | 439.0565 | 0.0016957 | 438.4362 | 0.002666 | 432.6386 | 0.015685 | 438.4362 | 0.016577 | 446.4592 | 0.82319 | 439.0566 | 0.57517 | 436.0388 | 0.033606 | 439.0566 | 0.0026895 | 439.0565 | 0.0012262 | 439.0566 | 0.0010861 | 439.0566 | 0.0011852 | 446.4592 | 1.198e-05 | 439.0566 | 0.00029305 | 438.4362 | 0.00037563 | 677.1093 | 0.00536 | 438.4362 | 0.0030519 | 676.3527 | 5.0004e-05 | 677.1093 | 0.00176 | 436.0388 | 0.60426
| 439.2766 | 0.0017208 | 438.6564 | 0.0081373 | 446.9544 | 0 | 439.2766 | 0.0015702 | 438.6564 | 0.0021987 | 432.858 | 0.014686 | 438.6564 | 0.013852 | 446.5739 | 0.82988 | 439.2766 | 0.58648 | 436.2552 | 0.032864 | 439.2766 | 0 | 439.2766 | 0 | 439.2766 | 0 | 439.2766 | 0 | 446.5739 | 2.7584e-05 | 439.2766 | 0 | 438.6564 | -0.00098745 | 677.2715 | 0.00404 | 438.6564 | 0.00086095 | 676.515 | 0 | 677.2715 | 0.00189 | 436.2552 | 0.62362
| 439.4967 | 0.001777 | 438.8765 | 0.0088995 | 447.0673 | 0.00213 | 439.4967 | 0.0023179 | 438.8765 | 0.0037787 | 433.0774 | 0.014755 | 438.8765 | 0.015868 | 446.6887 | 0.83466 | 439.4967 | 0.60421 | 436.4716 | 0.036313 | 439.4967 | 0.0034412 | 439.4967 | 0.0017251 | 439.4967 | 0.00084176 | 439.4967 | 0.0010503 | 446.6887 | 1.5615e-05 | 439.4967 | 0.00019484 | 438.8765 | 0.00155 | 677.4336 | 0.00419 | 438.8765 | 0.0029139 | 676.6774 | 5.0004e-05 | 677.4336 | 0.00178 | 436.4716 | 0.6265
| 439.7168 | 0.0014177 | 439.0967 | 0.0080686 | 447.1803 | 0 | 439.7168 | 0.0008105 | 439.0967 | 0.0024555 | 433.2969 | 0.013352 | 439.0967 | 0.012907 | 446.8034 | 0.8414 | 439.7168 | 0.61058 | 436.688 | 0.033426 | 439.7168 | 0.00085793 | 439.7168 | 0 | 439.7168 | 0 | 439.7168 | 0 | 446.8034 | 2.866e-05 | 439.7168 | 0 | 439.0967 | -0.00134 | 677.5958 | 0.00306 | 439.0967 | -0.001122 | 676.8397 | 0 | 677.5958 | 0.00189 | 436.688 | 0.63719
| 439.9369 | 0.0017571 | 439.3169 | 0.0085724 | 447.2932 | 0.00208 | 439.9369 | 0.001517 | 439.3169 | 0.0028457 | 433.5163 | 0.013694 | 439.3169 | 0.01475 | 446.9182 | 0.8476 | 439.9369 | 0.6226 | 436.9044 | 0.039598 | 439.9369 | 0.0036838 | 439.9369 | 0.001825 | 439.9369 | 0.00050307 | 439.9369 | 0.0010766 | 446.9182 | 1.3254e-05 | 439.9369 | 0.00029304 | 439.3169 | 0.00111 | 677.758 | 0.00436 | 439.3169 | 0.0025947 | 677.0021 | 5.0004e-05 | 677.758 | 0.00175 | 436.9044 | 0.65696
| 440.157 | 0.0016478 | 439.5371 | 0.0080581 | 447.4062 | 0 | 440.157 | 0.0011248 | 439.5371 | 0.0019495 | 433.7358 | 0.012612 | 439.5371 | 0.012101 | 447.033 | 0.85504 | 440.157 | 0.62936 | 437.1209 | 0.038632 | 440.157 | 0.00094837 | 440.157 | 0 | 440.157 | 0 | 440.157 | 0 | 447.033 | 2.4378e-05 | 440.157 | 0 | 439.5371 | -0.00101 | 677.9202 | 0.00348 | 439.5371 | -0.0012974 | 677.1644 | 0 | 677.9202 | 0.00188 | 437.1209 | 0.66353
| 440.3771 | 0.0025452 | 439.7573 | 0.0080294 | 447.5191 | 0.00158 | 440.3771 | 0.0022227 | 439.7573 | 0.0024213 | 433.9553 | 0.013197 | 439.7573 | 0.014026 | 447.1477 | 0.85993 | 440.3771 | 0.64877 | 437.3373 | 0.04035 | 440.3771 | 0.0035967 | 440.3771 | 0.0014802 | 440.3771 | 0.0012025 | 440.3771 | 0.00086876 | 447.1477 | 1.1332e-05 | 440.3771 | 0.00018062 | 439.7573 | 0.00107 | 678.0824 | 0.0035 | 439.7573 | 0.00061391 | 677.3268 | 8.9995e-05 | 678.0824 | 0.00171 | 437.3373 | 0.68006
| 440.5973 | 0.0014615 | 439.9775 | 0.0080618 | 447.6321 | 0 | 440.5973 | 0.00089879 | 439.9775 | 0.0014665 | 434.1748 | 0.011709 | 439.9775 | 0.011611 | 447.2625 | 0.864 | 440.5973 | 0.65961 | 437.5538 | 0.041475 | 440.5973 | 0.00095076 | 440.5973 | 0 | 440.5973 | 0 | 440.5973 | 0 | 447.2625 | 2.3521e-05 | 440.5973 | 0 | 439.9775 | -0.00060425 | 678.2446 | 0.00327 | 439.9775 | -0.0015784 | 677.4892 | 0 | 678.2446 | 0.00183 | 437.5538 | 0.6928
| 440.8174 | 0.0021168 | 440.1977 | 0.0085606 | 447.745 | 0.00239 | 440.8174 | 0.0020051 | 440.1977 | 0.0036079 | 434.3943 | 0.012515 | 440.1977 | 0.013251 | 447.3773 | 0.86636 | 440.8174 | 0.67161 | 437.7703 | 0.041891 | 440.8174 | 0.0040951 | 440.8174 | 0.0021977 | 440.8174 | 0.00086995 | 440.8174 | 0.0015911 | 447.3773 | 1.2408e-05 | 440.8174 | 0.0004484 | 440.1977 | 0.00227 | 678.4069 | 0.00454 | 440.1977 | 6.7317e-06 | 677.6516 | 6.9993e-05 | 678.4069 | 0.0017 | 437.7703 | 0.70482
| 441.0376 | 0.0014881 | 440.418 | 0.0078758 | 447.858 | 0 | 441.0376 | 0.0010197 | 440.418 | 0.00046042 | 434.6138 | 0.011379 | 440.418 | 0.01104 | 447.4921 | 0.87164 | 441.0376 | 0.67872 | 437.9868 | 0.045214 | 441.0376 | 0.00080769 | 441.0376 | 0 | 441.0376 | 0 | 441.0376 | 0 | 447.4921 | 2.5454e-05 | 441.0376 | 0 | 440.418 | -0.0007709 | 678.5691 | 0.00394 | 440.418 | 0.0023436 | 677.814 | 0 | 678.5691 | 0.00189 | 437.9868 | 0.71227
| 441.2578 | 0.0021108 | 440.6383 | 0.0084309 | 447.971 | 0.00284 | 441.2578 | 0.0017646 | 440.6383 | 0.0037715 | 434.8333 | 0.011771 | 440.6383 | 0.012509 | 447.6069 | 0.87814 | 441.2578 | 0.70037 | 438.2033 | 0.047131 | 441.2578 | 0.0035404 | 441.2578 | 0.0014421 | 441.2578 | 0.00054831 | 441.2578 | 0.00069811 | 447.6069 | 1.3045e-05 | 441.2577 | 0.00029436 | 440.6383 | 0.0013 | 678.7313 | 0.00368 | 440.6383 | 1.4594e-05 | 677.9764 | 6.9993e-05 | 678.7313 | 0.0018 | 438.2033 | 0.72364
| 441.4779 | 0.0015913 | 440.8585 | 0.0080511 | 448.0839 | 0 | 441.4779 | 0.00070484 | 440.8585 | 0.00075788 | 435.0529 | 0.011183 | 440.8585 | 0.01096 | 447.7217 | 0.88741 | 441.4779 | 0.70889 | 438.4198 | 0.04897 | 441.4779 | 0.0014628 | 441.4779 | 0.00050057 | 441.4779 | 0 | 441.4779 | 0 | 447.7217 | 2.7375e-05 | 441.4779 | 0 | 440.8585 | -0.00134 | 678.8936 | 0.00309 | 440.8585 | -0.0010236 | 678.1388 | 0 | 678.8936 | 0.00187 | 438.4198 | 0.73975
| 441.6982 | 0.0023235 | 441.0788 | 0.0084033 | 448.1969 | 0.00046818 | 441.6982 | 0.0020506 | 441.0788 | 0.0028539 | 435.2724 | 0.011213 | 441.0788 | 0.01196 | 447.8365 | 0.89588 | 441.6982 | 0.72332 | 438.6363 | 0.048751 | 441.6982 | 0.0042692 | 441.6982 | 0.0017085 | 441.6982 | 0.00088827 | 441.6982 | 0.00090558 | 447.8365 | 1.433e-05 | 441.6981 | 0.00043304 | 441.0788 | 0.00073351 | 679.0558 | 0.00429 | 441.0788 | 0.0025337 | 678.3012 | 8.9995e-05 | 679.0558 | 0.00175 | 438.6363 | 0.7514
| 441.9184 | 0.0013182 | 441.2992 | 0.0078181 | 448.3098 | 0 | 441.9184 | 0.0012001 | 441.2992 | 0.00082603 | 435.492 | 0.010398 | 441.2992 | 0.0098544 | 447.9513 | 0.90417 | 441.9184 | 0.7365 | 438.8529 | 0.050546 | 441.9184 | 0.0016525 | 441.9184 | 0 | 441.9184 | 0 | 441.9184 | 0 | 447.9513 | 2.5454e-05 | 441.9184 | 0 | 441.2991 | -0.00038544 | 679.218 | 0.00531 | 441.2992 | -0.0010778 | 678.4636 | 0 | 679.218 | 0.00177 | 438.8529 | 0.75298
| 442.1386 | 0.0028614 | 441.5195 | 0.0077562 | 448.4228 | 0.00055488 | 442.1386 | 0.0019186 | 441.5195 | 0.0029586 | 435.7115 | 0.010908 | 441.5195 | 0.011569 | 448.0661 | 0.91042 | 442.1386 | 0.75072 | 439.0694 | 0.053389 | 442.1386 | 0.0040125 | 442.1386 | 0.0012433 | 442.1386 | 0.00070784 | 442.1386 | 0.00010517 | 448.0661 | 1.1124e-05 | 442.1386 | 0.00030378 | 441.5195 | 0.00053302 | 679.3803 | 0.00302 | 441.5195 | 0.00062091 | 678.626 | 6.9993e-05 | 679.3803 | 0.00171 | 439.0694 | 0.77058
| 442.3589 | 0.0015208 | 441.7398 | 0.0080458 | 448.5358 | 0 | 442.3589 | 0.0015688 | 441.7398 | 0.0011576 | 435.9311 | 0.0097467 | 441.7398 | 0.0093674 | 448.1809 | 0.9172 | 442.3589 | 0.75871 | 439.286 | 0.056538 | 442.3589 | 0.0026361 | 442.3589 | 0.00037373 | 442.3589 | 0 | 442.3589 | 0 | 448.1809 | 2.3521e-05 | 442.3589 | 0 | 441.7398 | -0.00153 | 679.5426 | 0.00445 | 441.7398 | -9.3685e-05 | 678.7885 | 0 | 679.5426 | 0.00173 | 439.286 | 0.78193
| 442.5791 | 0.002546 | 441.9602 | 0.0084162 | 448.6487 | 0.00134 | 442.5791 | 0.0013282 | 441.9602 | 0.0033083 | 436.1507 | 0.010229 | 441.9602 | 0.011309 | 448.2957 | 0.92389 | 442.5791 | 0.77294 | 439.5025 | 0.058635 | 442.5791 | 0.0047834 | 442.5791 | 0.0019968 | 442.5791 | 0.0010118 | 442.5791 | 0.00098203 | 448.2957 | 1.2408e-05 | 442.5791 | 0.00030322 | 441.9602 | 0.00099314 | 679.7048 | 0.00306 | 441.9602 | 0.0029673 | 678.9509 | 6.9993e-05 | 679.7048 | 0.00175 | 439.5025 | 0.79375
| 442.7994 | 0.001834 | 442.1805 | 0.0075968 | 448.7617 | 0 | 442.7994 | 0.0010419 | 442.1805 | 0.00035798 | 436.3703 | 0.009264 | 442.1805 | 0.0093599 | 448.4105 | 0.93252 | 442.7994 | 0.78979 | 439.7191 | 0.058558 | 442.7994 | 0.0025905 | 442.7994 | 0.00028332 | 442.7994 | 0 | 442.7994 | 0 | 448.4105 | 2.6091e-05 | 442.7994 | 0 | 442.1805 | -0.00191 | 679.8671 | 0.00394 | 442.1805 | 0.00021031 | 679.1133 | 0 | 679.8671 | 0.00186 | 439.7191 | 0.81295
| 443.0197 | 0.0031118 | 442.4009 | 0.0082372 | 448.8746 | 0.00098839 | 443.0197 | 0.0019241 | 442.4009 | 0.0031914 | 436.59 | 0.010094 | 442.4009 | 0.010805 | 448.5253 | 0.93977 | 443.0197 | 0.81119 | 439.9357 | 0.060867 | 443.0197 | 0.0042795 | 443.0197 | 0.0014839 | 443.0197 | 0.00098989 | 443.0197 | 0.0012841 | 448.5253 | 1.3682e-05 | 443.0197 | 0.00041198 | 442.4009 | 0.0007952 | 680.0294 | 0.00406 | 442.4009 | -0.00064513 | 679.2758 | 6.9993e-05 | 680.0294 | 0.00183 | 439.9357 | 0.82249
| 443.24 | 0.0019057 | 442.6213 | 0.0081634 | 448.9876 | 0 | 443.24 | 0.0014184 | 442.6213 | 0.00092724 | 436.8096 | 0.009254 | 442.6213 | 0.0086952 | 448.6402 | 0.94842 | 443.24 | 0.82736 | 440.1523 | 0.060905 | 443.24 | 0.003018 | 443.24 | 0.00041904 | 443.24 | 0 | 443.24 | 0 | 448.6402 | 2.6727e-05 | 443.24 | 0 | 442.6213 | -0.00092692 | 680.1917 | 0.00466 | 442.6213 | 0.00051597 | 679.4382 | 0 | 680.1917 | 0.00195 | 440.1523 | 0.83668
| 443.4603 | 0.0024393 | 442.8417 | 0.0081686 | 449.1006 | 0.0007803 | 443.4603 | 0.0017411 | 442.8417 | 0.0030164 | 437.0292 | 0.0094887 | 442.8417 | 0.010252 | 448.755 | 0.95455 | 443.4603 | 0.83992 | 440.369 | 0.064556 | 443.4603 | 0.005054 | 443.4603 | 0.00069333 | 443.4603 | 0.00079103 | 443.4603 | 0.0014309 | 448.755 | 1.3254e-05 | 443.4603 | 0.00018141 | 442.8417 | 0.00079048 | 680.354 | 0.00455 | 442.8417 | 3.0311e-05 | 679.6006 | 8.9995e-05 | 680.354 | 0.00184 | 440.369 | 0.85247
| 443.6806 | 0.0018203 | 443.0622 | 0.0078931 | 449.2136 | 0 | 443.6806 | 0.0013912 | 443.0622 | 0.00076644 | 437.2489 | 0.0080043 | 443.0622 | 0.0082383 | 448.8698 | 0.96125 | 443.6806 | 0.83788 | 440.5856 | 0.065518 | 443.6806 | 0.0025657 | 443.6806 | 0 | 443.6806 | 0 | 443.6806 | 0 | 448.8698 | 2.6299e-05 | 443.6806 | 0 | 443.0622 | -0.00095148 | 680.5163 | 0.00359 | 443.0622 | -0.0031192 | 679.7631 | 0 | 680.5163 | 0.00196 | 440.5856 | 0.86386
| 443.901 | 0.0020474 | 443.2826 | 0.007754 | 449.3265 | 0.00118 | 443.901 | 0.0019855 | 443.2826 | 0.0036074 | 437.4686 | 0.0079551 | 443.2826 | 0.010016 | 448.9847 | 0.96566 | 443.901 | 0.83834 | 440.8022 | 0.067863 | 443.901 | 0.0043359 | 443.901 | 0.001209 | 443.901 | 0.00024719 | 443.901 | 0.001017 | 448.9847 | 1.3254e-05 | 443.901 | 0.00028952 | 443.2826 | 0.00046349 | 680.6786 | 0.00531 | 443.2826 | 0.0017862 | 679.9256 | 3.0002e-05 | 680.6786 | 0.00183 | 440.8022 | 0.87579
| 444.1213 | 0.0012615 | 443.5031 | 0.0076626 | 449.4395 | 0 | 444.1213 | 0.00043832 | 443.5031 | 0.00063724 | 437.6882 | 0.0079344 | 443.5031 | 0.0075698 | 449.0995 | 0.96959 | 444.1213 | 0.83731 | 441.0189 | 0.06933 | 444.1213 | 0.0028023 | 444.1213 | 0.00044925 | 444.1213 | 0 | 444.1213 | 0 | 449.0995 | 2.4806e-05 | 444.1213 | 0 | 443.503 | -0.00188 | 680.8409 | 0.00241 | 443.5031 | -0.0015588 | 680.088 | 0 | 680.8409 | 0.00191 | 441.0189 | 0.88046
| 444.3417 | 0.0015836 | 443.7235 | 0.0078493 | 449.5525 | 0.00206 | 444.3417 | 0.0015648 | 443.7235 | 0.0018836 | 437.9079 | 0.0077206 | 443.7235 | 0.0092899 | 449.2144 | 0.97199 | 444.3417 | 0.83825 | 441.2355 | 0.073614 | 444.3417 | 0.0054245 | 444.3417 | 0.0017551 | 444.3417 | 0.0010376 | 444.3417 | 0.00051679 | 449.2144 | 1.1761e-05 | 444.3417 | 0.00043472 | 443.7235 | 0.00148 | 681.0032 | 0.00433 | 443.7235 | -0.0005875 | 680.2505 | 3.0002e-05 | 681.0032 | 0.00177 | 441.2355 | 0.89514
| 444.5621 | 0.0011741 | 443.944 | 0.0073119 | 449.6655 | 0 | 444.5621 | 0.00086591 | 443.944 | -0.0002364 | 438.1277 | 0.0070791 | 443.944 | 0.0069731 | 449.3292 | 0.97568 | 444.5621 | 0.83719 | 441.4522 | 0.073764 | 444.5621 | 0.00327 | 444.5621 | 0.00024166 | 444.5621 | 0 | 444.5621 | 0 | 449.3292 | 2.0315e-05 | 444.5621 | 0 | 443.944 | -0.00168 | 681.1655 | 0.00309 | 443.944 | -0.0023959 | 680.413 | 0 | 681.1655 | 0.00187 | 441.4522 | 0.90623
| 444.7825 | 0.0024762 | 444.1645 | 0.0076101 | 449.7784 | 0.00064159 | 444.7825 | 0.00095038 | 444.1645 | 0.0023272 | 438.3474 | 0.0073396 | 444.1645 | 0.0088597 | 449.4441 | 0.97983 | 444.7825 | 0.84074 | 441.6689 | 0.078824 | 444.7825 | 0.0054543 | 444.7825 | 0.0014763 | 444.7825 | 0.00058139 | 444.7825 | 0.00078717 | 449.4441 | 8.5541e-06 | 444.7825 | 0.00024942 | 444.1645 | 0.00112 | 681.3278 | 0.0039 | 444.1645 | 2.1224e-05 | 680.5755 | 5.0004e-05 | 681.3278 | 0.00173 | 441.6689 | 0.91841
| 445.0029 | 0.00094938 | 444.385 | 0.0076275 | 449.8914 | 0 | 445.0029 | 0.00077708 | 444.385 | 4.6584e-05 | 438.5671 | 0.0062943 | 444.385 | 0.0069756 | 449.559 | 0.98555 | 445.0029 | 0.85766 | 441.8856 | 0.079576 | 445.0029 | 0.0041566 | 445.0029 | 0.00073937 | 445.0029 | 0 | 445.0029 | 0 | 449.559 | 2.149e-05 | 445.0029 | 0 | 444.385 | -0.00092811 | 681.4902 | 0.00338 | 444.385 | -0.00021567 | 680.738 | 0 | 681.4902 | 0.0019 | 441.8856 | 0.92264
| 445.2233 | 0.0026043 | 444.6055 | 0.0072384 | 450.0044 | 0.00076297 | 445.2233 | 0.0014299 | 444.6055 | 0.0021668 | 438.7868 | 0.0070556 | 444.6055 | 0.0084422 | 449.6738 | 0.98915 | 445.2233 | 0.86583 | 442.1023 | 0.081696 | 445.2233 | 0.0053251 | 445.2233 | 0.0017472 | 445.2233 | 0.0014109 | 445.2233 | 0.00049521 | 449.6738 | 1.2935e-05 | 445.2233 | 0.00024107 | 444.6055 | 0.00052921 | 681.6525 | 0.0045 | 444.6055 | 0.0015435 | 680.9005 | 5.0004e-05 | 681.6525 | 0.00177 | 442.1023 | 0.93573
| 445.4438 | 0.0011851 | 444.8261 | 0.0073413 | 450.1174 | 0 | 445.4438 | 0.00087287 | 444.8261 | 0.001262 | 439.0066 | 0.0062222 | 444.8261 | 0.0066873 | 449.7887 | 0.99279 | 445.4438 | 0.87057 | 442.319 | 0.086108 | 445.4438 | 0.0033763 | 445.4438 | 0.00038893 | 445.4438 | 0 | 445.4438 | 0 | 449.7887 | 2.7913e-05 | 445.4438 | 0 | 444.8261 | -0.00151 | 681.8148 | 0.0041 | 444.8261 | 0.00028751 | 681.063 | 0 | 681.8148 | 0.00187 | 442.319 | 0.94107
| 445.6642 | 0.0020552 | 445.0466 | 0.007561 | 450.2304 | 0.00168 | 445.6642 | 0.0012705 | 445.0466 | 0.0027776 | 439.2263 | 0.0069478 | 445.0466 | 0.0084835 | 449.9036 | 0.99311 | 445.6642 | 0.88562 | 442.5358 | 0.088704 | 445.6642 | 0.0061798 | 445.6642 | 0.0013456 | 445.6642 | 0.0010307 | 445.6642 | 0.00071548 | 449.9036 | 1.4967e-05 | 445.6642 | 0.00034441 | 445.0466 | 0.00071752 | 681.9772 | 0.00336 | 445.0466 | 0.002387 | 681.2255 | 6.9993e-05 | 681.9772 | 0.00166 | 442.5358 | 0.95192
| 445.8847 | 0.0013972 | 445.2672 | 0.0066705 | 450.3433 | 0 | 445.8847 | 0.0005272 | 445.2672 | 0.00033511 | 439.4461 | 0.0059945 | 445.2672 | 0.0062682 | 450.0185 | 0.99326 | 445.8847 | 0.90251 | 442.7525 | 0.092019 | 445.8847 | 0.0040706 | 445.8847 | 0 | 445.8847 | 0 | 445.8847 | 0 | 450.0185 | 2.4806e-05 | 445.8847 | 0 | 445.2672 | -0.00114 | 682.1396 | 0.00462 | 445.2672 | -0.0024988 | 681.388 | 0 | 682.1396 | 0.00178 | 442.7525 | 0.95939
| 446.1052 | 0.0020435 | 445.4878 | 0.0076575 | 450.4563 | 0.00137 | 446.1052 | 0.00098157 | 445.4878 | 0.0023298 | 439.6659 | 0.006718 | 445.4878 | 0.0082313 | 450.1334 | 0.99193 | 446.1051 | 0.92979 | 442.9693 | 0.096324 | 446.1051 | 0.0063588 | 446.1052 | 0.0015781 | 446.1051 | 0.00054891 | 446.1051 | 0.001143 | 450.1334 | 9.8388e-06 | 446.1052 | 0.00030704 | 445.4878 | 0.00152 | 682.3019 | 0.00464 | 445.4878 | 0.001417 | 681.5505 | 5.0004e-05 | 682.3019 | 0.00169 | 442.9693 | 0.97313
| 446.3257 | 0.0011637 | 445.7084 | 0.0076175 | 450.5693 | 0 | 446.3257 | 0.00021537 | 445.7084 | 0.00084238 | 439.8857 | 0.0062044 | 445.7084 | 0.0063366 | 450.2482 | 0.99371 | 446.3256 | 0.94902 | 443.186 | 0.09435 | 446.3256 | 0.0048389 | 446.3257 | 0.00051867 | 446.3256 | 0 | 446.3256 | 0 | 450.2482 | 1.9886e-05 | 446.3256 | 0 | 445.7084 | -0.00050461 | 682.4643 | 0.00417 | 445.7084 | -0.00020383 | 681.713 | 0 | 682.4643 | 0.00185 | 443.186 | 0.97607
| 446.5461 | 0.0025161 | 445.929 | 0.0078533 | 450.6823 | 0.00149 | 446.5461 | 0.0016215 | 445.929 | 0.0034588 | 440.1055 | 0.0068726 | 445.929 | 0.0082737 | 450.3631 | 0.99502 | 446.5461 | 0.96014 | 443.4028 | 0.098083 | 446.5461 | 0.0061941 | 446.5461 | 0.0016765 | 446.5461 | 0.0013908 | 446.5461 | 0.00086843 | 450.3631 | 1.0047e-05 | 446.5461 | 0.00021518 | 445.929 | 0.00037833 | 682.6267 | 0.00438 | 445.929 | 0.0025567 | 681.8756 | 3.0002e-05 | 682.6267 | 0.0017 | 443.4028 | 0.9847
| 446.7667 | 0.0018913 | 446.1496 | 0.0078571 | 450.7953 | 0 | 446.7667 | 0.00079623 | 446.1496 | 0.00060955 | 440.3253 | 0.0060301 | 446.1496 | 0.0061535 | 450.478 | 0.99828 | 446.7667 | 0.97465 | 443.6196 | 0.099074 | 446.7667 | 0.0055908 | 446.7667 | 0.00037163 | 446.7667 | 0 | 446.7667 | 0 | 450.478 | 2.5662e-05 | 446.7667 | 0 | 446.1496 | -0.00133 | 682.789 | 0.00371 | 446.1496 | -0.0033874 | 682.0381 | 0 | 682.789 | 0.00189 | 443.6196 | 0.98673
| 446.9872 | 0.0025918 | 446.3702 | 0.0084784 | 450.9083 | 0.00192 | 446.9872 | 0.0015278 | 446.3702 | 0.0041796 | 440.5452 | 0.0061224 | 446.3702 | 0.0082512 | 450.5929 | 0.99918 | 446.9872 | 0.9974 | 443.8364 | 0.10775 | 446.9872 | 0.0083164 | 446.9872 | 0.0025761 | 446.9872 | 0.0018525 | 446.9872 | 0.0010901 | 450.5929 | 1.5823e-05 | 446.9872 | 0.00032609 | 446.3702 | 0.00155 | 682.9514 | 0.00338 | 446.3702 | 0.0020538 | 682.2006 | 6.9993e-05 | 682.9514 | 0.00177 | 443.8364 | 0.99766
| 447.2077 | 0.00050277 | 446.5909 | 0.0075658 | 451.0213 | 0 | 447.2077 | 0.0011248 | 446.5909 | 0.001257 | 440.765 | 0.0060458 | 446.5909 | 0.0057654 | 450.7079 | 1 | 447.2077 | 1 | 444.0532 | 0.10475 | 447.2077 | 0.0060658 | 447.2077 | 0.00020575 | 447.2077 | 0 | 447.2077 | 0 | 450.7079 | 3.079e-05 | 447.2077 | 0 | 446.5909 | -0.00137 | 683.1138 | 0.00271 | 446.5909 | -0.00070532 | 682.3632 | 0 | 683.1138 | 0.00192 | 444.0532 | 0.9965
| 447.4283 | 0.0017686 | 446.8116 | 0.0078685 | 451.1343 | 0.00139 | 447.4283 | 0.0011391 | 446.8116 | 0.0024996 | 440.9849 | 0.0061772 | 446.8116 | 0.0077091 | 450.8228 | 0.99799 | 447.4283 | 0.99441 | 444.2701 | 0.11151 | 447.4283 | 0.0081498 | 447.4283 | 0.0021138 | 447.4283 | 0.00084707 | 447.4283 | 0.0013529 | 450.8228 | 1.5615e-05 | 447.4283 | 0.00033571 | 446.8116 | 0.00116 | 683.2762 | 0.00313 | 446.8116 | 0.0035352 | 682.5257 | 8.9995e-05 | 683.2762 | 0.00173 | 444.2701 | 1
| 447.6489 | 0.0012987 | 447.0322 | 0.0076729 | 451.2473 | 0 | 447.6489 | 0.00067514 | 447.0322 | 0.00097406 | 441.2047 | 0.0049306 | 447.0322 | 0.005296 | 450.9377 | 0.99677 | 447.6489 | 0.97431 | 444.4869 | 0.11424 | 447.6489 | 0.0065624 | 447.6489 | 0.00062054 | 447.6489 | 0 | 447.6489 | 0 | 450.9377 | 2.6727e-05 | 447.6489 | 0 | 447.0322 | -0.00064251 | 683.4386 | 0.00357 | 447.0322 | -0.00028726 | 682.6883 | 0 | 683.4386 | 0.00184 | 444.4869 | 0.99328
| 447.8694 | 0.0022155 | 447.2529 | 0.0068236 | 451.3603 | 0.00083232 | 447.8694 | 0.0014704 | 447.2529 | 0.0021001 | 441.4246 | 0.0061803 | 447.2529 | 0.0070303 | 451.0526 | 0.99702 | 447.8695 | 0.96429 | 444.7037 | 0.11804 | 447.8695 | 0.0085882 | 447.8694 | 0.0019679 | 447.8695 | 0.0009943 | 447.8695 | 0.0011427 | 451.0526 | 1.1761e-05 | 447.8694 | 0.00027456 | 447.2529 | 0.00166 | 683.601 | 0.00487 | 447.2529 | 0.0010759 | 682.8509 | 8.9995e-05 | 683.601 | 0.00171 | 444.7037 | 0.99463
| 448.0901 | 0.0014662 | 447.4736 | 0.0073205 | 451.4733 | 0 | 448.0901 | 0.00040632 | 447.4736 | 0.00026683 | 441.6445 | 0.0048366 | 447.4736 | 0.004897 | 451.1675 | 0.99899 | 448.0901 | 0.95233 | 444.9206 | 0.11961 | 448.0901 | 0.006248 | 448.0901 | 0.00035842 | 448.0901 | 0 | 448.0901 | 0 | 451.1675 | 2.2456e-05 | 448.0901 | 0 | 447.4736 | -0.00078862 | 683.7635 | 0.00461 | 447.4736 | -0.0038307 | 683.0134 | 0 | 683.7635 | 0.00187 | 444.9206 | 0.99914
| 448.3107 | 0.0020902 | 447.6944 | 0.007707 | 451.5863 | 0.00149 | 448.3107 | 0.00081076 | 447.6944 | 0.0025671 | 441.8644 | 0.005814 | 447.6944 | 0.0068784 | 451.2825 | 0.99965 | 448.3107 | 0.95198 | 445.1375 | 0.12308 | 448.3107 | 0.0094258 | 448.3107 | 0.0021084 | 448.3107 | 0.0010655 | 448.3107 | 0.0010728 | 451.2825 | 1.1332e-05 | 448.3107 | 0.00025417 | 447.6944 | 0.0008349 | 683.9259 | 0.00471 | 447.6944 | 0.0007037 | 683.176 | 6.9993e-05 | 683.9259 | 0.00177 | 445.1375 | 0.99669
| 448.5313 | 0.0014296 | 447.9151 | 0.0070368 | 451.6993 | 0 | 448.5313 | 0.0012262 | 447.9151 | 0.0011513 | 442.0843 | 0.0046389 | 447.9151 | 0.0052926 | 451.3974 | 0.99963 | 448.5313 | 0.9475 | 445.3544 | 0.12689 | 448.5313 | 0.0070203 | 448.5313 | 0.00061378 | 448.5313 | 0 | 448.5313 | 0 | 451.3974 | 2.0534e-05 | 448.5313 | 0 | 447.9151 | -0.0012 | 684.0883 | 0.0035 | 447.9151 | 0.0004284 | 683.3386 | 0 | 684.0883 | 0.00191 | 445.3544 | 0.99077
| 448.752 | 0.002518 | 448.1359 | 0.0074763 | 451.8123 | 0.00175 | 448.752 | 0.0018718 | 448.1359 | 0.0020039 | 442.3042 | 0.0049625 | 448.1359 | 0.0067382 | 451.5124 | 0.99779 | 448.7519 | 0.95654 | 445.5713 | 0.13398 | 448.7519 | 0.0099583 | 448.752 | 0.0017227 | 448.7519 | 0.00071289 | 448.7519 | 0.00094455 | 451.5124 | 9.4106e-06 | 448.752 | 0.00014898 | 448.1359 | 0.00161 | 684.2507 | 0.0041 | 448.1359 | 0.0001803 | 683.5012 | 3.0002e-05 | 684.2507 | 0.00176 | 445.5713 | 0.98801
| 448.9726 | 0.0012062 | 448.3566 | 0.007444 | 451.9253 | 8.6901e-05 | 448.9726 | 0.00086737 | 448.3566 | 9.2831e-06 | 442.5242 | 0.0045443 | 448.3566 | 0.0046423 | 451.6273 | 0.99677 | 448.9726 | 0.96375 | 445.7882 | 0.13462 | 448.9726 | 0.0087066 | 448.9726 | 0.00074158 | 448.9726 | 0 | 448.9726 | 0 | 451.6273 | 2.2236e-05 | 448.9726 | 0 | 448.3566 | -0.0008538 | 684.4132 | 0.00381 | 448.3566 | -0.0031855 | 683.6638 | 0 | 684.4132 | 0.00195 | 445.7882 | 0.98406
| 449.1933 | 0.0019917 | 448.5774 | 0.0080614 | 452.0383 | 0.00118 | 449.1933 | 0.0011025 | 448.5774 | 0.0030447 | 442.7441 | 0.0054757 | 448.5774 | 0.0068552 | 451.7422 | 0.99422 | 449.1933 | 0.95891 | 446.0051 | 0.14129 | 449.1933 | 0.010716 | 449.1933 | 0.002525 | 449.1933 | 0.00062823 | 449.1933 | 0.0014106 | 451.7422 | 1.3045e-05 | 449.1933 | 0.00038546 | 448.5774 | 0.00101 | 684.5756 | 0.00441 | 448.5774 | 0.0026179 | 683.8264 | 6.9993e-05 | 684.5756 | 0.00182 | 446.0051 | 0.97926
| 449.4139 | 0.0011018 | 448.7982 | 0.0073798 | 452.1513 | 0 | 449.4139 | 0.0003595 | 448.7982 | 0.0010772 | 442.9641 | 0.004386 | 448.7982 | 0.0046149 | 451.8572 | 0.99267 | 449.4139 | 0.94511 | 446.222 | 0.14089 | 449.4139 | 0.0091452 | 449.4139 | 0.00060023 | 449.4139 | 0 | 449.4139 | 0 | 451.8572 | 2.8012e-05 | 449.4139 | 0 | 448.7982 | -0.00036886 | 684.7381 | 0.00186 | 448.7982 | -0.0010015 | 683.989 | 0 | 684.7381 | 0.00201 | 446.222 | 0.97291
| 449.6346 | 0.0019166 | 449.019 | 0.0080164 | 452.2643 | 0.00189 | 449.6346 | 0.0015376 | 449.019 | 0.0036992 | 443.1841 | 0.0045545 | 449.019 | 0.0068039 | 451.9721 | 0.99086 | 449.6346 | 0.94099 | 446.439 | 0.14765 | 449.6346 | 0.011174 | 449.6346 | 0.0027544 | 449.6346 | 0.001855 | 449.6346 | 0.001431 | 451.9721 | 1.4967e-05 | 449.6346 | 0.00032402 | 449.019 | 0.00072872 | 684.9005 | 0.00556 | 449.019 | 0.00084184 | 684.1516 | 5.0004e-05 | 684.9005 | 0.00184 | 446.439 | 0.96434
| 449.8553 | 0.0017714 | 449.2398 | 0.0069281 | 452.3773 | 0 | 449.8553 | 0.0010191 | 449.2398 | 0.0004274 | 443.4041 | 0.0039489 | 449.2398 | 0.0043774 | 452.0871 | 0.99081 | 449.8553 | 0.934 | 446.6559 | 0.15352 | 449.8553 | 0.010748 | 449.8553 | 0.00075223 | 449.8553 | 0 | 449.8553 | 0 | 452.0871 | 2.6727e-05 | 449.8553 | 0 | 449.2398 | -0.00082398 | 685.063 | 0.00388 | 449.2398 | -0.0036252 | 684.3142 | 0 | 685.063 | 0.00201 | 446.6559 | 0.95584
| 450.076 | 0.0025932 | 449.4607 | 0.00742 | 452.4903 | 0.00086701 | 450.076 | 0.00082418 | 449.4607 | 0.0027328 | 443.6241 | 0.0044563 | 449.4607 | 0.0061601 | 452.2021 | 0.99014 | 450.0761 | 0.92959 | 446.8729 | 0.15676 | 450.0761 | 0.011827 | 450.076 | 0.0021381 | 450.0761 | 0.0011949 | 450.0761 | 0.0011543 | 452.2021 | 1.1761e-05 | 450.0761 | 0.00031365 | 449.4606 | 5.028e-05 | 685.2255 | 0.00496 | 449.4607 | 0.00053362 | 684.4768 | 6.9993e-05 | 685.2255 | 0.00182 | 446.8729 | 0.94783
| 450.2968 | 0.0014311 | 449.6815 | 0.0072737 | 452.6033 | 0 | 450.2968 | 0.0001214 | 449.6815 | 0.00059282 | 443.8441 | 0.0033469 | 449.6815 | 0.0039521 | 452.3171 | 0.98954 | 450.2968 | 0.91439 | 447.0898 | 0.1595 | 450.2968 | 0.010558 | 450.2968 | 0.00063564 | 450.2968 | 0 | 450.2968 | 0 | 452.3171 | 2.3521e-05 | 450.2968 | 0 | 449.6815 | -0.00193 | 685.3879 | 0.00464 | 449.6815 | -0.0018483 | 684.6394 | 0 | 685.3879 | 0.00186 | 447.0898 | 0.94277
| 450.5175 | 0.0022237 | 449.9024 | 0.0074369 | 452.7163 | 0.00088435 | 450.5175 | 0.0012784 | 449.9024 | 0.0028027 | 444.0641 | 0.0037449 | 449.9024 | 0.0059821 | 452.432 | 0.98672 | 450.5175 | 0.9056 | 447.3069 | 0.16598 | 450.5175 | 0.012864 | 450.5175 | 0.0021744 | 450.5175 | 8.3188e-05 | 450.5175 | 0.00092209 | 452.432 | 1.1761e-05 | 450.5176 | 0.00012279 | 449.9024 | 0.0017 | 685.5504 | 0.00371 | 449.9024 | 0.003463 | 684.8021 | 6.9993e-05 | 685.5504 | 0.00165 | 447.3068 | 0.9239
| 450.7383 | 0.0015599 | 450.1232 | 0.007507 | 452.8294 | 0 | 450.7383 | -2.8931e-05 | 450.1232 | 0.0017471 | 444.2841 | 0.003432 | 450.1232 | 0.0040129 | 452.547 | 0.98488 | 450.7383 | 0.89003 | 447.5238 | 0.16877 | 450.7383 | 0.011649 | 450.7383 | 0.0009031 | 450.7383 | 0 | 450.7383 | 0 | 452.547 | 2.5454e-05 | 450.7383 | 0 | 450.1232 | -0.00239 | 685.7129 | 0.00388 | 450.1232 | -0.0037806 | 684.9647 | 0 | 685.7129 | 0.00179 | 447.5238 | 0.91298
| 450.9591 | 0.0018994 | 450.3441 | 0.0074969 | 452.9424 | 0.00067626 | 450.9591 | 0.001648 | 450.3441 | 0.0033111 | 444.5042 | 0.0039761 | 450.3441 | 0.0061289 | 452.662 | 0.98144 | 450.9591 | 0.88525 | 447.7408 | 0.17331 | 450.9591 | 0.013638 | 450.9591 | 0.0024581 | 450.9591 | 0.0012315 | 450.9591 | 0.0010741 | 452.662 | 1.3902e-05 | 450.9591 | 0.00043887 | 450.3441 | 0.00145 | 685.8754 | 0.00468 | 450.3441 | 0.00089407 | 685.1273 | 8.9995e-05 | 685.8754 | 0.00175 | 447.7408 | 0.9053
| 451.1799 | 0.001828 | 450.565 | 0.0071202 | 453.0554 | 0 | 451.1799 | 9.5088e-05 | 450.565 | 0.00032322 | 444.7242 | 0.003058 | 450.565 | 0.0034823 | 452.777 | 0.97991 | 451.1799 | 0.86886 | 447.9579 | 0.17728 | 451.1799 | 0.010998 | 451.1799 | 0.00068211 | 451.1799 | 0 | 451.1799 | 0 | 452.777 | 2.6947e-05 | 451.1799 | 0 | 450.565 | -0.00157 | 686.0379 | 0.00461 | 450.565 | -0.00066739 | 685.29 | 0 | 686.0379 | 0.00193 | 447.9579 | 0.88191
| 451.4007 | 0.0017685 | 450.786 | 0.0058729 | 453.1684 | 0.00144 | 451.4007 | 0.00089099 | 450.786 | 0.0031481 | 444.9443 | 0.0040956 | 450.786 | 0.0060653 | 452.892 | 0.97696 | 451.4007 | 0.86057 | 448.1749 | 0.1877 | 451.4007 | 0.014673 | 451.4007 | 0.0029103 | 451.4007 | 0.00069277 | 451.4007 | 0.0010258 | 452.892 | 1.3474e-05 | 451.4007 | 0.00021817 | 450.786 | 0.00136 | 686.2004 | 0.00496 | 450.786 | 0.0020882 | 685.4526 | 6.9993e-05 | 686.2004 | 0.00184 | 448.1749 | 0.87521
| 451.6215 | 0.00082389 | 451.0069 | 0.0055295 | 453.2815 | 0 | 451.6215 | 0.0003219 | 451.0069 | 0.00088337 | 445.1643 | 0.0031788 | 451.0069 | 0.0036321 | 453.007 | 0.97557 | 451.6215 | 0.84499 | 448.392 | 0.18801 | 451.6215 | 0.013367 | 451.6215 | 0.0012185 | 451.6215 | 0 | 451.6215 | 0 | 453.007 | 2.6947e-05 | 451.6215 | 0 | 451.0069 | -0.00196 | 686.3629 | 0.00376 | 451.0069 | -0.0026829 | 685.6153 | 0 | 686.3629 | 0.00189 | 448.392 | 0.85828
| 451.8423 | 0.0027693 | 451.2278 | 0.0074083 | 453.3945 | 0.00064159 | 451.8423 | 0.00090505 | 451.2278 | 0.0034191 | 445.3844 | 0.003462 | 451.2278 | 0.005826 | 453.122 | 0.97218 | 451.8423 | 0.83222 | 448.609 | 0.19458 | 451.8423 | 0.016398 | 451.8423 | 0.0025214 | 451.8423 | 0.00145 | 451.8423 | 0.0012319 | 453.122 | 1.3902e-05 | 451.8423 | 0.00026916 | 451.2278 | 0.0012 | 686.5254 | 0.00499 | 451.2278 | -0.00090172 | 685.7779 | 6.9993e-05 | 686.5254 | 0.00171 | 448.609 | 0.84535
| 452.0631 | 0.0016141 | 451.4488 | 0.007313 | 453.5075 | 0 | 452.0631 | 0.00056082 | 451.4488 | 0.00067614 | 445.6045 | 0.0032005 | 451.4488 | 0.0036356 | 453.237 | 0.9691 | 452.0632 | 0.81799 | 448.8261 | 0.20071 | 452.0632 | 0.013072 | 452.0631 | 0.0010075 | 452.0632 | 0 | 452.0632 | 0 | 453.237 | 2.7375e-05 | 452.0631 | 0 | 451.4488 | -0.00066974 | 686.688 | 0.00274 | 451.4488 | -0.0017881 | 685.9406 | 0 | 686.688 | 0.00178 | 448.8261 | 0.82882
| 452.284 | 0.0025802 | 451.6698 | 0.0079629 | 453.6205 | 0.0013 | 452.284 | 0.0016198 | 451.6698 | 0.0016364 | 445.8246 | 0.0032062 | 451.6698 | 0.0057392 | 453.352 | 0.96426 | 452.284 | 0.80271 | 449.0432 | 0.20538 | 452.284 | 0.016376 | 452.284 | 0.003402 | 452.284 | 0.00085315 | 452.284 | 0.0013064 | 453.352 | 1.3682e-05 | 452.284 | 0.00032517 | 451.6698 | 0.00136 | 686.8505 | 0.00445 | 451.6698 | 0.0012582 | 686.1033 | 5.0004e-05 | 686.8505 | 0.00174 | 449.0432 | 0.81055
| 452.5049 | 0.0017528 | 451.8908 | 0.0076085 | 453.7335 | 0 | 452.5049 | 0.00012763 | 451.8908 | 3.4481e-05 | 446.0448 | 0.0025042 | 451.8908 | 0.0036872 | 453.467 | 0.9601 | 452.5049 | 0.78259 | 449.2603 | 0.21306 | 452.5049 | 0.014637 | 452.5049 | 0.0014398 | 452.5049 | 0 | 452.5049 | 0 | 453.467 | 2.6299e-05 | 452.5049 | 0 | 451.8908 | -0.00117 | 687.013 | 0.00311 | 451.8908 | -0.0016306 | 686.2659 | 0 | 687.013 | 0.00194 | 449.2602 | 0.79782
| 452.7258 | 0.0020611 | 452.1118 | 0.0076181 | 453.8466 | 0.0018 | 452.7258 | 0.0012769 | 452.1118 | 0.003039 | 446.2649 | 0.0037055 | 452.1118 | 0.0052138 | 453.582 | 0.95573 | 452.7258 | 0.7694 | 449.4774 | 0.2238 | 452.7258 | 0.017662 | 452.7258 | 0.002509 | 452.7258 | 0.0019912 | 452.7258 | 0.0011155 | 453.582 | 1.2617e-05 | 452.7258 | 0.00030112 | 452.1118 | 0.0003342 | 687.1756 | 0.00353 | 452.1118 | 0.00093577 | 686.4286 | 8.9995e-05 | 687.1756 | 0.00189 | 449.4774 | 0.78331
| 452.9467 | 0.0014184 | 452.3328 | 0.0070618 | 453.9596 | 0 | 452.9467 | -0.0001508 | 452.3328 | 0.00029788 | 446.485 | 0.002881 | 452.3328 | 0.0031246 | 453.6971 | 0.95362 | 452.9467 | 0.74821 | 449.6945 | 0.22203 | 452.9467 | 0.015339 | 452.9467 | 0.0011912 | 452.9467 | 0 | 452.9467 | 0 | 453.6971 | 2.3093e-05 | 452.9467 | 0 | 452.3328 | -0.00097402 | 687.3381 | 0.00459 | 452.3328 | -0.0028562 | 686.5913 | 0 | 687.3381 | 0.002 | 449.6945 | 0.76007
| 453.1676 | 0.0022242 | 452.5538 | 0.0075584 | 454.0727 | 0.00156 | 453.1676 | 0.0018979 | 452.5538 | 0.0028619 | 446.7052 | 0.0034453 | 452.5538 | 0.0054358 | 453.8121 | 0.95031 | 453.1676 | 0.73313 | 449.9116 | 0.22811 | 453.1676 | 0.019414 | 453.1676 | 0.0030542 | 453.1676 | 0.0013815 | 453.1676 | 0.0012663 | 453.8121 | 1.0476e-05 | 453.1676 | 0.00017994 | 452.5538 | 0.00169 | 687.5006 | 0.00498 | 452.5538 | 0.0020342 | 686.754 | 6.9993e-05 | 687.5006 | 0.00181 | 449.9116 | 0.73895
| 453.3885 | 0.0014154 | 452.7749 | 0.0074874 | 454.1857 | 0 | 453.3885 | 0.00052664 | 452.7749 | 0.00025411 | 446.9254 | 0.0024019 | 452.7749 | 0.003247 | 453.9271 | 0.94691 | 453.3885 | 0.70615 | 450.1287 | 0.23499 | 453.3885 | 0.017853 | 453.3885 | 0.0017199 | 453.3885 | 0 | 453.3885 | 0 | 453.9271 | 2.1599e-05 | 453.3885 | 0 | 452.7749 | -0.00016112 | 687.6632 | 0.00489 | 452.7749 | 1.5621e-05 | 686.9167 | 0 | 687.6632 | 0.00198 | 450.1287 | 0.72591
| 453.6094 | 0.001632 | 452.9959 | 0.0070544 | 454.2987 | 0.00106 | 453.6094 | 0.001547 | 452.9959 | 0.0025233 | 447.1456 | 0.0031701 | 452.9959 | 0.0049944 | 454.0422 | 0.93972 | 453.6094 | 0.68639 | 450.3459 | 0.24047 | 453.6094 | 0.018667 | 453.6094 | 0.0026346 | 453.6094 | 0.00024698 | 453.6094 | 0.001148 | 454.0422 | 1.1124e-05 | 453.6094 | 0.00026796 | 452.9959 | 0.0015 | 687.8258 | 0.0038 | 452.9959 | -0.0014601 | 687.0794 | 3.0002e-05 | 687.8258 | 0.00185 | 450.3459 | 0.70582
| 453.8304 | 0.0017259 | 453.217 | 0.0055977 | 454.4118 | 0 | 453.8304 | 0.00048837 | 453.217 | 0.00071001 | 447.3658 | 0.0027404 | 453.217 | 0.0029507 | 454.1572 | 0.9338 | 453.8304 | 0.66585 | 450.563 | 0.24925 | 453.8304 | 0.018172 | 453.8304 | 0.0015421 | 453.8304 | 0 | 453.8304 | 0 | 454.1572 | 2.7375e-05 | 453.8304 | 0 | 453.217 | -0.00116 | 687.9883 | 0.00475 | 453.217 | -0.0011806 | 687.2421 | 0 | 687.9883 | 0.00195 | 450.563 | 0.69176
| 454.0513 | 0.0019435 | 453.4381 | 0.0074336 | 454.5248 | 0.00111 | 454.0513 | 0.00088013 | 453.4381 | 0.0027469 | 447.586 | 0.0030092 | 453.4381 | 0.0051266 | 454.2722 | 0.92638 | 454.0513 | 0.65447 | 450.7802 | 0.25686 | 454.0513 | 0.021367 | 454.0513 | 0.0037846 | 454.0513 | 0.00095192 | 454.0513 | 0.0010358 | 454.2722 | 1.7218e-05 | 454.0513 | 0.00028157 | 453.4381 | 0.00111 | 688.1509 | 0.00485 | 453.4381 | -0.0030787 | 687.4049 | 8.9995e-05 | 688.1509 | 0.00174 | 450.7802 | 0.67373
| 454.2723 | 0.0019677 | 453.6592 | 0.0066129 | 454.6378 | 0 | 454.2723 | 6.3727e-05 | 453.6592 | 0.0010279 | 447.8062 | 0.0021211 | 453.6592 | 0.0027937 | 454.3873 | 0.92224 | 454.2723 | 0.63443 | 450.9974 | 0.26159 | 454.2723 | 0.020709 | 454.2723 | 0.0018319 | 454.2723 | 0 | 454.2723 | 0 | 454.3873 | 3.1548e-05 | 454.2723 | 0 | 453.6592 | -0.00084842 | 688.3135 | 0.00452 | 453.6592 | -0.0013922 | 687.5676 | 0 | 688.3135 | 0.00184 | 450.9974 | 0.65346
| 454.4933 | 0.0017032 | 453.8803 | 0.0076609 | 454.7509 | 0.00098839 | 454.4933 | 0.001178 | 453.8803 | 0.0027335 | 448.0264 | 0.0028173 | 453.8803 | 0.0051656 | 454.5023 | 0.91625 | 454.4933 | 0.62439 | 451.2146 | 0.2706 | 454.4933 | 0.023149 | 454.4933 | 0.0038856 | 454.4933 | 0.0017367 | 454.4933 | 0.00088837 | 454.5023 | 1.5285e-05 | 454.4933 | 0.00045058 | 453.8803 | 0.00151 | 688.4761 | 0.00469 | 453.8803 | 0.00049532 | 687.7303 | 5.0004e-05 | 688.4761 | 0.0018 | 451.2146 | 0.64
| 454.7143 | 0.0012935 | 454.1015 | 0.006608 | 454.8639 | 0 | 454.7143 | 0.00013869 | 454.1015 | 0.00031244 | 448.2466 | 0.0019726 | 454.1015 | 0.002535 | 454.6174 | 0.91267 | 454.7143 | 0.60257 | 451.4318 | 0.27583 | 454.7143 | 0.020325 | 454.7143 | 0.0015616 | 454.7143 | 0 | 454.7143 | 0 | 454.6174 | 2.866e-05 | 454.7143 | 0 | 454.1015 | -0.0014 | 688.6387 | 0.00466 | 454.1015 | -0.0019856 | 687.893 | 0 | 688.6387 | 0.00202 | 451.4318 | 0.61776
| 454.9353 | 0.0021005 | 454.3226 | 0.0076033 | 454.977 | 0.00146 | 454.9353 | 0.00082881 | 454.3226 | 0.0025036 | 448.4669 | 0.0028378 | 454.3226 | 0.0048574 | 454.7325 | 0.90858 | 454.9353 | 0.59264 | 451.649 | 0.28369 | 454.9353 | 0.024895 | 454.9353 | 0.0042536 | 454.9353 | 0.001456 | 454.9353 | 0.0014721 | 454.7325 | 1.433e-05 | 454.9353 | 0.00045035 | 454.3226 | 0.00147 | 688.8013 | 0.0048 | 454.3226 | 0.0029887 | 688.0558 | 3.0002e-05 | 688.8013 | 0.00195 | 451.649 | 0.60813
| 455.1563 | 0.00086404 | 454.5438 | 0.0074432 | 455.09 | 0 | 455.1563 | 0.00055627 | 454.5438 | 0.00022243 | 448.6872 | 0.0016358 | 454.5438 | 0.0028107 | 454.8475 | 0.90622 | 455.1563 | 0.57337 | 451.8662 | 0.29008 | 455.1563 | 0.023659 | 455.1563 | 0.0027975 | 455.1563 | 0 | 455.1563 | 0 | 454.8475 | 2.6727e-05 | 455.1563 | 0 | 454.5438 | -0.0003556 | 688.9639 | 0.0036 | 454.5438 | -0.00035906 | 688.2185 | 0 | 688.9639 | 0.0021 | 451.8662 | 0.58497
| 455.3774 | 0.001838 | 454.7649 | 0.006659 | 455.2031 | 0.00165 | 455.3774 | 0.00097876 | 454.7649 | 0.0031688 | 448.9074 | 0.0025912 | 454.7649 | 0.0045717 | 454.9626 | 0.90108 | 455.3774 | 0.5553 | 452.0835 | 0.29878 | 455.3774 | 0.025944 | 455.3774 | 0.0036426 | 455.3774 | 0.00073981 | 455.3774 | 0.00068475 | 454.9626 | 1.2408e-05 | 455.3774 | 0.00033995 | 454.7649 | 0.00102 | 689.1265 | 0.00454 | 454.7649 | 0.0038018 | 688.3813 | 6.9993e-05 | 689.1265 | 0.0019 | 452.0835 | 0.56923
| 455.5984 | 0.0010964 | 454.9861 | 0.0064734 | 455.3161 | 0 | 455.5984 | 0.00075331 | 454.9861 | 0.00052534 | 449.1277 | 0.0020155 | 454.9861 | 0.00247 | 455.0777 | 0.8936 | 455.5984 | 0.53312 | 452.3008 | 0.30391 | 455.5984 | 0.023873 | 455.5984 | 0.0021236 | 455.5984 | 0 | 455.5984 | 0 | 455.0777 | 2.4169e-05 | 455.5985 | 0 | 454.9861 | -0.00082229 | 689.2891 | 0.00397 | 454.9861 | -0.0033301 | 688.544 | 0 | 689.2891 | 0.00202 | 452.3007 | 0.55262
| 455.8195 | 0.0020532 | 455.2073 | 0.0069609 | 455.4292 | 0.00113 | 455.8195 | 0.00099527 | 455.2073 | 0.0033486 | 449.348 | 0.0024488 | 455.2073 | 0.0044508 | 455.1928 | 0.88489 | 455.8195 | 0.52602 | 452.518 | 0.31268 | 455.8195 | 0.026687 | 455.8195 | 0.0038531 | 455.8195 | 0.00094178 | 455.8195 | 0.0011706 | 455.1928 | 1.1761e-05 | 455.8195 | 0.00034721 | 455.2073 | 0.0013 | 689.4517 | 0.00434 | 455.2073 | 0.0042052 | 688.7068 | 6.9993e-05 | 689.4517 | 0.00179 | 452.518 | 0.53924
| 456.0406 | 0.0013053 | 455.4285 | 0.0061556 | 455.5422 | 0 | 456.0406 | 0.00018232 | 455.4285 | 0.00053626 | 449.5683 | 0.0019708 | 455.4285 | 0.0025435 | 455.3079 | 0.87907 | 456.0406 | 0.51107 | 452.7353 | 0.31877 | 456.0406 | 0.025812 | 456.0406 | 0.0026266 | 456.0406 | 0 | 456.0406 | 0 | 455.3079 | 2.2884e-05 | 456.0406 | 0 | 455.4285 | -0.00145 | 689.6144 | 0.00294 | 455.4285 | 0.0036865 | 688.8696 | 0 | 689.6144 | 0.00193 | 452.7353 | 0.52734
| 456.2617 | 0.0018297 | 455.6498 | 0.0070146 | 455.6553 | 0.00151 | 456.2617 | 0.0010711 | 455.6498 | 0.0024821 | 449.7887 | 0.0023764 | 455.6498 | 0.0039015 | 455.423 | 0.87475 | 456.2617 | 0.50199 | 452.9526 | 0.33086 | 456.2617 | 0.02842 | 456.2617 | 0.0041196 | 456.2617 | 0.0014268 | 456.2617 | 0.0013218 | 455.423 | 1.1124e-05 | 456.2617 | 0.00030725 | 455.6498 | 0.00048769 | 689.777 | 0.0044 | 455.6498 | 0.0010414 | 689.0323 | 5.0004e-05 | 689.777 | 0.00181 | 452.9526 | 0.51272
| 456.4828 | 0.0014386 | 455.871 | 0.0064743 | 455.7683 | 0 | 456.4828 | 0.00022903 | 455.871 | 0.00010819 | 450.009 | 0.0015284 | 455.871 | 0.0021241 | 455.538 | 0.87215 | 456.4828 | 0.48132 | 453.1699 | 0.33695 | 456.4828 | 0.028335 | 456.4828 | 0.0028726 | 456.4828 | 0 | 456.4828 | 0 | 455.538 | 2.4806e-05 | 456.4828 | 0 | 455.871 | -0.00126 | 689.9396 | 0.00348 | 455.871 | -0.0024968 | 689.1951 | 0 | 689.9396 | 0.00197 | 453.1699 | 0.49109
| 456.7039 | 0.0021724 | 456.0923 | 0.0070216 | 455.8814 | 0.00084967 | 456.7039 | 0.0011939 | 456.0923 | 0.001511 | 450.2293 | 0.0021259 | 456.0923 | 0.0043173 | 455.6531 | 0.86712 | 456.7039 | 0.47458 | 453.3872 | 0.34727 | 456.7039 | 0.031863 | 456.7039 | 0.004305 | 456.7039 | 0.00064147 | 456.7039 | 0.0014179 | 455.6531 | 1.3682e-05 | 456.7039 | 0.00045079 | 456.0923 | 0.00138 | 690.1023 | 0.00457 | 456.0923 | 0.0039988 | 689.3579 | 3.0002e-05 | 690.1023 | 0.00181 | 453.3872 | 0.48033
| 456.925 | 0.00046505 | 456.3135 | 0.0068237 | 455.9944 | 0 | 456.925 | 0.00041519 | 456.3135 | -5.992e-05 | 450.4497 | 0.0012429 | 456.3135 | 0.0023465 | 455.7683 | 0.86192 | 456.9251 | 0.46235 | 453.6045 | 0.35163 | 456.9251 | 0.030252 | 456.925 | 0.0029586 | 456.9251 | 0 | 456.9251 | 0 | 455.7683 | 2.8012e-05 | 456.925 | 0 | 456.3135 | -0.00081552 | 690.2649 | 0.00381 | 456.3135 | -0.0010512 | 689.5207 | 0 | 690.2649 | 0.00185 | 453.6045 | 0.46735
| 457.1462 | 0.0022217 | 456.5348 | 0.006875 | 456.1075 | 0.00146 | 457.1462 | 0.0010575 | 456.5348 | 0.0030173 | 450.6701 | 0.0022237 | 456.5348 | 0.004248 | 455.8834 | 0.8535 | 457.1462 | 0.45384 | 453.8218 | 0.36263 | 457.1462 | 0.033246 | 457.1462 | 0.0041217 | 457.1462 | 0.0012831 | 457.1462 | 0.00093847 | 455.8834 | 1.433e-05 | 457.1462 | 0.00023194 | 456.5348 | 0.00076537 | 690.4276 | 0.00441 | 456.5348 | 0.0017911 | 689.6834 | 8.9995e-05 | 690.4276 | 0.00176 | 453.8218 | 0.46174
| 457.3674 | 0.0015948 | 456.7561 | 0.0066234 | 456.2206 | 0 | 457.3674 | 0.0011128 | 456.7561 | 0.00020912 | 450.8904 | 0.0012919 | 456.7561 | 0.0022025 | 455.9985 | 0.8468 | 457.3674 | 0.43997 | 454.0392 | 0.36719 | 457.3674 | 0.031732 | 457.3674 | 0.0030252 | 457.3674 | 0 | 457.3674 | 0 | 455.9985 | 2.6091e-05 | 457.3674 | 0 | 456.7561 | -0.00167 | 690.5902 | 0.00417 | 456.7561 | 0.0025291 | 689.8463 | 0 | 690.5902 | 0.00195 | 454.0392 | 0.444
| 457.5886 | 0.0023081 | 456.9774 | 0.0070411 | 456.3336 | 0.00158 | 457.5886 | 0.00058347 | 456.9774 | 0.0017235 | 451.1108 | 0.0020238 | 456.9774 | 0.0038747 | 456.1136 | 0.83812 | 457.5886 | 0.43226 | 454.2565 | 0.3793 | 457.5886 | 0.035691 | 457.5886 | 0.0048415 | 457.5886 | 0.0012944 | 457.5886 | 0.0011181 | 456.1136 | 1.1761e-05 | 457.5886 | 0.00041452 | 456.9774 | 0.00118 | 690.7529 | 0.00526 | 456.9774 | 0.0025925 | 690.0091 | 3.0002e-05 | 690.7529 | 0.00188 | 454.2565 | 0.43775
| 457.8098 | 0.0011015 | 457.1988 | 0.0062744 | 456.4467 | 0 | 457.8098 | 0.00063303 | 457.1988 | 0.0010406 | 451.3312 | 0.001446 | 457.1988 | 0.001918 | 456.2287 | 0.83278 | 457.8097 | 0.41631 | 454.4739 | 0.38521 | 457.8097 | 0.033897 | 457.8098 | 0.0031166 | 457.8097 | 0 | 457.8097 | 0 | 456.2287 | 2.0633e-05 | 457.8098 | 0 | 457.1988 | -0.00114 | 690.9156 | 0.00519 | 457.1988 | -0.0025114 | 690.1719 | 0 | 690.9156 | 0.00202 | 454.4739 | 0.4213
| 458.0309 | 0.0023379 | 457.4201 | 0.0064998 | 456.5598 | 0.00106 | 458.0309 | 0.00049497 | 457.4201 | 0.0031978 | 451.5517 | 0.0019731 | 457.4201 | 0.0041615 | 456.3438 | 0.82666 | 458.0309 | 0.40594 | 454.6913 | 0.39227 | 458.0309 | 0.037128 | 458.0309 | 0.0045381 | 458.0309 | 0.00079825 | 458.0309 | 0.001365 | 456.3438 | 8.8725e-06 | 458.0309 | 0.00028106 | 457.4201 | 0.00072899 | 691.0783 | 0.00554 | 457.4201 | -0.0021135 | 690.3347 | 6.9993e-05 | 691.0783 | 0.00176 | 454.6913 | 0.41015
| 458.2522 | 0.0010445 | 457.6415 | 0.0063854 | 456.6728 | 0 | 458.2522 | 0.0005564 | 457.6415 | 0.0016362 | 451.7721 | 0.001356 | 457.6415 | 0.0020591 | 456.459 | 0.82305 | 458.2522 | 0.39252 | 454.9087 | 0.4028 | 458.2522 | 0.035896 | 458.2522 | 0.0033365 | 458.2522 | 0 | 458.2522 | 0 | 456.459 | 2.1918e-05 | 458.2522 | 0 | 457.6415 | -0.00075162 | 691.241 | 0.00413 | 457.6415 | -0.0010012 | 690.4975 | 0 | 691.241 | 0.00194 | 454.9087 | 0.40277
| 458.4734 | 0.0016566 | 457.8628 | 0.0060379 | 456.7859 | 0.0003468 | 458.4734 | 0.001192 | 457.8628 | 0.0021805 | 451.9925 | 0.0018411 | 457.8628 | 0.0038132 | 456.5741 | 0.81708 | 458.4734 | 0.3839 | 455.1261 | 0.41207 | 458.4734 | 0.039472 | 458.4734 | 0.0049836 | 458.4734 | 0.00099459 | 458.4734 | 0.00096685 | 456.5741 | 1.3254e-05 | 458.4734 | 0.00028016 | 457.8628 | 0.00019323 | 691.4036 | 0.0045 | 457.8628 | -0.0012252 | 690.6603 | 8.9995e-05 | 691.4036 | 0.0018 | 455.1261 | 0.39329
| 458.6946 | 0.001297 | 458.0842 | 0.0062213 | 456.899 | 0 | 458.6946 | 0.00049198 | 458.0842 | -0.00030385 | 452.213 | 0.001335 | 458.0842 | 0.002336 | 456.6892 | 0.81176 | 458.6946 | 0.37608 | 455.3435 | 0.41806 | 458.6946 | 0.038377 | 458.6946 | 0.0031559 | 458.6946 | 0 | 458.6946 | 0 | 456.6892 | 2.5662e-05 | 458.6946 | 0 | 458.0842 | -0.00072804 | 691.5663 | 0.00418 | 458.0842 | -0.0012116 | 690.8232 | 0 | 691.5663 | 0.00205 | 455.3435 | 0.38034
| 458.9159 | 0.0019909 | 458.3056 | 0.0056936 | 457.0121 | 0.00243 | 458.9159 | 0.0011962 | 458.3056 | 0.001497 | 452.4334 | 0.0021051 | 458.3056 | 0.0040175 | 456.8044 | 0.80441 | 458.9159 | 0.36867 | 455.5609 | 0.42872 | 458.9159 | 0.041317 | 458.9159 | 0.0050607 | 458.9159 | 0.00027727 | 458.9159 | 0.001128 | 456.8044 | 1.3474e-05 | 458.9159 | 0.0004711 | 458.3056 | 0.00032334 | 691.7291 | 0.00443 | 458.3056 | 0.0016994 | 690.986 | 3.0002e-05 | 691.7291 | 0.00183 | 455.5609 | 0.37504
| 459.1371 | 0.00091064 | 458.527 | 0.0065925 | 457.1251 | 0 | 459.1371 | 0.00014687 | 458.527 | 0.0015924 | 452.6539 | 0.001481 | 458.527 | 0.0021823 | 456.9195 | 0.79814 | 459.1372 | 0.36011 | 455.7784 | 0.44032 | 459.1372 | 0.041931 | 459.1371 | 0.0044528 | 459.1372 | 0 | 459.1372 | 0.00010725 | 456.9195 | 2.3741e-05 | 459.1372 | 0 | 458.527 | -0.00136 | 691.8918 | 0.00325 | 458.527 | 0.00025998 | 691.1488 | 0 | 691.8918 | 0.00195 | 455.7783 | 0.36319
| 459.3584 | 0.0028326 | 458.7484 | 0.0069238 | 457.2382 | 0.0012 | 459.3584 | 0.0010046 | 458.7484 | 0.0016153 | 452.8744 | 0.0021809 | 458.7484 | 0.0040053 | 457.0347 | 0.79059 | 459.3584 | 0.35636 | 455.9958 | 0.44735 | 459.3584 | 0.045502 | 459.3584 | 0.0053241 | 459.3584 | 0.00024952 | 459.3584 | 0.0012363 | 457.0347 | 1.1552e-05 | 459.3584 | 0.00057874 | 458.7484 | 0.00178 | 692.0545 | 0.00471 | 458.7484 | 0.0012206 | 691.3117 | 6.9993e-05 | 692.0545 | 0.00174 | 455.9958 | 0.36462
| 459.5797 | 0.001686 | 458.9699 | 0.0067885 | 457.3513 | 0 | 459.5797 | 0.00035567 | 458.9699 | 0.00053126 | 453.0949 | 0.0011566 | 458.9699 | 0.0020937 | 457.1498 | 0.78474 | 459.5797 | 0.34718 | 456.2133 | 0.45875 | 459.5797 | 0.045043 | 459.5797 | 0.0044856 | 459.5797 | 0 | 459.5797 | 0 | 457.1498 | 2.1808e-05 | 459.5797 | 0 | 458.9699 | -0.00075492 | 692.2172 | 0.0045 | 458.9699 | -0.0025734 | 691.4745 | 0 | 692.2172 | 0.00194 | 456.2133 | 0.34967
| 459.8011 | 0.0023607 | 459.1913 | 0.0071586 | 457.4644 | 0.00231 | 459.8011 | 0.0015201 | 459.1913 | 0.0034863 | 453.3154 | 0.0019317 | 459.1913 | 0.004042 | 457.265 | 0.77638 | 459.801 | 0.33915 | 456.4307 | 0.46471 | 459.801 | 0.048446 | 459.8011 | 0.0060862 | 459.801 | 0.00085373 | 459.801 | 0.0010865 | 457.265 | 1.1332e-05 | 459.8011 | 0.00050447 | 459.1913 | 0.00051675 | 692.3799 | 0.00571 | 459.1913 | 0.0049362 | 691.6374 | 6.9993e-05 | 692.3799 | 0.0018 | 456.4307 | 0.34631
| 460.0224 | 0.00098617 | 459.4128 | 0.0068313 | 457.5774 | 0 | 460.0224 | -0.00017854 | 459.4128 | 0.00084809 | 453.5359 | 0.0012704 | 459.4128 | 0.0021326 | 457.3802 | 0.76823 | 460.0224 | 0.32699 | 456.6482 | 0.47473 | 460.0224 | 0.047329 | 460.0224 | 0.0049906 | 460.0224 | 0 | 460.0224 | 0 | 457.3802 | 2.1808e-05 | 460.0224 | 0 | 459.4128 | -0.000789 | 692.5426 | 0.00505 | 459.4128 | 0.00042324 | 691.8003 | 0 | 692.5426 | 0.00195 | 456.6482 | 0.33709
| 460.2437 | 0.003066 | 459.6343 | 0.0067906 | 457.6905 | 0.0007803 | 460.2437 | 0.00077336 | 459.6343 | 0.0021423 | 453.7564 | 0.0016198 | 459.6343 | 0.0038221 | 457.4953 | 0.75831 | 460.2437 | 0.32379 | 456.8657 | 0.48758 | 460.2437 | 0.051177 | 460.2437 | 0.0063493 | 460.2437 | 0.0006762 | 460.2437 | 0.00067136 | 457.4953 | 1.0695e-05 | 460.2437 | 0.00034053 | 459.6343 | 0.00050138 | 692.7054 | 0.00538 | 459.6343 | 0.0014524 | 691.9631 | 3.0002e-05 | 692.7054 | 0.0018 | 456.8657 | 0.33034
| 460.4651 | 0.0012022 | 459.8558 | 0.0064896 | 457.8036 | 0.00027809 | 460.4651 | 0.00050415 | 459.8558 | -1.8528e-05 | 453.977 | 0.00092459 | 459.8558 | 0.0019477 | 457.6105 | 0.75163 | 460.4651 | 0.31554 | 457.0832 | 0.49445 | 460.4651 | 0.048934 | 460.4651 | 0.0046139 | 460.4651 | 0 | 460.4651 | 0 | 457.6105 | 2.3741e-05 | 460.4651 | 0 | 459.8558 | -0.00154 | 692.8681 | 0.00612 | 459.8558 | -0.0034533 | 692.126 | 0 | 692.8681 | 0.00192 | 457.0832 | 0.32339
| 460.6864 | 0.0021747 | 460.0773 | 0.0064268 | 457.9167 | 0.00123 | 460.6864 | 0.00082876 | 460.0773 | 0.002059 | 454.1975 | 0.0015543 | 460.0773 | 0.0042217 | 457.7257 | 0.74363 | 460.6864 | 0.30947 | 457.3007 | 0.50856 | 460.6864 | 0.053908 | 460.6864 | 0.0062219 | 460.6864 | 0.0011498 | 460.6864 | 0.0011285 | 457.7257 | 1.3045e-05 | 460.6864 | 0.00039327 | 460.0773 | 0.00052625 | 693.0309 | 0.00564 | 460.0773 | 0.0025888 | 692.2889 | 6.9993e-05 | 693.0309 | 0.00186 | 457.3007 | 0.32363
| 460.9078 | 0.0012381 | 460.2988 | 0.0068318 | 458.0298 | 0 | 460.9078 | 0.00029271 | 460.2988 | 0.0010152 | 454.4181 | 0.00099176 | 460.2988 | 0.0018328 | 457.8408 | 0.73767 | 460.9078 | 0.30512 | 457.5182 | 0.51448 | 460.9078 | 0.054078 | 460.9078 | 0.0057013 | 460.9078 | 0 | 460.9078 | 0 | 457.8408 | 2.8012e-05 | 460.9078 | 0 | 460.2988 | -0.00105 | 693.1936 | 0.00443 | 460.2988 | -0.0012589 | 692.4517 | 0 | 693.1936 | 0.00204 | 457.5183 | 0.3146
| 461.1292 | 0.0025632 | 460.5203 | 0.0064744 | 458.1429 | 0.00163 | 461.1292 | 0.00088658 | 460.5203 | 0.0030041 | 454.6387 | 0.0015181 | 460.5203 | 0.0038729 | 457.956 | 0.73085 | 461.1292 | 0.30318 | 457.7358 | 0.52616 | 461.1292 | 0.057388 | 461.1292 | 0.0065598 | 461.1292 | 0.00040232 | 461.1292 | 0.00048416 | 457.956 | 1.5186e-05 | 461.1292 | 0.00045562 | 460.5203 | 0.0008152 | 693.3564 | 0.00586 | 460.5203 | 0.00067179 | 692.6146 | 0.00011 | 693.3564 | 0.00187 | 457.7358 | 0.31219
| 461.3506 | 0.001719 | 460.7419 | 0.0067004 | 458.256 | 0 | 461.3506 | 0.00060711 | 460.7419 | 0.0015302 | 454.8593 | 0.0010899 | 460.7419 | 0.0017633 | 458.0712 | 0.72628 | 461.3506 | 0.29467 | 457.9533 | 0.53699 | 461.3506 | 0.058389 | 461.3506 | 0.0057543 | 461.3506 | 0 | 461.3506 | 0 | 458.0712 | 2.5981e-05 | 461.3506 | 0 | 460.7419 | -0.0007846 | 693.5192 | 0.00411 | 460.7419 | -0.00026817 | 692.7775 | 0 | 693.5192 | 0.00198 | 457.9533 | 0.30375
| 461.572 | 0.0011232 | 460.9634 | 0.0067651 | 458.3691 | 0.00158 | 461.572 | 0.00097392 | 460.9634 | 0.0024293 | 455.0799 | 0.0017648 | 460.9634 | 0.0036493 | 458.1864 | 0.71882 | 461.572 | 0.29361 | 458.1709 | 0.54979 | 461.572 | 0.061103 | 461.572 | 0.0070339 | 461.572 | 0 | 461.572 | 0.00091531 | 458.1864 | 1.1014e-05 | 461.572 | 0.00043882 | 460.9635 | 0.00132 | 693.6819 | 0.00645 | 460.9634 | 0.0016871 | 692.9404 | 8.9995e-05 | 693.6819 | 0.0018 | 458.1709 | 0.30646
| 461.7934 | 0.0013959 | 461.185 | 0.0053171 | 458.4822 | 0 | 461.7934 | 0.00012663 | 461.185 | 0.00069753 | 455.3005 | 0.0011795 | 461.185 | 0.0023349 | 458.3016 | 0.71052 | 461.7934 | 0.28921 | 458.3885 | 0.5548 | 461.7934 | 0.063017 | 461.7934 | 0.0064509 | 461.7934 | 0 | 461.7934 | 0 | 458.3016 | 2.385e-05 | 461.7934 | 0 | 461.185 | -0.00124 | 693.8447 | 0.00439 | 461.185 | -0.0011433 | 693.1033 | 0 | 693.8447 | 0.00201 | 458.3885 | 0.29824
| 462.0149 | 0.0019405 | 461.4066 | 0.0068225 | 458.5953 | 0.00104 | 462.0149 | 0.0011969 | 461.4066 | 0.0023651 | 455.5211 | 0.001393 | 461.4066 | 0.0040966 | 458.4168 | 0.69933 | 462.0149 | 0.28552 | 458.606 | 0.57186 | 462.0149 | 0.065603 | 462.0149 | 0.0075339 | 462.0149 | 0.00066727 | 462.0149 | 0.0012558 | 458.4168 | 1.3254e-05 | 462.0149 | 0.00037966 | 461.4066 | 0.00126 | 694.0075 | 0.00478 | 461.4066 | 0.002006 | 693.2663 | 6.9993e-05 | 694.0075 | 0.00182 | 458.606 | 0.29488
| 462.2363 | 0.0012329 | 461.6282 | 0.0066589 | 458.7084 | 0 | 462.2363 | 7.1891e-06 | 461.6282 | 0.00098146 | 455.7417 | 0.0013747 | 461.6282 | 0.0019989 | 458.532 | 0.69002 | 462.2363 | 0.27641 | 458.8236 | 0.58064 | 462.2363 | 0.065838 | 462.2363 | 0.0066913 | 462.2363 | 0 | 462.2363 | 0 | 458.532 | 2.8232e-05 | 462.2363 | 0 | 461.6282 | -0.00113 | 694.1703 | 0.00561 | 461.6282 | 0.00058514 | 693.4292 | 0 | 694.1703 | 0.00194 | 458.8236 | 0.28789
| 462.4578 | 0.002281 | 461.8498 | 0.0063482 | 458.8215 | 0.00072829 | 462.4578 | 0.0017873 | 461.8498 | 0.0020158 | 455.9624 | 0.0012418 | 461.8498 | 0.0038205 | 458.6472 | 0.68096 | 462.4578 | 0.2697 | 459.0413 | 0.59512 | 462.4578 | 0.067875 | 462.4578 | 0.0079431 | 462.4578 | 0.0004961 | 462.4578 | 0.00076213 | 458.6472 | 1.5186e-05 | 462.4578 | 0.00043634 | 461.8498 | 0.00075944 | 694.3331 | 0.00396 | 461.8498 | 5.6725e-05 | 693.5921 | 6.9993e-05 | 694.3331 | 0.00182 | 459.0413 | 0.289
| 462.6793 | 0.0015813 | 462.0715 | 0.006347 | 458.9346 | 0 | 462.6793 | 0.00058442 | 462.0715 | 0.00063636 | 456.183 | 0.00090984 | 462.0715 | 0.0019269 | 458.7625 | 0.676 | 462.6793 | 0.26219 | 459.2589 | 0.60019 | 462.6793 | 0.067674 | 462.6793 | 0.0065716 | 462.6793 | 0 | 462.6793 | 0 | 458.7625 | 2.6091e-05 | 462.6793 | 0 | 462.0715 | -0.00039342 | 694.4959 | 0.00482 | 462.0715 | -0.00085638 | 693.755 | 0 | 694.4959 | 0.00198 | 459.2589 | 0.28295
| 462.9008 | 0.0021012 | 462.2931 | 0.0066004 | 459.0477 | 0.00179 | 462.9008 | 0.00087381 | 462.2931 | 0.0026865 | 456.4037 | 0.0016363 | 462.2931 | 0.0035273 | 458.8777 | 0.67095 | 462.9008 | 0.25702 | 459.4765 | 0.61096 | 462.9008 | 0.072566 | 462.9008 | 0.0082131 | 462.9008 | 0.00066127 | 462.9008 | 0.00083854 | 458.8777 | 1.1332e-05 | 462.9008 | 0.00053186 | 462.2931 | 0.00172 | 694.6587 | 0.00619 | 462.2931 | 0.0014276 | 693.918 | 6.9993e-05 | 694.6587 | 0.00188 | 459.4765 | 0.27461
| 463.1223 | 0.0011282 | 462.5148 | 0.0062683 | 459.1608 | 0 | 463.1223 | 0.00026826 | 462.5148 | 0.0011058 | 456.6244 | 0.00085459 | 462.5148 | 0.001544 | 458.9929 | 0.66793 | 463.1223 | 0.25076 | 459.6942 | 0.61983 | 463.1223 | 0.071477 | 463.1223 | 0.0070169 | 463.1223 | 0 | 463.1223 | 0 | 458.9929 | 2.3093e-05 | 463.1223 | 0 | 462.5148 | -0.00065811 | 694.8215 | 0.00508 | 462.5148 | 0.00049738 | 694.0809 | 0 | 694.8215 | 0.00207 | 459.6941 | 0.27618
| 463.3438 | 0.0026561 | 462.7365 | 0.0067027 | 459.2739 | 0.00127 | 463.3438 | 0.00083741 | 462.7365 | 0.0028719 | 456.8451 | 0.0013809 | 462.7365 | 0.0036916 | 459.1081 | 0.66141 | 463.3438 | 0.24949 | 459.9118 | 0.63539 | 463.3438 | 0.076867 | 463.3438 | 0.0089829 | 463.3438 | 0.00051886 | 463.3438 | 0.00090779 | 459.1081 | 1.198e-05 | 463.3438 | 0.00034265 | 462.7364 | 0.00133 | 694.9843 | 0.00684 | 462.7365 | 0.0015827 | 694.2438 | 5.0004e-05 | 694.9843 | 0.00201 | 459.9118 | 0.27374
| 463.5653 | 0.00095282 | 462.9581 | 0.0062265 | 459.387 | 0 | 463.5653 | 2.0172e-05 | 462.9581 | 0.001392 | 457.0658 | 0.0010333 | 462.9581 | 0.0018869 | 459.2234 | 0.655 | 463.5653 | 0.24279 | 460.1295 | 0.64816 | 463.5653 | 0.076931 | 463.5653 | 0.0076936 | 463.5653 | 0 | 463.5653 | 0 | 459.2234 | 2.4169e-05 | 463.5653 | 0 | 462.9581 | -0.00010038 | 695.1472 | 0.00482 | 462.9581 | -0.0026808 | 694.4068 | 0 | 695.1472 | 0.00213 | 460.1295 | 0.26958
| 463.7869 | 0.0020639 | 463.1798 | 0.0063802 | 459.5001 | 0.00121 | 463.7869 | 0.00098992 | 463.1798 | 0.0024771 | 457.2865 | 0.001371 | 463.1798 | 0.0035265 | 459.3386 | 0.64547 | 463.7869 | 0.24238 | 460.3471 | 0.65559 | 463.7869 | 0.082517 | 463.7869 | 0.0092151 | 463.7869 | 0.00049738 | 463.7869 | 0.0010817 | 459.3386 | 1.2408e-05 | 463.7869 | 0.00044296 | 463.1798 | 0.00064656 | 695.31 | 0.00528 | 463.1798 | 0.0014583 | 694.5697 | 6.9993e-05 | 695.31 | 0.00187 | 460.3471 | 0.26249
| 464.0085 | 0.0016564 | 463.4016 | 0.006496 | 459.6132 | 0 | 464.0085 | 0.0004297 | 463.4016 | 0.00037169 | 457.5072 | 0.00069802 | 463.4016 | 0.0019691 | 459.4538 | 0.63809 | 464.0085 | 0.23651 | 460.5648 | 0.66171 | 464.0085 | 0.083481 | 464.0085 | 0.0087739 | 464.0085 | 0 | 464.0085 | 0 | 459.4538 | 2.5025e-05 | 464.0084 | 0 | 463.4016 | -0.00076747 | 695.4728 | 0.00563 | 463.4016 | -0.0008312 | 694.7327 | 0 | 695.4728 | 0.00198 | 460.5648 | 0.25854
| 464.23 | 0.0023179 | 463.6233 | 0.0064955 | 459.7263 | 0.00091902 | 464.23 | 0.00043984 | 463.6233 | 0.0017994 | 457.728 | 0.0013688 | 463.6233 | 0.0035421 | 459.5691 | 0.62978 | 464.23 | 0.23134 | 460.7825 | 0.67336 | 464.23 | 0.087477 | 464.23 | 0.009679 | 464.23 | 0.0012906 | 464.23 | 0.0015152 | 459.5691 | 1.2837e-05 | 464.23 | 0.00045939 | 463.6233 | 0.0013 | 695.6357 | 0.0064 | 463.6233 | 0.0023245 | 694.8957 | 3.0002e-05 | 695.6357 | 0.00187 | 460.7825 | 0.25718
| 464.4516 | 0.0021276 | 463.845 | 0.0060893 | 459.8395 | 0 | 464.4516 | 0.00049889 | 463.845 | 0.0014572 | 457.9487 | 0.00085791 | 463.845 | 0.0017909 | 459.6843 | 0.62377 | 464.4516 | 0.22192 | 461.0002 | 0.68388 | 464.4516 | 0.08606 | 464.4516 | 0.0088315 | 464.4516 | 0 | 464.4516 | 0 | 459.6843 | 2.6519e-05 | 464.4516 | 0 | 463.845 | -0.00012638 | 695.7985 | 0.00659 | 463.845 | 0.0012397 | 695.0586 | 0 | 695.7985 | 0.00213 | 461.0002 | 0.25218
| 464.6732 | 0.0024856 | 464.0668 | 0.0061749 | 459.9526 | 0.00111 | 464.6732 | 0.00083738 | 464.0668 | 0.0030475 | 458.1695 | 0.00096228 | 464.0668 | 0.0031653 | 459.7996 | 0.61666 | 464.6732 | 0.21773 | 461.218 | 0.69437 | 464.6732 | 0.089562 | 464.6732 | 0.010098 | 464.6732 | 0.00066197 | 464.6732 | 0.0015188 | 459.7996 | 1.3902e-05 | 464.6732 | 0.00047455 | 464.0668 | 0.00024048 | 695.9614 | 0.007 | 464.0668 | -0.0015063 | 695.2216 | 6.9993e-05 | 695.9614 | 0.00195 | 461.218 | 0.2506
| 464.8948 | 0.0020863 | 464.2886 | 0.0058761 | 460.0657 | 0 | 464.8948 | 4.792e-05 | 464.2886 | -0.00016129 | 458.3903 | 0.00042927 | 464.2886 | 0.0017316 | 459.9149 | 0.61094 | 464.8948 | 0.20654 | 461.4357 | 0.70497 | 464.8948 | 0.088415 | 464.8948 | 0.0089825 | 464.8948 | 0 | 464.8948 | 0 | 459.9149 | 2.4169e-05 | 464.8948 | 0 | 464.2886 | -0.00033851 | 696.1242 | 0.0052 | 464.2886 | -0.00090694 | 695.3846 | 0 | 696.1242 | 0.00213 | 461.4357 | 0.24144
| 465.1165 | 0.0021297 | 464.5103 | 0.0059091 | 460.1788 | 0.00192 | 465.1165 | 0.00059702 | 464.5103 | 0.0018382 | 458.6111 | 0.0012722 | 464.5103 | 0.003177 | 460.0301 | 0.60309 | 465.1165 | 0.20349 | 461.6534 | 0.71881 | 465.1165 | 0.09288 | 465.1165 | 0.010311 | 465.1165 | 0.00046421 | 465.1165 | 0.0010197 | 460.0301 | 1.3792e-05 | 465.1165 | 0.00067828 | 464.5104 | 0.00063013 | 696.2871 | 0.00665 | 464.5103 | 0.0018325 | 695.5476 | 3.0002e-05 | 696.2871 | 0.00204 | 461.6534 | 0.24184
| 465.3381 | 0.0022422 | 464.7321 | 0.0060461 | 460.2919 | 0 | 465.3381 | 0.0011166 | 464.7321 | 0.002438 | 458.8318 | 0.0011223 | 464.7321 | 0.0029764 | 460.1454 | 0.59491 | 465.3381 | 0.19795 | 461.8712 | 0.73644 | 465.3381 | 0.098715 | 465.3381 | 0.010769 | 465.3381 | 0.00028515 | 465.3381 | 0.00071125 | 460.1454 | 1.6998e-05 | 465.3381 | 0.00050275 | 464.7321 | 0.00054594 | 696.45 | 0.00672 | 464.7321 | -0.0013442 | 695.7106 | 0 | 696.45 | 0.00208 | 461.8712 | 0.23399
| 465.5598 | 0.0010742 | 464.954 | 0.0063945 | 460.4051 | 0.00062425 | 465.5598 | 0.00039649 | 464.954 | 0.0010508 | 459.0526 | 0.00079791 | 464.954 | 0.0019661 | 460.2607 | 0.58635 | 465.5598 | 0.19247 | 462.089 | 0.74866 | 465.5598 | 0.10209 | 465.5598 | 0.010929 | 465.5598 | 0 | 465.5598 | 0 | 460.2607 | 7.5878e-06 | 465.5598 | 0 | 464.954 | -0.0011 | 696.6128 | 0.00556 | 464.954 | -0.0012049 | 695.8736 | 1.0001e-05 | 696.6128 | 0.00204 | 462.089 | 0.22776
| 465.7814 | 0.0023887 | 465.1758 | 0.0064296 | 460.5182 | 0 | 465.7814 | 0.0011651 | 465.1758 | 0.0030692 | 459.2735 | 0.0012084 | 465.1758 | 0.0033262 | 460.3759 | 0.57732 | 465.7814 | 0.19206 | 462.3067 | 0.75745 | 465.7814 | 0.1063 | 465.7814 | 0.011981 | 465.7814 | 0.00050889 | 465.7814 | 0.0014207 | 460.3759 | 6.6324e-06 | 465.7814 | 0.00035716 | 465.1758 | 0.00111 | 696.7757 | 0.0067 | 465.1758 | -6.2959e-05 | 696.0366 | 6.6672e-06 | 696.7757 | 0.00193 | 462.3067 | 0.22393
| 466.0031 | 0.0016577 | 465.3976 | 0.0060736 | 460.6313 | 0.00086701 | 466.0031 | 0.00088619 | 465.3976 | 0.0010686 | 459.4943 | 0.00067534 | 465.3976 | 0.0016448 | 460.4912 | 0.57116 | 466.0031 | 0.18605 | 462.5245 | 0.76816 | 466.0031 | 0.10861 | 466.0031 | 0.011222 | 466.0031 | 0 | 466.0031 | 0 | 460.4912 | 5.0292e-06 | 466.0031 | 0 | 465.3976 | -0.00077149 | 696.9386 | 0.0057 | 465.3976 | -0.0014673 | 696.1996 | 3.0002e-05 | 696.9386 | 0.00201 | 462.5245 | 0.21958
| 466.2248 | 0.0020247 | 465.6195 | 0.0063972 | 460.7444 | 0 | 466.2248 | 0.00052014 | 465.6195 | 0.0025166 | 459.7151 | 0.0011615 | 465.6195 | 0.0033966 | 460.6065 | 0.56438 | 466.2248 | 0.18449 | 462.7423 | 0.77721 | 466.2248 | 0.11331 | 466.2248 | 0.012796 | 466.2248 | 0.00041608 | 466.2248 | 0.00057378 | 460.6065 | 6.0944e-06 | 466.2248 | 0.00065291 | 465.6195 | 0.00141 | 697.1015 | 0.00914 | 465.6195 | -0.00030001 | 696.3626 | 0 | 697.1015 | 0.00192 | 462.7423 | 0.21631
| 466.4465 | 0.0017467 | 465.8414 | 0.0057505 | 460.8576 | 0.00146 | 466.4465 | 0.00023238 | 465.8414 | 0.00082052 | 459.936 | 0.00068116 | 465.8414 | 0.0017822 | 460.7218 | 0.56058 | 466.4465 | 0.17698 | 462.9601 | 0.7879 | 466.4465 | 0.11453 | 466.4465 | 0.012151 | 466.4465 | 0 | 466.4465 | 0 | 460.7218 | 8.8725e-06 | 466.4465 | 0 | 465.8413 | -0.00108 | 697.2644 | 0.00712 | 465.8414 | -0.0016198 | 696.5256 | 3.0002e-05 | 697.2644 | 0.00198 | 462.9601 | 0.21245
| 466.6682 | 0.0022423 | 466.0632 | 0.0063663 | 460.9707 | 0 | 466.6682 | 0.00067989 | 466.0632 | 0.0024136 | 460.1569 | 0.0010792 | 466.0632 | 0.0032517 | 460.8371 | 0.55454 | 466.6682 | 0.17569 | 463.1779 | 0.80033 | 466.6682 | 0.11944 | 466.6682 | 0.013653 | 466.6682 | 0.00028444 | 466.6682 | 0.00090308 | 460.8371 | 9.729e-06 | 466.6682 | 0.00049009 | 466.0632 | 0.00141 | 697.4273 | 0.00645 | 466.0632 | 0.0013235 | 696.6886 | 0 | 697.4273 | 0.00188 | 463.178 | 0.20913
| 466.89 | 0.00022281 | 466.2851 | 0.006099 | 461.0839 | 0.00091902 | 466.89 | 0.00035419 | 466.2851 | 0.0011377 | 460.3777 | 0.00034319 | 466.2851 | 0.0014118 | 460.9524 | 0.55006 | 466.89 | 0.16879 | 463.3958 | 0.80806 | 466.89 | 0.1196 | 466.89 | 0.012508 | 466.89 | 0 | 466.89 | 0 | 460.9524 | 1.2298e-05 | 466.8899 | 0 | 466.2851 | -0.00088385 | 697.5902 | 0.00547 | 466.2851 | 0.00017452 | 696.8517 | 1.0001e-05 | 697.5902 | 0.00196 | 463.3958 | 0.20429
| 467.1117 | 0.0021196 | 466.507 | 0.0062355 | 461.197 | 0 | 467.1117 | 0.0011028 | 466.507 | 0.0021369 | 460.5986 | 0.0011051 | 466.507 | 0.0032385 | 461.0677 | 0.54318 | 467.1117 | 0.16494 | 463.6136 | 0.81223 | 467.1117 | 0.12441 | 467.1117 | 0.013944 | 467.1117 | 3.1513e-05 | 467.1117 | 0.00069017 | 461.0677 | 9.0921e-06 | 467.1117 | 0.00034842 | 466.507 | 0.00122 | 697.7531 | 0.00791 | 466.507 | 0.0005114 | 697.0147 | 0 | 697.7531 | 0.00189 | 463.6136 | 0.19692
| 467.3335 | 0.0019919 | 466.729 | 0.0062613 | 461.3101 | 0.00192 | 467.3335 | 0.00040586 | 466.729 | 0.0011314 | 460.8195 | 0.00049627 | 466.729 | 0.0017821 | 461.183 | 0.53785 | 467.3335 | 0.16046 | 463.8315 | 0.82215 | 467.3335 | 0.126 | 467.3335 | 0.013157 | 467.3335 | 0 | 467.3335 | 0 | 461.183 | 8.1258e-06 | 467.3335 | 0 | 466.729 | -0.00078558 | 697.9161 | 0.00644 | 466.729 | -0.0016824 | 697.1777 | 3.0002e-05 | 697.9161 | 0.002 | 463.8315 | 0.19587
| 467.5552 | 0.0027474 | 466.9509 | 0.0064586 | 461.4233 | 0 | 467.5552 | 0.00099495 | 466.9509 | 0.0026668 | 461.0404 | 0.00097338 | 466.9509 | 0.0032318 | 461.2983 | 0.53078 | 467.5552 | 0.1583 | 464.0493 | 0.83665 | 467.5552 | 0.13126 | 467.5552 | 0.014958 | 467.5552 | 0.00077572 | 467.5552 | 0.0010921 | 461.2983 | 4.2825e-06 | 467.5552 | 0.00055026 | 466.9509 | 0.00035192 | 698.079 | 0.00874 | 466.9509 | 0.0018123 | 697.3408 | 6.6672e-06 | 698.079 | 0.00193 | 464.0494 | 0.19264
| 467.777 | 0.0017797 | 467.1728 | 0.0064143 | 461.5364 | 0.00083232 | 467.777 | 0.00093764 | 467.1728 | 0.0013746 | 461.2614 | 0.00049529 | 467.1728 | 0.0017172 | 461.4136 | 0.52538 | 467.777 | 0.15239 | 464.2672 | 0.83607 | 467.777 | 0.13443 | 467.777 | 0.014632 | 467.777 | 0 | 467.777 | 0 | 461.4136 | 5.6661e-06 | 467.777 | 0 | 467.1728 | -0.00031703 | 698.2419 | 0.00686 | 467.1728 | -0.001276 | 697.5038 | 3.0002e-05 | 698.2419 | 0.00204 | 464.2672 | 0.18546
| 467.9988 | 0.0026401 | 467.3948 | 0.0064512 | 461.6496 | 0 | 467.9988 | 0.0014674 | 467.3948 | 0.0022677 | 461.4823 | 0.0013782 | 467.3948 | 0.003224 | 461.529 | 0.51847 | 467.9988 | 0.14906 | 464.4851 | 0.84498 | 467.9988 | 0.13888 | 467.9988 | 0.015618 | 467.9988 | 0.00025965 | 467.9988 | 0.0013833 | 461.529 | 6.7313e-06 | 467.9988 | 0.00052257 | 467.3948 | 0.00084733 | 698.4049 | 0.00795 | 467.3948 | -0.0019032 | 697.6669 | 6.6672e-06 | 698.4049 | 0.00196 | 464.4851 | 0.1834
| 468.2206 | 0.001923 | 467.6168 | 0.0057881 | 461.7627 | 0.00173 | 468.2206 | 0.0001968 | 467.6168 | 0.00017835 | 461.7032 | 0.00067747 | 467.6168 | 0.0016843 | 461.6443 | 0.51401 | 468.2206 | 0.1429 | 464.703 | 0.84761 | 468.2206 | 0.14002 | 468.2206 | 0.014898 | 468.2206 | 0 | 468.2206 | 0 | 461.6443 | 8.8725e-06 | 468.2206 | 0 | 467.6168 | -0.00119 | 698.5678 | 0.00705 | 467.6168 | -0.0035777 | 697.83 | 1.0001e-05 | 698.5678 | 0.00197 | 464.703 | 0.17867
| 468.4425 | 0.0024223 | 467.8388 | 0.0065181 | 461.8759 | 0 | 468.4425 | 0.00083248 | 467.8388 | 0.0022179 | 461.9242 | 0.0010294 | 467.8388 | 0.0031893 | 461.7596 | 0.50822 | 468.4425 | 0.1429 | 464.9209 | 0.85374 | 468.4425 | 0.14597 | 468.4425 | 0.016222 | 468.4425 | 0.00057548 | 468.4425 | 0.00090165 | 461.7596 | 7.9172e-06 | 468.4425 | 0.00047489 | 467.8388 | 0.00031673 | 698.7307 | 0.01079 | 467.8388 | 0.0011515 | 697.993 | 6.6672e-06 | 698.7307 | 0.00181 | 464.9209 | 0.17347
| 468.6643 | 0.0016108 | 468.0608 | 0.0059884 | 461.989 | 0.00158 | 468.6643 | 0.00014235 | 468.0608 | 0.0014252 | 462.1452 | 0.00052977 | 468.0608 | 0.0017807 | 461.875 | 0.50354 | 468.6643 | 0.13725 | 465.1389 | 0.85838 | 468.6643 | 0.15021 | 468.6643 | 0.015729 | 468.6643 | 0 | 468.6643 | 0 | 461.875 | 8.6639e-06 | 468.6643 | 0 | 468.0608 | -0.00118 | 698.8937 | 0.00654 | 468.0608 | -0.0025981 | 698.1561 | 1.0001e-05 | 698.8937 | 0.00194 | 465.1388 | 0.17039
| 468.8862 | 0.002888 | 468.2828 | 0.0064946 | 462.1022 | 0 | 468.8862 | 0.001123 | 468.2828 | 0.0016232 | 462.3661 | 0.00076215 | 468.2828 | 0.0032043 | 461.9903 | 0.49602 | 468.8862 | 0.13619 | 465.3568 | 0.86556 | 468.8862 | 0.1546 | 468.8862 | 0.017432 | 468.8862 | 0.00073012 | 468.8862 | 0.0009346 | 461.9903 | 6.8411e-06 | 468.8862 | 0.00038916 | 468.2828 | 0.00136 | 699.0567 | 0.0094 | 468.2828 | 2.4333e-05 | 698.3192 | 0 | 699.0567 | 0.0019 | 465.3568 | 0.16642
| 469.108 | 0.0017042 | 468.5048 | 0.0062423 | 462.2153 | 0.00166 | 469.108 | 0.00045181 | 468.5048 | 0.00078866 | 462.5872 | 0.00065499 | 468.5048 | 0.0016976 | 462.1056 | 0.49002 | 469.108 | 0.1305 | 465.5747 | 0.87864 | 469.108 | 0.15709 | 469.108 | 0.016817 | 469.108 | 0 | 469.108 | 0 | 462.1056 | 6.8411e-06 | 469.108 | 0 | 468.5048 | -0.00108 | 699.2196 | 0.00809 | 468.5048 | -0.0012582 | 698.4823 | 1.0001e-05 | 699.2196 | 0.00212 | 465.5747 | 0.15995
| 469.3299 | 0.0022868 | 468.7269 | 0.0063303 | 462.3285 | 0 | 469.3299 | 0.0013963 | 468.7269 | 0.0022003 | 462.8081 | 0.001044 | 468.7269 | 0.0033443 | 462.221 | 0.48225 | 469.3299 | 0.13044 | 465.7927 | 0.87966 | 469.3299 | 0.16445 | 469.3299 | 0.018516 | 469.3299 | 0.00098781 | 469.3299 | 0.00096208 | 462.221 | 7.3791e-06 | 469.3299 | 0.00017746 | 468.7269 | 0.00069332 | 699.3826 | 0.01174 | 468.7269 | -0.0012804 | 698.6453 | 0 | 699.3826 | 0.00203 | 465.7927 | 0.15914
| 469.5518 | 0.0019768 | 468.949 | 0.0063136 | 462.4416 | 0.00113 | 469.5518 | 0.00052037 | 468.949 | 0.00067708 | 463.0292 | 0.00043591 | 468.949 | 0.0016051 | 462.3363 | 0.47713 | 469.5518 | 0.12539 | 466.0107 | 0.88685 | 469.5518 | 0.16849 | 469.5518 | 0.018372 | 469.5518 | 0 | 469.5518 | 0 | 462.3363 | 8.8725e-06 | 469.5518 | 0 | 468.949 | -9.6803e-05 | 699.5456 | 0.00899 | 468.949 | -0.0012164 | 698.8084 | 0 | 699.5456 | 0.00211 | 466.0107 | 0.15421
| 469.7737 | 0.0022823 | 469.171 | 0.0064293 | 462.5548 | 0 | 469.7737 | 0.0011637 | 469.171 | 0.002502 | 463.2502 | 0.00095948 | 469.171 | 0.003277 | 462.4517 | 0.47151 | 469.7737 | 0.1242 | 466.2287 | 0.89736 | 469.7737 | 0.17477 | 469.7737 | 0.019807 | 469.7737 | 0.00030817 | 469.7737 | 0.0014 | 462.4517 | 8.9823e-06 | 469.7737 | 0.00056791 | 469.171 | 0.00072875 | 699.7086 | 0.01148 | 469.171 | 0.0011878 | 698.9715 | 6.6672e-06 | 699.7086 | 0.00192 | 466.2287 | 0.15174
| 469.9956 | 0.0016976 | 469.3931 | 0.0049743 | 462.668 | 0.00084967 | 469.9956 | -0.00017063 | 469.3931 | 0.0016392 | 463.4712 | 0.00043706 | 469.3931 | 0.0016356 | 462.567 | 0.46836 | 469.9956 | 0.11998 | 466.4467 | 0.89386 | 469.9956 | 0.17738 | 469.9956 | 0.019301 | 469.9956 | 0 | 469.9956 | 0 | 462.567 | 9.6192e-06 | 469.9956 | 0 | 469.3931 | -0.00065255 | 699.8715 | 0.00907 | 469.3931 | -0.0015242 | 699.1346 | 1.0001e-05 | 699.8715 | 0.00201 | 466.4467 | 0.14778
| 470.2176 | 0.0022161 | 469.6152 | 0.0060975 | 462.7811 | 0 | 470.2176 | 0.00061422 | 469.6152 | 0.0024689 | 463.6923 | 0.00082292 | 469.6152 | 0.0031334 | 462.6824 | 0.46288 | 470.2176 | 0.11942 | 466.6646 | 0.9057 | 470.2176 | 0.18672 | 470.2176 | 0.020851 | 470.2176 | 0.00012077 | 470.2176 | 0.00088589 | 462.6824 | 1.0267e-05 | 470.2176 | 0.0003901 | 469.6152 | 0.00066119 | 700.0345 | 0.01157 | 469.6152 | 0.0002457 | 699.2977 | 6.6672e-06 | 700.0345 | 0.00199 | 466.6646 | 0.14457
| 470.4395 | 0.00097642 | 469.8373 | 0.0056731 | 462.8943 | 0 | 470.4395 | 0.00024265 | 469.8373 | 0.00097205 | 463.9133 | 0.00040228 | 469.8373 | 0.0016447 | 462.7978 | 0.45814 | 470.4395 | 0.11432 | 466.8827 | 0.90761 | 470.4395 | 0.19065 | 470.4395 | 0.020627 | 470.4395 | 0 | 470.4395 | 0 | 462.7978 | 1.2079e-05 | 470.4395 | 0 | 469.8373 | -0.00084467 | 700.1975 | 0.00782 | 469.8373 | -0.002018 | 699.4609 | 1.0001e-05 | 700.1975 | 0.00217 | 466.8827 | 0.14046
| 470.6615 | 0.0020921 | 470.0595 | 0.0060492 | 463.0075 | 0 | 470.6615 | 0.0015557 | 470.0595 | 0.0025116 | 464.1344 | 0.00071785 | 470.0595 | 0.0030288 | 462.9131 | 0.4511 | 470.6615 | 0.11418 | 467.1007 | 0.91656 | 470.6615 | 0.19819 | 470.6615 | 0.021995 | 470.6615 | 5.6586e-05 | 470.6615 | 0.00092654 | 462.9131 | 1.0805e-05 | 470.6615 | 0.00034998 | 470.0595 | 0.00082553 | 700.3606 | 0.01106 | 470.0595 | -0.00010835 | 699.624 | 6.6672e-06 | 700.3606 | 0.00205 | 467.1007 | 0.13656
| 470.8834 | 0.0022359 | 470.2816 | 0.0054511 | 463.1206 | 0.00132 | 470.8834 | 0.00036147 | 470.2816 | 0.00098908 | 464.3555 | 0.0003506 | 470.2816 | 0.0017055 | 463.0285 | 0.44621 | 470.8834 | 0.11051 | 467.3187 | 0.91988 | 470.8834 | 0.20234 | 470.8834 | 0.021698 | 470.8834 | 0 | 470.8834 | 0 | 463.0285 | 1.0805e-05 | 470.8834 | 0 | 470.2816 | -0.00087645 | 700.5236 | 0.01277 | 470.2816 | -0.00036088 | 699.7871 | 3.0002e-05 | 700.5236 | 0.0021 | 467.3187 | 0.13433
| 471.1054 | 0.0017762 | 470.5038 | 0.0062278 | 463.2338 | 0 | 471.1054 | 0.00094921 | 470.5038 | 0.0026486 | 464.5766 | 0.00099171 | 470.5038 | 0.0030324 | 463.1439 | 0.44025 | 471.1054 | 0.10975 | 467.5368 | 0.93372 | 471.1054 | 0.21079 | 471.1054 | 0.024203 | 471.1054 | 0.0011614 | 471.1054 | 0.00080274 | 463.1439 | 7.1595e-06 | 471.1054 | 0.00049715 | 470.5038 | 0.00108 | 700.6866 | 0.01222 | 470.5038 | 0.0014179 | 699.9502 | 6.6672e-06 | 700.6866 | 0.00191 | 467.5368 | 0.13314
| 471.3274 | 0.0021307 | 470.7259 | 0.0059854 | 463.347 | 0.00212 | 471.3274 | 0.0006544 | 470.7259 | 0.00074043 | 464.7977 | 0.00018497 | 470.7259 | 0.001669 | 463.2593 | 0.43659 | 471.3274 | 0.10511 | 467.7549 | 0.92805 | 471.3274 | 0.21473 | 471.3274 | 0.023418 | 471.3274 | 0 | 471.3274 | 0 | 463.2593 | 4.8096e-06 | 471.3274 | 0 | 470.7259 | -0.00033733 | 700.8496 | 0.01333 | 470.7259 | -0.0022297 | 700.1134 | 1.0001e-05 | 700.8496 | 0.00198 | 467.7548 | 0.12878
| 471.5494 | 0.0022713 | 470.9481 | 0.0059889 | 463.4601 | 0 | 471.5494 | 0.0011054 | 470.9481 | 0.0018418 | 465.0188 | 0.0010134 | 470.9481 | 0.0027521 | 463.3747 | 0.43137 | 471.5494 | 0.10441 | 467.9729 | 0.9448 | 471.5494 | 0.22244 | 471.5494 | 0.025079 | 471.5494 | 0.00097214 | 471.5494 | 0.00082638 | 463.3747 | 6.0944e-06 | 471.5494 | 0.00050565 | 470.9481 | 0.00080106 | 701.0126 | 0.01071 | 470.9481 | 0.00059162 | 700.2765 | 4.667e-05 | 701.0126 | 0.00189 | 467.9729 | 0.12753
| 471.7715 | 0.0015581 | 471.1703 | 0.0056285 | 463.5733 | 0.00172 | 471.7715 | 0.00029065 | 471.1703 | 0.00062272 | 465.2399 | 0.00045211 | 471.1703 | 0.0015642 | 463.4901 | 0.42755 | 471.7715 | 0.098605 | 468.191 | 0.94357 | 471.7715 | 0.2233 | 471.7715 | 0.024193 | 471.7715 | 0 | 471.7715 | 0 | 463.4901 | 8.7737e-06 | 471.7715 | 0 | 471.1703 | -0.0006196 | 701.1757 | 0.01076 | 471.1703 | 0.0002046 | 700.4397 | 1.0001e-05 | 701.1757 | 0.002 | 468.191 | 0.12373
| 471.9935 | 0.0029593 | 471.3925 | 0.0058239 | 463.6865 | 0 | 471.9935 | 0.00035769 | 471.3925 | 0.002643 | 465.4611 | 0.0011077 | 471.3925 | 0.0029556 | 463.6055 | 0.422 | 471.9935 | 0.096948 | 468.4091 | 0.95001 | 471.9935 | 0.23205 | 471.9935 | 0.026319 | 471.9935 | 0.00097631 | 471.9935 | 0.00077967 | 463.6055 | 1.0157e-05 | 471.9935 | 0.00050569 | 471.3925 | 0.00053368 | 701.3387 | 0.0138 | 471.3925 | 0.0025948 | 700.6028 | 0 | 701.3387 | 0.0019 | 468.4091 | 0.12356
| 472.2155 | 0.001703 | 471.6148 | 0.0056042 | 463.7997 | 0.00222 | 472.2155 | 0.00036312 | 471.6148 | 0.0014905 | 465.6823 | 0.00032651 | 471.6148 | 0.0015571 | 463.7209 | 0.4174 | 472.2155 | 0.093136 | 468.6272 | 0.95417 | 472.2155 | 0.23341 | 472.2155 | 0.025867 | 472.2155 | 0 | 472.2155 | 0 | 463.7209 | 6.6324e-06 | 472.2156 | 0 | 471.6148 | -0.00026008 | 701.5018 | 0.01259 | 471.6148 | 0.00026461 | 700.766 | 3.0002e-05 | 701.5018 | 0.00206 | 468.6272 | 0.11939
| 472.4376 | 0.0022021 | 471.837 | 0.005805 | 463.9129 | 0 | 472.4376 | 0.0015497 | 471.837 | 0.0023934 | 465.9034 | 0.00055846 | 471.837 | 0.0028587 | 463.8363 | 0.41126 | 472.4376 | 0.091399 | 468.8453 | 0.95913 | 472.4376 | 0.24182 | 472.4376 | 0.027504 | 472.4376 | 0.00046313 | 472.4376 | 0.00067099 | 463.8363 | 5.0292e-06 | 472.4376 | 0.00047966 | 471.837 | 0.00049103 | 701.6648 | 0.01334 | 471.837 | 3.3054e-05 | 700.9291 | 6.6672e-06 | 701.6648 | 0.00201 | 468.8453 | 0.11807
| 472.6597 | 0.0019526 | 472.0592 | 0.005535 | 464.026 | 0.00065893 | 472.6597 | 0.00014391 | 472.0592 | 0.00055251 | 466.1246 | 0.00040796 | 472.0592 | 0.0014954 | 463.9517 | 0.40699 | 472.6597 | 0.08711 | 469.0634 | 0.9616 | 472.6597 | 0.24317 | 472.6597 | 0.027147 | 472.6597 | 0 | 472.6597 | 0 | 463.9517 | 4.9194e-06 | 472.6597 | 0 | 472.0593 | -0.00095772 | 701.8279 | 0.01301 | 472.0592 | -0.0015479 | 701.0923 | 1.0001e-05 | 701.8279 | 0.0021 | 469.0634 | 0.11692
| 472.8818 | 0.0021835 | 472.2815 | 0.0060541 | 464.1392 | 0 | 472.8818 | 0.0012158 | 472.2815 | 0.0025188 | 466.3458 | 0.00070291 | 472.2815 | 0.0029088 | 464.0671 | 0.40211 | 472.8818 | 0.087991 | 469.2816 | 0.96567 | 472.8818 | 0.2545 | 472.8818 | 0.029273 | 472.8818 | 0.00062538 | 472.8818 | 0.00084196 | 464.0671 | 4.8096e-06 | 472.8818 | 0.00057885 | 472.2815 | 0.0011 | 701.9909 | 0.01378 | 472.2815 | 0.001829 | 701.2555 | 0 | 701.9909 | 0.00196 | 469.2816 | 0.1151
| 473.1039 | 0.0014061 | 472.5038 | 0.0055591 | 464.2524 | 0.00113 | 473.1039 | 0.00040812 | 472.5038 | 0.0011642 | 466.567 | 0.00051211 | 472.5038 | 0.0016394 | 464.1825 | 0.39908 | 473.1039 | 0.083404 | 469.4997 | 0.97074 | 473.1039 | 0.26 | 473.1039 | 0.029159 | 473.1039 | 0 | 473.1039 | 0 | 464.1825 | 5.6661e-06 | 473.1039 | 0 | 472.5038 | -0.00098872 | 702.154 | 0.01074 | 472.5038 | -0.001319 | 701.4186 | 0 | 702.154 | 0.00208 | 469.4997 | 0.11094
| 473.326 | 0.00312 | 472.7261 | 0.0056658 | 464.3656 | 0 | 473.326 | 0.0012481 | 472.7261 | 0.0015139 | 466.7882 | 0.00084963 | 472.7261 | 0.0027254 | 464.2979 | 0.39443 | 473.326 | 0.082791 | 469.7179 | 0.98109 | 473.326 | 0.26936 | 473.326 | 0.030674 | 473.326 | 0 | 473.326 | 0.0011678 | 464.2979 | 7.3791e-06 | 473.326 | 0.000428 | 472.7261 | 0.00084949 | 702.3171 | 0.01447 | 472.7261 | -0.00054284 | 701.5818 | 0 | 702.3171 | 0.00202 | 469.7179 | 0.11097
| 473.5481 | 0.0023026 | 472.9484 | 0.0053926 | 464.4788 | 0.00083232 | 473.5481 | -0.00020692 | 472.9484 | 0.0010573 | 467.0094 | 0.00017048 | 472.9484 | 0.0016578 | 464.4134 | 0.3907 | 473.5481 | 0.079869 | 469.9361 | 0.98038 | 473.5481 | 0.27323 | 473.5481 | 0.030505 | 473.5481 | 0 | 473.5481 | 0 | 464.4134 | 9.9487e-06 | 473.5481 | 0 | 472.9484 | -0.00095697 | 702.4802 | 0.01247 | 472.9484 | -0.0010275 | 701.745 | 1.0001e-05 | 702.4802 | 0.00207 | 469.9361 | 0.10791
| 473.7703 | 0.0034259 | 473.1707 | 0.0055682 | 464.592 | 0 | 473.7703 | 0.00090134 | 473.1707 | 0.0022174 | 467.2306 | 0.00075823 | 473.1707 | 0.0029709 | 464.5288 | 0.38552 | 473.7703 | 0.078533 | 470.1543 | 0.98807 | 473.7703 | 0.27897 | 473.7703 | 0.032063 | 473.7703 | 0.00073795 | 473.7703 | 0.0011602 | 464.5288 | 8.8725e-06 | 473.7703 | 0.00052685 | 473.1707 | 0.00072653 | 702.6432 | 0.01427 | 473.1707 | 0.00082044 | 701.9082 | 6.6672e-06 | 702.6432 | 0.00192 | 470.1543 | 0.10708
| 473.9924 | 0.0011594 | 473.3931 | 0.0052669 | 464.7052 | 0.00111 | 473.9924 | 0.00023247 | 473.3931 | 0.00027513 | 467.4519 | 0.00049362 | 473.3931 | 0.001337 | 464.6442 | 0.3821 | 473.9924 | 0.074747 | 470.3725 | 0.98134 | 473.9924 | 0.28499 | 473.9924 | 0.031617 | 473.9924 | 0 | 473.9924 | 0 | 464.6442 | 8.016e-06 | 473.9924 | 0 | 473.3931 | -0.00062654 | 702.8063 | 0.01278 | 473.3931 | -0.0026046 | 702.0714 | 1.0001e-05 | 702.8063 | 0.00196 | 470.3725 | 0.10317
| 474.2146 | 0.0020108 | 473.6154 | 0.0056522 | 464.8184 | 0 | 474.2146 | 0.0016394 | 473.6154 | 0.0019197 | 467.6731 | 0.00060699 | 473.6154 | 0.0025689 | 464.7597 | 0.37746 | 474.2146 | 0.073511 | 470.5907 | 0.99467 | 474.2146 | 0.29231 | 474.2146 | 0.033631 | 474.2146 | 0.00059649 | 474.2146 | 0.0010007 | 464.7597 | 6.7313e-06 | 474.2146 | 0.00061374 | 473.6154 | 0.0004447 | 702.9694 | 0.01496 | 473.6154 | 0.00090814 | 702.2346 | 0 | 702.9694 | 0.00191 | 470.5907 | 0.10589
| 474.4368 | 0.0017529 | 473.8378 | 0.0047681 | 464.9316 | 0.00116 | 474.4368 | 6.4537e-06 | 473.8378 | 0.00080467 | 467.8944 | 0.00043537 | 473.8378 | 0.0016122 | 464.8751 | 0.3735 | 474.4368 | 0.070856 | 470.8089 | 0.99174 | 474.4368 | 0.29689 | 474.4368 | 0.033097 | 474.4368 | 0 | 474.4368 | 0 | 464.8751 | 7.0607e-06 | 474.4368 | 0 | 473.8378 | -0.0006773 | 703.1325 | 0.01127 | 473.8378 | -0.002248 | 702.3978 | 1.0001e-05 | 703.1325 | 0.00203 | 470.8089 | 0.10296
| 474.659 | 0.0025981 | 474.0601 | 0.0054796 | 465.0448 | 0 | 474.659 | 0.0016598 | 474.0601 | 0.0014765 | 468.1157 | 0.00065412 | 474.0601 | 0.0027613 | 464.9906 | 0.36758 | 474.659 | 0.070763 | 471.0271 | 0.99647 | 474.659 | 0.30786 | 474.659 | 0.035106 | 474.659 | 0.00080565 | 474.659 | 0.00078397 | 464.9906 | 6.314e-06 | 474.659 | 0.00047009 | 474.0601 | 0.00070989 | 703.2956 | 0.01466 | 474.0601 | 0.0011116 | 702.561 | 0 | 703.2956 | 0.00205 | 471.0271 | 0.10394
| 474.8812 | 0.0022015 | 474.2825 | 0.0056457 | 465.158 | 0.00153 | 474.8812 | 0.00026835 | 474.2825 | 0.00062857 | 468.337 | 0.00050686 | 474.2825 | 0.0015246 | 465.106 | 0.36389 | 474.8812 | 0.067983 | 471.2454 | 0.99609 | 474.8812 | 0.31449 | 474.8812 | 0.035512 | 474.8812 | 0 | 474.8812 | 0 | 465.106 | 8.2356e-06 | 474.8812 | 0 | 474.2825 | -0.00062936 | 703.4588 | 0.01537 | 474.2825 | 3.1817e-05 | 702.7243 | 1.0001e-05 | 703.4588 | 0.00219 | 471.2454 | 0.09931
| 475.1034 | 0.0024917 | 474.5049 | 0.0055626 | 465.2712 | 0 | 475.1034 | 0.0011481 | 474.5049 | 0.0023614 | 468.5583 | 0.00090443 | 474.5049 | 0.0027353 | 465.2215 | 0.35899 | 475.1034 | 0.067748 | 471.4636 | 0.99404 | 475.1034 | 0.3244 | 475.1034 | 0.037325 | 475.1034 | 0.00061152 | 475.1034 | 0.00075791 | 465.2215 | 1.0157e-05 | 475.1034 | 0.00052148 | 474.5049 | 0.00091376 | 703.6219 | 0.01466 | 474.5049 | 0.0011651 | 702.8875 | 0 | 703.6219 | 0.00203 | 471.4636 | 0.09975
| 475.3256 | 0.0021631 | 474.7274 | 0.0054875 | 465.3844 | 0.00147 | 475.3256 | 0.0004578 | 474.7274 | 0.0007973 | 468.7796 | 0.00031963 | 474.7274 | 0.0015966 | 465.3369 | 0.35611 | 475.3256 | 0.065064 | 471.6819 | 0.99537 | 475.3256 | 0.33005 | 475.3256 | 0.037595 | 475.3256 | 0 | 475.3256 | 0 | 465.3369 | 9.729e-06 | 475.3256 | 0 | 474.7274 | -0.00064926 | 703.785 | 0.01502 | 474.7274 | -0.00035839 | 703.0507 | 1.0001e-05 | 703.785 | 0.00204 | 471.6818 | 0.09732
| 475.5479 | 0.0034506 | 474.9498 | 0.0056758 | 465.4976 | 0 | 475.5479 | 0.00075125 | 474.9498 | 0.0023423 | 469.0009 | 0.0008253 | 474.9498 | 0.0027969 | 465.4524 | 0.35148 | 475.5479 | 0.065851 | 471.9001 | 1 | 475.5479 | 0.34055 | 475.5479 | 0.039361 | 475.5479 | 0.0008331 | 475.5479 | 0.00077812 | 465.4524 | 1.1552e-05 | 475.5479 | 0.00044631 | 474.9498 | 0.0011 | 703.9481 | 0.01524 | 474.9498 | -0.001126 | 703.2139 | 6.6672e-06 | 703.9481 | 0.00192 | 471.9001 | 0.09745
| 475.7701 | 0.0014166 | 475.1722 | 0.0055029 | 465.6108 | 0.00038148 | 475.7701 | 0.0004373 | 475.1722 | 0.0011466 | 469.2222 | 0.00049426 | 475.1722 | 0.0014851 | 465.5679 | 0.34896 | 475.7701 | 0.062775 | 472.1184 | 0.99089 | 475.7701 | 0.34806 | 475.7701 | 0.039609 | 475.7701 | 0 | 475.7701 | 0 | 465.5679 | 1.1332e-05 | 475.7701 | 0 | 475.1722 | -0.00052939 | 704.1113 | 0.01491 | 475.1722 | -0.0012115 | 703.3772 | 3.0002e-05 | 704.1113 | 0.0021 | 472.1184 | 0.09624
| 475.9924 | 0.0027821 | 475.3947 | 0.0058519 | 465.724 | 0 | 475.9924 | 0.0011399 | 475.3947 | 0.002797 | 469.4436 | 0.00058318 | 475.3947 | 0.0029292 | 465.6833 | 0.34419 | 475.9924 | 0.062978 | 472.3367 | 0.99325 | 475.9924 | 0.36154 | 475.9924 | 0.042271 | 475.9924 | 0.00067011 | 475.9924 | 0.00076047 | 465.6833 | 1.198e-05 | 475.9924 | 0.00043112 | 475.3947 | 0.00173 | 704.2744 | 0.01487 | 475.3947 | 0.0021356 | 703.5404 | 0 | 704.2744 | 0.00202 | 472.3367 | 0.09582
| 476.2147 | 0.0018688 | 475.6172 | 0.0056236 | 465.8373 | 0.00116 | 476.2147 | 0.00043881 | 475.6172 | 0.00025794 | 469.6649 | 0.00036895 | 475.6172 | 0.0017609 | 465.7988 | 0.34117 | 476.2147 | 0.060396 | 472.555 | 0.99642 | 476.2147 | 0.36816 | 476.2147 | 0.042259 | 476.2147 | 0 | 476.2147 | 0 | 465.7988 | 8.3454e-06 | 476.2147 | 0 | 475.6172 | -0.00087936 | 704.4375 | 0.01495 | 475.6172 | -0.0010289 | 703.7037 | 3.0002e-05 | 704.4375 | 0.00218 | 472.555 | 0.09562
| 476.437 | 0.0021591 | 475.8396 | 0.0056124 | 465.9505 | 0 | 476.437 | 0.001091 | 475.8396 | 0.0026568 | 469.8863 | 0.00056114 | 475.8396 | 0.0028836 | 465.9143 | 0.33629 | 476.437 | 0.060392 | 472.7733 | 0.99496 | 476.437 | 0.37445 | 476.437 | 0.044024 | 476.437 | 0.00108 | 476.437 | 0.00046407 | 465.9143 | 9.3008e-06 | 476.437 | 0.00043751 | 475.8396 | 0.00056562 | 704.6007 | 0.01519 | 475.8396 | 0.00078779 | 703.8669 | 0 | 704.6007 | 0.002 | 472.7733 | 0.09387
| 476.6593 | 0.0018268 | 476.0621 | 0.0052609 | 466.0637 | 0.00090168 | 476.6593 | 0.00042281 | 476.0621 | 0.0015492 | 470.1077 | 0.00024602 | 476.0621 | 0.0015884 | 466.0298 | 0.33369 | 476.6593 | 0.056556 | 472.9917 | 0.98823 | 476.6593 | 0.3801 | 476.6593 | 0.043845 | 476.6593 | 0 | 476.6593 | 0 | 466.0298 | 9.191e-06 | 476.6593 | 0 | 476.0621 | -0.0004461 | 704.7639 | 0.01544 | 476.0621 | -0.0024425 | 704.0302 | 1.0001e-05 | 704.7639 | 0.00208 | 472.9917 | 0.0899
| 476.8816 | 0.002316 | 476.2847 | 0.0055375 | 466.1769 | 0 | 476.8816 | 0.0010317 | 476.2847 | 0.0021806 | 470.3291 | 0.00067722 | 476.2847 | 0.0028104 | 466.1453 | 0.32939 | 476.8816 | 0.056227 | 473.21 | 0.9866 | 476.8816 | 0.38566 | 476.8816 | 0.045716 | 476.8816 | 0.00068764 | 476.8816 | 0.00082502 | 466.1453 | 8.6639e-06 | 476.8816 | 0.00047218 | 476.2846 | 0.00063714 | 704.927 | 0.01514 | 476.2847 | 0.0017702 | 704.1935 | 0 | 704.927 | 0.00188 | 473.21 | 0.09258
| 477.104 | 0.0019691 | 476.5072 | 0.0049963 | 466.2901 | 0.00076297 | 477.104 | -5.41e-05 | 476.5072 | 6.1893e-05 | 470.5505 | 0.000327 | 476.5072 | 0.001603 | 466.2608 | 0.32706 | 477.104 | 0.053948 | 473.4284 | 0.97642 | 477.104 | 0.39652 | 477.104 | 0.046084 | 477.104 | 0 | 477.104 | 0 | 466.2608 | 6.7313e-06 | 477.104 | 0 | 476.5072 | -0.001 | 705.0902 | 0.01584 | 476.5072 | 0.00015792 | 704.3568 | 3.0002e-05 | 705.0902 | 0.00208 | 473.4284 | 0.08936
| 477.3263 | 0.0025312 | 476.7297 | 0.0056257 | 466.4034 | 0 | 477.3263 | 0.00071729 | 476.7297 | 0.0030054 | 470.7719 | 0.00085818 | 476.7297 | 0.0027942 | 466.3763 | 0.32251 | 477.3263 | 0.053998 | 473.6468 | 0.9762 | 477.3263 | 0.40658 | 477.3263 | 0.048519 | 477.3263 | 0.00083067 | 477.3263 | 0.0007587 | 466.3763 | 5.8857e-06 | 477.3263 | 0.00041353 | 476.7297 | 0.00064548 | 705.2534 | 0.01505 | 476.7297 | 0.0019661 | 704.52 | 0 | 705.2534 | 0.00201 | 473.6468 | 0.09089
| 477.5487 | 0.0022699 | 476.9523 | 0.0053497 | 466.5166 | 0.00118 | 477.5487 | 0.00029484 | 476.9523 | 0.001011 | 470.9933 | 0.00015814 | 476.9523 | 0.0014804 | 466.4918 | 0.31906 | 477.5487 | 0.051433 | 473.8651 | 0.97132 | 477.5487 | 0.41502 | 477.5487 | 0.048701 | 477.5487 | 0 | 477.5487 | 0 | 466.4918 | 9.191e-06 | 477.5487 | 0 | 476.9523 | -0.00092895 | 705.4166 | 0.01521 | 476.9523 | -0.001355 | 704.6833 | 3.0002e-05 | 705.4166 | 0.00214 | 473.8651 | 0.08969
| 477.7711 | 0.002981 | 477.1748 | 0.0055959 | 466.6298 | 0 | 477.7711 | 0.0012808 | 477.1748 | 0.0022178 | 471.2148 | 0.00079097 | 477.1748 | 0.0028616 | 466.6073 | 0.31385 | 477.7711 | 0.052452 | 474.0835 | 0.96693 | 477.7711 | 0.42616 | 477.7711 | 0.050967 | 477.7711 | 0.00037372 | 477.7711 | 0.00082052 | 466.6073 | 9.729e-06 | 477.7711 | 0.00055245 | 477.1748 | 0.00070858 | 705.5797 | 0.01454 | 477.1748 | 0.003193 | 704.8466 | 0 | 705.5797 | 0.00196 | 474.0835 | 0.08892
| 477.9934 | 0.0016718 | 477.3974 | 0.0053007 | 466.7431 | 0.00165 | 477.9934 | 0.00031305 | 477.3974 | 0.00071805 | 471.4362 | 0.00040896 | 477.3974 | 0.0014177 | 466.7228 | 0.31109 | 477.9935 | 0.050047 | 474.3019 | 0.96043 | 477.9935 | 0.43462 | 477.9934 | 0.05121 | 477.9935 | 0 | 477.9935 | 0 | 466.7228 | 9.9487e-06 | 477.9934 | 0 | 477.3974 | -0.00071584 | 705.7429 | 0.01598 | 477.3974 | -0.00078917 | 705.0099 | 1.0001e-05 | 705.7429 | 0.0021 | 474.3019 | 0.08765
| 478.2159 | 0.0026634 | 477.62 | 0.0053318 | 466.8563 | 0 | 478.2159 | 0.0012587 | 477.62 | 0.0038353 | 471.6577 | 0.00081194 | 477.62 | 0.0029035 | 466.8383 | 0.30776 | 478.2159 | 0.050235 | 474.5203 | 0.95718 | 478.2159 | 0.44806 | 478.2159 | 0.054164 | 478.2159 | 0.00035438 | 478.2159 | 0.00058757 | 466.8383 | 7.5878e-06 | 478.2158 | 0.00060658 | 477.62 | 0.0007913 | 705.9061 | 0.01485 | 477.62 | 0.0014134 | 705.1732 | 0 | 705.9061 | 0.00195 | 474.5203 | 0.0895
| 478.4383 | 0.0014827 | 477.8426 | 0.0056638 | 466.9695 | 0.00098839 | 478.4383 | 0.00028612 | 477.8426 | 0.00069788 | 471.8792 | 0.00036339 | 477.8426 | 0.0016986 | 466.9538 | 0.30582 | 478.4383 | 0.04842 | 474.7387 | 0.94318 | 478.4383 | 0.45782 | 478.4383 | 0.055332 | 478.4383 | 0 | 478.4383 | 0 | 466.9538 | 5.8857e-06 | 478.4383 | 0 | 477.8426 | -9.907e-05 | 706.0693 | 0.01607 | 477.8426 | -0.00018742 | 705.3365 | 3.0002e-05 | 706.0693 | 0.00212 | 474.7387 | 0.08469
| 478.6607 | 0.002301 | 478.0652 | 0.0054615 | 467.0828 | 0 | 478.6607 | 0.00087826 | 478.0652 | 0.0023888 | 472.1006 | 0.00075915 | 478.0652 | 0.0030138 | 467.0693 | 0.30227 | 478.6607 | 0.04911 | 474.9572 | 0.93854 | 478.6607 | 0.47145 | 478.6607 | 0.058205 | 478.6607 | 0.00085222 | 478.6607 | 0.0014367 | 467.0693 | 6.2042e-06 | 478.6607 | 0.00062057 | 478.0652 | 0.00078834 | 706.2325 | 0.01491 | 478.0652 | -0.00013197 | 705.4998 | 6.6672e-06 | 706.2325 | 0.00195 | 474.9572 | 0.08863
| 478.8831 | 0.0020378 | 478.2879 | 0.0053422 | 467.196 | 0.00019074 | 478.8831 | 0.00073559 | 478.2879 | 0.00043438 | 472.3221 | 0.00018812 | 478.2879 | 0.0014118 | 467.1849 | 0.29995 | 478.8831 | 0.046127 | 475.1756 | 0.9363 | 478.8831 | 0.47761 | 478.8831 | 0.05795 | 478.8831 | 0 | 478.8831 | 0 | 467.1849 | 8.3454e-06 | 478.8832 | 0 | 478.2879 | -6.9539e-05 | 706.3958 | 0.01583 | 478.2879 | -0.0028635 | 705.6631 | 3.0002e-05 | 706.3958 | 0.0021 | 475.1756 | 0.08633
| 479.1056 | 0.0026192 | 478.5105 | 0.0057121 | 467.3093 | 0 | 479.1056 | 0.0011477 | 478.5105 | 0.0017625 | 472.5436 | 0.0006761 | 478.5105 | 0.0028832 | 467.3004 | 0.29642 | 479.1056 | 0.046848 | 475.3941 | 0.92811 | 479.1056 | 0.48844 | 479.1056 | 0.060532 | 479.1056 | 0.00083045 | 479.1056 | 0.0010822 | 467.3004 | 8.9823e-06 | 479.1056 | 0.0006001 | 478.5105 | 0.00039834 | 706.559 | 0.01496 | 478.5105 | -0.00031998 | 705.8265 | 0 | 706.559 | 0.00193 | 475.3941 | 0.08615
| 479.3281 | 0.0018789 | 478.7332 | 0.0049855 | 467.4225 | 0.00084967 | 479.3281 | 0.00052699 | 478.7332 | 0.00086029 | 472.7652 | 0.0002758 | 478.7332 | 0.0014078 | 467.416 | 0.29424 | 479.3281 | 0.04391 | 475.6125 | 0.91804 | 479.3281 | 0.48942 | 479.3281 | 0.059887 | 479.3281 | 0 | 479.3281 | 0 | 467.416 | 8.8725e-06 | 479.3281 | 0 | 478.7332 | -9.6814e-05 | 706.7222 | 0.01563 | 478.7332 | -0.0011562 | 705.9898 | 1.0001e-05 | 706.7222 | 0.00215 | 475.6125 | 0.08396
| 479.5505 | 0.0022112 | 478.9559 | 0.0053872 | 467.5358 | 0 | 479.5505 | 0.00059778 | 478.9559 | 0.0020178 | 472.9867 | 0.00058637 | 478.9559 | 0.0029134 | 467.5315 | 0.29012 | 479.5506 | 0.043983 | 475.831 | 0.91658 | 479.5506 | 0.49586 | 479.5505 | 0.06209 | 479.5506 | 0.0004375 | 479.5506 | 0.00087893 | 467.5315 | 8.7627e-06 | 479.5505 | 0.00060635 | 478.9559 | 0.00088876 | 706.8854 | 0.01434 | 478.9559 | -0.001607 | 706.1531 | 0 | 706.8854 | 0.00207 | 475.831 | 0.08451
| 479.773 | 0.0014291 | 479.1786 | 0.005142 | 467.649 | 0.00053755 | 479.773 | 0.00062325 | 479.1786 | 0.0010541 | 473.2082 | 0.00018229 | 479.1786 | 0.0012787 | 467.647 | 0.28765 | 479.773 | 0.041164 | 476.0495 | 0.90617 | 479.773 | 0.50012 | 479.773 | 0.062449 | 479.773 | 0 | 479.773 | 0 | 467.647 | 8.4443e-06 | 479.773 | 0 | 479.1785 | -0.00044876 | 707.0487 | 0.01579 | 479.1786 | -0.0027022 | 706.3164 | 1.0001e-05 | 707.0487 | 0.0022 | 476.0495 | 0.08262
| 479.9955 | 0.0027047 | 479.4013 | 0.0052962 | 467.7622 | 0 | 479.9955 | 0.001489 | 479.4013 | 0.0026567 | 473.4298 | 0.00052941 | 479.4013 | 0.0027625 | 467.7626 | 0.28358 | 479.9956 | 0.041258 | 476.268 | 0.89616 | 479.9956 | 0.50807 | 479.9955 | 0.064464 | 479.9956 | 0.000996 | 479.9956 | 0.0012831 | 467.7626 | 7.0607e-06 | 479.9955 | 0.00061605 | 479.4013 | 0.00056411 | 707.2119 | 0.01369 | 479.4013 | -0.00044318 | 706.4798 | 0 | 707.2119 | 0.00206 | 476.268 | 0.08413
| 480.2181 | 0.00081458 | 479.624 | 0.0045607 | 467.8755 | 0.00114 | 480.2181 | 0.00044616 | 479.624 | 0.0013766 | 473.6514 | 0.00014582 | 479.624 | 0.0013869 | 467.8781 | 0.28172 | 480.2181 | 0.038959 | 476.4865 | 0.88975 | 480.2181 | 0.51613 | 480.2181 | 0.065128 | 480.2181 | 0 | 480.2181 | 0 | 467.8781 | 8.1258e-06 | 480.2181 | 0 | 479.624 | -0.00118 | 707.3751 | 0.01556 | 479.624 | 0.0011503 | 706.6431 | 1.0001e-05 | 707.3751 | 0.00211 | 476.4865 | 0.0823
| 480.4406 | 0.0024661 | 479.8467 | 0.0056097 | 467.9887 | 0 | 480.4406 | 0.0012782 | 479.8467 | 0.0024332 | 473.8729 | 0.0008743 | 479.8467 | 0.0028857 | 467.9937 | 0.27784 | 480.4406 | 0.040076 | 476.705 | 0.88827 | 480.4406 | 0.5301 | 480.4406 | 0.068815 | 480.4406 | 0.0017959 | 480.4406 | 0.0013823 | 467.9937 | 1.2079e-05 | 480.4406 | 0.00064117 | 479.8467 | 0.000878 | 707.5384 | 0.01369 | 479.8467 | 0.0019228 | 706.8065 | 0 | 707.5384 | 0.002 | 476.705 | 0.08178
| 480.6631 | 0.0012381 | 480.0694 | 0.005131 | 468.102 | 0.0006936 | 480.6631 | 0.00040668 | 480.0694 | 0.00060618 | 474.0945 | 0.00013001 | 480.0694 | 0.0013657 | 468.1093 | 0.27592 | 480.6632 | 0.037996 | 476.9236 | 0.8752 | 480.6632 | 0.54188 | 480.6631 | 0.069604 | 480.6632 | 0 | 480.6632 | 0 | 468.1093 | 1.7328e-05 | 480.6631 | 0 | 480.0695 | 2.4151e-05 | 707.7017 | 0.01568 | 480.0694 | -0.0017588 | 706.9698 | 0 | 707.7017 | 0.00209 | 476.9235 | 0.0815
| 480.8857 | 0.0023971 | 480.2922 | 0.0055478 | 468.2153 | 0 | 480.8857 | 0.00090266 | 480.2922 | 0.0025879 | 474.3161 | 0.00058427 | 480.2922 | 0.002948 | 468.2248 | 0.27217 | 480.8857 | 0.039231 | 477.1421 | 0.8655 | 480.8857 | 0.55595 | 480.8857 | 0.0727 | 480.8857 | 0.00045076 | 480.8857 | 0.0011239 | 468.2248 | 1.4648e-05 | 480.8857 | 0.00050746 | 480.2922 | 0.00029655 | 707.8649 | 0.01394 | 480.2922 | 0.0018408 | 707.1332 | 0 | 707.8649 | 0.00197 | 477.1421 | 0.08081
| 481.1083 | 0.0021513 | 480.515 | 0.0054995 | 468.3285 | 0.00064159 | 481.1083 | 0.0010217 | 480.515 | 0.0010795 | 474.5377 | 0.00020385 | 480.515 | 0.0016291 | 468.3404 | 0.27081 | 481.1083 | 0.037133 | 477.3607 | 0.85533 | 481.1083 | 0.56325 | 481.1083 | 0.073513 | 481.1083 | 0 | 481.1083 | 0 | 468.3404 | 1.1332e-05 | 481.1083 | 0 | 480.515 | 0.00013774 | 708.0282 | 0.01556 | 480.515 | -0.0019866 | 707.2966 | 1.0001e-05 | 708.0282 | 0.00208 | 477.3607 | 0.08082
| 481.3309 | 0.0021388 | 480.7378 | 0.0052932 | 468.4418 | 0 | 481.3309 | 0.00089792 | 480.7378 | 0.0020519 | 474.7593 | 0.00058373 | 480.7378 | 0.0026943 | 468.456 | 0.26817 | 481.3309 | 0.037072 | 477.5792 | 0.85062 | 481.3309 | 0.5712 | 481.3309 | 0.075564 | 481.3309 | 0.0001624 | 481.3309 | 0.00064597 | 468.456 | 9.191e-06 | 481.3309 | 0.00045017 | 480.7378 | 0.00073164 | 708.1915 | 0.01383 | 480.7378 | 0.00048284 | 707.4599 | 2.6669e-05 | 708.1915 | 0.00199 | 477.5792 | 0.08018
| 481.5535 | 0.0018216 | 480.9606 | 0.0048702 | 468.5551 | 0.00053755 | 481.5535 | 0.00033012 | 480.9606 | 0.0013213 | 474.981 | 0.00019561 | 480.9606 | 0.0013592 | 468.5716 | 0.2668 | 481.5535 | 0.034977 | 477.7978 | 0.83245 | 481.5535 | 0.57744 | 481.5535 | 0.076402 | 481.5535 | 0 | 481.5535 | 0 | 468.5716 | 1.0805e-05 | 481.5535 | 0 | 480.9606 | -0.00043914 | 708.3547 | 0.01576 | 480.9606 | -0.0019188 | 707.6233 | 0 | 708.3547 | 0.00216 | 477.7978 | 0.0814
| 481.7761 | 0.0028787 | 481.1834 | 0.0054861 | 468.6683 | 0 | 481.7761 | 0.0010469 | 481.1834 | 0.0019297 | 475.2026 | 0.00064042 | 481.1834 | 0.0029611 | 468.6871 | 0.26347 | 481.7761 | 0.035408 | 478.0164 | 0.8257 | 481.7761 | 0.58411 | 481.7761 | 0.079161 | 481.7761 | 0.0010973 | 481.7761 | 0.00086276 | 468.6871 | 1.1014e-05 | 481.7761 | 0.00062124 | 481.1834 | 0.00040706 | 708.518 | 0.0138 | 481.1834 | 0.00048681 | 707.7867 | 6.6672e-06 | 708.518 | 0.00209 | 478.0164 | 0.08086
| 481.9987 | 0.0016297 | 481.4062 | 0.005209 | 468.7816 | 0.00125 | 481.9987 | 0.00048662 | 481.4062 | 0.0014454 | 475.4243 | 0.00023107 | 481.4062 | 0.0013967 | 468.8027 | 0.2611 | 481.9987 | 0.032791 | 478.235 | 0.81167 | 481.9987 | 0.58721 | 481.9987 | 0.079358 | 481.9987 | 0 | 481.9987 | 0 | 468.8027 | 8.4443e-06 | 481.9987 | 0 | 481.4062 | -0.00053019 | 708.6813 | 0.01542 | 481.4062 | -0.0018689 | 707.9501 | 5.0004e-05 | 708.6813 | 0.00224 | 478.235 | 0.07786
| 482.2213 | 0.0021506 | 481.629 | 0.0053274 | 468.8949 | 0 | 482.2213 | 0.00085795 | 481.629 | 0.001917 | 475.6459 | 0.00056679 | 481.629 | 0.0028584 | 468.9183 | 0.25784 | 482.2214 | 0.032621 | 478.4536 | 0.80667 | 482.2214 | 0.59399 | 482.2213 | 0.081993 | 482.2214 | 0.00019051 | 482.2214 | 0.00074579 | 468.9183 | 5.4575e-06 | 482.2213 | 0.00037904 | 481.629 | 0.00147 | 708.8446 | 0.01364 | 481.629 | 0.00057345 | 708.1135 | 0 | 708.8446 | 0.0022 | 478.4536 | 0.07834
| 482.444 | 0.0018562 | 481.8519 | 0.004492 | 469.0081 | 0.00101 | 482.444 | 0.00057915 | 481.8519 | 0.0011024 | 475.8676 | 0.00025551 | 481.8519 | 0.0013785 | 469.0339 | 0.25597 | 482.444 | 0.030334 | 478.6722 | 0.79233 | 482.444 | 0.60129 | 482.444 | 0.08263 | 482.444 | 0 | 482.444 | 0 | 469.0339 | 2.888e-06 | 482.444 | 0 | 481.8519 | -0.00091108 | 709.0079 | 0.0156 | 481.8519 | -0.00043481 | 708.2769 | 0 | 709.0079 | 0.00227 | 478.6722 | 0.0791
| 482.6667 | 0.0023471 | 482.0747 | 0.0053183 | 469.1214 | 0 | 482.6667 | 0.0017258 | 482.0747 | 0.0024063 | 476.0893 | 0.00090421 | 482.0747 | 0.0027254 | 469.1495 | 0.25258 | 482.6667 | 0.031699 | 478.8909 | 0.777 | 482.6667 | 0.60641 | 482.6667 | 0.085726 | 482.6667 | 0.00054276 | 482.6667 | 0.0010367 | 469.1495 | 5.8857e-06 | 482.6667 | 0.0004517 | 482.0747 | 0.00090681 | 709.1712 | 0.01366 | 482.0747 | 0.0010097 | 708.4403 | 6.6672e-06 | 709.1712 | 0.00203 | 478.8909 | 0.07914
| 482.8893 | 0.0022544 | 482.2976 | 0.005052 | 469.2347 | 0.00137 | 482.8893 | -0.00051242 | 482.2976 | 0.0014218 | 476.311 | 0.00023224 | 482.2976 | 0.0013221 | 469.2651 | 0.25029 | 482.8893 | 0.029464 | 479.1095 | 0.76788 | 482.8893 | 0.61384 | 482.8893 | 0.08667 | 482.8893 | 0 | 482.8893 | 0 | 469.2651 | 7.0607e-06 | 482.8893 | 0 | 482.2976 | -0.00063224 | 709.3345 | 0.01678 | 482.2976 | -0.00062505 | 708.6037 | 1.0001e-05 | 709.3345 | 0.00202 | 479.1095 | 0.07719
| 483.112 | 0.0024702 | 482.5205 | 0.0051318 | 469.348 | 0 | 483.112 | 0.0015054 | 482.5205 | 0.0021136 | 476.5327 | 0.00035363 | 482.5205 | 0.0027499 | 469.3807 | 0.24692 | 483.112 | 0.029395 | 479.3282 | 0.76774 | 483.112 | 0.62259 | 483.112 | 0.088815 | 483.112 | 0.00044122 | 483.112 | 0.00076805 | 469.3807 | 1.0695e-05 | 483.112 | 0.00041315 | 482.5205 | 0.00075655 | 709.4979 | 0.01362 | 482.5205 | 0.0016039 | 708.7671 | 0 | 709.4979 | 0.00192 | 479.3282 | 0.07935
| 483.3347 | 0.0014266 | 482.7434 | 0.0051393 | 469.4613 | 0.00113 | 483.3347 | -0.00024438 | 482.7434 | 0.00090367 | 476.7545 | 0.00041129 | 482.7434 | 0.0013622 | 469.4963 | 0.24513 | 483.3347 | 0.027754 | 479.5468 | 0.75086 | 483.3347 | 0.62653 | 483.3347 | 0.090082 | 483.3347 | 0 | 483.3347 | 0 | 469.4963 | 8.016e-06 | 483.3347 | 0 | 482.7434 | -0.00076081 | 709.6612 | 0.01634 | 482.7434 | -0.001267 | 708.9305 | 3.0002e-05 | 709.6612 | 0.00216 | 479.5468 | 0.07712
| 483.5575 | 0.0021818 | 482.9663 | 0.0050871 | 469.5745 | 0 | 483.5575 | 0.00081566 | 482.9663 | 0.0020793 | 476.9762 | 0.00035787 | 482.9663 | 0.0028709 | 469.612 | 0.24208 | 483.5575 | 0.028265 | 479.7655 | 0.73984 | 483.5575 | 0.63505 | 483.5575 | 0.09303 | 483.5575 | 0.00021795 | 483.5575 | 0.00092673 | 469.612 | 7.3791e-06 | 483.5575 | 0.00039015 | 482.9663 | 0.00085151 | 709.8245 | 0.01375 | 482.9663 | -0.0021441 | 709.094 | 2.6669e-05 | 709.8245 | 0.00208 | 479.7655 | 0.07672
| 483.7802 | 0.00088113 | 483.1893 | 0.0051227 | 469.6878 | 0.00083232 | 483.7802 | -0.00027735 | 483.1893 | 0.00021629 | 477.1979 | 0.00029747 | 483.1893 | 0.0014297 | 469.7276 | 0.24104 | 483.7802 | 0.026486 | 479.9842 | 0.72909 | 483.7802 | 0.63951 | 483.7802 | 0.09415 | 483.7802 | 0 | 483.7802 | 0 | 469.7276 | 5.0292e-06 | 483.7802 | 0 | 483.1893 | -0.00046371 | 709.9878 | 0.01604 | 483.1893 | -0.0011651 | 709.2574 | 3.0002e-05 | 709.9878 | 0.00218 | 479.9842 | 0.07683
| 484.0029 | 0.0019252 | 483.4122 | 0.0050654 | 469.8011 | 0 | 484.0029 | 0.0009063 | 483.4122 | 0.001904 | 477.4197 | 0.00066023 | 483.4122 | 0.0026628 | 469.8432 | 0.23851 | 484.0029 | 0.027242 | 480.2029 | 0.72829 | 484.0029 | 0.64647 | 484.0029 | 0.097596 | 484.0029 | 0.00037506 | 484.0029 | 0.00084589 | 469.8432 | 7.1595e-06 | 484.0029 | 0.00064443 | 483.4122 | 0.00049091 | 710.1512 | 0.0135 | 483.4122 | 0.0005278 | 709.4208 | 6.6672e-06 | 710.1512 | 0.00201 | 480.2029 | 0.07794
| 484.2257 | 0.0018628 | 483.6352 | 0.0049176 | 469.9144 | 0.00189 | 484.2257 | 0.00055772 | 483.6352 | 0.001044 | 477.6414 | 0.00041644 | 483.6352 | 0.0014015 | 469.9588 | 0.23745 | 484.2257 | 0.024782 | 480.4216 | 0.71211 | 484.2257 | 0.6525 | 484.2257 | 0.098046 | 484.2257 | 0 | 484.2257 | 0 | 469.9588 | 7.9172e-06 | 484.2257 | 0 | 483.6352 | -0.00047067 | 710.3145 | 0.0173 | 483.6352 | -0.00051266 | 709.5843 | 1.0001e-05 | 710.3145 | 0.00211 | 480.4216 | 0.07572
| 484.4485 | 0.0027209 | 483.8582 | 0.0048804 | 470.0277 | 0 | 484.4485 | 0.00074548 | 483.8582 | 0.0025242 | 477.8632 | 0.0010956 | 483.8582 | 0.0028226 | 470.0745 | 0.23419 | 484.4485 | 0.025784 | 480.6403 | 0.71807 | 484.4485 | 0.66227 | 484.4485 | 0.10131 | 484.4485 | 0.00057442 | 484.4485 | 0.00070169 | 470.0745 | 9.729e-06 | 484.4485 | 0.00042977 | 483.8582 | 0.00055522 | 710.4779 | 0.01582 | 483.8582 | 0.00024219 | 709.7477 | 0 | 710.4779 | 0.00203 | 480.6403 | 0.07857
| 484.6712 | 0.00092399 | 484.0811 | 0.0050147 | 470.141 | 0.00052021 | 484.6712 | 0.0002942 | 484.0811 | 0.00045046 | 478.085 | 5.9566e-05 | 484.0811 | 0.0013639 | 470.1901 | 0.23264 | 484.6712 | 0.023595 | 480.8591 | 0.7075 | 484.6712 | 0.66483 | 484.6712 | 0.1029 | 484.6712 | 0 | 484.6712 | 0 | 470.1901 | 7.6976e-06 | 484.6712 | 0 | 484.0811 | -0.00058791 | 710.6412 | 0.0175 | 484.0811 | 0.00010154 | 709.9112 | 0 | 710.6412 | 0.00213 | 480.8591 | 0.07792
| 484.894 | 0.0030493 | 484.3041 | 0.0050221 | 470.2543 | 0 | 484.894 | 0.0013505 | 484.3041 | 0.002281 | 478.3068 | 0.0008593 | 484.3041 | 0.0026787 | 470.3057 | 0.22937 | 484.894 | 0.024809 | 481.0778 | 0.70339 | 484.894 | 0.67359 | 484.894 | 0.10543 | 484.894 | 0.00098837 | 484.894 | 0.0010939 | 470.3057 | 8.3454e-06 | 484.894 | 0.00046077 | 484.3041 | 0.00053098 | 710.8046 | 0.01371 | 484.3041 | -0.00085867 | 710.0746 | 6.6672e-06 | 710.8046 | 0.002 | 481.0778 | 0.07959
| 485.1168 | 0.0017647 | 484.5272 | 0.0047581 | 470.3676 | 0.00151 | 485.1168 | 0.00013568 | 484.5272 | 0.00044162 | 478.5286 | 0.00034163 | 484.5272 | 0.0013189 | 470.4214 | 0.22798 | 485.1168 | 0.022167 | 481.2966 | 0.69345 | 485.1168 | 0.67764 | 485.1168 | 0.10745 | 485.1168 | 0 | 485.1168 | 0 | 470.4214 | 6.6324e-06 | 485.1168 | 0 | 484.5272 | -0.0004513 | 710.968 | 0.01748 | 484.5272 | -0.0011569 | 710.2381 | 0 | 710.968 | 0.0021 | 481.2966 | 0.07731
| 485.3397 | 0.0023971 | 484.7502 | 0.0048578 | 470.4809 | 0 | 485.3397 | 0.0013327 | 484.7502 | 0.0023217 | 478.7505 | 0.00097216 | 484.7502 | 0.0026001 | 470.5371 | 0.22486 | 485.3397 | 0.023247 | 481.5153 | 0.68945 | 485.3397 | 0.68394 | 485.3397 | 0.11063 | 485.3397 | 0.00058018 | 485.3397 | 0.00089384 | 470.5371 | 6.6324e-06 | 485.3397 | 0.0004621 | 484.7502 | 0.00112 | 711.1313 | 0.01665 | 484.7502 | 0.00116 | 710.4015 | 0 | 711.1313 | 0.00204 | 481.5153 | 0.08035
| 485.5625 | 0.001832 | 484.9732 | 0.0046716 | 470.5942 | 0 | 485.5625 | 0.00048819 | 484.9732 | 0.0010379 | 478.9723 | 0.0003649 | 484.9732 | 0.0012457 | 470.6527 | 0.22416 | 485.5625 | 0.021318 | 481.7341 | 0.68287 | 485.5625 | 0.68897 | 485.5625 | 0.11214 | 485.5625 | 0 | 485.5625 | 0 | 470.6527 | 5.7759e-06 | 485.5625 | 0 | 484.9732 | -0.00010219 | 711.2947 | 0.01762 | 484.9732 | -0.00027902 | 710.565 | 3.0002e-05 | 711.2947 | 0.00221 | 481.7341 | 0.07767
| 485.7853 | 0.0025081 | 485.1963 | 0.004722 | 470.7075 | 0 | 485.7853 | 0.0018008 | 485.1963 | 0.0018062 | 479.1942 | 0.0008958 | 485.1963 | 0.0026611 | 470.7684 | 0.22166 | 485.7853 | 0.021937 | 481.9529 | 0.67961 | 485.7853 | 0.69584 | 485.7853 | 0.11544 | 485.7853 | 0.00045134 | 485.7853 | 0.0010612 | 470.7684 | 6.0944e-06 | 485.7853 | 0.00046727 | 485.1963 | 0.00132 | 711.4581 | 0.01631 | 485.1963 | 0.0015139 | 710.7285 | 0 | 711.4581 | 0.00211 | 481.9529 | 0.0822
| 486.0082 | 0.0011662 | 485.4193 | 0.004702 | 470.8208 | 0.00154 | 486.0082 | 0.00052365 | 485.4193 | 0.00034427 | 479.416 | 0.00023786 | 485.4193 | 0.0010966 | 470.884 | 0.22093 | 486.0082 | 0.020246 | 482.1717 | 0.67414 | 486.0082 | 0.69829 | 486.0082 | 0.11753 | 486.0082 | 0 | 486.0082 | 0 | 470.884 | 9.191e-06 | 486.0082 | 0 | 485.4193 | -0.00081492 | 711.6215 | 0.01396 | 485.4193 | -0.00080565 | 710.892 | 1.0001e-05 | 711.6215 | 0.00224 | 482.1717 | 0.08058
| 486.231 | 0.0025246 | 485.6424 | 0.0047457 | 470.9341 | 0 | 486.231 | 0.0010577 | 485.6424 | 0.0020081 | 479.6379 | 0.00064323 | 485.6424 | 0.002683 | 470.9997 | 0.21748 | 486.2311 | 0.02152 | 482.3905 | 0.66931 | 486.2311 | 0.70962 | 486.231 | 0.12124 | 486.2311 | 0.00073861 | 486.2311 | 0.0007287 | 470.9997 | 8.3454e-06 | 486.231 | 0.00055654 | 485.6424 | 0.00155 | 711.7849 | 0.01811 | 485.6424 | 0.00075982 | 711.0555 | 0 | 711.7849 | 0.00204 | 482.3905 | 0.08133
| 486.4539 | 0.0021685 | 485.8655 | 0.0046833 | 471.0474 | 0.00118 | 486.4539 | -0.00010112 | 485.8655 | 0.00051363 | 479.8598 | -8.3269e-06 | 485.8655 | 0.0010704 | 471.1154 | 0.21575 | 486.4539 | 0.019136 | 482.6093 | 0.65932 | 486.4539 | 0.71112 | 486.4539 | 0.12265 | 486.4539 | 0 | 486.4539 | 0 | 471.1154 | 9.191e-06 | 486.454 | 0 | 485.8655 | 0.0001822 | 711.9483 | 0.01616 | 485.8655 | -0.0012641 | 711.2189 | 1.0001e-05 | 711.9483 | 0.00216 | 482.6093 | 0.08154
| 486.6768 | 0.0025875 | 486.0886 | 0.0049767 | 471.1607 | 0 | 486.6768 | 0.0011661 | 486.0886 | 0.0030573 | 480.0817 | 0.00074286 | 486.0886 | 0.0027797 | 471.231 | 0.21287 | 486.6768 | 0.019811 | 482.8282 | 0.65749 | 486.6768 | 0.72152 | 486.6768 | 0.12657 | 486.6768 | 0.00062857 | 486.6768 | 0.0010194 | 471.231 | 9.6192e-06 | 486.6769 | 0.00045996 | 486.0886 | 0.00062108 | 712.1117 | 0.01781 | 486.0886 | 0.00083781 | 711.3824 | 0 | 712.1117 | 0.00198 | 482.8282 | 0.08335
| 486.8997 | 0.0016046 | 486.3117 | 0.0047259 | 471.2741 | 0.00060691 | 486.8997 | 0.00033896 | 486.3117 | -0.00019357 | 480.3036 | 8.3369e-05 | 486.3117 | 0.0012094 | 471.3467 | 0.21218 | 486.8998 | 0.019002 | 483.047 | 0.6411 | 486.8998 | 0.72332 | 486.8997 | 0.12774 | 486.8998 | 0 | 486.8998 | 0 | 471.3467 | 1.0904e-05 | 486.8997 | 0 | 486.3118 | -0.00061311 | 712.2751 | 0.0144 | 486.3117 | 0.00013408 | 711.5459 | 3.0002e-05 | 712.2751 | 0.00218 | 483.047 | 0.08233
| 487.1227 | 0.0027804 | 486.5349 | 0.0045937 | 471.3874 | 0 | 487.1227 | 0.00065854 | 486.5349 | 0.0020602 | 480.5255 | 0.00077021 | 486.5349 | 0.0026999 | 471.4624 | 0.21046 | 487.1227 | 0.019424 | 483.2659 | 0.626 | 487.1227 | 0.72912 | 487.1227 | 0.13155 | 487.1227 | 0.00043126 | 487.1227 | 0.0006224 | 471.4624 | 1.0904e-05 | 487.1227 | 0.00042783 | 486.5349 | 0.00043114 | 712.4385 | 0.01735 | 486.5349 | 0.00047241 | 711.7095 | 6.6672e-06 | 712.4385 | 0.00196 | 483.2659 | 0.08336
| 487.3456 | 0.0006763 | 486.758 | 0.0045358 | 471.5007 | 0.00154 | 487.3456 | -0.00010337 | 486.758 | 0.00028398 | 480.7474 | 7.1551e-05 | 486.758 | 0.0011392 | 471.5781 | 0.20989 | 487.3456 | 0.017131 | 483.4847 | 0.6149 | 487.3456 | 0.73453 | 487.3456 | 0.13454 | 487.3456 | 0 | 487.3456 | 0 | 471.5781 | 8.6639e-06 | 487.3456 | 0 | 486.758 | -0.00097959 | 712.6019 | 0.01296 | 486.758 | -0.0015431 | 711.873 | 1.0001e-05 | 712.6019 | 0.00207 | 483.4847 | 0.08329
| 487.5686 | 0.0028437 | 486.9812 | 0.0046071 | 471.614 | 0 | 487.5686 | 0.0010941 | 486.9812 | 0.0020577 | 480.9693 | 0.00044815 | 486.9812 | 0.0025544 | 471.6938 | 0.20732 | 487.5686 | 0.018661 | 483.7036 | 0.60912 | 487.5686 | 0.74374 | 487.5686 | 0.13816 | 487.5686 | 0.00065778 | 487.5686 | 0.00085935 | 471.6938 | 7.6976e-06 | 487.5686 | 0.00027509 | 486.9812 | 0.00074003 | 712.7654 | 0.01754 | 486.9812 | -0.0019449 | 712.0365 | 0 | 712.7654 | 0.00196 | 483.7036 | 0.08413
| 487.7915 | 0.0019453 | 487.2044 | 0.0044431 | 471.7274 | 0.00022542 | 487.7915 | 0.00072095 | 487.2044 | 0.00083628 | 481.1913 | 9.6657e-05 | 487.2044 | 0.001169 | 471.8095 | 0.20501 | 487.7915 | 0.017036 | 483.9225 | 0.59785 | 487.7915 | 0.74616 | 487.7915 | 0.14023 | 487.7915 | 0 | 487.7915 | 0 | 471.8095 | 6.7313e-06 | 487.7915 | 0 | 487.2044 | -0.00056818 | 712.9288 | 0.01352 | 487.2044 | -0.00034475 | 712.2 | 1.0001e-05 | 712.9288 | 0.00214 | 483.9225 | 0.08166
| 488.0145 | 0.0022221 | 487.4276 | 0.0048216 | 471.8407 | 0 | 488.0145 | 0.00089895 | 487.4276 | 0.0019391 | 481.4132 | 0.00066724 | 487.4276 | 0.0026546 | 471.9252 | 0.20106 | 488.0145 | 0.017562 | 484.1414 | 0.58699 | 488.0145 | 0.75464 | 488.0145 | 0.14441 | 488.0145 | 0.00062967 | 488.0145 | 0.0012919 | 471.9252 | 4.4912e-06 | 488.0145 | 0.00049736 | 487.4276 | 0.0009419 | 713.0922 | 0.017 | 487.4276 | 0.0013033 | 712.3636 | 0 | 713.0922 | 0.00204 | 484.1414 | 0.08395
| 488.2375 | 0.0014688 | 487.6508 | 0.0043715 | 471.954 | 0.00156 | 488.2375 | 6.0751e-05 | 487.6508 | 0.0010695 | 481.6352 | 0.00012579 | 487.6508 | 0.0013215 | 472.0409 | 0.19893 | 488.2375 | 0.015652 | 484.3603 | 0.57475 | 488.2375 | 0.75521 | 488.2375 | 0.14688 | 488.2375 | 0 | 488.2375 | 0 | 472.0409 | 4.0629e-06 | 488.2375 | 0 | 487.6508 | -0.00044827 | 713.2557 | 0.01472 | 487.6508 | -0.0014902 | 712.5271 | 3.0002e-05 | 713.2557 | 0.00215 | 484.3603 | 0.08394
| 488.4605 | 0.002588 | 487.874 | 0.0046127 | 472.0673 | 0 | 488.4605 | 0.001245 | 487.874 | 0.0017581 | 481.8572 | 0.00075369 | 487.874 | 0.0026623 | 472.1566 | 0.19644 | 488.4605 | 0.016407 | 484.5792 | 0.56764 | 488.4605 | 0.76294 | 488.4605 | 0.15149 | 488.4605 | 0.00074557 | 488.4605 | 0.00086458 | 472.1566 | 5.1281e-06 | 488.4605 | 0.00065585 | 487.874 | 0.001 | 713.4191 | 0.01775 | 487.874 | 0.00049332 | 712.6906 | 6.6672e-06 | 713.4191 | 0.00206 | 484.5792 | 0.08365
| 488.6835 | 0.0020622 | 488.0972 | 0.0044196 | 472.1807 | 0.00149 | 488.6835 | 0.00065515 | 488.0972 | 0.00078128 | 482.0792 | 0.00037854 | 488.0972 | 0.0011996 | 472.2723 | 0.19625 | 488.6835 | 0.015153 | 484.7982 | 0.54691 | 488.6835 | 0.76836 | 488.6835 | 0.1536 | 488.6835 | 0 | 488.6835 | 0 | 472.2723 | 6.0944e-06 | 488.6835 | 0 | 488.0972 | -0.0005244 | 713.5826 | 0.01343 | 488.0972 | -0.0039621 | 712.8542 | 1.0001e-05 | 713.5826 | 0.00222 | 484.7982 | 0.08189
| 488.9065 | 0.0034471 | 488.3204 | 0.0050836 | 472.294 | 0 | 488.9065 | 0.00092911 | 488.3204 | 0.0023742 | 482.3012 | 0.00072411 | 488.3204 | 0.002624 | 472.388 | 0.19503 | 488.9065 | 0.016198 | 485.0171 | 0.54079 | 488.9065 | 0.77546 | 488.9065 | 0.15858 | 488.9065 | 0.00091817 | 488.9065 | 0.00069616 | 472.388 | 7.3791e-06 | 488.9065 | 0.00055434 | 488.3204 | 0.0012 | 713.746 | 0.01487 | 488.3204 | 0.0016233 | 713.0177 | 6.6672e-06 | 713.746 | 0.00217 | 485.0171 | 0.08402
| 489.1296 | 0.00091005 | 488.5437 | 0.0048475 | 472.4074 | 0.00123 | 489.1296 | 0.00040987 | 488.5437 | 0.00063563 | 482.5232 | 5.9415e-05 | 488.5437 | 0.0012212 | 472.5038 | 0.19448 | 489.1296 | 0.014484 | 485.2361 | 0.52524 | 489.1296 | 0.77831 | 489.1296 | 0.16174 | 489.1296 | 0 | 489.1296 | 0 | 472.5038 | 7.9172e-06 | 489.1296 | 0 | 488.5437 | -0.00034013 | 713.9095 | 0.01314 | 488.5437 | 0.00074857 | 713.1813 | 1.0001e-05 | 713.9095 | 0.00221 | 485.2361 | 0.08129
| 489.3526 | 0.0026057 | 488.767 | 0.004992 | 472.5207 | 0 | 489.3526 | 0.00064044 | 488.767 | 0.0020337 | 482.7452 | 0.00055067 | 488.767 | 0.0026203 | 472.6195 | 0.19153 | 489.3526 | 0.015366 | 485.455 | 0.51564 | 489.3526 | 0.78551 | 489.3526 | 0.16674 | 489.3526 | 0.00044473 | 489.3526 | 0.00076616 | 472.6195 | 8.5541e-06 | 489.3526 | 0.00054498 | 488.767 | 0.00040591 | 714.073 | 0.01603 | 488.767 | -8.3887e-06 | 713.3448 | 2.6669e-05 | 714.073 | 0.00203 | 485.4551 | 0.08473
| 489.5757 | 0.0020324 | 488.9902 | 0.004409 | 472.634 | 0.00186 | 489.5757 | 0.0003352 | 488.9902 | 0.00079373 | 482.9673 | 2.2843e-05 | 488.9902 | 0.0012083 | 472.7352 | 0.18937 | 489.5757 | 0.013516 | 485.674 | 0.50271 | 489.5757 | 0.79005 | 489.5757 | 0.16884 | 489.5757 | 0 | 489.5757 | 0 | 472.7352 | 6.4128e-06 | 489.5757 | 0 | 488.9903 | -0.00085195 | 714.2365 | 0.01315 | 488.9902 | -0.0034269 | 713.5084 | 0 | 714.2365 | 0.00207 | 485.674 | 0.0803
| 489.7988 | 0.0015384 | 489.2135 | 0.0044182 | 472.7474 | 0 | 489.7988 | 0.00069594 | 489.2135 | 0.0018153 | 483.1893 | 0.00053598 | 489.2135 | 0.0027481 | 472.8509 | 0.18632 | 489.7988 | 0.014754 | 485.893 | 0.49211 | 489.7988 | 0.79744 | 489.7988 | 0.17431 | 489.7988 | 0.00066071 | 489.7988 | 0.00049996 | 472.8509 | 4.4912e-06 | 489.7988 | 0.00042115 | 489.2135 | 0.00138 | 714.3999 | 0.01542 | 489.2135 | 0.0012 | 713.672 | 6.6672e-06 | 714.3999 | 0.00203 | 485.893 | 0.08343
| 490.0219 | 0.00070033 | 489.4369 | 0.0047456 | 472.8607 | 0.00123 | 490.0219 | -0.00039284 | 489.4369 | 0.00044825 | 483.4114 | -2.154e-05 | 489.4369 | 0.0010906 | 472.9667 | 0.18525 | 490.0219 | 0.013307 | 486.112 | 0.4802 | 490.0219 | 0.80269 | 490.0219 | 0.17735 | 490.0219 | 0 | 490.0219 | 0 | 472.9667 | 3.9531e-06 | 490.0218 | 0 | 489.4368 | -0.00101 | 714.5634 | 0.01301 | 489.4369 | -0.00026127 | 713.8355 | 1.0001e-05 | 714.5634 | 0.00222 | 486.112 | 0.08371
| 490.245 | 0.0023746 | 489.6602 | 0.0046147 | 472.9741 | 0 | 490.245 | 0.00096016 | 489.6602 | 0.0021707 | 483.6335 | 0.00062339 | 489.6602 | 0.0025872 | 473.0824 | 0.18336 | 490.245 | 0.01398 | 486.331 | 0.46642 | 490.245 | 0.8108 | 490.245 | 0.18286 | 490.245 | 0.00047843 | 490.245 | 0.00045836 | 473.0824 | 4.601e-06 | 490.245 | 0.00048947 | 489.6602 | 0.00133 | 714.7269 | 0.01568 | 489.6602 | 0.00085867 | 713.9991 | 0 | 714.7269 | 0.00207 | 486.331 | 0.08509
| 490.4681 | 0.0014628 | 489.8835 | 0.0045291 | 473.0874 | 0.00106 | 490.4681 | -0.00046922 | 489.8835 | 0.00054728 | 483.8556 | 7.38e-05 | 489.8835 | 0.0013424 | 473.1982 | 0.18336 | 490.4681 | 0.012708 | 486.55 | 0.45369 | 490.4681 | 0.81438 | 490.4681 | 0.18593 | 490.4681 | 0 | 490.4681 | 0 | 473.1982 | 4.8096e-06 | 490.4681 | 0 | 489.8835 | -0.0003996 | 714.8904 | 0.01296 | 489.8835 | -9.2392e-06 | 714.1627 | 0 | 714.8904 | 0.00223 | 486.55 | 0.08153
| 490.6912 | 0.0024227 | 490.1069 | 0.0037716 | 473.2008 | 0 | 490.6912 | 0.0012448 | 490.1069 | 0.0023097 | 484.0777 | 0.00053445 | 490.1069 | 0.0026787 | 473.3139 | 0.18138 | 490.6912 | 0.01395 | 486.7691 | 0.44387 | 490.6912 | 0.82329 | 490.6912 | 0.19153 | 490.6912 | 0.00053076 | 490.6912 | 0.00098919 | 473.3139 | 5.1281e-06 | 490.6912 | 0.0005053 | 490.1069 | 0.00102 | 715.0539 | 0.0151 | 490.1069 | -0.00086458 | 714.3263 | 0 | 715.0539 | 0.00208 | 486.7691 | 0.08457
| 490.9144 | 0.0017752 | 490.3302 | 0.0045034 | 473.3141 | 0.00097105 | 490.9144 | 0.00066579 | 490.3302 | 0.00026911 | 484.2998 | 0.00023386 | 490.3302 | 0.0012438 | 473.4297 | 0.18046 | 490.9144 | 0.012324 | 486.9881 | 0.42907 | 490.9144 | 0.82785 | 490.9144 | 0.19543 | 490.9144 | 0 | 490.9144 | 0 | 473.4297 | 5.1281e-06 | 490.9144 | 0 | 490.3302 | -0.00016349 | 715.2174 | 0.01372 | 490.3302 | -0.0010636 | 714.4899 | 1.0001e-05 | 715.2174 | 0.00196 | 486.9881 | 0.0843
| 491.1375 | 0.0031407 | 490.5536 | 0.0047483 | 473.4275 | 0 | 491.1375 | 0.00072482 | 490.5536 | 0.0025874 | 484.5219 | 0.00057426 | 490.5536 | 0.0026698 | 473.5454 | 0.1774 | 491.1375 | 0.013118 | 487.2072 | 0.41812 | 491.1375 | 0.83307 | 491.1375 | 0.20015 | 491.1375 | 0.00071242 | 491.1375 | 0.0012415 | 473.5454 | 7.0607e-06 | 491.1375 | 0.00054891 | 490.5536 | 0.00104 | 715.3809 | 0.0157 | 490.5536 | 0.0010411 | 714.6535 | 6.6672e-06 | 715.3809 | 0.00181 | 487.2072 | 0.0839
| 491.3607 | 0.0019849 | 490.777 | 0.0045298 | 473.5409 | 0.00179 | 491.3607 | 6.1873e-05 | 490.777 | 0.0013349 | 484.744 | 0.00023307 | 490.777 | 0.0013904 | 473.6612 | 0.17583 | 491.3607 | 0.011467 | 487.4262 | 0.4073 | 491.3607 | 0.83337 | 491.3607 | 0.20398 | 491.3607 | 0 | 491.3607 | 0 | 473.6612 | 6.8411e-06 | 491.3607 | 0 | 490.777 | -0.00025902 | 715.5445 | 0.01841 | 490.777 | -0.0020876 | 714.8171 | 3.0002e-05 | 715.5445 | 0.00189 | 487.4262 | 0.08405
| 491.5839 | 0.0024483 | 491.0004 | 0.0047411 | 473.6542 | 0 | 491.5839 | 0.0007719 | 491.0004 | 0.0016166 | 484.9662 | 0.00047616 | 491.0004 | 0.0025987 | 473.777 | 0.17294 | 491.5839 | 0.012582 | 487.6453 | 0.39815 | 491.5839 | 0.84422 | 491.5839 | 0.21001 | 491.5839 | 0.00045544 | 491.5839 | 0.0010867 | 473.777 | 6.9509e-06 | 491.5839 | 0.00044277 | 491.0004 | 0.00112 | 715.708 | 0.02716 | 491.0004 | 8.1581e-05 | 714.9807 | 6.6672e-06 | 715.708 | 0.0021 | 487.6453 | 0.08212
| 491.8071 | 0.0019827 | 491.2238 | 0.0044064 | 473.7676 | 0.00146 | 491.8071 | 1.8235e-05 | 491.2238 | 0.00039057 | 485.1883 | -2.5649e-05 | 491.2238 | 0.0011011 | 473.8927 | 0.17218 | 491.8071 | 0.011068 | 487.8644 | 0.3817 | 491.8071 | 0.84982 | 491.8071 | 0.21448 | 491.8071 | 0 | 491.8071 | 0 | 473.8927 | 7.1595e-06 | 491.8071 | 0 | 491.2238 | -0.00021316 | 715.8715 | 0.02245 | 491.2238 | -0.00062546 | 715.1443 | 0 | 715.8715 | 0.00219 | 487.8644 | 0.08311
| 492.0303 | 0.0021326 | 491.4472 | 0.0045089 | 473.881 | 0 | 492.0303 | 0.00083873 | 491.4472 | 0.0016536 | 485.4105 | 0.00055447 | 491.4472 | 0.0024739 | 474.0085 | 0.17085 | 492.0303 | 0.011735 | 488.0835 | 0.37331 | 492.0303 | 0.85422 | 492.0303 | 0.22001 | 492.0303 | 0.00046867 | 492.0303 | 0.00078749 | 474.0085 | 1.0047e-05 | 492.0303 | 0.00052228 | 491.4472 | 0.00067658 | 716.0351 | 0.02779 | 491.4472 | -8.8506e-05 | 715.308 | 2.6669e-05 | 716.0351 | 0.00212 | 488.0835 | 0.08325
| 492.2535 | 0.0020702 | 491.6707 | 0.004195 | 473.9943 | 0.00074563 | 492.2535 | 0.00025126 | 491.6707 | 0.00024456 | 485.6327 | 0.00020774 | 491.6707 | 0.0011392 | 474.1243 | 0.1714 | 492.2535 | 0.009782 | 488.3026 | 0.35953 | 492.2535 | 0.85541 | 492.2535 | 0.22338 | 492.2535 | 0 | 492.2535 | 0 | 474.1243 | 1.0904e-05 | 492.2535 | 0 | 491.6707 | -0.0008146 | 716.1986 | 0.02145 | 491.6707 | 0.0011087 | 715.4716 | 3.0002e-05 | 716.1986 | 0.00227 | 488.3026 | 0.08196
| 492.4767 | 0.0025792 | 491.8941 | 0.0048012 | 474.1077 | 0 | 492.4767 | 0.0010382 | 491.8941 | 0.0017795 | 485.8549 | 0.00076604 | 491.8941 | 0.002626 | 474.2401 | 0.16962 | 492.4767 | 0.012196 | 488.5217 | 0.35278 | 492.4767 | 0.86034 | 492.4767 | 0.22894 | 492.4767 | 0.00080246 | 492.4767 | 0.0013563 | 474.2401 | 9.729e-06 | 492.4767 | 0.0005853 | 491.8941 | 0.00095727 | 716.3621 | 0.02823 | 491.8941 | 0.00080424 | 715.6352 | 2.6669e-05 | 716.3621 | 0.00218 | 488.5217 | 0.0847
| 492.7 | 0.0015502 | 492.1176 | 0.0043271 | 474.2211 | 0.00055488 | 492.7 | -0.00032222 | 492.1176 | 0.0010771 | 486.0771 | 2.0025e-05 | 492.1176 | 0.0012987 | 474.3559 | 0.16857 | 492.7 | 0.0099817 | 488.7409 | 0.33739 | 492.7 | 0.86713 | 492.7 | 0.23484 | 492.7 | 0 | 492.7 | 0 | 474.3559 | 7.6976e-06 | 492.7 | 0 | 492.1176 | -0.00051389 | 716.5257 | 0.01883 | 492.1176 | -2.6693e-05 | 715.7988 | 0 | 716.5257 | 0.00219 | 488.7409 | 0.08301
| 492.9232 | 0.0027341 | 492.3411 | 0.0046837 | 474.3345 | 0 | 492.9232 | 0.00088868 | 492.3411 | 0.0018515 | 486.2993 | 0.0004164 | 492.3411 | 0.0024877 | 474.4717 | 0.16545 | 492.9232 | 0.010958 | 488.96 | 0.33191 | 492.9232 | 0.87937 | 492.9232 | 0.24282 | 492.9232 | 0.0003945 | 492.9232 | 0.0009779 | 474.4717 | 7.3791e-06 | 492.9232 | 0.00026829 | 492.3411 | 0.00092465 | 716.6893 | 0.02915 | 492.3411 | -0.00029366 | 715.9625 | 2.6669e-05 | 716.6893 | 0.00206 | 488.96 | 0.08251
| 493.1465 | 0.0016909 | 492.5646 | 0.0043282 | 474.4478 | 0.0004335 | 493.1465 | 0.0010172 | 492.5646 | 0.0010431 | 486.5215 | 0.00011852 | 492.5646 | 0.0011162 | 474.5874 | 0.16397 | 493.1465 | 0.0090658 | 489.1792 | 0.31915 | 493.1465 | 0.88575 | 493.1465 | 0.24756 | 493.1465 | 0 | 493.1465 | 0 | 474.5874 | 9.4106e-06 | 493.1465 | 0 | 492.5646 | -0.00076299 | 716.8528 | 0.02291 | 492.5646 | -0.0024238 | 716.1261 | 0 | 716.8528 | 0.00215 | 489.1792 | 0.08415
| 493.3698 | 0.0025734 | 492.7881 | 0.0043599 | 474.5612 | 0 | 493.3698 | 0.0013134 | 492.7881 | 0.0019668 | 486.7437 | 0.00054932 | 492.7881 | 0.0025581 | 474.7033 | 0.16168 | 493.3698 | 0.010466 | 489.3983 | 0.31301 | 493.3698 | 0.88683 | 493.3698 | 0.25199 | 493.3698 | 0.00027884 | 493.3698 | 0.00089765 | 474.7033 | 9.8388e-06 | 493.3698 | 0.00059048 | 492.7881 | 0.0004537 | 717.0164 | 0.03073 | 492.7881 | -0.00050103 | 716.2898 | 6.6672e-06 | 717.0164 | 0.00214 | 489.3983 | 0.08386
| 493.5931 | 0.0013023 | 493.0116 | 0.0044837 | 474.6746 | 0.00090168 | 493.5931 | 0.00070086 | 493.0116 | 0.00036623 | 486.9659 | 5.903e-05 | 493.0116 | 0.001238 | 474.8191 | 0.16109 | 493.5931 | 0.0094054 | 489.6175 | 0.30271 | 493.5931 | 0.88409 | 493.5931 | 0.25635 | 493.5931 | 0 | 493.5931 | 0 | 474.8191 | 1.1124e-05 | 493.5931 | 0 | 493.0116 | -4.3388e-05 | 717.18 | 0.02483 | 493.0116 | -0.0012898 | 716.4534 | 1.0001e-05 | 717.18 | 0.00228 | 489.6175 | 0.08454
| 493.8164 | 0.0025042 | 493.2351 | 0.0039028 | 474.788 | 0 | 493.8164 | 0.0018037 | 493.2351 | 0.0017023 | 487.1882 | 0.00070693 | 493.2351 | 0.0025674 | 474.9349 | 0.15961 | 493.8164 | 0.01039 | 489.8367 | 0.29493 | 493.8164 | 0.89029 | 493.8164 | 0.26239 | 493.8164 | 0.00055103 | 493.8164 | 0.00088446 | 474.9349 | 9.5204e-06 | 493.8164 | 0.00053308 | 493.2351 | 0.00097245 | 717.3435 | 0.0279 | 493.2351 | 0.0010301 | 716.6171 | 0 | 717.3435 | 0.00213 | 489.8367 | 0.08803
| 494.0397 | 0.0011302 | 493.4587 | 0.0043603 | 474.9014 | 0.00132 | 494.0397 | 0.00037376 | 493.4587 | 0.00038654 | 487.4105 | 1.3646e-05 | 493.4587 | 0.0010518 | 475.0507 | 0.1592 | 494.0397 | 0.0085675 | 490.0559 | 0.28869 | 494.0397 | 0.90028 | 494.0397 | 0.26877 | 494.0397 | 0 | 494.0397 | 0 | 475.0507 | 7.5878e-06 | 494.0397 | 0 | 493.4587 | -0.00046546 | 717.5071 | 0.02416 | 493.4587 | -0.0020945 | 716.7808 | 3.0002e-05 | 717.5071 | 0.00219 | 490.0559 | 0.08466
| 494.263 | 0.002394 | 493.6823 | 0.0040698 | 475.0148 | 0 | 494.263 | 0.0014962 | 493.6823 | 0.0021996 | 487.6328 | 0.00049241 | 493.6823 | 0.0025462 | 475.1665 | 0.15762 | 494.263 | 0.010265 | 490.2751 | 0.28224 | 494.263 | 0.92113 | 494.263 | 0.2814 | 494.263 | 0.0011048 | 494.263 | 0.00066759 | 475.1665 | 8.5541e-06 | 494.263 | 0.00043255 | 493.6823 | 0.00098358 | 717.6707 | 0.03192 | 493.6823 | 0.0031256 | 716.9444 | 6.6672e-06 | 717.6707 | 0.00205 | 490.2751 | 0.08765
| 494.4864 | 0.0013827 | 493.9058 | 0.0042757 | 475.1282 | 0.00095371 | 494.4864 | -0.00026484 | 493.9058 | 0.00016084 | 487.855 | 0.00020508 | 493.9058 | 0.0011404 | 475.2823 | 0.15706 | 494.4864 | 0.008663 | 490.4944 | 0.28086 | 494.4864 | 0.9333 | 494.4864 | 0.28802 | 494.4864 | 0 | 494.4864 | 0 | 475.2823 | 8.9823e-06 | 494.4864 | 0 | 493.9058 | -0.00037094 | 717.8343 | 0.02696 | 493.9058 | -0.00068332 | 717.1081 | 1.0001e-05 | 717.8343 | 0.00219 | 490.4943 | 0.0895
| 494.7097 | 0.0027131 | 494.1294 | 0.0046056 | 475.2416 | 0 | 494.7097 | 0.0017546 | 494.1294 | 0.001585 | 488.0773 | 0.00029791 | 494.1294 | 0.0026117 | 475.3981 | 0.15427 | 494.7098 | 0.0099584 | 490.7136 | 0.27753 | 494.7098 | 0.93311 | 494.7097 | 0.29397 | 494.7098 | 0.00045635 | 494.7098 | 0.00086031 | 475.3981 | 1.1442e-05 | 494.7097 | 0.00062223 | 494.1294 | 0.00132 | 717.9979 | 0.0321 | 494.1294 | 0.00054209 | 717.2718 | 2.6669e-05 | 717.9979 | 0.00213 | 490.7136 | 0.08927
| 494.9331 | 0.0013533 | 494.353 | 0.0040342 | 475.355 | 0.00153 | 494.9331 | -0.0001079 | 494.353 | 0.00040254 | 488.2997 | -8.9236e-06 | 494.353 | 0.0011607 | 475.514 | 0.15289 | 494.9331 | 0.00838 | 490.9328 | 0.27236 | 494.9331 | 0.92384 | 494.9331 | 0.29634 | 494.9331 | 0 | 494.9331 | 0 | 475.514 | 9.5204e-06 | 494.9331 | 0 | 494.353 | -0.0007276 | 718.1615 | 0.02726 | 494.353 | 0.00023035 | 717.4355 | 3.0002e-05 | 718.1615 | 0.00225 | 490.9328 | 0.09217
| 495.1565 | 0.0031157 | 494.5766 | 0.0044807 | 475.4684 | 0 | 495.1565 | 0.0013754 | 494.5766 | 0.0024767 | 488.522 | 0.00088936 | 494.5766 | 0.0026171 | 475.6298 | 0.15055 | 495.1565 | 0.0097031 | 491.1521 | 0.27007 | 495.1565 | 0.92894 | 495.1565 | 0.30265 | 495.1565 | 0.00098011 | 495.1565 | 0.00095199 | 475.6298 | 8.2356e-06 | 495.1565 | 0.00040613 | 494.5766 | 0.00084595 | 718.3251 | 0.02792 | 494.5766 | 0.0011384 | 717.5992 | 6.6672e-06 | 718.3251 | 0.00219 | 491.1521 | 0.09437
| 495.3799 | 0.001708 | 494.8003 | 0.0045656 | 475.5818 | 0.00173 | 495.3799 | -2.463e-05 | 494.8003 | 0.00039557 | 488.7443 | 9.0348e-05 | 494.8003 | 0.0014167 | 475.7456 | 0.1503 | 495.3799 | 0.0077185 | 491.3713 | 0.26657 | 495.3799 | 0.93043 | 495.3799 | 0.30844 | 495.3799 | 0 | 495.3799 | 0.00019431 | 475.7456 | 5.7759e-06 | 495.3799 | 0 | 494.8003 | -0.00010871 | 718.4887 | 0.02704 | 494.8003 | -0.0013804 | 717.7629 | 1.0001e-05 | 718.4887 | 0.0023 | 491.3713 | 0.0961
| 495.6033 | 0.0033831 | 495.0239 | 0.0040869 | 475.6952 | 0 | 495.6033 | 0.00078731 | 495.0239 | 0.0016417 | 488.9666 | 0.00059328 | 495.0239 | 0.0025475 | 475.8615 | 0.14838 | 495.6033 | 0.0094225 | 491.5906 | 0.26643 | 495.6033 | 0.9393 | 495.6033 | 0.31617 | 495.6033 | 0.0006829 | 495.6033 | 0.00044089 | 475.8615 | 5.7759e-06 | 495.6033 | 0.00041362 | 495.0239 | 0.00075296 | 718.6523 | 0.02911 | 495.0239 | 0.00032908 | 717.9266 | 6.6672e-06 | 718.6523 | 0.00217 | 491.5906 | 0.09817
| 495.8268 | 0.0018954 | 495.2476 | 0.0042354 | 475.8086 | 0.00151 | 495.8268 | 0.0008034 | 495.2476 | 0.00053475 | 489.189 | 0.00033049 | 495.2476 | 0.0012001 | 475.9773 | 0.14777 | 495.8268 | 0.0072513 | 491.8099 | 0.26347 | 495.8268 | 0.94893 | 495.8268 | 0.32405 | 495.8268 | 0 | 495.8268 | 0 | 475.9773 | 7.9172e-06 | 495.8268 | 0 | 495.2476 | -0.00037246 | 718.816 | 0.02645 | 495.2476 | -0.0019799 | 718.0903 | 1.0001e-05 | 718.816 | 0.00227 | 491.8099 | 0.10106
| 496.0502 | 0.00225 | 495.4712 | 0.00465 | 475.922 | 0 | 496.0502 | 0.00047191 | 495.4712 | 0.002294 | 489.4114 | 0.00045116 | 495.4712 | 0.002639 | 476.0932 | 0.14581 | 496.0502 | 0.0092154 | 492.0292 | 0.26096 | 496.0502 | 0.95581 | 496.0502 | 0.33303 | 496.0502 | 0.00061964 | 496.0502 | 0.0010079 | 476.0932 | 1.0267e-05 | 496.0502 | 0.00048736 | 495.4712 | 0.00095575 | 718.9796 | 0.0283 | 495.4712 | -0.00099357 | 718.254 | 0 | 718.9796 | 0.00216 | 492.0292 | 0.10294
| 496.2737 | 0.0023132 | 495.6949 | 0.004433 | 476.0354 | 0.00098839 | 496.2737 | 0.00070707 | 495.6949 | 0.00045797 | 489.6338 | -1.073e-05 | 495.6949 | 0.001315 | 476.209 | 0.14529 | 496.2736 | 0.0076333 | 492.2485 | 0.25887 | 496.2736 | 0.96774 | 496.2737 | 0.34233 | 496.2736 | 0 | 496.2736 | 0 | 476.209 | 1.0695e-05 | 496.2736 | 0 | 495.6949 | -0.00024743 | 719.1432 | 0.03404 | 495.6949 | -0.00091154 | 718.4177 | 0 | 719.1432 | 0.00225 | 492.2485 | 0.1075
| 496.4971 | 0.0020944 | 495.9186 | 0.0044827 | 476.1488 | 0 | 496.4971 | 0.00048547 | 495.9186 | 0.0026287 | 489.8561 | 0.00035925 | 495.9186 | 0.0025378 | 476.3249 | 0.14314 | 496.4971 | 0.0083261 | 492.4678 | 0.25688 | 496.4971 | 0.97362 | 496.4971 | 0.35057 | 496.4971 | 0.00068645 | 496.4971 | 0.0013265 | 476.3249 | 8.5541e-06 | 496.4971 | 0.00037282 | 495.9186 | 0.00103 | 719.3069 | 0.02908 | 495.9186 | 0.00035643 | 718.5815 | 0 | 719.3069 | 0.00211 | 492.4678 | 0.10997
| 496.7206 | 0.0018846 | 496.1423 | 0.0039509 | 476.2622 | 0.00135 | 496.7206 | 0.00079794 | 496.1423 | 0.00093285 | 490.0785 | 0.0003146 | 496.1423 | 0.0013221 | 476.4407 | 0.14272 | 496.7206 | 0.0064575 | 492.6872 | 0.25441 | 496.7206 | 0.96546 | 496.7206 | 0.35268 | 496.7206 | 0 | 496.7206 | 0 | 476.4407 | 8.016e-06 | 496.7206 | 0 | 496.1423 | -0.00107 | 719.4705 | 0.02861 | 496.1423 | -0.0025801 | 718.7452 | 3.0002e-05 | 719.4705 | 0.00218 | 492.6872 | 0.11001
| 496.9441 | 0.0029766 | 496.366 | 0.0034968 | 476.3757 | 0 | 496.9441 | 0.0010907 | 496.366 | 0.0017726 | 490.3009 | 0.00049419 | 496.366 | 0.0025486 | 476.5566 | 0.14094 | 496.9441 | 0.0079474 | 492.9065 | 0.25569 | 496.9441 | 0.96377 | 496.9441 | 0.35983 | 496.9441 | 0.00065914 | 496.9441 | 0.00094424 | 476.5566 | 7.4889e-06 | 496.9441 | 0.00057953 | 496.366 | 0.00151 | 719.6342 | 0.02918 | 496.366 | 0.0012257 | 718.9089 | 0 | 719.6342 | 0.00206 | 492.9065 | 0.11469
| 497.1676 | 0.0014386 | 496.5898 | 0.0045239 | 476.4891 | 0.00097105 | 497.1676 | 8.4907e-05 | 496.5898 | 0.0008424 | 490.5234 | 6.6806e-05 | 496.5898 | 0.0013189 | 476.6725 | 0.14059 | 497.1676 | 0.0070739 | 493.1259 | 0.24655 | 497.1676 | 0.96485 | 497.1676 | 0.36612 | 497.1676 | 0 | 497.1676 | 0 | 476.6725 | 6.6324e-06 | 497.1676 | 0 | 496.5898 | 0.00011973 | 719.7979 | 0.03854 | 496.5898 | 0.0011396 | 719.0727 | 1.0001e-05 | 719.7979 | 0.00224 | 493.1259 | 0.11444
| 497.3911 | 0.0024055 | 496.8135 | 0.0043626 | 476.6025 | 0 | 497.3911 | 0.00083481 | 496.8135 | 0.0017089 | 490.7458 | 0.00035467 | 496.8135 | 0.0022937 | 476.7883 | 0.13849 | 497.3911 | 0.0076945 | 493.3452 | 0.24647 | 497.3911 | 0.96009 | 497.3911 | 0.36956 | 497.3911 | 0.00071124 | 497.3911 | 0.00090659 | 476.7883 | 5.7759e-06 | 497.3911 | 0.00049119 | 496.8135 | 0.00087479 | 719.9615 | 0.02897 | 496.8135 | -0.00016229 | 719.2364 | 0 | 719.9615 | 0.00216 | 493.3452 | 0.11921
| 497.6146 | 0.0021593 | 497.0373 | 0.0042688 | 476.7159 | 0.0013 | 497.6146 | 0.00059332 | 497.0373 | 0.00047866 | 490.9683 | 7.2197e-05 | 497.0373 | 0.0011379 | 476.9042 | 0.13787 | 497.6146 | 0.0063085 | 493.5646 | 0.24229 | 497.6146 | 0.94534 | 497.6146 | 0.36991 | 497.6146 | 0 | 497.6146 | 5.5868e-05 | 476.9042 | 7.0607e-06 | 497.6146 | 0 | 497.0373 | -0.00036295 | 720.1252 | 0.03832 | 497.0373 | 0.0010156 | 719.4002 | 3.0002e-05 | 720.1252 | 0.00228 | 493.5646 | 0.11941
| 497.8382 | 0.0024606 | 497.2611 | 0.0042981 | 476.8294 | 0 | 497.8382 | 0.0012888 | 497.2611 | 0.002427 | 491.1907 | 0.00046603 | 497.2611 | 0.002381 | 477.0201 | 0.13563 | 497.8382 | 0.0079669 | 493.784 | 0.23751 | 497.8382 | 0.9476 | 497.8382 | 0.37643 | 497.8382 | 0.00031234 | 497.8382 | 0.0006195 | 477.0201 | 7.2693e-06 | 497.8382 | 0.00042679 | 497.2611 | 0.00086131 | 720.2889 | 0.03396 | 497.2611 | 0.0013027 | 719.5639 | 6.6672e-06 | 720.2889 | 0.00217 | 493.784 | 0.12265
| 498.0617 | 0.001879 | 497.4849 | 0.0041908 | 476.9428 | 0.00062425 | 498.0617 | 0.00049601 | 497.4849 | 0.00049939 | 491.4132 | 5.9033e-05 | 497.4849 | 0.0011879 | 477.136 | 0.13477 | 498.0617 | 0.0061366 | 494.0034 | 0.23704 | 498.0617 | 0.95068 | 498.0617 | 0.38497 | 498.0617 | 0 | 498.0617 | 0 | 477.136 | 7.8074e-06 | 498.0617 | 0 | 497.4848 | -0.00066845 | 720.4525 | 0.03846 | 497.4849 | -0.00082345 | 719.7277 | 5.0004e-05 | 720.4525 | 0.00231 | 494.0034 | 0.12461
| 498.2853 | 0.0027237 | 497.7087 | 0.0045823 | 477.0562 | 0 | 498.2853 | 0.001424 | 497.7087 | 0.0015614 | 491.6357 | 0.00054682 | 497.7087 | 0.0024152 | 477.2519 | 0.13266 | 498.2853 | 0.0073033 | 494.2228 | 0.23015 | 498.2853 | 0.95749 | 498.2853 | 0.39452 | 498.2853 | 0.0010861 | 498.2853 | 0.0010823 | 477.2519 | 7.2693e-06 | 498.2853 | 0.00064185 | 497.7087 | 0.00046991 | 720.6162 | 0.03453 | 497.7087 | -3.6692e-06 | 719.8914 | 0 | 720.6162 | 0.00219 | 494.2228 | 0.12669
| 498.5089 | 0.0012822 | 497.9325 | 0.0040037 | 477.1697 | 0.00189 | 498.5089 | 0.00025411 | 497.9325 | 0.00042459 | 491.8582 | 0.0001251 | 497.9325 | 0.0011268 | 477.3678 | 0.13218 | 498.5089 | 0.0055999 | 494.4422 | 0.22634 | 498.5089 | 0.95347 | 498.5089 | 0.39917 | 498.5089 | 0 | 498.5089 | 2.8558e-05 | 477.3678 | 9.9487e-06 | 498.5088 | 0 | 497.9325 | -0.00059762 | 720.7799 | 0.0384 | 497.9325 | -0.00031014 | 720.0552 | 3.0002e-05 | 720.7799 | 0.00224 | 494.4422 | 0.12939
| 498.7325 | 0.003447 | 498.1563 | 0.0041116 | 477.2831 | 0 | 498.7325 | 0.0011305 | 498.1563 | 0.0019465 | 492.0807 | 0.0004826 | 498.1563 | 0.0023675 | 477.4837 | 0.13033 | 498.7324 | 0.007032 | 494.6617 | 0.22315 | 498.7324 | 0.96067 | 498.7325 | 0.40882 | 498.7324 | 0.0004831 | 498.7324 | 0.00062712 | 477.4837 | 1.0805e-05 | 498.7324 | 0.00034833 | 498.1563 | 0.00065524 | 720.9436 | 0.03676 | 498.1563 | -0.00061832 | 720.219 | 0 | 720.9436 | 0.00212 | 494.6617 | 0.13029
| 498.9561 | 0.0013351 | 498.3801 | 0.0039986 | 477.3965 | 0.00108 | 498.9561 | -0.00056071 | 498.3801 | 0.00077417 | 492.3032 | 0.00018509 | 498.3801 | 0.0012033 | 477.5996 | 0.12958 | 498.9561 | 0.0052398 | 494.8811 | 0.21623 | 498.9561 | 0.96897 | 498.9561 | 0.41911 | 498.9561 | 0 | 498.9561 | 0 | 477.5996 | 8.8725e-06 | 498.9561 | 0 | 498.3801 | -0.00040112 | 721.1073 | 0.03418 | 498.3801 | -0.00080503 | 720.3827 | 3.0002e-05 | 721.1073 | 0.00227 | 494.8811 | 0.13206
| 499.1797 | 0.0018999 | 498.604 | 0.004323 | 477.51 | 0 | 499.1797 | 0.0015796 | 498.604 | 0.0010982 | 492.5257 | 0.0005892 | 498.604 | 0.0024938 | 477.7155 | 0.12801 | 499.1797 | 0.007237 | 495.1005 | 0.21353 | 499.1797 | 0.97745 | 499.1797 | 0.42966 | 499.1797 | 0.00037646 | 499.1797 | 0.00069293 | 477.7155 | 8.2356e-06 | 499.1797 | 0.00064134 | 498.604 | 0.00067206 | 721.271 | 0.03709 | 498.604 | 8.5868e-05 | 720.5465 | 6.6672e-06 | 721.271 | 0.00223 | 495.1005 | 0.13438
| 499.4033 | 0.0016074 | 498.8279 | 0.0033687 | 477.6234 | 0.00104 | 499.4033 | 0.00049183 | 498.8279 | 0.00050425 | 492.7482 | 0.00017816 | 498.8279 | 0.0012167 | 477.8314 | 0.12763 | 499.4033 | 0.0056834 | 495.32 | 0.2109 | 499.4033 | 0.98128 | 499.4033 | 0.43973 | 499.4033 | 0 | 499.4033 | 0 | 477.8314 | 7.0607e-06 | 499.4033 | 0 | 498.8279 | -0.00052737 | 721.4347 | 0.03758 | 498.8279 | -0.0022583 | 720.7103 | 1.0001e-05 | 721.4347 | 0.00226 | 495.32 | 0.13774
| 499.627 | 0.00264 | 499.0517 | 0.0042282 | 477.7369 | 0 | 499.627 | 0.0013363 | 499.0517 | 0.0019946 | 492.9708 | 0.00071051 | 499.0517 | 0.0024022 | 477.9473 | 0.1259 | 499.6269 | 0.0070306 | 495.5395 | 0.2071 | 499.6269 | 0.97482 | 499.627 | 0.4435 | 499.6269 | 0.00033575 | 499.6269 | 0.00085287 | 477.9473 | 8.2356e-06 | 499.627 | 0.00054714 | 499.0517 | 0.0008062 | 721.5984 | 0.03794 | 499.0517 | -0.00075685 | 720.8741 | 0 | 721.5984 | 0.00211 | 495.5395 | 0.13483
| 499.8506 | 0.0021928 | 499.2756 | 0.0042671 | 477.8503 | 0.00118 | 499.8506 | 0.00018808 | 499.2756 | 0.00091819 | 493.1933 | 0.00015253 | 499.2756 | 0.0013533 | 478.0632 | 0.12481 | 499.8506 | 0.0050628 | 495.759 | 0.20013 | 499.8506 | 0.97489 | 499.8506 | 0.45141 | 499.8506 | 0 | 499.8506 | 0 | 478.0632 | 6.9509e-06 | 499.8506 | 0 | 499.2756 | -0.00026739 | 721.7622 | 0.03397 | 499.2756 | -0.00014058 | 721.0379 | 3.0002e-05 | 721.7622 | 0.00221 | 495.759 | 0.13816
| 500.0743 | 0.0028308 | 499.4995 | 0.0042452 | 477.9638 | 0 | 500.0743 | 0.001619 | 499.4995 | 0.0023467 | 493.4159 | 0.00065028 | 499.4995 | 0.0023176 | 478.1792 | 0.12285 | 500.0743 | 0.0064966 | 495.9785 | 0.19599 | 500.0743 | 0.98196 | 500.0743 | 0.46341 | 500.0743 | 0.0005689 | 500.0743 | 0.00060288 | 478.1792 | 7.2693e-06 | 500.0743 | 0.00051072 | 499.4995 | 0.00053669 | 721.9259 | 0.03386 | 499.4995 | -0.0010912 | 721.2017 | 6.6672e-06 | 721.9259 | 0.00218 | 495.9785 | 0.14188
| 500.2979 | 0.0017487 | 499.7235 | 0.003744 | 478.0772 | 0.00121 | 500.2979 | 0.00040779 | 499.7235 | 0.0010333 | 493.6385 | 0.00011264 | 499.7235 | 0.0012817 | 478.2951 | 0.12259 | 500.2979 | 0.0054654 | 496.198 | 0.19517 | 500.2979 | 0.9803 | 500.2979 | 0.46939 | 500.2979 | 0 | 500.2979 | 0 | 478.2951 | 6.0944e-06 | 500.2979 | 0 | 499.7235 | -0.000252 | 722.0896 | 0.03353 | 499.7235 | 4.6143e-05 | 721.3655 | 3.0002e-05 | 722.0896 | 0.00236 | 496.198 | 0.14353
| 500.5216 | 0.0020058 | 499.9474 | 0.0038193 | 478.1907 | 0 | 500.5216 | 0.0013385 | 499.9474 | 0.0020492 | 493.8611 | 0.00055375 | 499.9474 | 0.0023591 | 478.411 | 0.12122 | 500.5216 | 0.0064023 | 496.4175 | 0.18843 | 500.5216 | 0.98285 | 500.5216 | 0.47845 | 500.5216 | 0.00044583 | 500.5216 | 0.00070908 | 478.411 | 6.6324e-06 | 500.5216 | 0.00045563 | 499.9474 | 0.00078482 | 722.2534 | 0.03419 | 499.9474 | 9.0313e-05 | 721.5294 | 6.6672e-06 | 722.2534 | 0.00223 | 496.4175 | 0.14346
| 500.7454 | 0.0027627 | 500.1713 | 0.0040241 | 478.3042 | 0.0018 | 500.7454 | 0.00065511 | 500.1713 | 0.00070111 | 494.0837 | 0.00017872 | 500.1713 | 0.0011909 | 478.5269 | 0.12071 | 500.7453 | 0.0050514 | 496.637 | 0.18333 | 500.7453 | 0.97405 | 500.7454 | 0.48303 | 500.7453 | 0 | 500.7453 | 0 | 478.5269 | 6.8411e-06 | 500.7454 | 0 | 500.1713 | -0.00026885 | 722.4171 | 0.03302 | 500.1713 | 0.00012244 | 721.6932 | 3.0002e-05 | 722.4171 | 0.00235 | 496.637 | 0.14847
| 500.9691 | 0.0021847 | 500.3953 | 0.0041488 | 478.4176 | 0 | 500.9691 | 0.00081871 | 500.3953 | 0.0012521 | 494.3063 | 0.00053959 | 500.3953 | 0.0023589 | 478.6429 | 0.11863 | 500.9691 | 0.006106 | 496.8566 | 0.18315 | 500.9691 | 0.97754 | 500.9691 | 0.49335 | 500.9691 | 0.00045941 | 500.9691 | 0.00059569 | 478.6429 | 8.7737e-06 | 500.9691 | 0.00061487 | 500.3953 | 0.00048942 | 722.5809 | 0.03449 | 500.3953 | 0.0010703 | 721.857 | 6.6672e-06 | 722.5809 | 0.0022 | 496.8566 | 0.15119
| 501.1928 | 0.0030765 | 500.6193 | 0.0041221 | 478.5311 | 0.00137 | 501.1928 | 0.0012874 | 500.6193 | 0.0006702 | 494.5289 | 0.00013268 | 500.6193 | 0.0012661 | 478.7588 | 0.11795 | 501.1928 | 0.0046541 | 497.0761 | 0.17625 | 501.1928 | 0.97855 | 501.1928 | 0.50154 | 501.1928 | 0 | 501.1928 | 0 | 478.7588 | 9.4106e-06 | 501.1928 | 0 | 500.6193 | 0.00010837 | 722.7446 | 0.03316 | 500.6193 | -0.00013892 | 722.0208 | 3.0002e-05 | 722.7446 | 0.00232 | 497.0761 | 0.14954
| 501.4165 | 0.0032401 | 500.8433 | 0.0038617 | 478.6446 | 0 | 501.4165 | 0.0011641 | 500.8433 | 0.001555 | 494.7516 | 0.00056881 | 500.8433 | 0.0023057 | 478.8748 | 0.11623 | 501.4165 | 0.0058756 | 497.2957 | 0.1754 | 501.4165 | 0.97809 | 501.4165 | 0.51195 | 501.4165 | 0.00017759 | 501.4165 | 0.00076534 | 478.8748 | 9.729e-06 | 501.4165 | 0.00059007 | 500.8433 | 0.00077742 | 722.9084 | 0.0347 | 500.8433 | -0.0019541 | 722.1847 | 0 | 722.9084 | 0.00217 | 497.2957 | 0.15458
| 501.6403 | 0.0018972 | 501.0673 | 0.0039548 | 478.758 | 0.00084967 | 501.6403 | 0.00064891 | 501.0673 | 0.00087784 | 494.9742 | 2.6879e-06 | 501.0673 | 0.0010407 | 478.9907 | 0.11563 | 501.6403 | 0.0042819 | 497.5152 | 0.16918 | 501.6403 | 0.9852 | 501.6403 | 0.52383 | 501.6403 | 0 | 501.6403 | 0 | 478.9907 | 8.7737e-06 | 501.6403 | 0 | 501.0673 | -0.00040232 | 723.0721 | 0.03371 | 501.0673 | 9.144e-05 | 722.3485 | 1.0001e-05 | 723.0721 | 0.00223 | 497.5152 | 0.15381
| 501.8641 | 0.003004 | 501.2913 | 0.0038325 | 478.8715 | 0 | 501.8641 | 0.0013526 | 501.2913 | 0.0019665 | 495.1968 | 0.0004626 | 501.2913 | 0.0024022 | 479.1067 | 0.11391 | 501.8641 | 0.0052991 | 497.7348 | 0.16783 | 501.8641 | 0.99036 | 501.8641 | 0.5355 | 501.8641 | 0 | 501.8641 | 0.00072224 | 479.1067 | 1.0377e-05 | 501.8641 | 0.00048119 | 501.2913 | 0.00099783 | 723.2359 | 0.03576 | 501.2913 | 0.001417 | 722.5123 | 6.6672e-06 | 723.2359 | 0.00207 | 497.7348 | 0.15543
| 502.0879 | 0.0016301 | 501.5153 | 0.0035534 | 478.985 | 0.00175 | 502.0879 | 0.00044412 | 501.5153 | 0.00031318 | 495.4195 | 7.7833e-05 | 501.5153 | 0.0011877 | 479.2226 | 0.113 | 502.0879 | 0.0041772 | 497.9544 | 0.16196 | 502.0879 | 0.9817 | 502.0879 | 0.54079 | 502.0879 | 0 | 502.0879 | 0 | 479.2226 | 8.7737e-06 | 502.0879 | 0 | 501.5153 | -9.5248e-05 | 723.3997 | 0.03411 | 501.5153 | -0.0020245 | 722.6762 | 0 | 723.3997 | 0.00221 | 497.9544 | 0.15822
| 502.3116 | 0.0028987 | 501.7393 | 0.0042479 | 479.0985 | 0 | 502.3116 | 0.0011533 | 501.7393 | 0.0014761 | 495.6422 | 0.00055551 | 501.7393 | 0.0022866 | 479.3386 | 0.11092 | 502.3117 | 0.0054329 | 498.174 | 0.16046 | 502.3117 | 0.9729 | 502.3116 | 0.54633 | 502.3117 | 0.0006728 | 502.3117 | 0.00051189 | 479.3386 | 1.1124e-05 | 502.3116 | 0.0003965 | 501.7393 | 0.00103 | 723.5634 | 0.03665 | 501.7393 | 0.00079812 | 722.8401 | 2.6669e-05 | 723.5634 | 0.00214 | 498.174 | 0.16103
| 502.5355 | 0.0028076 | 501.9634 | 0.0037888 | 479.212 | 0.00123 | 502.5355 | 0.00097253 | 501.9634 | 0.0010557 | 495.8649 | -6.6107e-05 | 501.9634 | 0.0010708 | 479.4546 | 0.10994 | 502.5355 | 0.0041485 | 498.3936 | 0.15549 | 502.5355 | 0.9629 | 502.5355 | 0.55045 | 502.5355 | 0 | 502.5355 | 0 | 479.4546 | 9.8388e-06 | 502.5355 | 0 | 501.9634 | -0.00079843 | 723.7272 | 0.03369 | 501.9634 | -0.0011177 | 723.0039 | 0 | 723.7272 | 0.00232 | 498.3936 | 0.16278
| 502.7593 | 0.0027532 | 502.1875 | 0.0039523 | 479.3254 | 0 | 502.7593 | 0.0012493 | 502.1875 | 0.0014947 | 496.0876 | 0.00049469 | 502.1875 | 0.0022388 | 479.5706 | 0.10832 | 502.7593 | 0.0055087 | 498.6133 | 0.15571 | 502.7593 | 0.95714 | 502.7593 | 0.55626 | 502.7593 | 0.00057693 | 502.7593 | 0.00086963 | 479.5706 | 1.0805e-05 | 502.7593 | 0.00049668 | 502.1875 | 0.00061725 | 723.891 | 0.03924 | 502.1875 | -0.00036623 | 723.1678 | 6.6672e-06 | 723.891 | 0.00225 | 498.6133 | 0.16674
| 502.9831 | 0.0018729 | 502.4115 | 0.003797 | 479.4389 | 0.00097105 | 502.9831 | 0.00056512 | 502.4115 | 0.001252 | 496.3103 | 8.2932e-05 | 502.4115 | 0.0012169 | 479.6865 | 0.10817 | 502.9831 | 0.004122 | 498.8329 | 0.15099 | 502.9831 | 0.95058 | 502.9831 | 0.56386 | 502.9831 | 0 | 502.9831 | 0 | 479.6865 | 7.2693e-06 | 502.9831 | 4.5262e-05 | 502.4115 | -0.00035487 | 724.0548 | 0.038 | 502.4115 | 0.0010275 | 723.3317 | 1.0001e-05 | 724.0548 | 0.00241 | 498.8329 | 0.16927
| 503.207 | 0.0035475 | 502.6356 | 0.0039073 | 479.5524 | 0 | 503.207 | 0.0010644 | 502.6356 | 0.0014643 | 496.533 | 0.00043321 | 502.6356 | 0.0021303 | 479.8025 | 0.1068 | 503.207 | 0.004826 | 499.0526 | 0.14747 | 503.207 | 0.95158 | 503.207 | 0.57402 | 503.207 | 0.00076736 | 503.207 | 0.00083385 | 479.8025 | 7.5878e-06 | 503.207 | 0.0005128 | 502.6356 | 0.00029315 | 724.2186 | 0.03945 | 502.6356 | 0.00083452 | 723.4955 | 2.6669e-05 | 724.2186 | 0.00227 | 499.0525 | 0.16854
| 503.4308 | 0.0017845 | 502.8597 | 0.0037965 | 479.6659 | 0.0016 | 503.4308 | 0.00063316 | 502.8597 | 0.00054461 | 496.7558 | 1.4645e-05 | 502.8597 | 0.0011321 | 479.9185 | 0.10602 | 503.4308 | 0.0039759 | 499.2722 | 0.1436 | 503.4308 | 0.94687 | 503.4308 | 0.58298 | 503.4308 | 0 | 503.4308 | 0 | 479.9185 | 8.4443e-06 | 503.4308 | 0 | 502.8597 | -0.00040512 | 724.3824 | 0.0373 | 502.8597 | -0.0019581 | 723.6594 | 0 | 724.3824 | 0.00235 | 499.2722 | 0.17026
| 503.6547 | 0.0044287 | 503.0838 | 0.0041386 | 479.7794 | 0 | 503.6547 | 0.0010306 | 503.0838 | 0.0014527 | 496.9785 | 0.00047275 | 503.0838 | 0.0022794 | 480.0345 | 0.1037 | 503.6547 | 0.0047319 | 499.4919 | 0.14268 | 503.6547 | 0.94705 | 503.6547 | 0.59327 | 503.6547 | 0.00053778 | 503.6547 | 0.0006215 | 480.0345 | 9.5204e-06 | 503.6547 | 0.0005312 | 503.0838 | 0.00068295 | 724.5462 | 0.04238 | 503.0838 | 0.00092993 | 723.8233 | 0 | 724.5462 | 0.00217 | 499.4919 | 0.17443
| 503.8786 | 0.0017349 | 503.308 | 0.0036657 | 479.8929 | 0.00154 | 503.8786 | -1.3963e-05 | 503.308 | 0.0012702 | 497.2013 | -3.3671e-05 | 503.308 | 0.0012099 | 480.1505 | 0.10249 | 503.8786 | 0.0034063 | 499.7116 | 0.13597 | 503.8786 | 0.93465 | 503.8786 | 0.59608 | 503.8786 | 0 | 503.8786 | 0 | 480.1505 | 7.9172e-06 | 503.8786 | 0 | 503.308 | -0.000152 | 724.7101 | 0.0389 | 503.308 | -0.0018144 | 723.9872 | 1.0001e-05 | 724.7101 | 0.00222 | 499.7116 | 0.1769
| 504.1025 | 0.0031241 | 503.5321 | 0.0039829 | 480.0064 | 0 | 504.1025 | 0.00078532 | 503.5321 | 0.001428 | 497.424 | 0.00060602 | 503.5321 | 0.0022286 | 480.2665 | 0.10035 | 504.1025 | 0.0045181 | 499.9313 | 0.13745 | 504.1025 | 0.9348 | 504.1025 | 0.60755 | 504.1025 | 0.00042187 | 504.1025 | 0.00076505 | 480.2665 | 6.0944e-06 | 504.1025 | 0.00052401 | 503.5321 | 0.00042634 | 724.8739 | 0.04159 | 503.5321 | -0.0010064 | 724.1511 | 0 | 724.8739 | 0.00209 | 499.9313 | 0.17874
| 504.3264 | 0.0018289 | 503.7563 | 0.0039081 | 480.1199 | 0.00027745 | 504.3264 | 0.00080651 | 503.7563 | 0.00080841 | 497.6468 | 0.00016792 | 503.7563 | 0.0012917 | 480.3825 | 0.09963 | 504.3264 | 0.0033963 | 500.151 | 0.13293 | 504.3264 | 0.92771 | 504.3264 | 0.61486 | 504.3264 | 0 | 504.3264 | 0 | 480.3825 | 5.3477e-06 | 504.3264 | 0 | 503.7563 | -0.00051533 | 725.0377 | 0.04203 | 503.7563 | 0.0015159 | 724.315 | 3.0002e-05 | 725.0377 | 0.00227 | 500.151 | 0.17954
| 504.5503 | 0.003023 | 503.9804 | 0.0040639 | 480.2334 | 0 | 504.5503 | 0.0011001 | 503.9804 | 0.0014027 | 497.8696 | 0.00047039 | 503.9804 | 0.0022921 | 480.4985 | 0.09789 | 504.5503 | 0.0046817 | 500.3707 | 0.12857 | 504.5503 | 0.92588 | 504.5503 | 0.62684 | 504.5503 | 0.00068385 | 504.5503 | 0.00071337 | 480.4985 | 7.2693e-06 | 504.5503 | 0.00045035 | 503.9805 | 0.00093804 | 725.2015 | 0.04179 | 503.9804 | -0.0012619 | 724.4789 | 6.6672e-06 | 725.2015 | 0.00222 | 500.3707 | 0.18315
| 504.7742 | 0.0018969 | 504.2046 | 0.0038514 | 480.3469 | 0.00109 | 504.7742 | 0.00052673 | 504.2046 | 0.00087253 | 498.0924 | 9.3633e-06 | 504.2046 | 0.0012597 | 480.6145 | 0.09833 | 504.7742 | 0.0036334 | 500.5904 | 0.12561 | 504.7742 | 0.91955 | 504.7742 | 0.63403 | 504.7742 | 0 | 504.7742 | 0 | 480.6145 | 8.9823e-06 | 504.7742 | 0 | 504.2046 | -0.00041652 | 725.3654 | 0.03993 | 504.2046 | 0.00030353 | 724.6428 | 1.0001e-05 | 725.3654 | 0.00234 | 500.5904 | 0.18524
| 504.9982 | 0.003035 | 504.4288 | 0.0039533 | 480.4604 | 0 | 504.9982 | 0.0018378 | 504.4288 | 0.0018127 | 498.3152 | 0.00055947 | 504.4288 | 0.0022063 | 480.7305 | 0.09691 | 504.9982 | 0.0047548 | 500.8102 | 0.12532 | 504.9982 | 0.90956 | 504.9982 | 0.63775 | 504.9982 | 0.00044712 | 504.9982 | 0.00060126 | 480.7305 | 8.4443e-06 | 504.9982 | 0.00056396 | 504.4288 | 0.0005024 | 725.5292 | 0.04523 | 504.4288 | 5.2066e-05 | 724.8067 | 6.6672e-06 | 725.5292 | 0.00218 | 500.8102 | 0.18992
| 505.2221 | 0.002149 | 504.653 | 0.0036214 | 480.5739 | 0.00108 | 505.2221 | 0.00044648 | 504.653 | 0.00072265 | 498.5381 | 5.6716e-05 | 504.653 | 0.0011204 | 480.8465 | 0.09667 | 505.2221 | 0.0033876 | 501.0299 | 0.12231 | 505.2221 | 0.90283 | 505.2221 | 0.64582 | 505.2221 | 0 | 505.2221 | 0 | 480.8465 | 1.0267e-05 | 505.2221 | 0 | 504.653 | -0.00013326 | 725.6931 | 0.04292 | 504.653 | -0.0011671 | 724.9706 | 0 | 725.6931 | 0.00225 | 501.0299 | 0.19283
| 505.4461 | 0.0023975 | 504.8773 | 0.0038708 | 480.6875 | 0 | 505.4461 | 0.0008455 | 504.8773 | 0.0008215 | 498.7609 | 0.00058773 | 504.8773 | 0.0022679 | 480.9625 | 0.09437 | 505.4461 | 0.0045812 | 501.2497 | 0.12425 | 505.4461 | 0.90444 | 505.4461 | 0.65895 | 505.4461 | 0.00044334 | 505.4461 | 0.00043177 | 480.9625 | 9.3008e-06 | 505.4461 | 0.00044366 | 504.8773 | 0.00076048 | 725.8569 | 0.04602 | 504.8773 | -0.0010955 | 725.1346 | 6.6672e-06 | 725.8569 | 0.00219 | 501.2497 | 0.1919
| 505.6701 | 0.0023731 | 505.1015 | 0.0035564 | 480.801 | 0.00127 | 505.6701 | 0.001122 | 505.1015 | 0.00068405 | 498.9838 | 0.00025094 | 505.1015 | 0.0011357 | 481.0786 | 0.09367 | 505.6701 | 0.0029878 | 501.4694 | 0.11666 | 505.6701 | 0.89545 | 505.6701 | 0.66706 | 505.6701 | 0 | 505.6701 | 0 | 481.0786 | 1.1552e-05 | 505.6701 | 0 | 505.1015 | -0.00054046 | 726.0208 | 0.04531 | 505.1015 | -1.2857e-05 | 725.2985 | 1.0001e-05 | 726.0208 | 0.00239 | 501.4694 | 0.19903
| 505.8941 | 0.0033867 | 505.3257 | 0.00397 | 480.9145 | 0 | 505.8941 | 0.00092658 | 505.3257 | 0.0015112 | 499.2066 | 0.0003693 | 505.3257 | 0.0022395 | 481.1946 | 0.09198 | 505.8941 | 0.004153 | 501.6892 | 0.11522 | 505.8941 | 0.89379 | 505.8941 | 0.67652 | 505.8941 | 0.00047778 | 505.8941 | 0.00079093 | 481.1946 | 8.7737e-06 | 505.8941 | 0.00035123 | 505.3258 | 0.00056292 | 726.1846 | 0.04565 | 505.3257 | 0.0014334 | 725.4624 | 0 | 726.1846 | 0.00239 | 501.6892 | 0.19875
| 506.1181 | 0.0013307 | 505.55 | 0.0037111 | 481.028 | 0.00079764 | 506.1181 | 8.9127e-05 | 505.55 | 0.00052415 | 499.4295 | 0.00011775 | 505.55 | 0.0012003 | 481.3106 | 0.09168 | 506.1181 | 0.002766 | 501.909 | 0.11478 | 506.1181 | 0.88925 | 506.1181 | 0.68791 | 506.1181 | 0 | 506.1181 | 0 | 481.3106 | 1.0157e-05 | 506.1181 | 0 | 505.55 | -0.00032722 | 726.3485 | 0.05034 | 505.55 | -0.0002684 | 725.6264 | 0 | 726.3485 | 0.00248 | 501.909 | 0.20453
| 506.3421 | 0.0026982 | 505.7743 | 0.0040439 | 481.1415 | 0 | 506.3421 | 0.0011548 | 505.7743 | 0.0017426 | 499.6524 | 0.00059713 | 505.7743 | 0.002141 | 481.4266 | 0.09073 | 506.3421 | 0.0039707 | 502.1288 | 0.11417 | 506.3421 | 0.88664 | 506.3421 | 0.69823 | 506.3421 | 0.00060523 | 506.3421 | 0.00089834 | 481.4266 | 1.0157e-05 | 506.3421 | 0.00042095 | 505.7743 | 0.00059897 | 726.5124 | 0.04919 | 505.7743 | 0.00096015 | 725.7903 | 6.6672e-06 | 726.5124 | 0.00231 | 502.1288 | 0.2054
| 506.5662 | 0.0025519 | 505.9986 | 0.0037984 | 481.2551 | 0.00142 | 506.5662 | 0.00047674 | 505.9986 | 0.00061635 | 499.8752 | 0.00023886 | 505.9986 | 0.0010973 | 481.5427 | 0.09025 | 506.5662 | 0.002565 | 502.3486 | 0.1098 | 506.5662 | 0.87794 | 506.5662 | 0.70805 | 506.5662 | 0 | 506.5662 | 0 | 481.5427 | 9.5204e-06 | 506.5662 | 0 | 505.9986 | -0.00033414 | 726.6762 | 0.05061 | 505.9986 | -0.0010439 | 725.9543 | 3.0002e-05 | 726.6762 | 0.00237 | 502.3486 | 0.20934
| 506.7902 | 0.0020866 | 506.2229 | 0.0037471 | 481.3686 | 0 | 506.7902 | 0.001511 | 506.2229 | 0.0013277 | 500.0982 | 0.00048574 | 506.2229 | 0.0022664 | 481.6587 | 0.08849 | 506.7902 | 0.004215 | 502.5685 | 0.10777 | 506.7902 | 0.87164 | 506.7902 | 0.71504 | 506.7902 | 0.00040734 | 506.7902 | 0.00070421 | 481.6587 | 8.7737e-06 | 506.7902 | 0.00060893 | 506.2229 | 0.00059252 | 726.8401 | 0.05091 | 506.2229 | 0.00027697 | 726.1182 | 6.6672e-06 | 726.8401 | 0.00228 | 502.5684 | 0.21211
| 507.0143 | 0.0021565 | 506.4472 | 0.0037219 | 481.4821 | 0 | 507.0143 | 0.00081796 | 506.4472 | 0.00060672 | 500.3211 | 0.00037529 | 506.4472 | 0.001123 | 481.7748 | 0.08727 | 507.0143 | 0.0028946 | 502.7883 | 0.10326 | 507.0143 | 0.85584 | 507.0143 | 0.71809 | 507.0143 | 0 | 507.0143 | 0 | 481.7748 | 8.016e-06 | 507.0143 | 0 | 506.4472 | -0.00056412 | 727.004 | 0.05112 | 506.4472 | -0.00086164 | 726.2822 | 0 | 727.004 | 0.00237 | 502.7883 | 0.21577
| 507.2384 | 0.0035521 | 506.6715 | 0.0037663 | 481.5957 | 0 | 507.2384 | 0.0015704 | 506.6715 | 0.0016305 | 500.544 | 0.00040999 | 506.6715 | 0.0022193 | 481.8908 | 0.08527 | 507.2384 | 0.0037979 | 503.0081 | 0.10132 | 507.2384 | 0.84765 | 507.2384 | 0.72554 | 507.2384 | 0.00030819 | 507.2384 | 0.00037791 | 481.8908 | 7.6976e-06 | 507.2384 | 0.00044491 | 506.6715 | 0.00097989 | 727.1679 | 0.05008 | 506.6715 | -0.00031827 | 726.4462 | 2.6669e-05 | 727.1679 | 0.00224 | 503.0081 | 0.21655
| 507.4625 | 0.0023374 | 506.8959 | 0.0037904 | 481.7092 | 0.00139 | 507.4625 | 0.00041854 | 506.8959 | 0.0009817 | 500.7669 | 0.00017344 | 506.8959 | 0.0012505 | 482.0069 | 0.08461 | 507.4625 | 0.0025562 | 503.228 | 0.10046 | 507.4625 | 0.83723 | 507.4625 | 0.73142 | 507.4625 | 0 | 507.4625 | 0 | 482.0069 | 6.9509e-06 | 507.4625 | 0 | 506.8958 | -0.00060548 | 727.3318 | 0.04873 | 506.8959 | -0.00030641 | 726.6101 | 0 | 727.3318 | 0.00236 | 503.228 | 0.21902
| 507.6866 | 0.0026514 | 507.1202 | 0.0038374 | 481.8227 | 0 | 507.6866 | 0.00077943 | 507.1202 | 0.0016776 | 500.9899 | 0.00037863 | 507.1202 | 0.0020967 | 482.123 | 0.08318 | 507.6866 | 0.0037551 | 503.4478 | 0.097432 | 507.6866 | 0.83329 | 507.6866 | 0.74227 | 507.6866 | 0.00058627 | 507.6866 | 0.00051301 | 482.123 | 5.9846e-06 | 507.6866 | 0.00039378 | 507.1202 | 0.00071949 | 727.4957 | 0.05326 | 507.1202 | -0.00040249 | 726.7741 | 0 | 727.4957 | 0.00227 | 503.4479 | 0.21668
| 507.9107 | 0.0019462 | 507.3446 | 0.0036939 | 481.9363 | 0.0003468 | 507.9107 | 0.00062303 | 507.3446 | 0.00076687 | 501.2129 | 0.00026162 | 507.3446 | 0.0011647 | 482.239 | 0.0832 | 507.9107 | 0.0027441 | 503.6677 | 0.095132 | 507.9107 | 0.82465 | 507.9107 | 0.75019 | 507.9107 | 0 | 507.9107 | 0 | 482.239 | 5.0292e-06 | 507.9107 | 0 | 507.3446 | -0.00041164 | 727.6596 | 0.05326 | 507.3446 | -0.00073039 | 726.9381 | 1.0001e-05 | 727.6596 | 0.00244 | 503.6677 | 0.2231
| 508.1348 | 0.0033096 | 507.569 | 0.0033305 | 482.0498 | 0 | 508.1348 | 0.0011573 | 507.569 | 0.0015812 | 501.4358 | 0.00037143 | 507.569 | 0.0020817 | 482.3551 | 0.08252 | 508.1348 | 0.003492 | 503.8876 | 0.091386 | 508.1348 | 0.82236 | 508.1348 | 0.76267 | 508.1348 | 0.00029541 | 508.1348 | 0.00087934 | 482.3551 | 3.8543e-06 | 508.1348 | 0.00035905 | 507.5689 | 0.00068188 | 727.8235 | 0.05316 | 507.569 | -0.0008172 | 727.1021 | 6.6672e-06 | 727.8235 | 0.00227 | 503.8876 | 0.22656
| 508.3589 | 0.0019057 | 507.7933 | 0.0035229 | 482.1634 | 0.00067626 | 508.3589 | 0.00070738 | 507.7933 | 0.0007772 | 501.6588 | 0.00018439 | 507.7933 | 0.0012356 | 482.4712 | 0.08252 | 508.3589 | 0.0024911 | 504.1075 | 0.091331 | 508.3589 | 0.81796 | 508.3589 | 0.77582 | 508.3589 | 0 | 508.3589 | 0 | 482.4712 | 2.888e-06 | 508.3589 | 0 | 507.7933 | -0.00021043 | 727.9875 | 0.05356 | 507.7933 | -0.00062254 | 727.2661 | 1.0001e-05 | 727.9875 | 0.00241 | 504.1075 | 0.22706
| 508.5831 | 0.0027783 | 508.0178 | 0.0039056 | 482.2769 | 0 | 508.5831 | 0.00050256 | 508.0178 | 0.0022543 | 501.8818 | 0.00041207 | 508.0178 | 0.0022177 | 482.5872 | 0.08077 | 508.5831 | 0.0036921 | 504.3274 | 0.088469 | 508.5831 | 0.81339 | 508.5831 | 0.7857 | 508.5831 | 0.00025041 | 508.5831 | 0.00051325 | 482.5872 | 5.4575e-06 | 508.5831 | 0.00051197 | 508.0177 | 0.00108 | 728.1514 | 0.05478 | 508.0178 | 0.0014286 | 727.4301 | 0 | 728.1514 | 0.00223 | 504.3274 | 0.23359
| 508.8073 | 0.002282 | 508.2422 | 0.0036574 | 482.3905 | 0.00109 | 508.8073 | 0.001153 | 508.2422 | 0.00084968 | 502.1048 | 3.1492e-05 | 508.2422 | 0.0011477 | 482.7033 | 0.07951 | 508.8072 | 0.0025679 | 504.5474 | 0.086421 | 508.8072 | 0.80339 | 508.8073 | 0.79378 | 508.8072 | 0 | 508.8072 | 0 | 482.7033 | 6.8411e-06 | 508.8073 | 0 | 508.2422 | -0.00068571 | 728.3153 | 0.05305 | 508.2422 | -0.001636 | 727.5941 | 1.0001e-05 | 728.3153 | 0.00238 | 504.5474 | 0.23305
| 509.0314 | 0.0023957 | 508.4666 | 0.0036933 | 482.504 | 0 | 509.0314 | 0.0016411 | 508.4666 | 0.001408 | 502.3278 | 0.00037113 | 508.4666 | 0.0022999 | 482.8194 | 0.07717 | 509.0314 | 0.0031453 | 504.7673 | 0.086565 | 509.0314 | 0.79888 | 509.0314 | 0.8039 | 509.0314 | 0.00051144 | 509.0314 | 0.00090869 | 482.8194 | 9.191e-06 | 509.0314 | 0.00044276 | 508.4666 | 0.00020802 | 728.4793 | 0.05497 | 508.4666 | 0.0011796 | 727.7581 | 0 | 728.4793 | 0.00221 | 504.7673 | 0.23514
| 509.2556 | 0.0020722 | 508.691 | 0.003496 | 482.6176 | 0.00024276 | 509.2556 | 0.00076865 | 508.691 | 0.00070519 | 502.5508 | 0.00024979 | 508.691 | 0.0011422 | 482.9355 | 0.07638 | 509.2556 | 0.0020956 | 504.9872 | 0.082952 | 509.2556 | 0.785 | 509.2556 | 0.80753 | 509.2556 | 0 | 509.2556 | 0 | 482.9355 | 8.4443e-06 | 509.2556 | 0 | 508.6911 | -0.00028281 | 728.6432 | 0.05597 | 508.691 | 0.00037088 | 727.9221 | 3.0002e-05 | 728.6432 | 0.00228 | 504.9872 | 0.23808
| 509.4798 | 0.0027961 | 508.9155 | 0.0035402 | 482.7312 | 0 | 509.4798 | 0.001302 | 508.9155 | 0.0011318 | 502.7739 | 0.00041127 | 508.9155 | 0.0021334 | 483.0516 | 0.07464 | 509.4798 | 0.0031064 | 505.2072 | 0.082068 | 509.4798 | 0.7743 | 509.4798 | 0.81214 | 509.4798 | 0.00040735 | 509.4798 | 0.00057719 | 483.0516 | 8.3454e-06 | 509.4798 | 0.00060228 | 508.9155 | 0.00012592 | 728.8071 | 0.05878 | 508.9155 | -0.00019369 | 728.0861 | 0 | 728.8071 | 0.00215 | 505.2072 | 0.24142
| 509.704 | 0.0012849 | 509.14 | 0.0036456 | 482.8447 | 0.00118 | 509.704 | 0.00057727 | 509.14 | 0.00061403 | 502.9969 | 0.00016632 | 509.14 | 0.0012688 | 483.1677 | 0.07468 | 509.704 | 0.0023005 | 505.4272 | 0.080561 | 509.704 | 0.76535 | 509.704 | 0.82014 | 509.704 | 0 | 509.704 | 0 | 483.1677 | 8.4443e-06 | 509.704 | 0 | 509.14 | -0.00014177 | 728.9711 | 0.0579 | 509.14 | -0.0011051 | 728.2501 | 6.9993e-05 | 728.9711 | 0.00235 | 505.4271 | 0.24453
| 509.9283 | 0.0032713 | 509.3645 | 0.0037325 | 482.9583 | 0 | 509.9283 | 0.0013695 | 509.3645 | 0.0017311 | 503.22 | 0.00040022 | 509.3645 | 0.0021284 | 483.2838 | 0.0736 | 509.9282 | 0.0035108 | 505.6471 | 0.079076 | 509.9282 | 0.75314 | 509.9283 | 0.82302 | 509.9282 | 0.00025596 | 509.9282 | 0.00055276 | 483.2838 | 6.8411e-06 | 509.9282 | 0.0003962 | 509.3645 | 0.00045288 | 729.135 | 0.05831 | 509.3645 | -2.4289e-05 | 728.4142 | 0 | 729.135 | 0.00235 | 505.6471 | 0.24481
| 510.1525 | 0.0025059 | 509.589 | 0.0032897 | 483.0718 | 0.00144 | 510.1525 | 0.00040821 | 509.589 | 0.00061609 | 503.4431 | -7.6489e-07 | 509.589 | 0.00115 | 483.3999 | 0.07363 | 510.1525 | 0.0018986 | 505.8671 | 0.075867 | 510.1525 | 0.74096 | 510.1525 | 0.82609 | 510.1525 | 0 | 510.1525 | 0 | 483.3999 | 5.6661e-06 | 510.1525 | 0 | 509.589 | -0.00057005 | 729.299 | 0.05892 | 509.589 | -0.00072388 | 728.5782 | 5.0004e-05 | 729.299 | 0.0025 | 505.8671 | 0.24753
| 510.3767 | 0.0023889 | 509.8135 | 0.0036826 | 483.1854 | 0 | 510.3767 | 0.0010614 | 509.8135 | 0.0011272 | 503.6661 | 0.00040412 | 509.8135 | 0.0021521 | 483.516 | 0.07186 | 510.3767 | 0.0031712 | 506.0871 | 0.075207 | 510.3767 | 0.73342 | 510.3767 | 0.83539 | 510.3767 | 0.00031012 | 510.3767 | 0.00077307 | 483.516 | 5.8857e-06 | 510.3767 | 0.00038689 | 509.8135 | 0.00057498 | 729.463 | 0.05977 | 509.8135 | 0.00084317 | 728.7422 | 0 | 729.463 | 0.00235 | 506.0871 | 0.25254
| 510.601 | 0.0016512 | 510.038 | 0.0033949 | 483.299 | 0.00156 | 510.601 | 0.0012505 | 510.038 | 8.0649e-05 | 503.8892 | 9.5022e-05 | 510.038 | 0.0011779 | 483.6321 | 0.07086 | 510.601 | 0.0021635 | 506.3071 | 0.075486 | 510.601 | 0.72231 | 510.601 | 0.84056 | 510.601 | 0 | 510.601 | 0 | 483.6321 | 8.1258e-06 | 510.601 | 0 | 510.038 | -0.00049183 | 729.6269 | 0.05912 | 510.038 | -0.00095721 | 728.9063 | 1.0001e-05 | 729.6269 | 0.00243 | 506.3071 | 0.25278
| 510.8253 | 0.0026065 | 510.2625 | 0.0036754 | 483.4126 | 0 | 510.8253 | 0.0010377 | 510.2625 | 0.0021744 | 504.1123 | 0.00052681 | 510.2625 | 0.0021254 | 483.7482 | 0.06867 | 510.8253 | 0.0026835 | 506.5272 | 0.073303 | 510.8253 | 0.71366 | 510.8253 | 0.84519 | 510.8253 | 0.00031654 | 510.8253 | 0.00055322 | 483.7482 | 9.4106e-06 | 510.8253 | 0.00042116 | 510.2625 | 0.00080332 | 729.7909 | 0.06153 | 510.2625 | -0.0011336 | 729.0703 | 0 | 729.7909 | 0.00226 | 506.5272 | 0.25723
| 511.0496 | 0.0025356 | 510.4871 | 0.0034977 | 483.5262 | 0.00125 | 511.0496 | 0.00060703 | 510.4871 | 0.00012275 | 504.3354 | 0.00023823 | 510.4871 | 0.0011102 | 483.8644 | 0.06789 | 511.0496 | 0.0019584 | 506.7472 | 0.072076 | 511.0496 | 0.7034 | 511.0496 | 0.85201 | 511.0496 | 0 | 511.0496 | 0 | 483.8644 | 7.2693e-06 | 511.0496 | 0 | 510.4871 | -8.8579e-05 | 729.9549 | 0.05965 | 510.4871 | -0.00074982 | 729.2344 | 0 | 729.9549 | 0.0023 | 506.7472 | 0.25982
| 511.2739 | 0.0034577 | 510.7116 | 0.0036418 | 483.6397 | 0 | 511.2739 | 0.0017477 | 510.7116 | 0.0015637 | 504.5586 | 0.00044641 | 510.7116 | 0.0020633 | 483.9805 | 0.06628 | 511.2739 | 0.0029378 | 506.9672 | 0.070011 | 511.2739 | 0.69045 | 511.2739 | 0.85355 | 511.2739 | 0.00065779 | 511.2739 | 0.00048412 | 483.9805 | 5.2379e-06 | 511.2739 | 0.00049558 | 510.7116 | 0.00053404 | 730.1189 | 0.06147 | 510.7116 | 0.00032679 | 729.3984 | 0 | 730.1189 | 0.00214 | 506.9672 | 0.26574
| 511.4982 | 0.0021922 | 510.9362 | 0.0036125 | 483.7533 | 0.00144 | 511.4982 | 0.00073054 | 510.9362 | 0.00044826 | 504.7817 | 0.0001418 | 510.9362 | 0.0011947 | 484.0966 | 0.06584 | 511.4982 | 0.0017083 | 507.1873 | 0.0665 | 511.4982 | 0.68068 | 511.4982 | 0.85761 | 511.4982 | 0 | 511.4982 | 0 | 484.0966 | 5.2379e-06 | 511.4982 | 0 | 510.9362 | -0.00013748 | 730.2829 | 0.06077 | 510.9362 | 7.5367e-05 | 729.5625 | 5.0004e-05 | 730.2829 | 0.00231 | 507.1873 | 0.26443
| 511.7225 | 0.0017783 | 511.1608 | 0.0036553 | 483.8669 | 0 | 511.7225 | 0.0011707 | 511.1608 | 0.002355 | 505.0049 | 0.00039035 | 511.1608 | 0.00214 | 484.2127 | 0.06483 | 511.7225 | 0.0028468 | 507.4073 | 0.068345 | 511.7225 | 0.67085 | 511.7225 | 0.86198 | 511.7225 | 0.00052789 | 511.7225 | 0.00053028 | 484.2127 | 5.8857e-06 | 511.7225 | 0.00049407 | 511.1608 | 0.00112 | 730.4469 | 0.06172 | 511.1608 | 0.00062154 | 729.7265 | 0 | 730.4469 | 0.00232 | 507.4074 | 0.26817
| 511.9468 | 0.002512 | 511.3854 | 0.0034303 | 483.9805 | 0.00156 | 511.9468 | 0.0011198 | 511.3854 | 2.7575e-05 | 505.228 | 0.00021159 | 511.3854 | 0.0010649 | 484.3289 | 0.06485 | 511.9469 | 0.0020423 | 507.6274 | 0.067303 | 511.9469 | 0.65739 | 511.9468 | 0.86249 | 511.9469 | 0 | 511.9469 | 0 | 484.3289 | 6.4128e-06 | 511.9468 | 0 | 511.3854 | -0.00042248 | 730.6109 | 0.06302 | 511.3854 | -0.00032026 | 729.8906 | 1.0001e-05 | 730.6109 | 0.00246 | 507.6274 | 0.26961
| 512.1712 | 0.0029214 | 511.61 | 0.0035661 | 484.0941 | 0 | 512.1712 | 0.0010008 | 511.61 | 0.0017104 | 505.4512 | 0.00043285 | 511.61 | 0.0020021 | 484.445 | 0.0639 | 512.1712 | 0.002625 | 507.8475 | 0.065115 | 512.1712 | 0.64929 | 512.1712 | 0.86819 | 512.1712 | 0.0003409 | 512.1712 | 0.00053394 | 484.445 | 5.4575e-06 | 512.1712 | 0.00059356 | 511.61 | 0.0012 | 730.7749 | 0.06244 | 511.61 | 0.0021828 | 730.0547 | 0 | 730.7749 | 0.00231 | 507.8475 | 0.27299
| 512.3956 | 0.0020999 | 511.8346 | 0.003438 | 484.2077 | 0.00121 | 512.3956 | 0.00046913 | 511.8346 | 0.00046069 | 505.6744 | 0.00010655 | 511.8346 | 0.0010505 | 484.5612 | 0.06332 | 512.3956 | 0.0017645 | 508.0676 | 0.061722 | 512.3956 | 0.63714 | 512.3956 | 0.86903 | 512.3956 | 0 | 512.3956 | 0 | 484.5612 | 8.5541e-06 | 512.3956 | 0 | 511.8346 | -0.00028913 | 730.9389 | 0.06033 | 511.8346 | -0.0014974 | 730.2188 | 1.0001e-05 | 730.9389 | 0.00239 | 508.0676 | 0.27919
| 512.6199 | 0.0024919 | 512.0593 | 0.0033641 | 484.3213 | 0 | 512.6199 | 0.00091954 | 512.0593 | 0.0018156 | 505.8976 | 0.00051983 | 512.0593 | 0.0020469 | 484.6773 | 0.06155 | 512.6199 | 0.0029236 | 508.2877 | 0.061375 | 512.6199 | 0.62834 | 512.6199 | 0.87317 | 512.6199 | 0.00043964 | 512.6199 | 0.00053382 | 484.6773 | 7.1595e-06 | 512.6199 | 0.0004012 | 512.0593 | 0.00063207 | 731.1029 | 0.06571 | 512.0593 | 0.00015114 | 730.3829 | 0 | 731.1029 | 0.0023 | 508.2877 | 0.28265
| 512.8444 | 0.0023564 | 512.2839 | 0.0035401 | 484.4349 | 0.00083232 | 512.8444 | -9.9717e-05 | 512.2839 | 0.00031347 | 506.1208 | 4.7166e-05 | 512.2839 | 0.0010275 | 484.7935 | 0.06052 | 512.8443 | 0.0018738 | 508.5078 | 0.061662 | 512.8443 | 0.61591 | 512.8444 | 0.87214 | 512.8443 | 0 | 512.8443 | 0 | 484.7935 | 1.0267e-05 | 512.8444 | 0 | 512.2839 | -7.9271e-05 | 731.2669 | 0.06365 | 512.2839 | -0.0003864 | 730.547 | 3.0002e-05 | 731.2669 | 0.00238 | 508.5078 | 0.28446
| 513.0687 | 0.0030731 | 512.5086 | 0.0034107 | 484.5485 | 0 | 513.0687 | 0.0014574 | 512.5086 | 0.0015385 | 506.344 | 0.00062128 | 512.5086 | 0.0020652 | 484.9096 | 0.05863 | 513.0687 | 0.0026949 | 508.7279 | 0.058539 | 513.0687 | 0.60735 | 513.0687 | 0.8758 | 513.0687 | 0.0004021 | 513.0687 | 0.00059574 | 484.9096 | 1.0476e-05 | 513.0687 | 0.00053738 | 512.5086 | 0.00088346 | 731.431 | 0.06478 | 512.5086 | 0.00066106 | 730.7111 | 0 | 731.431 | 0.00226 | 508.7279 | 0.28827
| 513.2932 | 0.002343 | 512.7333 | 0.0032458 | 484.6621 | 0.00086701 | 513.2932 | 0.00055742 | 512.7333 | 0.00046789 | 506.5672 | 5.9434e-05 | 512.7333 | 0.00094954 | 485.0258 | 0.05813 | 513.2932 | 0.00172 | 508.9481 | 0.059972 | 513.2932 | 0.60038 | 513.2932 | 0.88487 | 513.2932 | 0 | 513.2932 | 0 | 485.0258 | 1.2837e-05 | 513.2931 | 0 | 512.7333 | -0.00070103 | 731.595 | 0.06605 | 512.7333 | -0.00087316 | 730.8752 | 1.0001e-05 | 731.595 | 0.0023 | 508.9481 | 0.29179
| 513.5176 | 0.0034181 | 512.958 | 0.0035767 | 484.7757 | 0 | 513.5176 | 0.0011415 | 512.958 | 0.001699 | 506.7904 | 0.00057677 | 512.958 | 0.0019971 | 485.142 | 0.05625 | 513.5176 | 0.0027827 | 509.1682 | 0.057509 | 513.5176 | 0.59698 | 513.5176 | 0.89586 | 513.5176 | 0.00047377 | 513.5176 | 0.00065602 | 485.142 | 1.0805e-05 | 513.5176 | 0.00043578 | 512.958 | 0.00065498 | 731.7591 | 0.06673 | 512.958 | 0.00086396 | 731.0393 | 6.6672e-06 | 731.7591 | 0.00229 | 509.1682 | 0.29435
| 513.742 | 0.0020845 | 513.1827 | 0.0031973 | 484.8893 | 0.00189 | 513.742 | 0.00054966 | 513.1827 | 0.000958 | 507.0137 | 0.00013541 | 513.1827 | 0.0012219 | 485.2581 | 0.0555 | 513.742 | 0.0014867 | 509.3884 | 0.057796 | 513.742 | 0.58817 | 513.742 | 0.90151 | 513.742 | 0 | 513.742 | 0 | 485.2581 | 7.6976e-06 | 513.742 | 0 | 513.1827 | -0.0007623 | 731.9231 | 0.0664 | 513.1827 | -0.00058896 | 731.2034 | 1.0001e-05 | 731.9231 | 0.00243 | 509.3884 | 0.29215
| 513.9665 | 0.0027028 | 513.4074 | 0.0035315 | 485.0029 | 0 | 513.9665 | 0.0008827 | 513.4074 | 0.0014315 | 507.237 | 0.00064939 | 513.4074 | 0.0020817 | 485.3743 | 0.05331 | 513.9665 | 0.0026548 | 509.6086 | 0.055704 | 513.9665 | 0.5798 | 513.9665 | 0.90737 | 513.9665 | 0.00039326 | 513.9665 | 0.00041834 | 485.3743 | 5.7759e-06 | 513.9665 | 0.00049661 | 513.4074 | 0.00064129 | 732.0871 | 0.0678 | 513.4074 | 0.00085908 | 731.3675 | 0 | 732.0871 | 0.00235 | 509.6086 | 0.29763
| 514.1909 | 0.0014763 | 513.6321 | 0.0034091 | 485.1166 | 0.00102 | 514.1909 | 0.00060086 | 513.6321 | 0.00083706 | 507.4602 | 3.0138e-05 | 513.6321 | 0.0010021 | 485.4905 | 0.05271 | 514.1909 | 0.0014032 | 509.8288 | 0.05235 | 514.1909 | 0.57391 | 514.1909 | 0.91586 | 514.1909 | 0 | 514.1909 | 0 | 485.4905 | 5.9846e-06 | 514.1909 | 0 | 513.6321 | -0.0008073 | 732.2512 | 0.06821 | 513.6321 | 5.7977e-05 | 731.5316 | 3.0002e-05 | 732.2512 | 0.00238 | 509.8288 | 0.30134
| 514.4154 | 0.0024164 | 513.8569 | 0.0034833 | 485.2302 | 0 | 514.4154 | 0.001415 | 513.8569 | 0.0015402 | 507.6835 | 0.00046415 | 513.8569 | 0.0020878 | 485.6067 | 0.05039 | 514.4154 | 0.0026643 | 510.049 | 0.052698 | 514.4154 | 0.56379 | 514.4154 | 0.91589 | 514.4154 | 0.00060663 | 514.4154 | 0.0010977 | 485.6067 | 7.8074e-06 | 514.4154 | 0.00027357 | 513.8569 | 0.00041912 | 732.4153 | 0.06975 | 513.8569 | 0.0013798 | 731.6957 | 6.6672e-06 | 732.4153 | 0.00222 | 510.0489 | 0.30212
| 514.6399 | 0.0019266 | 514.0816 | 0.0032624 | 485.3438 | 0.00153 | 514.6399 | 0.00096997 | 514.0816 | 0.0007787 | 507.9068 | 0.00021075 | 514.0816 | 0.0010469 | 485.7228 | 0.05023 | 514.6399 | 0.0017442 | 510.2691 | 0.050604 | 514.6399 | 0.55368 | 514.6399 | 0.91688 | 514.6399 | 0 | 514.6399 | 0 | 485.7228 | 9.4106e-06 | 514.6399 | 0 | 514.0816 | 0.00011107 | 732.5793 | 0.07185 | 514.0816 | 0.00056065 | 731.8599 | 0 | 732.5793 | 0.00236 | 510.2691 | 0.30636
| 514.8644 | 0.0022807 | 514.3064 | 0.0029783 | 485.4574 | 0 | 514.8644 | 0.0007092 | 514.3064 | 0.0010348 | 508.1301 | 0.0006031 | 514.3064 | 0.0020209 | 485.839 | 0.04861 | 514.8644 | 0.0027291 | 510.4893 | 0.050574 | 514.8644 | 0.54828 | 514.8644 | 0.92253 | 514.8644 | 0.00085877 | 514.8644 | 0.00036142 | 485.839 | 1.0377e-05 | 514.8644 | 0.00066864 | 514.3064 | 0.00050507 | 732.7434 | 0.07011 | 514.3064 | 0.0012511 | 732.024 | 6.6672e-06 | 732.7434 | 0.00226 | 510.4894 | 0.31028
| 515.0889 | 0.0020604 | 514.5312 | 0.0031893 | 485.5711 | 0.00015606 | 515.0889 | 0.00040605 | 514.5312 | 0.00056779 | 508.3534 | 8.2406e-05 | 514.5312 | 0.00098148 | 485.9552 | 0.04947 | 515.0889 | 0.0016319 | 510.7096 | 0.049909 | 515.0889 | 0.53564 | 515.0889 | 0.92064 | 515.0889 | 0 | 515.0889 | 0 | 485.9552 | 9.6192e-06 | 515.0889 | 0 | 514.5312 | -0.00049588 | 732.9075 | 0.07139 | 514.5312 | -0.0023309 | 732.1881 | 0 | 732.9075 | 0.0024 | 510.7096 | 0.31034
| 515.3135 | 0.0032915 | 514.756 | 0.0034061 | 485.6847 | 0 | 515.3135 | 0.00094541 | 514.756 | 0.0012735 | 508.5768 | 0.0003174 | 514.756 | 0.0019377 | 486.0714 | 0.04789 | 515.3135 | 0.0026919 | 510.9298 | 0.050129 | 515.3135 | 0.53317 | 515.3135 | 0.93176 | 515.3135 | 0.0006145 | 515.3135 | 0.00070489 | 486.0714 | 8.7737e-06 | 515.3135 | 0.00039053 | 514.756 | 0.00063925 | 733.0715 | 0.07452 | 514.756 | 0.00067246 | 732.3523 | 0 | 733.0715 | 0.00233 | 510.9298 | 0.31331
| 515.538 | 0.0022656 | 514.9808 | 0.0031595 | 485.7983 | 0.00142 | 515.538 | 8.096e-06 | 514.9808 | 0.00028057 | 508.8001 | 0.00013636 | 514.9808 | 0.00096296 | 486.1876 | 0.048 | 515.538 | 0.0013874 | 511.1501 | 0.047981 | 515.538 | 0.5232 | 515.538 | 0.93209 | 515.538 | 0 | 515.538 | 0 | 486.1876 | 1.0047e-05 | 515.538 | 0 | 514.9808 | -0.00019872 | 733.2356 | 0.07445 | 514.9808 | -0.0010419 | 732.5164 | 3.0002e-05 | 733.2356 | 0.0025 | 511.1501 | 0.31039
| 515.7626 | 0.0024328 | 515.2056 | 0.0032512 | 485.912 | 0 | 515.7626 | 0.00098215 | 515.2056 | 0.0015547 | 509.0234 | 0.00034322 | 515.2056 | 0.001906 | 486.3038 | 0.04617 | 515.7625 | 0.0025086 | 511.3703 | 0.048157 | 515.7625 | 0.51945 | 515.7626 | 0.93894 | 515.7625 | 0.00040616 | 515.7625 | 0.00095113 | 486.3038 | 8.016e-06 | 515.7626 | 0.00056953 | 515.2056 | 0.00091552 | 733.3997 | 0.07406 | 515.2056 | 0.0015085 | 732.6806 | 0 | 733.3997 | 0.00237 | 511.3703 | 0.31357
| 515.9871 | 0.0019342 | 515.4304 | 0.0032423 | 486.0256 | 0.00144 | 515.9871 | -0.00052038 | 515.4304 | -9.8531e-05 | 509.2468 | 0.00017337 | 515.4304 | 0.00097506 | 486.42 | 0.04602 | 515.9871 | 0.0013299 | 511.5906 | 0.047018 | 515.9871 | 0.50685 | 515.9871 | 0.93347 | 515.9871 | 0 | 515.9871 | 0 | 486.42 | 9.0921e-06 | 515.9871 | 0 | 515.4304 | -0.00037294 | 733.5638 | 0.0744 | 515.4304 | -0.00020631 | 732.8448 | 0 | 733.5638 | 0.00247 | 511.5906 | 0.32056
| 516.2117 | 0.0032689 | 515.6553 | 0.0033925 | 486.1393 | 0 | 516.2117 | 0.00094938 | 515.6553 | 0.0012422 | 509.4702 | 0.00040284 | 515.6553 | 0.0020522 | 486.5362 | 0.04513 | 516.2117 | 0.0024408 | 511.8109 | 0.045496 | 516.2117 | 0.50136 | 516.2117 | 0.93737 | 516.2117 | 0.00071573 | 516.2117 | 0.0010997 | 486.5362 | 9.191e-06 | 516.2117 | 0.0004678 | 515.6553 | 0.00056791 | 733.7279 | 0.07749 | 515.6553 | 0.001036 | 733.0089 | 0 | 733.7279 | 0.0023 | 511.8109 | 0.32267
| 516.4363 | 0.0021503 | 515.8801 | 0.0030995 | 486.2529 | 0.00036414 | 516.4363 | 0.00054075 | 515.8801 | 0.00080142 | 509.6935 | 0.00019991 | 515.8801 | 0.0010136 | 486.6524 | 0.04536 | 516.4363 | 0.0014282 | 512.0312 | 0.044612 | 516.4363 | 0.49386 | 516.4363 | 0.94021 | 516.4363 | 0 | 516.4363 | 0 | 486.6524 | 1.2727e-05 | 516.4363 | 0 | 515.8801 | -0.00030303 | 733.892 | 0.07737 | 515.8801 | -0.0008074 | 733.1731 | 3.0002e-05 | 733.892 | 0.00249 | 512.0312 | 0.32723
| 516.6609 | 0.0024658 | 516.105 | 0.0035399 | 486.3666 | 0 | 516.6609 | 0.0010276 | 516.105 | 0.0015687 | 509.9169 | 0.00067241 | 516.105 | 0.0020493 | 486.7687 | 0.04546 | 516.6609 | 0.0024069 | 512.2515 | 0.04344 | 516.6609 | 0.49023 | 516.6609 | 0.94776 | 516.6609 | 0.00058977 | 516.6609 | 0.00092259 | 486.7687 | 1.3254e-05 | 516.6609 | 0.00050235 | 516.105 | 0.00127 | 734.0561 | 0.07795 | 516.105 | 0.0012554 | 733.3373 | 0 | 734.0561 | 0.00237 | 512.2515 | 0.32596
| 516.8855 | 0.0021809 | 516.3299 | 0.0025951 | 486.4802 | 0.00153 | 516.8855 | 7.7789e-05 | 516.3299 | 0.0004373 | 510.1403 | 0.00019524 | 516.3299 | 0.00089047 | 486.8849 | 0.04592 | 516.8855 | 0.0015585 | 512.4718 | 0.041969 | 516.8855 | 0.48908 | 516.8855 | 0.9609 | 516.8855 | 0 | 516.8855 | 0.00012897 | 486.8849 | 1.3792e-05 | 516.8855 | 0 | 516.3299 | -1.3173e-06 | 734.2202 | 0.07702 | 516.3299 | -5.975e-06 | 733.5015 | 1.0001e-05 | 734.2202 | 0.00257 | 512.4718 | 0.3306
| 517.1101 | 0.002428 | 516.5548 | 0.0033453 | 486.5939 | 0 | 517.1101 | 0.0011702 | 516.5548 | 0.0016619 | 510.3637 | 0.00056252 | 516.5548 | 0.002029 | 487.0011 | 0.04664 | 517.1101 | 0.0025991 | 512.6921 | 0.043511 | 517.1101 | 0.4843 | 517.1101 | 0.967 | 517.1101 | 0.0002791 | 517.1101 | 0.00072283 | 487.0011 | 1.0695e-05 | 517.1101 | 0.00031193 | 516.5548 | 0.0007141 | 734.3843 | 0.08132 | 516.5548 | 0.00036636 | 733.6656 | 6.6672e-06 | 734.3843 | 0.00242 | 512.6921 | 0.33617
| 517.3348 | 0.001203 | 516.7797 | 0.0027987 | 486.7075 | 0.00139 | 517.3348 | 4.8053e-05 | 516.7797 | 0.00027893 | 510.5872 | 7.8344e-05 | 516.7797 | 0.00089255 | 487.1174 | 0.04696 | 517.3348 | 0.0015285 | 512.9124 | 0.041438 | 517.3348 | 0.47722 | 517.3348 | 0.96757 | 517.3348 | 0 | 517.3348 | 0 | 487.1174 | 8.9823e-06 | 517.3348 | 0 | 516.7797 | -9.0085e-05 | 734.5485 | 0.07913 | 516.7797 | -0.0015825 | 733.8298 | 1.0001e-05 | 734.5485 | 0.00253 | 512.9124 | 0.33705
| 517.5594 | 0.0019304 | 517.0046 | 0.0035704 | 486.8212 | 0 | 517.5594 | 0.00055528 | 517.0046 | 0.0017212 | 510.8106 | 0.00052308 | 517.0046 | 0.0021892 | 487.2336 | 0.04709 | 517.5594 | 0.0024563 | 513.1328 | 0.040526 | 517.5594 | 0.47168 | 517.5594 | 0.96907 | 517.5594 | 0.00062448 | 517.5594 | 0.0010647 | 487.2336 | 5.5563e-06 | 517.5594 | 0.00045958 | 517.0046 | 0.00107 | 734.7126 | 0.08195 | 517.0046 | 0.0022653 | 733.994 | 0 | 734.7126 | 0.0024 | 513.1328 | 0.33786
| 517.7841 | 0.0016874 | 517.2296 | 0.0032648 | 486.9348 | 0.00111 | 517.7841 | 0.00039992 | 517.2296 | 0.00030813 | 511.0341 | 5.8192e-05 | 517.2296 | 0.00092635 | 487.3498 | 0.04558 | 517.7841 | 0.0012249 | 513.3531 | 0.039683 | 517.7841 | 0.46361 | 517.7841 | 0.96853 | 517.7841 | 0 | 517.7841 | 0 | 487.3498 | 5.2379e-06 | 517.7841 | 0 | 517.2296 | -0.0004063 | 734.8767 | 0.0802 | 517.2296 | -0.00023413 | 734.1582 | 1.0001e-05 | 734.8767 | 0.00249 | 513.3532 | 0.33956
| 518.0088 | 0.002822 | 517.4545 | 0.0032732 | 487.0485 | 0 | 518.0088 | 0.0011603 | 517.4545 | 0.00158 | 511.2575 | 0.0005139 | 517.4545 | 0.0021455 | 487.4661 | 0.0442 | 518.0088 | 0.0022955 | 513.5735 | 0.040081 | 518.0088 | 0.45784 | 518.0088 | 0.97181 | 518.0088 | 0.0004501 | 518.0088 | 0.00087403 | 487.4661 | 5.6661e-06 | 518.0088 | 0.00043346 | 517.4545 | 0.00067386 | 735.0409 | 0.08232 | 517.4545 | -0.00050101 | 734.3224 | 6.6672e-06 | 735.0409 | 0.00236 | 513.5735 | 0.33862
| 518.2335 | 0.0020303 | 517.6795 | 0.0028113 | 487.1622 | 0.00113 | 518.2335 | 0.0005478 | 517.6795 | -2.7364e-05 | 511.481 | 0.00022321 | 517.6795 | 0.0009019 | 487.5823 | 0.04193 | 518.2335 | 0.0011837 | 513.7939 | 0.037797 | 518.2335 | 0.44685 | 518.2335 | 0.96505 | 518.2335 | 0 | 518.2335 | 0 | 487.5823 | 8.1258e-06 | 518.2335 | 0 | 517.6795 | -0.00069702 | 735.205 | 0.08097 | 517.6795 | -0.00065818 | 734.4866 | 0 | 735.205 | 0.0025 | 513.7939 | 0.3441
| 518.4581 | 0.0025762 | 517.9045 | 0.0031216 | 487.2758 | 0 | 518.4581 | 0.00097415 | 517.9045 | 0.0013104 | 511.7045 | 0.00063463 | 517.9045 | 0.001991 | 487.6986 | 0.04015 | 518.4582 | 0.0021761 | 514.0143 | 0.037897 | 518.4582 | 0.44192 | 518.4581 | 0.96652 | 518.4582 | 0.00060574 | 518.4582 | 0.00049629 | 487.6986 | 8.7737e-06 | 518.4581 | 0.00042744 | 517.9045 | 0.00051114 | 735.3692 | 0.08308 | 517.9045 | 0.0012136 | 734.6509 | 0 | 735.3692 | 0.00236 | 514.0143 | 0.34887
| 518.6829 | 0.0016885 | 518.1295 | 0.00305 | 487.3895 | 0.00135 | 518.6829 | 1.0275e-05 | 518.1295 | 0.00033252 | 511.9279 | 0.00013253 | 518.1295 | 0.00096712 | 487.8148 | 0.03829 | 518.6829 | 0.0013957 | 514.2347 | 0.036174 | 518.6829 | 0.43348 | 518.6829 | 0.96152 | 518.6829 | 0 | 518.6829 | 0 | 487.8148 | 1.0476e-05 | 518.6829 | 0 | 518.1295 | -0.00070986 | 735.5333 | 0.08268 | 518.1295 | -0.0009447 | 734.8151 | 0 | 735.5333 | 0.00254 | 514.2347 | 0.34787
| 518.9076 | 0.0018888 | 518.3545 | 0.0033636 | 487.5032 | 0 | 518.9076 | 0.0013053 | 518.3545 | 0.0014826 | 512.1514 | 0.00061585 | 518.3545 | 0.0021252 | 487.9311 | 0.03652 | 518.9076 | 0.0024537 | 514.4551 | 0.037609 | 518.9076 | 0.43399 | 518.9076 | 0.97249 | 518.9076 | 0.0007357 | 518.9076 | 0.00053379 | 487.9311 | 8.3454e-06 | 518.9076 | 0.00055228 | 518.3545 | 0.00065381 | 735.6975 | 0.08234 | 518.3545 | 0.00095945 | 734.9793 | 6.6672e-06 | 735.6975 | 0.00237 | 514.4551 | 0.35356
| 519.1323 | 0.0017588 | 518.5795 | 0.0031241 | 487.6169 | 0.00114 | 519.1323 | 0.00060458 | 518.5795 | 0.00035519 | 512.375 | 5.2033e-05 | 518.5795 | 0.0010292 | 488.0474 | 0.03637 | 519.1323 | 0.0012739 | 514.6755 | 0.035857 | 519.1323 | 0.42595 | 519.1323 | 0.96831 | 519.1323 | 0 | 519.1323 | 0 | 488.0474 | 1.0904e-05 | 519.1323 | 0 | 518.5795 | -0.00073759 | 735.8616 | 0.08555 | 518.5795 | -0.00097768 | 735.1435 | 1.0001e-05 | 735.8616 | 0.00256 | 514.6755 | 0.35535
| 519.3571 | 0.0027451 | 518.8045 | 0.003372 | 487.7306 | 0 | 519.3571 | 0.0013561 | 518.8045 | 0.0015234 | 512.5985 | 0.0003696 | 518.8045 | 0.0019994 | 488.1636 | 0.03512 | 519.3571 | 0.0021881 | 514.8959 | 0.036124 | 519.3571 | 0.42333 | 519.3571 | 0.97569 | 519.3571 | 0.00041716 | 519.3571 | 0.00047271 | 488.1636 | 9.9487e-06 | 519.3571 | 0.00051289 | 518.8045 | 0.00079508 | 736.0258 | 0.0861 | 518.8045 | -0.00096187 | 735.3078 | 0 | 736.0258 | 0.00242 | 514.8959 | 0.35686
| 519.5818 | 0.0022638 | 519.0295 | 0.0029543 | 487.8442 | 0.00104 | 519.5818 | 0.00030691 | 519.0295 | 0.00072629 | 512.822 | 0.0002429 | 519.0295 | 0.00084724 | 488.2799 | 0.03635 | 519.5819 | 0.00091677 | 515.1164 | 0.033859 | 519.5819 | 0.4208 | 519.5818 | 0.98513 | 519.5819 | 0 | 519.5819 | 0 | 488.2799 | 1.198e-05 | 519.5819 | 0 | 519.0295 | -0.00069764 | 736.19 | 0.08741 | 519.0295 | -0.0008575 | 735.472 | 5.0004e-05 | 736.19 | 0.00247 | 515.1164 | 0.36166
| 519.8066 | 0.0029679 | 519.2546 | 0.0033343 | 487.9579 | 0 | 519.8066 | 0.001483 | 519.2546 | 0.0020019 | 513.0456 | 0.00065658 | 519.2546 | 0.001949 | 488.3962 | 0.03426 | 519.8066 | 0.0019581 | 515.3369 | 0.035532 | 519.8066 | 0.42036 | 519.8066 | 0.9901 | 519.8066 | 0.00019289 | 519.8066 | 0.00061139 | 488.3962 | 9.5204e-06 | 519.8066 | 0.00053682 | 519.2546 | 0.00068747 | 736.3542 | 0.08932 | 519.2546 | 0.0014652 | 735.6363 | 0 | 736.3542 | 0.00232 | 515.3369 | 0.3623
| 520.0314 | 0.0023157 | 519.4797 | 0.0031442 | 488.0716 | 0.0013 | 520.0314 | 0.00020731 | 519.4797 | 0.00040842 | 513.2691 | 4.8282e-06 | 519.4797 | 0.00094877 | 488.5125 | 0.03483 | 520.0314 | 0.00095368 | 515.5573 | 0.032095 | 520.0314 | 0.41242 | 520.0314 | 0.98489 | 520.0314 | 0 | 520.0314 | 0 | 488.5125 | 8.8725e-06 | 520.0314 | 0 | 519.4797 | -0.00074429 | 736.5184 | 0.09031 | 519.4797 | -0.0013937 | 735.8005 | 3.0002e-05 | 736.5184 | 0.00241 | 515.5573 | 0.36448
| 520.2562 | 0.0019403 | 519.7047 | 0.0032432 | 488.1853 | 0 | 520.2562 | 0.00062523 | 519.7047 | 0.0013147 | 513.4927 | 0.00046602 | 519.7047 | 0.002054 | 488.6287 | 0.03054 | 520.2562 | 0.0022426 | 515.7778 | 0.03281 | 520.2562 | 0.40699 | 520.2562 | 0.98396 | 520.2562 | 0 | 520.2562 | 0.0010098 | 488.6287 | 7.8074e-06 | 520.2562 | 0.00034373 | 519.7047 | 0.00058445 | 736.6825 | 0.08869 | 519.7047 | -0.00034003 | 735.9648 | 0 | 736.6825 | 0.00239 | 515.7778 | 0.37217
| 520.4811 | 0.0016118 | 519.9298 | 0.0028472 | 488.299 | 0.00041617 | 520.4811 | 1.004e-05 | 519.9298 | 0.00045338 | 513.7163 | 0.00029184 | 519.9298 | 0.00089236 | 488.745 | 0.0308 | 520.481 | 0.00081867 | 515.9982 | 0.032866 | 520.481 | 0.39672 | 520.4811 | 0.97616 | 520.481 | 0 | 520.481 | 0 | 488.745 | 7.8074e-06 | 520.4811 | 0 | 519.9298 | -0.00023844 | 736.8467 | 0.08883 | 519.9298 | -0.00061914 | 736.129 | 3.0002e-05 | 736.8467 | 0.00252 | 515.9982 | 0.37107
| 520.7059 | 0.0021312 | 520.1549 | 0.0033402 | 488.4127 | 0 | 520.7059 | 0.0012306 | 520.1549 | 0.0011992 | 513.9399 | 0.00050945 | 520.1549 | 0.0021661 | 488.8613 | 0.0272 | 520.7059 | 0.002379 | 516.2188 | 0.032257 | 520.7059 | 0.39654 | 520.7059 | 0.98426 | 520.7059 | 0.00094438 | 520.7059 | 0.0010553 | 488.8613 | 6.0944e-06 | 520.7059 | 0.0006611 | 520.1549 | 0.00108 | 737.0109 | 0.09169 | 520.1549 | 0.00079001 | 736.2933 | 2.6669e-05 | 737.0109 | 0.00239 | 516.2188 | 0.37334
| 520.9307 | 0.0014803 | 520.3801 | 0.0033373 | 488.5264 | 0.00172 | 520.9307 | 0.00067428 | 520.3801 | 0.00050161 | 514.1635 | 1.4044e-05 | 520.3801 | 0.001049 | 488.9776 | 0.02824 | 520.9307 | 0.0010937 | 516.4393 | 0.030914 | 520.9307 | 0.39399 | 520.9307 | 0.99221 | 520.9307 | 0 | 520.9307 | 0 | 488.9776 | 4.0629e-06 | 520.9307 | 0 | 520.38 | -0.00039386 | 737.1751 | 0.09262 | 520.3801 | 0.00052269 | 736.4575 | 1.0001e-05 | 737.1751 | 0.00253 | 516.4393 | 0.37912
| 521.1556 | 0.00282 | 520.6052 | 0.0032062 | 488.6401 | 0 | 521.1556 | 0.0011487 | 520.6052 | 0.0015324 | 514.3871 | 0.00044897 | 520.6052 | 0.0020719 | 489.0939 | 0.02497 | 521.1556 | 0.0018593 | 516.6598 | 0.031971 | 521.1556 | 0.39061 | 521.1556 | 0.99001 | 521.1556 | 0.00043163 | 521.1556 | 0.00076914 | 489.0939 | 4.8096e-06 | 521.1556 | 0.00027142 | 520.6052 | -1.924e-05 | 737.3393 | 0.0921 | 520.6052 | 0.00083917 | 736.6218 | 0 | 737.3393 | 0.00238 | 516.6598 | 0.37762
| 521.3804 | 0.0020916 | 520.8303 | 0.0028487 | 488.7538 | 0.00186 | 521.3804 | 0.00036324 | 520.8303 | 0.00013808 | 514.6107 | 0.00015297 | 520.8303 | 0.00085581 | 489.2102 | 0.02451 | 521.3804 | 0.00079393 | 516.8803 | 0.029464 | 521.3804 | 0.38106 | 521.3804 | 0.98483 | 521.3804 | 0 | 521.3804 | 0 | 489.2102 | 1.1014e-05 | 521.3804 | 0 | 520.8303 | -0.00063517 | 737.5036 | 0.09207 | 520.8303 | -0.00040424 | 736.7861 | 3.0002e-05 | 737.5036 | 0.00258 | 516.8803 | 0.37986
| 521.6053 | 0.0031462 | 521.0555 | 0.0032874 | 488.8675 | 0 | 521.6053 | 0.00064133 | 521.0555 | 0.0018296 | 514.8344 | 0.00056625 | 521.0555 | 0.0021926 | 489.3265 | 0.02225 | 521.6053 | 0.0023843 | 517.1008 | 0.029637 | 521.6053 | 0.37955 | 521.6053 | 0.98674 | 521.6053 | 0.00057054 | 521.6053 | 0.00066568 | 489.3265 | 1.2079e-05 | 521.6053 | 0.00057696 | 521.0555 | 0.00084002 | 737.6678 | 0.09484 | 521.0555 | 0.0015105 | 736.9504 | 6.6672e-06 | 737.6678 | 0.00243 | 517.1008 | 0.3823
| 521.8302 | 0.0020151 | 521.2807 | 0.0029408 | 488.9812 | 0.00156 | 521.8302 | 0.00052009 | 521.2807 | 0.00037166 | 515.058 | 1.6933e-05 | 521.2807 | 0.00086873 | 489.4428 | 0.02279 | 521.8302 | 0.0014159 | 517.3214 | 0.027174 | 521.8302 | 0.37535 | 521.8302 | 0.99156 | 521.8302 | 0 | 521.8302 | 0 | 489.4428 | 1.1124e-05 | 521.8302 | 0 | 521.2807 | -8.8507e-05 | 737.832 | 0.09596 | 521.2807 | -0.00058763 | 737.1147 | 1.0001e-05 | 737.832 | 0.00251 | 517.3214 | 0.38382
| 522.0551 | 0.0026176 | 521.5058 | 0.0032506 | 489.095 | 0 | 522.0551 | 0.00055845 | 521.5058 | 0.0012794 | 515.2816 | 0.00053689 | 521.5058 | 0.002191 | 489.5591 | 0.02273 | 522.0551 | 0.0023668 | 517.5419 | 0.030299 | 522.0551 | 0.37685 | 522.0551 | 0.99904 | 522.0551 | 0.00057613 | 522.0551 | 0.00096491 | 489.5591 | 7.9172e-06 | 522.0551 | 0.00041987 | 521.5058 | 0.00096453 | 737.9962 | 0.09705 | 521.5058 | 0.001049 | 737.279 | 6.6672e-06 | 737.9962 | 0.00239 | 517.5419 | 0.38959
| 522.28 | 0.00186 | 521.731 | 0.0030139 | 489.2087 | 0.0012 | 522.28 | 0.00049164 | 521.731 | 0.00040746 | 515.5053 | 1.2448e-05 | 521.731 | 0.00078411 | 489.6755 | 0.02358 | 522.28 | 0.00083124 | 517.7625 | 0.028294 | 522.28 | 0.36593 | 522.28 | 0.9872 | 522.28 | 0 | 522.28 | 0 | 489.6755 | 5.4575e-06 | 522.28 | 0 | 521.731 | -0.00041168 | 738.1605 | 0.09939 | 521.731 | -0.0021784 | 737.4433 | 3.0002e-05 | 738.1605 | 0.00241 | 517.7625 | 0.38652
| 522.5049 | 0.0015333 | 521.9562 | 0.0026883 | 489.3224 | 0 | 522.5049 | 0.00084716 | 521.9562 | 0.00013421 | 515.729 | 2.0653e-05 | 521.9562 | 0.00092756 | 489.7918 | 0.02435 | 522.505 | 0.00055644 | 517.9831 | 0.027305 | 522.505 | 0.3521 | 522.5049 | 0.97166 | 522.505 | 0 | 522.505 | 0 | 489.7918 | 1.4967e-05 | 522.5049 | 0 | 521.9562 | -0.00070525 | 738.3247 | 0.10076 | 521.9562 | -0.00083764 | 737.6076 | 0 | 738.3247 | 0.0024 | 517.9831 | 0.39663
| 522.7299 | 0.0024854 | 522.1815 | 0.0032314 | 489.4361 | 0.00060691 | 522.7299 | 0.00085942 | 522.1815 | 0.001667 | 515.9527 | 0.00052624 | 522.1815 | 0.0019538 | 489.9081 | 0.02523 | 522.7299 | 0.0018427 | 518.2037 | 0.026669 | 522.7299 | 0.34901 | 522.7299 | 0.96687 | 522.7299 | 0.00086842 | 522.7299 | 0.0009613 | 489.9081 | 1.1124e-05 | 522.7299 | 0.00049743 | 522.1815 | 0.00058206 | 738.489 | 0.10255 | 522.1815 | -9.4911e-06 | 737.7719 | 6.9993e-05 | 738.489 | 0.00239 | 518.2037 | 0.39942
| 522.9548 | 0.0016898 | 522.4067 | 0.0030331 | 489.5499 | 0 | 522.9548 | -9.2072e-05 | 522.4067 | 0.00021128 | 516.1764 | -4.3245e-05 | 522.4067 | 0.00071179 | 490.0245 | 0.02495 | 522.9548 | 0.0011751 | 518.4243 | 0.0272 | 522.9548 | 0.34217 | 522.9548 | 0.96182 | 522.9548 | 0 | 522.9548 | 2.5371e-05 | 490.0245 | 2.5454e-05 | 522.9548 | 0 | 522.4067 | -0.00090043 | 738.6532 | 0.1021 | 522.4067 | -0.00091174 | 737.9362 | 0 | 738.6532 | 0.00253 | 518.4243 | 0.39816
| 523.1798 | 0.0026471 | 522.6319 | 0.003174 | 489.6636 | 0.00213 | 523.1798 | 0.00086942 | 522.6319 | 0.0018194 | 516.4001 | 0.00064872 | 522.6319 | 0.0020146 | 490.1408 | 0.02508 | 523.1798 | 0.0019428 | 518.6449 | 0.026241 | 523.1798 | 0.33743 | 523.1798 | 0.95311 | 523.1798 | 0.00079114 | 523.1798 | 0.00069724 | 490.1408 | 1.433e-05 | 523.1798 | 0.00043017 | 522.6319 | 0.00093871 | 738.8175 | 0.10165 | 522.6319 | 0.0010473 | 738.1005 | 6.9993e-05 | 738.8175 | 0.00243 | 518.6449 | 0.40408
| 523.4048 | 0.0022756 | 522.8572 | 0.0029735 | 489.7773 | 0 | 523.4048 | 0.00046656 | 522.8572 | 0.00048029 | 516.6238 | 7.4112e-05 | 522.8572 | 0.00087208 | 490.2571 | 0.02405 | 523.4048 | 0.00089236 | 518.8655 | 0.024329 | 523.4048 | 0.33136 | 523.4048 | 0.94796 | 523.4048 | 0 | 523.4048 | 2.6722e-05 | 490.2571 | 2.866e-05 | 523.4048 | 0 | 522.8572 | -0.00091423 | 738.9817 | 0.10635 | 522.8572 | -0.0012099 | 738.2648 | 0 | 738.9817 | 0.00256 | 518.8655 | 0.40192
| 523.6298 | 0.0037231 | 523.0825 | 0.0027212 | 489.8911 | 0.00039883 | 523.6298 | 0.00061438 | 523.0825 | 0.00072314 | 516.8475 | 0.00060188 | 523.0825 | 0.0018273 | 490.3735 | 0.02476 | 523.6298 | 0.0015249 | 519.0862 | 0.026237 | 523.6298 | 0.32586 | 523.6298 | 0.93958 | 523.6298 | 0.0004569 | 523.6298 | 0.0011057 | 490.3735 | 1.5186e-05 | 523.6298 | 0.00047984 | 523.0825 | 3.9038e-05 | 739.146 | 0.10652 | 523.0825 | -0.0017602 | 738.4292 | 8.9995e-05 | 739.146 | 0.00242 | 519.0862 | 0.40724
| 523.8548 | 0.0021697 | 523.3077 | 0.003094 | 490.0048 | 0 | 523.8548 | -0.0002836 | 523.3077 | 5.9314e-05 | 517.0713 | 0.00012777 | 523.3077 | 0.00066731 | 490.4898 | 0.0231 | 523.8548 | 0.00041797 | 519.3068 | 0.023537 | 523.8548 | 0.32166 | 523.8548 | 0.93875 | 523.8548 | 0 | 523.8548 | 2.0991e-05 | 490.4898 | 2.8869e-05 | 523.8548 | 0 | 523.3077 | -0.00032497 | 739.3102 | 0.10878 | 523.3077 | -0.00095358 | 738.5935 | 0 | 739.3102 | 0.0026 | 519.3068 | 0.40924
| 524.0798 | 0.0027729 | 523.533 | 0.0030768 | 490.1186 | 0.00074563 | 524.0798 | 0.00099835 | 523.533 | 0.0013502 | 517.295 | 0.00061856 | 523.533 | 0.0019659 | 490.6062 | 0.02405 | 524.0798 | 0.0023024 | 519.5275 | 0.024103 | 524.0798 | 0.31755 | 524.0798 | 0.93022 | 524.0798 | 0.00082746 | 524.0798 | 0.0012786 | 490.6062 | 1.4539e-05 | 524.0798 | 0.00056048 | 523.533 | 0.00076848 | 739.4745 | 0.10821 | 523.533 | -0.0010112 | 738.7578 | 6.9993e-05 | 739.4745 | 0.00249 | 519.5275 | 0.41204
| 524.3048 | 0.0025372 | 523.7584 | 0.0029123 | 490.2323 | 0 | 524.3048 | 0.0004002 | 523.7584 | 0.00055626 | 517.5188 | 0.00021201 | 523.7584 | 0.00084659 | 490.7225 | 0.02259 | 524.3048 | 0.0006538 | 519.7481 | 0.02244 | 524.3048 | 0.30886 | 524.3048 | 0.92133 | 524.3048 | 0 | 524.3048 | 0 | 490.7225 | 2.6727e-05 | 524.3048 | 0 | 523.7583 | -0.00039874 | 739.6388 | 0.11207 | 523.7584 | -0.0013159 | 738.9222 | 0 | 739.6388 | 0.00258 | 519.7481 | 0.41018
| 524.5298 | 0.0024424 | 523.9837 | 0.0027469 | 490.346 | 0.00045084 | 524.5298 | 0.001174 | 523.9837 | 0.0014359 | 517.7426 | 0.00074842 | 523.9837 | 0.0020341 | 490.8389 | 0.02371 | 524.5299 | 0.0020414 | 519.9688 | 0.02253 | 524.5299 | 0.30705 | 524.5298 | 0.91586 | 524.5299 | 0.00080267 | 524.5299 | 0.0006672 | 490.8389 | 1.3045e-05 | 524.5299 | 0.00063819 | 523.9837 | 0.00062045 | 739.8031 | 0.1095 | 523.9837 | 0.00085618 | 739.0865 | 5.0004e-05 | 739.8031 | 0.0024 | 519.9688 | 0.41086
| 524.7549 | 0.0015311 | 524.209 | 0.0028512 | 490.4598 | 0 | 524.7549 | 0.00061704 | 524.209 | 0.00035235 | 517.9664 | 4.7978e-05 | 524.209 | 0.00067892 | 490.9552 | 0.02257 | 524.7549 | 0.00020264 | 520.1895 | 0.021881 | 524.7549 | 0.30096 | 524.7549 | 0.91049 | 524.7549 | 0 | 524.7549 | 0 | 490.9552 | 2.6947e-05 | 524.7549 | 0 | 524.209 | -0.00060928 | 739.9674 | 0.11263 | 524.209 | -0.002759 | 739.2509 | 0 | 739.9674 | 0.00249 | 520.1895 | 0.41221
| 524.98 | 0.0027708 | 524.4344 | 0.003291 | 490.5736 | 0.00165 | 524.98 | 0.00060859 | 524.4344 | 0.00098083 | 518.1902 | 0.00042002 | 524.4344 | 0.0020134 | 491.0716 | 0.02353 | 524.98 | 0.0020413 | 520.4102 | 0.021901 | 524.98 | 0.29705 | 524.98 | 0.90435 | 524.98 | 0.00097223 | 524.98 | 0.00092326 | 491.0716 | 1.3902e-05 | 524.98 | 0.00036861 | 524.4344 | 0.00086867 | 740.1317 | 0.11277 | 524.4344 | -0.00016687 | 739.4152 | 6.9993e-05 | 740.1317 | 0.00235 | 520.4102 | 0.41365
| 525.2051 | 0.0016577 | 524.6597 | 0.002869 | 490.6873 | 0 | 525.2051 | -0.00031354 | 524.6597 | 0.00083378 | 518.414 | 0.00010251 | 524.6597 | 0.0008609 | 491.188 | 0.0228 | 525.2051 | 0.00060104 | 520.6309 | 0.020603 | 525.2051 | 0.29123 | 525.2051 | 0.89718 | 525.2051 | 0 | 525.2051 | 0 | 491.188 | 2.4915e-05 | 525.2051 | 0 | 524.6597 | -0.00016994 | 740.296 | 0.11701 | 524.6597 | 0.00098692 | 739.5796 | 0 | 740.296 | 0.00253 | 520.6309 | 0.41504
| 525.4301 | 0.0029629 | 524.8851 | 0.0029889 | 490.8011 | 0.00146 | 525.4301 | 0.00051764 | 524.8851 | 0.0016541 | 518.6378 | 0.00063969 | 524.8851 | 0.0018561 | 491.3043 | 0.0233 | 525.4301 | 0.0018396 | 520.8516 | 0.01991 | 525.4301 | 0.28414 | 525.4301 | 0.87761 | 525.4301 | 0.00065135 | 525.4301 | 0.00078738 | 491.3043 | 1.1014e-05 | 525.4301 | 0.00030298 | 524.8851 | 0.00017354 | 740.4603 | 0.11521 | 524.8851 | -0.00024069 | 739.744 | 5.0004e-05 | 740.4603 | 0.00243 | 520.8516 | 0.41724
| 525.6552 | 0.0019826 | 525.1105 | 0.0026746 | 490.9148 | 0 | 525.6552 | 0.00032725 | 525.1105 | 1.6178e-05 | 518.8616 | 0.00028434 | 525.1105 | 0.00068176 | 491.4207 | 0.02302 | 525.6552 | 0.00041464 | 521.0723 | 0.019676 | 525.6552 | 0.27794 | 525.6552 | 0.86761 | 525.6552 | 0 | 525.6552 | 0 | 491.4207 | 2.2774e-05 | 525.6552 | 0 | 525.1105 | -0.00066776 | 740.6246 | 0.11943 | 525.1105 | -0.0017248 | 739.9083 | 0 | 740.6246 | 0.00262 | 521.0723 | 0.41719
| 525.8804 | 0.0025757 | 525.3359 | 0.0029637 | 491.0286 | 0.0016 | 525.8804 | 0.0004691 | 525.3359 | 0.0011728 | 519.0855 | 0.00047589 | 525.3359 | 0.0020214 | 491.5371 | 0.02289 | 525.8804 | 0.0018136 | 521.2931 | 0.020146 | 525.8804 | 0.27448 | 525.8804 | 0.86139 | 525.8804 | 0.00050229 | 525.8804 | 0.00053838 | 491.5371 | 1.1761e-05 | 525.8804 | 0.00047846 | 525.3359 | 0.00053113 | 740.7889 | 0.1159 | 525.3359 | 0.00088124 | 740.0727 | 6.9993e-05 | 740.7889 | 0.00254 | 521.2931 | 0.42112
| 526.1055 | 0.0025428 | 525.5613 | 0.0028199 | 491.1424 | 0 | 526.1055 | 7.2438e-05 | 525.5613 | 0.00040022 | 519.3093 | 0.00012144 | 525.5613 | 0.00066487 | 491.6535 | 0.02282 | 526.1055 | 0.000601 | 521.5139 | 0.018598 | 526.1055 | 0.27011 | 526.1055 | 0.85889 | 526.1055 | 0 | 526.1055 | 0 | 491.6535 | 2.4169e-05 | 526.1055 | 0 | 525.5613 | -0.0004698 | 740.9532 | 0.11945 | 525.5613 | -0.00053288 | 740.2371 | 0 | 740.9532 | 0.00267 | 521.5139 | 0.4184
| 526.3306 | 0.0025502 | 525.7867 | 0.0030003 | 491.2561 | 0.00182 | 526.3306 | 0.0011866 | 525.7867 | 0.0011285 | 519.5332 | 0.00049335 | 525.7867 | 0.0019289 | 491.7699 | 0.02189 | 526.3306 | 0.0018657 | 521.7346 | 0.019544 | 526.3306 | 0.26599 | 526.3306 | 0.84751 | 526.3306 | 0.0011949 | 526.3306 | 0.00061488 | 491.7699 | 1.2408e-05 | 526.3306 | 0.00028462 | 525.7867 | 0.00121 | 741.1175 | 0.11968 | 525.7867 | 0.00045365 | 740.4015 | 5.0004e-05 | 741.1175 | 0.00249 | 521.7346 | 0.42396
| 526.5558 | 0.0016205 | 526.0121 | 0.0029349 | 491.3699 | 0 | 526.5558 | 0.00047122 | 526.0121 | -2.5667e-06 | 519.7571 | 0.00024614 | 526.0121 | 0.00071381 | 491.8863 | 0.02157 | 526.5558 | 0.00046107 | 521.9554 | 0.017467 | 526.5558 | 0.26066 | 526.5558 | 0.84438 | 526.5558 | 0 | 526.5558 | 6.2752e-05 | 491.8863 | 2.4806e-05 | 526.5558 | 0 | 526.0122 | -0.00074904 | 741.2819 | 0.11998 | 526.0121 | 0.00014146 | 740.5659 | 0 | 741.2819 | 0.00261 | 521.9554 | 0.42509
| 526.7809 | 0.0029947 | 526.2376 | 0.0028073 | 491.4837 | 0.00071094 | 526.7809 | 0.00071653 | 526.2376 | 0.0008462 | 519.981 | 0.00068498 | 526.2376 | 0.0018787 | 492.0027 | 0.02012 | 526.7809 | 0.0016196 | 522.1761 | 0.018382 | 526.7809 | 0.25749 | 526.7809 | 0.83844 | 526.7809 | 0.00034261 | 526.7809 | 0.00045921 | 492.0027 | 1.2408e-05 | 526.7809 | 0.0002691 | 526.2376 | 0.00039288 | 741.4462 | 0.12244 | 526.2376 | 0.00042482 | 740.7303 | 5.0004e-05 | 741.4462 | 0.00248 | 522.1762 | 0.42482
| 527.0061 | 0.0015426 | 526.4631 | 0.0030003 | 491.5975 | 0 | 527.0061 | 1.7285e-05 | 526.4631 | -0.00071759 | 520.2048 | -2.2537e-05 | 526.4631 | 0.00068033 | 492.1191 | 0.02015 | 527.0061 | 0.00066808 | 522.397 | 0.017903 | 527.0061 | 0.25143 | 527.0061 | 0.82552 | 527.0061 | 0 | 527.0061 | 0 | 492.1191 | 2.6091e-05 | 527.0061 | 0 | 526.4631 | -3.403e-05 | 741.6105 | 0.12486 | 526.4631 | -0.00072102 | 740.8947 | 0 | 741.6105 | 0.00269 | 522.397 | 0.42575
| 527.2313 | 0.0026365 | 526.6885 | 0.0030861 | 491.7113 | 0.0013 | 527.2313 | 0.00061569 | 526.6885 | 0.00093122 | 520.4288 | 0.00070552 | 526.6885 | 0.0019612 | 492.2355 | 0.01917 | 527.2313 | 0.0020877 | 522.6177 | 0.018938 | 527.2313 | 0.24686 | 527.2313 | 0.81364 | 527.2313 | 0.00026404 | 527.2313 | 0.00086911 | 492.2355 | 1.3902e-05 | 527.2313 | 0.00052389 | 526.6885 | 0.00037876 | 741.7749 | 0.12622 | 526.6885 | 0.0012247 | 741.0591 | 3.0002e-05 | 741.7749 | 0.00247 | 522.6177 | 0.43034
| 527.4565 | 0.0017322 | 526.914 | 0.0028175 | 491.8251 | 0 | 527.4565 | 8.4485e-05 | 526.914 | 0.00039704 | 520.6527 | 0.0001471 | 526.914 | 0.00066124 | 492.3519 | 0.01905 | 527.4565 | 0.00047091 | 522.8386 | 0.017586 | 527.4565 | 0.24098 | 527.4565 | 0.8036 | 527.4565 | 0 | 527.4565 | 7.392e-05 | 492.3519 | 2.2774e-05 | 527.4565 | 0 | 526.914 | -0.00014432 | 741.9392 | 0.12471 | 526.914 | 0.0015294 | 741.2235 | 0 | 741.9392 | 0.00262 | 522.8386 | 0.43077
| 527.6817 | 0.0031346 | 527.1395 | 0.0028358 | 491.9389 | 0.00146 | 527.6817 | 0.0013745 | 527.1395 | 0.0016911 | 520.8766 | 0.0005504 | 527.1395 | 0.0018835 | 492.4683 | 0.01708 | 527.6817 | 0.0016178 | 523.0594 | 0.017384 | 527.6817 | 0.23754 | 527.6817 | 0.79541 | 527.6817 | 0.00053274 | 527.6817 | 0.00092218 | 492.4683 | 9.3008e-06 | 527.6817 | 0.00065102 | 527.1395 | 0.0005068 | 742.1036 | 0.1278 | 527.1395 | -0.00070529 | 741.3879 | 6.9993e-05 | 742.1036 | 0.00246 | 523.0594 | 0.43314
| 527.9069 | 0.0021233 | 527.365 | 0.0025519 | 492.0526 | 0 | 527.9069 | 0.00066472 | 527.365 | 0.00055787 | 521.1006 | 0.00013283 | 527.365 | 0.0006474 | 492.5847 | 0.01679 | 527.9069 | 0.00086444 | 523.2803 | 0.016826 | 527.9069 | 0.23183 | 527.9069 | 0.7855 | 527.9069 | 0 | 527.9069 | 0 | 492.5847 | 2.2774e-05 | 527.9069 | 0 | 527.365 | -0.00088659 | 742.268 | 0.12877 | 527.365 | -0.0011614 | 741.5523 | 0 | 742.268 | 0.00274 | 523.2803 | 0.43364
| 528.1322 | 0.0031236 | 527.5906 | 0.0027637 | 492.1664 | 0.00102 | 528.1322 | 0.00050652 | 527.5906 | 0.0015132 | 521.3245 | 0.0006728 | 527.5906 | 0.0019571 | 492.7011 | 0.01511 | 528.1322 | 0.0015019 | 523.5011 | 0.016977 | 528.1322 | 0.23008 | 528.1322 | 0.7833 | 528.1322 | 0.00078482 | 528.1322 | 0.00091718 | 492.7011 | 1.3902e-05 | 528.1322 | 0.00037698 | 527.5906 | 0.00069375 | 742.4323 | 0.13185 | 527.5906 | 0.00010774 | 741.7167 | 5.0004e-05 | 742.4323 | 0.00267 | 523.5011 | 0.43152
| 528.3574 | 0.002086 | 527.8161 | 0.0027325 | 492.2802 | 0 | 528.3574 | 0.0004188 | 527.8161 | 0.00030282 | 521.5485 | 0.00022045 | 527.8161 | 0.00072255 | 492.8176 | 0.01499 | 528.3574 | 0.00088581 | 523.722 | 0.014635 | 528.3574 | 0.22627 | 528.3574 | 0.77379 | 528.3574 | 0 | 528.3574 | 0 | 492.8176 | 2.6091e-05 | 528.3574 | 0 | 527.8161 | -0.00061837 | 742.5967 | 0.13144 | 527.8161 | -0.0020252 | 741.8812 | 0 | 742.5967 | 0.00281 | 523.722 | 0.4351
| 528.5827 | 0.0036453 | 528.0417 | 0.0028035 | 492.394 | 0.00067626 | 528.5827 | 0.00051104 | 528.0417 | 0.0014578 | 521.7725 | 0.00038354 | 528.0417 | 0.0018244 | 492.934 | 0.01326 | 528.5827 | 0.001706 | 523.9428 | 0.015596 | 528.5827 | 0.22063 | 528.5827 | 0.76032 | 528.5827 | 0.00062333 | 528.5827 | 0.0010677 | 492.934 | 1.2408e-05 | 528.5827 | 0.00025602 | 528.0417 | 0.00076262 | 742.761 | 0.12995 | 528.0417 | -0.00071466 | 742.0456 | 8.9995e-05 | 742.761 | 0.00257 | 523.9428 | 0.43685
| 528.808 | 0.0022131 | 528.2672 | 0.002854 | 492.5079 | 0 | 528.808 | 1.2718e-05 | 528.2672 | 0.00051937 | 521.9965 | 0.00011692 | 528.2672 | 0.00086721 | 493.0504 | 0.01334 | 528.808 | 0.00038879 | 524.1637 | 0.015149 | 528.808 | 0.21676 | 528.808 | 0.75601 | 528.808 | 0 | 528.808 | 0 | 493.0504 | 2.3741e-05 | 528.808 | 0 | 528.2672 | -0.0009753 | 742.9254 | 0.13226 | 528.2672 | -0.0023086 | 742.2101 | 0 | 742.9254 | 0.00271 | 524.1637 | 0.43503
| 529.0333 | 0.0030332 | 528.4928 | 0.0029023 | 492.6217 | 0.00118 | 529.0333 | 0.00040223 | 528.4928 | 0.0014222 | 522.2205 | 0.00039646 | 528.4928 | 0.0020418 | 493.1669 | 0.01207 | 529.0332 | 0.0017648 | 524.3846 | 0.015673 | 529.0332 | 0.21466 | 529.0333 | 0.7527 | 529.0332 | 0.0007652 | 529.0332 | 0.00072544 | 493.1669 | 1.1332e-05 | 529.0333 | 0.00034632 | 528.4928 | 0.00080994 | 743.0898 | 0.13332 | 528.4928 | -0.00084081 | 742.3745 | 6.9993e-05 | 743.0898 | 0.00259 | 524.3846 | 0.43773
| 529.2585 | 0.002747 | 528.7184 | 0.002639 | 492.7355 | 0 | 529.2585 | 0.00084265 | 528.7184 | -0.00082637 | 522.4445 | 0.0003189 | 528.7184 | 0.00060624 | 493.2833 | 0.0121 | 529.2585 | 0.00050013 | 524.6055 | 0.013963 | 529.2585 | 0.21112 | 529.2585 | 0.74637 | 529.2585 | 0 | 529.2585 | 0 | 493.2833 | 2.1171e-05 | 529.2585 | 0 | 528.7184 | -0.00071395 | 743.2542 | 0.13538 | 528.7184 | -0.0034348 | 742.5389 | 0 | 743.2542 | 0.00278 | 524.6055 | 0.43492
| 529.4839 | 0.0029423 | 528.944 | 0.0030659 | 492.8493 | 0.00166 | 529.4839 | 0.00087307 | 528.944 | 0.0017887 | 522.6685 | 0.00068848 | 528.944 | 0.0019678 | 493.3997 | 0.0111 | 529.4839 | 0.0020664 | 524.8264 | 0.016193 | 529.4839 | 0.20746 | 529.4839 | 0.73623 | 529.4839 | 0.00068347 | 529.4839 | 0.00077927 | 493.3997 | 9.8388e-06 | 529.4839 | 0.00037304 | 528.944 | 0.00083094 | 743.4186 | 0.13563 | 528.944 | 0.0015367 | 742.7034 | 5.0004e-05 | 743.4186 | 0.00266 | 524.8264 | 0.43604
| 529.7092 | 0.0025373 | 529.1696 | 0.00255 | 492.9631 | 0 | 529.7092 | 0.00088457 | 529.1696 | -0.00040484 | 522.8925 | 5.1848e-05 | 529.1696 | 0.0007226 | 493.5162 | 0.01163 | 529.7092 | 0.0006179 | 525.0474 | 0.014069 | 529.7092 | 0.20235 | 529.7092 | 0.7281 | 529.7092 | 0 | 529.7092 | 0 | 493.5162 | 2.4169e-05 | 529.7092 | 0 | 529.1696 | -0.00058726 | 743.583 | 0.14053 | 529.1696 | -0.0012153 | 742.8679 | 0 | 743.583 | 0.00281 | 525.0474 | 0.4363
| 529.9345 | 0.0036871 | 529.3952 | 0.0029908 | 493.0769 | 0.00241 | 529.9345 | 0.00056162 | 529.3952 | 0.00066703 | 523.1165 | 0.00052768 | 529.3952 | 0.0017646 | 493.6326 | 0.01058 | 529.9345 | 0.0016514 | 525.2682 | 0.014111 | 529.9345 | 0.20095 | 529.9345 | 0.71765 | 529.9345 | 0.00063654 | 529.9345 | 0.00057533 | 493.6326 | 1.433e-05 | 529.9345 | 0.00047066 | 529.3952 | 0.00076796 | 743.7474 | 0.14 | 529.3952 | 0.002414 | 743.0323 | 6.9993e-05 | 743.7474 | 0.00264 | 525.2682 | 0.44342
| 530.1599 | 0.0016811 | 529.6209 | 0.0027635 | 493.1907 | 0 | 530.1599 | -0.00021593 | 529.6209 | 0.00040251 | 523.3406 | 7.8709e-05 | 529.6209 | 0.00080988 | 493.7491 | 0.01075 | 530.1599 | 0.00022636 | 525.4892 | 0.014163 | 530.1599 | 0.19454 | 530.1599 | 0.70987 | 530.1599 | 0 | 530.1599 | 0 | 493.7491 | 2.6091e-05 | 530.1599 | 0 | 529.6209 | -0.00021852 | 743.9118 | 0.14149 | 529.6209 | -0.0016866 | 743.1968 | 0 | 743.9118 | 0.00276 | 525.4892 | 0.44381
| 530.3853 | 0.0027483 | 529.8465 | 0.002635 | 493.3046 | 0.00172 | 530.3853 | 0.0013315 | 529.8465 | 0.00062022 | 523.5646 | 0.00057313 | 529.8465 | 0.0017532 | 493.8655 | 0.00964 | 530.3852 | 0.002077 | 525.7101 | 0.014299 | 530.3852 | 0.19424 | 530.3853 | 0.70557 | 530.3852 | 0.00072911 | 530.3852 | 0.00063147 | 493.8655 | 1.1761e-05 | 530.3853 | 0.00017947 | 529.8465 | 0.00069757 | 744.0762 | 0.14143 | 529.8465 | 0.0012651 | 743.3613 | 3.0002e-05 | 744.0762 | 0.00258 | 525.7101 | 0.44441
| 530.6106 | 0.0013625 | 530.0722 | 0.0027437 | 493.4184 | 0 | 530.6106 | 0.00021466 | 530.0722 | -0.00065399 | 523.7887 | 0.00016464 | 530.0722 | 0.00074358 | 493.982 | 0.01009 | 530.6106 | 0 | 525.9312 | 0.014067 | 530.6106 | 0.19054 | 530.6106 | 0.70198 | 530.6106 | 0 | 530.6106 | 0 | 493.982 | 2.2236e-05 | 530.6106 | 0 | 530.0722 | -0.00105 | 744.2406 | 0.14278 | 530.0722 | -0.00021844 | 743.5257 | 0 | 744.2406 | 0.00269 | 525.9312 | 0.45153
| 530.836 | 0.0028677 | 530.2979 | 0.0027633 | 493.5322 | 0.00102 | 530.836 | 0.00048531 | 530.2979 | 0.0015486 | 524.0128 | 0.00059904 | 530.2979 | 0.0017701 | 494.0985 | 0.00872 | 530.836 | 0.0020211 | 526.1521 | 0.01484 | 530.836 | 0.18904 | 530.836 | 0.69721 | 530.836 | 0.00085714 | 530.836 | 0.00073199 | 494.0985 | 1.0695e-05 | 530.836 | 0.00049324 | 530.2979 | 0.00072641 | 744.405 | 0.14517 | 530.2979 | 0.0012691 | 743.6902 | 6.9993e-05 | 744.405 | 0.00253 | 526.1521 | 0.44936
| 531.0614 | 0.0025045 | 530.5236 | 0.0026813 | 493.6461 | 0 | 531.0614 | 0.0005766 | 530.5236 | 0.00021929 | 524.2369 | 7.4649e-05 | 530.5236 | 0.00079041 | 494.2149 | 0.00871 | 531.0614 | 0.00059344 | 526.3731 | 0.013078 | 531.0614 | 0.18284 | 531.0614 | 0.68252 | 531.0614 | 0 | 531.0614 | 0 | 494.2149 | 2.3741e-05 | 531.0614 | 0 | 530.5236 | -0.00013513 | 744.5695 | 0.14596 | 530.5236 | -0.00069547 | 743.8547 | 0 | 744.5695 | 0.00272 | 526.3731 | 0.44891
| 531.2868 | 0.0025898 | 530.7493 | 0.0029645 | 493.7599 | 0.00227 | 531.2868 | 0.0016581 | 530.7493 | 0.0020929 | 524.461 | 0.00041831 | 530.7493 | 0.0017967 | 494.3314 | 0.00748 | 531.2868 | 0.0018283 | 526.5941 | 0.013499 | 531.2868 | 0.18183 | 531.2868 | 0.67721 | 531.2868 | 0.0011653 | 531.2868 | 0.0010396 | 494.3314 | 1.3254e-05 | 531.2868 | 0.0003253 | 530.7493 | 0.00097017 | 744.7339 | 0.14667 | 530.7493 | 0.00063423 | 744.0192 | 6.9993e-05 | 744.7339 | 0.00259 | 526.5941 | 0.44837
| 531.5122 | 0.0017934 | 530.975 | 0.0023629 | 493.8738 | 0 | 531.5122 | 0.0004892 | 530.975 | 0.00051694 | 524.6851 | 0.00017108 | 530.975 | 0.00045815 | 494.4479 | 0.00809 | 531.5122 | 0.00068033 | 526.8151 | 0.013932 | 531.5122 | 0.17615 | 531.5122 | 0.66787 | 531.5122 | 0 | 531.5122 | 0 | 494.4479 | 2.4169e-05 | 531.5122 | 0 | 530.975 | -0.00021414 | 744.8984 | 0.15023 | 530.975 | -0.00048371 | 744.1837 | 0 | 744.8984 | 0.00279 | 526.8151 | 0.4445
| 531.7377 | 0.0029737 | 531.2007 | 0.0029421 | 493.9876 | 0.00113 | 531.7377 | 0.00068915 | 531.2007 | 0.0015771 | 524.9092 | 0.00069691 | 531.2007 | 0.0018594 | 494.5644 | 0.00706 | 531.7377 | 0.0016272 | 527.0361 | 0.014507 | 531.7377 | 0.17477 | 531.7377 | 0.66067 | 531.7377 | 0.00070995 | 531.7377 | 0.0010876 | 494.5644 | 1.1332e-05 | 531.7377 | 0.00085211 | 531.2007 | 0.00097009 | 745.0628 | 0.15611 | 531.2007 | 0.00098725 | 744.3482 | 5.0004e-05 | 745.0628 | 0.00264 | 527.0361 | 0.44631
| 531.9631 | 0.0028338 | 531.4264 | 0.0023671 | 494.1014 | 0 | 531.9631 | -0.00020764 | 531.4264 | -0.00018867 | 525.1334 | 0.00010833 | 531.4264 | 0.00063403 | 494.6809 | 0.00728 | 531.9631 | 0 | 527.2571 | 0.010664 | 531.9631 | 0.16939 | 531.9631 | 0.65052 | 531.9631 | 0 | 531.9631 | 0 | 494.6809 | 2.2456e-05 | 531.9631 | 0 | 531.4264 | -0.00092081 | 745.2272 | 0.15471 | 531.4264 | -0.0019519 | 744.5127 | 0 | 745.2272 | 0.00286 | 527.2571 | 0.44573
| 532.1885 | 0.0030461 | 531.6522 | 0.0027095 | 494.2153 | 0.00065893 | 532.1885 | 0.00098731 | 531.6522 | 0.0012375 | 525.3575 | 0.00058746 | 531.6522 | 0.0019307 | 494.7974 | 0.00601 | 532.1886 | 0.0016119 | 527.4782 | 0.012114 | 532.1886 | 0.16712 | 532.1885 | 0.64076 | 532.1886 | 0.00077246 | 532.1886 | 0.00085854 | 494.7974 | 1.1332e-05 | 532.1885 | 0.00036689 | 531.6522 | 0.00046656 | 745.3917 | 0.15829 | 531.6522 | -0.00029328 | 744.6772 | 6.9993e-05 | 745.3917 | 0.00264 | 527.4782 | 0.45031
| 532.414 | 0.0021075 | 531.878 | 0.0020652 | 494.3292 | 0 | 532.414 | 0.00066229 | 531.878 | -0.00060602 | 525.5817 | 9.1719e-05 | 531.878 | 0.00080421 | 494.9139 | 0.00643 | 532.414 | 0.0008673 | 527.6992 | 0.011952 | 532.414 | 0.16193 | 532.414 | 0.62785 | 532.414 | 0 | 532.414 | 0 | 494.9139 | 2.4806e-05 | 532.414 | 0 | 531.878 | -0.00083686 | 745.5561 | 0.15427 | 531.878 | -0.0031178 | 744.8417 | 0 | 745.5561 | 0.00283 | 527.6992 | 0.45298
| 532.6395 | 0.0023194 | 532.1037 | 0.0028037 | 494.443 | 0.00097105 | 532.6395 | 0.00068862 | 532.1037 | 0.0011019 | 525.8058 | 0.00040907 | 532.1037 | 0.0019258 | 495.0304 | 0.00542 | 532.6395 | 0.0018331 | 527.9203 | 0.012489 | 532.6395 | 0.16091 | 532.6395 | 0.62085 | 532.6395 | 0.0011212 | 532.6395 | 0.00077181 | 495.0304 | 1.3682e-05 | 532.6395 | 0.00066143 | 532.1037 | 0.00053366 | 745.7206 | 0.15805 | 532.1037 | 0.0025434 | 745.0063 | 8.9995e-05 | 745.7206 | 0.00273 | 527.9203 | 0.4544
| 532.865 | 0.0022486 | 532.3295 | 0.0024972 | 494.5569 | 0 | 532.865 | 0.00025232 | 532.3295 | 0.00012854 | 526.03 | 0.00016208 | 532.3295 | 0.00064253 | 495.1469 | 0.00567 | 532.865 | 0.00063723 | 528.1414 | 0.011179 | 532.865 | 0.15546 | 532.865 | 0.61109 | 532.865 | 0 | 532.865 | 0 | 495.1469 | 2.8012e-05 | 532.865 | 0 | 532.3295 | -0.00072415 | 745.8851 | 0.16041 | 532.3295 | -0.0011273 | 745.1708 | 0 | 745.8851 | 0.00288 | 528.1414 | 0.45403
| 533.0905 | 0.0033122 | 532.5553 | 0.0026899 | 494.6707 | 0.00199 | 533.0905 | 0.0008158 | 532.5553 | 0.0011791 | 526.2542 | 0.00053065 | 532.5553 | 0.0016733 | 495.2634 | 0.00454 | 533.0905 | 0.0017386 | 528.3624 | 0.013339 | 533.0905 | 0.15437 | 533.0905 | 0.6053 | 533.0905 | 0.00059531 | 533.0905 | 0.0012663 | 495.2634 | 1.433e-05 | 533.0905 | 0.00041474 | 532.5553 | 0.0004038 | 746.0495 | 0.16156 | 532.5553 | 0.0015227 | 745.3353 | 5.0004e-05 | 746.0495 | 0.00267 | 528.3624 | 0.45317
| 533.316 | 0.0021774 | 532.7812 | 0.0025309 | 494.7846 | 0 | 533.316 | 0.00036309 | 532.7812 | -0.00022927 | 526.4785 | 0.00010436 | 532.7812 | 0.00068215 | 495.3799 | 0.00483 | 533.316 | 0.00014776 | 528.5836 | 0.010971 | 533.316 | 0.14923 | 533.316 | 0.59412 | 533.316 | 0 | 533.316 | 0 | 495.3799 | 2.4806e-05 | 533.316 | 0 | 532.7812 | -0.00056289 | 746.214 | 0.16287 | 532.7812 | -0.00029421 | 745.4999 | 0 | 746.214 | 0.00276 | 528.5836 | 0.4609
| 533.5416 | 0.0025866 | 533.007 | 0.0025995 | 494.8985 | 0.00198 | 533.5416 | 0.0010092 | 533.007 | 0.0015469 | 526.7026 | 0.00058141 | 533.007 | 0.0017925 | 495.4964 | 0.00392 | 533.5416 | 0.0015378 | 528.8046 | 0.011274 | 533.5416 | 0.14793 | 533.5416 | 0.58474 | 533.5416 | 0.00091608 | 533.5416 | 0.0011246 | 495.4964 | 1.0476e-05 | 533.5416 | 0.00041189 | 533.007 | 0.00060016 | 746.3785 | 0.16805 | 533.007 | 0.001306 | 745.6644 | 6.9993e-05 | 746.3785 | 0.00259 | 528.8046 | 0.46044
| 533.7672 | 0.0022529 | 533.2328 | 0.0025997 | 495.0124 | 0 | 533.7672 | 0.00020419 | 533.2328 | -0.00057667 | 526.9269 | 7.6273e-05 | 533.2328 | 0.00064371 | 495.6129 | 0.0042 | 533.7671 | 0.00062608 | 529.0258 | 0.010775 | 533.7671 | 0.14229 | 533.7672 | 0.57304 | 533.7671 | 0 | 533.7671 | 0 | 495.6129 | 2.3521e-05 | 533.7672 | 0 | 533.2328 | -0.00020098 | 746.543 | 0.16864 | 533.2328 | -0.0022145 | 745.8289 | 0 | 746.543 | 0.00285 | 529.0258 | 0.45795
| 533.9927 | 0.0031167 | 533.4587 | 0.0024936 | 495.1262 | 0.00019074 | 533.9927 | 0.0018258 | 533.4587 | 0.00094085 | 527.1511 | 0.00050571 | 533.4587 | 0.0017193 | 495.7294 | 0.00325 | 533.9927 | 0.001511 | 529.2469 | 0.01191 | 533.9927 | 0.1413 | 533.9927 | 0.56552 | 533.9927 | 0.0009032 | 533.9927 | 0.00081534 | 495.7294 | 1.3045e-05 | 533.9927 | 0.00051291 | 533.4587 | 0.00034615 | 746.7075 | 0.169 | 533.4587 | 0.0019544 | 745.9935 | 6.9993e-05 | 746.7075 | 0.0027 | 529.2469 | 0.45969
| 534.2183 | 0.0019389 | 533.6845 | 0.0024001 | 495.2401 | 0 | 534.2183 | 0.00045668 | 533.6845 | 0.0004974 | 527.3754 | 0.00020176 | 533.6845 | 0.00055533 | 495.846 | 0.00349 | 534.2182 | 7.5922e-05 | 529.468 | 0.0096441 | 534.2182 | 0.13702 | 534.2183 | 0.55404 | 534.2182 | 0 | 534.2182 | 0 | 495.846 | 2.8012e-05 | 534.2183 | 0 | 533.6845 | -4.2797e-05 | 746.872 | 0.17129 | 533.6845 | -0.00071769 | 746.1581 | 0 | 746.872 | 0.00285 | 529.468 | 0.46471
| 534.4438 | 0.0032202 | 533.9104 | 0.0027637 | 495.354 | 0.00091902 | 534.4438 | 0.0015267 | 533.9104 | 0.0014206 | 527.5996 | 0.00052381 | 533.9104 | 0.0016898 | 495.9625 | 0.00264 | 534.4438 | 0.0015882 | 529.6891 | 0.01062 | 534.4438 | 0.13562 | 534.4438 | 0.54747 | 534.4438 | 0.00091437 | 534.4438 | 0.00063357 | 495.9625 | 1.4967e-05 | 534.4438 | 0.00034021 | 533.9104 | 0.00084442 | 747.0365 | 0.16981 | 533.9104 | 0.00034816 | 746.3226 | 6.9993e-05 | 747.0365 | 0.00269 | 529.6892 | 0.46767
| 534.6694 | 0.0016163 | 534.1363 | 0.0023899 | 495.4679 | 0 | 534.6694 | 0.00031837 | 534.1363 | -0.00024438 | 527.8239 | 8.3066e-05 | 534.1363 | 0.00056211 | 496.079 | 0.00287 | 534.6694 | 0.00030039 | 529.9103 | 0.010768 | 534.6694 | 0.13045 | 534.6694 | 0.5381 | 534.6694 | 2.6128e-05 | 534.6694 | 0 | 496.079 | 2.6837e-05 | 534.6694 | 0 | 534.1363 | -0.00058361 | 747.201 | 0.17421 | 534.1363 | -0.0019446 | 746.4872 | 0 | 747.201 | 0.0028 | 529.9103 | 0.46965
| 534.895 | 0.0036332 | 534.3622 | 0.0025403 | 495.5818 | 0.00146 | 534.895 | 0.00053246 | 534.3622 | 0.00078604 | 528.0482 | 0.00049615 | 534.3622 | 0.0017884 | 496.1956 | 0.00192 | 534.895 | 0.0015684 | 530.1315 | 0.0094 | 534.895 | 0.12905 | 534.895 | 0.53018 | 534.895 | 0.00053988 | 534.895 | 0.00088108 | 496.1956 | 1.187e-05 | 534.895 | 0.00040971 | 534.3622 | 0.00069532 | 747.3655 | 0.17431 | 534.3622 | 2.0977e-05 | 746.6517 | 8.9995e-05 | 747.3655 | 0.00267 | 530.1315 | 0.47134
| 535.1207 | 0.0023423 | 534.5881 | 0.0023354 | 495.6957 | 0 | 535.1207 | -0.00043972 | 534.5881 | -6.0596e-05 | 528.2725 | -8.3311e-05 | 534.5881 | 0.00059264 | 496.3121 | 0.00212 | 535.1207 | 0.00027534 | 530.3527 | 0.0082092 | 535.1207 | 0.1254 | 535.1207 | 0.5231 | 535.1207 | 0 | 535.1207 | 0 | 496.3121 | 2.4268e-05 | 535.1207 | 0 | 534.5882 | -0.00050373 | 747.53 | 0.17509 | 534.5881 | -0.00098878 | 746.8163 | 0 | 747.53 | 0.00282 | 530.3527 | 0.47323
| 535.3463 | 0.002731 | 534.8141 | 0.0025737 | 495.8096 | 0.00123 | 535.3463 | 0.00064823 | 534.8141 | 0.0012566 | 528.4968 | 0.00046404 | 534.8141 | 0.0017575 | 496.4286 | 0.00123 | 535.3463 | 0.0015077 | 530.5739 | 0.0087973 | 535.3463 | 0.12527 | 535.3463 | 0.5167 | 535.3463 | 0.00094441 | 535.3463 | 0.00065252 | 496.4286 | 1.2408e-05 | 535.3463 | 0.00049719 | 534.8141 | 0.0008536 | 747.6945 | 0.17883 | 534.8141 | -0.001526 | 746.9809 | 0.00011 | 747.6945 | 0.00268 | 530.5738 | 0.47744
| 535.5719 | 0.0022115 | 535.04 | 0.0023667 | 495.9235 | 0 | 535.5719 | 0.00080666 | 535.04 | -0.00032891 | 528.7211 | 0.00021135 | 535.04 | 0.00052781 | 496.5452 | 0.00156 | 535.5719 | 0.00037611 | 530.795 | 0.0087067 | 535.5719 | 0.1226 | 535.5719 | 0.5122 | 535.5719 | 0 | 535.5719 | 0 | 496.5452 | 2.4806e-05 | 535.5719 | 0 | 535.04 | -0.00069248 | 747.859 | 0.1853 | 535.04 | -0.00042662 | 747.1455 | 0 | 747.859 | 0.00286 | 530.795 | 0.47683
| 535.7976 | 0.002053 | 535.266 | 0.0025284 | 496.0374 | 0.00137 | 535.7976 | 0.0011434 | 535.266 | 0.0010362 | 528.9454 | 0.00060634 | 535.266 | 0.001651 | 496.6617 | 0.00098505 | 535.7976 | 0.0011431 | 531.0162 | 0.011193 | 535.7976 | 0.12047 | 535.7976 | 0.5064 | 535.7976 | 0.0011905 | 535.7976 | 0.00044448 | 496.6617 | 1.2408e-05 | 535.7976 | 0.00051562 | 535.266 | 0.00089273 | 748.0236 | 0.18571 | 535.266 | -0.00041752 | 747.3101 | 8.9995e-05 | 748.0236 | 0.00269 | 531.0162 | 0.47479
| 536.0233 | 0.0018799 | 535.4919 | 0.0024037 | 496.1513 | 0 | 536.0233 | 0.00037138 | 535.4919 | 8.5875e-06 | 529.1697 | 0.00029564 | 535.4919 | 0.00059882 | 496.7783 | 0.00147 | 536.0233 | 0 | 531.2375 | 0.0092773 | 536.0233 | 0.1182 | 536.0233 | 0.50196 | 536.0233 | 0 | 536.0233 | 0 | 496.7783 | 2.5454e-05 | 536.0232 | 0 | 535.4919 | -0.00027973 | 748.1881 | 0.18567 | 535.4919 | 8.6632e-05 | 747.4747 | 0 | 748.1881 | 0.00292 | 531.2375 | 0.47612
| 536.2489 | 0.0036884 | 535.7179 | 0.0025084 | 496.2652 | 0.00184 | 536.2489 | 0.0011628 | 535.7179 | 0.00099979 | 529.394 | 0.00058662 | 535.7179 | 0.0016605 | 496.8949 | 0.00085045 | 536.2489 | 0.0015165 | 531.4587 | 0.0095347 | 536.2489 | 0.118 | 536.2489 | 0.49742 | 536.2489 | 0.0011474 | 536.2489 | 0.00086872 | 496.8949 | 1.3045e-05 | 536.2489 | 0.00047578 | 535.7179 | 0.00040602 | 748.3526 | 0.18637 | 535.7179 | 0.0019841 | 747.6393 | 8.9995e-05 | 748.3526 | 0.00275 | 531.4587 | 0.47933
| 536.4746 | 0.0018273 | 535.9439 | 0.0023836 | 496.3791 | 0 | 536.4746 | 0.0003103 | 535.9439 | 0.00029145 | 529.6184 | 0.00021252 | 535.9439 | 0.00056417 | 497.0114 | 0.00103 | 536.4746 | 0.00031479 | 531.6799 | 0.0086096 | 536.4746 | 0.11467 | 536.4746 | 0.49133 | 536.4746 | 0.00014737 | 536.4746 | 0 | 497.0114 | 2.7375e-05 | 536.4746 | 0 | 535.9439 | -0.00020954 | 748.5172 | 0.1905 | 535.9439 | 0.00042286 | 747.8039 | 0 | 748.5172 | 0.00289 | 531.6799 | 0.47823
| 536.7003 | 0.002546 | 536.1699 | 0.0026477 | 496.493 | 0.00158 | 536.7003 | 0.00078553 | 536.1699 | 0.0016525 | 529.8428 | 0.00058261 | 536.1699 | 0.0017794 | 497.128 | 0.00041193 | 536.7003 | 0.001336 | 531.9012 | 0.0091959 | 536.7003 | 0.11345 | 536.7003 | 0.48401 | 536.7003 | 0.0013194 | 536.7003 | 0.00094101 | 497.128 | 1.433e-05 | 536.7003 | 0.00047957 | 536.1699 | 0.00096506 | 748.6817 | 0.18935 | 536.1699 | 0.0018022 | 747.9685 | 6.9993e-05 | 748.6817 | 0.00271 | 531.9012 | 0.48158
| 536.926 | 0.0024494 | 536.3959 | 0.0023617 | 496.6069 | 0 | 536.926 | -4.5591e-05 | 536.3959 | -0.00050097 | 530.0672 | 0.00021946 | 536.3959 | 0.00050897 | 497.2446 | 0.00063458 | 536.926 | 0.00052754 | 532.1225 | 0.0087538 | 536.926 | 0.10974 | 536.926 | 0.4763 | 536.926 | 0 | 536.926 | 0 | 497.2446 | 2.5454e-05 | 536.926 | 0 | 536.3959 | -0.00040039 | 748.8463 | 0.19293 | 536.3959 | -0.0010127 | 748.1331 | 0 | 748.8463 | 0.00294 | 532.1225 | 0.47916
| 537.1518 | 0.0029669 | 536.622 | 0.0025488 | 496.7208 | 0.00215 | 537.1518 | 0.0011302 | 536.622 | 0.0011031 | 530.2916 | 0.00055783 | 536.622 | 0.0015655 | 497.3611 | 0.00023901 | 537.1518 | 0.001741 | 532.3438 | 0.0091728 | 537.1518 | 0.1093 | 537.1518 | 0.4717 | 537.1518 | 0.0011663 | 537.1518 | 0.00094299 | 497.3611 | 1.1124e-05 | 537.1518 | 0.00037944 | 536.622 | 0.00073889 | 749.0108 | 0.19332 | 536.622 | 0.0012451 | 748.2977 | 3.0002e-05 | 749.0108 | 0.00278 | 532.3438 | 0.48146
| 537.3775 | 0.0020406 | 536.848 | 0.0025716 | 496.8348 | 0 | 537.3775 | 0.00026494 | 536.848 | 0.00058834 | 530.5159 | 2.3831e-05 | 536.848 | 0.00058209 | 497.4777 | 0.00031896 | 537.3775 | 0 | 532.565 | 0.0072191 | 537.3775 | 0.107 | 537.3775 | 0.46676 | 537.3775 | 0.00052105 | 537.3775 | 0 | 497.4777 | 2.3093e-05 | 537.3775 | 0 | 536.848 | -0.00060145 | 749.1754 | 0.19163 | 536.848 | 0.00019456 | 748.4623 | 0 | 749.1754 | 0.00296 | 532.565 | 0.47872
| 537.6033 | 0.0029076 | 537.0741 | 0.0024826 | 496.9487 | 0.00206 | 537.6033 | 0.0013624 | 537.0741 | 0.00079382 | 530.7404 | 0.00074975 | 537.0741 | 0.0015707 | 497.5943 | 8.7122e-05 | 537.6033 | 0.0013819 | 532.7863 | 0.0085615 | 537.6033 | 0.10692 | 537.6033 | 0.46508 | 537.6033 | 0.0011031 | 537.6033 | 0.00083219 | 497.5943 | 1.198e-05 | 537.6033 | 0.00031593 | 537.0741 | 0.00037485 | 749.34 | 0.19998 | 537.0741 | 0.0012131 | 748.627 | 6.9993e-05 | 749.34 | 0.00269 | 532.7863 | 0.48187
| 537.829 | 0.0022312 | 537.3001 | 0.0022507 | 497.0626 | 0 | 537.829 | 0.00026001 | 537.3001 | -0.00046425 | 530.9648 | 0.00022009 | 537.3001 | 0.00064736 | 497.7109 | 0.00014912 | 537.829 | 0.00010177 | 533.0076 | 0.0079173 | 537.829 | 0.10359 | 537.829 | 0.45878 | 537.829 | 0 | 537.829 | 0 | 497.7109 | 2.5025e-05 | 537.829 | 0 | 537.3001 | -0.00052443 | 749.5045 | 0.19525 | 537.3001 | -0.00022658 | 748.7916 | 0 | 749.5045 | 0.0029 | 533.0076 | 0.48214
| 538.0548 | 0.0031978 | 537.5262 | 0.0024288 | 497.1766 | 0.00189 | 538.0548 | 0.001424 | 537.5262 | 0.0011114 | 531.1892 | 0.00046282 | 537.5262 | 0.0016908 | 497.8275 | 6.2244e-05 | 538.0548 | 0.0017759 | 533.2289 | 0.0094186 | 538.0548 | 0.10333 | 538.0548 | 0.45376 | 538.0548 | 0.0012698 | 538.0548 | 0.0010514 | 497.8275 | 1.3045e-05 | 538.0548 | 0.00059738 | 537.5262 | 4.5121e-05 | 749.6691 | 0.20151 | 537.5262 | -0.00027656 | 748.9562 | 6.9993e-05 | 749.6691 | 0.00268 | 533.2289 | 0.48429
| 538.2806 | 0.0016505 | 537.7523 | 0.0023334 | 497.2905 | 0 | 538.2806 | 0.0010594 | 537.7523 | -0.00029171 | 531.4136 | 0.00015153 | 537.7523 | 0.00063706 | 497.9441 | 6.9447e-05 | 538.2806 | 0.00034553 | 533.4503 | 0.0075152 | 538.2806 | 0.10081 | 538.2806 | 0.44886 | 538.2806 | 3.156e-06 | 538.2806 | 0 | 497.9441 | 2.6727e-05 | 538.2806 | 0 | 537.7523 | -0.00077661 | 749.8337 | 0.2068 | 537.7523 | 0.00044803 | 749.1209 | 0 | 749.8337 | 0.00291 | 533.4503 | 0.47621
| 538.5064 | 0.002756 | 537.9784 | 0.0024151 | 497.4044 | 0.00177 | 538.5064 | 0.00096053 | 537.9784 | 0.001135 | 531.6381 | 0.00050926 | 537.9784 | 0.0017092 | 498.0607 | 7.2023e-06 | 538.5064 | 0.0016352 | 533.6716 | 0.0093813 | 538.5064 | 0.099551 | 538.5064 | 0.44377 | 538.5064 | 0.0012154 | 538.5064 | 0.00053609 | 498.0607 | 1.3682e-05 | 538.5064 | 0.00053259 | 537.9784 | 0.00069551 | 749.9983 | 0.20777 | 537.9784 | 0.0020076 | 749.2855 | 3.0002e-05 | 749.9983 | 0.00271 | 533.6716 | 0.48201
| 538.7322 | 0.0022895 | 538.2045 | 0.0024438 | 497.5184 | 0 | 538.7322 | -6.4593e-05 | 538.2045 | 0.00052553 | 531.8626 | 0.00018044 | 538.2045 | 0.00071814 | 498.1773 | 1.4293e-05 | 538.7322 | 0.00071429 | 533.8929 | 0.0067941 | 538.7322 | 0.09802 | 538.7322 | 0.4388 | 538.7322 | 0.00031916 | 538.7322 | 0 | 498.1773 | 2.8012e-05 | 538.7322 | 0 | 538.2045 | -3.6663e-05 | 750.1629 | 0.21028 | 538.2045 | -0.0010328 | 749.4502 | 0 | 750.1629 | 0.00293 | 533.8929 | 0.48271
| 538.9581 | 0.0027177 | 538.4307 | 0.0021523 | 497.6323 | 0.00083232 | 538.9581 | 0.00097206 | 538.4307 | 0.0011744 | 532.087 | 0.00069596 | 538.4307 | 0.0016614 | 498.2939 | 7.0903e-06 | 538.9581 | 0.0013533 | 534.1143 | 0.0075699 | 538.9581 | 0.096675 | 538.9581 | 0.43362 | 538.9581 | 0.0013297 | 538.9581 | 0.00087253 | 498.2939 | 1.433e-05 | 538.9581 | 0.00026568 | 538.4307 | 0.00029391 | 750.3275 | 0.20811 | 538.4307 | 0.00012729 | 749.6148 | 3.0002e-05 | 750.3275 | 0.00275 | 534.1143 | 0.4832
| 539.1839 | 0.0017213 | 538.6568 | 0.0022769 | 497.7463 | 0 | 539.1839 | -5.7637e-05 | 538.6568 | 0.00041103 | 532.3115 | 9.1504e-05 | 538.6568 | 0.00060784 | 498.4105 | 1.3307e-05 | 539.1839 | 0.00033196 | 534.3357 | 0.0072077 | 539.1839 | 0.09521 | 539.1839 | 0.43216 | 539.1839 | 0.00035275 | 539.1839 | 0 | 498.4105 | 2.7375e-05 | 539.1839 | 0 | 538.6568 | -0.00037287 | 750.4921 | 0.21441 | 538.6568 | 0.00024945 | 749.7795 | 0 | 750.4921 | 0.00291 | 534.3357 | 0.48129
| 539.4097 | 0.002863 | 538.883 | 0.0024231 | 497.8602 | 0.00234 | 539.4097 | 0.0011081 | 538.883 | 0.00094828 | 532.536 | 0.00047201 | 538.883 | 0.001505 | 498.5271 | 6.2278e-06 | 539.4097 | 0.0016378 | 534.5571 | 0.008132 | 539.4097 | 0.094502 | 539.4097 | 0.4266 | 539.4097 | 0.0015716 | 539.4097 | 0.00061109 | 498.5271 | 1.3254e-05 | 539.4097 | 0.00052493 | 538.883 | 0.00059616 | 750.6567 | 0.21555 | 538.883 | 0.0014738 | 749.9441 | 6.9993e-05 | 750.6567 | 0.00272 | 534.5571 | 0.48571
| 539.6356 | 0.0024026 | 539.1091 | 0.002201 | 497.9742 | 0 | 539.6356 | -4.4522e-05 | 539.1091 | 0.00069157 | 532.7606 | 0.00023596 | 539.1091 | 0.00059536 | 498.6437 | 1.1369e-05 | 539.6356 | 0.00027409 | 534.7784 | 0.0068807 | 539.6356 | 0.09169 | 539.6356 | 0.41886 | 539.6356 | 0.00044379 | 539.6356 | 0 | 498.6437 | 2.7584e-05 | 539.6356 | 0 | 539.1091 | -0.00017898 | 750.8213 | 0.2184 | 539.1091 | -0.001652 | 750.1088 | 0 | 750.8213 | 0.00296 | 534.7784 | 0.48369
| 539.8615 | 0.0027246 | 539.3353 | 0.0020017 | 498.0881 | 0.00182 | 539.8615 | 0.0014891 | 539.3353 | 0.0011931 | 532.985 | 0.00041308 | 539.3353 | 0.0015468 | 498.7603 | 5.1413e-06 | 539.8615 | 0.001409 | 534.9998 | 0.0074337 | 539.8615 | 0.091732 | 539.8615 | 0.41452 | 539.8615 | 0.0013688 | 539.8615 | 0.00050727 | 498.7603 | 1.4539e-05 | 539.8615 | 0.00054409 | 539.3353 | 0.00074102 | 750.9859 | 0.214 | 539.3353 | -0.00092622 | 750.2735 | 3.0002e-05 | 750.9859 | 0.00279 | 534.9998 | 0.4819
| 540.0873 | 0.0029058 | 539.5615 | 0.002149 | 498.2021 | 0 | 540.0873 | 0.00015309 | 539.5615 | 0.00027042 | 533.2096 | 7.9865e-05 | 539.5615 | 0.00062391 | 498.8769 | 9.7337e-06 | 540.0874 | 0.00036477 | 535.2213 | 0.0068379 | 540.0874 | 0.088693 | 540.0873 | 0.40884 | 540.0874 | 0.00049894 | 540.0874 | 0 | 498.8769 | 2.5454e-05 | 540.0873 | 0 | 539.5615 | -0.00041715 | 751.1505 | 0.22287 | 539.5615 | 0.00027838 | 750.4382 | 0 | 751.1505 | 0.00301 | 535.2213 | 0.48628
| 540.3133 | 0.0029933 | 539.7877 | 0.0024527 | 498.3161 | 0.00052021 | 540.3133 | 0.00093372 | 539.7877 | 0.0015937 | 533.4341 | 0.00053443 | 539.7877 | 0.0015261 | 498.9936 | 4.5924e-06 | 540.3133 | 0.0014533 | 535.4427 | 0.007639 | 540.3133 | 0.088509 | 540.3133 | 0.40513 | 540.3133 | 0.001567 | 540.3133 | 0.00092066 | 498.9936 | 1.1124e-05 | 540.3133 | 0.00052904 | 539.7877 | 0.00065584 | 751.3151 | 0.22319 | 539.7877 | 0.0003082 | 750.6028 | 5.0004e-05 | 751.3151 | 0.00283 | 535.4427 | 0.4861
| 540.5392 | 0.00238 | 540.0139 | 0.0021887 | 498.43 | 0 | 540.5392 | -9.556e-05 | 540.0139 | 0.0002465 | 533.6587 | 0.00025825 | 540.0139 | 0.00055779 | 499.1102 | 9.4201e-06 | 540.5392 | 0.00033071 | 535.6641 | 0.0053909 | 540.5392 | 0.085686 | 540.5392 | 0.39909 | 540.5392 | 0.00073502 | 540.5392 | 0 | 499.1102 | 2.3521e-05 | 540.5392 | 0 | 540.0139 | -0.00046788 | 751.4798 | 0.22651 | 540.0139 | -0.00057447 | 750.7675 | 0 | 751.4798 | 0.00304 | 535.6641 | 0.48466
| 540.7651 | 0.0030923 | 540.2402 | 0.0020806 | 498.544 | 0.00102 | 540.7651 | 0.0015076 | 540.2402 | 0.00053878 | 533.8832 | 0.00055215 | 540.2402 | 0.0014415 | 499.2268 | 4.8277e-06 | 540.7651 | 0.0014941 | 535.8856 | 0.0073758 | 540.7651 | 0.084636 | 540.7651 | 0.39347 | 540.7651 | 0.0014141 | 540.7651 | 0.00078811 | 499.2268 | 1.2617e-05 | 540.7651 | 0.00043758 | 540.2402 | 0.00058854 | 751.6444 | 0.22497 | 540.2402 | 0.0014089 | 750.9322 | 5.0004e-05 | 751.6444 | 0.00282 | 535.8856 | 0.48465
| 540.991 | 0.0017883 | 540.4664 | 0.0022567 | 498.658 | 0 | 540.991 | 0.0011618 | 540.4664 | 3.0588e-05 | 534.1078 | 0.00010744 | 540.4664 | 0.00065435 | 499.3435 | 8.6808e-06 | 540.991 | 0.00044804 | 536.107 | 0.0061074 | 540.991 | 0.082631 | 540.991 | 0.38753 | 540.991 | 0.00045159 | 540.991 | 0 | 499.3435 | 2.5025e-05 | 540.991 | 0 | 540.4664 | -0.00051131 | 751.809 | 0.22955 | 540.4664 | 0.00011283 | 751.0969 | 0 | 751.809 | 0.00295 | 536.107 | 0.48764
| 541.217 | 0.0025518 | 540.6927 | 0.0023175 | 498.772 | 0.00149 | 541.217 | 0.0011092 | 540.6927 | 0.00077705 | 534.3324 | 0.00063855 | 540.6927 | 0.0016348 | 499.4601 | 3.8532e-06 | 541.217 | 0.0014173 | 536.3284 | 0.0072428 | 541.217 | 0.08273 | 541.217 | 0.3845 | 541.217 | 0.0018345 | 541.217 | 0.00064457 | 499.4601 | 1.2617e-05 | 541.217 | 0.00060639 | 540.6927 | 0.00068159 | 751.9737 | 0.23461 | 540.6927 | 0.00050507 | 751.2616 | 3.0002e-05 | 751.9737 | 0.00277 | 536.3284 | 0.48561
| 541.4429 | 0.0017261 | 540.9189 | 0.00187 | 498.8859 | 0 | 541.4429 | 0.00073516 | 540.9189 | 0.00010061 | 534.557 | 0.00019478 | 540.9189 | 0.00065429 | 499.5768 | 8.2104e-06 | 541.443 | 0.00042043 | 536.5499 | 0.0055775 | 541.443 | 0.080432 | 541.4429 | 0.37919 | 541.443 | 0.00064979 | 541.443 | 0 | 499.5768 | 2.4806e-05 | 541.4429 | 0 | 540.9189 | -0.00070111 | 752.1383 | 0.23589 | 540.9189 | -0.00093964 | 751.4263 | 0 | 752.1383 | 0.00288 | 536.5499 | 0.48922
| 541.6689 | 0.0023909 | 541.1452 | 0.0023269 | 498.9999 | 0.00177 | 541.6689 | 0.0010453 | 541.1452 | 0.0010443 | 534.7816 | 0.00047849 | 541.1452 | 0.0014242 | 499.6934 | 4.3572e-06 | 541.6689 | 0.0012984 | 536.7714 | 0.0078677 | 541.6689 | 0.080955 | 541.6689 | 0.37534 | 541.6689 | 0.0012805 | 541.6689 | 0.00061537 | 499.6934 | 1.2408e-05 | 541.6689 | 0.00033125 | 541.1452 | 0.00049711 | 752.303 | 0.23719 | 541.1452 | -0.0016017 | 751.5911 | 6.9993e-05 | 752.303 | 0.00275 | 536.7714 | 0.49003
| 541.8949 | 0.0023978 | 541.3715 | 0.002106 | 499.1139 | 0 | 541.8949 | 0.0008212 | 541.3715 | -0.00015707 | 535.0062 | 0.00022035 | 541.3715 | 0.00051632 | 499.8101 | 8.2104e-06 | 541.8949 | 0.00014425 | 536.9929 | 0.0059323 | 541.8949 | 0.078119 | 541.8949 | 0.37063 | 541.8949 | 0.00081917 | 541.8949 | 0 | 499.8101 | 2.5454e-05 | 541.8949 | 0 | 541.3715 | -0.00046987 | 752.4677 | 0.2422 | 541.3715 | 0.00029633 | 751.7558 | 0 | 752.4677 | 0.00294 | 536.9929 | 0.48669
| 542.1209 | 0.0032239 | 541.5978 | 0.0023826 | 499.2279 | 0.00081498 | 542.1209 | 0.0014032 | 541.5978 | 0.0013778 | 535.2308 | 0.00058711 | 541.5978 | 0.0015856 | 499.9267 | 3.8532e-06 | 542.1209 | 0.0012733 | 537.2144 | 0.0068858 | 542.1209 | 0.077777 | 542.1209 | 0.36578 | 542.1209 | 0.0018933 | 542.1209 | 0.00059475 | 499.9267 | 1.3045e-05 | 542.1209 | 0.00052724 | 541.5978 | 0.00052814 | 752.6323 | 0.24477 | 541.5978 | 0.0002923 | 751.9205 | 5.0004e-05 | 752.6323 | 0.00288 | 537.2144 | 0.48505
| 542.3469 | 0.0020697 | 541.8241 | 0.0020483 | 499.3419 | 0 | 542.3469 | 0.00076675 | 541.8241 | 0.00023129 | 535.4555 | 0.0003018 | 541.8241 | 0.00064821 | 500.0434 | 6.9558e-06 | 542.3469 | 0.00048121 | 537.4359 | 0.0057422 | 542.3469 | 0.075151 | 542.3469 | 0.35807 | 542.3469 | 0.00072536 | 542.3469 | 9.3447e-05 | 500.0434 | 2.6727e-05 | 542.3469 | 0 | 541.8241 | -0.00076537 | 752.797 | 0.24665 | 541.8241 | 0.00055229 | 752.0852 | 0 | 752.797 | 0.00303 | 537.4359 | 0.48829
| 542.5729 | 0.0024568 | 542.0505 | 0.0021089 | 499.4559 | 0.00102 | 542.5729 | 0.0012966 | 542.0505 | 0.001105 | 535.6801 | 0.00047649 | 542.0505 | 0.0014507 | 500.1601 | 3.1027e-06 | 542.5729 | 0.0012873 | 537.6575 | 0.0057682 | 542.5729 | 0.074729 | 542.5729 | 0.35421 | 542.5729 | 0.001659 | 542.5729 | 0.00052889 | 500.1601 | 1.3902e-05 | 542.5729 | 0.00040044 | 542.0505 | 0.00024905 | 752.9616 | 0.25281 | 542.0505 | 0.0014017 | 752.25 | 5.0004e-05 | 752.9616 | 0.00283 | 537.6575 | 0.49079
| 542.799 | 0.0019625 | 542.2768 | 0.0021123 | 499.5699 | 0 | 542.799 | 0.00094305 | 542.2768 | 0.00052102 | 535.9048 | 0.00022836 | 542.2768 | 0.00062963 | 500.2767 | 6.9558e-06 | 542.799 | 0 | 537.879 | 0.0051122 | 542.799 | 0.072485 | 542.799 | 0.34849 | 542.799 | 0.00099184 | 542.799 | 0 | 500.2767 | 2.5662e-05 | 542.7989 | 0 | 542.2768 | -0.00039223 | 753.1263 | 0.24707 | 542.2768 | -0.0003195 | 752.4147 | 0 | 753.1263 | 0.00299 | 537.879 | 0.48847
| 543.025 | 0.0026958 | 542.5032 | 0.0023036 | 499.6839 | 0.00123 | 543.025 | 0.00083056 | 542.5032 | 0.0010548 | 536.1295 | 0.00057523 | 542.5032 | 0.0014734 | 500.3934 | 3.8532e-06 | 543.025 | 0.001301 | 538.1005 | 0.0054549 | 543.025 | 0.071989 | 543.025 | 0.3444 | 543.025 | 0.0021158 | 543.025 | 0.00072005 | 500.3934 | 1.198e-05 | 543.025 | 0.00034383 | 542.5032 | 0.00047799 | 753.291 | 0.25091 | 542.5032 | -0.00098235 | 752.5794 | 3.0002e-05 | 753.291 | 0.00285 | 538.1005 | 0.48768
| 543.2511 | 0.0021319 | 542.7295 | 0.0019904 | 499.7979 | 0 | 543.2511 | 0.00058444 | 542.7295 | -0.00021481 | 536.3541 | 0.00012648 | 542.7295 | 0.00060263 | 500.5101 | 6.8774e-06 | 543.2511 | 0.00025651 | 538.3221 | 0.0053041 | 543.2511 | 0.069772 | 543.2511 | 0.33765 | 543.2511 | 0.00087323 | 543.2511 | 0 | 500.5101 | 2.4806e-05 | 543.2511 | 0 | 542.7295 | -0.00074053 | 753.4557 | 0.25604 | 542.7295 | -0.00083147 | 752.7442 | 0 | 753.4557 | 0.00303 | 538.3221 | 0.4863
| 543.4772 | 0.0028988 | 542.9559 | 0.0021428 | 499.9119 | 0.00239 | 543.4772 | 0.00092776 | 542.9559 | 0.0013101 | 536.5789 | 0.00035993 | 542.9559 | 0.001566 | 500.6268 | 3.0243e-06 | 543.4772 | 0.0015616 | 538.5436 | 0.0063475 | 543.4772 | 0.069804 | 543.4772 | 0.33349 | 543.4772 | 0.0019521 | 543.4772 | 0.00070495 | 500.6268 | 1.3902e-05 | 543.4772 | 0.00053487 | 542.9559 | 0.00017956 | 753.6204 | 0.26058 | 542.9559 | 0.00079363 | 752.9089 | 3.0002e-05 | 753.6204 | 0.00288 | 538.5436 | 0.49001
| 543.7032 | 0.0018339 | 543.1823 | 0.0020327 | 500.026 | 0 | 543.7032 | 0.00081584 | 543.1823 | 0.00035769 | 536.8035 | 0.00024224 | 543.1823 | 0.0006186 | 500.7434 | 6.8774e-06 | 543.7032 | 0.00018425 | 538.7653 | 0.0048911 | 543.7032 | 0.067008 | 543.7032 | 0.32671 | 543.7032 | 0.0010259 | 543.7032 | 0 | 500.7434 | 2.5662e-05 | 543.7033 | 0 | 543.1823 | -0.0001693 | 753.7851 | 0.26291 | 543.1823 | 0.00034358 | 753.0737 | 0 | 753.7851 | 0.00305 | 538.7653 | 0.49086
| 543.9293 | 0.0029379 | 543.4087 | 0.0024396 | 500.14 | 0.00232 | 543.9293 | 0.0011054 | 543.4087 | 0.0013134 | 537.0283 | 0.00043581 | 543.4087 | 0.001413 | 500.8601 | 3.8532e-06 | 543.9293 | 0.0016039 | 538.9868 | 0.0056012 | 543.9293 | 0.067083 | 543.9293 | 0.3231 | 543.9293 | 0.0028617 | 543.9293 | 0.00086769 | 500.8601 | 1.2617e-05 | 543.9293 | 0.00054959 | 543.4087 | 0.00021873 | 753.9498 | 0.26584 | 543.4087 | 0.0006084 | 753.2384 | 6.9993e-05 | 753.9498 | 0.00293 | 538.9868 | 0.48972
| 544.1555 | 0.0019765 | 543.6351 | 0.0016019 | 500.254 | 0 | 544.1555 | -9.29e-05 | 543.6351 | 0.00027359 | 537.253 | 0.00020896 | 543.6351 | 0.00053695 | 500.9768 | 7.5607e-06 | 544.1554 | 0.000542 | 539.2084 | 0.0049082 | 544.1554 | 0.064884 | 544.1555 | 0.31877 | 544.1554 | 0.00094702 | 544.1554 | 0 | 500.9768 | 2.4169e-05 | 544.1555 | 0 | 543.6351 | -0.00049989 | 754.1145 | 0.26052 | 543.6351 | -0.0012365 | 753.4032 | 0 | 754.1145 | 0.00312 | 539.2084 | 0.48805
| 544.3815 | 0.003526 | 543.8616 | 0.0022975 | 500.368 | 0.00067626 | 544.3815 | 0.0014114 | 543.8616 | 0.00094412 | 537.4777 | 0.0004187 | 543.8616 | 0.0015242 | 501.0935 | 3.7076e-06 | 544.3816 | 0.0013421 | 539.4301 | 0.0057632 | 544.3816 | 0.065309 | 544.3815 | 0.31528 | 544.3816 | 0.0023304 | 544.3816 | 0.00062771 | 501.0935 | 1.2408e-05 | 544.3815 | 0.0005784 | 543.8616 | 0.00057873 | 754.2792 | 0.2665 | 543.8616 | 0.001696 | 753.568 | 6.9993e-05 | 754.2792 | 0.00296 | 539.4301 | 0.48885
| 544.6077 | 0.0015711 | 544.088 | 0.0021254 | 500.4821 | 0 | 544.6077 | 0.00025897 | 544.088 | 2.9745e-05 | 537.7025 | 0.00013935 | 544.088 | 0.00066357 | 501.2102 | 7.5159e-06 | 544.6077 | 0 | 539.6517 | 0.0036123 | 544.6077 | 0.063225 | 544.6077 | 0.31112 | 544.6077 | 0.0011903 | 544.6077 | 0 | 501.2102 | 2.6091e-05 | 544.6077 | 0 | 544.088 | -0.0004553 | 754.4439 | 0.27012 | 544.088 | 0.00021595 | 753.7328 | 0 | 754.4439 | 0.00316 | 539.6517 | 0.49126
| 544.8339 | 0.002692 | 544.3145 | 0.0023135 | 500.5961 | 0.00158 | 544.8339 | 0.0011788 | 544.3145 | 0.0013421 | 537.9272 | 0.00050615 | 544.3145 | 0.0014707 | 501.3269 | 3.8084e-06 | 544.8338 | 0.0012677 | 539.8733 | 0.0050762 | 544.8338 | 0.06327 | 544.8339 | 0.30888 | 544.8338 | 0.0025731 | 544.8338 | 0.00080871 | 501.3269 | 1.3682e-05 | 544.8339 | 0.00068678 | 544.3144 | 0.00051541 | 754.6086 | 0.27254 | 544.3145 | 0.0020475 | 753.8975 | 0.00011 | 754.6086 | 0.00295 | 539.8733 | 0.49243
| 545.06 | 0.001657 | 544.5409 | 0.001915 | 500.7101 | 0 | 545.06 | 0.00037315 | 544.5409 | 0.00072844 | 538.152 | 5.2786e-05 | 544.5409 | 0.00058822 | 501.4436 | 7.9303e-06 | 545.06 | 8.6272e-05 | 540.0949 | 0.0051961 | 545.06 | 0.061238 | 545.06 | 0.3052 | 545.06 | 0.0017756 | 545.06 | 0 | 501.4436 | 2.5454e-05 | 545.06 | 0 | 544.5409 | -0.0006413 | 754.7734 | 0.27318 | 544.5409 | -0.00061784 | 754.0623 | 0 | 754.7734 | 0.00316 | 540.0949 | 0.49141
| 545.2861 | 0.0027252 | 544.7674 | 0.0022111 | 500.8242 | 0.00074563 | 545.2861 | 0.00072017 | 544.7674 | 0.00074258 | 538.3768 | 0.00049042 | 544.7674 | 0.001525 | 501.5603 | 4.122e-06 | 545.2862 | 0.0016049 | 540.3166 | 0.0047778 | 545.2862 | 0.061357 | 545.2861 | 0.30113 | 545.2862 | 0.0024895 | 545.2862 | 0.0009302 | 501.5603 | 1.2837e-05 | 545.2861 | 0.00058395 | 544.7674 | 0.00060649 | 754.9381 | 0.2767 | 544.7674 | 0.0011201 | 754.2271 | 6.9993e-05 | 754.9381 | 0.00296 | 540.3166 | 0.4909
| 545.5123 | 0.0021448 | 544.9939 | 0.0019959 | 500.9382 | 0 | 545.5123 | -9.1329e-05 | 544.9939 | -0.00011777 | 538.6016 | 0.00012889 | 544.9939 | 0.00054601 | 501.6771 | 7.3255e-06 | 545.5123 | 0 | 540.5382 | 0.0039761 | 545.5123 | 0.059494 | 545.5123 | 0.29702 | 545.5123 | 0.0015586 | 545.5123 | 0 | 501.6771 | 2.4597e-05 | 545.5123 | 0 | 544.9939 | -0.00041793 | 755.1028 | 0.27687 | 544.9939 | -0.0010098 | 754.3919 | 0 | 755.1028 | 0.00312 | 540.5382 | 0.48959
| 545.7385 | 0.0031221 | 545.2204 | 0.0019132 | 501.0522 | 0.00196 | 545.7385 | 0.00090686 | 545.2204 | 0.00073998 | 538.8264 | 0.00044058 | 545.2204 | 0.0015493 | 501.7938 | 3.2035e-06 | 545.7385 | 0.0013706 | 540.7599 | 0.0060564 | 545.7385 | 0.059933 | 545.7385 | 0.29453 | 545.7385 | 0.0027387 | 545.7385 | 0.00059473 | 501.7938 | 1.2837e-05 | 545.7385 | 0.00068483 | 545.2204 | 0.00046799 | 755.2676 | 0.28384 | 545.2204 | -8.7344e-05 | 754.5567 | 6.9993e-05 | 755.2676 | 0.00292 | 540.7599 | 0.49692
| 545.9647 | 0.0023542 | 545.4469 | 0.0020117 | 501.1663 | 0 | 545.9647 | 0.00043404 | 545.4469 | 0.00048865 | 539.0511 | 0.00028359 | 545.4469 | 0.00057493 | 501.9105 | 6.6982e-06 | 545.9647 | 0.00031119 | 540.9816 | 0.0042584 | 545.9647 | 0.057473 | 545.9647 | 0.2886 | 545.9647 | 0.0019122 | 545.9647 | 4.5514e-05 | 501.9105 | 2.1599e-05 | 545.9647 | 0 | 545.4469 | -1.9965e-05 | 755.4323 | 0.28671 | 545.4469 | 0.00058501 | 754.7215 | 0 | 755.4323 | 0.00308 | 540.9816 | 0.49214
| 546.191 | 0.0033598 | 545.6734 | 0.0019525 | 501.2803 | 0.00184 | 546.191 | 0.00088048 | 545.6734 | 0.0013036 | 539.2759 | 0.00047661 | 545.6734 | 0.0016048 | 502.0272 | 3.4947e-06 | 546.191 | 0.0011519 | 541.2032 | 0.0059588 | 546.191 | 0.057561 | 546.191 | 0.2846 | 546.191 | 0.0028365 | 546.191 | 0.00058955 | 502.0272 | 1.0047e-05 | 546.191 | 0.00045587 | 545.6734 | 0.00043033 | 755.597 | 0.28687 | 545.6734 | 0.0013173 | 754.8863 | 6.9993e-05 | 755.597 | 0.00294 | 541.2033 | 0.49544
| 546.4172 | 0.0022009 | 545.9 | 0.0019938 | 501.3944 | 0 | 546.4172 | 0.00044189 | 545.9 | 0.00044166 | 539.5008 | 0.00017333 | 545.9 | 0.00058041 | 502.144 | 6.7766e-06 | 546.4172 | 0.00029719 | 541.425 | 0.0048789 | 546.4172 | 0.056224 | 546.4172 | 0.28126 | 546.4172 | 0.001869 | 546.4172 | 0 | 502.144 | 2.5025e-05 | 546.4172 | 0 | 545.9 | -0.00022679 | 755.7618 | 0.28657 | 545.9 | -0.0014642 | 755.0511 | 0 | 755.7618 | 0.0031 | 541.425 | 0.49354
| 546.6434 | 0.0031956 | 546.1265 | 0.0019578 | 501.5085 | 0.00172 | 546.6434 | 0.0011227 | 546.1265 | 0.0013252 | 539.7256 | 0.00049976 | 546.1265 | 0.0013432 | 502.2607 | 3.2819e-06 | 546.6434 | 0.0011208 | 541.6467 | 0.0050618 | 546.6434 | 0.055747 | 546.6434 | 0.27838 | 546.6434 | 0.0028612 | 546.6434 | 0.0006326 | 502.2607 | 1.5186e-05 | 546.6434 | 0.00063959 | 546.1265 | 0.00014598 | 755.9265 | 0.2919 | 546.1265 | -0.00090038 | 755.2159 | 6.9993e-05 | 755.9265 | 0.00292 | 541.6467 | 0.49758
| 546.8697 | 0.0018846 | 546.3531 | 0.0020057 | 501.6225 | 0 | 546.8697 | -3.1129e-05 | 546.3531 | -0.00011604 | 539.9505 | 0.00034138 | 546.3531 | 0.0006523 | 502.3774 | 6.3846e-06 | 546.8697 | 3.0833e-05 | 541.8684 | 0.0048304 | 546.8697 | 0.05442 | 546.8697 | 0.27502 | 546.8697 | 0.0024095 | 546.8697 | 0 | 502.3774 | 2.6091e-05 | 546.8697 | 0 | 546.3531 | -0.00021488 | 756.0913 | 0.29441 | 546.3531 | -0.00033347 | 755.3808 | 0 | 756.0913 | 0.00318 | 541.8684 | 0.49723
| 547.0959 | 0.0036473 | 546.5797 | 0.0017923 | 501.7366 | 0.00187 | 547.0959 | 0.0017396 | 546.5797 | 0.00067827 | 540.1754 | 0.00054215 | 546.5797 | 0.0013314 | 502.4942 | 3.1027e-06 | 547.0959 | 0.0011439 | 542.0901 | 0.0053457 | 547.0959 | 0.054572 | 547.0959 | 0.27182 | 547.0959 | 0.0031481 | 547.0959 | 0.0008382 | 502.4942 | 1.1124e-05 | 547.096 | 0.00053113 | 546.5797 | 0.00041268 | 756.2561 | 0.29928 | 546.5797 | 0.0003947 | 755.5456 | 5.0004e-05 | 756.2561 | 0.00297 | 542.0901 | 0.5004
| 547.3222 | 0.0017686 | 546.8063 | 0.0018566 | 501.8507 | 0 | 547.3222 | -9.129e-05 | 546.8063 | -1.0191e-05 | 540.4002 | 0.00014454 | 546.8063 | 0.00054314 | 502.6109 | 6.4966e-06 | 547.3222 | 0.00017157 | 542.3119 | 0.0048398 | 547.3222 | 0.052221 | 547.3222 | 0.26688 | 547.3222 | 0.0021752 | 547.3222 | 0 | 502.6109 | 1.914e-05 | 547.3222 | 0 | 546.8063 | -0.0003264 | 756.4208 | 0.29884 | 546.8063 | -0.00084055 | 755.7104 | 0 | 756.4208 | 0.00313 | 542.3119 | 0.49619
| 547.5485 | 0.0029248 | 547.0329 | 0.0019529 | 501.9647 | 0.00102 | 547.5485 | 0.00088659 | 547.0329 | 0.00065233 | 540.6251 | 0.00049522 | 547.0329 | 0.0013793 | 502.7277 | 3.3939e-06 | 547.5485 | 0.00081678 | 542.5336 | 0.005147 | 547.5485 | 0.052043 | 547.5485 | 0.26189 | 547.5485 | 0.0033853 | 547.5485 | 0.00071324 | 502.7277 | 8.016e-06 | 547.5485 | 0.0005776 | 547.0329 | 0.00049077 | 756.5856 | 0.30447 | 547.0329 | -0.00046834 | 755.8752 | 5.0004e-05 | 756.5856 | 0.00289 | 542.5336 | 0.49792
| 547.7748 | 0.0021903 | 547.2595 | 0.0017121 | 502.0788 | 0 | 547.7748 | 0.00033297 | 547.2595 | 0.00031885 | 540.85 | 0.00023453 | 547.2595 | 0.00051722 | 502.8444 | 7.7175e-06 | 547.7748 | 0.00033662 | 542.7554 | 0.0035231 | 547.7748 | 0.050524 | 547.7748 | 0.25825 | 547.7748 | 0.0022404 | 547.7748 | 0 | 502.8444 | 2.0424e-05 | 547.7748 | 0 | 547.2595 | -6.9277e-05 | 756.7504 | 0.30389 | 547.2595 | -0.0010116 | 756.0401 | 0 | 756.7504 | 0.00309 | 542.7554 | 0.49863
| 548.0011 | 0.0024217 | 547.4861 | 0.0020351 | 502.1929 | 0.00255 | 548.0011 | 0.0012157 | 547.4861 | 0.00061152 | 541.0749 | 0.00050337 | 547.4861 | 0.0014647 | 502.9612 | 4.3236e-06 | 548.0011 | 0.0010192 | 542.9772 | 0.0046541 | 548.0011 | 0.050312 | 548.0011 | 0.25437 | 548.0011 | 0.003329 | 548.0011 | 0.0005213 | 502.9612 | 1.2408e-05 | 548.0011 | 0.00045182 | 547.4861 | 0.0006175 | 756.9152 | 0.30955 | 547.4861 | -0.0010963 | 756.2049 | 5.0004e-05 | 756.9152 | 0.00293 | 542.9772 | 0.50231
| 548.2274 | 0.002336 | 547.7128 | 0.0019258 | 502.307 | 0 | 548.2274 | 0.00046874 | 547.7128 | 0.0001736 | 541.2998 | 0.00023604 | 547.7128 | 0.00049679 | 503.0779 | 9.4985e-06 | 548.2274 | 0.00017986 | 543.199 | 0.0044831 | 548.2274 | 0.048893 | 548.2274 | 0.25052 | 548.2274 | 0.0026994 | 548.2274 | 0 | 503.0779 | 2.6727e-05 | 548.2274 | 0 | 547.7128 | -0.00039947 | 757.08 | 0.31693 | 547.7128 | -0.00068653 | 756.3698 | 0 | 757.08 | 0.00312 | 543.199 | 0.50013
| 548.4538 | 0.0033192 | 547.9394 | 0.0019219 | 502.4211 | 0.0018 | 548.4538 | 0.00068512 | 547.9394 | 0.0010175 | 541.5248 | 0.00051722 | 547.9394 | 0.0012421 | 503.1947 | 5.1861e-06 | 548.4538 | 0.00088961 | 543.4208 | 0.0046089 | 548.4538 | 0.048483 | 548.4538 | 0.24634 | 548.4538 | 0.0036624 | 548.4538 | 0.00061596 | 503.1947 | 1.433e-05 | 548.4538 | 0.00051362 | 547.9394 | 0.00061473 | 757.2448 | 0.32165 | 547.9394 | 0.00043979 | 756.5346 | 3.0002e-05 | 757.2448 | 0.00301 | 543.4208 | 0.49976
| 548.6801 | 0.0023633 | 548.1661 | 0.001772 | 502.5351 | 0 | 548.6801 | 0.00039431 | 548.1661 | -6.5076e-05 | 541.7497 | 0.00011516 | 548.1661 | 0.00057751 | 503.3115 | 1.0529e-05 | 548.6801 | 0.00016087 | 543.6426 | 0.0044642 | 548.6801 | 0.047264 | 548.6801 | 0.24301 | 548.6801 | 0.0028329 | 548.6801 | 0 | 503.3115 | 2.4806e-05 | 548.6801 | 0 | 548.1661 | -0.00070436 | 757.4096 | 0.31922 | 548.1661 | 0.00026045 | 756.6995 | 0 | 757.4096 | 0.00325 | 543.6426 | 0.50083
| 548.9065 | 0.0026115 | 548.3928 | 0.002032 | 502.6492 | 0.00057222 | 548.9065 | 0.0012248 | 548.3928 | 0.00093954 | 541.9747 | 0.0005807 | 548.3928 | 0.0013893 | 503.4282 | 5.3429e-06 | 548.9065 | 0.0010595 | 543.8644 | 0.0039182 | 548.9065 | 0.046924 | 548.9065 | 0.23944 | 548.9065 | 0.0039328 | 548.9065 | 0.00050122 | 503.4282 | 1.0476e-05 | 548.9065 | 0.00040184 | 548.3928 | 0.00047401 | 757.5744 | 0.31852 | 548.3928 | 0.00035414 | 756.8643 | 8.9995e-05 | 757.5744 | 0.00307 | 543.8644 | 0.50168
| 549.1329 | 0.0024204 | 548.6194 | 0.0020146 | 502.7633 | 0 | 549.1329 | -4.2301e-05 | 548.6194 | 0.00015236 | 542.1996 | 8.0037e-05 | 548.6194 | 0.00057423 | 503.545 | 9.8009e-06 | 549.1329 | 0.00053442 | 544.0862 | 0.0045163 | 549.1329 | 0.045467 | 549.1329 | 0.23509 | 549.1329 | 0.0034627 | 549.1329 | 0 | 503.545 | 2.2884e-05 | 549.1329 | 0 | 548.6195 | -0.00014446 | 757.7392 | 0.32716 | 548.6194 | 0.00070582 | 757.0292 | 0 | 757.7392 | 0.0033 | 544.0862 | 0.50499
| 549.3593 | 0.0029731 | 548.8462 | 0.0019055 | 502.8774 | 0.0014 | 549.3593 | 0.0015944 | 548.8462 | 0.00082758 | 542.4246 | 0.00064096 | 548.8462 | 0.0013354 | 503.6618 | 4.458e-06 | 549.3592 | 0.0012075 | 544.308 | 0.0055295 | 549.3592 | 0.045594 | 549.3593 | 0.23144 | 549.3592 | 0.0036934 | 549.3592 | 0.00047423 | 503.6618 | 1.2617e-05 | 549.3592 | 0.00045097 | 548.8461 | 0.00048748 | 757.904 | 0.32212 | 548.8462 | 0.0015093 | 757.1941 | 1.0001e-05 | 757.904 | 0.00313 | 544.308 | 0.50491
| 549.5856 | 0.0020792 | 549.0729 | 0.0019118 | 502.9915 | 0 | 549.5856 | 0.00046604 | 549.0729 | 0.00015496 | 542.6495 | 0.00031467 | 549.0729 | 0.00063305 | 503.7786 | 8.9944e-06 | 549.5856 | 0.00037466 | 544.5299 | 0.0031854 | 549.5856 | 0.043925 | 549.5856 | 0.2289 | 549.5856 | 0.0031606 | 549.5856 | 0 | 503.7786 | 2.3741e-05 | 549.5856 | 0 | 549.0729 | -0.00042275 | 758.0688 | 0.33889 | 549.0729 | 0.00031673 | 757.359 | 0 | 758.0688 | 0.00334 | 544.5299 | 0.50514
| 549.8121 | 0.0031859 | 549.2996 | 0.0018774 | 503.1057 | 0.00116 | 549.8121 | 0.0012702 | 549.2996 | 0.0010114 | 542.8746 | 0.00054371 | 549.2996 | 0.0013462 | 503.8954 | 4.5364e-06 | 549.8121 | 0.0011715 | 544.7518 | 0.0047409 | 549.8121 | 0.044413 | 549.8121 | 0.22688 | 549.8121 | 0.0041117 | 549.8121 | 0.00064351 | 503.8954 | 1.1332e-05 | 549.8121 | 0.00057116 | 549.2996 | 0.00061466 | 758.2336 | 0.34466 | 549.2996 | -1.2583e-05 | 757.5239 | 5.0004e-05 | 758.2336 | 0.00305 | 544.7518 | 0.50835
| 550.0385 | 0.0018621 | 549.5263 | 0.0017619 | 503.2198 | 0 | 550.0385 | 0.00024094 | 549.5263 | 0.00048336 | 543.0995 | 0.00026538 | 549.5263 | 0.00062873 | 504.0121 | 8.58e-06 | 550.0385 | 0.00031192 | 544.9736 | 0.0024029 | 550.0385 | 0.04289 | 550.0385 | 0.22369 | 550.0385 | 0.0033252 | 550.0385 | 0 | 504.0121 | 2.2236e-05 | 550.0385 | 0 | 549.5263 | -0.00052593 | 758.3985 | 0.34564 | 549.5263 | -0.00035343 | 757.6887 | 0 | 758.3985 | 0.00322 | 544.9736 | 0.50435
| 550.2649 | 0.003681 | 549.7531 | 0.0018639 | 503.3339 | 0.00114 | 550.2649 | 0.0015395 | 549.7531 | 0.0008345 | 543.3246 | 0.00052443 | 549.7531 | 0.0013511 | 504.1289 | 4.0436e-06 | 550.2649 | 0.00079312 | 545.1956 | 0.0041654 | 550.2649 | 0.042939 | 550.2649 | 0.22172 | 550.2649 | 0.0047067 | 550.2649 | 0.00071241 | 504.1289 | 1.1124e-05 | 550.2649 | 0.00040591 | 549.7531 | 0.00059616 | 758.5633 | 0.34746 | 549.7531 | 0.00041156 | 757.8536 | 3.0002e-05 | 758.5633 | 0.00304 | 545.1956 | 0.50765
| 550.4913 | 0.0027901 | 549.9798 | 0.0018509 | 503.448 | 0 | 550.4913 | 0.0006971 | 549.9798 | 0.0003187 | 543.5496 | 0.00026629 | 549.9798 | 0.00057207 | 504.2457 | 9.4873e-06 | 550.4914 | 0.00028756 | 545.4174 | 0.0035897 | 550.4914 | 0.041878 | 550.4913 | 0.21856 | 550.4914 | 0.0038636 | 550.4914 | 0 | 504.2457 | 2.6091e-05 | 550.4913 | 0 | 549.9799 | -0.00017777 | 758.7281 | 0.34727 | 549.9798 | 0.00067219 | 758.0185 | 0 | 758.7281 | 0.00325 | 545.4174 | 0.50087
| 550.7178 | 0.0035817 | 550.2066 | 0.0020291 | 503.5621 | 0.00072829 | 550.7178 | 0.0013228 | 550.2066 | 0.00081626 | 543.7747 | 0.0004996 | 550.2066 | 0.0013461 | 504.3625 | 5.4437e-06 | 550.7178 | 0.0013507 | 545.6393 | 0.0046489 | 550.7178 | 0.042073 | 550.7178 | 0.21637 | 550.7178 | 0.0048279 | 550.7178 | 0.00081749 | 504.3625 | 1.4967e-05 | 550.7178 | 0.0006652 | 550.2066 | 0.00045923 | 758.893 | 0.35282 | 550.2066 | -0.00016835 | 758.1834 | 6.9993e-05 | 758.893 | 0.00307 | 545.6393 | 0.50197
| 550.9443 | 0.0026352 | 550.4334 | 0.0019011 | 503.6762 | 0 | 550.9443 | 0.00055683 | 550.4334 | 0.00026506 | 543.9997 | 0.00026149 | 550.4334 | 0.00059162 | 504.4793 | 1.119e-05 | 550.9443 | 0.00031864 | 545.8613 | 0.0035562 | 550.9443 | 0.040432 | 550.9443 | 0.21297 | 550.9443 | 0.0040064 | 550.9443 | 4.5114e-05 | 504.4793 | 2.8012e-05 | 550.9443 | 0 | 550.4334 | -0.00013801 | 759.0578 | 0.35452 | 550.4334 | -0.0014641 | 758.3483 | 0 | 759.0578 | 0.00323 | 545.8613 | 0.50309
| 551.1708 | 0.0035603 | 550.6602 | 0.0019941 | 503.7904 | 0.00127 | 551.1708 | 0.0012674 | 550.6602 | 0.0012901 | 544.2247 | 0.00060483 | 550.6602 | 0.0014259 | 504.5962 | 5.7573e-06 | 551.1708 | 0.0011624 | 546.0832 | 0.0050014 | 551.1708 | 0.040576 | 551.1708 | 0.2105 | 551.1708 | 0.005123 | 551.1708 | 0.00071535 | 504.5962 | 1.3045e-05 | 551.1708 | 0.00060024 | 550.6602 | 0.00034748 | 759.2227 | 0.36079 | 550.6602 | -0.00028786 | 758.5132 | 5.0004e-05 | 759.2227 | 0.00309 | 546.0832 | 0.50206
| 551.3973 | 0.0019805 | 550.887 | 0.0013832 | 503.9045 | 0 | 551.3973 | 0.00079127 | 550.887 | 0.00024247 | 544.4498 | 0.00020322 | 550.887 | 0.00053879 | 504.713 | 1.1111e-05 | 551.3973 | 0.00076698 | 546.3051 | 0.0034262 | 551.3973 | 0.039336 | 551.3973 | 0.20718 | 551.3973 | 0.0043597 | 551.3973 | 0 | 504.713 | 2.4169e-05 | 551.3973 | 0 | 550.887 | -0.0003378 | 759.3875 | 0.36441 | 550.887 | 0.00028768 | 758.6782 | 0 | 759.3875 | 0.00333 | 546.3051 | 0.50077
| 551.6238 | 0.0032344 | 551.1139 | 0.0018256 | 504.0186 | 0.0014 | 551.6238 | 0.00087178 | 551.1139 | 0.00056629 | 544.6749 | 0.00050439 | 551.1139 | 0.0013551 | 504.8298 | 5.3653e-06 | 551.6238 | 0.0011311 | 546.527 | 0.0039886 | 551.6238 | 0.039455 | 551.6238 | 0.204 | 551.6238 | 0.0054972 | 551.6238 | 0.00058367 | 504.8298 | 1.1332e-05 | 551.6238 | 0.000543 | 551.1138 | 0.00064864 | 759.5524 | 0.37115 | 551.1139 | 0.00087136 | 758.8431 | 6.9993e-05 | 759.5524 | 0.0032 | 546.527 | 0.49908
| 551.8503 | 0.0020427 | 551.3407 | 0.0017271 | 504.1328 | 0 | 551.8503 | 0.00075462 | 551.3407 | 0.00029813 | 544.9 | 0.0001484 | 551.3407 | 0.00049096 | 504.9466 | 1.0047e-05 | 551.8503 | 0.00032476 | 546.749 | 0.0034392 | 551.8503 | 0.037467 | 551.8503 | 0.20031 | 551.8503 | 0.0046795 | 551.8503 | 0 | 504.9466 | 2.5662e-05 | 551.8503 | 0 | 551.3407 | -0.00028511 | 759.7172 | 0.37104 | 551.3407 | -0.00094098 | 759.008 | 0 | 759.7172 | 0.00339 | 546.749 | 0.50049
| 552.0768 | 0.0027104 | 551.5675 | 0.0019279 | 504.2469 | 0.00166 | 552.0768 | 0.0014359 | 551.5675 | 0.00060302 | 545.1251 | 0.00042623 | 551.5675 | 0.001296 | 505.0634 | 4.6932e-06 | 552.0768 | 0.00099382 | 546.9709 | 0.0038492 | 552.0768 | 0.037751 | 552.0768 | 0.19788 | 552.0768 | 0.00617 | 552.0768 | 0.00060197 | 505.0634 | 1.4539e-05 | 552.0768 | 0.00075451 | 551.5675 | 0.00069818 | 759.8821 | 0.37834 | 551.5675 | -0.00091562 | 759.1729 | 3.0002e-05 | 759.8821 | 0.00319 | 546.971 | 0.50184
| 552.3033 | 0.0018295 | 551.7944 | 0.0018757 | 504.361 | 0 | 552.3033 | 0.0006325 | 551.7944 | -0.00021285 | 545.3502 | 0.00018961 | 551.7944 | 0.00065902 | 505.1803 | 1.147e-05 | 552.3034 | 0.0003925 | 547.1929 | 0.0026785 | 552.3034 | 0.036621 | 552.3033 | 0.19393 | 552.3034 | 0.0048531 | 552.3034 | 5.1187e-06 | 505.1803 | 2.7375e-05 | 552.3033 | 0 | 551.7944 | -0.00046122 | 760.047 | 0.38064 | 551.7944 | -0.0015805 | 759.3379 | 0 | 760.047 | 0.00337 | 547.1929 | 0.50144
| 552.5299 | 0.0030464 | 552.0213 | 0.0019634 | 504.4752 | 0.00091902 | 552.5299 | 0.001522 | 552.0213 | 0.0007971 | 545.5753 | 0.00065073 | 552.0213 | 0.0013574 | 505.2971 | 6.7766e-06 | 552.5299 | 0.0013319 | 547.4149 | 0.0041747 | 552.5299 | 0.036703 | 552.5299 | 0.19143 | 552.5299 | 0.0062434 | 552.5299 | 0.00087553 | 505.2971 | 1.3254e-05 | 552.5299 | 0.00047621 | 552.0213 | 0.00048887 | 760.2118 | 0.38124 | 552.0213 | -0.00068769 | 759.5028 | 6.9993e-05 | 760.2118 | 0.00322 | 547.4149 | 0.50278
| 552.7565 | 0.0024325 | 552.2482 | 0.001778 | 504.5894 | 0 | 552.7565 | 6.3765e-05 | 552.2482 | 0.00022847 | 545.8004 | 0.00024599 | 552.2482 | 0.00045757 | 505.4139 | 1.3251e-05 | 552.7565 | 0.0001673 | 547.6369 | 0.0030536 | 552.7565 | 0.035254 | 552.7565 | 0.18834 | 552.7565 | 0.0053625 | 552.7565 | 8.2623e-05 | 505.4139 | 2.4378e-05 | 552.7565 | 0 | 552.2482 | -0.00020508 | 760.3767 | 0.38132 | 552.2482 | -0.00025778 | 759.6677 | 0 | 760.3767 | 0.00339 | 547.6369 | 0.49913
| 552.983 | 0.0030523 | 552.4751 | 0.001948 | 504.7035 | 0.00123 | 552.983 | 0.00082796 | 552.4751 | 0.00067177 | 546.0256 | 0.00051591 | 552.4751 | 0.0012649 | 505.5308 | 6.4742e-06 | 552.9831 | 0.0009874 | 547.8589 | 0.0032712 | 552.9831 | 0.035828 | 552.983 | 0.18626 | 552.9831 | 0.0063985 | 552.9831 | 0.00084334 | 505.5308 | 1.1332e-05 | 552.983 | 0.00050258 | 552.4751 | 0.00032556 | 760.5416 | 0.38984 | 552.4751 | 0.0011798 | 759.8327 | 5.0004e-05 | 760.5416 | 0.00314 | 547.8589 | 0.49916
| 553.2097 | 0.002446 | 552.702 | 0.0018258 | 504.8177 | 0 | 553.2097 | 0.0010837 | 552.702 | 0.00025394 | 546.2507 | 0.00034555 | 552.702 | 0.00050482 | 505.6476 | 1.3172e-05 | 553.2096 | 0.00019544 | 548.0809 | 0.0031393 | 553.2096 | 0.03389 | 553.2097 | 0.18325 | 553.2096 | 0.0056909 | 553.2096 | 0 | 505.6476 | 2.3521e-05 | 553.2097 | 0 | 552.702 | -0.00034866 | 760.7065 | 0.39124 | 552.702 | -0.00050217 | 759.9976 | 0 | 760.7065 | 0.00336 | 548.0809 | 0.49721
| 553.4363 | 0.0026439 | 552.9289 | 0.0018728 | 504.9318 | 0.00111 | 553.4363 | 0.0012631 | 552.9289 | 0.00088667 | 546.4759 | 0.00053058 | 552.9289 | 0.0012301 | 505.7644 | 6.6982e-06 | 553.4362 | 0.0010649 | 548.303 | 0.0029827 | 553.4362 | 0.034015 | 553.4363 | 0.18053 | 553.4362 | 0.0067518 | 553.4362 | 0.00089195 | 505.7644 | 1.2617e-05 | 553.4363 | 0.00060597 | 552.9289 | 0.00050962 | 760.8714 | 0.40158 | 552.9289 | 0.00037553 | 760.1626 | 5.0004e-05 | 760.8714 | 0.00321 | 548.303 | 0.50043
| 553.6628 | 0.0028841 | 553.1558 | 0.0016614 | 505.046 | 0 | 553.6628 | 0.00032395 | 553.1558 | 0.0004224 | 546.701 | 0.00018112 | 553.1558 | 0.00047663 | 505.8813 | 1.3307e-05 | 553.6629 | 0.00017345 | 548.525 | 0.0025994 | 553.6629 | 0.032823 | 553.6628 | 0.17701 | 553.6629 | 0.0059494 | 553.6629 | 0.00015267 | 505.8813 | 2.5662e-05 | 553.6628 | 0 | 553.1558 | -0.00032149 | 761.0363 | 0.40383 | 553.1558 | -0.00071839 | 760.3276 | 0 | 761.0363 | 0.00341 | 548.525 | 0.49885
| 553.8895 | 0.0036812 | 553.3828 | 0.0018987 | 505.1602 | 0.00116 | 553.8895 | 0.0020285 | 553.3828 | 0.0010034 | 546.9263 | 0.00044954 | 553.3828 | 0.0013323 | 505.9981 | 6.6198e-06 | 553.8895 | 0.0010245 | 548.7471 | 0.0034744 | 553.8895 | 0.033186 | 553.8895 | 0.17475 | 553.8895 | 0.0070087 | 553.8895 | 0.0010481 | 505.9981 | 1.3254e-05 | 553.8895 | 0.00063297 | 553.3828 | 0.00044586 | 761.2012 | 0.40586 | 553.3828 | 0.0017789 | 760.4925 | 5.0004e-05 | 761.2012 | 0.0032 | 548.7471 | 0.50517
| 554.1161 | 0.0023883 | 553.6097 | 0.0016173 | 505.2743 | 0 | 554.1161 | 0.00067401 | 553.6097 | 0.00054736 | 547.1514 | 0.00013567 | 553.6097 | 0.00054222 | 506.115 | 1.2624e-05 | 554.1161 | 4.8419e-05 | 548.9691 | 0.0020014 | 554.1161 | 0.031819 | 554.1161 | 0.17202 | 554.1161 | 0.0066487 | 554.1161 | 0.0003572 | 506.115 | 2.1281e-05 | 554.1161 | 0 | 553.6097 | -0.00075546 | 761.3661 | 0.40957 | 553.6097 | -0.00070951 | 760.6575 | 0 | 761.3661 | 0.00337 | 548.9691 | 0.50172
| 554.3428 | 0.002747 | 553.8367 | 0.0018571 | 505.3885 | 0.00095371 | 554.3428 | 0.0011227 | 553.8367 | 0.001057 | 547.3766 | 0.00044132 | 553.8367 | 0.0013032 | 506.2319 | 6.0038e-06 | 554.3428 | 0.0014533 | 549.1912 | 0.0044757 | 554.3428 | 0.032544 | 554.3428 | 0.17089 | 554.3428 | 0.0072909 | 554.3428 | 0.00074379 | 506.2319 | 8.2356e-06 | 554.3428 | 0.00045276 | 553.8367 | 0.0006671 | 761.531 | 0.40918 | 553.8367 | -0.00069419 | 760.8225 | 5.0004e-05 | 761.531 | 0.00318 | 549.1912 | 0.50195
| 554.5695 | 0.0030379 | 554.0637 | 0.0016333 | 505.5027 | 0 | 554.5695 | 0.00024655 | 554.0637 | 0.00016418 | 547.6019 | 0.00019302 | 554.0637 | 0.0004081 | 506.3487 | 1.1974e-05 | 554.5694 | 0.0002815 | 549.4133 | 0.0031869 | 554.5694 | 0.031024 | 554.5695 | 0.16731 | 554.5694 | 0.0067584 | 554.5694 | 0 | 506.3487 | 2.1918e-05 | 554.5695 | 0 | 554.0637 | -0.00023502 | 761.6959 | 0.41828 | 554.0637 | -0.0013039 | 760.9874 | 0 | 761.6959 | 0.00332 | 549.4133 | 0.4995
| 554.7961 | 0.0031774 | 554.2907 | 0.0017605 | 505.6169 | 0.00154 | 554.7961 | 0.0016016 | 554.2907 | 0.00088678 | 547.8271 | 0.00044066 | 554.2907 | 0.0012274 | 506.4656 | 5.9702e-06 | 554.7961 | 0.0010123 | 549.6353 | 0.0044625 | 554.7961 | 0.031065 | 554.7961 | 0.16545 | 554.7961 | 0.0081677 | 554.7961 | 0.00083119 | 506.4656 | 1.3682e-05 | 554.7961 | 0.0005585 | 554.2907 | 0.00042306 | 761.8609 | 0.4214 | 554.2907 | 0.0012163 | 761.1524 | 6.9993e-05 | 761.8609 | 0.00306 | 549.6353 | 0.50111
| 555.0228 | 0.0024631 | 554.5177 | 0.0017282 | 505.7311 | 0 | 555.0228 | 0.00043388 | 554.5177 | -0.00032784 | 548.0524 | 0.00017459 | 554.5177 | 0.00049645 | 506.5825 | 1.2545e-05 | 555.0228 | 0.00021761 | 549.8574 | 0.003315 | 555.0228 | 0.030109 | 555.0228 | 0.16246 | 555.0228 | 0.0073554 | 555.0228 | 0.00025915 | 506.5825 | 2.8012e-05 | 555.0228 | 0 | 554.5177 | -4.6656e-05 | 762.0258 | 0.42942 | 554.5177 | -0.00033255 | 761.3174 | 0 | 762.0258 | 0.00334 | 549.8574 | 0.50075
| 555.2495 | 0.0039804 | 554.7447 | 0.0016436 | 505.8453 | 0.00137 | 555.2495 | 0.0010389 | 554.7447 | 0.00099264 | 548.2776 | 0.00040737 | 554.7447 | 0.0012763 | 506.6993 | 6.575e-06 | 555.2495 | 0.0010529 | 550.0795 | 0.0029541 | 555.2495 | 0.030733 | 555.2495 | 0.16115 | 555.2495 | 0.0085764 | 555.2495 | 0.0010993 | 506.6993 | 1.433e-05 | 555.2495 | 0.00063709 | 554.7447 | 0.00053289 | 762.1907 | 0.43327 | 554.7447 | 0.00077888 | 761.4824 | 6.9993e-05 | 762.1907 | 0.00319 | 550.0795 | 0.50223
| 555.4762 | 0.0023042 | 554.9718 | 0.0016784 | 505.9595 | 0 | 555.4762 | 0.00037561 | 554.9718 | 7.4701e-05 | 548.5029 | 0.00016371 | 554.9718 | 0.0004436 | 506.8162 | 1.3139e-05 | 555.4762 | 0.00046585 | 550.3016 | 0.0016302 | 555.4762 | 0.029158 | 555.4762 | 0.15867 | 555.4762 | 0.0077251 | 555.4762 | 0.00019661 | 506.8162 | 2.6091e-05 | 555.4762 | 0 | 554.9718 | -0.00029193 | 762.3557 | 0.43121 | 554.9718 | -0.001004 | 761.6474 | 0 | 762.3557 | 0.00354 | 550.3016 | 0.49927
| 555.7029 | 0.002747 | 555.1988 | 0.0017279 | 506.0736 | 0.00168 | 555.7029 | 0.001231 | 555.1988 | 0.0007956 | 548.7281 | 0.00048569 | 555.1988 | 0.0012582 | 506.9331 | 6.5526e-06 | 555.7029 | 0.00083407 | 550.5238 | 0.003269 | 555.7029 | 0.029057 | 555.7029 | 0.15666 | 555.7029 | 0.0088108 | 555.7029 | 0.00087892 | 506.9331 | 1.2617e-05 | 555.7029 | 0.00056984 | 555.1988 | 0.0001334 | 762.5206 | 0.43863 | 555.1988 | -0.00040497 | 761.8124 | 6.9993e-05 | 762.5206 | 0.00332 | 550.5238 | 0.50439
| 555.9297 | 0.0025404 | 555.4259 | 0.0015462 | 506.1879 | 0 | 555.9297 | 0.0004518 | 555.4259 | -0.00022372 | 548.9534 | 0.00019578 | 555.4259 | 0.00043903 | 507.05 | 1.4505e-05 | 555.9297 | 0.00025116 | 550.7459 | 0.0025151 | 555.9297 | 0.027922 | 555.9297 | 0.15409 | 555.9297 | 0.0084905 | 555.9297 | 0.00031931 | 507.05 | 2.5662e-05 | 555.9297 | 0 | 555.4259 | -0.0002757 | 762.6855 | 0.44155 | 555.4259 | 0.00038336 | 761.9774 | 0 | 762.6855 | 0.00356 | 550.7459 | 0.50059
| 556.1564 | 0.003166 | 555.6529 | 0.0018347 | 506.3021 | 0.00104 | 556.1564 | 0.002294 | 555.6529 | 0.0006429 | 549.1787 | 0.00031118 | 555.6529 | 0.0013013 | 507.1669 | 7.9527e-06 | 556.1564 | 0.00080499 | 550.9681 | 0.0035135 | 556.1564 | 0.028571 | 556.1564 | 0.1524 | 556.1564 | 0.0095585 | 556.1564 | 0.00090322 | 507.1669 | 1.3902e-05 | 556.1564 | 0.00063592 | 555.6529 | 0.00045801 | 762.8505 | 0.45212 | 555.6529 | 0.00083819 | 762.1424 | 3.0002e-05 | 762.8505 | 0.00334 | 550.9681 | 0.50026
| 556.3832 | 0.0025489 | 555.88 | 0.0017542 | 506.4163 | 0 | 556.3832 | 0.0002894 | 555.88 | 0.00041118 | 549.404 | 0.00016134 | 555.88 | 0.00051 | 507.2838 | 1.5491e-05 | 556.3832 | 7.8933e-05 | 551.1902 | 0.0022416 | 556.3832 | 0.026809 | 556.3832 | 0.14968 | 556.3832 | 0.0090238 | 556.3832 | 0.00017668 | 507.2838 | 2.4169e-05 | 556.3832 | 4.6892e-05 | 555.88 | -0.00028954 | 763.0154 | 0.45269 | 555.88 | -0.0010653 | 762.3075 | 0 | 763.0154 | 0.0036 | 551.1902 | 0.50076
| 556.6099 | 0.003714 | 556.1071 | 0.0017712 | 506.5305 | 0.00065893 | 556.6099 | 0.0013284 | 556.1071 | 0.0010519 | 549.6293 | 0.00050246 | 556.1071 | 0.001197 | 507.4007 | 7.5383e-06 | 556.6099 | 0.0010028 | 551.4124 | 0.0031126 | 556.6099 | 0.027458 | 556.6099 | 0.14698 | 556.6099 | 0.010039 | 556.6099 | 0.00094093 | 507.4007 | 1.1124e-05 | 556.6099 | 0.00065739 | 556.1071 | 0.00043886 | 763.1804 | 0.45875 | 556.1071 | -0.00046328 | 762.4725 | 6.9993e-05 | 763.1804 | 0.00332 | 551.4124 | 0.50235
| 556.8367 | 0.0023509 | 556.3342 | 0.0015546 | 506.6447 | 0 | 556.8367 | -2.0233e-05 | 556.3342 | 8.6852e-05 | 549.8547 | 0.00022614 | 556.3342 | 0.00040457 | 507.5176 | 1.5536e-05 | 556.8367 | 0.00040547 | 551.6346 | 0.0032946 | 556.8367 | 0.026265 | 556.8367 | 0.14464 | 556.8367 | 0.0094997 | 556.8367 | 0 | 507.5176 | 2.4169e-05 | 556.8367 | 0 | 556.3342 | -0.00039789 | 763.3454 | 0.46256 | 556.3342 | -0.00090334 | 762.6375 | 0 | 763.3454 | 0.00349 | 551.6346 | 0.50097
| 557.0635 | 0.0029714 | 556.5613 | 0.0017062 | 506.7589 | 0.00248 | 557.0635 | 0.00096589 | 556.5613 | 0.00076767 | 550.08 | 0.00058293 | 556.5613 | 0.0013072 | 507.6345 | 7.9864e-06 | 557.0635 | 0.0010772 | 551.8568 | 0.0025721 | 557.0635 | 0.026393 | 557.0635 | 0.14228 | 557.0635 | 0.010873 | 557.0635 | 0.00097044 | 507.6345 | 1.3045e-05 | 557.0635 | 0.00064174 | 556.5613 | 0.00044289 | 763.5103 | 0.46988 | 556.5613 | 0.0013144 | 762.8025 | 5.0004e-05 | 763.5103 | 0.00329 | 551.8568 | 0.50564
| 557.2903 | 0.0025177 | 556.7885 | 0.0016277 | 506.8731 | 0 | 557.2903 | 0.00091185 | 556.7885 | -0.00019614 | 550.3053 | 6.2311e-05 | 556.7885 | 0.00032693 | 507.7514 | 1.5827e-05 | 557.2903 | 0.00033783 | 552.079 | 0.0022129 | 557.2903 | 0.025252 | 557.2903 | 0.13986 | 557.2903 | 0.010252 | 557.2903 | 0.00030812 | 507.7514 | 2.866e-05 | 557.2903 | 0 | 556.7885 | -0.00011786 | 763.6753 | 0.4723 | 556.7885 | -0.0010494 | 762.9676 | 0 | 763.6753 | 0.00362 | 552.079 | 0.50235
| 557.5172 | 0.0031135 | 557.0156 | 0.001714 | 506.9874 | 0.0018 | 557.5172 | 0.0011656 | 557.0156 | 0.00088523 | 550.5307 | 0.00057032 | 557.0156 | 0.0012439 | 507.8683 | 7.8295e-06 | 557.5171 | 0.0012809 | 552.3012 | 0.0024743 | 557.5171 | 0.02587 | 557.5172 | 0.13806 | 557.5171 | 0.011129 | 557.5171 | 0.0010237 | 507.8683 | 1.5615e-05 | 557.5172 | 0.00080973 | 557.0156 | -6.6663e-05 | 763.8403 | 0.47647 | 557.0156 | 0.00022597 | 763.1326 | 6.9993e-05 | 763.8403 | 0.00342 | 552.3012 | 0.50761
| 557.744 | 0.0025313 | 557.2428 | 0.0014267 | 507.1016 | 0 | 557.744 | 0.00084568 | 557.2428 | 0.00012994 | 550.756 | 0.00018634 | 557.2428 | 0.00037619 | 507.9852 | 1.3901e-05 | 557.744 | 0.0003672 | 552.5234 | 0.0024265 | 557.744 | 0.02395 | 557.744 | 0.1352 | 557.744 | 0.010645 | 557.744 | 0.00024245 | 507.9852 | 2.6727e-05 | 557.744 | 0 | 557.2428 | -0.00029074 | 764.0053 | 0.48151 | 557.2428 | -0.00097958 | 763.2976 | 0 | 764.0053 | 0.0036 | 552.5234 | 0.50821
| 557.9708 | 0.0032276 | 557.4699 | 0.0017784 | 507.2158 | 0.00104 | 557.9708 | 0.0010047 | 557.4699 | 0.0008076 | 550.9814 | 0.00032347 | 557.4699 | 0.0011449 | 508.1021 | 6.071e-06 | 557.9708 | 0.0010404 | 552.7457 | 0.0038085 | 557.9708 | 0.025005 | 557.9708 | 0.13391 | 557.9708 | 0.0119 | 557.9708 | 0.0010043 | 508.1021 | 1.1124e-05 | 557.9708 | 0.00078471 | 557.4699 | 0.00058048 | 764.1703 | 0.48442 | 557.4699 | 0.00065866 | 763.4627 | 3.0002e-05 | 764.1703 | 0.00332 | 552.7457 | 0.50774
| 558.1977 | 0.0029173 | 557.6971 | 0.0016526 | 507.3301 | 0 | 558.1977 | 0.00038998 | 557.6971 | -0.00021779 | 551.2068 | 0.00023536 | 557.6971 | 0.00033307 | 508.2191 | 1.3329e-05 | 558.1977 | 4.1926e-05 | 552.9679 | 0.0023927 | 558.1977 | 0.02333 | 558.1977 | 0.1315 | 558.1977 | 0.01119 | 558.1977 | 0.00045983 | 508.2191 | 2.1599e-05 | 558.1977 | 0 | 557.6971 | -0.00021621 | 764.3352 | 0.48525 | 557.6971 | -0.00040861 | 763.6277 | 0 | 764.3352 | 0.00362 | 552.9679 | 0.5055
| 558.4246 | 0.0028758 | 557.9243 | 0.0018017 | 507.4443 | 0.00113 | 558.4246 | 0.0014955 | 557.9243 | 0.00095486 | 551.4322 | 0.00038946 | 557.9243 | 0.001253 | 508.336 | 7.2695e-06 | 558.4245 | 0.0010012 | 553.1902 | 0.0022709 | 558.4245 | 0.024164 | 558.4246 | 0.12939 | 558.4245 | 0.012757 | 558.4245 | 0.00070965 | 508.336 | 1.0476e-05 | 558.4246 | 0.00083935 | 557.9243 | 0.00035232 | 764.5003 | 0.49098 | 557.9243 | 0.00064993 | 763.7928 | 6.9993e-05 | 764.5003 | 0.00346 | 553.1902 | 0.50872
| 558.6514 | 0.0026674 | 558.1515 | 0.0015355 | 507.5585 | 0 | 558.6514 | 0.00054695 | 558.1515 | 0.00029442 | 551.6577 | 0.00041939 | 558.1515 | 0.00038305 | 508.4529 | 1.4214e-05 | 558.6514 | 0.00017163 | 553.4124 | 0.0014875 | 558.6514 | 0.022652 | 558.6514 | 0.12648 | 558.6514 | 0.011765 | 558.6514 | 0.00019315 | 508.4529 | 2.3521e-05 | 558.6514 | 0 | 558.1515 | -0.00014873 | 764.6653 | 0.50186 | 558.1515 | -0.00048956 | 763.9579 | 0 | 764.6653 | 0.00372 | 553.4124 | 0.50664
| 558.8783 | 0.0030272 | 558.3787 | 0.0016853 | 507.6728 | 0.00194 | 558.8783 | 0.0015261 | 558.3787 | 0.00066583 | 551.8831 | 0.00054836 | 558.3787 | 0.0011335 | 508.5698 | 6.9558e-06 | 558.8783 | 0.0012452 | 553.6347 | 0.0046274 | 558.8783 | 0.023068 | 558.8783 | 0.12472 | 558.8783 | 0.01337 | 558.8783 | 0.0013353 | 508.5698 | 1.3045e-05 | 558.8783 | 0.00055378 | 558.3787 | 0.0001638 | 764.8302 | 0.50428 | 558.3787 | -8.3439e-05 | 764.1229 | 8.9995e-05 | 764.8302 | 0.00347 | 553.6347 | 0.50513
| 559.1052 | 0.0021452 | 558.606 | 0.001717 | 507.787 | 0 | 559.1052 | 0.0007547 | 558.606 | 0.00012344 | 552.1085 | 0.00014906 | 558.606 | 0.00044987 | 508.6868 | 1.5021e-05 | 559.1052 | 0.0005605 | 553.857 | 0.00077397 | 559.1052 | 0.022294 | 559.1052 | 0.12225 | 559.1052 | 0.012532 | 559.1052 | 0.00016054 | 508.6868 | 2.3521e-05 | 559.1052 | 0 | 558.606 | -0.00014876 | 764.9953 | 0.51137 | 558.606 | 6.4511e-05 | 764.288 | 0 | 764.9953 | 0.00365 | 553.857 | 0.50557
| 559.3321 | 0.0028996 | 558.8332 | 0.0018943 | 507.9013 | 0.00114 | 559.3321 | 0.0010154 | 558.8332 | 0.00070908 | 552.3339 | 0.00027227 | 558.8332 | 0.0011243 | 508.8037 | 8.0648e-06 | 559.3321 | 0.0013867 | 554.0793 | 0.0021846 | 559.3321 | 0.022458 | 559.3321 | 0.12096 | 559.3321 | 0.013949 | 559.3321 | 0.0014541 | 508.8037 | 1.0476e-05 | 559.3321 | 0.00076954 | 558.8332 | 0.00044419 | 765.1603 | 0.51718 | 558.8332 | 0.00079058 | 764.4531 | 6.9993e-05 | 765.1603 | 0.00345 | 554.0793 | 0.50566
| 559.559 | 0.0014413 | 559.0604 | 0.0016222 | 508.0156 | 0 | 559.559 | 0.00035317 | 559.0604 | 0.00068017 | 552.5594 | 6.8814e-05 | 559.0604 | 0.00033592 | 508.9207 | 1.5155e-05 | 559.559 | 0.00033209 | 554.3016 | 0.0013352 | 559.559 | 0.02124 | 559.559 | 0.11803 | 559.559 | 0.013135 | 559.559 | 0.00057114 | 508.9207 | 2.2884e-05 | 559.559 | 0.00012931 | 559.0604 | -0.00037455 | 765.3253 | 0.5206 | 559.0604 | -0.00093681 | 764.6182 | 0 | 765.3253 | 0.00372 | 554.3016 | 0.50213
| 559.7859 | 0.0032268 | 559.2877 | 0.0017551 | 508.1298 | 0.00139 | 559.7859 | 0.0011241 | 559.2877 | 0.00073882 | 552.7849 | 0.00049001 | 559.2877 | 0.0012157 | 509.0376 | 7.0903e-06 | 559.786 | 0.0010718 | 554.5239 | 0.0032645 | 559.786 | 0.021632 | 559.7859 | 0.11711 | 559.786 | 0.014697 | 559.786 | 0.0013518 | 509.0376 | 1.2408e-05 | 559.7859 | 0.00071553 | 559.2877 | 0.00046583 | 765.4903 | 0.52801 | 559.2877 | -0.00014592 | 764.7833 | 3.0002e-05 | 765.4903 | 0.00357 | 554.5239 | 0.50624
| 560.0129 | 0.0030585 | 559.515 | 0.0016735 | 508.2441 | 0 | 560.0129 | 0.00081546 | 559.515 | -0.00019346 | 553.0103 | 0.00019373 | 559.515 | 0.00042638 | 509.1546 | 1.4942e-05 | 560.0129 | 5.0949e-05 | 554.7462 | 0.0021762 | 560.0129 | 0.02019 | 560.0129 | 0.11467 | 560.0129 | 0.014401 | 560.0129 | 0.00048341 | 509.1546 | 2.4806e-05 | 560.0129 | 0 | 559.515 | -0.00044072 | 765.6553 | 0.5325 | 559.515 | -0.0010791 | 764.9484 | 0 | 765.6553 | 0.0038 | 554.7462 | 0.50664
| 560.2399 | 0.0029199 | 559.7423 | 0.0017041 | 508.3584 | 0.00048552 | 560.2399 | 0.001593 | 559.7423 | 0.00069956 | 553.2358 | 0.0004094 | 559.7423 | 0.001172 | 509.2715 | 7.8519e-06 | 560.2399 | 0.0013461 | 554.9686 | 0.0030438 | 560.2399 | 0.021005 | 560.2399 | 0.11309 | 560.2399 | 0.01548 | 560.2399 | 0.00093274 | 509.2715 | 1.2617e-05 | 560.2399 | 0.00071167 | 559.7423 | -0.00031234 | 765.8204 | 0.53424 | 559.7423 | 0.00018846 | 765.1134 | 5.0004e-05 | 765.8204 | 0.00353 | 554.9686 | 0.50811
| 560.4669 | 0.002068 | 559.9696 | 0.0015586 | 508.4726 | 0 | 560.4669 | 0.0002041 | 559.9696 | -8.922e-06 | 553.4613 | 0.00029354 | 559.9696 | 0.00021577 | 509.3885 | 1.6611e-05 | 560.4669 | 8.9906e-05 | 555.1909 | 0.0017892 | 560.4669 | 0.02007 | 560.4669 | 0.11105 | 560.4669 | 0.015044 | 560.4669 | 0.00036135 | 509.3885 | 2.2456e-05 | 560.4669 | 9.8133e-06 | 559.9696 | -0.00038657 | 765.9854 | 0.54658 | 559.9696 | 0.00027138 | 765.2785 | 0 | 765.9854 | 0.00369 | 555.1909 | 0.50438
| 560.6938 | 0.0032477 | 560.1969 | 0.0017156 | 508.5869 | 0.00109 | 560.6938 | 0.0015604 | 560.1969 | 0.00045091 | 553.6868 | 0.00045105 | 560.1969 | 0.0012407 | 509.5055 | 8.7592e-06 | 560.6938 | 0.0010016 | 555.4133 | 0.0029892 | 560.6938 | 0.019988 | 560.6938 | 0.1092 | 560.6938 | 0.016614 | 560.6938 | 0.0012114 | 509.5055 | 1.0047e-05 | 560.6938 | 0.00093472 | 560.1969 | 0.00035785 | 766.1504 | 0.54593 | 560.1969 | -0.00062757 | 765.4437 | 6.9993e-05 | 766.1504 | 0.00349 | 555.4133 | 0.50981
| 560.9208 | 0.0024989 | 560.4242 | 0.001686 | 508.7012 | 0 | 560.9208 | 0.00079038 | 560.4242 | -8.4599e-05 | 553.9123 | 0.00026945 | 560.4242 | 0.00048094 | 509.6224 | 1.753e-05 | 560.9208 | 0.00015551 | 555.6356 | 0.0016983 | 560.9208 | 0.018875 | 560.9208 | 0.10728 | 560.9208 | 0.015731 | 560.9208 | 0.00023269 | 509.6224 | 2.2884e-05 | 560.9208 | 7.7913e-05 | 560.4242 | -0.00064502 | 766.3155 | 0.55304 | 560.4242 | -0.00064706 | 765.6088 | 0 | 766.3155 | 0.00373 | 555.6356 | 0.50585
| 561.1478 | 0.0041852 | 560.6516 | 0.0018649 | 508.8155 | 0.00137 | 561.1478 | 0.00093686 | 560.6516 | 0.00076608 | 554.1378 | 0.00048628 | 560.6516 | 0.0011276 | 509.7394 | 8.8152e-06 | 561.1478 | 0.0012496 | 555.858 | 0.0033249 | 561.1478 | 0.019803 | 561.1478 | 0.10563 | 561.1478 | 0.017234 | 561.1478 | 0.0014937 | 509.7394 | 1.3045e-05 | 561.1478 | 0.00082289 | 560.6516 | 0.00044158 | 766.4805 | 0.55583 | 560.6516 | 0.00044245 | 765.7739 | 5.0004e-05 | 766.4805 | 0.00363 | 555.858 | 0.50976
| 561.3749 | 0.0025251 | 560.8789 | 0.0014583 | 508.9298 | 0 | 561.3749 | 0.00059176 | 560.8789 | -0.00013679 | 554.3634 | 0.00020145 | 560.8789 | 0.00035915 | 509.8564 | 1.7653e-05 | 561.3749 | 0.00020365 | 556.0804 | 0.002822 | 561.3749 | 0.01809 | 561.3749 | 0.10314 | 561.3749 | 0.016381 | 561.3749 | 0.00057355 | 509.8564 | 2.6091e-05 | 561.3749 | 6.7768e-05 | 560.8789 | -0.0004604 | 766.6456 | 0.56339 | 560.8789 | -0.00093449 | 765.939 | 0 | 766.6456 | 0.00381 | 556.0804 | 0.50533
| 561.6019 | 0.0036407 | 561.1063 | 0.0019172 | 509.0441 | 0.00118 | 561.6019 | 0.0015403 | 561.1063 | 0.00075536 | 554.5889 | 0.00038417 | 561.1063 | 0.0011701 | 509.9733 | 8.8712e-06 | 561.6019 | 0.0013753 | 556.3028 | 0.0026225 | 561.6019 | 0.019467 | 561.6019 | 0.10227 | 561.6019 | 0.018275 | 561.6019 | 0.0014396 | 509.9733 | 1.3045e-05 | 561.6019 | 0.00099608 | 561.1063 | 0.0007133 | 766.8107 | 0.56719 | 561.1063 | 0.00024004 | 766.1041 | 5.0004e-05 | 766.8107 | 0.00366 | 556.3028 | 0.50219
| 561.8289 | 0.0032075 | 561.3336 | 0.0015332 | 509.1583 | 0 | 561.8289 | 0.0012598 | 561.3336 | -2.8889e-05 | 554.8145 | 0.00011692 | 561.3336 | 0.00040553 | 510.0903 | 1.8381e-05 | 561.8289 | 0 | 556.5252 | 0.00091057 | 561.8289 | 0.016997 | 561.8289 | 0.10028 | 561.8289 | 0.017792 | 561.8289 | 0.00069099 | 510.0903 | 2.6727e-05 | 561.8289 | 0 | 561.3337 | -0.00023938 | 766.9757 | 0.57833 | 561.3336 | -0.00048905 | 766.2692 | 0 | 766.9757 | 0.00383 | 556.5252 | 0.50447
| 562.056 | 0.0033821 | 561.561 | 0.0017837 | 509.2726 | 0.00142 | 562.056 | 0.0016854 | 561.561 | 0.00090124 | 555.04 | 0.00043946 | 561.561 | 0.0011662 | 510.2073 | 9.5433e-06 | 562.056 | 0.00097552 | 556.7476 | 0.0023947 | 562.056 | 0.018507 | 562.056 | 0.10004 | 562.056 | 0.019231 | 562.056 | 0.0015618 | 510.2073 | 1.411e-05 | 562.056 | 0.0009017 | 561.561 | 0.00062736 | 767.1408 | 0.58259 | 561.561 | -0.001049 | 766.4344 | 6.9993e-05 | 767.1408 | 0.00369 | 556.7476 | 0.50468
| 562.2831 | 0.0020401 | 561.7884 | 0.0016493 | 509.387 | 0 | 562.2831 | 0.00047611 | 561.7884 | -7.0346e-05 | 555.2656 | 0.00016471 | 561.7884 | 0.0003329 | 510.3243 | 1.8202e-05 | 562.2831 | 0.00041176 | 556.97 | 0.0010961 | 562.2831 | 0.0174 | 562.2831 | 0.098214 | 562.2831 | 0.018898 | 562.2831 | 0.00051885 | 510.3243 | 2.7156e-05 | 562.2831 | 3.1129e-05 | 561.7884 | -0.00028354 | 767.3059 | 0.58955 | 561.7884 | -0.0010082 | 766.5995 | 0 | 767.3059 | 0.00391 | 556.97 | 0.50471
| 562.5101 | 0.0036131 | 562.0158 | 0.0017456 | 509.5013 | 0.00084967 | 562.5101 | 0.001951 | 562.0158 | 0.00059901 | 555.4912 | 0.00046807 | 562.0158 | 0.0012108 | 510.4413 | 8.6584e-06 | 562.5102 | 0.0011876 | 557.1925 | 0.0025558 | 562.5102 | 0.01806 | 562.5101 | 0.097055 | 562.5102 | 0.020225 | 562.5102 | 0.0015645 | 510.4413 | 1.3474e-05 | 562.5101 | 0.00109 | 562.0158 | 0.00062113 | 767.4709 | 0.59501 | 562.0158 | 0.00085939 | 766.7646 | 5.0004e-05 | 767.4709 | 0.00378 | 557.1925 | 0.50465
| 562.7372 | 0.0028706 | 562.2433 | 0.0015721 | 509.6156 | 0 | 562.7372 | 0.00023231 | 562.2433 | 0.00023488 | 555.7168 | 0.00018154 | 562.2433 | 0.00031326 | 510.5583 | 1.6947e-05 | 562.7372 | 0 | 557.4149 | 0.0015843 | 562.7372 | 0.016574 | 562.7372 | 0.095088 | 562.7372 | 0.020286 | 562.7372 | 0.00078869 | 510.5583 | 2.4806e-05 | 562.7372 | 0.00011299 | 562.2433 | 2.4598e-06 | 767.636 | 0.60625 | 562.2433 | -0.00016454 | 766.9298 | 0 | 767.636 | 0.00397 | 557.4149 | 0.49946
| 562.9644 | 0.0040935 | 562.4707 | 0.0017201 | 509.7299 | 0.00213 | 562.9644 | 0.001783 | 562.4707 | 0.00045287 | 555.9424 | 0.00035408 | 562.4707 | 0.00098151 | 510.6753 | 8.2888e-06 | 562.9643 | 0.00090541 | 557.6374 | 0.0024836 | 562.9643 | 0.017236 | 562.9644 | 0.094188 | 562.9643 | 0.021409 | 562.9643 | 0.0016765 | 510.6753 | 1.198e-05 | 562.9644 | 0.00096285 | 562.4707 | 0.00071964 | 767.8011 | 0.6079 | 562.4707 | -0.00022551 | 767.0949 | 6.9993e-05 | 767.8011 | 0.00376 | 557.6374 | 0.50448
| 563.1915 | 0.0025873 | 562.6981 | 0.0014659 | 509.8442 | 0 | 563.1915 | 0.00050687 | 562.6981 | -0.00023372 | 556.168 | 0.00016778 | 562.6981 | 0.00029549 | 510.7923 | 1.651e-05 | 563.1915 | 0.00021145 | 557.8599 | 0.0025826 | 563.1915 | 0.015425 | 563.1915 | 0.092341 | 563.1915 | 0.021456 | 563.1915 | 0.00060609 | 510.7923 | 2.4597e-05 | 563.1915 | 0.00022157 | 562.6982 | -0.000217 | 767.9662 | 0.61331 | 562.6981 | -0.0019554 | 767.2601 | 0 | 767.9662 | 0.00392 | 557.8599 | 0.50581
| 563.4186 | 0.0037638 | 562.9256 | 0.0016382 | 509.9585 | 0.00182 | 563.4186 | 0.0019109 | 562.9256 | 0.00063722 | 556.3937 | 0.00046635 | 562.9256 | 0.0011223 | 510.9093 | 8.2216e-06 | 563.4186 | 0.0013064 | 558.0823 | 0.0028917 | 563.4186 | 0.016804 | 563.4186 | 0.091671 | 563.4186 | 0.022719 | 563.4186 | 0.0015397 | 510.9093 | 1.2837e-05 | 563.4186 | 0.00075418 | 562.9256 | 0.00073656 | 768.1313 | 0.6176 | 562.9256 | 0.001059 | 767.4253 | 5.0004e-05 | 768.1313 | 0.0037 | 558.0823 | 0.50425
| 563.6458 | 0.0027325 | 563.1531 | 0.0014546 | 510.0729 | 0 | 563.6458 | 0.0012193 | 563.1531 | 1.0026e-05 | 556.6193 | 0.00013018 | 563.1531 | 0.00025273 | 511.0263 | 1.8022e-05 | 563.6457 | 8.2537e-05 | 558.3049 | 0.0019016 | 563.6457 | 0.015443 | 563.6458 | 0.089791 | 563.6457 | 0.02266 | 563.6457 | 0.00074758 | 511.0263 | 2.5025e-05 | 563.6458 | 0 | 563.1531 | -0.00055983 | 768.2964 | 0.6239 | 563.1531 | -0.00028513 | 767.5904 | 0 | 768.2964 | 0.00383 | 558.3049 | 0.50572
| 563.8729 | 0.0036773 | 563.3806 | 0.0018006 | 510.1872 | 0.00146 | 563.8729 | 0.0010194 | 563.3806 | 0.0012332 | 556.845 | 0.00045315 | 563.3806 | 0.0012346 | 511.1433 | 9.8009e-06 | 563.8729 | 0.0010993 | 558.5273 | 0.0028395 | 563.8729 | 0.016501 | 563.8729 | 0.089194 | 563.8729 | 0.024271 | 563.8729 | 0.0015782 | 511.1433 | 1.2408e-05 | 563.8729 | 0.00099795 | 563.3806 | 0.00091601 | 768.4615 | 0.63294 | 563.3806 | -0.00020175 | 767.7556 | 5.0004e-05 | 768.4615 | 0.00374 | 558.5273 | 0.50901
| 564.1 | 0.0030902 | 563.6081 | 0.0016413 | 510.3015 | 0 | 564.1 | 0.00041873 | 563.6081 | 4.3801e-05 | 557.0707 | 5.6025e-05 | 563.6081 | 0.00037353 | 511.2604 | 1.9423e-05 | 564.1 | 3.7841e-05 | 558.7499 | 0.001125 | 564.1 | 0.015416 | 564.1 | 0.08758 | 564.1 | 0.024103 | 564.1 | 0.00079431 | 511.2604 | 2.866e-05 | 564.1 | 0.00013593 | 563.6081 | -0.00056697 | 768.6266 | 0.63764 | 563.6081 | -0.0012726 | 767.9208 | 0 | 768.6266 | 0.00403 | 558.7499 | 0.50818
| 564.3272 | 0.0034955 | 563.8356 | 0.0015252 | 510.4158 | 0.00071094 | 564.3272 | 0.0010258 | 563.8356 | 0.00066596 | 557.2963 | 0.00041755 | 563.8356 | 0.0011288 | 511.3774 | 9.6217e-06 | 564.3272 | 0.0009554 | 558.9724 | 0.0033682 | 564.3272 | 0.015609 | 564.3272 | 0.086543 | 564.3272 | 0.025893 | 564.3272 | 0.0019792 | 511.3774 | 1.668e-05 | 564.3272 | 0.00075447 | 563.8356 | 0.00040045 | 768.7917 | 0.63978 | 563.8356 | -9.8302e-05 | 768.0859 | 3.0002e-05 | 768.7917 | 0.00391 | 558.9724 | 0.50651
| 564.5544 | 0.0028195 | 564.0631 | 0.0011164 | 510.5302 | 0 | 564.5544 | 0.00061255 | 564.0631 | 6.6364e-05 | 557.522 | 0.00026421 | 564.0631 | 0.00035038 | 511.4944 | 1.9143e-05 | 564.5544 | 0.00035654 | 559.1949 | 0.002072 | 564.5544 | 0.014621 | 564.5544 | 0.085036 | 564.5544 | 0.025768 | 564.5544 | 0.0011029 | 511.4944 | 2.844e-05 | 564.5544 | 0.00038008 | 564.0631 | 4.8873e-05 | 768.9568 | 0.64408 | 564.0631 | 0.00044665 | 768.2511 | 0 | 768.9568 | 0.00409 | 559.1949 | 0.50412
| 564.7816 | 0.0036354 | 564.2906 | 0.0015883 | 510.6445 | 0.00106 | 564.7816 | 0.00060922 | 564.2906 | 0.00094923 | 557.7477 | 0.00039715 | 564.2906 | 0.0011275 | 511.6114 | 9.5209e-06 | 564.7816 | 0.00098693 | 559.4175 | 0.0032764 | 564.7816 | 0.015639 | 564.7816 | 0.083677 | 564.7816 | 0.027151 | 564.7816 | 0.0019304 | 511.6114 | 1.2189e-05 | 564.7816 | 0.00097443 | 564.2906 | 0.00053123 | 769.1219 | 0.65873 | 564.2906 | -0.0011929 | 768.4163 | 5.0004e-05 | 769.1219 | 0.00388 | 559.4175 | 0.50792
| 565.0088 | 0.0028282 | 564.5182 | 0.001245 | 510.7589 | 0 | 565.0088 | 0.00047719 | 564.5182 | -9.8472e-05 | 557.9734 | 0.00023675 | 564.5182 | 0.00038145 | 511.7285 | 1.9243e-05 | 565.0088 | 0.00023478 | 559.64 | 0.001146 | 565.0088 | 0.014132 | 565.0088 | 0.081976 | 565.0088 | 0.027155 | 565.0088 | 0.0011994 | 511.7285 | 2.4169e-05 | 565.0088 | 0.00031447 | 564.5181 | -0.00033131 | 769.2871 | 0.665 | 564.5182 | -0.00033778 | 768.5815 | 0 | 769.2871 | 0.00419 | 559.64 | 0.50363
| 565.236 | 0.0037345 | 564.7457 | 0.0015842 | 510.8732 | 0.00104 | 565.236 | 0.0013028 | 564.7457 | 0.00052788 | 558.1992 | 0.00056847 | 564.7457 | 0.0011372 | 511.8455 | 9.7225e-06 | 565.236 | 0.0011962 | 559.8625 | 0.0020963 | 565.236 | 0.014944 | 565.236 | 0.08138 | 565.236 | 0.028571 | 565.236 | 0.0018616 | 511.8455 | 1.2408e-05 | 565.236 | 0.00092544 | 564.7457 | 0.00066217 | 769.4522 | 0.67241 | 564.7457 | 0.00059871 | 768.7467 | 5.0004e-05 | 769.4522 | 0.00402 | 559.8626 | 0.50801
| 565.4633 | 0.002837 | 564.9733 | 0.0015653 | 510.9876 | 0 | 565.4633 | 0.00071949 | 564.9733 | 8.7907e-05 | 558.4249 | 0.00011489 | 564.9733 | 0.00027363 | 511.9625 | 1.8549e-05 | 565.4633 | 0.00036779 | 560.0851 | 0.0013003 | 565.4633 | 0.013747 | 565.4633 | 0.079586 | 565.4633 | 0.028451 | 565.4633 | 0.00098364 | 511.9625 | 2.4806e-05 | 565.4633 | 0.00014017 | 564.9733 | -0.00026824 | 769.6173 | 0.67479 | 564.9733 | -0.00098045 | 768.9119 | 0 | 769.6173 | 0.0042 | 560.0851 | 0.50596
| 565.6905 | 0.0041028 | 565.2009 | 0.0015597 | 511.1019 | 0.00048552 | 565.6905 | 0.0013601 | 565.2009 | 0.00065445 | 558.6506 | 0.00043431 | 565.2009 | 0.0011561 | 512.0796 | 8.8376e-06 | 565.6905 | 0.00099026 | 560.3077 | 0.0030339 | 565.6905 | 0.014252 | 565.6905 | 0.07899 | 565.6905 | 0.03045 | 565.6905 | 0.0019049 | 512.0796 | 1.2408e-05 | 565.6905 | 0.00092304 | 565.2009 | 0.00034683 | 769.7825 | 0.67955 | 565.2009 | 0.00035303 | 769.0771 | 3.0002e-05 | 769.7825 | 0.00387 | 560.3077 | 0.50861
| 565.9178 | 0.0030877 | 565.4284 | 0.0013869 | 511.2163 | 0 | 565.9178 | 0.00035726 | 565.4284 | 0.00043702 | 558.8763 | 0.0001373 | 565.4284 | 0.00037498 | 512.1966 | 1.8101e-05 | 565.9178 | 0.00023581 | 560.5303 | 0.0016817 | 565.9178 | 0.013099 | 565.9178 | 0.077247 | 565.9178 | 0.03031 | 565.9178 | 0.0011475 | 512.1966 | 2.4169e-05 | 565.9178 | 0.00034248 | 565.4284 | -0.00064533 | 769.9476 | 0.68737 | 565.4284 | -0.00063264 | 769.2423 | 0 | 769.9476 | 0.00414 | 560.5303 | 0.51038
| 566.145 | 0.0039712 | 565.6561 | 0.0018438 | 511.3307 | 0.00101 | 566.145 | 0.0010374 | 565.6561 | 0.00094298 | 559.1021 | 0.00051311 | 565.6561 | 0.0011799 | 512.3137 | 9.2633e-06 | 566.145 | 0.0012557 | 560.7529 | 0.0019047 | 566.145 | 0.014312 | 566.145 | 0.076834 | 566.145 | 0.031992 | 566.145 | 0.0022814 | 512.3137 | 1.1761e-05 | 566.145 | 0.00118 | 565.6561 | 0.00017543 | 770.1128 | 0.69081 | 565.6561 | 0.001819 | 769.4075 | 6.9993e-05 | 770.1128 | 0.00401 | 560.7529 | 0.5094
| 566.3723 | 0.0024939 | 565.8837 | 0.0017016 | 511.445 | 0 | 566.3723 | 0.0010673 | 565.8837 | 0.00015768 | 559.3279 | 0.00024522 | 565.8837 | 0.00014716 | 512.4307 | 1.8258e-05 | 566.3723 | 0.00022274 | 560.9755 | 0.0020209 | 566.3723 | 0.013041 | 566.3723 | 0.074813 | 566.3723 | 0.031867 | 566.3723 | 0.0012248 | 512.4307 | 2.7375e-05 | 566.3723 | 0.00044166 | 565.8837 | -0.00023253 | 770.2779 | 0.70524 | 565.8837 | -0.0018655 | 769.5727 | 0 | 770.2779 | 0.0043 | 560.9755 | 0.50585
| 566.5996 | 0.00372 | 566.1113 | 0.0016662 | 511.5594 | 0.00081498 | 566.5996 | 0.0011235 | 566.1113 | 0.0010166 | 559.5536 | 0.00054618 | 566.1113 | 0.0011627 | 512.5478 | 8.9944e-06 | 566.5996 | 0.0013116 | 561.1982 | 0.0029679 | 566.5996 | 0.013604 | 566.5996 | 0.07406 | 566.5996 | 0.033554 | 566.5996 | 0.0020302 | 512.5478 | 1.5615e-05 | 566.5996 | 0.00115 | 566.1113 | 0.00051574 | 770.4431 | 0.70697 | 566.1113 | 0.0013122 | 769.738 | 5.0004e-05 | 770.4431 | 0.00403 | 561.1982 | 0.50953
| 566.8269 | 0.0028564 | 566.3389 | 0.0014236 | 511.6738 | 0 | 566.8269 | -0.00042511 | 566.3389 | -0.00082011 | 559.7795 | 0.00026428 | 566.3389 | 0.00023326 | 512.6649 | 1.7787e-05 | 566.8269 | 0 | 561.4208 | 0.0013669 | 566.8269 | 0.012114 | 566.8269 | 0.072214 | 566.8269 | 0.033629 | 566.8269 | 0.0015597 | 512.6649 | 2.4806e-05 | 566.8269 | 0.00039067 | 566.3389 | -0.00037217 | 770.6082 | 0.72076 | 566.3389 | -0.00024332 | 769.9032 | 0 | 770.6082 | 0.00428 | 561.4208 | 0.50726
| 567.0543 | 0.0035908 | 566.5666 | 0.0014998 | 511.7882 | 0.00097105 | 567.0543 | 0.0011958 | 566.5666 | 0.00078379 | 560.0052 | 0.00032268 | 566.5666 | 0.0010115 | 512.7819 | 8.7928e-06 | 567.0542 | 0.0012774 | 561.6434 | 0.0025978 | 567.0542 | 0.01308 | 567.0543 | 0.071967 | 567.0542 | 0.035494 | 567.0542 | 0.0022829 | 512.7819 | 9.191e-06 | 567.0543 | 0.00094385 | 566.5666 | 0.00032614 | 770.7734 | 0.72701 | 566.5666 | -0.00039525 | 770.0684 | 5.0004e-05 | 770.7734 | 0.00412 | 561.6434 | 0.51063
| 567.2816 | 0.0027622 | 566.7942 | 0.0012153 | 511.9026 | 0 | 567.2816 | 0.0014867 | 566.7942 | 2.9948e-05 | 560.2311 | 0.00032698 | 566.7942 | 0.00022285 | 512.899 | 1.7765e-05 | 567.2816 | 4.6216e-06 | 561.8661 | 0.0020127 | 567.2816 | 0.012095 | 567.2816 | 0.070444 | 567.2816 | 0.035885 | 567.2816 | 0.0016259 | 512.899 | 2.1599e-05 | 567.2816 | 0.00037331 | 566.7943 | -0.00044169 | 770.9386 | 0.73264 | 566.7942 | -0.0014333 | 770.2337 | 0 | 770.9386 | 0.00433 | 561.8661 | 0.50625
| 567.5089 | 0.0036507 | 567.0219 | 0.0016161 | 512.0169 | 0.00104 | 567.5089 | 0.0015278 | 567.0219 | 0.0007507 | 560.4569 | 0.0003439 | 567.0219 | 0.0011625 | 513.0161 | 8.972e-06 | 567.5089 | 0.00093174 | 562.0887 | 0.0034547 | 567.5089 | 0.012739 | 567.5089 | 0.06993 | 567.5089 | 0.037617 | 567.5089 | 0.0022556 | 513.0161 | 1.2408e-05 | 567.5089 | 0.00117 | 567.0219 | 0.00044033 | 771.1037 | 0.73582 | 567.0219 | -0.00026301 | 770.3989 | 5.0004e-05 | 771.1037 | 0.00407 | 562.0888 | 0.50882
| 567.7363 | 0.0025745 | 567.2496 | 0.0014473 | 512.1313 | 0 | 567.7363 | 0.00090392 | 567.2496 | -8.3664e-05 | 560.6827 | 4.313e-05 | 567.2496 | 0.0002908 | 513.1331 | 1.7552e-05 | 567.7363 | 3.8405e-05 | 562.3114 | 0.0018059 | 567.7363 | 0.011202 | 567.7363 | 0.068255 | 567.7363 | 0.037851 | 567.7363 | 0.0014079 | 513.1331 | 2.5454e-05 | 567.7363 | 0.00046124 | 567.2496 | -0.0004357 | 771.2689 | 0.74092 | 567.2496 | -0.00089305 | 770.5641 | 0 | 771.2689 | 0.00426 | 562.3114 | 0.50777
| 567.9636 | 0.0037459 | 567.4773 | 0.0018013 | 512.2457 | 0.00213 | 567.9636 | 0.0013204 | 567.4773 | 0.00087115 | 560.9086 | 0.00048797 | 567.4773 | 0.0012442 | 513.2502 | 8.58e-06 | 567.9636 | 0.00096331 | 562.5341 | 0.0023405 | 567.9636 | 0.012936 | 567.9636 | 0.068332 | 567.9636 | 0.040126 | 567.9636 | 0.0025461 | 513.2502 | 1.3045e-05 | 567.9636 | 0.00122 | 567.4773 | 0.00025827 | 771.4341 | 0.75073 | 567.4773 | 0.00076362 | 770.7294 | 6.9993e-05 | 771.4341 | 0.0041 | 562.5341 | 0.50862
| 568.191 | 0.0025933 | 567.705 | 0.0014978 | 512.3601 | 0 | 568.191 | 0.00081671 | 567.705 | -0.00054293 | 561.1345 | -4.0258e-05 | 567.705 | 0.00018902 | 513.3673 | 1.9109e-05 | 568.191 | 0 | 562.7568 | 0.0021293 | 568.191 | 0.011269 | 568.191 | 0.066362 | 568.191 | 0.039902 | 568.191 | 0.0019723 | 513.3673 | 2.3521e-05 | 568.191 | 0.00061155 | 567.705 | -0.00024145 | 771.5993 | 0.752 | 567.705 | 0.00021585 | 770.8946 | 0 | 771.5993 | 0.00435 | 562.7568 | 0.50707
| 568.4184 | 0.0034309 | 567.9327 | 0.001731 | 512.4745 | 0.00213 | 568.4184 | 0.0012648 | 567.9327 | 0.00094445 | 561.3603 | 0.00037954 | 567.9327 | 0.0011428 | 513.4844 | 1.0563e-05 | 568.4184 | 0.0012671 | 562.9795 | 0.0019653 | 568.4184 | 0.01222 | 568.4184 | 0.065681 | 568.4184 | 0.04225 | 568.4184 | 0.0027054 | 513.4844 | 1.0476e-05 | 568.4184 | 0.00122 | 567.9328 | 0.00030754 | 771.7645 | 0.76424 | 567.9327 | 0.00020572 | 771.0599 | 6.9993e-05 | 771.7645 | 0.00417 | 562.9795 | 0.50776
| 568.6458 | 0.0028569 | 568.1605 | 0.001543 | 512.5889 | 0 | 568.6458 | 4.0377e-07 | 568.1605 | -4.861e-05 | 561.5862 | 0.00010588 | 568.1605 | 0.00015744 | 513.6015 | 2.0476e-05 | 568.6458 | 1.171e-05 | 563.2022 | 0.00074411 | 568.6458 | 0.01036 | 568.6458 | 0.064164 | 568.6458 | 0.042284 | 568.6458 | 0.0019804 | 513.6015 | 2.4806e-05 | 568.6458 | 0.00072821 | 568.1605 | -0.00047495 | 771.9297 | 0.77358 | 568.1605 | -0.00059414 | 771.2252 | 0 | 771.9297 | 0.00438 | 563.2022 | 0.50429
| 568.8732 | 0.0034654 | 568.3882 | 0.0015634 | 512.7034 | 0.00222 | 568.8732 | 0.00089126 | 568.3882 | 0.00099117 | 561.8121 | 0.00065776 | 568.3882 | 0.0011828 | 513.7186 | 9.9577e-06 | 568.8732 | 0.00082855 | 563.425 | 0.0029529 | 568.8732 | 0.011735 | 568.8732 | 0.063428 | 568.8732 | 0.044284 | 568.8732 | 0.0025824 | 513.7186 | 1.433e-05 | 568.8732 | 0.00145 | 568.3882 | 0.00046144 | 772.0949 | 0.78071 | 568.3882 | 0.00080435 | 771.3904 | 5.0004e-05 | 772.0949 | 0.00418 | 563.425 | 0.50484
| 569.1006 | 0.0031162 | 568.616 | 0.0014709 | 512.8178 | 0 | 569.1006 | -0.00019909 | 568.616 | -0.00015351 | 562.038 | 0.00024776 | 568.616 | 0.00014832 | 513.8357 | 2.0028e-05 | 569.1006 | 0 | 563.6477 | 0.0017151 | 569.1006 | 0.010553 | 569.1006 | 0.061411 | 569.1006 | 0.04391 | 569.1006 | 0.0020245 | 513.8357 | 2.4806e-05 | 569.1006 | 0.00055076 | 568.616 | -0.00027138 | 772.2601 | 0.78432 | 568.616 | -0.00026025 | 771.5557 | 0 | 772.2601 | 0.00445 | 563.6477 | 0.5064
| 569.3281 | 0.0033834 | 568.8438 | 0.0014789 | 512.9322 | 0.00192 | 569.3281 | 0.0017913 | 568.8438 | -8.2147e-05 | 562.2639 | 0.00029976 | 568.8438 | 0.0010952 | 513.9528 | 1.0115e-05 | 569.3281 | 0.0010384 | 563.8704 | 0.0021233 | 569.3281 | 0.011139 | 569.3281 | 0.06099 | 569.3281 | 0.046166 | 569.3281 | 0.0027828 | 513.9528 | 1.0476e-05 | 569.3281 | 0.00135 | 568.8438 | 0.00039478 | 772.4253 | 0.79162 | 568.8438 | -0.00034385 | 771.721 | 8.9995e-05 | 772.4253 | 0.00422 | 563.8704 | 0.50649
| 569.5555 | 0.0029678 | 569.0715 | 0.001287 | 513.0466 | 0 | 569.5555 | 0.00062928 | 569.0715 | 4.393e-05 | 562.4898 | 0.0002781 | 569.0715 | 0.00015916 | 514.0699 | 1.9748e-05 | 569.5555 | 0 | 564.0932 | 0.00085131 | 569.5555 | 0.0096711 | 569.5555 | 0.059726 | 569.5555 | 0.04708 | 569.5555 | 0.0019863 | 514.0699 | 2.5454e-05 | 569.5555 | 0.00068381 | 569.0716 | -0.000549 | 772.5905 | 0.79663 | 569.0715 | -0.00070523 | 771.8863 | 0 | 772.5905 | 0.00457 | 564.0932 | 0.50617
| 569.783 | 0.0043037 | 569.2993 | 0.0014703 | 513.161 | 0.00179 | 569.783 | 0.0013212 | 569.2993 | 0.00042198 | 562.7157 | 0.00058205 | 569.2993 | 0.0010709 | 514.187 | 9.6441e-06 | 569.783 | 0.00078346 | 564.316 | 0.0024367 | 569.783 | 0.010977 | 569.783 | 0.059318 | 569.783 | 0.048795 | 569.783 | 0.0031442 | 514.187 | 1.4967e-05 | 569.783 | 0.00133 | 569.2993 | 0.00066805 | 772.7557 | 0.80727 | 569.2993 | 0.00080297 | 772.0516 | 1.0001e-05 | 772.7557 | 0.00439 | 564.316 | 0.50574
| 570.0104 | 0.0027678 | 569.5271 | 0.0016777 | 513.2755 | 0 | 570.0104 | 0.00032061 | 569.5271 | -0.00048869 | 562.9417 | 1.4346e-05 | 569.5271 | 0.00025457 | 514.3041 | 1.8381e-05 | 570.0104 | 0.00010909 | 564.5388 | 0.0018211 | 570.0104 | 0.010081 | 570.0104 | 0.05813 | 570.0104 | 0.049637 | 570.0104 | 0.0023228 | 514.3041 | 2.9297e-05 | 570.0104 | 0.00056985 | 569.5272 | 0.00012821 | 772.921 | 0.81196 | 569.5271 | -0.0002969 | 772.2168 | 0 | 772.921 | 0.00474 | 564.5388 | 0.50751
| 570.2379 | 0.0031258 | 569.755 | 0.0016055 | 513.3899 | 0.00161 | 570.2379 | 0.0012763 | 569.755 | 0.00036343 | 563.1676 | 0.00045995 | 569.755 | 0.00096681 | 514.4212 | 8.7816e-06 | 570.2379 | 0.0010765 | 564.7615 | 0.0028893 | 570.2379 | 0.010458 | 570.2379 | 0.057379 | 570.2379 | 0.051734 | 570.2379 | 0.0029867 | 514.4212 | 1.433e-05 | 570.2379 | 0.00153 | 569.755 | 0.00045121 | 773.0862 | 0.81303 | 569.755 | 0.0010705 | 772.3821 | 6.9993e-05 | 773.0862 | 0.00444 | 564.7615 | 0.50657
| 570.4654 | 0.0030799 | 569.9828 | 0.0014661 | 513.5044 | 0 | 570.4654 | 0.00090842 | 569.9828 | 0.00010027 | 563.3936 | 1.676e-08 | 569.9828 | 0.00023175 | 514.5383 | 1.865e-05 | 570.4654 | 1.4909e-05 | 564.9843 | 0.0011672 | 570.4654 | 0.0095225 | 570.4654 | 0.055622 | 570.4654 | 0.051961 | 570.4654 | 0.00256 | 514.5383 | 2.3521e-05 | 570.4654 | 0.00066169 | 569.9828 | -0.00022641 | 773.2514 | 0.81589 | 569.9828 | -0.000856 | 772.5474 | 0 | 773.2514 | 0.00471 | 564.9843 | 0.50318
| 570.6929 | 0.0031859 | 570.2106 | 0.0014305 | 513.6188 | 0.00224 | 570.6929 | 0.00046548 | 570.2106 | 0.0008876 | 563.6195 | 0.00042601 | 570.2106 | 0.0011435 | 514.6555 | 9.9129e-06 | 570.6929 | 0.0010983 | 565.2072 | 0.0019702 | 570.6929 | 0.0098868 | 570.6929 | 0.055121 | 570.6929 | 0.054026 | 570.6929 | 0.0034432 | 514.6555 | 9.191e-06 | 570.6929 | 0.00154 | 570.2106 | 0.00081239 | 773.4167 | 0.82402 | 570.2106 | -0.00029392 | 772.7127 | 5.0004e-05 | 773.4167 | 0.00443 | 565.2071 | 0.50798
| 570.9205 | 0.0019371 | 570.4385 | 0.0014776 | 513.7332 | 0 | 570.9205 | 0.00095575 | 570.4385 | -0.00016008 | 563.8455 | 0.00010121 | 570.4385 | 0.00023502 | 514.7726 | 2.0308e-05 | 570.9204 | 0.00021758 | 565.4299 | 0.0017384 | 570.9204 | 0.009077 | 570.9205 | 0.053519 | 570.9204 | 0.053997 | 570.9204 | 0.0022854 | 514.7726 | 1.903e-05 | 570.9205 | 0.00084658 | 570.4385 | -0.00029987 | 773.5819 | 0.83135 | 570.4385 | -0.0015466 | 772.8781 | 0 | 773.5819 | 0.00472 | 565.4299 | 0.50489
| 571.1479 | 0.0034214 | 570.6664 | 0.0015854 | 513.8477 | 0.00182 | 571.1479 | 0.00088345 | 570.6664 | 0.00089698 | 564.0715 | 0.00035636 | 570.6664 | 0.0011003 | 514.8897 | 1.0428e-05 | 571.148 | 0.00093108 | 565.6528 | 0.0019726 | 571.148 | 0.0094298 | 571.1479 | 0.052972 | 571.148 | 0.056337 | 571.148 | 0.0033908 | 514.8897 | 9.8388e-06 | 571.148 | 0.00157 | 570.6664 | 0.00070306 | 773.7471 | 0.83893 | 570.6664 | 0.00074464 | 773.0434 | 5.0004e-05 | 773.7471 | 0.00445 | 565.6528 | 0.50848
| 571.3755 | 0.003044 | 570.8942 | 0.00129 | 513.9621 | 0 | 571.3755 | 0.0006736 | 570.8942 | -0.00018731 | 564.2975 | 0.00028889 | 570.8942 | 0.00015387 | 515.0068 | 2.0912e-05 | 571.3755 | 0 | 565.8756 | 0.0012375 | 571.3755 | 0.0085381 | 571.3755 | 0.051846 | 571.3755 | 0.056956 | 571.3755 | 0.0026841 | 515.0068 | 2.4806e-05 | 571.3755 | 0.00079672 | 570.8942 | -0.00024491 | 773.9124 | 0.84058 | 570.8942 | -0.00077037 | 773.2087 | 0 | 773.9124 | 0.00472 | 565.8756 | 0.50722
| 571.6031 | 0.0029668 | 571.1221 | 0.001588 | 514.0766 | 0.00109 | 571.6031 | 0.00042697 | 571.1221 | 0.00057595 | 564.5235 | 0.0004718 | 571.1221 | 0.0010337 | 515.124 | 1.0484e-05 | 571.6031 | 0.0012404 | 566.0984 | 0.0021385 | 571.6031 | 0.0093188 | 571.6031 | 0.051306 | 571.6031 | 0.059371 | 571.6031 | 0.0036179 | 515.124 | 1.4967e-05 | 571.6031 | 0.00153 | 571.1221 | 0.00060743 | 774.0776 | 0.85184 | 571.1221 | -0.00022755 | 773.374 | 6.9993e-05 | 774.0776 | 0.00449 | 566.0984 | 0.50406
| 571.8306 | 0.001926 | 571.35 | 0.0015281 | 514.1911 | 0 | 571.8306 | 0.0003551 | 571.35 | -0.00013007 | 564.7496 | 0.00010309 | 571.35 | 0.00020272 | 515.2411 | 2.089e-05 | 571.8306 | 0.00012658 | 566.3214 | 0.0012596 | 571.8306 | 0.0081057 | 571.8306 | 0.050228 | 571.8306 | 0.060586 | 571.8306 | 0.0028154 | 515.2411 | 2.8012e-05 | 571.8306 | 0.00094991 | 571.35 | -0.00040895 | 774.2429 | 0.8565 | 571.35 | 0.00037018 | 773.5393 | 0 | 774.2429 | 0.00477 | 566.3214 | 0.51041
| 572.0582 | 0.0037326 | 571.578 | 0.0016584 | 514.3055 | 0.0025 | 572.0582 | 0.00026689 | 571.578 | 0.00047415 | 564.9756 | 0.00047434 | 571.578 | 0.0011113 | 515.3583 | 1.0406e-05 | 572.0582 | 0.0010508 | 566.5442 | 0.0026175 | 572.0582 | 0.0097256 | 572.0582 | 0.050506 | 572.0582 | 0.063334 | 572.0582 | 0.0039334 | 515.3583 | 1.3045e-05 | 572.0582 | 0.00197 | 571.5779 | 0.00121 | 774.4082 | 0.86547 | 571.578 | -0.00071615 | 773.7047 | 5.0004e-05 | 774.4082 | 0.0045 | 566.5442 | 0.51218
| 572.2858 | 0.0022399 | 571.8059 | 0.0014628 | 514.42 | 0 | 572.2858 | 0.00046898 | 571.8059 | -0.00026625 | 565.2017 | 0.00010677 | 571.8059 | 0.00021515 | 515.4754 | 2.1226e-05 | 572.2858 | 0 | 566.7671 | 0.00087661 | 572.2858 | 0.0082965 | 572.2858 | 0.048442 | 572.2858 | 0.063533 | 572.2858 | 0.0030325 | 515.4754 | 2.5454e-05 | 572.2858 | 0.00096266 | 571.8059 | 0.00017707 | 774.5734 | 0.87007 | 571.8059 | -0.00037239 | 773.87 | 0 | 774.5734 | 0.00472 | 566.7671 | 0.50873
| 572.5134 | 0.0029546 | 572.0338 | 0.0014834 | 514.5345 | 0.00168 | 572.5134 | 0.0010493 | 572.0338 | 0.00030292 | 565.4277 | 0.00029455 | 572.0338 | 0.0010442 | 515.5926 | 1.0876e-05 | 572.5134 | 0.0012919 | 566.99 | 0.0022044 | 572.5134 | 0.0089337 | 572.5134 | 0.048328 | 572.5134 | 0.066077 | 572.5134 | 0.0040567 | 515.5926 | 1.2408e-05 | 572.5134 | 0.00164 | 572.0338 | 0.00094755 | 774.7387 | 0.87753 | 572.0338 | -9.6835e-06 | 774.0353 | 3.0002e-05 | 774.7387 | 0.00443 | 566.99 | 0.51028
| 572.741 | 0.0021494 | 572.2618 | 0.001284 | 514.6489 | 0 | 572.741 | 0.00022855 | 572.2618 | 7.5447e-05 | 565.6537 | 0.0001519 | 572.2618 | 0.0001165 | 515.7097 | 2.0005e-05 | 572.741 | 0 | 567.2129 | 0.0015227 | 572.741 | 0.0074672 | 572.741 | 0.04674 | 572.741 | 0.067374 | 572.741 | 0.0030303 | 515.7097 | 2.4806e-05 | 572.741 | 0.0009357 | 572.2618 | -0.00032723 | 774.904 | 0.87948 | 572.2618 | -0.00086071 | 774.2007 | 0 | 774.904 | 0.00482 | 567.2129 | 0.50885
| 572.9686 | 0.0027288 | 572.4897 | 0.0014223 | 514.7634 | 0.00217 | 572.9686 | 0.00093708 | 572.4897 | 0.00056629 | 565.8798 | 0.00042062 | 572.4897 | 0.00091724 | 515.8269 | 9.1849e-06 | 572.9686 | 0.0010596 | 567.4358 | 0.0021579 | 572.9686 | 0.0084253 | 572.9686 | 0.046659 | 572.9686 | 0.069514 | 572.9686 | 0.0041129 | 515.8269 | 1.2408e-05 | 572.9686 | 0.00186 | 572.4897 | 0.00055917 | 775.0693 | 0.892 | 572.4897 | 0.00067774 | 774.366 | 1.0001e-05 | 775.0693 | 0.0046 | 567.4358 | 0.50975
| 573.1963 | 0.0027585 | 572.7177 | 0.0016012 | 514.8779 | 0 | 573.1963 | 0.00096309 | 572.7177 | -0.00015845 | 566.1059 | 6.2394e-05 | 572.7177 | 0.00016813 | 515.944 | 1.9904e-05 | 573.1963 | 0.00033535 | 567.6587 | 0.0012951 | 573.1963 | 0.0078212 | 573.1963 | 0.045705 | 573.1963 | 0.071157 | 573.1963 | 0.0037232 | 515.944 | 2.4806e-05 | 573.1963 | 0.00115 | 572.7177 | 5.2162e-05 | 775.2345 | 0.89416 | 572.7177 | -0.00083286 | 774.5314 | 0 | 775.2345 | 0.00492 | 567.6587 | 0.511
| 573.4239 | 0.0025371 | 572.9457 | 0.0015148 | 514.9924 | 0.00144 | 573.4239 | 0.00075629 | 572.9457 | 0.00074635 | 566.332 | 0.0003697 | 572.9457 | 0.0010402 | 516.0612 | 1.0775e-05 | 573.4239 | 0.0012653 | 567.8817 | 0.0024426 | 573.4239 | 0.0082245 | 573.4239 | 0.045282 | 573.4239 | 0.073581 | 573.4239 | 0.0041458 | 516.0612 | 1.2617e-05 | 573.4239 | 0.0018 | 572.9457 | 0.00048384 | 775.3998 | 0.90125 | 572.9457 | 3.2191e-05 | 774.6967 | 5.0004e-05 | 775.3998 | 0.00466 | 567.8817 | 0.51577
| 573.6516 | 0.0023666 | 573.1737 | 0.0014702 | 515.1069 | 0 | 573.6516 | 0.00042061 | 573.1737 | -9.3755e-05 | 566.5581 | 0.00012126 | 573.1737 | 0.00019865 | 516.1784 | 2.0184e-05 | 573.6516 | 0.00038676 | 568.1046 | 0.0010735 | 573.6516 | 0.0076868 | 573.6516 | 0.044228 | 573.6516 | 0.074804 | 573.6516 | 0.0032326 | 516.1784 | 2.3949e-05 | 573.6516 | 0.00114 | 573.1737 | -0.00029058 | 775.5651 | 0.9069 | 573.1737 | -0.0001365 | 774.8621 | 0 | 775.5651 | 0.00501 | 568.1046 | 0.51029
| 573.8793 | 0.0030994 | 573.4017 | 0.0014142 | 515.2214 | 0.0012 | 573.8793 | 0.0012368 | 573.4017 | 0.00043361 | 566.7842 | 0.00045959 | 573.4017 | 0.0010807 | 516.2956 | 9.4089e-06 | 573.8792 | 0.00082792 | 568.3275 | 0.0018825 | 573.8792 | 0.0083077 | 573.8793 | 0.044018 | 573.8792 | 0.077617 | 573.8792 | 0.0044302 | 516.2956 | 1.1552e-05 | 573.8793 | 0.002 | 573.4017 | 0.00030354 | 775.7304 | 0.91743 | 573.4017 | 0.0014112 | 775.0275 | 6.9993e-05 | 775.7304 | 0.00479 | 568.3275 | 0.513
| 574.1069 | 0.0036285 | 573.6297 | 0.0014405 | 515.3359 | 0 | 574.1069 | 0.00047767 | 573.6297 | -0.00017136 | 567.0104 | 0.00022972 | 573.6297 | 0.00027962 | 516.4127 | 2.1226e-05 | 574.1069 | 6.9559e-05 | 568.5505 | 0.00096525 | 574.1069 | 0.0071584 | 574.1069 | 0.042914 | 574.1069 | 0.079114 | 574.1069 | 0.0040854 | 516.4127 | 2.6299e-05 | 574.1069 | 0.00135 | 573.6297 | -0.00018678 | 775.8957 | 0.92362 | 573.6297 | -0.00052995 | 775.1928 | 0 | 775.8957 | 0.0051 | 568.5505 | 0.51246
| 574.3346 | 0.0022707 | 573.8578 | 0.0014607 | 515.4504 | 0.00108 | 574.3346 | 0.00098292 | 573.8578 | 0.00092471 | 567.2365 | 0.00054769 | 573.8578 | 0.00096256 | 516.5299 | 1.1862e-05 | 574.3346 | 0.0011619 | 568.7734 | 0.0017362 | 574.3346 | 0.0080715 | 574.3346 | 0.042836 | 574.3346 | 0.081784 | 574.3346 | 0.0048828 | 516.5299 | 1.4967e-05 | 574.3346 | 0.00205 | 573.8578 | 0.00080831 | 776.061 | 0.92334 | 573.8578 | 0.00015769 | 775.3582 | 5.0004e-05 | 776.061 | 0.00486 | 568.7734 | 0.51267
| 574.5623 | 0.0023442 | 574.0858 | 0.0012586 | 515.5649 | 0 | 574.5623 | 0.00073018 | 574.0858 | -3.3068e-05 | 567.4626 | 0.00031493 | 574.0858 | 0.00020614 | 516.6471 | 2.1887e-05 | 574.5623 | 0 | 568.9964 | 0.0012815 | 574.5623 | 0.0070571 | 574.5623 | 0.0413 | 574.5623 | 0.083198 | 574.5623 | 0.0040465 | 516.6471 | 2.7375e-05 | 574.5623 | 0.00135 | 574.0858 | -0.00012208 | 776.2263 | 0.93666 | 574.0858 | -0.00057771 | 775.5236 | 0 | 776.2263 | 0.00512 | 568.9964 | 0.51371
| 574.79 | 0.0034854 | 574.3139 | 0.0016272 | 515.6794 | 0.00217 | 574.79 | 0.0013061 | 574.3139 | 0.00045846 | 567.6888 | 0.00049155 | 574.3139 | 0.0011354 | 516.7643 | 1.007e-05 | 574.79 | 0.0013687 | 569.2194 | 0.0015058 | 574.79 | 0.0078717 | 574.79 | 0.041095 | 574.79 | 0.08669 | 574.79 | 0.0049565 | 516.7643 | 1.2408e-05 | 574.79 | 0.00232 | 574.3139 | 0.00082029 | 776.3917 | 0.93373 | 574.3139 | 0.00078098 | 775.689 | 3.0002e-05 | 776.3917 | 0.0048 | 569.2194 | 0.51252
| 575.0178 | 0.002209 | 574.5419 | 0.0013578 | 515.7939 | 0 | 575.0178 | 0.00057365 | 574.5419 | -0.00040203 | 567.915 | 0.00018005 | 574.5419 | 0.00014414 | 516.8815 | 2.024e-05 | 575.0178 | 0 | 569.4424 | -2.8878e-05 | 575.0178 | 0.0068891 | 575.0178 | 0.040189 | 575.0178 | 0.08747 | 575.0178 | 0.0045635 | 516.8815 | 2.1599e-05 | 575.0178 | 0.00152 | 574.5419 | -0.00019148 | 776.557 | 0.94536 | 574.5419 | -0.00050132 | 775.8544 | 0 | 776.557 | 0.00508 | 569.4424 | 0.51203
| 575.2455 | 0.0034343 | 574.77 | 0.0014136 | 515.9085 | 0.00208 | 575.2455 | 0.00079708 | 574.77 | 0.00090263 | 568.1412 | 0.00058295 | 574.77 | 0.0010029 | 516.9987 | 1.0227e-05 | 575.2455 | 0.0011582 | 569.6654 | 0.0023565 | 575.2455 | 0.007612 | 575.2455 | 0.039927 | 575.2455 | 0.091483 | 575.2455 | 0.0055498 | 516.9987 | 9.191e-06 | 575.2455 | 0.00216 | 574.77 | 0.00041156 | 776.7223 | 0.93925 | 574.77 | 0.0013971 | 776.0198 | 1.0001e-05 | 776.7223 | 0.00483 | 569.6654 | 0.51155
| 575.4733 | 0.002929 | 574.9981 | 0.0011308 | 516.023 | 0 | 575.4733 | 0.00044325 | 574.9981 | -0.00039049 | 568.3674 | -6.2128e-05 | 574.9981 | 0.00012978 | 517.1159 | 2.1204e-05 | 575.4733 | 6.9646e-05 | 569.8884 | 0.0020637 | 575.4733 | 0.0065248 | 575.4733 | 0.038835 | 575.4733 | 0.092644 | 575.4733 | 0.0047328 | 517.1159 | 2.0315e-05 | 575.4733 | 0.00156 | 574.9981 | 9.4863e-05 | 776.8876 | 0.94594 | 574.9981 | 0.00045508 | 776.1852 | 0 | 776.8876 | 0.00519 | 569.8884 | 0.50844
| 575.701 | 0.0033485 | 575.2262 | 0.0013148 | 516.1375 | 0.00053755 | 575.701 | 0.00089311 | 575.2262 | 0.00039288 | 568.5936 | 0.00051449 | 575.2262 | 0.0011118 | 517.2331 | 1.0999e-05 | 575.701 | 0.00092355 | 570.1115 | 0.0020586 | 575.701 | 0.0072304 | 575.701 | 0.038952 | 575.701 | 0.096355 | 575.701 | 0.0053933 | 517.2331 | 1.1124e-05 | 575.7011 | 0.00239 | 575.2262 | 0.00073377 | 777.053 | 0.95223 | 575.2262 | 0.00093134 | 776.3506 | 5.0004e-05 | 777.053 | 0.00499 | 570.1115 | 0.51095
| 575.9288 | 0.0022095 | 575.4543 | 0.0015177 | 516.252 | 0 | 575.9288 | 0.00047168 | 575.4543 | -7.8012e-05 | 568.8198 | 0.00014605 | 575.4543 | 0.00020602 | 517.3503 | 2.136e-05 | 575.9288 | 0 | 570.3345 | 0.0019035 | 575.9288 | 0.006444 | 575.9288 | 0.037952 | 575.9288 | 0.097828 | 575.9288 | 0.004656 | 517.3503 | 2.2884e-05 | 575.9288 | 0.0017 | 575.4543 | -0.00018393 | 777.2183 | 0.95419 | 575.4543 | -0.00098825 | 776.516 | 0 | 777.2183 | 0.0054 | 570.3345 | 0.50984
| 576.1566 | 0.0033915 | 575.6825 | 0.0013193 | 516.3666 | 0.00095371 | 576.1566 | 0.0010418 | 575.6825 | 0.00038301 | 569.046 | 0.00045797 | 575.6825 | 0.0010558 | 517.4675 | 1.0428e-05 | 576.1566 | 0.0011275 | 570.5576 | 0.0020637 | 576.1566 | 0.0072205 | 576.1566 | 0.037629 | 576.1566 | 0.10114 | 576.1566 | 0.0057318 | 517.4675 | 1.2408e-05 | 576.1566 | 0.00262 | 575.6825 | 0.00044728 | 777.3836 | 0.96049 | 575.6825 | 8.3456e-05 | 776.6814 | 5.0004e-05 | 777.3836 | 0.00515 | 570.5576 | 0.51198
| 576.3844 | 0.0025374 | 575.9106 | 0.0013797 | 516.4811 | 0 | 576.3844 | 0.00076767 | 575.9106 | -0.00025281 | 569.2722 | 0.00013053 | 575.9106 | 0.00016621 | 517.5847 | 2.0285e-05 | 576.3844 | 0.0002368 | 570.7806 | 0.0019889 | 576.3844 | 0.0059381 | 576.3844 | 0.036707 | 576.3844 | 0.10295 | 576.3844 | 0.0052287 | 517.5847 | 2.1599e-05 | 576.3844 | 0.00172 | 575.9106 | 6.5337e-05 | 777.549 | 0.96934 | 575.9106 | -0.00095204 | 776.8468 | 0 | 777.549 | 0.00548 | 570.7806 | 0.50479
| 576.6122 | 0.002977 | 576.1388 | 0.0013502 | 516.5956 | 0.0016 | 576.6122 | 0.0014146 | 576.1388 | 0.00094859 | 569.4985 | 0.00047937 | 576.1388 | 0.0010927 | 517.7019 | 9.9913e-06 | 576.6122 | 0.0008775 | 571.0037 | 0.0016283 | 576.6122 | 0.0072804 | 576.6122 | 0.036709 | 576.6122 | 0.10677 | 576.6122 | 0.0062339 | 517.7019 | 9.8388e-06 | 576.6122 | 0.00259 | 576.1387 | 0.00083776 | 777.7143 | 0.96702 | 576.1388 | 0.00081406 | 777.0122 | 6.9993e-05 | 777.7143 | 0.00517 | 571.0037 | 0.50805
| 576.84 | 0.0032904 | 576.3669 | 0.0011929 | 516.7102 | 0 | 576.84 | 0.00064771 | 576.3669 | -0.00019207 | 569.7247 | 2.8254e-05 | 576.3669 | -2.9716e-05 | 517.8191 | 2.0543e-05 | 576.84 | 0 | 571.2268 | 0.00020054 | 576.84 | 0.0058216 | 576.84 | 0.035258 | 576.84 | 0.10853 | 576.84 | 0.0054934 | 517.8191 | 2.0962e-05 | 576.84 | 0.00195 | 576.3669 | -0.00026954 | 777.8797 | 0.97541 | 576.3669 | -0.0021812 | 777.1776 | 0 | 777.8797 | 0.00547 | 571.2268 | 0.50353
| 577.0679 | 0.0039039 | 576.5951 | 0.0015086 | 516.8247 | 0.00074563 | 577.0679 | 0.001793 | 576.5951 | 0.00075504 | 569.951 | 0.00037141 | 576.5951 | 0.0011557 | 517.9364 | 1.0697e-05 | 577.0679 | 0.0010815 | 571.4499 | 0.0012368 | 577.0679 | 0.0068325 | 577.0679 | 0.03548 | 577.0679 | 0.11271 | 577.0679 | 0.0064931 | 517.9364 | 1.198e-05 | 577.0679 | 0.00282 | 576.5951 | 0.00078867 | 778.045 | 0.98274 | 576.5951 | 0.00092255 | 777.3431 | 5.0004e-05 | 778.045 | 0.00521 | 571.4499 | 0.50574
| 577.2957 | 0.0021598 | 576.8233 | 0.0012479 | 516.9393 | 0 | 577.2957 | -0.00025712 | 576.8233 | -0.00039712 | 570.1773 | 7.3209e-05 | 576.8233 | 0.00013747 | 518.0536 | 2.2245e-05 | 577.2957 | 0 | 571.673 | 0.0011549 | 577.2957 | 0.0056284 | 577.2957 | 0.034208 | 577.2957 | 0.11398 | 577.2957 | 0.0056917 | 518.0536 | 2.6299e-05 | 577.2957 | 0.00204 | 576.8233 | -0.00014925 | 778.2104 | 0.9733 | 576.8233 | -9.2613e-05 | 777.5085 | 0 | 778.2104 | 0.00561 | 571.673 | 0.50199
| 577.5236 | 0.0030187 | 577.0515 | 0.0015006 | 517.0539 | 0.00154 | 577.5236 | 0.0010155 | 577.0515 | 0.00069279 | 570.4036 | 0.0004805 | 577.0515 | 0.0011028 | 518.1708 | 1.184e-05 | 577.5236 | 0.00082237 | 571.8961 | 0.0027534 | 577.5236 | 0.0068206 | 577.5236 | 0.034426 | 577.5236 | 0.11886 | 577.5236 | 0.0067511 | 518.1708 | 1.4539e-05 | 577.5236 | 0.00286 | 577.0515 | 0.00117 | 778.3758 | 0.97968 | 577.0515 | 0.0013316 | 777.6739 | 8.9995e-05 | 778.3758 | 0.00534 | 571.8961 | 0.5092
| 577.7515 | 0.0018911 | 577.2797 | 0.001366 | 517.1684 | 0 | 577.7515 | 0.00028188 | 577.2797 | -0.00055776 | 570.6299 | 0.00014599 | 577.2797 | 8.2902e-05 | 518.2881 | 2.3007e-05 | 577.7514 | 0 | 572.1192 | 0.0013445 | 577.7514 | 0.0054738 | 577.7515 | 0.033265 | 577.7514 | 0.12046 | 577.7514 | 0.0060595 | 518.2881 | 2.6091e-05 | 577.7515 | 0.00237 | 577.2797 | -0.00031692 | 778.5411 | 0.97898 | 577.2797 | 0.00047971 | 777.8394 | 0 | 778.5411 | 0.00568 | 572.1192 | 0.50635
| 577.9793 | 0.002902 | 577.5079 | 0.0014129 | 517.283 | 0.0016 | 577.9793 | 0.00092533 | 577.5079 | 0.0010291 | 570.8562 | 0.00036726 | 577.5079 | 0.001044 | 518.4053 | 1.1369e-05 | 577.9793 | 0.00090047 | 572.3423 | 0.0015717 | 577.9793 | 0.0067105 | 577.9793 | 0.033177 | 577.9793 | 0.12471 | 577.9793 | 0.0070814 | 518.4053 | 1.1761e-05 | 577.9793 | 0.00289 | 577.5079 | 0.00109 | 778.7065 | 0.98173 | 577.5079 | 0.00068705 | 778.0048 | 5.0004e-05 | 778.7065 | 0.0054 | 572.3424 | 0.50588
| 578.2072 | 0.0023413 | 577.7362 | 0.0013574 | 517.3976 | 0 | 578.2072 | 0.0004806 | 577.7362 | -0.00050146 | 571.0825 | 0.00030613 | 577.7362 | 0.00018985 | 518.5225 | 2.229e-05 | 578.2072 | 0.00015115 | 572.5655 | 0.0013524 | 578.2072 | 0.005514 | 578.2072 | 0.032126 | 578.2072 | 0.1269 | 578.2072 | 0.0063569 | 518.5225 | 2.4169e-05 | 578.2072 | 0.00233 | 577.7361 | -0.0002056 | 778.8719 | 0.98856 | 577.7362 | -0.0014288 | 778.1703 | 0 | 778.8719 | 0.00586 | 572.5655 | 0.50067
| 578.4351 | 0.0029873 | 577.9644 | 0.0012317 | 517.5122 | 0.00144 | 578.4351 | 0.0015696 | 577.9644 | 0.00095676 | 571.3088 | 0.00039753 | 577.9644 | 0.0011241 | 518.6398 | 1.1111e-05 | 578.4351 | 0.0010499 | 572.7886 | 0.0010154 | 578.4351 | 0.0062617 | 578.4351 | 0.032004 | 578.4351 | 0.13124 | 578.4351 | 0.0074158 | 518.6398 | 1.2408e-05 | 578.4351 | 0.00307 | 577.9644 | 0.00105 | 779.0373 | 0.98571 | 577.9644 | 0.0020571 | 778.3357 | 5.0004e-05 | 779.0373 | 0.00566 | 572.7886 | 0.49993
| 578.663 | 0.0020375 | 578.1927 | 0.0011335 | 517.6267 | 0 | 578.663 | 0.0007403 | 578.1927 | -0.00035155 | 571.5352 | 6.7728e-05 | 578.1927 | 0.00013005 | 518.757 | 2.266e-05 | 578.663 | 0.00016345 | 573.0118 | 0.0014448 | 578.663 | 0.0050077 | 578.663 | 0.031108 | 578.663 | 0.13306 | 578.663 | 0.0067364 | 518.757 | 2.2236e-05 | 578.663 | 0.00263 | 578.1927 | 7.1823e-05 | 779.2026 | 0.99205 | 578.1927 | -0.0013704 | 778.5012 | 0 | 779.2026 | 0.00601 | 573.0118 | 0.50356
| 578.8909 | 0.0025324 | 578.4209 | 0.0014239 | 517.7413 | 0.00098839 | 578.8909 | 0.0016716 | 578.4209 | 0.00075465 | 571.7615 | 0.00052618 | 578.4209 | 0.0010149 | 518.8743 | 1.156e-05 | 578.891 | 0.0006404 | 573.235 | 0.0015893 | 578.891 | 0.0057788 | 578.8909 | 0.031118 | 578.891 | 0.13734 | 578.891 | 0.0078654 | 518.8743 | 9.8388e-06 | 578.8909 | 0.00326 | 578.4209 | 0.0008325 | 779.3681 | 0.99733 | 578.4209 | 0.00077096 | 778.6667 | 3.0002e-05 | 779.3681 | 0.00564 | 573.235 | 0.49885
| 579.1189 | 0.0028631 | 578.6492 | 0.0013657 | 517.8559 | 0 | 579.1189 | 0.0010608 | 578.6492 | -0.00020748 | 571.9879 | 0.00018367 | 578.6492 | 0.00014349 | 518.9915 | 2.3813e-05 | 579.1189 | 0.00011798 | 573.4582 | 0.00085475 | 579.1189 | 0.0053042 | 579.1189 | 0.029941 | 579.1189 | 0.14 | 579.1189 | 0.007147 | 518.9915 | 2.0962e-05 | 579.1189 | 0.00248 | 578.6492 | 4.7314e-05 | 779.5334 | 0.9949 | 578.6492 | -0.00086784 | 778.8321 | 0 | 779.5334 | 0.00586 | 573.4582 | 0.49829
| 579.3469 | 0.0028286 | 578.8775 | 0.0014369 | 517.9705 | 0.0006936 | 579.3469 | 0.00063339 | 578.8775 | 0.00087454 | 572.2142 | 0.00036767 | 578.8775 | 0.00099149 | 519.1088 | 1.2276e-05 | 579.3468 | 0.00081011 | 573.6813 | 0.0021657 | 579.3468 | 0.0057295 | 579.3469 | 0.030285 | 579.3468 | 0.14548 | 579.3468 | 0.0082286 | 519.1088 | 1.1332e-05 | 579.3469 | 0.00346 | 578.8775 | 0.00051069 | 779.6988 | 0.99396 | 578.8775 | 0.0004618 | 778.9976 | 6.9993e-05 | 779.6988 | 0.00555 | 573.6813 | 0.49849
| 579.5748 | 0.0020073 | 579.1058 | 0.0012103 | 518.0851 | 0 | 579.5748 | 0.00026927 | 579.1058 | 1.6262e-05 | 572.4406 | 4.5394e-05 | 579.1058 | 0.00022395 | 519.2261 | 2.3802e-05 | 579.5748 | 0.00023686 | 573.9045 | 0.0016045 | 579.5748 | 0.0047959 | 579.5748 | 0.029109 | 579.5748 | 0.14834 | 579.5748 | 0.0079157 | 519.2261 | 2.3093e-05 | 579.5748 | 0.00299 | 579.1058 | 0.00027469 | 779.8642 | 0.99084 | 579.1058 | -0.0020042 | 779.1631 | 0 | 779.8642 | 0.00591 | 573.9045 | 0.49534
| 579.8028 | 0.003127 | 579.3341 | 0.0012833 | 518.1997 | 0.00121 | 579.8028 | 0.0010055 | 579.3341 | 0.00075522 | 572.667 | 0.00034972 | 579.3341 | 0.00097337 | 519.3433 | 1.1582e-05 | 579.8028 | 0.0011266 | 574.1278 | 0.0022867 | 579.8028 | 0.0056441 | 579.8028 | 0.028959 | 579.8028 | 0.15223 | 579.8028 | 0.0089268 | 519.3433 | 1.198e-05 | 579.8028 | 0.00364 | 579.3341 | 0.00073584 | 780.0296 | 0.99496 | 579.3341 | 0.00076272 | 779.3286 | 1.0001e-05 | 780.0296 | 0.00571 | 574.1278 | 0.49622
| 580.0308 | 0.0030018 | 579.5625 | 0.0012008 | 518.3143 | 0 | 580.0308 | 0.0004205 | 579.5625 | -0.00035324 | 572.8934 | 8.5227e-05 | 579.5625 | 3.99e-05 | 519.4606 | 2.3477e-05 | 580.0308 | 0.00035854 | 574.351 | 0.00056248 | 580.0308 | 0.0046562 | 580.0308 | 0.027822 | 580.0308 | 0.15502 | 580.0308 | 0.0080079 | 519.4606 | 2.5025e-05 | 580.0308 | 0.00303 | 579.5625 | -0.00011511 | 780.1951 | 0.99314 | 579.5625 | -0.00076969 | 779.4941 | 0 | 780.1951 | 0.00595 | 574.351 | 0.49457
| 580.2588 | 0.0031178 | 579.7908 | 0.0014674 | 518.4289 | 0.00057222 | 580.2588 | 0.00071594 | 579.7908 | 0.00071356 | 573.1198 | 0.00039577 | 579.7908 | 0.00089745 | 519.5779 | 1.2904e-05 | 580.2588 | 0.00084352 | 574.5742 | 0.0024613 | 580.2588 | 0.0059934 | 580.2588 | 0.028384 | 580.2588 | 0.16044 | 580.2588 | 0.009409 | 519.5779 | 1.8503e-05 | 580.2588 | 0.00395 | 579.7908 | 0.00103 | 780.3605 | 0.99434 | 579.7908 | -0.000518 | 779.6595 | 1.0001e-05 | 780.3605 | 0.00603 | 574.5742 | 0.49348
| 580.4868 | 0.0033348 | 580.0192 | 0.0015145 | 518.5435 | 0 | 580.4868 | 0.00069061 | 580.0192 | 0.00068317 | 573.3463 | 0.00040005 | 580.0192 | 0.00096992 | 519.6951 | 1.4864e-05 | 580.4868 | 0.0010043 | 574.7975 | 0.0012735 | 580.4868 | 0.0054169 | 580.4868 | 0.027454 | 580.4868 | 0.16871 | 580.4868 | 0.0096869 | 519.6951 | 2.0962e-05 | 580.4868 | 0.00425 | 580.0192 | 0.00086133 | 780.5259 | 0.99801 | 580.0192 | 0.00078844 | 779.8251 | 0 | 780.5259 | 0.00613 | 574.7975 | 0.49112
| 580.7148 | 0.0022506 | 580.2475 | 0.0011071 | 518.6581 | 0.00113 | 580.7148 | 0.0007804 | 580.2475 | -0.00037225 | 573.5727 | -1.2967e-06 | 580.2475 | 0.00012136 | 519.8124 | 4.57e-06 | 580.7148 | 0 | 575.0208 | 0.00083892 | 580.7148 | 0.0045544 | 580.7148 | 0.026098 | 580.7148 | 0.17315 | 580.7148 | 0.009009 | 519.8124 | 1.1651e-05 | 580.7148 | 0.00313 | 580.2475 | 0.00029701 | 780.6913 | 0.99877 | 580.2475 | -0.0010898 | 779.9905 | 0 | 780.6913 | 0.00628 | 575.0208 | 0.48982
| 580.9428 | 0.0027013 | 580.4759 | 0.001378 | 518.7727 | 0 | 580.9428 | 0.00049553 | 580.4759 | 0.00055152 | 573.7991 | 0.00039206 | 580.4759 | 0.001087 | 519.9297 | 6.071e-06 | 580.9428 | 0.00092165 | 575.244 | 0.0019957 | 580.9428 | 0.0057646 | 580.9428 | 0.026709 | 580.9428 | 0.17801 | 580.9428 | 0.0099327 | 519.9297 | 1.0904e-05 | 580.9428 | 0.00439 | 580.4759 | 0.00112 | 780.8568 | 1 | 580.4759 | 0.00064449 | 780.1561 | 0 | 780.8568 | 0.00599 | 575.244 | 0.49277
| 581.1709 | 0.0019665 | 580.7043 | 0.0011836 | 518.8874 | 0.00053755 | 581.1709 | -9.6323e-05 | 580.7043 | -0.00051119 | 574.0256 | 0.00022005 | 580.7043 | 5.1195e-05 | 520.047 | 5.7349e-06 | 581.1709 | 0.00024868 | 575.4673 | 0.0014392 | 581.1709 | 0.0041342 | 581.1709 | 0.025351 | 581.1709 | 0.18022 | 581.1709 | 0.0095707 | 520.047 | 9.8388e-06 | 581.1709 | 0.00372 | 580.7043 | 0.00023627 | 781.0222 | 0.99965 | 580.7043 | -0.00063048 | 780.3216 | 0 | 781.0222 | 0.00629 | 575.4673 | 0.48963
| 581.3989 | 0.0029425 | 580.9327 | 0.0014589 | 519.002 | 0 | 581.3989 | 0.00099117 | 580.9327 | 0.00054184 | 574.2521 | 0.00036526 | 580.9327 | 0.00099569 | 520.1643 | 6.1606e-06 | 581.3989 | 0.00035617 | 575.6906 | 0.0023928 | 581.3989 | 0.005283 | 581.3989 | 0.025672 | 581.3989 | 0.18684 | 581.3989 | 0.010787 | 520.1643 | 9.5204e-06 | 581.3989 | 0.0047 | 580.9327 | 0.0009052 | 781.1876 | 0.99445 | 580.9327 | -0.00021055 | 780.4871 | 0 | 781.1876 | 0.00613 | 575.6906 | 0.49158
| 581.627 | 0.0025643 | 581.1611 | 0.0010542 | 519.1166 | 0.00168 | 581.627 | 0.00045049 | 581.1611 | -0.00011723 | 574.4785 | 0.00011456 | 581.1611 | 0.00019336 | 520.2816 | 5.2421e-06 | 581.627 | 0.00018883 | 575.9138 | 0.00069431 | 581.627 | 0.0041179 | 581.627 | 0.024955 | 581.627 | 0.19094 | 581.627 | 0.010222 | 520.2816 | 7.5878e-06 | 581.627 | 0.00382 | 581.1611 | -0.00011554 | 781.3531 | 0.99112 | 581.1611 | -0.00075759 | 780.6526 | 0 | 781.3531 | 0.00653 | 575.9138 | 0.48713
| 581.8551 | 0.003606 | 581.3895 | 0.0012467 | 519.2313 | 0 | 581.8551 | 0.0011784 | 581.3895 | 0.00047571 | 574.705 | 0.00045509 | 581.3895 | 0.00092168 | 520.3989 | 4.7493e-06 | 581.8551 | 0.0009672 | 576.1371 | 0.00060323 | 581.8551 | 0.0050658 | 581.8551 | 0.024997 | 581.8551 | 0.19759 | 581.8551 | 0.01139 | 520.3989 | 1.2408e-05 | 581.8551 | 0.00483 | 581.3895 | 0.00127 | 781.5185 | 0.98866 | 581.3895 | 0.00056445 | 780.8181 | 0 | 781.5185 | 0.00635 | 576.1372 | 0.48932
| 582.0832 | 0.0022717 | 581.618 | 0.00097201 | 519.3459 | 0.00118 | 582.0832 | 0.00012451 | 581.618 | -6.0847e-05 | 574.9315 | 0.00010466 | 581.618 | 0.00015702 | 520.5162 | 4.57e-06 | 582.0832 | 0 | 576.3605 | 0.00077044 | 582.0832 | 0.0036734 | 582.0832 | 0.024193 | 582.0832 | 0.20121 | 582.0832 | 0.010642 | 520.5162 | 1.2617e-05 | 582.0832 | 0.00415 | 581.618 | -0.00017085 | 781.684 | 0.98128 | 581.618 | 6.022e-05 | 780.9836 | 0 | 781.684 | 0.00669 | 576.3605 | 0.4893
| 582.3113 | 0.0023382 | 581.8464 | 0.0013613 | 519.4606 | 0 | 582.3113 | 0.00093704 | 581.8464 | 0.00069124 | 575.158 | 0.00045677 | 581.8464 | 0.0011133 | 520.6335 | 4.458e-06 | 582.3113 | 0.00079042 | 576.5838 | 0.0017875 | 582.3113 | 0.0049127 | 582.3113 | 0.02435 | 582.3113 | 0.20847 | 582.3113 | 0.011701 | 520.6335 | 1.2189e-05 | 582.3113 | 0.00495 | 581.8464 | 0.00125 | 781.8494 | 0.98066 | 581.8464 | 0.0007533 | 781.1492 | 0 | 781.8494 | 0.00648 | 576.5838 | 0.48827
| 582.5394 | 0.0026769 | 582.0749 | 0.0011022 | 519.5752 | 0.00175 | 582.5394 | 0.00044891 | 582.0749 | -0.00027406 | 575.3845 | 0.00013664 | 582.0749 | 8.9453e-05 | 520.7508 | 4.9061e-06 | 582.5394 | 4.186e-06 | 576.8071 | 0.00073304 | 582.5394 | 0.0036096 | 582.5394 | 0.023023 | 582.5394 | 0.21232 | 582.5394 | 0.011547 | 520.7508 | 6.7313e-06 | 582.5394 | 0.00449 | 582.0749 | 4.5326e-06 | 782.0149 | 0.9829 | 582.0749 | -0.0016713 | 781.3147 | 0 | 782.0149 | 0.00678 | 576.8071 | 0.48558
| 582.7675 | 0.0037393 | 582.3033 | 0.0012549 | 519.6898 | 0 | 582.7675 | 0.00092667 | 582.3033 | 0.00043291 | 575.6111 | 0.00033895 | 582.3033 | 0.0010276 | 520.8681 | 4.0436e-06 | 582.7675 | 0.00057711 | 577.0305 | 0.0016802 | 582.7675 | 0.0046539 | 582.7675 | 0.023634 | 582.7675 | 0.21852 | 582.7675 | 0.012841 | 520.8681 | 8.2356e-06 | 582.7675 | 0.00535 | 582.3033 | 0.00115 | 782.1803 | 0.99246 | 582.3033 | 0.00072312 | 781.4802 | 0 | 782.1803 | 0.00654 | 577.0305 | 0.48569
| 582.9957 | 0.0023243 | 582.5318 | 0.001127 | 519.8045 | 0.00106 | 582.9957 | -5.1771e-05 | 582.5318 | 0.00042729 | 575.8376 | 8.2349e-05 | 582.5318 | 7.7261e-05 | 520.9854 | 4.9285e-06 | 582.9956 | 0 | 577.2538 | 0.0011634 | 582.9956 | 0.0036982 | 582.9957 | 0.022498 | 582.9956 | 0.22419 | 582.9956 | 0.012465 | 520.9854 | 9.191e-06 | 582.9957 | 0.00472 | 582.5318 | 0.00026777 | 782.3458 | 0.9805 | 582.5318 | -0.00060086 | 781.6458 | 0 | 782.3458 | 0.00696 | 577.2539 | 0.48596
| 583.2238 | 0.0030689 | 582.7603 | 0.0012353 | 519.9192 | 0 | 583.2238 | 0.00066632 | 582.7603 | 0.00057592 | 576.0641 | 0.00029387 | 582.7603 | 0.00097027 | 521.1027 | 5.7125e-06 | 583.2238 | 0.00071649 | 577.4772 | 0.0018375 | 583.2238 | 0.0046094 | 583.2238 | 0.022887 | 583.2238 | 0.23168 | 583.2238 | 0.013456 | 521.1027 | 1.2408e-05 | 583.2238 | 0.00574 | 582.7603 | 0.00116 | 782.5113 | 0.98207 | 582.7603 | 1.5545e-05 | 781.8113 | 0 | 782.5113 | 0.00682 | 577.4772 | 0.48493
| 583.452 | 0.0025725 | 582.9888 | 0.0012039 | 520.0338 | 0.00113 | 583.452 | 0.0003456 | 582.9888 | -0.00064594 | 576.2907 | 0.00013204 | 582.9888 | 9.0456e-05 | 521.2201 | 7.3591e-06 | 583.452 | 0.00013403 | 577.7006 | 0.00076587 | 583.452 | 0.0035749 | 583.452 | 0.022037 | 583.452 | 0.23829 | 583.452 | 0.01265 | 521.2201 | 7.5878e-06 | 583.452 | 0.00491 | 582.9888 | 0.0007743 | 782.6768 | 0.97846 | 582.9888 | -0.00092843 | 781.9769 | 0 | 782.6768 | 0.00697 | 577.7006 | 0.48285
| 583.6801 | 0.0026605 | 583.2173 | 0.00091404 | 520.1485 | 0 | 583.6801 | 0.0010736 | 583.2173 | 0.0010104 | 576.5173 | 0.0003254 | 583.2173 | 0.00089017 | 521.3374 | 6.5414e-06 | 583.6801 | 0.0011017 | 577.924 | 0.0016059 | 583.6801 | 0.0048637 | 583.6801 | 0.022492 | 583.6801 | 0.24645 | 583.6801 | 0.014207 | 521.3374 | 7.9172e-06 | 583.6801 | 0.00614 | 583.2173 | 0.00128 | 782.8423 | 0.97523 | 583.2173 | 0.0025963 | 782.1425 | 0 | 782.8423 | 0.00665 | 577.9239 | 0.48321
| 583.9083 | 0.0018715 | 583.4459 | 0.0010152 | 520.2632 | 0.00163 | 583.9083 | 0.00039582 | 583.4459 | -0.00043706 | 576.7438 | 9.2954e-05 | 583.4459 | 4.0544e-05 | 521.4547 | 6.2278e-06 | 583.9083 | 0 | 578.1473 | 0.00073892 | 583.9083 | 0.0036999 | 583.9083 | 0.021521 | 583.9083 | 0.25202 | 583.9083 | 0.013753 | 521.4547 | 9.5204e-06 | 583.9083 | 0.0054 | 583.4459 | 0.00037098 | 783.0077 | 0.97124 | 583.4459 | -0.00079719 | 782.308 | 0 | 783.0077 | 0.00702 | 578.1473 | 0.4807
| 584.1365 | 0.0034451 | 583.6744 | 0.0014044 | 520.3778 | 0 | 584.1365 | 0.0012675 | 583.6744 | 0.00064769 | 576.9705 | 0.00041078 | 583.6744 | 0.001015 | 521.572 | 5.4773e-06 | 584.1365 | 0.0011953 | 578.3707 | 0.0017285 | 584.1365 | 0.004798 | 584.1365 | 0.021993 | 584.1365 | 0.26136 | 584.1365 | 0.015005 | 521.572 | 1.3155e-05 | 584.1365 | 0.00639 | 583.6744 | 0.00093026 | 783.1732 | 0.96658 | 583.6744 | 0.0012291 | 782.4736 | 0 | 783.1732 | 0.00688 | 578.3707 | 0.48044
| 584.3647 | 0.0023842 | 583.903 | 0.00099418 | 520.4925 | 0.0016 | 584.3647 | 0.00041824 | 583.903 | -6.3569e-05 | 577.197 | 0.00018229 | 583.903 | 6.5531e-05 | 521.6894 | 5.4549e-06 | 584.3647 | 6.1721e-05 | 578.5942 | 0.0016633 | 584.3647 | 0.0033728 | 584.3647 | 0.02052 | 584.3647 | 0.26603 | 584.3647 | 0.014318 | 521.6894 | 1.0267e-05 | 584.3647 | 0.00562 | 583.903 | 0.00055751 | 783.3387 | 0.96658 | 583.903 | -0.0008005 | 782.6391 | 0 | 783.3387 | 0.00718 | 578.5942 | 0.47929
| 584.593 | 0.0030196 | 584.1315 | 0.0013261 | 520.6072 | 0 | 584.593 | 0.0014902 | 584.1315 | 0.00066359 | 577.4236 | 0.00042642 | 584.1315 | 0.0010133 | 521.8067 | 5.7349e-06 | 584.5929 | 0.0010906 | 578.8176 | 0.0018403 | 584.5929 | 0.0046029 | 584.593 | 0.021518 | 584.5929 | 0.27668 | 584.5929 | 0.016066 | 521.8067 | 7.3791e-06 | 584.593 | 0.00693 | 584.1315 | 0.00126 | 783.5042 | 0.9673 | 584.1315 | 0.001201 | 782.8047 | 0 | 783.5042 | 0.00691 | 578.8176 | 0.48285
| 584.8212 | 0.00231 | 584.3601 | 0.00087838 | 520.7219 | 0.00097105 | 584.8212 | 0.001259 | 584.3601 | -0.0001307 | 577.6503 | 0.00026385 | 584.3601 | -1.0223e-05 | 521.9241 | 5.1637e-06 | 584.8212 | 5.59e-05 | 579.041 | 0.00094825 | 584.8212 | 0.0033738 | 584.8212 | 0.02014 | 584.8212 | 0.28339 | 584.8212 | 0.015393 | 521.9241 | 5.2379e-06 | 584.8212 | 0.00594 | 584.3601 | 0.00028389 | 783.6697 | 0.96686 | 584.3601 | -0.00012281 | 782.9703 | 0 | 783.6697 | 0.00727 | 579.041 | 0.47914
| 585.0494 | 0.0022482 | 584.5887 | 0.0012361 | 520.8366 | 0 | 585.0494 | 0.0016009 | 584.5887 | 0.00087563 | 577.8769 | 0.00049901 | 584.5887 | 0.00096376 | 522.0414 | 6.127e-06 | 585.0494 | 0.00092337 | 579.2645 | 0.0018446 | 585.0494 | 0.0045596 | 585.0494 | 0.020848 | 585.0494 | 0.29247 | 585.0494 | 0.017409 | 522.0414 | 8.4443e-06 | 585.0494 | 0.0073 | 584.5887 | 0.00122 | 783.8352 | 0.96656 | 584.5887 | 0.00072997 | 783.1359 | 0 | 783.8352 | 0.00711 | 579.2645 | 0.47632
| 585.2776 | 0.0024336 | 584.8173 | 0.0011403 | 520.9513 | 0.00158 | 585.2776 | 9.4892e-05 | 584.8173 | -0.00023672 | 578.1036 | 0.00018987 | 584.8173 | 6.4504e-05 | 522.1588 | 5.3205e-06 | 585.2777 | 0 | 579.4879 | 0.0014881 | 585.2777 | 0.0033751 | 585.2776 | 0.019626 | 585.2777 | 0.29838 | 585.2777 | 0.016483 | 522.1588 | 6.6324e-06 | 585.2776 | 0.0065 | 584.8173 | 0.00052852 | 784.0007 | 0.95898 | 584.8173 | -0.00050772 | 783.3015 | 0 | 784.0007 | 0.00743 | 579.4879 | 0.47432
| 585.5059 | 0.0043512 | 585.0459 | 0.0011975 | 521.066 | 0 | 585.5059 | 0.00065927 | 585.0459 | 0.00077722 | 578.3302 | 0.00066048 | 585.0459 | 0.0010321 | 522.2761 | 5.3653e-06 | 585.5059 | 0.00091399 | 579.7114 | 0.0019462 | 585.5059 | 0.0043487 | 585.5059 | 0.0203 | 585.5059 | 0.30742 | 585.5059 | 0.017986 | 522.2761 | 5.9846e-06 | 585.5059 | 0.00762 | 585.0459 | 0.00117 | 784.1662 | 0.95962 | 585.0459 | -0.0010677 | 783.4671 | 0 | 784.1662 | 0.00745 | 579.7114 | 0.4729
| 585.7342 | 0.0019947 | 585.2745 | 0.0010232 | 521.1807 | 0.00019074 | 585.7342 | -0.00011667 | 585.2745 | -0.00048717 | 578.5569 | 0.00018811 | 585.2745 | -1.5826e-05 | 522.3935 | 5.3429e-06 | 585.7342 | 3.5038e-05 | 579.9349 | 0.0001215 | 585.7342 | 0.0032416 | 585.7342 | 0.018874 | 585.7342 | 0.31274 | 585.7342 | 0.017213 | 522.3935 | 4.8096e-06 | 585.7342 | 0.00686 | 585.2745 | 0.00042089 | 784.3318 | 0.94212 | 585.2745 | -0.00032352 | 783.6327 | 0 | 784.3318 | 0.00786 | 579.9349 | 0.47279
| 585.9625 | 0.0033632 | 585.5032 | 0.0012297 | 521.2954 | 0 | 585.9625 | 0.0015058 | 585.5032 | 0.00060948 | 578.7835 | 0.00035873 | 585.5032 | 0.00089637 | 522.5108 | 4.8053e-06 | 585.9625 | 0.00080923 | 580.1583 | 0.0023398 | 585.9625 | 0.0040774 | 585.9625 | 0.01944 | 585.9625 | 0.32158 | 585.9625 | 0.018641 | 522.5108 | 8.1258e-06 | 585.9625 | 0.00781 | 585.5032 | 0.00142 | 784.4973 | 0.93636 | 585.5032 | -0.00041465 | 783.7983 | 0 | 784.4973 | 0.0078 | 580.1583 | 0.46951
| 586.1908 | 0.0017746 | 585.7318 | 0.0009544 | 521.4101 | 0.00081498 | 586.1908 | 0.0010167 | 585.7318 | -0.00025209 | 579.0102 | 0.00012474 | 585.7318 | 3.7279e-05 | 522.6282 | 5.7349e-06 | 586.1908 | 0 | 580.3818 | -3.8696e-05 | 586.1908 | 0.0030008 | 586.1908 | 0.018126 | 586.1908 | 0.3278 | 586.1908 | 0.017975 | 522.6282 | 9.729e-06 | 586.1908 | 0.00727 | 585.7318 | 0.00027304 | 784.6628 | 0.9268 | 585.7318 | -0.0010935 | 783.9639 | 0 | 784.6628 | 0.00807 | 580.3818 | 0.46864
| 586.4191 | 0.0044715 | 585.9605 | 0.00083447 | 521.5249 | 0 | 586.4191 | 0.0013628 | 585.9605 | 0.0006789 | 579.2369 | 0.00046422 | 585.9605 | 0.0010459 | 522.7456 | 5.0853e-06 | 586.4191 | 0.00096478 | 580.6053 | 0.0028534 | 586.4191 | 0.004169 | 586.4191 | 0.018845 | 586.4191 | 0.33664 | 586.4191 | 0.019568 | 522.7456 | 9.4106e-06 | 586.4191 | 0.00848 | 585.9605 | 0.0015 | 784.8284 | 0.92636 | 585.9605 | 0.00099057 | 784.1295 | 0 | 784.8284 | 0.00803 | 580.6054 | 0.47138
| 586.6474 | 0.0017217 | 586.1891 | 0.0010159 | 521.6396 | 0.00205 | 586.6474 | 0.00063426 | 586.1891 | -0.00076381 | 579.4636 | 0.00025544 | 586.1891 | 0.00016463 | 522.8629 | 6.4742e-06 | 586.6474 | 0 | 580.8289 | 0.00086296 | 586.6474 | 0.0028421 | 586.6474 | 0.017574 | 586.6474 | 0.34415 | 586.6474 | 0.019199 | 522.8629 | 7.8074e-06 | 586.6474 | 0.00787 | 586.1891 | 0.00082918 | 784.9939 | 0.92568 | 586.1891 | -0.00029059 | 784.2951 | 0 | 784.9939 | 0.00848 | 580.8289 | 0.46553
| 586.8757 | 0.0022849 | 586.4178 | 0.0012381 | 521.7543 | 0 | 586.8757 | 0.0012983 | 586.4178 | 0.00072039 | 579.6903 | 0.00038718 | 586.4178 | 0.00093332 | 522.9803 | 5.9926e-06 | 586.8758 | 0.00076943 | 581.0524 | 0.0021873 | 586.8758 | 0.004043 | 586.8757 | 0.018139 | 586.8758 | 0.35592 | 586.8758 | 0.020595 | 522.9803 | 7.1595e-06 | 586.8757 | 0.00887 | 586.4178 | 0.00142 | 785.1594 | 0.92471 | 586.4178 | 6.3205e-05 | 784.4607 | 0 | 785.1594 | 0.0083 | 581.0524 | 0.46516
| 587.1041 | 0.0025147 | 586.6465 | 0.00080243 | 521.869 | 0.00093636 | 587.1041 | -0.00036269 | 586.6465 | -0.00043563 | 579.9171 | 0.0002182 | 586.6465 | 0.00013048 | 523.0977 | 6.519e-06 | 587.1041 | 0 | 581.2759 | 0.0012335 | 587.1041 | 0.0025725 | 587.1041 | 0.017088 | 587.1041 | 0.36439 | 587.1041 | 0.020319 | 523.0977 | 8.7737e-06 | 587.1041 | 0.00829 | 586.6465 | 0.0005399 | 785.325 | 0.91525 | 586.6465 | 0.00071702 | 784.6264 | 0 | 785.325 | 0.00858 | 581.2759 | 0.4655
| 587.3325 | 0.0031831 | 586.8752 | 0.0013947 | 521.9838 | 0 | 587.3325 | 0.0011819 | 586.8752 | 0.00075503 | 580.1438 | 0.0004614 | 586.8752 | 0.00094811 | 523.2151 | 5.8133e-06 | 587.3325 | 0.00077677 | 581.4995 | 0.0014768 | 587.3325 | 0.0038644 | 587.3325 | 0.017816 | 587.3325 | 0.37604 | 587.3325 | 0.021939 | 523.2151 | 1.2408e-05 | 587.3325 | 0.00947 | 586.8752 | 0.00145 | 785.4905 | 0.90249 | 586.8752 | 0.00072122 | 784.792 | 0 | 785.4905 | 0.00835 | 581.4995 | 0.46785
| 587.5609 | 0.0025201 | 587.1039 | 0.0011328 | 522.0985 | 0.00097105 | 587.5609 | 0.00013446 | 587.1039 | -0.00042423 | 580.3705 | 8.5709e-05 | 587.1039 | 0.00012408 | 523.3324 | 5.9478e-06 | 587.5608 | 0 | 581.723 | -0.00018639 | 587.5608 | 0.0032182 | 587.5609 | 0.016836 | 587.5608 | 0.38504 | 587.5608 | 0.021284 | 523.3324 | 1.3364e-05 | 587.5608 | 0.00897 | 587.1039 | 0.00092628 | 785.6561 | 0.88952 | 587.1039 | 0.00056631 | 784.9576 | 0 | 785.6561 | 0.00873 | 581.723 | 0.46376
| 587.7892 | 0.0022054 | 587.3327 | 0.0009473 | 522.2133 | 0 | 587.7892 | 0.0012456 | 587.3327 | 0.00061212 | 580.5973 | 0.00051384 | 587.3327 | 0.00087014 | 523.4498 | 5.7125e-06 | 587.7892 | 0.0010126 | 581.9466 | 0.0033908 | 587.7892 | 0.003517 | 587.7892 | 0.017124 | 587.7892 | 0.39668 | 587.7892 | 0.022824 | 523.4498 | 1.1222e-05 | 587.7892 | 0.01021 | 587.3327 | 0.00142 | 785.8216 | 0.88772 | 587.3327 | 0.001692 | 785.1232 | 0 | 785.8216 | 0.00845 | 581.9466 | 0.46184
| 588.0176 | 0.0024155 | 587.5614 | 0.0011546 | 522.328 | 0.0016 | 588.0176 | 0.00087822 | 587.5614 | 0.00014062 | 580.824 | 0.00021933 | 587.5614 | 0.00012268 | 523.5672 | 5.5781e-06 | 588.0176 | 0 | 582.1702 | 0.00082056 | 588.0176 | 0.0028496 | 588.0176 | 0.01635 | 588.0176 | 0.40512 | 588.0176 | 0.022731 | 523.5672 | 7.3791e-06 | 588.0176 | 0.00951 | 587.5614 | 0.00090662 | 785.9872 | 0.88138 | 587.5614 | 0.00024094 | 785.2889 | 0 | 785.9872 | 0.00856 | 582.1702 | 0.46369
| 588.246 | 0.0034481 | 587.7902 | 0.0010946 | 522.4428 | 0 | 588.246 | 0.0011159 | 587.7902 | 0.00051173 | 581.0508 | 0.00050931 | 587.7902 | 0.00088595 | 523.6846 | 4.9845e-06 | 588.246 | 0.00095576 | 582.3937 | 0.0010038 | 588.246 | 0.0035369 | 588.246 | 0.016511 | 588.246 | 0.41586 | 588.246 | 0.024145 | 523.6846 | 8.016e-06 | 588.246 | 0.01039 | 587.7902 | 0.00161 | 786.1527 | 0.86283 | 587.7902 | -0.00043251 | 785.4545 | 0 | 786.1527 | 0.00842 | 582.3937 | 0.46241
| 588.4744 | 0.0024869 | 588.0189 | 0.00066641 | 522.5575 | 0.00067626 | 588.4744 | 0.0004152 | 588.0189 | -0.0004281 | 581.2776 | 0.00013255 | 588.0189 | -4.5043e-06 | 523.802 | 5.2981e-06 | 588.4744 | 0 | 582.6173 | 0.00092141 | 588.4744 | 0.0028008 | 588.4744 | 0.015558 | 588.4744 | 0.42373 | 588.4744 | 0.023903 | 523.802 | 1.1552e-05 | 588.4744 | 0.01005 | 588.0189 | 0.00055094 | 786.3183 | 0.85995 | 588.0189 | -0.00098183 | 785.6202 | 0 | 786.3183 | 0.00893 | 582.6173 | 0.45938
| 588.7028 | 0.0025759 | 588.2477 | 0.0011091 | 522.6723 | 0 | 588.7028 | 0.0010983 | 588.2477 | 0.00044896 | 581.5044 | 0.00041948 | 588.2477 | 0.00093219 | 523.9194 | 6.7766e-06 | 588.7028 | 0.00086386 | 582.8409 | 0.0018383 | 588.7028 | 0.003406 | 588.7028 | 0.015911 | 588.7028 | 0.4346 | 588.7028 | 0.025542 | 523.9194 | 1.2837e-05 | 588.7028 | 0.01123 | 588.2477 | 0.00154 | 786.4839 | 0.85656 | 588.2477 | 0.0012568 | 785.7858 | 0 | 786.4839 | 0.00906 | 582.8409 | 0.46218
| 588.9313 | 0.0018799 | 588.4765 | 0.0012356 | 522.787 | 0.00057222 | 588.9313 | 0.00024502 | 588.4765 | -0.00027912 | 581.7312 | 4.631e-05 | 588.4765 | 0.00010254 | 524.0368 | 7.1463e-06 | 588.9313 | 0.00014978 | 583.0646 | 0.00030696 | 588.9313 | 0.0025614 | 588.9313 | 0.015402 | 588.9313 | 0.44528 | 588.9313 | 0.024959 | 524.0368 | 1.0904e-05 | 588.9313 | 0.01079 | 588.4765 | 0.00103 | 786.6495 | 0.85047 | 588.4765 | -8.1572e-06 | 785.9515 | 0 | 786.6495 | 0.00942 | 583.0646 | 0.4585
| 589.1597 | 0.0033842 | 588.7053 | 0.0013207 | 522.9018 | 0 | 589.1597 | 0.00096545 | 588.7053 | 0.00051126 | 581.9581 | 0.00039436 | 588.7053 | 0.00095998 | 524.1542 | 6.2614e-06 | 589.1597 | 0.00089683 | 583.2882 | 0.00095952 | 589.1597 | 0.0036964 | 589.1597 | 0.015929 | 589.1597 | 0.45744 | 589.1597 | 0.026545 | 524.1542 | 6.8411e-06 | 589.1597 | 0.01194 | 588.7053 | 0.00185 | 786.815 | 0.84907 | 588.7053 | -0.00021061 | 786.1172 | 0 | 786.815 | 0.00935 | 583.2882 | 0.462
| 589.3882 | 0.0024157 | 588.9341 | 0.00089631 | 523.0166 | 0.00123 | 589.3882 | 0.00078597 | 588.9341 | -0.00053027 | 582.1849 | 0.00026713 | 588.9341 | 3.7455e-05 | 524.2717 | 5.5221e-06 | 589.3882 | 0 | 583.5118 | 0.0015585 | 589.3882 | 0.0025113 | 589.3882 | 0.014442 | 589.3882 | 0.47023 | 589.3882 | 0.026452 | 524.2717 | 8.016e-06 | 589.3882 | 0.01143 | 588.9341 | 0.00049905 | 786.9806 | 0.8328 | 588.9341 | -0.00048544 | 786.2828 | 0 | 786.9806 | 0.00974 | 583.5118 | 0.4567
| 589.6166 | 0.00351 | 589.1629 | 0.0011315 | 523.1313 | 0 | 589.6166 | 0.0011053 | 589.1629 | 0.00048487 | 582.4117 | 0.00050763 | 589.1629 | 0.0010084 | 524.3891 | 5.2981e-06 | 589.6167 | 0.00079748 | 583.7355 | 0.00081889 | 589.6167 | 0.003569 | 589.6166 | 0.015143 | 589.6167 | 0.48474 | 589.6167 | 0.028007 | 524.3891 | 6.6324e-06 | 589.6166 | 0.0127 | 589.1629 | 0.00169 | 787.1462 | 0.82727 | 589.1629 | 0.0019267 | 786.4485 | 0 | 787.1462 | 0.00972 | 583.7355 | 0.45731
| 589.8452 | 0.0022384 | 589.3917 | 0.0010062 | 523.2461 | 0.00227 | 589.8452 | 0.00031108 | 589.3917 | -4.4861e-05 | 582.6385 | 0.00030686 | 589.3917 | 8.6427e-05 | 524.5065 | 6.631e-06 | 589.8451 | 0 | 583.9591 | 0.00091861 | 589.8451 | 0.0025127 | 589.8452 | 0.014204 | 589.8451 | 0.49542 | 589.8451 | 0.027765 | 524.5065 | 9.6192e-06 | 589.8451 | 0.01222 | 589.3918 | 0.00106 | 787.3118 | 0.821 | 589.3917 | 0.00040476 | 786.6142 | 0 | 787.3118 | 0.00999 | 583.9591 | 0.4561
| 590.0737 | 0.0033073 | 589.6206 | 0.0012444 | 523.3609 | 0 | 590.0737 | 0.0013673 | 589.6206 | 0.00053138 | 582.8654 | 0.00042197 | 589.6206 | 0.00090507 | 524.6239 | 6.0038e-06 | 590.0736 | 0.00081745 | 584.1828 | 0.0021325 | 590.0736 | 0.0035121 | 590.0737 | 0.014837 | 590.0736 | 0.51078 | 590.0736 | 0.029715 | 524.6239 | 5.9846e-06 | 590.0737 | 0.01339 | 589.6206 | 0.00163 | 787.4774 | 0.8119 | 589.6206 | 0.0010056 | 786.7799 | 0 | 787.4774 | 0.00995 | 584.1828 | 0.45592
| 590.3021 | 0.0030796 | 589.8494 | 0.00097878 | 523.4757 | 0.00057222 | 590.3021 | 0.00013259 | 589.8494 | -2.5655e-05 | 583.0923 | 4.5954e-05 | 589.8494 | 8.9465e-05 | 524.7413 | 6.239e-06 | 590.3021 | 0 | 584.4064 | 0.0011588 | 590.3021 | 0.0022789 | 590.3021 | 0.013968 | 590.3021 | 0.52248 | 590.3021 | 0.029694 | 524.7413 | 8.3454e-06 | 590.3021 | 0.01302 | 589.8495 | 0.00123 | 787.643 | 0.80401 | 589.8494 | 0.00048746 | 786.9455 | 0 | 787.643 | 0.01034 | 584.4064 | 0.45558
| 590.5306 | 0.0031303 | 590.0783 | 0.00093802 | 523.5905 | 0 | 590.5306 | 0.0016273 | 590.0783 | 0.00074399 | 583.3192 | 0.00040759 | 590.0783 | 0.00078679 | 524.8588 | 5.3989e-06 | 590.5307 | 0.00088838 | 584.6301 | 0.0013581 | 590.5307 | 0.0033377 | 590.5306 | 0.014076 | 590.5307 | 0.53779 | 590.5307 | 0.031134 | 524.8588 | 5.2379e-06 | 590.5306 | 0.01402 | 590.0783 | 0.00201 | 787.8086 | 0.80449 | 590.0783 | 0.00076466 | 787.1112 | 0 | 787.8086 | 0.01031 | 584.6301 | 0.45509
| 590.7592 | 0.0024684 | 590.3072 | 0.0009844 | 523.7053 | 0.00158 | 590.7592 | 0.00063407 | 590.3072 | -0.00036739 | 583.5461 | 0.00019739 | 590.3072 | 4.5252e-05 | 524.9762 | 6.8326e-06 | 590.7592 | 0.0002211 | 584.8538 | 0.0014428 | 590.7592 | 0.0024405 | 590.7592 | 0.013553 | 590.7592 | 0.55078 | 590.7592 | 0.031054 | 524.9762 | 7.0607e-06 | 590.7592 | 0.01368 | 590.3072 | 0.0009726 | 787.9742 | 0.78977 | 590.3072 | 0.0002389 | 787.2769 | 0 | 787.9742 | 0.0106 | 584.8538 | 0.4541
| 590.9877 | 0.0028027 | 590.5361 | 0.00094185 | 523.8201 | 0 | 590.9877 | 0.00042151 | 590.5361 | 0.00062641 | 583.7729 | 0.00045479 | 590.5361 | 0.0007962 | 525.0936 | 7.2807e-06 | 590.9877 | 0.0011308 | 585.0775 | 0.0014112 | 590.9877 | 0.0031018 | 590.9877 | 0.013948 | 590.9877 | 0.56701 | 590.9877 | 0.032716 | 525.0936 | 5.6661e-06 | 590.9877 | 0.01493 | 590.5361 | 0.00193 | 788.1398 | 0.78228 | 590.5361 | -0.00020616 | 787.4426 | 0 | 788.1398 | 0.01061 | 585.0775 | 0.45431
| 591.2163 | 0.0024895 | 590.765 | 0.00077662 | 523.9349 | 0.00125 | 591.2163 | 0.00084178 | 590.765 | -0.00027968 | 583.9999 | 4.9793e-05 | 590.765 | 7.2142e-05 | 525.2111 | 7.5607e-06 | 591.2163 | 0 | 585.3013 | 0.00079924 | 591.2163 | 0.0024365 | 591.2163 | 0.013198 | 591.2163 | 0.58125 | 591.2163 | 0.033674 | 525.2111 | 6.6324e-06 | 591.2163 | 0.01488 | 590.765 | 0.00134 | 788.3055 | 0.78177 | 590.765 | -0.00047268 | 787.6083 | 0 | 788.3055 | 0.01099 | 585.3013 | 0.44994
| 591.4449 | 0.0033768 | 590.9939 | 0.0012917 | 524.0497 | 0 | 591.4449 | 0.0011066 | 590.9939 | 0.00053076 | 584.2268 | 0.00035522 | 590.9939 | 0.00091154 | 525.3285 | 6.9895e-06 | 591.4449 | 0.00098199 | 585.525 | 0.00070114 | 591.4449 | 0.0037029 | 591.4449 | 0.013848 | 591.4449 | 0.59565 | 591.4449 | 0.034986 | 525.3285 | 6.7313e-06 | 591.4449 | 0.01629 | 590.9939 | 0.00218 | 788.4711 | 0.77015 | 590.9939 | 0.00080699 | 787.774 | 0 | 788.4711 | 0.01102 | 585.525 | 0.45311
| 591.6735 | 0.0030544 | 591.2228 | 0.00068574 | 524.1645 | 0.00052021 | 591.6735 | 0.00030916 | 591.2228 | -0.00050072 | 584.4537 | 0.0002034 | 591.2228 | -4.9617e-05 | 525.446 | 6.6982e-06 | 591.6734 | 0 | 585.7487 | 0.00075989 | 591.6734 | 0.002077 | 591.6735 | 0.012581 | 591.6734 | 0.61007 | 591.6734 | 0.034575 | 525.446 | 8.4443e-06 | 591.6735 | 0.01551 | 591.2228 | 0.00129 | 788.6367 | 0.76236 | 591.2228 | -0.00047611 | 787.9397 | 0 | 788.6367 | 0.01122 | 585.7487 | 0.44824
| 591.902 | 0.0030652 | 591.4518 | 0.0010698 | 524.2794 | 0 | 591.902 | 0.00098445 | 591.4518 | 0.00046366 | 584.6807 | 0.00033092 | 591.4518 | 0.00084042 | 525.5634 | 7.2807e-06 | 591.902 | 0.00059373 | 585.9725 | 0.001255 | 591.902 | 0.0027889 | 591.902 | 0.0131 | 591.902 | 0.62847 | 591.902 | 0.036543 | 525.5634 | 9.191e-06 | 591.902 | 0.01695 | 591.4518 | 0.00231 | 788.8023 | 0.75512 | 591.4518 | 0.00089012 | 788.1055 | 0 | 788.8023 | 0.01122 | 585.9725 | 0.45298
| 592.1306 | 0.0022376 | 591.6807 | 0.00088394 | 524.3942 | 0.00084967 | 592.1306 | 0.0006371 | 591.6807 | -0.00041158 | 584.9077 | 0.00019276 | 591.6807 | 3.9028e-05 | 525.6809 | 6.4966e-06 | 592.1306 | 0 | 586.1962 | 0.00088016 | 592.1306 | 0.0019821 | 592.1306 | 0.012354 | 592.1306 | 0.64164 | 592.1306 | 0.036635 | 525.6809 | 8.2356e-06 | 592.1306 | 0.01655 | 591.6807 | 0.0016 | 788.968 | 0.73927 | 591.6807 | -0.0017475 | 788.2712 | 0 | 788.968 | 0.01154 | 586.1962 | 0.4493
| 592.3593 | 0.0027698 | 591.9097 | 0.00095704 | 524.509 | 0 | 592.3593 | 0.0010513 | 591.9097 | 0.0007148 | 585.1346 | 0.00044836 | 591.9097 | 0.00080131 | 525.7983 | 6.463e-06 | 592.3592 | 0.00093266 | 586.42 | 0.0017667 | 592.3592 | 0.0029318 | 592.3593 | 0.01287 | 592.3592 | 0.65642 | 592.3592 | 0.038384 | 525.7983 | 8.5541e-06 | 592.3592 | 0.01816 | 591.9097 | 0.00226 | 789.1336 | 0.73777 | 591.9097 | 0.00054032 | 788.4369 | 0 | 789.1336 | 0.01157 | 586.42 | 0.45161
| 592.5878 | 0.002318 | 592.1386 | 0.00085272 | 524.6238 | 0.00031212 | 592.5878 | 0.00028329 | 592.1386 | -7.4699e-05 | 585.3616 | 0.00011044 | 592.1386 | -2.7732e-06 | 525.9158 | 5.7909e-06 | 592.5879 | 6.1078e-05 | 586.6437 | 0.00055479 | 592.5879 | 0.0018967 | 592.5878 | 0.011876 | 592.5879 | 0.6699 | 592.5879 | 0.038355 | 525.9158 | 7.8074e-06 | 592.5878 | 0.01766 | 592.1386 | 0.00146 | 789.2993 | 0.7271 | 592.1386 | -0.00082597 | 788.6026 | 0 | 789.2993 | 0.01185 | 586.6437 | 0.44608
| 592.8165 | 0.0032942 | 592.3676 | 0.0010101 | 524.7387 | 0 | 592.8165 | 0.0011383 | 592.3676 | 0.00033883 | 585.5886 | 0.00037651 | 592.3676 | 0.00088538 | 526.0333 | 5.7349e-06 | 592.8165 | 0.00060757 | 586.8676 | 0.0017303 | 592.8165 | 0.002995 | 592.8165 | 0.012363 | 592.8165 | 0.68618 | 592.8165 | 0.040173 | 526.0333 | 7.5878e-06 | 592.8165 | 0.01914 | 592.3676 | 0.00233 | 789.4649 | 0.71575 | 592.3676 | 0.00051839 | 788.7684 | 0 | 789.4649 | 0.0117 | 586.8676 | 0.44557
| 593.0451 | 0.001728 | 592.5966 | 0.00093137 | 524.8535 | 0.0018 | 593.0451 | 0.00018936 | 592.5966 | -9.4146e-05 | 585.8156 | 0.00011905 | 592.5966 | 8.1013e-05 | 526.1507 | 5.9142e-06 | 593.0451 | 0.00010356 | 587.0913 | 0.00078936 | 593.0451 | 0.0020136 | 593.0451 | 0.011666 | 593.0451 | 0.69846 | 593.0451 | 0.040286 | 526.1507 | 4.4912e-06 | 593.0451 | 0.01871 | 592.5966 | 0.00155 | 789.6305 | 0.70862 | 592.5966 | 6.8533e-05 | 788.9341 | 0 | 789.6305 | 0.01201 | 587.0913 | 0.44699
| 593.2738 | 0.0036327 | 592.8256 | 0.0009943 | 524.9684 | 0 | 593.2738 | 0.0010134 | 592.8256 | 0.00073775 | 586.0425 | 0.0004739 | 592.8256 | 0.00083551 | 526.2682 | 6.2838e-06 | 593.2738 | 0.00053277 | 587.3151 | 0.0021134 | 593.2738 | 0.003142 | 593.2738 | 0.01203 | 593.2738 | 0.71633 | 593.2738 | 0.042249 | 526.2682 | 4.601e-06 | 593.2738 | 0.02015 | 592.8256 | 0.0027 | 789.7962 | 0.70582 | 592.8256 | 0.00054818 | 789.0998 | 0 | 789.7962 | 0.01206 | 587.3151 | 0.44391
| 593.5024 | 0.0017614 | 593.0547 | 0.00079717 | 525.0832 | 0.00076297 | 593.5024 | 0.00083887 | 593.0547 | -0.00022565 | 586.2696 | 0.0002487 | 593.0547 | 2.5358e-05 | 526.3857 | 6.4966e-06 | 593.5025 | 0 | 587.5389 | 0.00066641 | 593.5025 | 0.0017355 | 593.5024 | 0.011108 | 593.5025 | 0.73122 | 593.5025 | 0.042093 | 526.3857 | 4.0629e-06 | 593.5024 | 0.01966 | 593.0547 | 0.00136 | 789.9619 | 0.69016 | 593.0547 | -0.0012543 | 789.2656 | 0 | 789.9619 | 0.01237 | 587.5389 | 0.44271
| 593.7311 | 0.0027505 | 593.2837 | 0.0010309 | 525.1981 | 0 | 593.7311 | 0.0014564 | 593.2837 | 0.00066478 | 586.4966 | 0.00035995 | 593.2837 | 0.00066566 | 526.5032 | 6.3958e-06 | 593.7311 | 0.00051413 | 587.7628 | 0.0011369 | 593.7311 | 0.0026842 | 593.7311 | 0.01153 | 593.7311 | 0.7514 | 593.7311 | 0.044637 | 526.5032 | 5.1281e-06 | 593.7311 | 0.02112 | 593.2837 | 0.00263 | 790.1275 | 0.6846 | 593.2837 | 5.8008e-05 | 789.4313 | 0 | 790.1275 | 0.0124 | 587.7628 | 0.4433
| 593.9598 | 0.0028795 | 593.5127 | 0.0010598 | 525.3129 | 0.00048552 | 593.9598 | 0.0010215 | 593.5127 | -0.00042169 | 586.7236 | 8.2032e-05 | 593.5127 | 2.2915e-05 | 526.6206 | 6.6534e-06 | 593.9598 | 0 | 587.9866 | 0.0001557 | 593.9598 | 0.0021525 | 593.9598 | 0.011109 | 593.9598 | 0.76836 | 593.9598 | 0.044912 | 526.6206 | 6.314e-06 | 593.9598 | 0.02123 | 593.5127 | 0.00189 | 790.2932 | 0.6725 | 593.5127 | 0.00028296 | 789.5971 | 0 | 790.2932 | 0.01267 | 587.9866 | 0.44312
| 594.1885 | 0.0029681 | 593.7418 | 0.0011067 | 525.4278 | 0 | 594.1885 | 0.0010143 | 593.7418 | 0.00094977 | 586.9507 | 0.00048235 | 593.7418 | 0.0008929 | 526.7381 | 6.8886e-06 | 594.1885 | 0.00094667 | 588.2104 | 0.0013452 | 594.1885 | 0.0028473 | 594.1885 | 0.011509 | 594.1885 | 0.78736 | 594.1885 | 0.046737 | 526.7381 | 6.4128e-06 | 594.1885 | 0.02295 | 593.7418 | 0.00285 | 790.4589 | 0.66125 | 593.7418 | 0.0010682 | 789.7628 | 0 | 790.4589 | 0.01281 | 588.2105 | 0.44176
| 594.4172 | 0.0019619 | 593.9708 | 0.00086689 | 525.5426 | 0.00064159 | 594.4172 | 0.00076783 | 593.9708 | -0.00018104 | 587.1777 | 5.1232e-05 | 593.9708 | 0.00012987 | 526.8556 | 8.0648e-06 | 594.4172 | 0 | 588.4343 | 0.00084589 | 594.4172 | 0.0018796 | 594.4172 | 0.010594 | 594.4172 | 0.80028 | 594.4172 | 0.046853 | 526.8556 | 6.4128e-06 | 594.4172 | 0.02272 | 593.9708 | 0.00188 | 790.6245 | 0.65861 | 593.9708 | -0.0001354 | 789.9286 | 0 | 790.6245 | 0.01305 | 588.4343 | 0.443
| 594.6459 | 0.0023646 | 594.1999 | 0.00092981 | 525.6575 | 0 | 594.6459 | 0.0013334 | 594.1999 | 0.00057051 | 587.4048 | 0.00040444 | 594.1999 | 0.00082892 | 526.9731 | 7.5159e-06 | 594.646 | 0.00089188 | 588.6581 | 0.0017341 | 594.646 | 0.0029276 | 594.6459 | 0.011139 | 594.646 | 0.81679 | 594.646 | 0.048572 | 526.9731 | 4.6998e-06 | 594.6459 | 0.02415 | 594.1999 | 0.00305 | 790.7902 | 0.64378 | 594.1999 | 0.0012329 | 790.0944 | 0 | 790.7902 | 0.01302 | 588.6581 | 0.44299
| 594.8747 | 0.002776 | 594.429 | 0.00092902 | 525.7724 | 0.00184 | 594.8747 | 0.00043404 | 594.429 | -0.00028281 | 587.6319 | 0.00015694 | 594.429 | 7.1765e-05 | 527.0906 | 7.7399e-06 | 594.8747 | 0 | 588.882 | 0.0016742 | 594.8747 | 0.0016419 | 594.8747 | 0.010355 | 594.8747 | 0.82704 | 594.8747 | 0.0489 | 527.0906 | 6.0944e-06 | 594.8747 | 0.02396 | 594.429 | 0.00266 | 790.9559 | 0.63399 | 594.429 | -0.0015481 | 790.2601 | 0 | 790.9559 | 0.0132 | 588.882 | 0.43943
| 595.1035 | 0.0032437 | 594.6581 | 0.00075019 | 525.8873 | 0 | 595.1035 | 0.0016902 | 594.6581 | 0.00046659 | 587.8589 | 0.00035697 | 594.6581 | 0.00069377 | 527.2081 | 6.8774e-06 | 595.1034 | 0.00086089 | 589.106 | 0.0027368 | 595.1034 | 0.0024326 | 595.1035 | 0.010739 | 595.1034 | 0.84078 | 595.1034 | 0.050489 | 527.2081 | 6.6324e-06 | 595.1034 | 0.02542 | 594.6581 | 0.00292 | 791.1216 | 0.62824 | 594.6581 | 0.00074072 | 790.4259 | 0 | 791.1216 | 0.01325 | 589.106 | 0.43888
| 595.3322 | 0.0021753 | 594.8872 | 0.00079398 | 526.0022 | 0.00065893 | 595.3322 | 0.00074767 | 594.8872 | -0.00037106 | 588.0861 | 0.00020532 | 594.8872 | 0.00011093 | 527.3256 | 6.8102e-06 | 595.3322 | 0 | 589.3298 | 0.0010843 | 595.3322 | 0.0018286 | 595.3322 | 0.009957 | 595.3322 | 0.85318 | 595.3322 | 0.050748 | 527.3256 | 7.8074e-06 | 595.3322 | 0.0251 | 594.8872 | 0.00228 | 791.2873 | 0.61525 | 594.8872 | 0.00044244 | 790.5917 | 0 | 791.2873 | 0.01348 | 589.3298 | 0.43579
| 595.561 | 0.0036609 | 595.1163 | 0.0010162 | 526.117 | 0 | 595.561 | 0.0014488 | 595.1163 | 0.00059479 | 588.3132 | 0.00035701 | 595.1163 | 0.00073992 | 527.4431 | 7.2023e-06 | 595.561 | 0.00066636 | 589.5537 | 0.0014911 | 595.561 | 0.0024255 | 595.561 | 0.010339 | 595.561 | 0.86953 | 595.561 | 0.053006 | 527.4431 | 8.2356e-06 | 595.561 | 0.02669 | 595.1163 | 0.00313 | 791.453 | 0.61006 | 595.1163 | 0.0014229 | 790.7575 | 0 | 791.453 | 0.01346 | 589.5537 | 0.43954
| 595.7897 | 0.0026187 | 595.3455 | 0.00091185 | 526.2319 | 0.00095371 | 595.7897 | 0.00052454 | 595.3455 | -0.00012294 | 588.5403 | 0.00010653 | 595.3455 | 5.9172e-05 | 527.5606 | 6.9895e-06 | 595.7898 | 0 | 589.7776 | 0.00056746 | 595.7898 | 0.0019229 | 595.7897 | 0.0097053 | 595.7898 | 0.88479 | 595.7898 | 0.053736 | 527.5606 | 1.1442e-05 | 595.7897 | 0.02671 | 595.3455 | 0.00239 | 791.6187 | 0.59948 | 595.3455 | -0.0006606 | 790.9233 | 0 | 791.6187 | 0.01357 | 589.7776 | 0.43471
| 596.0186 | 0.0030392 | 595.5746 | 0.00081838 | 526.3468 | 0 | 596.0186 | 0.0014362 | 595.5746 | 0.00042581 | 588.7674 | 0.00044258 | 595.5746 | 0.00085132 | 527.6781 | 7.1687e-06 | 596.0186 | 0.0010206 | 590.0016 | 0.0018211 | 596.0186 | 0.0027847 | 596.0186 | 0.010169 | 596.0186 | 0.89895 | 596.0186 | 0.055714 | 527.6781 | 1.187e-05 | 596.0186 | 0.02824 | 595.5746 | 0.00319 | 791.7844 | 0.58714 | 595.5746 | 9.1653e-05 | 791.0891 | 0.00177 | 791.7844 | 0.01364 | 590.0016 | 0.43678
| 596.2474 | 0.0031267 | 595.8038 | 0.00092163 | 526.4617 | 0.00079764 | 596.2474 | 0.0012066 | 595.8038 | -0.00024579 | 588.9946 | 4.2271e-05 | 595.8038 | -2.3872e-05 | 527.7956 | 6.183e-06 | 596.2474 | 0 | 590.2255 | 0.00096333 | 596.2474 | 0.0015633 | 596.2474 | 0.009262 | 596.2474 | 0.91434 | 596.2474 | 0.056098 | 527.7956 | 9.5204e-06 | 596.2474 | 0.02833 | 595.8038 | 0.0024 | 791.9501 | 0.58539 | 595.8038 | -0.00050631 | 791.2549 | 0 | 791.9501 | 0.01381 | 590.2255 | 0.43444
| 596.4762 | 0.0032987 | 596.0329 | 0.00096798 | 526.5766 | 0 | 596.4762 | 0.0011289 | 596.0329 | 0.00046365 | 589.2217 | 0.00049162 | 596.0329 | 0.00071493 | 527.9132 | 6.0486e-06 | 596.4762 | 0.00087269 | 590.4495 | 0.0022555 | 596.4762 | 0.0024232 | 596.4762 | 0.0099458 | 596.4762 | 0.92998 | 596.4762 | 0.058532 | 527.9132 | 6.8411e-06 | 596.4762 | 0.03017 | 596.0329 | 0.00349 | 792.1158 | 0.57461 | 596.0329 | 0.00067295 | 791.4207 | 0.00465 | 792.1158 | 0.01392 | 590.4495 | 0.43444
| 596.705 | 0.0025762 | 596.2621 | 0.00089234 | 526.6916 | 0.00118 | 596.705 | 0.00039241 | 596.2621 | -0.00018097 | 589.4489 | 0.00014242 | 596.2621 | 4.2923e-05 | 528.0307 | 6.1606e-06 | 596.705 | 1.2458e-05 | 590.6734 | 0.00026455 | 596.705 | 0.0018106 | 596.705 | 0.0091404 | 596.705 | 0.94237 | 596.705 | 0.059415 | 528.0307 | 4.4912e-06 | 596.705 | 0.02997 | 596.2621 | 0.00259 | 792.2815 | 0.56724 | 596.2621 | -0.00045953 | 791.5865 | 0.00056998 | 792.2815 | 0.01403 | 590.6734 | 0.43099
| 596.9338 | 0.0026849 | 596.4913 | 0.0010022 | 526.8065 | 0 | 596.9338 | 0.0013261 | 596.4913 | 0.00062464 | 589.676 | 0.00022759 | 596.4913 | 0.00076028 | 528.1482 | 6.9671e-06 | 596.9338 | 0.00080171 | 590.8973 | 0.0019903 | 596.9338 | 0.0023026 | 596.9338 | 0.0095796 | 596.9338 | 0.95347 | 596.9338 | 0.061815 | 528.1482 | 5.8857e-06 | 596.9338 | 0.03176 | 596.4913 | 0.00346 | 792.4472 | 0.55381 | 596.4913 | 0.00083281 | 791.7523 | 0.00647 | 792.4472 | 0.01422 | 590.8973 | 0.43346
| 597.1627 | 0.0017875 | 596.7205 | 0.00082428 | 526.9214 | 0.00243 | 597.1627 | 0.00050711 | 596.7205 | -0.00031172 | 589.9032 | 0.00012598 | 596.7205 | 0.00010937 | 528.2657 | 8.1096e-06 | 597.1627 | 9.455e-05 | 591.1213 | 0.0016153 | 597.1627 | 0.001506 | 597.1627 | 0.008763 | 597.1627 | 0.96094 | 597.1627 | 0.062066 | 528.2657 | 6.9509e-06 | 597.1627 | 0.03164 | 596.7205 | 0.00294 | 792.613 | 0.54127 | 596.7205 | -0.00080717 | 791.9181 | 0.00499 | 792.613 | 0.01427 | 591.1213 | 0.42896
| 597.3915 | 0.0031053 | 596.9497 | 0.00099617 | 527.0363 | 0 | 597.3915 | 0.0013744 | 596.9497 | 0.00048934 | 590.1304 | 0.00033901 | 596.9497 | 0.00084012 | 528.3833 | 8.524e-06 | 597.3916 | 0.00077779 | 591.3453 | 0.0013136 | 597.3916 | 0.0024082 | 597.3915 | 0.0093394 | 597.3916 | 0.96847 | 597.3916 | 0.064083 | 528.3833 | 9.191e-06 | 597.3915 | 0.03341 | 596.9497 | 0.00374 | 792.7787 | 0.53305 | 596.9497 | -0.00013662 | 792.0839 | 0.00969 | 792.7787 | 0.01441 | 591.3453 | 0.43086
| 597.6204 | 0.0024957 | 597.179 | 0.00069776 | 527.1512 | 0.00102 | 597.6204 | 0.0009139 | 597.179 | -0.0003975 | 590.3576 | 0.00014424 | 597.179 | 4.8128e-05 | 528.5008 | 8.5576e-06 | 597.6204 | 0.00010308 | 591.5693 | 0.0013713 | 597.6204 | 0.0014464 | 597.6204 | 0.0084992 | 597.6204 | 0.9748 | 597.6204 | 0.064642 | 528.5008 | 1.0695e-05 | 597.6204 | 0.03364 | 597.179 | 0.00283 | 792.9444 | 0.52031 | 597.179 | -0.0013019 | 792.2497 | 0.00517 | 792.9444 | 0.01439 | 591.5693 | 0.42935
| 597.8493 | 0.0033802 | 597.4082 | 0.00095086 | 527.2662 | 0 | 597.8493 | 0.0015984 | 597.4082 | 0.00023461 | 590.5848 | 0.00044105 | 597.4082 | 0.00088973 | 528.6183 | 6.6198e-06 | 597.8493 | 0.00062925 | 591.7933 | 0.0027368 | 597.8493 | 0.0020877 | 597.8493 | 0.0091678 | 597.8493 | 0.98057 | 597.8493 | 0.067636 | 528.6183 | 1.0695e-05 | 597.8493 | 0.03554 | 597.4082 | 0.00404 | 793.1102 | 0.50895 | 597.4082 | 0.00048511 | 792.4156 | 0.00703 | 793.1102 | 0.01457 | 591.7933 | 0.42885
| 598.0782 | 0.0025695 | 597.6374 | 0.0007421 | 527.3811 | 0.00229 | 598.0782 | 0.00092596 | 597.6374 | -0.00016644 | 590.812 | 6.3498e-05 | 597.6374 | -4.111e-05 | 528.7359 | 6.6534e-06 | 598.0782 | 0 | 592.0173 | 0.00089836 | 598.0782 | 0.0013354 | 598.0782 | 0.0082735 | 598.0782 | 0.98544 | 598.0782 | 0.0679 | 528.7359 | 1.0267e-05 | 598.0782 | 0.03542 | 597.6374 | 0.00331 | 793.2759 | 0.5026 | 597.6374 | -0.00030662 | 792.5814 | 0.00781 | 793.2759 | 0.01449 | 592.0173 | 0.42838
| 598.3071 | 0.0035937 | 597.8667 | 0.00088464 | 527.496 | 0 | 598.3071 | 0.001348 | 597.8667 | 0.00053508 | 591.0392 | 0.00041623 | 597.8667 | 0.00083051 | 528.8534 | 5.6117e-06 | 598.3071 | 0.00074088 | 592.2413 | 0.0012449 | 598.3071 | 0.002473 | 598.3071 | 0.008963 | 598.3071 | 0.98888 | 598.3071 | 0.070298 | 528.8534 | 8.2356e-06 | 598.3071 | 0.03742 | 597.8667 | 0.00385 | 793.4416 | 0.49604 | 597.8667 | 0.00038671 | 792.7472 | 0.01053 | 793.4416 | 0.01464 | 592.2413 | 0.43167
| 598.536 | 0.0027361 | 598.096 | 0.00081198 | 527.611 | 0.00086701 | 598.536 | 0.0011853 | 598.096 | -0.00022721 | 591.2665 | 0.00014221 | 598.096 | 3.9942e-05 | 528.971 | 6.8886e-06 | 598.536 | 0.00014786 | 592.4654 | 0.00083931 | 598.536 | 0.0014325 | 598.536 | 0.0081557 | 598.536 | 0.99002 | 598.536 | 0.071139 | 528.971 | 8.3454e-06 | 598.536 | 0.0376 | 598.096 | 0.00338 | 793.6074 | 0.48112 | 598.096 | -0.00099741 | 792.9131 | 0.00915 | 793.6074 | 0.01458 | 592.4654 | 0.42473
| 598.765 | 0.0028439 | 598.3253 | 0.0009568 | 527.7259 | 0 | 598.765 | 0.0015838 | 598.3253 | 0.00063033 | 591.4938 | 0.00031459 | 598.3253 | 0.00074415 | 529.0885 | 5.8693e-06 | 598.765 | 0.00076333 | 592.6894 | 0.001299 | 598.765 | 0.0022164 | 598.765 | 0.0085426 | 598.765 | 0.99277 | 598.765 | 0.073625 | 529.0885 | 6.5226e-06 | 598.7649 | 0.03949 | 598.3253 | 0.00407 | 793.7731 | 0.47982 | 598.3253 | 0.001298 | 793.0789 | 0.01071 | 793.7731 | 0.01485 | 592.6894 | 0.42826
| 598.9939 | 0.0020589 | 598.5546 | 0.00086509 | 527.8409 | 0.00142 | 598.9939 | 0.00086374 | 598.5546 | 0.00011439 | 591.721 | 5.7468e-05 | 598.5546 | 5.9046e-05 | 529.2061 | 6.2614e-06 | 598.9939 | 0 | 592.9135 | 0.00024449 | 598.9939 | 0.001713 | 598.9939 | 0.0080201 | 598.9939 | 0.98994 | 598.9939 | 0.074946 | 529.2061 | 7.1595e-06 | 598.9939 | 0.03972 | 598.5545 | 0.00363 | 793.9389 | 0.47282 | 598.5546 | 4.3198e-05 | 793.2447 | 0.01277 | 793.9389 | 0.01473 | 592.9135 | 0.42449
| 599.2228 | 0.0038465 | 598.7839 | 0.00091762 | 527.9559 | 0 | 599.2228 | 0.0013906 | 598.7839 | 0.00078139 | 591.9483 | 0.00021818 | 598.7839 | 0.00068758 | 529.3237 | 6.5974e-06 | 599.2229 | 0.00093342 | 593.1375 | 0.00091458 | 599.2229 | 0.0021172 | 599.2228 | 0.008307 | 599.2229 | 0.98975 | 599.2229 | 0.077945 | 529.3237 | 4.9194e-06 | 599.2228 | 0.04187 | 598.7839 | 0.00464 | 794.1047 | 0.46252 | 598.7839 | 0.00050178 | 793.4106 | 0.01243 | 794.1047 | 0.01497 | 593.1375 | 0.42666
| 599.4518 | 0.0014481 | 599.0132 | 0.00086015 | 528.0708 | 0.00060691 | 599.4518 | 0.0010979 | 599.0132 | 3.272e-05 | 592.1756 | 0.00016533 | 599.0132 | -2.4953e-05 | 529.4412 | 6.9895e-06 | 599.4518 | 4.7376e-05 | 593.3616 | -0.00024739 | 599.4518 | 0.0013829 | 599.4518 | 0.0079042 | 599.4518 | 0.98255 | 599.4518 | 0.079143 | 529.4412 | 6.0944e-06 | 599.4518 | 0.04226 | 599.0132 | 0.00409 | 794.2704 | 0.4534 | 599.0132 | -0.0014636 | 793.5765 | 0.01325 | 794.2704 | 0.01476 | 593.3616 | 0.42216
| 599.6808 | 0.0029132 | 599.2425 | 0.00090099 | 528.1858 | 0 | 599.6808 | 0.0018542 | 599.2425 | 0.00036492 | 592.4029 | 0.0002901 | 599.2425 | 0.00064792 | 529.5588 | 7.0903e-06 | 599.6808 | 0.00095409 | 593.5857 | 0.0020319 | 599.6808 | 0.0019785 | 599.6808 | 0.0081145 | 599.6808 | 0.97537 | 599.6808 | 0.081851 | 529.5588 | 7.3791e-06 | 599.6808 | 0.04426 | 599.2425 | 0.00472 | 794.4362 | 0.44106 | 599.2425 | 0.00015135 | 793.7423 | 0.01571 | 794.4362 | 0.01503 | 593.5857 | 0.42476
| 599.9098 | 0.0021555 | 599.4718 | 0.00067287 | 528.3007 | 0.00102 | 599.9098 | 5.3366e-05 | 599.4718 | 3.4569e-05 | 592.6302 | 0.00011229 | 599.4718 | 2.0204e-05 | 529.6764 | 6.463e-06 | 599.9098 | 0 | 593.8098 | 0.0015601 | 599.9098 | 0.00091345 | 599.9098 | 0.007277 | 599.9098 | 0.9624 | 599.9098 | 0.081716 | 529.6764 | 9.3008e-06 | 599.9098 | 0.04426 | 599.4719 | 0.00386 | 794.602 | 0.43153 | 599.4718 | -0.00073051 | 793.9082 | 0.01197 | 794.602 | 0.01477 | 593.8098 | 0.42564
| 600.1388 | 0.002807 | 599.7012 | 0.00088668 | 528.4157 | 0 | 600.1388 | 0.0012929 | 599.7012 | 0.00052115 | 592.8575 | 0.00035213 | 599.7012 | 0.00067311 | 529.7939 | 6.6534e-06 | 600.1388 | 0.00083987 | 594.0339 | 0.0023251 | 600.1388 | 0.0020849 | 600.1388 | 0.00764 | 600.1388 | 0.95118 | 600.1388 | 0.084272 | 529.7939 | 9.6192e-06 | 600.1388 | 0.04622 | 599.7012 | 0.00514 | 794.7677 | 0.4206 | 599.7012 | -0.00027559 | 794.0741 | 0.01801 | 794.7677 | 0.01504 | 594.0339 | 0.42387
| 600.3678 | 0.0022475 | 599.9306 | 0.00082165 | 528.5307 | 0.00146 | 600.3678 | 0.00098741 | 599.9306 | -0.00019295 | 593.0848 | 0.0001821 | 599.9306 | 1.1729e-05 | 529.9115 | 6.7542e-06 | 600.3678 | 0.00014092 | 594.258 | 0.00069455 | 600.3678 | 0.0010485 | 600.3678 | 0.0072552 | 600.3678 | 0.93701 | 600.3678 | 0.086134 | 529.9115 | 1.0377e-05 | 600.3678 | 0.0466 | 599.9306 | 0.00429 | 794.9335 | 0.42346 | 599.9306 | -0.0012784 | 794.2399 | 0.01671 | 794.9335 | 0.01474 | 594.258 | 0.42085
| 600.5968 | 0.0033473 | 600.1599 | 0.00083822 | 528.6457 | 0 | 600.5968 | 0.0012107 | 600.1599 | 0.0005448 | 593.3121 | 0.00037808 | 600.1599 | 0.00070731 | 530.0291 | 6.7094e-06 | 600.5968 | 0.00063382 | 594.4821 | 0.0015655 | 600.5968 | 0.001963 | 600.5968 | 0.0075951 | 600.5968 | 0.92352 | 600.5968 | 0.088264 | 530.0291 | 9.3008e-06 | 600.5968 | 0.04877 | 600.1599 | 0.00511 | 795.0993 | 0.41332 | 600.1599 | 0.00080384 | 794.4058 | 0.02037 | 795.0993 | 0.01508 | 594.4821 | 0.42174
| 600.8259 | 0.0020847 | 600.3893 | 0.00058733 | 528.7607 | 0.00123 | 600.8259 | 0.00045671 | 600.3893 | 8.2627e-05 | 593.5395 | 0.00015577 | 600.3893 | -7.1052e-05 | 530.1467 | 6.1046e-06 | 600.8259 | 0 | 594.7062 | 0.0014758 | 600.8259 | 0.001498 | 600.8259 | 0.0069453 | 600.8259 | 0.91048 | 600.8259 | 0.089742 | 530.1467 | 1.0157e-05 | 600.8259 | 0.04945 | 600.3893 | 0.00432 | 795.2651 | 0.40545 | 600.3893 | -0.0016149 | 794.5717 | 0.01747 | 795.2651 | 0.01478 | 594.7062 | 0.42013
| 601.0549 | 0.0032731 | 600.6187 | 0.00099387 | 528.8757 | 0 | 601.0549 | 0.0015454 | 600.6187 | 0.00073262 | 593.7668 | 0.00020115 | 600.6187 | 0.00079167 | 530.2643 | 5.6789e-06 | 601.0549 | 0.00055232 | 594.9304 | 0.001711 | 601.0549 | 0.0022536 | 601.0549 | 0.0076456 | 601.0549 | 0.89468 | 601.0549 | 0.0932 | 530.2643 | 7.8074e-06 | 601.0549 | 0.05165 | 600.6187 | 0.00532 | 795.4309 | 0.39581 | 600.6187 | 0.0011222 | 794.7376 | 0.02165 | 795.4309 | 0.01518 | 594.9304 | 0.41953
| 601.2839 | 0.0018247 | 600.8481 | 0.00079486 | 528.9907 | 0.0026 | 601.2839 | 0.00087994 | 600.8481 | 0.00010557 | 593.9942 | 0.00031718 | 600.8481 | 2.7695e-05 | 530.3819 | 6.3846e-06 | 601.284 | 0 | 595.1545 | 0.00096559 | 601.284 | 0.0012797 | 601.2839 | 0.006985 | 601.284 | 0.87815 | 601.284 | 0.094595 | 530.3819 | 8.9823e-06 | 601.2839 | 0.05228 | 600.8481 | 0.00494 | 795.5967 | 0.38768 | 600.8481 | -0.00048806 | 794.9035 | 0.02267 | 795.5967 | 0.01474 | 595.1545 | 0.41926
| 601.513 | 0.0026619 | 601.0775 | 0.00091211 | 529.1057 | 0 | 601.513 | 0.0017349 | 601.0775 | 0.0005906 | 594.2216 | 0.00041658 | 601.0775 | 0.00069496 | 530.4995 | 6.4966e-06 | 601.513 | 0.00078599 | 595.3787 | 0.0016036 | 601.513 | 0.0021143 | 601.513 | 0.0073871 | 601.513 | 0.86138 | 601.513 | 0.097686 | 530.4995 | 8.2356e-06 | 601.513 | 0.05449 | 601.0775 | 0.0055 | 795.7625 | 0.38139 | 601.0775 | 4.3106e-05 | 795.0694 | 0.02283 | 795.7625 | 0.01514 | 595.3787 | 0.416
| 601.7421 | 0.0023206 | 601.307 | 0.00080782 | 529.2207 | 0.00053755 | 601.7421 | 0.00079803 | 601.307 | -0.00015715 | 594.449 | 7.9659e-05 | 601.307 | 5.0883e-05 | 530.617 | 7.2695e-06 | 601.7421 | 0.0001213 | 595.6028 | 0.00097736 | 601.7421 | 0.0012584 | 601.7421 | 0.0068339 | 601.7421 | 0.84116 | 601.7421 | 0.098978 | 530.617 | 8.2356e-06 | 601.7421 | 0.05492 | 601.307 | 0.00515 | 795.9283 | 0.37535 | 601.307 | -0.00055804 | 795.2353 | 0.02475 | 795.9283 | 0.01472 | 595.6028 | 0.41921
| 601.9712 | 0.0034208 | 601.5364 | 0.00089725 | 529.3357 | 0 | 601.9712 | 0.0017226 | 601.5364 | 0.00033938 | 594.6764 | 0.00031451 | 601.5364 | 0.00072554 | 530.7346 | 7.6951e-06 | 601.9712 | 0.0006173 | 595.827 | 0.0015331 | 601.9712 | 0.0020182 | 601.9712 | 0.0070208 | 601.9712 | 0.82348 | 601.9712 | 0.10255 | 530.7346 | 6.4128e-06 | 601.9712 | 0.05722 | 601.5364 | 0.00592 | 796.0941 | 0.36483 | 601.5364 | 0.000393 | 795.4012 | 0.02233 | 796.0941 | 0.01517 | 595.827 | 0.41756
| 602.2003 | 0.0022434 | 601.7659 | 0.00072583 | 529.4507 | 0.00090168 | 602.2003 | 0.00089544 | 601.7659 | -9.2954e-05 | 594.9038 | 2.556e-05 | 601.7659 | 1.7666e-05 | 530.8523 | 9.5769e-06 | 602.2003 | 0 | 596.0512 | -0.00025158 | 602.2003 | 0.0016277 | 602.2003 | 0.0064697 | 602.2003 | 0.80253 | 602.2003 | 0.10437 | 530.8523 | 9.191e-06 | 602.2003 | 0.05799 | 601.7659 | 0.00526 | 796.2599 | 0.35718 | 601.7659 | -0.00067991 | 795.5671 | 0.02611 | 796.2599 | 0.01469 | 596.0512 | 0.4141
| 602.4294 | 0.0036598 | 601.9953 | 0.00075888 | 529.5657 | 0 | 602.4294 | 0.0016236 | 601.9953 | 0.00042047 | 595.1312 | 0.0003678 | 601.9953 | 0.00067898 | 530.9699 | 9.1849e-06 | 602.4294 | 0.0008209 | 596.2755 | 0.0018767 | 602.4294 | 0.0016402 | 602.4294 | 0.0068388 | 602.4294 | 0.77952 | 602.4294 | 0.10754 | 530.9699 | 9.8388e-06 | 602.4294 | 0.06039 | 601.9953 | 0.0061 | 796.4257 | 0.35123 | 601.9953 | -0.00027283 | 795.733 | 0.02597 | 796.4257 | 0.01513 | 596.2754 | 0.41917
| 602.6585 | 0.0026881 | 602.2248 | 0.00069487 | 529.6807 | 0.00175 | 602.6585 | 0.00064972 | 602.2248 | -0.00035682 | 595.3586 | 8.0949e-05 | 602.2248 | 3.5246e-05 | 531.0875 | 8.1096e-06 | 602.6585 | 0 | 596.4996 | -0.00024605 | 602.6585 | 0.0012516 | 602.6585 | 0.006127 | 602.6585 | 0.7571 | 602.6585 | 0.10898 | 531.0875 | 9.9487e-06 | 602.6585 | 0.0605 | 602.2248 | 0.00552 | 796.5915 | 0.34122 | 602.2248 | -0.00050197 | 795.8989 | 0.02551 | 796.5915 | 0.01465 | 596.4996 | 0.41359
| 602.8876 | 0.0028738 | 602.4543 | 0.00071448 | 529.7958 | 0 | 602.8876 | 0.0014835 | 602.4543 | 0.00048333 | 595.5861 | 0.00029458 | 602.4543 | 0.00057836 | 531.2051 | 6.575e-06 | 602.8877 | 0.00087116 | 596.7239 | 0.00071548 | 602.8877 | 0.0016678 | 602.8876 | 0.006601 | 602.8877 | 0.73934 | 602.8877 | 0.11234 | 531.2051 | 1.0695e-05 | 602.8876 | 0.06328 | 602.4543 | 0.00608 | 796.7574 | 0.33599 | 602.4543 | -0.00025013 | 796.0648 | 0.02313 | 796.7574 | 0.01513 | 596.7239 | 0.4169
| 603.1168 | 0.0016786 | 602.6838 | 0.00074916 | 529.9108 | 0.00177 | 603.1168 | 0.001153 | 602.6838 | -0.00020337 | 595.8135 | 7.7049e-05 | 602.6838 | 4.2292e-06 | 531.3227 | 6.0822e-06 | 603.1168 | 5.067e-05 | 596.9481 | 0.00051191 | 603.1168 | 0.0011303 | 603.1168 | 0.0061154 | 603.1168 | 0.71657 | 603.1168 | 0.11421 | 531.3227 | 1.1761e-05 | 603.1168 | 0.06425 | 602.6838 | 0.00581 | 796.9232 | 0.32812 | 602.6838 | 0.00010531 | 796.2307 | 0.02719 | 796.9232 | 0.01458 | 596.9481 | 0.41248
| 603.3459 | 0.0028546 | 602.9133 | 0.00081241 | 530.0258 | 0 | 603.3459 | 0.0018564 | 602.9133 | 0.0006635 | 596.041 | 0.00034177 | 602.9133 | 0.00071985 | 531.4403 | 5.8357e-06 | 603.346 | 0.00065222 | 597.1723 | 0.00090948 | 603.346 | 0.0017402 | 603.3459 | 0.0065917 | 603.346 | 0.69292 | 603.346 | 0.11749 | 531.4403 | 1.3364e-05 | 603.346 | 0.06632 | 602.9133 | 0.00645 | 797.089 | 0.32736 | 602.9133 | 1.2435e-05 | 796.3967 | 0.02795 | 797.089 | 0.01506 | 597.1723 | 0.41559
| 603.5751 | 0.0018317 | 603.1428 | 0.00083693 | 530.1409 | 0 | 603.5751 | 0.00099115 | 603.1428 | -0.00018949 | 596.2684 | 0.00010382 | 603.1428 | 2.9025e-05 | 531.558 | 6.519e-06 | 603.5751 | 7.7944e-05 | 597.3965 | 0.001812 | 603.5751 | 0.0012018 | 603.5751 | 0.0059528 | 603.5751 | 0.67335 | 603.5751 | 0.11994 | 531.558 | 9.9487e-06 | 603.5751 | 0.0672 | 603.1428 | 0.00615 | 797.2549 | 0.31938 | 603.1428 | -0.00032025 | 796.5626 | 0.02275 | 797.2549 | 0.01445 | 597.3966 | 0.41396
| 603.8043 | 0.0030983 | 603.3724 | 0.00087728 | 530.2559 | 0 | 603.8043 | 0.0010951 | 603.3724 | 0.00018212 | 596.4959 | 0.00033104 | 603.3724 | 0.00069605 | 531.6756 | 6.7766e-06 | 603.8043 | 0.00081509 | 597.6208 | 0.0010679 | 603.8043 | 0.0021514 | 603.8043 | 0.0063071 | 603.8043 | 0.65155 | 603.8043 | 0.1236 | 531.6756 | 9.0921e-06 | 603.8043 | 0.06944 | 603.3724 | 0.00697 | 797.4207 | 0.30572 | 603.3724 | -0.00019102 | 796.7286 | 0.03011 | 797.4207 | 0.01497 | 597.6209 | 0.40985
| 604.0335 | 0.0021085 | 603.6019 | 0.0008922 | 530.371 | 0.00168 | 604.0335 | 0.00071108 | 603.6019 | -4.3168e-05 | 596.7234 | 4.9011e-05 | 603.6019 | 5.4027e-05 | 531.7932 | 6.911e-06 | 604.0335 | 1.0836e-05 | 597.8451 | -0.00010497 | 604.0335 | 0.0013425 | 604.0335 | 0.0058868 | 604.0335 | 0.62861 | 604.0335 | 0.12544 | 531.7932 | 7.9172e-06 | 604.0335 | 0.07061 | 603.6019 | 0.00662 | 797.5865 | 0.30582 | 603.6019 | -0.00067768 | 796.8945 | 0.02629 | 797.5865 | 0.01439 | 597.8451 | 0.4116
| 604.2627 | 0.003499 | 603.8315 | 0.00092421 | 530.486 | 0 | 604.2627 | 0.00085339 | 603.8315 | 0.00044869 | 596.9509 | 0.00034495 | 603.8315 | 0.00066328 | 531.9108 | 6.8774e-06 | 604.2627 | 0.00056974 | 598.0694 | 0.0021553 | 604.2627 | 0.0017986 | 604.2627 | 0.0063428 | 604.2627 | 0.60971 | 604.2627 | 0.12955 | 531.9108 | 8.3454e-06 | 604.2627 | 0.0735 | 603.8315 | 0.00723 | 797.7524 | 0.29781 | 603.8315 | 0.00052156 | 797.0604 | 0.02977 | 797.7524 | 0.01498 | 598.0694 | 0.40936
| 604.4919 | 0.0025789 | 604.061 | 0.00080761 | 530.6011 | 0.0007803 | 604.4919 | 0.00052884 | 604.061 | -0.00019263 | 597.1784 | 3.5614e-05 | 604.061 | 9.9541e-05 | 532.0285 | 7.5831e-06 | 604.4919 | 3.6276e-05 | 598.2936 | 0.00089903 | 604.4919 | 0.0011856 | 604.4919 | 0.0057103 | 604.4919 | 0.58746 | 604.4919 | 0.13175 | 532.0285 | 8.2356e-06 | 604.4919 | 0.07431 | 604.0611 | 0.00663 | 797.9182 | 0.29075 | 604.061 | -0.00050412 | 797.2264 | 0.02459 | 797.9182 | 0.0144 | 598.2936 | 0.40879
| 604.7211 | 0.0035075 | 604.2906 | 0.00088649 | 530.7162 | 0 | 604.7211 | 0.0009885 | 604.2906 | 0.00020493 | 597.4059 | 0.0002435 | 604.2906 | 0.00069062 | 532.1461 | 7.3815e-06 | 604.7211 | 0.00066886 | 598.5179 | 0.0015468 | 604.7211 | 0.0018167 | 604.7211 | 0.0060056 | 604.7211 | 0.56701 | 604.7211 | 0.13539 | 532.1461 | 6.9509e-06 | 604.7211 | 0.07644 | 604.2906 | 0.00735 | 798.0841 | 0.29185 | 604.2906 | 0.00038553 | 797.3923 | 0.02569 | 798.0841 | 0.01499 | 598.5179 | 0.40873
| 604.9504 | 0.0025735 | 604.5202 | 0.00076197 | 530.8312 | 0.00165 | 604.9504 | 0.00080775 | 604.5202 | -0.00018981 | 597.6335 | 8.6445e-05 | 604.5202 | -7.5728e-05 | 532.2638 | 7.0903e-06 | 604.9504 | 5.0842e-05 | 598.7422 | 0.00039643 | 604.9504 | 0.00092214 | 604.9504 | 0.0054527 | 604.9504 | 0.5462 | 604.9504 | 0.13817 | 532.2638 | 4.4912e-06 | 604.9504 | 0.07777 | 604.5202 | 0.00698 | 798.25 | 0.27908 | 604.5202 | -0.00093446 | 797.5583 | 0.02345 | 798.25 | 0.01431 | 598.7423 | 0.41084
| 605.1796 | 0.0027288 | 604.7498 | 0.00083614 | 530.9463 | 6.9519e-05 | 605.1796 | 0.0012239 | 604.7498 | 0.00036471 | 597.861 | 0.00030212 | 604.7498 | 0.00073792 | 532.3814 | 5.9926e-06 | 605.1796 | 0.00074642 | 598.9666 | 0.0012638 | 605.1796 | 0.0017643 | 605.1796 | 0.0058851 | 605.1796 | 0.52729 | 605.1796 | 0.14234 | 532.3814 | 3.426e-06 | 605.1796 | 0.08063 | 604.7498 | 0.00805 | 798.4158 | 0.27814 | 604.7498 | -0.00017016 | 797.7243 | 0.02533 | 798.4158 | 0.01487 | 598.9666 | 0.40727
| 605.4089 | 0.0019072 | 604.9794 | 0.0007365 | 531.0614 | 0.00127 | 605.4089 | 0.0010006 | 604.9794 | -9.9201e-05 | 598.0886 | 0.0001179 | 604.9794 | 2.7154e-05 | 532.4991 | 5.9926e-06 | 605.4089 | 2.3698e-05 | 599.1909 | 6.5152e-06 | 605.4089 | 0.0010416 | 605.4089 | 0.0053601 | 605.4089 | 0.50694 | 605.4089 | 0.14462 | 532.4991 | 7.4889e-06 | 605.4089 | 0.08096 | 604.9794 | 0.00726 | 798.5817 | 0.26527 | 604.9794 | -0.0006153 | 797.8902 | 0.02705 | 798.5817 | 0.01416 | 599.1909 | 0.40152
| 605.6382 | 0.0031798 | 605.2091 | 0.0010042 | 531.1765 | 0 | 605.6382 | 0.001687 | 605.2091 | 0.00045737 | 598.3161 | 0.00018988 | 605.2091 | 0.00073198 | 532.6167 | 5.7909e-06 | 605.6382 | 0.00068467 | 599.4153 | 0.0016172 | 605.6382 | 0.0019126 | 605.6382 | 0.0059112 | 605.6382 | 0.4899 | 605.6382 | 0.14916 | 532.6167 | 8.016e-06 | 605.6382 | 0.08441 | 605.2091 | 0.00862 | 798.7476 | 0.2626 | 605.2091 | 0.0012734 | 798.0562 | 0.03995 | 798.7476 | 0.01478 | 599.4153 | 0.4047
| 605.8674 | 0.0021259 | 605.4387 | 0.00072057 | 531.2916 | 0.00128 | 605.8674 | 0.00088224 | 605.4387 | -0.00022796 | 598.5437 | 0.0001771 | 605.4387 | -1.8893e-05 | 532.7344 | 7.3031e-06 | 605.8674 | 0 | 599.6396 | 0.00035515 | 605.8674 | 0.0007421 | 605.8674 | 0.0051554 | 605.8674 | 0.47087 | 605.8674 | 0.15239 | 532.7344 | 6.6324e-06 | 605.8674 | 0.08535 | 605.4387 | 0.00797 | 798.9135 | 0.25813 | 605.4387 | 8.8572e-06 | 798.2222 | 0.02975 | 798.9135 | 0.01409 | 599.6396 | 0.40364
| 606.0967 | 0.0024768 | 605.6683 | 0.00085575 | 531.4067 | 0 | 606.0967 | 0.0016064 | 605.6683 | 0.000609 | 598.7712 | 0.00015156 | 605.6683 | 0.0006774 | 532.852 | 7.9864e-06 | 606.0967 | 0.00087211 | 599.864 | 0.00071594 | 606.0967 | 0.0017528 | 606.0967 | 0.0055403 | 606.0967 | 0.45447 | 606.0967 | 0.1563 | 532.852 | 2.4597e-06 | 606.0967 | 0.08769 | 605.6684 | 0.00867 | 799.0793 | 0.2543 | 605.6683 | 0.00058787 | 798.3882 | 0.03859 | 799.0793 | 0.01477 | 599.864 | 0.40544
| 606.326 | 0.0014572 | 605.898 | 0.00071851 | 531.5217 | 0.0006936 | 606.326 | 0.0014799 | 605.898 | -0.00018439 | 598.9988 | 2.9606e-06 | 605.898 | 2.2203e-05 | 532.9697 | 8.188e-06 | 606.326 | 9.6474e-05 | 600.0883 | 0.001322 | 606.326 | 0.0010574 | 606.326 | 0.0050681 | 606.326 | 0.43739 | 606.326 | 0.15933 | 532.9697 | 4.2825e-06 | 606.3261 | 0.08863 | 605.898 | 0.00801 | 799.2452 | 0.24743 | 605.898 | -0.001428 | 798.5542 | 0.03313 | 799.2452 | 0.01407 | 600.0883 | 0.40093
| 606.5554 | 0.0023381 | 606.1277 | 0.00086707 | 531.6368 | 0 | 606.5554 | 0.0019616 | 606.1277 | 0.00039854 | 599.2264 | 0.00029451 | 606.1277 | 0.00066714 | 533.0874 | 7.3255e-06 | 606.5554 | 0.00071777 | 600.3127 | 0.0012608 | 606.5554 | 0.0018093 | 606.5554 | 0.0054734 | 606.5554 | 0.42096 | 606.5554 | 0.1647 | 533.0874 | 7.0607e-06 | 606.5554 | 0.09165 | 606.1277 | 0.00947 | 799.4111 | 0.24277 | 606.1277 | 0.00087113 | 798.7201 | 0.03443 | 799.4111 | 0.01476 | 600.3127 | 0.40306
| 606.7847 | 0.0019055 | 606.3574 | 0.0006847 | 531.752 | 0.00088435 | 606.7847 | 0.00086497 | 606.3574 | -0.00032191 | 599.454 | 3.3896e-05 | 606.3574 | 2.1608e-05 | 533.2051 | 7.9079e-06 | 606.7847 | 0 | 600.5371 | 0.00084758 | 606.7847 | 0.00074728 | 606.7847 | 0.0049512 | 606.7847 | 0.40436 | 606.7847 | 0.16799 | 533.2051 | 8.5541e-06 | 606.7847 | 0.09333 | 606.3574 | 0.00895 | 799.577 | 0.2342 | 606.3574 | -0.00051095 | 798.8861 | 0.03415 | 799.577 | 0.01402 | 600.5371 | 0.39779
| 607.014 | 0.0026994 | 606.5871 | 0.00070701 | 531.8671 | 0 | 607.014 | 0.001807 | 606.5871 | 0.00043519 | 599.6817 | 0.0004432 | 606.5871 | 0.00061767 | 533.3227 | 6.8886e-06 | 607.014 | 0.00063561 | 600.7615 | 0.0015762 | 607.014 | 0.001673 | 607.014 | 0.0052479 | 607.014 | 0.3898 | 607.014 | 0.17264 | 533.3227 | 8.1258e-06 | 607.014 | 0.09588 | 606.587 | 0.00927 | 799.7429 | 0.22835 | 606.5871 | 0.00109 | 799.0521 | 0.04625 | 799.7429 | 0.01472 | 600.7615 | 0.40095
| 607.2433 | 0.0021057 | 606.8168 | 0.00074913 | 531.9822 | 0.00013872 | 607.2433 | 0.0013096 | 606.8168 | -0.00029947 | 599.9093 | -1.6987e-05 | 606.8168 | -5.5353e-05 | 533.4404 | 6.9558e-06 | 607.2434 | 4.1616e-05 | 600.9859 | 0.00089885 | 607.2434 | 0.00078797 | 607.2433 | 0.0048017 | 607.2434 | 0.37437 | 607.2434 | 0.17617 | 533.4404 | 5.9846e-06 | 607.2433 | 0.09712 | 606.8167 | 0.00906 | 799.9088 | 0.22358 | 606.8168 | 2.7769e-06 | 799.2181 | 0.04711 | 799.9088 | 0.01399 | 600.9859 | 0.39249
| 607.4727 | 0.0019221 | 607.0465 | 0.0006755 | 532.0973 | 0 | 607.4727 | 0.0015275 | 607.0465 | 0.00063305 | 600.137 | 0.00033967 | 607.0465 | 0.0006298 | 533.5581 | 6.8102e-06 | 607.4727 | 0.00040559 | 601.2103 | 0.0012747 | 607.4727 | 0.0016516 | 607.4727 | 0.0050999 | 607.4727 | 0.35974 | 607.4727 | 0.18092 | 533.5581 | 5.5563e-06 | 607.4727 | 0.0999 | 607.0465 | 0.01001 | 800.0747 | 0.21949 | 607.0465 | -0.00042933 | 799.3841 | 0.05385 | 800.0747 | 0.01479 | 601.2103 | 0.39846
| 607.7021 | 0.0019064 | 607.2762 | 0.00060702 | 532.2124 | 0.00184 | 607.7021 | 0.00079881 | 607.2762 | -0.00020383 | 600.3646 | 8.039e-05 | 607.2762 | -2.6525e-05 | 533.6758 | 7.7399e-06 | 607.7021 | 0 | 601.4348 | 0.00041544 | 607.7021 | 0.0010542 | 607.7021 | 0.0044606 | 607.7021 | 0.34537 | 607.7021 | 0.18465 | 533.6758 | 7.0607e-06 | 607.7021 | 0.10179 | 607.2762 | 0.0095 | 800.2406 | 0.21576 | 607.2762 | -0.00096059 | 799.5501 | 0.05361 | 800.2406 | 0.01409 | 601.4348 | 0.39511
| 607.9315 | 0.0033242 | 607.5059 | 0.00077186 | 532.3276 | 0 | 607.9315 | 0.0013189 | 607.5059 | 0.0005022 | 600.5923 | 0.00029476 | 607.5059 | 0.00059433 | 533.7935 | 8.7032e-06 | 607.9315 | 0.00064138 | 601.6592 | 0.0019274 | 607.9315 | 0.0017527 | 607.9315 | 0.0050726 | 607.9315 | 0.33324 | 607.9315 | 0.19041 | 533.7935 | 7.0607e-06 | 607.9315 | 0.10428 | 607.5059 | 0.01066 | 800.4065 | 0.21128 | 607.5059 | 0.00021661 | 799.7162 | 0.05061 | 800.4065 | 0.01486 | 601.6592 | 0.3918
| 608.1609 | 0.0025161 | 607.7357 | 0.00063098 | 532.4427 | 0.0007803 | 608.1609 | 0.0013195 | 607.7357 | 7.346e-05 | 600.8199 | -4.0203e-05 | 607.7357 | -4.5528e-05 | 533.9112 | 7.6391e-06 | 608.1609 | 0 | 601.8836 | 0.00071175 | 608.1609 | 0.00091356 | 608.1609 | 0.0044272 | 608.1609 | 0.31978 | 608.1609 | 0.19411 | 533.9112 | 8.6639e-06 | 608.1609 | 0.10598 | 607.7357 | 0.01026 | 800.5724 | 0.20855 | 607.7357 | -0.00090241 | 799.8822 | 0.05051 | 800.5724 | 0.01413 | 601.8836 | 0.39398
| 608.3903 | 0.0024271 | 607.9654 | 0.0010997 | 532.5578 | 0 | 608.3903 | 0.0019545 | 607.9654 | 0.00029325 | 601.0476 | 0.00037577 | 607.9654 | 0.00076834 | 534.0289 | 7.4263e-06 | 608.3903 | 0.00068632 | 602.1081 | 0.0021959 | 608.3903 | 0.00202 | 608.3903 | 0.0052188 | 608.3903 | 0.30699 | 608.3903 | 0.19956 | 534.0289 | 8.1258e-06 | 608.3903 | 0.10889 | 607.9655 | 0.01092 | 800.7383 | 0.20673 | 607.9654 | -0.00086434 | 800.0482 | 0.05217 | 800.7383 | 0.01494 | 602.1081 | 0.39109
| 608.6197 | 0.0026137 | 608.1952 | 0.00070676 | 532.673 | 0.00081498 | 608.6197 | 0.0011727 | 608.1952 | 0.00015421 | 601.2753 | 0.00013907 | 608.1952 | -3.9702e-05 | 534.1466 | 7.3591e-06 | 608.6197 | 0.00018184 | 602.3325 | 0.00066311 | 608.6197 | 0.00088974 | 608.6197 | 0.0045415 | 608.6197 | 0.29352 | 608.6197 | 0.20383 | 534.1466 | 1.1332e-05 | 608.6197 | 0.11009 | 608.1952 | 0.01069 | 800.9043 | 0.19671 | 608.1952 | -0.00045532 | 800.2142 | 0.04921 | 800.9043 | 0.01432 | 602.3325 | 0.39062
| 608.8491 | 0.003204 | 608.425 | 0.00076344 | 532.7881 | 0 | 608.8491 | 0.0018519 | 608.425 | 0.00065544 | 601.5031 | 0.0002902 | 608.425 | 0.00070025 | 534.2642 | 7.5159e-06 | 608.8491 | 0.00055765 | 602.557 | 0.0015409 | 608.8491 | 0.0015433 | 608.8491 | 0.004841 | 608.8491 | 0.28344 | 608.8491 | 0.20908 | 534.2642 | 8.9823e-06 | 608.8491 | 0.11307 | 608.425 | 0.01138 | 801.0702 | 0.1921 | 608.425 | -0.00037605 | 800.3803 | 0.05589 | 801.0702 | 0.01512 | 602.557 | 0.39188
| 609.0786 | 0.0015287 | 608.6548 | 0.00081291 | 532.9033 | 0.00067626 | 609.0786 | 0.00055557 | 608.6548 | -0.00014875 | 601.7307 | 0.00010083 | 608.6548 | -2.8857e-05 | 534.3819 | 8.4232e-06 | 609.0786 | 0 | 602.7815 | 0.00068388 | 609.0786 | 0.00093824 | 609.0786 | 0.0045239 | 609.0786 | 0.27056 | 609.0786 | 0.2126 | 534.3819 | 8.7737e-06 | 609.0785 | 0.11415 | 608.6548 | 0.01116 | 801.2361 | 0.18998 | 608.6548 | -0.00061027 | 800.5463 | 0.05033 | 801.2361 | 0.01443 | 602.7815 | 0.38783
| 609.308 | 0.0030793 | 608.8846 | 0.00086353 | 533.0184 | 0 | 609.308 | 0.0008725 | 608.8846 | 0.00053828 | 601.9584 | 0.00028745 | 608.8846 | 0.00064673 | 534.4997 | 7.6615e-06 | 609.308 | 0.00067643 | 603.006 | 0.0012548 | 609.308 | 0.0016246 | 609.308 | 0.0047016 | 609.308 | 0.25968 | 609.308 | 0.21878 | 534.4997 | 6.5226e-06 | 609.308 | 0.11704 | 608.8846 | 0.01224 | 801.4021 | 0.18752 | 608.8846 | 0.00073635 | 800.7123 | 0.05523 | 801.4021 | 0.01526 | 603.006 | 0.38813
| 609.5375 | 0.0017755 | 609.1144 | 0.00069224 | 533.1336 | 0.00111 | 609.5375 | 0.00055719 | 609.1144 | -4.006e-05 | 602.1862 | 8.9267e-05 | 609.1144 | -6.6993e-05 | 534.6174 | 8.6024e-06 | 609.5375 | 0 | 603.2305 | 0.00029138 | 609.5375 | 0.00090559 | 609.5375 | 0.0043136 | 609.5375 | 0.24931 | 609.5375 | 0.22382 | 534.6174 | 7.6976e-06 | 609.5375 | 0.11948 | 609.1144 | 0.01159 | 801.568 | 0.18196 | 609.1144 | 0.00053531 | 800.8784 | 0.05649 | 801.568 | 0.01459 | 603.2305 | 0.38502
| 609.767 | 0.0031225 | 609.3442 | 0.00076034 | 533.2487 | 0.00046927 | 609.767 | 0.0019127 | 609.3442 | 0.00071388 | 602.4139 | 0.00025276 | 609.3442 | 0.00067292 | 534.7351 | 7.5159e-06 | 609.767 | 0.00061947 | 603.455 | 0.00099666 | 609.767 | 0.0017026 | 609.767 | 0.0047238 | 609.767 | 0.24 | 609.767 | 0.23054 | 534.7351 | 7.6976e-06 | 609.767 | 0.12298 | 609.3442 | 0.01277 | 801.7339 | 0.18316 | 609.3442 | -0.00024619 | 801.0444 | 0.06087 | 801.7339 | 0.01551 | 603.455 | 0.38649
| 609.9965 | 0.001488 | 609.5741 | 0.00062501 | 533.3639 | 0 | 609.9965 | 0.0010024 | 609.5741 | -0.0003825 | 602.6417 | 0.00011474 | 609.5741 | -0.00021083 | 534.8528 | 8.1432e-06 | 609.9964 | 6.1445e-05 | 603.6795 | -0.00011801 | 609.9964 | 0.00072406 | 609.9965 | 0.0040414 | 609.9964 | 0.22963 | 609.9964 | 0.23492 | 534.8528 | 7.0607e-06 | 609.9965 | 0.1246 | 609.5741 | 0.01205 | 801.8999 | 0.17598 | 609.5741 | -0.00063788 | 801.2105 | 0.06035 | 801.8999 | 0.0148 | 603.6795 | 0.38437
| 610.226 | 0.0028158 | 609.8039 | 0.00083575 | 533.4791 | 0 | 610.226 | 0.0012957 | 609.8039 | 0.0005737 | 602.8694 | 0.00031428 | 609.8039 | 0.00067576 | 534.9705 | 8.0536e-06 | 610.2259 | 0.00080125 | 603.9041 | 0.001531 | 610.2259 | 0.0015474 | 610.226 | 0.0045046 | 610.2259 | 0.22072 | 610.2259 | 0.241 | 534.9705 | 1.198e-05 | 610.226 | 0.12798 | 609.8039 | 0.01306 | 802.0658 | 0.16911 | 609.8039 | 0.00080069 | 801.3765 | 0.06331 | 802.0658 | 0.01578 | 603.904 | 0.38209
| 610.4554 | 0.002561 | 610.0338 | 0.00071449 | 533.5943 | 0.0014 | 610.4554 | 0.0012466 | 610.0338 | -0.00071579 | 603.0972 | 0.00010804 | 610.0338 | -1.2358e-05 | 535.0883 | 8.3448e-06 | 610.4555 | 7.6184e-05 | 604.1286 | 0.00067622 | 610.4555 | 0.00090281 | 610.4554 | 0.0039068 | 610.4555 | 0.20999 | 610.4555 | 0.24557 | 535.0883 | 1.0805e-05 | 610.4554 | 0.12949 | 610.0338 | 0.01304 | 802.2318 | 0.16566 | 610.0338 | -0.00037827 | 801.5426 | 0.06799 | 802.2318 | 0.01521 | 604.1286 | 0.38058
| 610.685 | 0.0033057 | 610.2637 | 0.00076918 | 533.7095 | 0 | 610.685 | 0.0015945 | 610.2637 | 8.2618e-05 | 603.325 | 0.00027998 | 610.2637 | 0.00060977 | 535.206 | 7.3479e-06 | 610.685 | 0.00049013 | 604.3531 | 0.00054497 | 610.685 | 0.0013535 | 610.685 | 0.0043496 | 610.685 | 0.20191 | 610.685 | 0.25205 | 535.206 | 1.2298e-05 | 610.685 | 0.13271 | 610.2637 | 0.01395 | 802.3977 | 0.16232 | 610.2637 | 0.0006029 | 801.7087 | 0.07123 | 802.3977 | 0.0161 | 604.3532 | 0.38542
| 610.9145 | 0.0020446 | 610.4936 | 0.00059734 | 533.8247 | 0.00114 | 610.9145 | 0.00081839 | 610.4936 | -0.00030893 | 603.5528 | 7.4647e-05 | 610.4936 | -5.9681e-05 | 535.3237 | 6.1046e-06 | 610.9145 | 0 | 604.5777 | 0.0012952 | 610.9145 | 0.00068988 | 610.9145 | 0.0037885 | 610.9145 | 0.19289 | 610.9145 | 0.25782 | 535.3237 | 6.314e-06 | 610.9145 | 0.13408 | 610.4936 | 0.01322 | 802.5637 | 0.1594 | 610.4936 | 9.8089e-05 | 801.8747 | 0.07085 | 802.5637 | 0.01554 | 604.5777 | 0.37744
| 611.144 | 0.0026548 | 610.7235 | 0.00076136 | 533.9398 | 0 | 611.144 | 0.001268 | 610.7235 | 0.00061493 | 603.7806 | 0.00025761 | 610.7235 | 0.00067976 | 535.4415 | 5.6901e-06 | 611.144 | 0.00039538 | 604.8023 | 0.0015872 | 611.144 | 0.0013613 | 611.144 | 0.0042739 | 611.144 | 0.18586 | 611.144 | 0.26491 | 535.4415 | 6.6324e-06 | 611.144 | 0.13798 | 610.7235 | 0.01466 | 802.7297 | 0.15285 | 610.7235 | -0.00035299 | 802.0408 | 0.07253 | 802.7297 | 0.01627 | 604.8023 | 0.37927
| 611.3736 | 0.0019552 | 610.9534 | 0.00039794 | 534.055 | 0.00101 | 611.3736 | 0.00098064 | 610.9534 | -0.00043342 | 604.0084 | 0.00013703 | 610.9534 | -0.00010925 | 535.5592 | 6.071e-06 | 611.3736 | 0.00016353 | 605.0269 | 0.00082446 | 611.3736 | 0.00080016 | 611.3736 | 0.0037412 | 611.3736 | 0.17698 | 611.3736 | 0.27057 | 535.5592 | 5.2379e-06 | 611.3736 | 0.14067 | 610.9534 | 0.01394 | 802.8956 | 0.15221 | 610.9534 | 0.00024376 | 802.2069 | 0.07417 | 802.8956 | 0.01572 | 605.0269 | 0.37644
| 611.6031 | 0.0027554 | 611.1833 | 0.00086422 | 534.1702 | 0 | 611.6031 | 0.0015886 | 611.1833 | 0.00079935 | 604.2363 | 0.00034061 | 611.1833 | 0.00067621 | 535.6769 | 7.6951e-06 | 611.6032 | 0.00076656 | 605.2515 | 0.00040023 | 611.6032 | 0.0013921 | 611.6031 | 0.0042122 | 611.6032 | 0.17193 | 611.6032 | 0.27879 | 535.6769 | 7.5878e-06 | 611.6032 | 0.14435 | 611.1833 | 0.01542 | 803.0616 | 0.15162 | 611.1833 | 0.00077421 | 802.3729 | 0.07529 | 803.0616 | 0.01636 | 605.2515 | 0.37745
| 611.8327 | 0.0018961 | 611.4132 | 0.00072364 | 534.2854 | 0.00020808 | 611.8327 | 0.00051221 | 611.4132 | -0.0002788 | 604.4641 | 0.00014672 | 611.4132 | -7.436e-05 | 535.7947 | 9.1737e-06 | 611.8327 | 0 | 605.4761 | 0.00029214 | 611.8327 | 0.00072249 | 611.8327 | 0.0035734 | 611.8327 | 0.16373 | 611.8327 | 0.28513 | 535.7947 | 1.0377e-05 | 611.8327 | 0.14662 | 611.4132 | 0.01445 | 803.2276 | 0.14716 | 611.4132 | -0.00017234 | 802.539 | 0.07481 | 803.2276 | 0.01587 | 605.4761 | 0.37666
| 612.0623 | 0.0027948 | 611.6432 | 0.00064795 | 534.4007 | 0 | 612.0623 | 0.0012073 | 611.6432 | 0.00023255 | 604.692 | 0.0003158 | 611.6432 | 0.00067944 | 535.9124 | 1.0092e-05 | 612.0623 | 0.00042769 | 605.7007 | 0.001892 | 612.0623 | 0.0014084 | 612.0623 | 0.0039126 | 612.0623 | 0.15727 | 612.0623 | 0.29307 | 535.9124 | 1.187e-05 | 612.0623 | 0.15017 | 611.6431 | 0.01574 | 803.3936 | 0.14617 | 611.6432 | 0.0011993 | 802.7051 | 0.08069 | 803.3936 | 0.01641 | 605.7007 | 0.37594
| 612.2919 | 0.0021746 | 611.8731 | 0.00069229 | 534.5159 | 0.00175 | 612.2919 | 0.00085824 | 611.8731 | -0.00043066 | 604.9198 | -1.4282e-05 | 611.8731 | -0.00014943 | 536.0302 | 9.7561e-06 | 612.2919 | 0.00011775 | 605.9253 | 0.0010469 | 612.2919 | 0.0007968 | 612.2919 | 0.0036954 | 612.2919 | 0.15032 | 612.2919 | 0.29975 | 536.0302 | 1.1014e-05 | 612.2919 | 0.15269 | 611.8731 | 0.01556 | 803.5596 | 0.13877 | 611.8731 | 0.00072188 | 802.8712 | 0.07859 | 803.5596 | 0.01607 | 605.9253 | 0.37071
| 612.5215 | 0.0031599 | 612.1031 | 0.00072689 | 534.6311 | 0 | 612.5215 | 0.0012158 | 612.1031 | 0.00063493 | 605.1476 | 0.00039678 | 612.1031 | 0.00064753 | 536.1479 | 9.0168e-06 | 612.5215 | 0.00064937 | 606.1499 | 0.0017348 | 612.5215 | 0.0014526 | 612.5215 | 0.0038184 | 612.5215 | 0.14453 | 612.5215 | 0.30676 | 536.1479 | 9.9487e-06 | 612.5216 | 0.15586 | 612.1031 | 0.01658 | 803.7255 | 0.13785 | 612.1031 | 0.00049945 | 803.0373 | 0.08205 | 803.7255 | 0.01642 | 606.1499 | 0.37275
| 612.7512 | 0.0023151 | 612.333 | 0.00061503 | 534.7463 | 0.00111 | 612.7512 | 0.00059823 | 612.333 | -0.00030645 | 605.3755 | 0.00011205 | 612.333 | -9.2759e-05 | 536.2657 | 8.7144e-06 | 612.7511 | 4.806e-05 | 606.3746 | 0.0016595 | 612.7511 | 0.00077351 | 612.7512 | 0.0035139 | 612.7511 | 0.13786 | 612.7511 | 0.31369 | 536.2657 | 9.9487e-06 | 612.7512 | 0.15883 | 612.333 | 0.01647 | 803.8915 | 0.13526 | 612.333 | -0.00068033 | 803.2034 | 0.08301 | 803.8915 | 0.01618 | 606.3746 | 0.36819
| 612.9808 | 0.0029826 | 612.563 | 0.00070545 | 534.8615 | 0 | 612.9808 | 0.00096432 | 612.563 | 0.00085627 | 605.6034 | 0.00034456 | 612.563 | 0.00062761 | 536.3835 | 8.7144e-06 | 612.9808 | 0.00056622 | 606.5992 | 0.00058038 | 612.9808 | 0.0019351 | 612.9808 | 0.0038798 | 612.9808 | 0.13188 | 612.9808 | 0.32051 | 536.3835 | 1.1014e-05 | 612.9808 | 0.16215 | 612.563 | 0.01752 | 804.0575 | 0.13165 | 612.563 | 0.00030286 | 803.3695 | 0.08695 | 804.0575 | 0.01623 | 606.5992 | 0.36979
| 613.2104 | 0.0018213 | 612.793 | 0.0006574 | 534.9768 | 0.00114 | 613.2104 | 0.000537 | 612.793 | -0.00031403 | 605.8313 | 3.8892e-05 | 612.793 | -6.7411e-05 | 536.5012 | 8.6808e-06 | 613.2104 | 0 | 606.8239 | 0.0011232 | 613.2104 | 0.0006698 | 613.2104 | 0.0033299 | 613.2104 | 0.12593 | 613.2104 | 0.32852 | 536.5012 | 8.9823e-06 | 613.2104 | 0.1654 | 612.793 | 0.0172 | 804.2235 | 0.13211 | 612.793 | -0.00032616 | 803.5356 | 0.08291 | 804.2235 | 0.01628 | 606.8238 | 0.36856
| 613.4401 | 0.0032308 | 613.023 | 0.00083706 | 535.092 | 0 | 613.4401 | 0.0018583 | 613.023 | 0.00053326 | 606.0592 | 0.00033422 | 613.023 | 0.0006573 | 536.619 | 8.0088e-06 | 613.4401 | 0.00080351 | 607.0485 | 0.0014687 | 613.4401 | 0.0014408 | 613.4401 | 0.0038511 | 613.4401 | 0.12162 | 613.4401 | 0.33839 | 536.619 | 7.3791e-06 | 613.4401 | 0.16944 | 613.023 | 0.01848 | 804.3895 | 0.13042 | 613.023 | 0.00024276 | 803.7017 | 0.09089 | 804.3895 | 0.01626 | 607.0485 | 0.36725
| 613.6697 | 0.0018242 | 613.2531 | 0.00056618 | 535.2073 | 0.00168 | 613.6697 | 0.0011729 | 613.2531 | -0.00043574 | 606.2871 | 0.00013736 | 613.2531 | -1.0962e-05 | 536.7368 | 8.5016e-06 | 613.6697 | 2.0946e-05 | 607.2733 | 0.00090915 | 613.6697 | 0.00078571 | 613.6697 | 0.0032365 | 613.6697 | 0.11633 | 613.6697 | 0.34619 | 536.7368 | 4.9194e-06 | 613.6697 | 0.17182 | 613.2531 | 0.01768 | 804.5555 | 0.12699 | 613.2531 | -0.00052741 | 803.8679 | 0.08831 | 804.5555 | 0.01647 | 607.2732 | 0.36732
| 613.8994 | 0.0030603 | 613.4831 | 0.0007394 | 535.3225 | 0 | 613.8994 | 0.0020298 | 613.4831 | 0.00064444 | 606.5151 | 0.00030906 | 613.4831 | 0.00066166 | 536.8545 | 8.5464e-06 | 613.8994 | 0.00046153 | 607.4979 | 0.0018546 | 613.8994 | 0.001391 | 613.8994 | 0.0037234 | 613.8994 | 0.112 | 613.8994 | 0.35612 | 536.8545 | 4.6998e-06 | 613.8994 | 0.17613 | 613.4831 | 0.01921 | 804.7216 | 0.12203 | 613.4831 | -0.00041485 | 804.034 | 0.09327 | 804.7216 | 0.01583 | 607.4979 | 0.36509
| 614.1291 | 0.0018167 | 613.7131 | 0.0004431 | 535.4378 | 0.0006936 | 614.1291 | -0.00062878 | 613.7131 | -1.3358e-05 | 606.743 | 1.3979e-05 | 613.7131 | -5.4576e-05 | 536.9723 | 8.2888e-06 | 614.1291 | 1.0342e-05 | 607.7226 | 0.0014812 | 614.1291 | 0.00077413 | 614.1291 | 0.0031731 | 614.1291 | 0.1073 | 614.1291 | 0.36435 | 536.9723 | 5.0292e-06 | 614.1291 | 0.17987 | 613.7131 | 0.0186 | 804.8876 | 0.12026 | 613.7131 | 0.00012308 | 804.2001 | 0.09367 | 804.8876 | 0.01613 | 607.7226 | 0.36155
| 614.3588 | 0.0022608 | 613.9432 | 0.00071882 | 535.553 | 0 | 614.3588 | 0.00054891 | 613.9432 | 5.5388e-05 | 606.9709 | 0.00032126 | 613.9432 | 0.00056319 | 537.0901 | 8.2888e-06 | 614.3588 | 0.00074257 | 607.9473 | 0.0016003 | 614.3588 | 0.0012699 | 614.3588 | 0.0037627 | 614.3588 | 0.10362 | 614.3588 | 0.37515 | 537.0901 | 5.9846e-06 | 614.3588 | 0.184 | 613.9432 | 0.02059 | 805.0536 | 0.1201 | 613.9432 | -0.00014559 | 804.3662 | 0.09519 | 805.0536 | 0.01555 | 607.9473 | 0.36413
| 614.5885 | 0.0014923 | 614.1732 | 0.00070356 | 535.6683 | 0.00123 | 614.5885 | 0.00050896 | 614.1732 | -0.00019784 | 607.1989 | 0.00010718 | 614.1732 | -2.765e-05 | 537.2079 | 7.7511e-06 | 614.5885 | 0 | 608.1721 | 0.00098521 | 614.5885 | 0.00074544 | 614.5885 | 0.0031438 | 614.5885 | 0.098638 | 614.5885 | 0.38245 | 537.2079 | 5.2379e-06 | 614.5885 | 0.18666 | 614.1733 | 0.01965 | 805.2196 | 0.11285 | 614.1732 | -0.00083084 | 804.5324 | 0.09581 | 805.2196 | 0.01621 | 608.1721 | 0.3633
| 614.8182 | 0.0013769 | 614.4033 | 0.0006972 | 535.7836 | 0 | 614.8182 | 0.0016629 | 614.4033 | 0.00064201 | 607.4269 | 0.00027957 | 614.4033 | 0.00056228 | 537.3257 | 8.2888e-06 | 614.8182 | 0.00078986 | 608.3968 | 0.0024287 | 614.8182 | 0.001178 | 614.8182 | 0.0034487 | 614.8182 | 0.095027 | 614.8182 | 0.3924 | 537.3257 | 4.6998e-06 | 614.8182 | 0.19116 | 614.4033 | 0.02089 | 805.3856 | 0.11249 | 614.4033 | 0.0001931 | 804.6985 | 0.10115 | 805.3856 | 0.0153 | 608.3968 | 0.36065
| 615.048 | 0.0024354 | 614.6334 | 0.00060678 | 535.8988 | 0.00137 | 615.048 | 0.00044965 | 614.6334 | -0.00036833 | 607.6548 | 0.00019066 | 614.6334 | -1.2182e-05 | 537.4434 | 7.8295e-06 | 615.048 | 0.00018445 | 608.6215 | 0.0002234 | 615.048 | 0.00055688 | 615.048 | 0.0030298 | 615.048 | 0.090709 | 615.048 | 0.40235 | 537.4434 | 3.9531e-06 | 615.048 | 0.1944 | 614.6334 | 0.02068 | 805.5517 | 0.10823 | 614.6334 | -0.000348 | 804.8647 | 0.09989 | 805.5517 | 0.01578 | 608.6215 | 0.35603
| 615.2777 | 0.0029221 | 614.8635 | 0.00078005 | 536.0141 | 0 | 615.2777 | 0.0011343 | 614.8635 | 0.00028347 | 607.8828 | 0.00028295 | 614.8635 | 0.0006979 | 537.5612 | 7.1687e-06 | 615.2777 | 0.0006698 | 608.8463 | 0.00089231 | 615.2777 | 0.0014821 | 615.2777 | 0.0034244 | 615.2777 | 0.08745 | 615.2777 | 0.41254 | 537.5612 | 5.4575e-06 | 615.2777 | 0.19903 | 614.8635 | 0.02209 | 805.7177 | 0.1086 | 614.8635 | 0.00019589 | 805.0308 | 0.10203 | 805.7177 | 0.01501 | 608.8463 | 0.35936
| 615.5074 | 0.0015285 | 615.0936 | 0.00068678 | 536.1294 | 0.00153 | 615.5074 | 0.0011161 | 615.0936 | -0.00033993 | 608.1108 | 8.1397e-05 | 615.0936 | -8.6962e-05 | 537.679 | 7.4039e-06 | 615.5074 | 0 | 609.071 | 0.0016499 | 615.5074 | 0.0005775 | 615.5074 | 0.0029663 | 615.5074 | 0.082968 | 615.5074 | 0.42247 | 537.679 | 6.4128e-06 | 615.5074 | 0.20251 | 615.0936 | 0.02154 | 805.8837 | 0.10783 | 615.0936 | 0.00026111 | 805.197 | 0.10163 | 805.8837 | 0.01569 | 609.071 | 0.3579
| 615.7372 | 0.0029278 | 615.3237 | 0.00066845 | 536.2447 | 0 | 615.7372 | 0.0013099 | 615.3237 | 0.00050998 | 608.3388 | 0.00037077 | 615.3237 | 0.00066579 | 537.7968 | 7.2247e-06 | 615.7372 | 0.00055579 | 609.2958 | 0.00070135 | 615.7372 | 0.0010979 | 615.7372 | 0.003196 | 615.7372 | 0.080398 | 615.7372 | 0.43206 | 537.7968 | 6.8411e-06 | 615.7372 | 0.20705 | 615.3237 | 0.02292 | 806.0498 | 0.10628 | 615.3237 | 0.00049156 | 805.3631 | 0.10763 | 806.0498 | 0.01478 | 609.2958 | 0.35297
| 615.967 | 0.0014632 | 615.5539 | 0.00063564 | 536.36 | 0.00083232 | 615.967 | 0.00083412 | 615.5539 | -0.00056388 | 608.5668 | 0.00015297 | 615.5539 | -0.00011243 | 537.9147 | 8.188e-06 | 615.967 | 0 | 609.5206 | 0.0012438 | 615.967 | 0.00071888 | 615.967 | 0.0027754 | 615.967 | 0.076321 | 615.967 | 0.4413 | 537.9147 | 8.5541e-06 | 615.967 | 0.20983 | 615.5539 | 0.02261 | 806.2158 | 0.10186 | 615.5539 | -0.00082706 | 805.5293 | 0.10645 | 806.2158 | 0.01521 | 609.5206 | 0.35153
| 616.1968 | 0.0024119 | 615.784 | 0.00079557 | 536.4753 | 0 | 616.1968 | 0.0014598 | 615.784 | 0.00058533 | 608.7949 | 0.00034509 | 615.784 | 0.00060666 | 538.0325 | 7.6391e-06 | 616.1968 | 0.00059087 | 609.7454 | 0.0018925 | 616.1968 | 0.0015802 | 616.1968 | 0.0032433 | 616.1968 | 0.074781 | 616.1968 | 0.45438 | 538.0325 | 9.191e-06 | 616.1968 | 0.21586 | 615.784 | 0.02412 | 806.3819 | 0.10099 | 615.784 | -0.00052973 | 805.6954 | 0.11133 | 806.3819 | 0.01428 | 609.7454 | 0.35238
| 616.4266 | 0.0019489 | 616.0142 | 0.00063965 | 536.5906 | 0.00083232 | 616.4266 | 0.00070109 | 616.0142 | -0.00014426 | 609.0229 | 1.7137e-05 | 616.0142 | -5.1066e-05 | 538.1503 | 6.5974e-06 | 616.4266 | 0 | 609.9702 | -0.00036938 | 616.4266 | 0.00038765 | 616.4266 | 0.0027236 | 616.4266 | 0.070773 | 616.4266 | 0.46654 | 538.1503 | 9.9487e-06 | 616.4266 | 0.2201 | 616.0142 | 0.02405 | 806.5479 | 0.09782 | 616.0142 | -0.0004293 | 805.8616 | 0.10515 | 806.5479 | 0.01482 | 609.9701 | 0.34785
| 616.6564 | 0.0024043 | 616.2443 | 0.00079147 | 536.7059 | 0 | 616.6564 | 0.0011949 | 616.2443 | 0.00013788 | 609.251 | 0.00033662 | 616.2443 | 0.00064114 | 538.2681 | 6.7094e-06 | 616.6564 | 0.0006303 | 610.1949 | 0.0015809 | 616.6564 | 0.0014045 | 616.6564 | 0.0033471 | 616.6564 | 0.068271 | 616.6564 | 0.47461 | 538.2681 | 8.4443e-06 | 616.6564 | 0.22268 | 616.2443 | 0.02512 | 806.714 | 0.09589 | 616.2443 | 0.0011642 | 806.0278 | 0.11267 | 806.714 | 0.01398 | 610.1949 | 0.34978
| 616.8862 | 0.002018 | 616.4745 | 0.0006854 | 536.8212 | 0.00113 | 616.8862 | 0.00068265 | 616.4745 | -0.00017107 | 609.479 | 9.6708e-05 | 616.4745 | -0.00011507 | 538.3859 | 7.5047e-06 | 616.8862 | 0 | 610.4197 | 0.0017405 | 616.8862 | 0.00082288 | 616.8862 | 0.0027876 | 616.8862 | 0.065561 | 616.8862 | 0.48948 | 538.3859 | 7.6976e-06 | 616.8862 | 0.22945 | 616.4745 | 0.02478 | 806.88 | 0.09404 | 616.4745 | -0.00049449 | 806.194 | 0.10995 | 806.88 | 0.01446 | 610.4197 | 0.35039
| 617.116 | 0.0023975 | 616.7047 | 0.000607 | 536.9365 | 0 | 617.116 | 0.001948 | 616.7047 | 0.00065957 | 609.7071 | 0.00031972 | 616.7047 | 0.00069657 | 538.5037 | 8.3672e-06 | 617.116 | 0.0010544 | 610.6446 | 0.0015301 | 617.116 | 0.0014271 | 617.116 | 0.0031794 | 617.116 | 0.063694 | 617.116 | 0.50474 | 538.5037 | 9.0921e-06 | 617.116 | 0.23507 | 616.7047 | 0.02688 | 807.0461 | 0.09261 | 616.7047 | 0.00093033 | 806.3601 | 0.11545 | 807.0461 | 0.01377 | 610.6446 | 0.34861
| 617.3459 | 0.0012452 | 616.9349 | 0.00073723 | 537.0518 | 0.00064159 | 617.3459 | 0.00049222 | 616.9349 | -0.00059406 | 609.9352 | 9.377e-05 | 616.9349 | -8.5244e-05 | 538.6215 | 8.7928e-06 | 617.3459 | 7.2758e-05 | 610.8694 | 0.0013539 | 617.3459 | 0.0008365 | 617.3459 | 0.0027507 | 617.3459 | 0.060022 | 617.3459 | 0.51008 | 538.6215 | 9.729e-06 | 617.3459 | 0.23659 | 616.9349 | 0.02564 | 807.2122 | 0.08913 | 616.9349 | -0.00045784 | 806.5263 | 0.11509 | 807.2122 | 0.01428 | 610.8694 | 0.34635
| 617.5757 | 0.002565 | 617.1651 | 0.00077742 | 537.1671 | 0 | 617.5757 | 0.0012366 | 617.1651 | 0.00016485 | 610.1633 | 0.0001832 | 617.1651 | 0.00067722 | 538.7394 | 8.244e-06 | 617.5757 | 0.00057848 | 611.0942 | 0.0011504 | 617.5757 | 0.0013279 | 617.5757 | 0.0031818 | 617.5757 | 0.058796 | 617.5757 | 0.52865 | 538.7394 | 1.0267e-05 | 617.5757 | 0.24459 | 617.1651 | 0.02811 | 807.3783 | 0.08654 | 617.1651 | 0.00071188 | 806.6925 | 0.11819 | 807.3783 | 0.01379 | 611.0942 | 0.34505
| 617.8056 | 0.0020891 | 617.3953 | 0.00063688 | 537.2825 | 0.00079764 | 617.8056 | 0.00083965 | 617.3953 | -0.00030464 | 610.3914 | -1.9704e-05 | 617.3953 | -0.00013293 | 538.8572 | 8.7592e-06 | 617.8056 | 0 | 611.3191 | 0.00018095 | 617.8056 | 0.00065017 | 617.8056 | 0.0026854 | 617.8056 | 0.055641 | 617.8056 | 0.53752 | 538.8572 | 9.191e-06 | 617.8056 | 0.24779 | 617.3953 | 0.02788 | 807.5443 | 0.08711 | 617.3953 | -0.0005825 | 806.8587 | 0.11995 | 807.5443 | 0.01427 | 611.3191 | 0.34254
| 618.0355 | 0.0022345 | 617.6256 | 0.00082543 | 537.3978 | 0 | 618.0355 | 0.001542 | 617.6256 | 0.0006491 | 610.6194 | 0.00023231 | 617.6256 | 0.00064061 | 538.975 | 7.8183e-06 | 618.0355 | 0.00064991 | 611.5439 | 0.00097917 | 618.0355 | 0.0014757 | 618.0355 | 0.0030483 | 618.0355 | 0.054038 | 618.0355 | 0.54747 | 538.975 | 7.2693e-06 | 618.0355 | 0.25157 | 617.6255 | 0.02907 | 807.7104 | 0.08557 | 617.6256 | 0.0010297 | 807.0249 | 0.12329 | 807.7104 | 0.0139 | 611.5439 | 0.34171
| 618.2654 | 0.0026559 | 617.8558 | 0.00057017 | 537.5131 | 0.00149 | 618.2654 | 0.0013539 | 617.8558 | -0.00026876 | 610.8476 | 6.9153e-05 | 617.8558 | -5.3333e-05 | 539.0929 | 7.5831e-06 | 618.2654 | 0 | 611.7689 | 0.00019957 | 618.2654 | 0.00033396 | 618.2654 | 0.0024389 | 618.2654 | 0.050808 | 618.2654 | 0.55821 | 539.0929 | 8.6639e-06 | 618.2654 | 0.2555 | 617.8558 | 0.02876 | 807.8765 | 0.08249 | 617.8558 | 0.00011957 | 807.1911 | 0.12139 | 807.8765 | 0.01446 | 611.7689 | 0.33877
| 618.4952 | 0.0036064 | 618.086 | 0.00076542 | 537.6285 | 0 | 618.4952 | 0.0010154 | 618.086 | 0.00038215 | 611.0757 | 0.00033825 | 618.086 | 0.00065157 | 539.2107 | 7.0903e-06 | 618.4953 | 0.00070366 | 611.9937 | 0.0020176 | 618.4953 | 0.0011947 | 618.4952 | 0.003017 | 618.4953 | 0.050682 | 618.4953 | 0.58164 | 539.2107 | 1.1332e-05 | 618.4952 | 0.26544 | 618.0861 | 0.03061 | 808.0426 | 0.08025 | 618.086 | 0.00037938 | 807.3573 | 0.12523 | 808.0426 | 0.01426 | 611.9937 | 0.33828
| 618.7252 | 0.0017572 | 618.3163 | 0.00039848 | 537.7438 | 0.00147 | 618.7252 | 0.00068835 | 618.3163 | -0.00031554 | 611.3038 | -6.2777e-05 | 618.3163 | -0.00020051 | 539.3286 | 7.7959e-06 | 618.7252 | 0 | 612.2186 | 0.0012885 | 618.7252 | 0.00048786 | 618.7252 | 0.0023747 | 618.7252 | 0.04725 | 618.7252 | 0.58433 | 539.3286 | 1.187e-05 | 618.7252 | 0.26568 | 618.3163 | 0.0299 | 808.2087 | 0.07879 | 618.3163 | -0.0003295 | 807.5235 | 0.12301 | 808.2087 | 0.01488 | 612.2186 | 0.33985
| 618.9551 | 0.0032497 | 618.5466 | 0.00072256 | 537.8592 | 0 | 618.9551 | 0.0016121 | 618.5466 | 0.00074732 | 611.532 | 0.00045754 | 618.5466 | 0.00060615 | 539.4464 | 7.9303e-06 | 618.9551 | 0.00077651 | 612.4435 | 0.0012008 | 618.9551 | 0.0012558 | 618.9551 | 0.0029591 | 618.9551 | 0.046201 | 618.9551 | 0.60271 | 539.4464 | 1.0267e-05 | 618.9551 | 0.2733 | 618.5466 | 0.03202 | 808.3748 | 0.08107 | 618.5466 | -0.00018712 | 807.6897 | 0.12981 | 808.3748 | 0.01463 | 612.4435 | 0.33537
| 619.185 | 0.001808 | 618.7769 | 0.00045819 | 537.9745 | 0.00010404 | 619.185 | 0.0014965 | 618.7769 | -0.00043979 | 611.7602 | 0.00011107 | 618.7769 | -0.0001092 | 539.5643 | 7.1911e-06 | 619.185 | 0 | 612.6685 | 0.00086138 | 619.185 | 0.00043663 | 619.185 | 0.0022448 | 619.185 | 0.043969 | 619.185 | 0.61816 | 539.5643 | 7.0607e-06 | 619.185 | 0.27897 | 618.7769 | 0.03185 | 808.5409 | 0.07447 | 618.7769 | -0.0016898 | 807.856 | 0.13203 | 808.5409 | 0.01525 | 612.6685 | 0.33358
| 619.415 | 0.0017173 | 619.0072 | 0.00066033 | 538.0899 | 0 | 619.415 | 0.0011543 | 619.0072 | 0.00074159 | 611.9883 | 0.00036966 | 619.0072 | 0.00065955 | 539.6821 | 6.7542e-06 | 619.415 | 0.0005354 | 612.8934 | 0.00127 | 619.415 | 0.0015563 | 619.415 | 0.0029642 | 619.415 | 0.043493 | 619.415 | 0.63558 | 539.6821 | 9.5204e-06 | 619.415 | 0.28689 | 619.0072 | 0.0334 | 808.707 | 0.07366 | 619.0072 | 0.0013254 | 808.0222 | 0.13537 | 808.707 | 0.01509 | 612.8934 | 0.335
| 619.6449 | 0.0022571 | 619.2375 | 0.00020621 | 538.2053 | 0.00067626 | 619.6449 | 0.00096846 | 619.2375 | -0.00012318 | 612.2165 | 0.00011033 | 619.2375 | -0.00024781 | 539.8 | 7.0119e-06 | 619.6449 | 0 | 613.1183 | 0.00089241 | 619.6449 | 0.00038059 | 619.6449 | 0.0021312 | 619.6449 | 0.040251 | 619.6449 | 0.64 | 539.8 | 7.8074e-06 | 619.6449 | 0.28849 | 619.2375 | 0.03297 | 808.8731 | 0.07243 | 619.2375 | -0.00022368 | 808.1884 | 0.13115 | 808.8731 | 0.01615 | 613.1183 | 0.33317
| 619.8749 | 0.0018154 | 619.4678 | 0.00083985 | 538.3207 | 0 | 619.8749 | 0.0013117 | 619.4678 | 0.00052332 | 612.4447 | 0.00031114 | 619.4678 | 0.00065579 | 539.9178 | 7.1127e-06 | 619.8749 | 0.00096517 | 613.3432 | 0.0020701 | 619.8749 | 0.0013122 | 619.8749 | 0.0029481 | 619.8749 | 0.040158 | 619.8749 | 0.66203 | 539.9178 | 7.9172e-06 | 619.8749 | 0.2972 | 619.4678 | 0.03518 | 809.0392 | 0.07313 | 619.4678 | 0.0013588 | 808.3546 | 0.13811 | 809.0392 | 0.01617 | 613.3432 | 0.3328
| 620.1049 | 0.0017368 | 619.6981 | 0.00070798 | 538.436 | 0.00172 | 620.1049 | 0.0013327 | 619.6981 | -0.00033791 | 612.6729 | 0.0001307 | 619.6981 | -0.00013609 | 540.0357 | 6.3958e-06 | 620.1049 | 0 | 613.5682 | 0.00051897 | 620.1049 | 0.00056366 | 620.1049 | 0.0023471 | 620.1049 | 0.037521 | 620.1049 | 0.67131 | 540.0357 | 6.0944e-06 | 620.1049 | 0.30137 | 619.6981 | 0.03488 | 809.2053 | 0.07004 | 619.6981 | 0.00029336 | 808.5209 | 0.13721 | 809.2053 | 0.01731 | 613.5682 | 0.33084
| 620.3348 | 0.0017953 | 619.9285 | 0.00070475 | 538.5514 | 0 | 620.3348 | 0.0015165 | 619.9285 | 0.00015178 | 612.9011 | 0.00042747 | 619.9285 | 0.00056046 | 540.1536 | 6.2278e-06 | 620.3348 | 0.0006653 | 613.7932 | 0.00028071 | 620.3348 | 0.0015012 | 620.3348 | 0.0028812 | 620.3348 | 0.036667 | 620.3348 | 0.6797 | 540.1536 | 8.9823e-06 | 620.3348 | 0.30491 | 619.9285 | 0.0361 | 809.3714 | 0.06977 | 619.9285 | -8.1382e-05 | 808.6871 | 0.14131 | 809.3714 | 0.0169 | 613.7931 | 0.32807
| 620.5648 | 0.002253 | 620.1588 | 0.00054652 | 538.6668 | 0.00165 | 620.5648 | 0.0008269 | 620.1588 | -0.00022517 | 613.1293 | 0.00012024 | 620.1588 | -0.00010593 | 540.2714 | 6.911e-06 | 620.5648 | 0 | 614.0181 | 0.00072878 | 620.5648 | 0.00026993 | 620.5648 | 0.002281 | 620.5648 | 0.034929 | 620.5648 | 0.69965 | 540.2714 | 7.6976e-06 | 620.5648 | 0.31266 | 620.1588 | 0.03683 | 809.5376 | 0.06722 | 620.1588 | -0.00040885 | 808.8533 | 0.14071 | 809.5376 | 0.01784 | 614.0181 | 0.32625
| 620.7949 | 0.0027349 | 620.3892 | 0.00061702 | 538.7822 | 0 | 620.7949 | 0.0017969 | 620.3892 | 0.00034251 | 613.3575 | 0.00034156 | 620.3892 | 0.00068011 | 540.3893 | 7.1687e-06 | 620.7949 | 0.00075085 | 614.2431 | 0.00082852 | 620.7949 | 0.0012401 | 620.7949 | 0.0027146 | 620.7949 | 0.034645 | 620.7949 | 0.72054 | 540.3893 | 7.4889e-06 | 620.7949 | 0.32221 | 620.3892 | 0.03836 | 809.7037 | 0.06696 | 620.3892 | -5.0555e-05 | 809.0196 | 0.14443 | 809.7037 | 0.01738 | 614.2431 | 0.32581
| 621.0249 | 0.0024617 | 620.6196 | 0.00060869 | 538.8976 | 0.00156 | 621.0249 | 0.00093787 | 620.6196 | -0.00037889 | 613.5858 | 0.0001592 | 620.6196 | -0.00020159 | 540.5072 | 7.9303e-06 | 621.0249 | 0 | 614.4681 | 0.0015479 | 621.0249 | 0.00022656 | 621.0249 | 0.0021576 | 621.0249 | 0.032538 | 621.0249 | 0.73273 | 540.5072 | 5.4575e-06 | 621.0249 | 0.32748 | 620.6196 | 0.03811 | 809.8698 | 0.06399 | 620.6196 | -0.0006682 | 809.1858 | 0.14147 | 809.8698 | 0.01886 | 614.4681 | 0.32308
| 621.2549 | 0.0037071 | 620.85 | 0.00073179 | 539.013 | 0 | 621.2549 | 0.001799 | 620.85 | 0.00015822 | 613.814 | 0.0004042 | 620.85 | 0.00065276 | 540.6251 | 8.3896e-06 | 621.2549 | 0.00070221 | 614.6931 | 0.0014056 | 621.2549 | 0.0012001 | 621.2549 | 0.0027144 | 621.2549 | 0.03203 | 621.2549 | 0.74597 | 540.6251 | 6.5226e-06 | 621.2549 | 0.33327 | 620.85 | 0.03972 | 810.0359 | 0.0639 | 620.85 | 0.00058703 | 809.3521 | 0.14995 | 810.0359 | 0.01873 | 614.693 | 0.32484
| 621.4849 | 0.0018303 | 621.0804 | 0.00010549 | 539.1284 | 0.00101 | 621.4849 | 0.0014688 | 621.0804 | -0.00040592 | 614.0423 | 0.00010838 | 621.0804 | -0.00018333 | 540.7429 | 9.7785e-06 | 621.4849 | 0 | 614.9181 | 0.001233 | 621.4849 | 0.00019709 | 621.4849 | 0.0019631 | 621.4849 | 0.030151 | 621.4849 | 0.7576 | 540.7429 | 8.5541e-06 | 621.4849 | 0.33865 | 621.0804 | 0.03986 | 810.2021 | 0.0629 | 621.0804 | -0.00049141 | 809.5184 | 0.15057 | 810.2021 | 0.02094 | 614.9181 | 0.31959
| 621.715 | 0.0021806 | 621.3108 | 0.00084337 | 539.2438 | 0 | 621.715 | 0.001828 | 621.3108 | 0.00039953 | 614.2706 | 0.00024907 | 621.3108 | 0.00064935 | 540.8608 | 9.2521e-06 | 621.715 | 0.00084194 | 615.1431 | 0.0018833 | 621.715 | 0.0017817 | 621.715 | 0.0026116 | 621.715 | 0.029987 | 621.715 | 0.77328 | 540.8608 | 1.0047e-05 | 621.715 | 0.34656 | 621.3108 | 0.04144 | 810.3682 | 0.06256 | 621.3108 | 9.0094e-05 | 809.6846 | 0.15529 | 810.3682 | 0.02056 | 615.1431 | 0.31849
| 621.9451 | 0.0019551 | 621.5412 | 0.00057865 | 539.3592 | 0.00151 | 621.9451 | 0.00038261 | 621.5412 | -0.00034806 | 614.4988 | 0.0002322 | 621.5412 | -0.00011358 | 540.9787 | 7.9527e-06 | 621.9451 | 0 | 615.3681 | 0.0016277 | 621.9451 | 0.00023848 | 621.9451 | 0.0019589 | 621.9451 | 0.027566 | 621.9451 | 0.78572 | 540.9787 | 1.1761e-05 | 621.9451 | 0.35379 | 621.5412 | 0.0418 | 810.5344 | 0.06188 | 621.5412 | -0.00061429 | 809.8509 | 0.15197 | 810.5344 | 0.0227 | 615.3681 | 0.31802
| 622.1752 | 0.0027499 | 621.7716 | 0.00072546 | 539.4746 | 0 | 622.1752 | 0.0005119 | 621.7716 | 0.00056893 | 614.7272 | 0.00042385 | 621.7716 | 0.00073229 | 541.0966 | 7.0455e-06 | 622.1751 | 0.00080513 | 615.5931 | 0.0006812 | 622.1751 | 0.0015851 | 622.1752 | 0.0026222 | 622.1751 | 0.027885 | 622.1751 | 0.80784 | 541.0966 | 1.0157e-05 | 622.1752 | 0.3641 | 621.7716 | 0.04402 | 810.7005 | 0.05768 | 621.7716 | 0.00025259 | 810.0172 | 0.15685 | 810.7005 | 0.0217 | 615.5931 | 0.32085
| 622.4052 | 0.0013835 | 622.0021 | 0.00054124 | 539.5901 | 0.00142 | 622.4052 | 0.00084459 | 622.0021 | -0.00069903 | 614.9554 | 0.00017832 | 622.0021 | -0.00011889 | 541.2145 | 6.5526e-06 | 622.4052 | 0 | 615.8182 | -0.000562 | 622.4052 | 0.00030215 | 622.4052 | 0.0019748 | 622.4052 | 0.025368 | 622.4052 | 0.81352 | 541.2145 | 9.191e-06 | 622.4052 | 0.36761 | 622.0021 | 0.04363 | 810.8667 | 0.05882 | 622.0021 | -0.00037318 | 810.1834 | 0.16107 | 810.8667 | 0.02388 | 615.8182 | 0.31808
| 622.6353 | 0.003088 | 622.2325 | 0.00075334 | 539.7055 | 0 | 622.6353 | 0.001619 | 622.2325 | 0.00046213 | 615.1838 | 0.0003331 | 622.2325 | 0.00070785 | 541.3324 | 7.3479e-06 | 622.6353 | 0.00039767 | 616.0433 | 0.0010407 | 622.6353 | 0.0012378 | 622.6353 | 0.0027643 | 622.6353 | 0.025594 | 622.6353 | 0.82899 | 541.3324 | 8.6639e-06 | 622.6353 | 0.37522 | 622.2325 | 0.04558 | 811.0328 | 0.05616 | 622.2325 | 0.0005819 | 810.3497 | 0.16257 | 811.0328 | 0.02273 | 616.0433 | 0.31657
| 622.8654 | 0.0018435 | 622.463 | 0.00049307 | 539.8209 | 0.00010404 | 622.8654 | 0.0005344 | 622.463 | -0.0004548 | 615.4121 | -9.8459e-06 | 622.463 | -0.00018509 | 541.4503 | 7.4039e-06 | 622.8654 | 0 | 616.2683 | 0.00032724 | 622.8654 | 0.00036509 | 622.8654 | 0.0020718 | 622.8654 | 0.024057 | 622.8654 | 0.84444 | 541.4503 | 1.1014e-05 | 622.8654 | 0.38302 | 622.463 | 0.0458 | 811.199 | 0.05398 | 622.463 | -0.00020839 | 810.516 | 0.16365 | 811.199 | 0.0252 | 616.2683 | 0.31437
| 623.0956 | 0.0027366 | 622.6935 | 0.00067591 | 539.9364 | 0 | 623.0956 | 0.00090394 | 622.6935 | 0.00054602 | 615.6404 | 0.00027581 | 622.6935 | 0.00071015 | 541.5682 | 8.0872e-06 | 623.0956 | 0.0005505 | 616.4934 | 0.00092502 | 623.0956 | 0.0011209 | 623.0956 | 0.00242 | 623.0956 | 0.023909 | 623.0956 | 0.86101 | 541.5682 | 9.4106e-06 | 623.0956 | 0.39244 | 622.6934 | 0.0482 | 811.3651 | 0.05397 | 622.6935 | 0.00093605 | 810.6823 | 0.16973 | 811.3651 | 0.02394 | 616.4934 | 0.31466
| 623.3257 | 0.0010556 | 622.9239 | 0.00071291 | 540.0518 | 0.00031212 | 623.3257 | 0.00067024 | 622.9239 | -0.00054862 | 615.8688 | 7.0959e-05 | 622.9239 | -7.8267e-05 | 541.6861 | 8.2216e-06 | 623.3257 | 0 | 616.7185 | 0.00045724 | 623.3257 | 0.0005898 | 623.3257 | 0.002127 | 623.3257 | 0.022136 | 623.3257 | 0.87065 | 541.6861 | 6.7313e-06 | 623.3257 | 0.39943 | 622.9239 | 0.04796 | 811.5313 | 0.05173 | 622.9239 | 0.0002701 | 810.8486 | 0.16541 | 811.5313 | 0.02621 | 616.7185 | 0.31175
| 623.5558 | 0.0019758 | 623.1544 | 0.00065356 | 540.1673 | 0 | 623.5558 | 0.0016468 | 623.1544 | 0.00075265 | 616.0971 | 0.00028956 | 623.1544 | 0.00070247 | 541.804 | 8.972e-06 | 623.5558 | 0.00062001 | 616.9436 | 0.0012363 | 623.5558 | 0.001416 | 623.5558 | 0.002288 | 623.5558 | 0.022189 | 623.5558 | 0.8839 | 541.804 | 4.4912e-06 | 623.5558 | 0.40754 | 623.1544 | 0.04995 | 811.6975 | 0.05221 | 623.1544 | -0.00020746 | 811.0149 | 0.17067 | 811.6975 | 0.02461 | 616.9436 | 0.31348
| 623.786 | 0.0021297 | 623.3849 | 0.00058847 | 540.2827 | 0.00081498 | 623.786 | 0.00050204 | 623.3849 | -0.00044528 | 616.3254 | 4.6931e-05 | 623.3849 | -0.00010237 | 541.922 | 8.2216e-06 | 623.786 | 0 | 617.1687 | 0.0016191 | 623.786 | 0.00056461 | 623.786 | 0.0017006 | 623.786 | 0.020616 | 623.786 | 0.8985 | 541.922 | 8.016e-06 | 623.786 | 0.41541 | 623.385 | 0.05014 | 811.8636 | 0.05156 | 623.3849 | -0.00061426 | 811.1812 | 0.1749 | 811.8636 | 0.02681 | 617.1687 | 0.31082
| 624.0162 | 0.002812 | 623.6155 | 0.00075527 | 540.3982 | 0 | 624.0162 | 0.00096167 | 623.6155 | 0.00020662 | 616.5538 | 0.00048989 | 623.6155 | 0.00069521 | 542.0399 | 8.4008e-06 | 624.0162 | 0.00075662 | 617.3938 | 0.0014552 | 624.0162 | 0.0013676 | 624.0162 | 0.0024252 | 624.0162 | 0.021117 | 624.0162 | 0.90566 | 542.0399 | 8.8725e-06 | 624.0162 | 0.42323 | 623.6155 | 0.05252 | 812.0298 | 0.04964 | 623.6155 | 0.00038799 | 811.3475 | 0.17631 | 812.0298 | 0.02561 | 617.3938 | 0.31248
| 624.2463 | 0.0016687 | 623.846 | 0.00055999 | 540.5136 | 0.00151 | 624.2463 | 1.4063e-05 | 623.846 | -0.00022121 | 616.7822 | 0.00011504 | 623.846 | -0.0002143 | 542.1578 | 8.5464e-06 | 624.2463 | 0 | 617.619 | 0.0007897 | 624.2463 | 0.00077273 | 624.2463 | 0.0017472 | 624.2463 | 0.018921 | 624.2463 | 0.91746 | 542.1578 | 1.1332e-05 | 624.2463 | 0.43172 | 623.846 | 0.05256 | 812.196 | 0.04966 | 623.846 | 0.00046476 | 811.5138 | 0.17542 | 812.196 | 0.02772 | 617.619 | 0.30662
| 624.4765 | 0.0021724 | 624.0765 | 0.00070065 | 540.6291 | 0 | 624.4765 | 0.0017601 | 624.0765 | 0.00030336 | 617.0106 | 0.00028929 | 624.0765 | 0.00077223 | 542.2757 | 8.524e-06 | 624.4765 | 0.00062676 | 617.8441 | 0.0015732 | 624.4765 | 0.0010754 | 624.4765 | 0.0023725 | 624.4765 | 0.019516 | 624.4765 | 0.92935 | 542.2757 | 1.2189e-05 | 624.4765 | 0.44163 | 624.0765 | 0.05512 | 812.3622 | 0.04861 | 624.0765 | 0.0011333 | 811.6801 | 0.17979 | 812.3622 | 0.02651 | 617.8441 | 0.30548
| 624.7067 | 0.0019643 | 624.3071 | 0.00063633 | 540.7446 | 0.00104 | 624.7067 | 0.00099329 | 624.3071 | -0.00015028 | 617.239 | 0.00014931 | 624.3071 | -0.00016468 | 542.3936 | 9.1289e-06 | 624.7067 | 0 | 618.0692 | 3.834e-05 | 624.7067 | 0.00058595 | 624.7067 | 0.0018009 | 624.7067 | 0.018137 | 624.7067 | 0.95284 | 542.3936 | 1.2935e-05 | 624.7067 | 0.45582 | 624.3071 | 0.05592 | 812.5284 | 0.04929 | 624.3071 | -0.0006996 | 811.8464 | 0.1833 | 812.5284 | 0.02807 | 618.0692 | 0.30422
| 624.9369 | 0.0020259 | 624.5377 | 0.00055437 | 540.8601 | 0 | 624.9369 | 0.0011068 | 624.5377 | 0.00061005 | 617.4674 | 0.00022867 | 624.5377 | 0.00074515 | 542.5116 | 7.9303e-06 | 624.9369 | 0.00057409 | 618.2944 | 0.0015181 | 624.9369 | 0.0011699 | 624.9369 | 0.0022735 | 624.9369 | 0.017998 | 624.9369 | 0.95633 | 542.5116 | 1.0805e-05 | 624.9369 | 0.46276 | 624.5377 | 0.05827 | 812.6946 | 0.04421 | 624.5377 | 0.0013824 | 812.0127 | 0.19055 | 812.6946 | 0.02675 | 618.2944 | 0.30487
| 625.1671 | 0.001455 | 624.7682 | 0.00034137 | 540.9755 | 0.0016 | 625.1671 | 0.0012328 | 624.7682 | -0.00049099 | 617.6959 | 6.0413e-05 | 624.7682 | -0.00018793 | 542.6295 | 8.244e-06 | 625.1671 | 0 | 618.5195 | 0.0018786 | 625.1671 | 0.00021878 | 625.1671 | 0.0017827 | 625.1671 | 0.016538 | 625.1671 | 0.95812 | 542.6295 | 7.5878e-06 | 625.1671 | 0.46862 | 624.7682 | 0.05771 | 812.8608 | 0.04507 | 624.7682 | -0.00040005 | 812.179 | 0.18878 | 812.8608 | 0.02811 | 618.5195 | 0.30137
| 625.3973 | 0.0022955 | 624.9988 | 0.00073011 | 541.091 | 0 | 625.3973 | 0.0010135 | 624.9988 | 0.00046203 | 617.9243 | 0.00028729 | 624.9988 | 0.00080191 | 542.7474 | 7.6391e-06 | 625.3974 | 0.00058873 | 618.7447 | 0.0013402 | 625.3974 | 0.0013404 | 625.3973 | 0.002404 | 625.3974 | 0.016966 | 625.3974 | 0.96927 | 542.7474 | 1.1761e-05 | 625.3973 | 0.48029 | 624.9988 | 0.06041 | 813.027 | 0.04027 | 624.9988 | 0.00073389 | 812.3454 | 0.19295 | 813.027 | 0.02692 | 618.7447 | 0.30358
| 625.6276 | 0.0020185 | 625.2294 | 0.0005426 | 541.2065 | 0.00084967 | 625.6276 | 0.00015052 | 625.2294 | -0.00040854 | 618.1527 | 0.0001433 | 625.2294 | -0.0001436 | 542.8654 | 8.6024e-06 | 625.6276 | 0 | 618.9698 | 0.00011689 | 625.6276 | 0.00038455 | 625.6276 | 0.0016788 | 625.6276 | 0.015159 | 625.6276 | 0.97954 | 542.8654 | 1.0476e-05 | 625.6276 | 0.49048 | 625.2294 | 0.06027 | 813.1932 | 0.03833 | 625.2294 | -0.00061894 | 812.5117 | 0.19628 | 813.1932 | 0.02805 | 618.9698 | 0.3009
| 625.8578 | 0.0020653 | 625.46 | 0.00063098 | 541.322 | 0 | 625.8578 | 0.0011808 | 625.46 | 0.00011477 | 618.3812 | 0.00030122 | 625.46 | 0.00073206 | 542.9833 | 9.0729e-06 | 625.8579 | 0.00063372 | 619.1951 | 0.00079427 | 625.8579 | 0.0012903 | 625.8578 | 0.0022001 | 625.8579 | 0.015458 | 625.8579 | 0.98524 | 542.9833 | 1.187e-05 | 625.8578 | 0.50085 | 625.46 | 0.06305 | 813.3594 | 0.0408 | 625.46 | 0.00011834 | 812.678 | 0.19811 | 813.3594 | 0.02692 | 619.1951 | 0.29999
| 626.0881 | 0.0019763 | 625.6906 | 0.00039956 | 541.4375 | 0.00046818 | 626.0881 | 0.0006609 | 625.6906 | -0.00022508 | 618.6096 | 1.8263e-05 | 625.6906 | -0.00019234 | 543.1013 | 8.8376e-06 | 626.0881 | 0 | 619.4203 | -0.0002548 | 626.0881 | 0.00022004 | 626.0881 | 0.0014792 | 626.0881 | 0.014084 | 626.0881 | 0.99003 | 543.1013 | 8.9823e-06 | 626.0881 | 0.51195 | 625.6906 | 0.06373 | 813.5256 | 0.03515 | 625.6906 | -0.00072603 | 812.8444 | 0.19646 | 813.5256 | 0.02784 | 619.4203 | 0.29888
| 626.3184 | 0.003065 | 625.9213 | 0.00075428 | 541.553 | 0 | 626.3184 | 0.0017641 | 625.9213 | 0.00012832 | 618.8381 | 0.00060676 | 625.9213 | 0.00072007 | 543.2192 | 8.468e-06 | 626.3184 | 0.0010227 | 619.6454 | 0.0011667 | 626.3184 | 0.001389 | 626.3184 | 0.0023213 | 626.3184 | 0.014912 | 626.3184 | 0.99431 | 543.2192 | 9.8388e-06 | 626.3184 | 0.52063 | 625.9213 | 0.06584 | 813.6918 | 0.03794 | 625.9213 | 0.000584 | 813.0107 | 0.20303 | 813.6918 | 0.02684 | 619.6454 | 0.29761
| 626.5487 | 0.00083396 | 626.1519 | 0.00042087 | 541.6685 | 0.00182 | 626.5487 | 0.0009652 | 626.1519 | -0.00019804 | 619.0666 | 0.00013268 | 626.1519 | -0.00024588 | 543.3372 | 7.3031e-06 | 626.5487 | 1.6417e-05 | 619.8707 | 0.00058538 | 626.5487 | 0.00019909 | 626.5487 | 0.0014444 | 626.5487 | 0.013242 | 626.5487 | 0.99159 | 543.3372 | 9.5204e-06 | 626.5487 | 0.52927 | 626.1519 | 0.06601 | 813.858 | 0.03735 | 626.1519 | -0.00087486 | 813.1771 | 0.20248 | 813.858 | 0.02751 | 619.8707 | 0.29749
| 626.779 | 0.0028102 | 626.3826 | 0.00060158 | 541.7841 | 0 | 626.779 | 0.0009386 | 626.3826 | 0.00061499 | 619.2951 | 0.0004423 | 626.3826 | 0.00063717 | 543.4552 | 6.7094e-06 | 626.779 | 0.000806 | 620.0959 | 0.0012684 | 626.779 | 0.0011603 | 626.779 | 0.0021596 | 626.779 | 0.013789 | 626.779 | 0.99434 | 543.4552 | 6.5226e-06 | 626.779 | 0.54074 | 626.3826 | 0.06783 | 814.0242 | 0.03547 | 626.3826 | 0.00060847 | 813.3434 | 0.20905 | 814.0242 | 0.02672 | 620.096 | 0.2975
| 627.0093 | 0.0023361 | 626.6132 | 0.00062668 | 541.8996 | 0.00149 | 627.0093 | 0.00035013 | 626.6132 | -0.00041346 | 619.5236 | 0.00013001 | 626.6132 | -0.00021601 | 543.5731 | 7.0119e-06 | 627.0093 | 0 | 620.3212 | 0.00062471 | 627.0093 | 0.00037347 | 627.0093 | 0.0016029 | 627.0093 | 0.011972 | 627.0093 | 0.99074 | 543.5731 | 6.314e-06 | 627.0093 | 0.55148 | 626.6132 | 0.06902 | 814.1905 | 0.03448 | 626.6132 | -0.0010622 | 813.5098 | 0.20754 | 814.1905 | 0.02729 | 620.3212 | 0.29553
| 627.2396 | 0.0022437 | 626.8439 | 0.00076295 | 542.0151 | 0 | 627.2396 | 0.0010801 | 626.8439 | 0.00053132 | 619.7521 | 0.00042417 | 626.8439 | 0.0007211 | 543.6911 | 8.636e-06 | 627.2396 | 0.00077602 | 620.5464 | 0.0017214 | 627.2396 | 0.0014756 | 627.2396 | 0.0022437 | 627.2396 | 0.01257 | 627.2396 | 0.99639 | 543.6911 | 5.2379e-06 | 627.2396 | 0.56546 | 626.8439 | 0.07233 | 814.3567 | 0.03379 | 626.8439 | 0.00035601 | 813.6762 | 0.21261 | 814.3567 | 0.02669 | 620.5464 | 0.29448
| 627.47 | 0.001555 | 627.0746 | 0.00053189 | 542.1306 | 0.00048552 | 627.47 | 0.00049901 | 627.0746 | -0.0005058 | 619.9806 | 0.00010316 | 627.0746 | -0.00022865 | 543.809 | 1.0271e-05 | 627.4699 | 0 | 620.7717 | 0.00034293 | 627.4699 | 0.00011491 | 627.47 | 0.0013844 | 627.4699 | 0.011563 | 627.4699 | 0.9903 | 543.809 | 8.1258e-06 | 627.47 | 0.57667 | 627.0746 | 0.07201 | 814.5229 | 0.03306 | 627.0746 | -0.0012875 | 813.8425 | 0.21748 | 814.5229 | 0.02706 | 620.7717 | 0.29121
| 627.7003 | 0.0023881 | 627.3053 | 0.00064795 | 542.2462 | 0 | 627.7003 | 0.00052604 | 627.3053 | 0.00021248 | 620.2092 | 0.00045056 | 627.3053 | 0.00073589 | 543.927 | 9.2857e-06 | 627.7003 | 0.00096722 | 620.9969 | 0.00159 | 627.7003 | 0.0012021 | 627.7003 | 0.0020611 | 627.7003 | 0.011871 | 627.7003 | 0.97327 | 543.927 | 7.1595e-06 | 627.7003 | 0.58026 | 627.3053 | 0.07347 | 814.6892 | 0.03393 | 627.3053 | 0.0015692 | 814.0089 | 0.22169 | 814.6892 | 0.02687 | 620.9969 | 0.29227
| 627.9307 | 0.0022838 | 627.536 | 0.00059622 | 542.3617 | 0.00074563 | 627.9307 | 0.00059916 | 627.536 | -0.000568 | 620.4377 | 3.2732e-05 | 627.536 | -0.00013553 | 544.045 | 8.6584e-06 | 627.9306 | 0 | 621.2222 | 0.00045839 | 627.9306 | 0.00058954 | 627.9307 | 0.0012913 | 627.9306 | 0.010457 | 627.9306 | 0.96826 | 544.045 | 8.5541e-06 | 627.9307 | 0.59288 | 627.536 | 0.0752 | 814.8554 | 0.03534 | 627.536 | 0.00071385 | 814.1753 | 0.2233 | 814.8554 | 0.02719 | 621.2222 | 0.28908
| 628.161 | 0.0016656 | 627.7667 | 0.00064404 | 542.4773 | 0 | 628.161 | 0.0010681 | 627.7667 | 0.00068705 | 620.6663 | 0.00037932 | 627.7667 | 0.00074908 | 544.163 | 7.3255e-06 | 628.161 | 0.00069689 | 621.4475 | 0.0014092 | 628.161 | 0.0013699 | 628.161 | 0.0020995 | 628.161 | 0.011257 | 628.161 | 0.97034 | 544.163 | 8.5541e-06 | 628.161 | 0.61062 | 627.7667 | 0.07823 | 815.0217 | 0.03688 | 627.7667 | 4.9996e-05 | 814.3416 | 0.22739 | 815.0217 | 0.02751 | 621.4475 | 0.28933
| 628.3914 | 0.0018425 | 627.9974 | 0.00049732 | 542.5928 | 0.00125 | 628.3914 | 0.00082509 | 627.9974 | -0.00067127 | 620.8948 | 9.5631e-05 | 627.9974 | -0.00027906 | 544.2809 | 7.7399e-06 | 628.3914 | 0 | 621.6728 | 0.0010901 | 628.3914 | 0.00015781 | 628.3914 | 0.0012412 | 628.3914 | 0.0096368 | 628.3914 | 0.95918 | 544.2809 | 1.0157e-05 | 628.3914 | 0.62181 | 627.9974 | 0.07866 | 815.1879 | 0.03633 | 627.9974 | -0.00051953 | 814.508 | 0.22782 | 815.1879 | 0.02752 | 621.6728 | 0.28371
| 628.6218 | 0.0024815 | 628.2282 | 0.00066696 | 542.7084 | 0 | 628.6218 | 0.0017637 | 628.2282 | 9.9781e-05 | 621.1234 | 0.00040155 | 628.2282 | 0.00069455 | 544.3989 | 7.9864e-06 | 628.6218 | 0.00093 | 621.8981 | 0.00071284 | 628.6218 | 0.0010671 | 628.6218 | 0.0021967 | 628.6218 | 0.010275 | 628.6218 | 0.94594 | 544.3989 | 1.0267e-05 | 628.6218 | 0.63294 | 628.2282 | 0.08178 | 815.3542 | 0.03808 | 628.2282 | 0.00089948 | 814.6744 | 0.23269 | 815.3542 | 0.02845 | 621.8981 | 0.28665
| 628.8522 | 0.00184 | 628.4589 | 0.00033316 | 542.8239 | 0.00024276 | 628.8522 | 0.00048193 | 628.4589 | -0.00012765 | 621.3519 | -2.1895e-05 | 628.4589 | -6.1012e-05 | 544.5169 | 9.3305e-06 | 628.8522 | 0 | 622.1234 | 0.0011031 | 628.8522 | 0.00021264 | 628.8522 | 0.0012545 | 628.8522 | 0.009079 | 628.8522 | 0.93354 | 544.5169 | 8.7737e-06 | 628.8522 | 0.64708 | 628.4589 | 0.08275 | 815.5204 | 0.0386 | 628.4589 | -0.00081292 | 814.8408 | 0.23152 | 815.5204 | 0.02844 | 622.1234 | 0.28369
| 629.0826 | 0.0024388 | 628.6897 | 0.00064186 | 542.9395 | 0 | 629.0826 | 0.001185 | 628.6897 | 6.5768e-05 | 621.5806 | 0.00036597 | 628.6897 | 0.0007616 | 544.6349 | 9.8121e-06 | 629.0826 | 0.00087019 | 622.3488 | 0.0014525 | 629.0826 | 0.0012399 | 629.0826 | 0.0020234 | 629.0826 | 0.0097789 | 629.0826 | 0.91404 | 544.6349 | 7.3791e-06 | 629.0826 | 0.65564 | 628.6897 | 0.08585 | 815.6867 | 0.03004 | 628.6897 | -0.00040143 | 815.0072 | 0.23099 | 815.6867 | 0.02985 | 622.3487 | 0.28648
| 629.313 | 0.0020334 | 628.9205 | 0.00046463 | 543.0551 | 0.00146 | 629.313 | 0.00083717 | 628.9205 | -0.00028935 | 621.8091 | 5.2659e-05 | 628.9205 | -0.00016867 | 544.7529 | 9.0281e-06 | 629.313 | 0 | 622.5741 | 0.00040128 | 629.313 | 0 | 629.313 | 0.0012251 | 629.313 | 0.0085375 | 629.313 | 0.90621 | 544.7529 | 5.8857e-06 | 629.313 | 0.67502 | 628.9204 | 0.08598 | 815.8529 | 0.0384 | 628.9205 | -0.00042982 | 815.1736 | 0.23394 | 815.8529 | 0.02931 | 622.5741 | 0.28473
| 629.5434 | 0.0021047 | 629.1512 | 0.00064901 | 543.1707 | 0 | 629.5434 | 0.0012239 | 629.1512 | 0.00054329 | 622.0378 | 0.000391 | 629.1512 | 0.00076557 | 544.8709 | 7.7735e-06 | 629.5434 | 0.00084767 | 622.7994 | 0.0016442 | 629.5434 | 0.0012886 | 629.5434 | 0.0022041 | 629.5434 | 0.0090121 | 629.5434 | 0.87851 | 544.8709 | 6.5226e-06 | 629.5434 | 0.6766 | 629.1512 | 0.08895 | 816.0192 | 0.02837 | 629.1512 | 0.00072805 | 815.34 | 0.23825 | 816.0192 | 0.0304 | 622.7994 | 0.28499
| 629.7739 | 0.0014583 | 629.382 | 0.00041034 | 543.2862 | 0.00276 | 629.7739 | 0.00028215 | 629.382 | -0.00032721 | 622.2664 | 2.0333e-05 | 629.382 | -6.3694e-05 | 544.9889 | 7.3031e-06 | 629.7738 | 0 | 623.0248 | 0.0010419 | 629.7738 | 0.00036242 | 629.7739 | 0.0012462 | 629.7738 | 0.0079539 | 629.7738 | 0.86794 | 544.9889 | 7.2693e-06 | 629.7739 | 0.69731 | 629.382 | 0.09032 | 816.1855 | 0.03628 | 629.382 | -0.00070425 | 815.5064 | 0.2424 | 816.1855 | 0.02927 | 623.0248 | 0.28059
| 630.0043 | 0.0020996 | 629.6128 | 0.00067592 | 543.4018 | 0 | 630.0043 | 0.0020103 | 629.6128 | -0.00016399 | 622.495 | 0.00036979 | 629.6128 | 0.00074763 | 545.1069 | 7.3815e-06 | 630.0043 | 0.00062715 | 623.2501 | 0.0013544 | 630.0043 | 0.0011892 | 630.0043 | 0.0021043 | 630.0043 | 0.0083926 | 630.0043 | 0.84303 | 545.1069 | 8.016e-06 | 630.0043 | 0.70586 | 629.6128 | 0.09313 | 816.3517 | 0.02825 | 629.6128 | 0.00019386 | 815.6728 | 0.24965 | 816.3517 | 0.03074 | 623.2501 | 0.27995
| 630.2347 | 0.0011981 | 629.8436 | 0.00047516 | 543.5174 | 0.00074563 | 630.2347 | 0.0008055 | 629.8436 | -0.00062746 | 622.7236 | 2.5562e-05 | 629.8436 | -0.00016472 | 545.2249 | 7.3031e-06 | 630.2348 | 0 | 623.4755 | 0.0013354 | 630.2348 | 0 | 630.2347 | 0.0012327 | 630.2348 | 0.0071294 | 630.2348 | 0.8187 | 545.2249 | 7.4889e-06 | 630.2347 | 0.71919 | 629.8437 | 0.0945 | 816.518 | 0.02613 | 629.8436 | -0.00020975 | 815.8392 | 0.24678 | 816.518 | 0.03025 | 623.4755 | 0.27864
| 630.4652 | 0.0025362 | 630.0745 | 0.00071547 | 543.633 | 0 | 630.4652 | 0.0010616 | 630.0745 | 0.00063811 | 622.9523 | 0.00039673 | 630.0745 | 0.00075735 | 545.3429 | 7.1463e-06 | 630.4652 | 0.00052135 | 623.7009 | 0.0014133 | 630.4652 | 0.0011479 | 630.4652 | 0.0019677 | 630.4652 | 0.0079656 | 630.4652 | 0.79719 | 545.3429 | 8.6639e-06 | 630.4652 | 0.72991 | 630.0745 | 0.09671 | 816.6843 | 0.0276 | 630.0745 | -0.00052183 | 816.0056 | 0.25305 | 816.6843 | 0.03258 | 623.7009 | 0.27516
| 630.6957 | 0.0020286 | 630.3053 | 0.00044232 | 543.7486 | 0.00109 | 630.6957 | 0.00097821 | 630.3053 | -0.00069173 | 623.181 | 7.817e-05 | 630.3053 | -0.0001995 | 545.4609 | 8.636e-06 | 630.6957 | 0 | 623.9263 | 0.00086276 | 630.6957 | 0.00017857 | 630.6957 | 0.0010812 | 630.6957 | 0.006649 | 630.6957 | 0.77831 | 545.4609 | 7.4889e-06 | 630.6957 | 0.74853 | 630.3053 | 0.09895 | 816.8506 | 0.02536 | 630.3053 | -0.0014792 | 816.1721 | 0.2527 | 816.8506 | 0.03195 | 623.9263 | 0.27788
| 630.9262 | 0.0024422 | 630.5362 | 0.00063709 | 543.8642 | 0 | 630.9262 | 0.001519 | 630.5362 | 0.00028568 | 623.4096 | 0.00027558 | 630.5362 | 0.00069866 | 545.5789 | 8.9384e-06 | 630.9262 | 0.00077604 | 624.1517 | 0.0017503 | 630.9262 | 0.0011564 | 630.9262 | 0.0018003 | 630.9262 | 0.0074409 | 630.9262 | 0.75934 | 545.5789 | 6.5226e-06 | 630.9262 | 0.76412 | 630.5362 | 0.10229 | 817.0169 | 0.0289 | 630.5362 | 5.2804e-05 | 816.3385 | 0.25361 | 817.0169 | 0.03379 | 624.1517 | 0.27774
| 631.1567 | 0.0015515 | 630.767 | 0.00047055 | 543.9799 | 0.00081498 | 631.1567 | 0.00059046 | 630.767 | -0.00038013 | 623.6383 | -8.2896e-07 | 630.767 | -0.00025871 | 545.6969 | 9.3417e-06 | 631.1567 | 0 | 624.3771 | 0.00023159 | 631.1567 | 0 | 631.1567 | 0.0012262 | 631.1567 | 0.0060782 | 631.1567 | 0.72885 | 545.6969 | 5.5563e-06 | 631.1567 | 0.77281 | 630.767 | 0.10266 | 817.1831 | 0.02733 | 630.767 | 0.00031849 | 816.5049 | 0.2529 | 817.1831 | 0.03261 | 624.3771 | 0.27392
| 631.3872 | 0.0021597 | 630.9979 | 0.00057228 | 544.0955 | 0 | 631.3872 | 0.0012107 | 630.9979 | 0.00033645 | 623.867 | 0.00042619 | 630.9979 | 0.00061505 | 545.815 | 9.2633e-06 | 631.3872 | 0.00066801 | 624.6025 | 0.0018186 | 631.3872 | 0.0011477 | 631.3872 | 0.0018254 | 631.3872 | 0.0069231 | 631.3872 | 0.70672 | 545.815 | 6.7313e-06 | 631.3872 | 0.78583 | 630.9979 | 0.10544 | 817.3494 | 0.03143 | 630.9979 | -0.00010319 | 816.6713 | 0.25673 | 817.3494 | 0.03435 | 624.6025 | 0.27245
| 631.6177 | 0.0020292 | 631.2288 | 0.00038585 | 544.2111 | 0.00064159 | 631.6177 | 0.00060076 | 631.2288 | -0.00078043 | 624.0957 | 0.00028012 | 631.2288 | -0.0001939 | 545.933 | 1.0305e-05 | 631.6178 | 0 | 624.8279 | 0.0006968 | 631.6178 | 3.3238e-05 | 631.6177 | 0.0011799 | 631.6178 | 0.0057512 | 631.6178 | 0.69224 | 545.933 | 8.2356e-06 | 631.6177 | 0.80919 | 631.2288 | 0.10981 | 817.5157 | 0.02618 | 631.2288 | -0.0011424 | 816.8378 | 0.25714 | 817.5157 | 0.03343 | 624.8279 | 0.27133
| 631.8483 | 0.0023949 | 631.4597 | 0.00064677 | 544.3267 | 0 | 631.8483 | 0.00066707 | 631.4597 | 0.00027955 | 624.3244 | 0.00039618 | 631.4597 | 0.00062876 | 546.051 | 1.0641e-05 | 631.8483 | 0.0006799 | 625.0534 | 0.0013483 | 631.8483 | 0.0012524 | 631.8483 | 0.0019263 | 631.8483 | 0.0065318 | 631.8483 | 0.66358 | 546.051 | 7.0607e-06 | 631.8483 | 0.81781 | 631.4597 | 0.11319 | 817.682 | 0.03089 | 631.4597 | 0.00014691 | 817.0042 | 0.26453 | 817.682 | 0.03496 | 625.0534 | 0.27253
| 632.0789 | 0.0017065 | 631.6906 | 0.00047584 | 544.4424 | 0.00224 | 632.0789 | 0.00081961 | 631.6906 | -0.00056865 | 624.5532 | 4.2787e-05 | 631.6906 | -0.0001025 | 546.169 | 1.0249e-05 | 632.0788 | 0 | 625.2788 | 0.00089537 | 632.0788 | 0 | 632.0789 | 0.0012843 | 632.0788 | 0.00555 | 632.0788 | 0.63504 | 546.169 | 8.3454e-06 | 632.0789 | 0.82623 | 631.6906 | 0.11197 | 817.8483 | 0.02066 | 631.6906 | -0.0010815 | 817.1707 | 0.2633 | 817.8483 | 0.0341 | 625.2788 | 0.26875
| 632.3094 | 0.0023009 | 631.9215 | 0.00056699 | 544.558 | 0 | 632.3094 | 0.0015797 | 631.9215 | 0.00013636 | 624.7819 | 0.00052011 | 631.9215 | 0.00060176 | 546.2871 | 9.4201e-06 | 632.3094 | 0.00059171 | 625.5043 | 0.0010974 | 632.3094 | 0.0013788 | 632.3094 | 0.0018004 | 632.3094 | 0.0062201 | 632.3094 | 0.61663 | 546.2871 | 8.7737e-06 | 632.3094 | 0.84385 | 631.9215 | 0.11716 | 818.0147 | 0.02985 | 631.9215 | 0.0009897 | 817.3371 | 0.26245 | 818.0147 | 0.03512 | 625.5043 | 0.27076
| 632.54 | 0.0020354 | 632.1524 | 0.00026104 | 544.6736 | 0.00123 | 632.54 | 0.00015238 | 632.1524 | -0.00035061 | 625.0106 | 7.1489e-05 | 632.1524 | -0.00024152 | 546.4051 | 9.0505e-06 | 632.54 | 0 | 625.7297 | 0.00019162 | 632.54 | 0.00015295 | 632.54 | 0.00097243 | 632.54 | 0.0047376 | 632.54 | 0.58791 | 546.4051 | 1.0805e-05 | 632.54 | 0.85063 | 632.1524 | 0.11709 | 818.181 | 0.02001 | 632.1524 | -0.00080943 | 817.5036 | 0.26982 | 818.181 | 0.03474 | 625.7297 | 0.26971
| 632.7706 | 0.0022722 | 632.3833 | 0.00063545 | 544.7893 | 0 | 632.7706 | 0.0013874 | 632.3833 | 0.00047186 | 625.2394 | 0.00060594 | 632.3833 | 0.00073935 | 546.5232 | 7.7735e-06 | 632.7706 | 0.00053987 | 625.9552 | 0.0019515 | 632.7706 | 0.00087546 | 632.7706 | 0.0016933 | 632.7706 | 0.0059262 | 632.7706 | 0.57299 | 546.5232 | 1.0586e-05 | 632.7706 | 0.87347 | 632.3833 | 0.12152 | 818.3473 | 0.02115 | 632.3833 | -0.00083397 | 817.67 | 0.27547 | 818.3473 | 0.03543 | 625.9552 | 0.26807
| 633.0012 | 0.0014977 | 632.6143 | 0.00048399 | 544.9049 | 0.00029479 | 633.0012 | 0.00077712 | 632.6143 | -0.00053848 | 625.4681 | 0.00018323 | 632.6143 | -0.00023697 | 546.6412 | 8.3224e-06 | 633.0011 | 0.00011709 | 626.1807 | 0.00030175 | 633.0011 | 0.00026843 | 633.0012 | 0.0011817 | 633.0011 | 0.0044373 | 633.0011 | 0.54412 | 546.6412 | 1.0904e-05 | 633.0012 | 0.87963 | 632.6143 | 0.12257 | 818.5136 | 0.01894 | 632.6143 | -0.0018767 | 817.8365 | 0.27314 | 818.5136 | 0.03514 | 626.1807 | 0.26718
| 633.2318 | 0.0025724 | 632.8452 | 0.00054664 | 545.0206 | 0 | 633.2318 | 0.0013803 | 632.8452 | 0.00047897 | 625.6969 | 0.00048084 | 632.8452 | 0.00066357 | 546.7592 | 8.3448e-06 | 633.2318 | 0.00061502 | 626.4062 | 0.0010118 | 633.2318 | 0.0010746 | 633.2318 | 0.001602 | 633.2318 | 0.005372 | 633.2318 | 0.52184 | 546.7592 | 7.8074e-06 | 633.2318 | 0.88903 | 632.8452 | 0.12558 | 818.6799 | 0.01944 | 632.8452 | -0.00018904 | 818.003 | 0.27401 | 818.6799 | 0.03514 | 626.4062 | 0.26722
| 633.4623 | 0.001074 | 633.0762 | 0.00067998 | 545.1363 | 0.00046818 | 633.4623 | 9.3423e-05 | 633.0762 | -0.00053155 | 625.9257 | 6.2047e-05 | 633.0762 | -0.00017733 | 546.8773 | 8.6248e-06 | 633.4624 | 0 | 626.6317 | 0.0012655 | 633.4624 | 0.00011167 | 633.4623 | 0.0011586 | 633.4624 | 0.004547 | 633.4624 | 0.49803 | 546.8773 | 8.8725e-06 | 633.4623 | 0.89822 | 633.0762 | 0.12838 | 818.8463 | 0.0153 | 633.0762 | -0.00073529 | 818.1694 | 0.27756 | 818.8463 | 0.03478 | 626.6317 | 0.26525
| 633.693 | 0.0024303 | 633.3072 | 0.00075684 | 545.2519 | 0 | 633.693 | 0.0011188 | 633.3072 | 0.00045521 | 626.1545 | 0.00041266 | 633.3072 | 0.00073721 | 546.9954 | 7.7175e-06 | 633.693 | 0.00063939 | 626.8572 | 0.00096815 | 633.693 | 0.0011117 | 633.693 | 0.0019603 | 633.693 | 0.0056934 | 633.693 | 0.47969 | 546.9954 | 8.6639e-06 | 633.693 | 0.9091 | 633.3072 | 0.1318 | 819.0126 | 0.01781 | 633.3072 | 0.00035365 | 818.3359 | 0.28007 | 819.0126 | 0.03462 | 626.8572 | 0.26626
| 633.9236 | 0.0013424 | 633.5382 | 0.00041184 | 545.3676 | 0.00132 | 633.9236 | -1.2014e-05 | 633.5382 | -0.00027195 | 626.3833 | 0.00021489 | 633.5382 | -0.00013029 | 547.1134 | 7.8967e-06 | 633.9236 | 0 | 627.0828 | 0.00072018 | 633.9236 | 0 | 633.9236 | 0.0011211 | 633.9236 | 0.0043181 | 633.9236 | 0.46026 | 547.1134 | 9.4106e-06 | 633.9236 | 0.92574 | 633.5382 | 0.13362 | 819.1789 | 0.01326 | 633.5382 | 0.00021185 | 818.5024 | 0.28302 | 819.1789 | 0.03447 | 627.0828 | 0.26233
| 634.1543 | 0.0022821 | 633.7692 | 0.00051142 | 545.4833 | 0 | 634.1543 | 0.0013023 | 633.7692 | 0.00047085 | 626.6121 | 0.00030859 | 633.7692 | 0.00076982 | 547.2315 | 7.3591e-06 | 634.1543 | 0.00063455 | 627.3083 | 0.00022067 | 634.1543 | 0.00093923 | 634.1543 | 0.0016947 | 634.1543 | 0.0046378 | 634.1543 | 0.43688 | 547.2315 | 7.6976e-06 | 634.1543 | 0.9275 | 633.7692 | 0.1359 | 819.3453 | 0.01441 | 633.7692 | -0.001038 | 818.6689 | 0.28695 | 819.3453 | 0.03432 | 627.3083 | 0.26443
| 634.3849 | -2.0317e-05 | 634.0002 | 0.00039394 | 545.599 | 0.00194 | 634.3849 | 0.00044557 | 634.0002 | -0.00028178 | 626.8409 | 0.00014057 | 634.0002 | -0.000248 | 547.3495 | 7.5383e-06 | 634.3849 | 0 | 627.5338 | 0.00076373 | 634.3849 | 0 | 634.3849 | 0.00084223 | 634.3849 | 0.0040025 | 634.3849 | 0.41518 | 547.3495 | 6.8411e-06 | 634.385 | 0.93119 | 634.0002 | 0.13855 | 819.5116 | 0.01308 | 634.0002 | -0.00066489 | 818.8353 | 0.28054 | 819.5116 | 0.03435 | 627.5338 | 0.26125
| 634.6156 | 0.0019672 | 634.2312 | 0.00057167 | 545.7147 | 0 | 634.6156 | 0.0012867 | 634.2312 | 0.00030126 | 627.0698 | 0.00050743 | 634.2312 | 0.00067742 | 547.4676 | 6.9334e-06 | 634.6156 | 0.00011992 | 627.7594 | 0.0020623 | 634.6156 | 0.0010607 | 634.6156 | 0.0015957 | 634.6156 | 0.0048117 | 634.6156 | 0.40781 | 547.4676 | 1.0377e-05 | 634.6156 | 0.95942 | 634.2312 | 0.14618 | 819.678 | 0.01601 | 634.2312 | 0.00038616 | 819.0018 | 0.28949 | 819.678 | 0.03411 | 627.7594 | 0.26215
| 634.8463 | 0.00089548 | 634.4622 | 0.00016968 | 545.8303 | 0.00067626 | 634.8463 | 0.00091454 | 634.4622 | -8.133e-05 | 627.2986 | 3.2945e-05 | 634.4622 | -0.00031643 | 547.5857 | 7.8519e-06 | 634.8463 | 0 | 627.9849 | 0.0011849 | 634.8463 | 0 | 634.8463 | 0.00077536 | 634.8463 | 0.0033237 | 634.8463 | 0.38386 | 547.5857 | 8.9823e-06 | 634.8463 | 0.95459 | 634.4623 | 0.14509 | 819.8443 | 0.01619 | 634.4622 | -0.00077597 | 819.1683 | 0.29118 | 819.8443 | 0.03401 | 627.9849 | 0.26126
| 635.077 | 0.0023699 | 634.6933 | 0.0005911 | 545.946 | 0 | 635.077 | 0.00054365 | 634.6933 | 0.00070368 | 627.5274 | 0.0003446 | 634.6933 | 0.00064375 | 547.7037 | 8.4456e-06 | 635.077 | 0.00057768 | 628.2105 | 0.0013754 | 635.077 | 0.00093557 | 635.077 | 0.0017207 | 635.077 | 0.0048509 | 635.077 | 0.36624 | 547.7037 | 1.0586e-05 | 635.077 | 0.9608 | 634.6933 | 0.14883 | 820.0107 | 0.01781 | 634.6933 | 0.00021024 | 819.3348 | 0.29395 | 820.0107 | 0.03369 | 628.2105 | 0.26062
| 635.3077 | 0.0015536 | 634.9243 | 0.00044673 | 546.0617 | 0.00041617 | 635.3077 | 0.00010291 | 634.9243 | -0.00070455 | 627.7563 | 5.8824e-05 | 634.9243 | -0.00015655 | 547.8218 | 9.3865e-06 | 635.3077 | 0 | 628.4361 | 0.00046796 | 635.3077 | 0 | 635.3077 | 0.00095265 | 635.3077 | 0.0028912 | 635.3077 | 0.35158 | 547.8218 | 9.4106e-06 | 635.3077 | 0.97557 | 634.9244 | 0.15294 | 820.177 | 0.01461 | 634.9243 | -0.0010785 | 819.5013 | 0.29362 | 820.177 | 0.0337 | 628.4361 | 0.26027
| 635.5384 | 0.0015423 | 635.1554 | 0.00063833 | 546.1775 | 0 | 635.5384 | 0.0015807 | 635.1554 | 0.00064849 | 627.9852 | 0.00045531 | 635.1554 | 0.00070039 | 547.9399 | 8.916e-06 | 635.5384 | 0.0007073 | 628.6617 | 0.00046965 | 635.5384 | 0.0012958 | 635.5384 | 0.001692 | 635.5384 | 0.0040565 | 635.5384 | 0.33844 | 547.9399 | 1.0267e-05 | 635.5384 | 0.98123 | 635.1554 | 0.15686 | 820.3434 | 0.01677 | 635.1554 | 0.0016514 | 819.6678 | 0.29747 | 820.3434 | 0.03343 | 628.6617 | 0.25892
| 635.7691 | 0.00098556 | 635.3865 | 0.00051175 | 546.2932 | 0.00039883 | 635.7691 | 0.00050589 | 635.3865 | -0.00027033 | 628.2141 | 9.512e-05 | 635.3865 | -0.00012993 | 548.058 | 8.6248e-06 | 635.7691 | 0 | 628.8873 | 0.0016954 | 635.7691 | 0.00040615 | 635.7691 | 0.00099282 | 635.7691 | 0.0029872 | 635.7691 | 0.32189 | 548.058 | 6.2042e-06 | 635.7691 | 0.98555 | 635.3865 | 0.15827 | 820.5097 | 0.01528 | 635.3865 | -0.00089014 | 819.8343 | 0.29898 | 820.5097 | 0.03334 | 628.8873 | 0.25862
| 635.9999 | 0.0022409 | 635.6176 | 0.00046756 | 546.4089 | 0 | 635.9999 | 0.0012968 | 635.6176 | 0.00074838 | 628.4429 | 0.00043979 | 635.6176 | 0.00078598 | 548.1761 | 7.2471e-06 | 635.9998 | 0.00053807 | 629.1129 | 3.4778e-05 | 635.9998 | 0.00077934 | 635.9999 | 0.0014232 | 635.9998 | 0.0037306 | 635.9998 | 0.30682 | 548.1761 | 4.2825e-06 | 635.9999 | 0.98463 | 635.6176 | 0.16243 | 820.6761 | 0.01784 | 635.6176 | 0.001246 | 820.0009 | 0.30621 | 820.6761 | 0.03289 | 629.1129 | 0.25667
| 636.2306 | 0.0015064 | 635.8487 | 0.00047166 | 546.5246 | 0.00186 | 636.2306 | 0.00040605 | 635.8487 | -0.00036693 | 628.6718 | 0.00014694 | 635.8487 | -0.00020245 | 548.2941 | 7.6727e-06 | 636.2306 | 0 | 629.3385 | 0.00077404 | 636.2306 | 0.0003364 | 636.2306 | 0.0010866 | 636.2306 | 0.0029488 | 636.2306 | 0.29682 | 548.2941 | 7.1595e-06 | 636.2306 | 1 | 635.8487 | 0.16689 | 820.8425 | 0.01732 | 635.8487 | -0.00011 | 820.1674 | 0.30616 | 820.8425 | 0.03289 | 629.3385 | 0.25411
| 636.4614 | 0.0020068 | 636.0798 | 0.00020909 | 546.6403 | 0 | 636.4614 | 0.0011384 | 636.0798 | 0.0003432 | 628.9008 | 0.00038313 | 636.0798 | 0.00057832 | 548.4122 | 7.2471e-06 | 636.4614 | 0.00060767 | 629.5641 | 0.0015046 | 636.4614 | 0.00078565 | 636.4614 | 0.0014519 | 636.4614 | 0.0038276 | 636.4614 | 0.28235 | 548.4122 | 9.4106e-06 | 636.4614 | 0.99971 | 636.0798 | 0.17158 | 821.0088 | 0.01494 | 636.0798 | 0.00040399 | 820.3339 | 0.31381 | 821.0088 | 0.03256 | 629.5642 | 0.25695
| 636.6921 | 0.0015448 | 636.3109 | 0.00040297 | 546.7561 | 0.0012 | 636.6921 | -0.00018004 | 636.3109 | -0.00049292 | 629.1296 | 6.6367e-05 | 636.3109 | -0.00023824 | 548.5303 | 9.0729e-06 | 636.6921 | 0 | 629.7898 | 0.00069464 | 636.6921 | 1.1477e-05 | 636.6921 | 0.00078948 | 636.6921 | 0.0028127 | 636.6921 | 0.26825 | 548.5303 | 1.0586e-05 | 636.6921 | 0.99924 | 636.3109 | 0.17306 | 821.1752 | 0.01751 | 636.3109 | -0.00016487 | 820.5004 | 0.30506 | 821.1752 | 0.03283 | 629.7898 | 0.25397
| 636.9229 | 0.0018488 | 636.542 | 0.00059221 | 546.8718 | 0 | 636.9229 | 0.00065895 | 636.542 | 0.00055376 | 629.3586 | 0.00049709 | 636.542 | 0.00066538 | 548.6484 | 9.2073e-06 | 636.9229 | 0.00078866 | 630.0154 | 0.001961 | 636.9229 | 0.0013768 | 636.9229 | 0.0016556 | 636.9229 | 0.0034875 | 636.9229 | 0.25517 | 548.6484 | 7.0607e-06 | 636.9229 | 0.99332 | 636.542 | 0.17624 | 821.3416 | 0.01596 | 636.542 | -0.00028019 | 820.667 | 0.31829 | 821.3416 | 0.03258 | 630.0154 | 0.25398
| 637.1537 | 0.0012666 | 636.7732 | 0.00030269 | 546.9876 | 0.00149 | 637.1537 | 0.0008337 | 636.7732 | -0.00025722 | 629.5875 | 0.00011705 | 636.7732 | -0.00025265 | 548.7665 | 9.8009e-06 | 637.1537 | 0 | 630.2411 | 0.0011919 | 637.1537 | 0.00024173 | 637.1537 | 0.00084349 | 637.1537 | 0.0022499 | 637.1537 | 0.24392 | 548.7665 | 6.9509e-06 | 637.1537 | 0.99412 | 636.7732 | 0.17953 | 821.508 | 0.01762 | 636.7732 | -1.4068e-06 | 820.8335 | 0.31174 | 821.508 | 0.03293 | 630.2411 | 0.25251
| 637.3845 | 0.0027369 | 637.0043 | 0.0007091 | 547.1033 | 0 | 637.3845 | 0.00071294 | 637.0043 | 0.00020291 | 629.8165 | 0.00023659 | 637.0043 | 0.00071657 | 548.8846 | 8.6024e-06 | 637.3845 | 0.00067263 | 630.4668 | 0.0012632 | 637.3845 | 0.00095769 | 637.3845 | 0.0016258 | 637.3845 | 0.0032945 | 637.3845 | 0.23644 | 548.8846 | 5.2379e-06 | 637.3845 | 0.998 | 637.0043 | 0.18485 | 821.6744 | 0.0174 | 637.0043 | 0.0013053 | 821 | 0.31941 | 821.6744 | 0.03266 | 630.4668 | 0.25313
| 637.6153 | 0.00086549 | 637.2355 | 0.00042506 | 547.2191 | 0.00060691 | 637.6153 | -2.1963e-05 | 637.2355 | -0.00070591 | 630.0455 | 0.00017191 | 637.2355 | -0.00025868 | 549.0027 | 8.972e-06 | 637.6153 | 0 | 630.6924 | -0.00016308 | 637.6153 | 0.0001002 | 637.6153 | 0.00094584 | 637.6153 | 0.0022004 | 637.6153 | 0.22352 | 549.0027 | 5.2379e-06 | 637.6153 | 0.9902 | 637.2355 | 0.18647 | 821.8408 | 0.01734 | 637.2355 | -0.0008715 | 821.1666 | 0.32264 | 821.8408 | 0.03319 | 630.6924 | 0.25185
| 637.8461 | 0.0024895 | 637.4667 | 0.00048926 | 547.3348 | 0 | 637.8461 | 0.00094103 | 637.4667 | 0.0008028 | 630.2744 | 0.00028516 | 637.4667 | 0.00064158 | 549.1209 | 7.7959e-06 | 637.8461 | 0.00072568 | 630.9182 | 0.0018768 | 637.8461 | 0.001142 | 637.8461 | 0.0014657 | 637.8461 | 0.0032307 | 637.8461 | 0.21651 | 549.1209 | 4.1727e-06 | 637.8461 | 0.99334 | 637.4667 | 0.19304 | 822.0072 | 0.01457 | 637.4667 | 0.0010368 | 821.3331 | 0.32701 | 822.0072 | 0.03289 | 630.9181 | 0.24981
| 638.077 | 0.0010907 | 637.6978 | 0.00045245 | 547.4506 | 0.00132 | 638.077 | 0.0004481 | 637.6978 | -0.00051606 | 630.5034 | 0.00018809 | 637.6978 | -0.00014299 | 549.239 | 8.0536e-06 | 638.077 | 0 | 631.1438 | -0.00040875 | 638.077 | 0.00022807 | 638.077 | 0.0010338 | 638.077 | 0.0023623 | 638.077 | 0.20504 | 549.239 | 3.7445e-06 | 638.077 | 0.98193 | 637.6979 | 0.19461 | 822.1735 | 0.01649 | 637.6978 | -0.00033502 | 821.4996 | 0.32694 | 822.1735 | 0.03332 | 631.1438 | 0.24819
| 638.3078 | 0.0017251 | 637.929 | 0.00040298 | 547.5664 | 0 | 638.3078 | 0.0006551 | 637.929 | 0.000716 | 630.7324 | 0.00024025 | 637.929 | 0.00050529 | 549.3571 | 8.5576e-06 | 638.3078 | 0.00093513 | 631.3695 | 0.0010146 | 638.3078 | 0.0010205 | 638.3078 | 0.0013914 | 638.3078 | 0.0032099 | 638.3078 | 0.19693 | 549.3571 | 5.1281e-06 | 638.3078 | 0.9742 | 637.929 | 0.1979 | 822.34 | 0.01375 | 637.929 | 0.000727 | 821.6662 | 0.33389 | 822.34 | 0.03291 | 631.3695 | 0.24827
| 638.5386 | 0.00073003 | 638.1602 | 0.00052212 | 547.6821 | 0.00076297 | 638.5386 | 0.00066026 | 638.1602 | -9.1201e-05 | 630.9614 | 3.9329e-05 | 638.1602 | -0.00014948 | 549.4752 | 8.916e-06 | 638.5386 | 0 | 631.5952 | 0.0014149 | 638.5386 | 3.3352e-05 | 638.5386 | 0.00086469 | 638.5386 | 0.0020993 | 638.5386 | 0.18779 | 549.4752 | 6.5226e-06 | 638.5386 | 0.96892 | 638.1603 | 0.20154 | 822.5064 | 0.01554 | 638.1602 | -0.00062879 | 821.8328 | 0.33736 | 822.5064 | 0.03335 | 631.5952 | 0.24649
| 638.7695 | 0.0022117 | 638.3915 | 0.00061594 | 547.7979 | 0 | 638.7695 | 0.00078635 | 638.3915 | 0.00035626 | 631.1904 | 0.00029578 | 638.3915 | 0.00069525 | 549.5933 | 9.5993e-06 | 638.7695 | 0.00067119 | 631.821 | 0.0013702 | 638.7695 | 0.0012973 | 638.7695 | 0.0016182 | 638.7695 | 0.0025712 | 638.7695 | 0.18062 | 549.5933 | 7.6976e-06 | 638.7695 | 0.9573 | 638.3915 | 0.20561 | 822.6728 | 0.01406 | 638.3915 | 0.0014445 | 821.9993 | 0.34411 | 822.6728 | 0.03299 | 631.821 | 0.24827
| 639.0004 | 0.00087393 | 638.6227 | 0.00035981 | 547.9137 | 0.00158 | 639.0004 | 1.194e-05 | 638.6227 | -0.00053151 | 631.4194 | -8.4873e-05 | 638.6227 | -0.00026288 | 549.7115 | 5.8693e-06 | 639.0004 | 0 | 632.0467 | 0.00045953 | 639.0004 | 0 | 639.0004 | 0.00062023 | 639.0004 | 0.0017209 | 639.0004 | 0.17364 | 549.7115 | 4.6998e-06 | 639.0004 | 0.95676 | 638.6227 | 0.21036 | 822.8392 | 0.01554 | 638.6227 | 0.00022394 | 822.1659 | 0.33906 | 822.8392 | 0.03322 | 632.0467 | 0.24451
| 639.2313 | 0.0017598 | 638.8539 | 0.00050437 | 548.0295 | 0 | 639.2313 | 0.00073687 | 638.8539 | 7.6193e-05 | 631.6484 | -1.3467e-05 | 638.8539 | -0.00011208 | 549.8296 | 1.6589e-05 | 639.2313 | 0 | 632.2725 | 0.0005633 | 639.2313 | 0 | 639.2313 | 0.00090271 | 639.2313 | 0.0016909 | 639.2313 | 0.15594 | 549.8296 | 1.5077e-05 | 639.2313 | 0.91296 | 638.8539 | 0.21301 | 823.0056 | 0.01575 | 638.8539 | 0.00064008 | 822.3325 | 0.34863 | 823.0056 | 0.0338 | 632.2725 | 0.24513
| 639.4622 | 0.0021221 | 639.0852 | 0.00055502 | 548.1453 | 0.00213 | 639.4622 | 0.00092881 | 639.0852 | 0.0004205 | 631.8775 | 0.00048503 | 639.0852 | 0.00072704 | 549.9477 | 1.3094e-05 | 639.4622 | 0.00055324 | 632.4982 | 0.0017879 | 639.4622 | 0.0012415 | 639.4622 | 0.0014688 | 639.4622 | 0.0022633 | 639.4622 | 0.15184 | 549.9477 | 1.3045e-05 | 639.4622 | 0.91497 | 639.0852 | 0.22125 | 823.172 | 0.01375 | 639.0852 | 0.0024987 | 822.499 | 0.35914 | 823.172 | 0.03415 | 632.4982 | 0.24054
| 639.6931 | 0.00040686 | 639.3164 | 0.00040636 | 548.2611 | 0 | 639.6931 | 0.00019805 | 639.3164 | -0.00069294 | 632.1066 | 0.00019366 | 639.3164 | -0.00015828 | 550.0658 | 2.5639e-05 | 639.6931 | 3.6645e-05 | 632.7239 | 0.00058822 | 639.6931 | 0 | 639.6931 | 0.00088209 | 639.6931 | 0.0016998 | 639.6931 | 0.14383 | 550.0658 | 2.6091e-05 | 639.693 | 0.88901 | 639.3164 | 0.2227 | 823.3384 | 0.01579 | 639.3164 | -0.00061954 | 822.6656 | 0.36333 | 823.3384 | 0.03517 | 632.7239 | 0.2415
| 639.924 | 0.0019575 | 639.5477 | 0.00058855 | 548.3769 | 0.00142 | 639.924 | 0.0012674 | 639.5477 | 0.00048348 | 632.3356 | 0.00043628 | 639.5477 | 0.00059066 | 550.184 | 1.2668e-05 | 639.924 | 0.00078054 | 632.9497 | 0.0014291 | 639.924 | 0.00093574 | 639.924 | 0.0016034 | 639.924 | 0.0022952 | 639.924 | 0.13976 | 550.184 | 1.3045e-05 | 639.924 | 0.88144 | 639.5477 | 0.22978 | 823.5049 | 0.01352 | 639.5477 | 0.0017761 | 822.8322 | 0.36674 | 823.5049 | 0.0347 | 632.9497 | 0.23958
| 640.1549 | 0.00099513 | 639.779 | 0.00050154 | 548.4927 | 0 | 640.1549 | 0.00058141 | 639.779 | -0.00070005 | 632.5647 | -0.00013046 | 639.779 | -0.00017877 | 550.3021 | 2.4194e-05 | 640.1549 | 0 | 633.1755 | 0.00097909 | 640.1549 | 0.00011421 | 640.1549 | 0.00079985 | 640.1549 | 0.0017282 | 640.1549 | 0.13294 | 550.3021 | 2.6091e-05 | 640.1549 | 0.86306 | 639.779 | 0.232 | 823.6713 | 0.01607 | 639.779 | -0.00019113 | 822.9988 | 0.37159 | 823.6713 | 0.03569 | 633.1755 | 0.23888
| 640.3859 | 0.0025319 | 640.0103 | 0.00076629 | 548.6085 | 0.00165 | 640.3859 | 0.0011579 | 640.0103 | 0.00044618 | 632.7938 | 0.00047644 | 640.0103 | 0.00073072 | 550.4203 | 1.1705e-05 | 640.3859 | 0.00065791 | 633.4013 | 0.0013031 | 640.3859 | 0.0013192 | 640.3859 | 0.0016792 | 640.3859 | 0.0024753 | 640.3859 | 0.12846 | 550.4203 | 1.3045e-05 | 640.3859 | 0.84429 | 640.0103 | 0.23562 | 823.8377 | 0.01366 | 640.0103 | 0.00083114 | 823.1654 | 0.37162 | 823.8377 | 0.03503 | 633.4013 | 0.23642
| 640.6168 | 0.00093155 | 640.2416 | 0.00037453 | 548.7243 | 0 | 640.6168 | 0.00040599 | 640.2416 | -0.00052193 | 633.0228 | 6.1201e-05 | 640.2416 | -0.00034351 | 550.5384 | 2.5841e-05 | 640.6168 | 0 | 633.6271 | 0.0007934 | 640.6168 | 0 | 640.6168 | 0.00061438 | 640.6168 | 0.001566 | 640.6168 | 0.12264 | 550.5384 | 2.8012e-05 | 640.6168 | 0.83199 | 640.2416 | 0.24066 | 824.0042 | 0.01586 | 640.2416 | -0.00030759 | 823.332 | 0.37525 | 824.0042 | 0.03611 | 633.6271 | 0.23901
| 640.8478 | 0.0015224 | 640.4729 | 0.00045325 | 548.8402 | 0.00125 | 640.8478 | 0.0010926 | 640.4729 | 0.00036683 | 633.252 | 0.00032333 | 640.4729 | 0.00053781 | 550.6566 | 1.4315e-05 | 640.8478 | 0.00075137 | 633.8529 | 0.00064234 | 640.8478 | 0.0011261 | 640.8478 | 0.0014805 | 640.8478 | 0.0020022 | 640.8478 | 0.11757 | 550.6566 | 1.5186e-05 | 640.8478 | 0.80794 | 640.4729 | 0.24362 | 824.1706 | 0.01498 | 640.4729 | 0.00099808 | 823.4986 | 0.37986 | 824.1706 | 0.03565 | 633.8529 | 0.23422
| 641.0787 | 0.0015489 | 640.7042 | 0.00057895 | 548.956 | 0 | 641.0787 | 0.00062244 | 640.7042 | -0.00082 | 633.481 | -8.7834e-06 | 640.7042 | -0.00026557 | 550.7747 | 2.6726e-05 | 641.0788 | 0 | 634.0787 | 0.0014815 | 641.0788 | 0 | 641.0787 | 0.00081978 | 641.0788 | 0.0013941 | 641.0788 | 0.11306 | 550.7747 | 2.8232e-05 | 641.0787 | 0.79843 | 640.7042 | 0.24886 | 824.337 | 0.0161 | 640.7042 | -0.00083335 | 823.6652 | 0.38629 | 824.337 | 0.03679 | 634.0787 | 0.23412
| 641.3098 | 0.0012727 | 640.9356 | 0.00042986 | 549.0719 | 0.00101 | 641.3098 | 0.0011929 | 640.9356 | 0.00061815 | 633.7101 | 0.00034457 | 640.9356 | 0.00057116 | 550.8929 | 1.2489e-05 | 641.3097 | 0.00068723 | 634.3046 | 0.00099766 | 641.3097 | 0.0011654 | 641.3098 | 0.0012828 | 641.3097 | 0.0021047 | 641.3097 | 0.10922 | 550.8929 | 1.3254e-05 | 641.3098 | 0.77473 | 640.9356 | 0.25344 | 824.5035 | 0.01447 | 640.9356 | 0.0014945 | 823.8318 | 0.39304 | 824.5035 | 0.03614 | 634.3046 | 0.23097
| 641.5407 | 0.001544 | 641.1669 | 1.9596e-05 | 549.1877 | 0 | 641.5407 | 0.00026266 | 641.1669 | -0.00053392 | 633.9393 | 5.649e-06 | 641.1669 | -0.00024282 | 551.011 | 2.3914e-05 | 641.5407 | 0 | 634.5304 | 0.00029918 | 641.5407 | 8.8618e-05 | 641.5407 | 0.00081474 | 641.5407 | 0.00096234 | 641.5407 | 0.10484 | 551.011 | 2.5454e-05 | 641.5407 | 0.7629 | 641.1669 | 0.25911 | 824.6699 | 0.01586 | 641.1669 | -6.3891e-05 | 823.9984 | 0.39457 | 824.6699 | 0.03705 | 634.5304 | 0.2315
| 641.7717 | 0.0021836 | 641.3983 | 0.00069381 | 549.3035 | 0.00135 | 641.7717 | 0.0013583 | 641.3983 | 0.00056501 | 634.1685 | 0.0002906 | 641.3983 | 0.00070164 | 551.1292 | 1.1548e-05 | 641.7717 | 0.00067502 | 634.7562 | 0.0016798 | 641.7717 | 0.0012684 | 641.7717 | 0.0015029 | 641.7717 | 0.0021085 | 641.7717 | 0.09994 | 551.1292 | 1.2408e-05 | 641.7717 | 0.73267 | 641.3983 | 0.26115 | 824.8364 | 0.01373 | 641.3983 | 0.0013755 | 824.165 | 0.39878 | 824.8364 | 0.03635 | 634.7562 | 0.22991
| 642.0027 | 0.0022456 | 641.6296 | 0.00044177 | 549.4194 | 0 | 642.0027 | 0.00012487 | 641.6296 | -0.00054385 | 634.3976 | 1.9255e-05 | 641.6296 | -0.00021441 | 551.2474 | 2.5068e-05 | 642.0028 | 0 | 634.9821 | 0.00094794 | 642.0028 | 0.00013808 | 642.0027 | 0.00067432 | 642.0028 | 0.00085207 | 642.0028 | 0.095809 | 551.2474 | 2.6091e-05 | 642.0027 | 0.71998 | 641.6296 | 0.26575 | 825.0029 | 0.01596 | 641.6296 | -0.00042729 | 824.3316 | 0.40541 | 825.0029 | 0.03736 | 634.9821 | 0.2299
| 642.2338 | 0.0023234 | 641.861 | 0.00059266 | 549.5353 | 0.00163 | 642.2338 | 0.0012182 | 641.861 | 0.0003439 | 634.6268 | 0.00026865 | 641.861 | 0.00073623 | 551.3655 | 1.3643e-05 | 642.2338 | 0.00061369 | 635.2079 | 0.0017226 | 642.2338 | 0.00083244 | 642.2338 | 0.0013536 | 642.2338 | 0.0019626 | 642.2338 | 0.092247 | 551.3655 | 1.4539e-05 | 642.2338 | 0.69756 | 641.861 | 0.27081 | 825.1693 | 0.01449 | 641.861 | 0.0011069 | 824.4982 | 0.41194 | 825.1693 | 0.03705 | 635.2079 | 0.22803
| 642.4648 | 0.0016421 | 642.0924 | -2.6544e-06 | 549.6511 | 0 | 642.4648 | 0.00042394 | 642.0924 | -0.00043545 | 634.8559 | -2.2391e-05 | 642.0924 | -0.00016526 | 551.4837 | 2.8014e-05 | 642.4648 | 0 | 635.4338 | 0.0001367 | 642.4648 | 0.0002986 | 642.4648 | 0.00050118 | 642.4648 | 0.0011236 | 642.4648 | 0.087972 | 551.4837 | 2.8869e-05 | 642.4648 | 0.68269 | 642.0924 | 0.27509 | 825.3358 | 0.01624 | 642.0924 | -0.00043263 | 824.6648 | 0.41227 | 825.3358 | 0.0381 | 635.4338 | 0.22386
| 642.6959 | 0.0016242 | 642.3238 | 0.00070501 | 549.767 | 0.00118 | 642.6959 | 0.0010769 | 642.3238 | 0.00098009 | 635.0851 | 0.0003879 | 642.3238 | 0.00068227 | 551.6019 | 1.4573e-05 | 642.6959 | 0.00082076 | 635.6597 | 0.00087293 | 642.6959 | 0.0014653 | 642.6959 | 0.0015341 | 642.6959 | 0.0020898 | 642.6959 | 0.084945 | 551.6019 | 1.5186e-05 | 642.6959 | 0.65535 | 642.3238 | 0.27908 | 825.5023 | 0.01468 | 642.3238 | 0.0024267 | 824.8315 | 0.41752 | 825.5023 | 0.03773 | 635.6597 | 0.22554
| 642.9269 | 0.001218 | 642.5552 | 0.00046783 | 549.8829 | 0 | 642.9269 | 0.00060577 | 642.5552 | -0.00054677 | 635.3143 | 8.6717e-05 | 642.5552 | -0.00020556 | 551.7201 | 2.7252e-05 | 642.9269 | 0 | 635.8856 | 0.00014383 | 642.9269 | 0 | 642.9269 | 0.00063392 | 642.9269 | 0.0011287 | 642.9269 | 0.080683 | 551.7201 | 2.6091e-05 | 642.9269 | 0.64199 | 642.5552 | 0.28437 | 825.6687 | 0.01612 | 642.5552 | 0.00029219 | 824.9981 | 0.42284 | 825.6687 | 0.0384 | 635.8856 | 0.21958
| 643.158 | 0.0018399 | 642.7866 | 0.00026582 | 549.9987 | 0.00154 | 643.158 | 0.0013053 | 642.7866 | 0.00076036 | 635.5435 | 0.00050153 | 642.7866 | 0.00062484 | 551.8382 | 1.2825e-05 | 643.158 | 0.00041184 | 636.1115 | 0.00099476 | 643.158 | 0.00055854 | 643.158 | 0.0010905 | 643.158 | 0.001722 | 643.158 | 0.078952 | 551.8382 | 1.198e-05 | 643.158 | 0.62332 | 642.7866 | 0.29035 | 825.8352 | 0.01509 | 642.7866 | 0.0011617 | 825.1647 | 0.43358 | 825.8352 | 0.03811 | 636.1115 | 0.22245
| 643.3891 | 0.00045756 | 643.0181 | 0.00035315 | 550.1146 | 0 | 643.3891 | -0.00011538 | 643.0181 | -0.0006887 | 635.7727 | 0.00011849 | 643.0181 | -0.00022328 | 551.9564 | 2.5874e-05 | 643.3891 | 0 | 636.3374 | 0.0014446 | 643.3891 | 0 | 643.3891 | 0.00053635 | 643.3891 | 0.00087269 | 643.3891 | 0.075447 | 551.9564 | 2.5025e-05 | 643.3891 | 0.60115 | 643.0181 | 0.29347 | 826.0017 | 0.01631 | 643.0181 | 0.00066075 | 825.3314 | 0.42946 | 826.0017 | 0.03895 | 636.3374 | 0.21686
| 643.6202 | 0.0027017 | 643.2495 | 0.00045605 | 550.2305 | 0.00102 | 643.6202 | 0.00065142 | 643.2495 | 1.15e-05 | 636.0019 | 0.00028345 | 643.2495 | 0.00057679 | 552.0746 | 1.3195e-05 | 643.6202 | 0.00060485 | 636.5634 | 0.0022187 | 643.6202 | 0.00063696 | 643.6202 | 0.0010671 | 643.6202 | 0.0017283 | 643.6202 | 0.072639 | 552.0746 | 1.3254e-05 | 643.6202 | 0.58138 | 643.2495 | 0.30037 | 826.1682 | 0.01463 | 643.2495 | 0.00065873 | 825.498 | 0.44012 | 826.1682 | 0.03896 | 636.5634 | 0.22001
| 643.8513 | 0.0013161 | 643.4809 | 0.00039298 | 550.3464 | 0 | 643.8513 | 0.00013615 | 643.4809 | -0.00089185 | 636.2311 | 8.8655e-08 | 643.4809 | -0.00031682 | 552.1928 | 2.6916e-05 | 643.8513 | 0 | 636.7892 | 0.0010644 | 643.8513 | 0 | 643.8513 | 0.00059585 | 643.8513 | 0.0009463 | 643.8513 | 0.069126 | 552.1928 | 2.4169e-05 | 643.8513 | 0.56779 | 643.481 | 0.30837 | 826.3347 | 0.01558 | 643.4809 | -0.00038462 | 825.6647 | 0.44136 | 826.3347 | 0.0398 | 636.7893 | 0.22142
| 644.0824 | 0.0015968 | 643.7124 | 0.00077554 | 550.4623 | 0.00151 | 644.0824 | 0.0001978 | 643.7124 | 0.00033098 | 636.4604 | 0.00039436 | 643.7124 | 0.00077041 | 552.311 | 1.3789e-05 | 644.0824 | 0.00079965 | 637.0152 | 0.00092097 | 644.0824 | 0.0010447 | 644.0824 | 0.0014392 | 644.0824 | 0.0017939 | 644.0824 | 0.067934 | 552.311 | 1.1124e-05 | 644.0824 | 0.54868 | 643.7124 | 0.31457 | 826.5011 | 0.01489 | 643.7124 | -0.00088039 | 825.8313 | 0.44878 | 826.5011 | 0.03985 | 637.0152 | 0.21325
| 644.3135 | 0.0020783 | 643.9439 | 0.00041686 | 550.5782 | 0 | 644.3135 | -0.00010816 | 643.9439 | -0.00055795 | 636.6896 | 1.4525e-05 | 643.9439 | -0.0001939 | 552.4292 | 2.8003e-05 | 644.3135 | 0 | 637.2411 | 0.0011166 | 644.3135 | 5.6427e-05 | 644.3135 | 0.00070132 | 644.3135 | 0.00065268 | 644.3135 | 0.06389 | 552.4292 | 2.4169e-05 | 644.3135 | 0.52516 | 643.9439 | 0.31676 | 826.6676 | 0.01594 | 643.9439 | 0.0007118 | 825.998 | 0.44968 | 826.6676 | 0.04042 | 637.2411 | 0.21409
| 644.5447 | 0.0023206 | 644.1754 | 0.00052984 | 550.6941 | 0.00081498 | 644.5447 | 0.0010728 | 644.1754 | 0.0004978 | 636.9189 | 0.00029374 | 644.1754 | 0.00063905 | 552.5474 | 1.4259e-05 | 644.5447 | 0.00046887 | 637.4671 | 0.0010587 | 644.5447 | 0.0010044 | 644.5447 | 0.0011729 | 644.5447 | 0.0015433 | 644.5447 | 0.061309 | 552.5474 | 1.3045e-05 | 644.5447 | 0.50398 | 644.1754 | 0.32154 | 826.8341 | 0.0151 | 644.1754 | 0.00017819 | 826.1646 | 0.45524 | 826.8341 | 0.04054 | 637.4671 | 0.2164
| 644.7758 | 0.001237 | 644.4069 | 0.00033825 | 550.81 | 0 | 644.7758 | 0.00031994 | 644.4069 | -0.00069963 | 637.1481 | 6.6381e-05 | 644.4069 | -0.00028761 | 552.6656 | 2.7431e-05 | 644.7758 | 0 | 637.6931 | 0.00028483 | 644.7758 | 0 | 644.7758 | 0.00044308 | 644.7758 | 0.00077278 | 644.7758 | 0.058913 | 552.6656 | 2.4806e-05 | 644.7758 | 0.48978 | 644.4069 | 0.32804 | 827.0006 | 0.01607 | 644.4069 | -0.0015911 | 826.3313 | 0.4619 | 827.0006 | 0.04108 | 637.6931 | 0.21094
| 645.007 | 0.0020795 | 644.6384 | 0.00052371 | 550.926 | 0.00184 | 645.007 | 0.00070105 | 644.6384 | 0.00039903 | 637.3774 | 0.0002455 | 644.6384 | 0.00071408 | 552.7838 | 1.3195e-05 | 645.007 | 0.00084487 | 637.9191 | 0.0012823 | 645.007 | 0.00079621 | 645.007 | 0.0010789 | 645.007 | 0.0014134 | 645.007 | 0.056599 | 552.7838 | 1.1761e-05 | 645.007 | 0.46821 | 644.6384 | 0.33209 | 827.1671 | 0.01482 | 644.6384 | 0.00027265 | 826.498 | 0.46544 | 827.1671 | 0.04131 | 637.9191 | 0.21378
| 645.2381 | 0.00091189 | 644.8699 | 0.00019909 | 551.0419 | 0 | 645.2381 | 7.7758e-05 | 644.8699 | -0.00054344 | 637.6067 | 2.7035e-05 | 644.8699 | -0.00028183 | 552.902 | 2.7196e-05 | 645.2381 | 0 | 638.1451 | 0.0004893 | 645.2381 | 0 | 645.2381 | 0.00028184 | 645.2381 | 0.00044044 | 645.2381 | 0.053817 | 552.902 | 2.2236e-05 | 645.2381 | 0.45362 | 644.8699 | 0.33886 | 827.3336 | 0.01487 | 644.8699 | -0.0016858 | 826.6646 | 0.4683 | 827.3336 | 0.04173 | 638.1451 | 0.20924
| 645.4693 | 0.002133 | 645.1014 | 0.00055174 | 551.1578 | 0.00064159 | 645.4693 | 0.0013437 | 645.1014 | 0.0002603 | 637.836 | 0.00039205 | 645.1014 | 0.00073383 | 553.0202 | 1.4449e-05 | 645.4693 | 0.00083968 | 638.371 | 0.001328 | 645.4693 | 0.0007994 | 645.4693 | 0.0011648 | 645.4693 | 0.0012933 | 645.4693 | 0.052782 | 553.0202 | 1.0476e-05 | 645.4693 | 0.43732 | 645.1014 | 0.34381 | 827.5001 | 0.01505 | 645.1014 | 0.00042176 | 826.8313 | 0.47208 | 827.5001 | 0.04204 | 638.371 | 0.21295
| 645.7005 | 0.00072995 | 645.333 | 0.00028519 | 551.2738 | 0 | 645.7005 | 0.00038462 | 645.333 | -0.00065649 | 638.0653 | 8.0816e-06 | 645.333 | -0.0003538 | 553.1385 | 2.6681e-05 | 645.7005 | 0 | 638.597 | 0.0006452 | 645.7005 | 0 | 645.7005 | 0.00044867 | 645.7005 | 0.00055869 | 645.7005 | 0.049854 | 553.1385 | 2.3521e-05 | 645.7005 | 0.42181 | 645.3329 | 0.3507 | 827.6667 | 0.01587 | 645.333 | -0.00066386 | 826.998 | 0.48502 | 827.6667 | 0.04245 | 638.597 | 0.20912
| 645.9317 | 0.0023433 | 645.5645 | 0.00048717 | 551.3897 | 0.00029479 | 645.9317 | 0.001361 | 645.5645 | 0.00056574 | 638.2946 | 0.00038592 | 645.5645 | 0.00051135 | 553.2567 | 1.2702e-05 | 645.9317 | 0.0007535 | 638.8231 | 0.0013906 | 645.9317 | 0.00078841 | 645.9317 | 0.0010761 | 645.9317 | 0.0015493 | 645.9317 | 0.048944 | 553.2567 | 1.3045e-05 | 645.9317 | 0.40202 | 645.5645 | 0.35723 | 827.8332 | 0.01482 | 645.5645 | 0.00059553 | 827.1647 | 0.47874 | 827.8332 | 0.0428 | 638.8231 | 0.20816
| 646.1629 | 0.0014166 | 645.7961 | 0.00035547 | 551.5057 | 0 | 646.1629 | 0.00054648 | 645.7961 | -0.00070331 | 638.5239 | 2.5775e-05 | 645.7961 | -0.0002784 | 553.3749 | 2.621e-05 | 646.1629 | 0 | 639.0491 | 0.0010526 | 646.1629 | 0 | 646.1629 | 0.00044768 | 646.1629 | 0.00073782 | 646.1629 | 0.046742 | 553.3749 | 2.6091e-05 | 646.1629 | 0.38909 | 645.7961 | 0.36409 | 827.9997 | 0.01477 | 645.7961 | -0.0009362 | 827.3314 | 0.48252 | 827.9997 | 0.04321 | 639.0491 | 0.20647
| 646.3941 | 0.0028298 | 646.0276 | 0.00049865 | 551.6216 | 0.0016 | 646.3941 | 0.00095623 | 646.0276 | 2.3676e-05 | 638.7533 | 0.00035338 | 646.0276 | 0.00056697 | 553.4931 | 1.4214e-05 | 646.3941 | 0.00076963 | 639.2751 | 0.0018076 | 646.3941 | 0.0010278 | 646.3941 | 0.0010614 | 646.3941 | 0.0015522 | 646.3941 | 0.045957 | 553.4931 | 1.3045e-05 | 646.3941 | 0.37314 | 646.0276 | 0.36968 | 828.1662 | 0.01444 | 646.0276 | 0.00059907 | 827.4981 | 0.48708 | 828.1662 | 0.0437 | 639.2752 | 0.20481
| 646.6254 | 0.00096715 | 646.2592 | 0.00057218 | 551.7376 | 0 | 646.6254 | 0.00024149 | 646.2592 | -0.00063072 | 638.9826 | 7.4318e-05 | 646.2592 | -0.00013631 | 553.6113 | 2.723e-05 | 646.6254 | 0 | 639.5012 | 0.00059935 | 646.6254 | 0.00018336 | 646.6254 | 0.00057054 | 646.6254 | 0.00030022 | 646.6254 | 0.042494 | 553.6113 | 2.6091e-05 | 646.6254 | 0.35579 | 646.2592 | 0.37174 | 828.3328 | 0.01487 | 646.2592 | -0.00062026 | 827.6648 | 0.48658 | 828.3328 | 0.044 | 639.5012 | 0.20491
| 646.8566 | 0.0022997 | 646.4908 | 0.00052699 | 551.8535 | 0.00074563 | 646.8566 | 0.00074124 | 646.4908 | 0.00025587 | 639.212 | 0.0002668 | 646.4908 | 0.00063206 | 553.7296 | 1.3296e-05 | 646.8566 | 0.00072407 | 639.7272 | 0.00098437 | 646.8566 | 0.00099791 | 646.8566 | 0.0011669 | 646.8566 | 0.0014729 | 646.8566 | 0.041627 | 553.7296 | 1.3045e-05 | 646.8566 | 0.34266 | 646.4908 | 0.38113 | 828.4993 | 0.01257 | 646.4908 | 0.0015816 | 827.8315 | 0.49284 | 828.4993 | 0.04432 | 639.7272 | 0.20432
| 647.0878 | 0.0008633 | 646.7224 | 0.00054822 | 551.9695 | 0 | 647.0878 | 0.0011413 | 646.7224 | -0.00051776 | 639.4413 | 0.00017568 | 646.7224 | -0.00015979 | 553.8478 | 2.714e-05 | 647.0879 | 0 | 639.9533 | 0.00012454 | 647.0879 | 1.8346e-06 | 647.0878 | 0.00068052 | 647.0879 | 0.0007315 | 647.0879 | 0.039486 | 553.8478 | 2.9945e-05 | 647.0878 | 0.32883 | 646.7224 | 0.38696 | 828.6658 | 0.01457 | 646.7224 | -0.00020626 | 827.9982 | 0.49818 | 828.6658 | 0.0446 | 639.9533 | 0.20329
| 647.3191 | 0.0022739 | 646.954 | 0.00057134 | 552.0855 | 0.00158 | 647.3191 | 0.00012096 | 646.954 | 0.00029828 | 639.6707 | 0.00040253 | 646.954 | 0.00062914 | 553.966 | 1.4236e-05 | 647.3191 | 0.00055992 | 640.1794 | 0.0025889 | 647.3191 | 0.00098234 | 647.3191 | 0.0011592 | 647.3191 | 0.0013609 | 647.3191 | 0.038859 | 553.966 | 1.6899e-05 | 647.3191 | 0.31607 | 646.954 | 0.39355 | 828.8324 | 0.01449 | 646.954 | 0.0016499 | 828.1649 | 0.50217 | 828.8324 | 0.04557 | 640.1794 | 0.19923
| 647.5504 | 0.0017881 | 647.1856 | 0.0003774 | 552.2015 | 0 | 647.5504 | -2.2871e-05 | 647.1856 | -0.00058697 | 639.9001 | 0.00010169 | 647.1856 | -0.0002722 | 554.0843 | 2.7532e-05 | 647.5504 | 0 | 640.4055 | 0.0004091 | 647.5504 | 9.4523e-05 | 647.5504 | 0.00045555 | 647.5504 | 0.00012434 | 647.5504 | 0.036598 | 554.0843 | 3.0582e-05 | 647.5504 | 0.3053 | 647.1856 | 0.40105 | 828.9989 | 0.01526 | 647.1856 | 0.0005211 | 828.3316 | 0.49954 | 828.9989 | 0.04637 | 640.4055 | 0.20157
| 647.7817 | 0.002025 | 647.4173 | 0.00069175 | 552.3174 | 0.00161 | 647.7817 | 0.0010108 | 647.4173 | 0.00046364 | 640.1295 | 0.00025161 | 647.4173 | 0.00059286 | 554.2025 | 1.3453e-05 | 647.7817 | 0.00081267 | 640.6315 | -2.0649e-07 | 647.7817 | 0.001072 | 647.7817 | 0.0013399 | 647.7817 | 0.0015104 | 647.7817 | 0.03554 | 554.2025 | 1.3682e-05 | 647.7817 | 0.29207 | 647.4173 | 0.40767 | 829.1654 | 0.01226 | 647.4173 | 0.00073427 | 828.4983 | 0.50523 | 829.1654 | 0.04745 | 640.6315 | 0.19848
| 648.013 | 0.00047456 | 647.6489 | 0.00060559 | 552.4334 | 0 | 648.013 | 0.00048152 | 647.6489 | -8.7304e-05 | 640.3589 | 2.6784e-05 | 647.6489 | -0.00017 | 554.3208 | 2.658e-05 | 648.013 | 0 | 640.8576 | 0.00017086 | 648.013 | 0.00031955 | 648.013 | 0.00072046 | 648.013 | 0.00050973 | 648.013 | 0.033846 | 554.3208 | 2.6091e-05 | 648.013 | 0.28266 | 647.6489 | 0.41714 | 829.332 | 0.01445 | 647.6489 | -0.00033757 | 828.665 | 0.50808 | 829.332 | 0.04787 | 640.8576 | 0.1959
| 648.2443 | 0.0021457 | 647.8806 | 0.0005352 | 552.5494 | 0.00106 | 648.2443 | 0.0010798 | 647.8806 | 0.00058392 | 640.5883 | 0.0001893 | 647.8806 | 0.00068345 | 554.439 | 1.3307e-05 | 648.2443 | 0.0007103 | 641.0837 | 0.00088387 | 648.2443 | 0.0011303 | 648.2443 | 0.0012788 | 648.2443 | 0.0017138 | 648.2443 | 0.0337 | 554.439 | 1.2408e-05 | 648.2443 | 0.27279 | 647.8806 | 0.42765 | 829.4985 | 0.01456 | 647.8806 | -0.0007765 | 828.8317 | 0.51567 | 829.4985 | 0.0483 | 641.0837 | 0.19477
| 648.4756 | 0.00098719 | 648.1122 | 0.00039877 | 552.6654 | 0 | 648.4756 | 0.00018469 | 648.1122 | -0.000585 | 640.8177 | -4.4906e-05 | 648.1122 | -0.00030224 | 554.5573 | 2.8014e-05 | 648.4756 | 0 | 641.3099 | -0.00077785 | 648.4756 | 0 | 648.4756 | 0.00040981 | 648.4756 | 0.00062092 | 648.4756 | 0.030969 | 554.5573 | 2.6727e-05 | 648.4756 | 0.25937 | 648.1122 | 0.43088 | 829.6651 | 0.01324 | 648.1122 | -0.0013241 | 828.9985 | 0.5099 | 829.6651 | 0.04826 | 641.3099 | 0.19584
| 648.7069 | 0.0022372 | 648.3439 | 0.00064802 | 552.7814 | 0.00058956 | 648.7069 | 0.0012921 | 648.3439 | 0.00032732 | 641.0472 | 0.00046783 | 648.3439 | 0.00070554 | 554.6755 | 1.4886e-05 | 648.7069 | 0.00074788 | 641.536 | 0.001405 | 648.7069 | 0.00066429 | 648.7069 | 0.0011869 | 648.7069 | 0.0014691 | 648.7069 | 0.031344 | 554.6755 | 1.433e-05 | 648.7069 | 0.25194 | 648.3439 | 0.44449 | 829.8316 | 0.01222 | 648.3439 | 0.00087275 | 829.1652 | 0.51751 | 829.8316 | 0.04841 | 641.536 | 0.19397
| 648.9383 | 0.00096127 | 648.5756 | 0.00035985 | 552.8975 | 0 | 648.9383 | -0.00031476 | 648.5756 | -0.00062277 | 641.2766 | 0.00015132 | 648.5756 | -0.00030573 | 554.7938 | 2.7846e-05 | 648.9383 | 0 | 641.7621 | -0.00018714 | 648.9383 | 0 | 648.9383 | 0.00019201 | 648.9383 | 0.00043752 | 648.9383 | 0.029077 | 554.7938 | 2.8012e-05 | 648.9383 | 0.24192 | 648.5756 | 0.45229 | 829.9982 | 0.01181 | 648.5756 | -0.0015246 | 829.3319 | 0.5226 | 829.9982 | 0.04832 | 641.7622 | 0.19287
| 649.1696 | 0.0021669 | 648.8073 | 0.00045194 | 553.0135 | 0.00137 | 649.1696 | 0.0011308 | 648.8073 | 0.00019912 | 641.5061 | 0.0003489 | 648.8073 | 0.00049938 | 554.9121 | 1.3251e-05 | 649.1696 | 0.00094293 | 641.9883 | 0.0011934 | 649.1696 | 0.0006897 | 649.1696 | 0.00088271 | 649.1696 | 0.0010306 | 649.1696 | 0.029107 | 554.9121 | 1.3682e-05 | 649.1696 | 0.23257 | 648.8073 | 0.46123 | 830.1648 | 0.01264 | 648.8073 | 0.00082187 | 829.4986 | 0.52507 | 830.1648 | 0.04857 | 641.9883 | 0.19231
| 649.401 | 0.0013749 | 649.039 | 0.00031355 | 553.1295 | 0 | 649.401 | 0.00064461 | 649.039 | -0.00042784 | 641.7355 | 2.8191e-05 | 649.039 | -0.00033227 | 555.0303 | 2.5818e-05 | 649.401 | 0 | 642.2144 | 0.00033541 | 649.401 | 0 | 649.401 | 0.0004413 | 649.401 | 0 | 649.401 | 0.026534 | 555.0303 | 2.6091e-05 | 649.401 | 0.22166 | 649.039 | 0.46483 | 830.3314 | 0.01178 | 649.039 | -0.00017938 | 829.6654 | 0.51826 | 830.3314 | 0.04895 | 642.2144 | 0.19042
| 649.6323 | 0.0017957 | 649.2707 | 0.00039636 | 553.2455 | 0.0012 | 649.6323 | 0.0014408 | 649.2707 | 0.0003029 | 641.965 | 0.00039242 | 649.2707 | 0.00060399 | 555.1486 | 1.2904e-05 | 649.6323 | 0.00066937 | 642.4406 | 0.0015909 | 649.6323 | 0.00079203 | 649.6323 | 0.00097636 | 649.6323 | 0.0011519 | 649.6323 | 0.026492 | 555.1486 | 1.2408e-05 | 649.6323 | 0.21338 | 649.2707 | 0.47551 | 830.4979 | 0.01004 | 649.2707 | 0.0012529 | 829.8321 | 0.52657 | 830.4979 | 0.04955 | 642.4406 | 0.18936
| 649.8637 | 0.0013987 | 649.5025 | 0.0004514 | 553.3615 | 0 | 649.8637 | -0.00015596 | 649.5025 | -0.00051051 | 642.1945 | 0.00015814 | 649.5025 | -0.00025748 | 555.2669 | 2.6423e-05 | 649.8637 | 0 | 642.6667 | 0.0010619 | 649.8637 | 0 | 649.8637 | 0.00052982 | 649.8637 | 0.00019387 | 649.8637 | 0.024939 | 555.2669 | 2.7375e-05 | 649.8637 | 0.2036 | 649.5024 | 0.48112 | 830.6645 | 0.01259 | 649.5025 | -0.0010851 | 829.9989 | 0.52058 | 830.6645 | 0.04984 | 642.6667 | 0.18638
| 650.0952 | 0.0024119 | 649.7342 | 0.00045063 | 553.4776 | 0.00191 | 650.0952 | 0.0010045 | 649.7342 | 0.00079736 | 642.424 | 0.00034513 | 649.7342 | 0.00066348 | 555.3851 | 1.3744e-05 | 650.0951 | 0.00080233 | 642.8929 | 0.00096756 | 650.0951 | 0.001277 | 650.0952 | 0.0012942 | 650.0951 | 0.0013608 | 650.0951 | 0.025168 | 555.3851 | 1.4967e-05 | 650.0951 | 0.19915 | 649.7342 | 0.49876 | 830.8311 | 0.01352 | 649.7342 | 1.6128e-05 | 830.1656 | 0.53017 | 830.8311 | 0.04986 | 642.8929 | 0.19049
| 650.3265 | 0.0020638 | 649.9659 | 0.00037288 | 553.5936 | 0 | 650.3265 | 0.00013485 | 649.9659 | -0.00051385 | 642.6535 | 0.00026857 | 649.9659 | -0.00028485 | 555.5034 | 2.8271e-05 | 650.3265 | 0 | 643.1191 | 0.00084944 | 650.3265 | 0 | 650.3265 | 0.0005252 | 650.3265 | 8.579e-05 | 650.3265 | 0.023028 | 555.5034 | 2.6727e-05 | 650.3265 | 0.19062 | 649.9659 | 0.50435 | 830.9977 | 0.00937 | 649.9659 | -0.00039338 | 830.3324 | 0.5262 | 830.9977 | 0.04984 | 643.1191 | 0.18488
| 650.5579 | 0.0013763 | 650.1977 | 0.00051267 | 553.7097 | 0.00032946 | 650.5579 | 0.0010582 | 650.1977 | 0.00015267 | 642.883 | 0.00033348 | 650.1977 | 0.00065596 | 555.6217 | 1.4741e-05 | 650.5579 | 0.00076914 | 643.3453 | 0.0017455 | 650.5579 | 0.00093237 | 650.5579 | 0.0010744 | 650.5579 | 0.0012413 | 650.5579 | 0.023351 | 555.6217 | 1.198e-05 | 650.5579 | 0.18357 | 650.1977 | 0.51555 | 831.1642 | 0.01053 | 650.1977 | 0.00075949 | 830.4992 | 0.52385 | 831.1642 | 0.04989 | 643.3453 | 0.18374
| 650.7894 | 0.001327 | 650.4295 | 0.00049299 | 553.8257 | 0 | 650.7894 | 0.00044222 | 650.4295 | -0.00078741 | 643.1125 | -2.019e-05 | 650.4295 | -0.00012685 | 555.74 | 2.6804e-05 | 650.7894 | 0 | 643.5715 | 0.0012101 | 650.7894 | 0 | 650.7894 | 0.0006525 | 650.7894 | 0 | 650.7894 | 0.02189 | 555.74 | 2.4378e-05 | 650.7894 | 0.175 | 650.4295 | 0.52014 | 831.3308 | 0.00819 | 650.4295 | -0.0013281 | 830.6659 | 0.53182 | 831.3308 | 0.05014 | 643.5715 | 0.18138
| 651.0208 | 0.002401 | 650.6613 | 0.00054595 | 553.9418 | 0.0006936 | 651.0208 | 0.00084798 | 650.6613 | 0.00043378 | 643.3421 | 0.00043217 | 650.6613 | 0.00066687 | 555.8583 | 1.2209e-05 | 651.0208 | 0.00096524 | 643.7978 | 0.000512 | 651.0208 | 0.0012458 | 651.0208 | 0.0011839 | 651.0208 | 0.0015304 | 651.0208 | 0.022081 | 555.8583 | 1.2837e-05 | 651.0208 | 0.17001 | 650.6613 | 0.53369 | 831.4974 | 0.0089 | 650.6613 | -1.2315e-06 | 830.8327 | 0.53105 | 831.4974 | 0.05046 | 643.7978 | 0.17779
| 651.2523 | 0.0013663 | 650.893 | 0.00042218 | 554.0579 | 0 | 651.2523 | 0.00019022 | 650.893 | -0.00085058 | 643.5716 | 6.0991e-05 | 650.893 | -0.00026708 | 555.9765 | 2.658e-05 | 651.2522 | 0 | 644.024 | 0.00032186 | 651.2522 | 1.3979e-05 | 651.2523 | 0.00044272 | 651.2522 | 0.00022964 | 651.2522 | 0.020339 | 555.9765 | 2.3741e-05 | 651.2523 | 0.16232 | 650.8931 | 0.54051 | 831.664 | 0.01051 | 650.893 | -0.0017193 | 830.9995 | 0.53036 | 831.664 | 0.0509 | 644.024 | 0.18114
| 651.4837 | 0.0022336 | 651.1249 | 0.00039201 | 554.1739 | 0.00060691 | 651.4837 | 0.0016701 | 651.1249 | 0.00033921 | 643.8011 | 0.00034425 | 651.1249 | 0.00063749 | 556.0948 | 1.4494e-05 | 651.4837 | 0.00057745 | 644.2502 | 0.0017685 | 651.4837 | 0.00049166 | 651.4837 | 0.00075131 | 651.4837 | 0.00082695 | 651.4837 | 0.020552 | 556.0948 | 1.1651e-05 | 651.4837 | 0.15752 | 651.1249 | 0.55539 | 831.8306 | 0.00993 | 651.1249 | 0.00082277 | 831.1662 | 0.53247 | 831.8306 | 0.05114 | 644.2502 | 0.17985
| 651.7151 | 0.0020903 | 651.3567 | 0.00028613 | 554.29 | 0 | 651.7151 | 3.0725e-05 | 651.3567 | -0.00011707 | 644.0308 | 6.0137e-05 | 651.3567 | -0.0002396 | 556.2131 | 2.7902e-05 | 651.7152 | 0 | 644.4765 | 0.00069557 | 651.7152 | 0.00020461 | 651.7151 | 0.00039816 | 651.7152 | 0.00024013 | 651.7152 | 0.018993 | 556.2131 | 2.3203e-05 | 651.7151 | 0.15136 | 651.3567 | 0.56396 | 831.9972 | 0.01074 | 651.3567 | -0.0014982 | 831.333 | 0.53004 | 831.9972 | 0.05148 | 644.4765 | 0.18174
| 651.9467 | 0.0025251 | 651.5885 | 0.00050909 | 554.4061 | 0.00039883 | 651.9467 | 0.0013404 | 651.5885 | 0.00071764 | 644.2603 | 0.00040348 | 651.5885 | 0.00058863 | 556.3314 | 1.3408e-05 | 651.9467 | 0.0005319 | 644.7028 | 0.0012445 | 651.9467 | 0.0010344 | 651.9467 | 0.0011329 | 651.9467 | 0.0012247 | 651.9467 | 0.01896 | 556.3314 | 1.2079e-05 | 651.9467 | 0.14622 | 651.5885 | 0.57253 | 832.1638 | 0.01046 | 651.5885 | 0.00051195 | 831.4998 | 0.53431 | 832.1638 | 0.05161 | 644.7028 | 0.18236
| 652.1782 | 0.001962 | 651.8203 | 0.00025901 | 554.5222 | 0 | 652.1782 | 0.00022318 | 651.8203 | -0.00045525 | 644.4899 | 0.00010988 | 651.8203 | -0.0002809 | 556.4497 | 2.8473e-05 | 652.1781 | 0 | 644.929 | 0.00030507 | 652.1781 | 0 | 652.1782 | 0.00023215 | 652.1781 | 0 | 652.1781 | 0.017469 | 556.4497 | 2.2884e-05 | 652.1782 | 0.13963 | 651.8203 | 0.58142 | 832.3304 | 0.00828 | 651.8203 | -0.00031192 | 831.6666 | 0.53584 | 832.3304 | 0.05193 | 644.929 | 0.18052
| 652.4097 | 0.0024562 | 652.0522 | 0.00050855 | 554.6383 | 0.0016 | 652.4097 | 0.00058912 | 652.0522 | 0.00065527 | 644.7195 | 0.00040425 | 652.0522 | 0.00060503 | 556.568 | 1.5133e-05 | 652.4096 | 0.00063841 | 645.1553 | 0.0010569 | 652.4096 | 0.0010061 | 652.4097 | 0.00092375 | 652.4096 | 0.0010007 | 652.4096 | 0.017979 | 556.568 | 1.1332e-05 | 652.4097 | 0.13559 | 652.0522 | 0.59403 | 832.497 | 0.00964 | 652.0522 | 2.7669e-05 | 831.8334 | 0.53847 | 832.497 | 0.05198 | 645.1553 | 0.18063
| 652.6412 | 0.001602 | 652.284 | 0.0004946 | 554.7544 | 0 | 652.6412 | 0.00087326 | 652.284 | -0.00059611 | 644.9491 | 6.4892e-05 | 652.284 | -0.00031359 | 556.6863 | 2.8899e-05 | 652.6412 | 0 | 645.3816 | -0.0010856 | 652.6412 | 0.00011434 | 652.6412 | 0.00045394 | 652.6412 | 8.0833e-05 | 652.6412 | 0.016442 | 556.6863 | 2.3093e-05 | 652.6412 | 0.13088 | 652.284 | 0.61038 | 832.6636 | 0.00812 | 652.284 | 0.00090775 | 832.0002 | 0.53826 | 832.6636 | 0.05243 | 645.3816 | 0.17801
| 652.8727 | 0.0015343 | 652.5159 | 0.0004432 | 554.8705 | 0.00125 | 652.8727 | 0.00080115 | 652.5159 | 0.00016284 | 645.1787 | 0.00024485 | 652.5159 | 0.00057325 | 556.8047 | 1.3844e-05 | 652.8727 | 0.00090943 | 645.6078 | 0.0019821 | 652.8727 | 0.0012153 | 652.8727 | 0.0010329 | 652.8727 | 0.00066806 | 652.8727 | 0.016839 | 556.8047 | 1.198e-05 | 652.8727 | 0.12609 | 652.5159 | 0.62049 | 832.8303 | 0.00754 | 652.5159 | 0.00073101 | 832.167 | 0.53909 | 832.8303 | 0.05273 | 645.6078 | 0.17792
| 653.1042 | 0.0018115 | 652.7478 | 0.00036062 | 554.9866 | 0 | 653.1042 | 0.00029944 | 652.7478 | -0.00080841 | 645.4083 | 0.00011316 | 652.7478 | -0.00022195 | 556.923 | 2.7409e-05 | 653.1042 | 0 | 645.8342 | -0.00056544 | 653.1042 | 0.00021499 | 653.1042 | 0.00041834 | 653.1042 | 0.00024688 | 653.1042 | 0.01552 | 556.923 | 2.4169e-05 | 653.1042 | 0.11946 | 652.7478 | 0.62479 | 832.9969 | 0.0099 | 652.7478 | -0.00055694 | 832.3338 | 0.54312 | 832.9969 | 0.0533 | 645.8342 | 0.1729
| 653.3358 | 0.0022428 | 652.9797 | 0.00062143 | 555.1027 | 0.00036414 | 653.3358 | 0.0011441 | 652.9797 | 0.00043886 | 645.6379 | 0.00039325 | 652.9797 | 0.00061135 | 557.0413 | 1.3844e-05 | 653.3357 | 0.00060024 | 646.0605 | -8.8799e-05 | 653.3357 | 0.0010089 | 653.3358 | 0.001307 | 653.3357 | 0.0011945 | 653.3357 | 0.015741 | 557.0413 | 1.2408e-05 | 653.3357 | 0.11677 | 652.9796 | 0.64015 | 833.1635 | 0.01187 | 652.9797 | 0.00070224 | 832.5006 | 0.54621 | 833.1635 | 0.05335 | 646.0605 | 0.17381
| 653.5673 | 0.0018623 | 653.2115 | 0.00026359 | 555.2188 | 0 | 653.5673 | 0.00056484 | 653.2115 | -0.00066384 | 645.8676 | 0.00014581 | 653.2115 | -0.00032911 | 557.1596 | 2.6502e-05 | 653.5673 | 0 | 646.2868 | 0.00038312 | 653.5673 | 0 | 653.5673 | 0.00025775 | 653.5673 | 0.00016864 | 653.5673 | 0.014325 | 557.1596 | 2.4169e-05 | 653.5673 | 0.11114 | 653.2115 | 0.64221 | 833.3302 | 0.00897 | 653.2115 | -0.00057845 | 832.6674 | 0.54554 | 833.3302 | 0.05359 | 646.2868 | 0.17193
| 653.7989 | 0.0028767 | 653.4435 | 0.00049353 | 555.335 | 0.00149 | 653.7989 | 0.0010708 | 653.4435 | 0.00040473 | 646.0972 | 0.00052025 | 653.4435 | 0.0006426 | 557.2779 | 1.3116e-05 | 653.7989 | 0.00041999 | 646.5131 | 0.001045 | 653.7989 | 0.0010152 | 653.7989 | 0.00096248 | 653.7989 | 0.00072812 | 653.7989 | 0.014971 | 557.2779 | 1.1761e-05 | 653.7989 | 0.10821 | 653.4435 | 0.65366 | 833.4968 | 0.00904 | 653.4435 | 0.0015986 | 832.8342 | 0.55501 | 833.4968 | 0.05339 | 646.5131 | 0.16911
| 654.0305 | 0.00085061 | 653.6754 | 0.00019248 | 555.4511 | 0 | 654.0305 | 0.0009683 | 653.6754 | -0.00051415 | 646.3269 | 4.2881e-05 | 653.6754 | -0.0003789 | 557.3963 | 2.6569e-05 | 654.0304 | 0 | 646.7395 | -0.00032696 | 654.0304 | 0 | 654.0305 | 4.9022e-05 | 654.0304 | 0 | 654.0304 | 0.013482 | 557.3963 | 2.6091e-05 | 654.0305 | 0.10503 | 653.6754 | 0.67162 | 833.6634 | 0.00812 | 653.6754 | -0.00122 | 833.001 | 0.553 | 833.6634 | 0.05353 | 646.7395 | 0.16829
| 654.262 | 0.0019034 | 653.9073 | 0.00041147 | 555.5672 | 0.0018 | 654.262 | 0.0016794 | 653.9073 | 0.00062253 | 646.5566 | 0.0004089 | 653.9073 | 0.00077068 | 557.5146 | 1.3901e-05 | 654.262 | 0.00075104 | 646.9658 | 0.0025889 | 654.262 | 0.0010274 | 654.262 | 0.00083625 | 654.262 | 0.0010006 | 654.262 | 0.014049 | 557.5146 | 1.433e-05 | 654.262 | 0.10226 | 653.9073 | 0.68592 | 833.8301 | 0.01025 | 653.9073 | -0.00039373 | 833.1679 | 0.55153 | 833.8301 | 0.05336 | 646.9658 | 0.16983
| 654.4936 | 0.0005052 | 654.1392 | 0.00030219 | 555.6834 | 0 | 654.4936 | 0.00058608 | 654.1392 | -0.00084531 | 646.7863 | 9.4647e-05 | 654.1392 | -0.00039488 | 557.6329 | 2.7543e-05 | 654.4936 | 0 | 647.1922 | -0.00038194 | 654.4936 | 0 | 654.4936 | 1.6101e-05 | 654.4936 | 0 | 654.4936 | 0.012622 | 557.6329 | 2.9945e-05 | 654.4936 | 0.09687 | 654.1392 | 0.68699 | 833.9967 | 0.00733 | 654.1392 | -0.00032523 | 833.3347 | 0.548 | 833.9967 | 0.05373 | 647.1922 | 0.16585
| 654.7252 | 0.0015627 | 654.3712 | 0.00013192 | 555.7995 | 0.00192 | 654.7252 | 0.00039569 | 654.3712 | 0.00030063 | 647.0159 | 0.00024782 | 654.3712 | 0.00052655 | 557.7513 | 1.3901e-05 | 654.7252 | 0.00062876 | 647.4186 | 0.0012873 | 654.7252 | 0.00061521 | 654.7252 | 0.00085189 | 654.7252 | 0.00092378 | 654.7252 | 0.013167 | 557.7513 | 1.5615e-05 | 654.7252 | 0.09268 | 654.3712 | 0.69062 | 834.1633 | 0.00774 | 654.3712 | 0.001228 | 833.5015 | 0.55291 | 834.1633 | 0.05387 | 647.4186 | 0.16439
| 654.9568 | 0.00082639 | 654.6032 | 0.00042454 | 555.9157 | 0 | 654.9568 | -0.00011022 | 654.6032 | -0.00098322 | 647.2456 | 5.6661e-05 | 654.6032 | -0.00042142 | 557.8696 | 2.6726e-05 | 654.9568 | 0 | 647.645 | 6.7034e-06 | 654.9568 | 0 | 654.9568 | 0.00028376 | 654.9568 | 0.00010225 | 654.9568 | 0.011792 | 557.8696 | 2.6727e-05 | 654.9569 | 0.09036 | 654.6032 | 0.71552 | 834.33 | 0.00782 | 654.6032 | -8.092e-05 | 833.6684 | 0.55474 | 834.33 | 0.05432 | 647.645 | 0.16661
| 655.1885 | 0.0022499 | 654.8351 | 0.00044912 | 556.0318 | 0.00081498 | 655.1885 | 0.00068907 | 654.8351 | 0.00011458 | 647.4753 | 0.00040819 | 654.8351 | 0.00054882 | 557.9879 | 1.2825e-05 | 655.1885 | 0.00089226 | 647.8713 | 0.00075746 | 655.1885 | 0.00059859 | 655.1885 | 0.0011113 | 655.1885 | 0.0011951 | 655.1885 | 0.012411 | 557.9879 | 1.1124e-05 | 655.1885 | 0.08791 | 654.8351 | 0.72558 | 834.4966 | 0.00746 | 654.8351 | 0.00063125 | 833.8352 | 0.55789 | 834.4966 | 0.05445 | 647.8713 | 0.1672
| 655.4201 | 0.00016142 | 655.0671 | 0.00012654 | 556.148 | 0 | 655.4201 | 0.00024148 | 655.0671 | -0.0011503 | 647.7051 | -0.00014845 | 655.0671 | -0.00041176 | 558.1063 | 2.6703e-05 | 655.4201 | 0 | 648.0977 | -0.00091446 | 655.4201 | 0 | 655.4201 | 3.0784e-05 | 655.4201 | 0 | 655.4201 | 0.011105 | 558.1063 | 2.1599e-05 | 655.4201 | 0.08423 | 655.0671 | 0.74203 | 834.6633 | 0.00529 | 655.0671 | 0.00063306 | 834.002 | 0.5574 | 834.6633 | 0.05485 | 648.0977 | 0.16576
| 655.6517 | 0.0029026 | 655.2991 | 0.00043828 | 556.2642 | 0.00127 | 655.6517 | 0.0012889 | 655.2991 | 0.00037364 | 647.9348 | 0.00025091 | 655.2991 | 0.00053037 | 558.2246 | 1.408e-05 | 655.6518 | 0.0010568 | 648.3242 | 0.001661 | 655.6518 | 0.00095934 | 655.6517 | 0.0011341 | 655.6518 | 0.0011164 | 655.6518 | 0.01185 | 558.2246 | 1.0476e-05 | 655.6517 | 0.08187 | 655.2991 | 0.75079 | 834.83 | 0.00679 | 655.2991 | 0.00088426 | 834.1689 | 0.56507 | 834.83 | 0.05496 | 648.3242 | 0.1624
| 655.8834 | 0.00025988 | 655.5311 | 0.00010344 | 556.3803 | 0 | 655.8834 | -0.00010513 | 655.5311 | -0.00038476 | 648.1646 | -3.6802e-05 | 655.5311 | -0.0004805 | 558.343 | 2.7723e-05 | 655.8834 | 0 | 648.5505 | 0.00064778 | 655.8834 | 0 | 655.8834 | 1.3923e-05 | 655.8834 | 0 | 655.8834 | 0.010228 | 558.343 | 2.2236e-05 | 655.8834 | 0.07775 | 655.5311 | 0.76143 | 834.9966 | 0.00705 | 655.5311 | -0.001424 | 834.3357 | 0.55534 | 834.9966 | 0.05535 | 648.5505 | 0.16214
| 656.1151 | 0.0013989 | 655.7631 | 0.00050957 | 556.4965 | 0.00196 | 656.1151 | 0.00058979 | 655.7631 | 0.00041173 | 648.3943 | 0.00013684 | 655.7631 | 0.00054114 | 558.4613 | 1.3901e-05 | 656.1151 | 0.00075856 | 648.777 | 0.0010494 | 656.1151 | 0.0008593 | 656.1151 | 0.00089297 | 656.1151 | 0.00095444 | 656.1151 | 0.010853 | 558.4613 | 1.1761e-05 | 656.115 | 0.07547 | 655.7631 | 0.76951 | 835.1633 | 0.00856 | 655.7631 | 0.001624 | 834.5026 | 0.56853 | 835.1633 | 0.05548 | 648.777 | 0.16311
| 656.3467 | 0.00041618 | 655.9951 | 0.00023348 | 556.6127 | 0 | 656.3467 | -0.00047084 | 655.9951 | -0.00051023 | 648.624 | 0.00014794 | 655.9951 | -0.0003715 | 558.5797 | 2.6255e-05 | 656.3468 | 0 | 649.0034 | -0.000214 | 656.3468 | 0 | 656.3467 | 0.00027491 | 656.3468 | 0.00021626 | 656.3468 | 0.0097669 | 558.5797 | 2.8012e-05 | 656.3467 | 0.07231 | 655.9951 | 0.78313 | 835.33 | 0.00722 | 655.9951 | -0.00092211 | 834.6694 | 0.56712 | 835.33 | 0.05585 | 649.0034 | 0.15841
| 656.5784 | 0.0015373 | 656.2272 | 0.00021453 | 556.7289 | 0.00088435 | 656.5784 | 0.00024705 | 656.2272 | -0.00025512 | 648.8538 | 0.00023365 | 656.2272 | 0.00052318 | 558.698 | 1.2624e-05 | 656.5785 | 0.0005789 | 649.2299 | -0.00024021 | 656.5785 | 0.00099105 | 656.5784 | 0.00088548 | 656.5785 | 0.0010192 | 656.5785 | 0.010559 | 558.698 | 1.6252e-05 | 656.5784 | 0.07036 | 656.2272 | 0.79299 | 835.4966 | 0.0064 | 656.2272 | 9.9573e-05 | 834.8363 | 0.56971 | 835.4966 | 0.05578 | 649.2299 | 0.1562
| 656.8102 | 0.00069482 | 656.4592 | 4.8258e-05 | 556.8451 | 0 | 656.8102 | 0.00012388 | 656.4592 | -0.00047898 | 649.0836 | 6.3586e-06 | 656.4592 | -0.00031854 | 558.8164 | 2.4564e-05 | 656.8102 | 0 | 649.4563 | 0.00016038 | 656.8102 | 0 | 656.8102 | 0.00011145 | 656.8102 | 0 | 656.8102 | 0.0090349 | 558.8164 | 2.8012e-05 | 656.8102 | 0.06674 | 656.4592 | 0.80543 | 835.6633 | 0.00642 | 656.4592 | -0.0010887 | 835.0032 | 0.57304 | 835.6633 | 0.05593 | 649.4563 | 0.15586
| 657.0419 | 0.0013282 | 656.6913 | 0.000317 | 556.9613 | 0.0017 | 657.0419 | 0.00025331 | 656.6913 | -0.00016945 | 649.3134 | 0.00026497 | 656.6913 | 0.00061333 | 558.9348 | 1.2075e-05 | 657.0419 | 0.00055119 | 649.6828 | 0.0012709 | 657.0419 | 0.0010212 | 657.0419 | 0.00090795 | 657.0419 | 0.0012452 | 657.0419 | 0.009715 | 558.9348 | 1.1761e-05 | 657.0419 | 0.06575 | 656.6913 | 0.81803 | 835.83 | 0.00717 | 656.6913 | 0.00027963 | 835.17 | 0.57229 | 835.83 | 0.05576 | 649.6828 | 0.15652
| 657.2736 | 0.00044172 | 656.9233 | 0.00022449 | 557.0775 | 0 | 657.2736 | 0.00010326 | 656.9233 | -0.00088454 | 649.5432 | 8.858e-05 | 656.9233 | -0.0003701 | 559.0531 | 2.4777e-05 | 657.2736 | 0 | 649.9092 | -0.0013322 | 657.2736 | 0 | 657.2736 | 0.00024723 | 657.2736 | 8.9218e-05 | 657.2736 | 0.0086907 | 559.0531 | 2.4806e-05 | 657.2736 | 0.06301 | 656.9233 | 0.83468 | 835.9967 | 0.00809 | 656.9233 | -0.00089954 | 835.3369 | 0.5684 | 835.9967 | 0.05625 | 649.9092 | 0.15737
| 657.5053 | 0.0019448 | 657.1554 | 0.00031482 | 557.1937 | 0.00156 | 657.5053 | 0.0008141 | 657.1554 | 0.00022521 | 649.7729 | 0.00030526 | 657.1554 | 0.00047923 | 559.1715 | 1.278e-05 | 657.5053 | 0.00034325 | 650.1357 | 0.00085859 | 657.5053 | 0.00086231 | 657.5053 | 0.00087178 | 657.5053 | 0.00086151 | 657.5053 | 0.0090981 | 559.1715 | 1.3045e-05 | 657.5053 | 0.0615 | 657.1554 | 0.84865 | 836.1634 | 0.00795 | 657.1554 | 0.001392 | 835.5038 | 0.58139 | 836.1634 | 0.05637 | 650.1357 | 0.15636
| 657.7371 | 0.00033358 | 657.3875 | -0.00013227 | 557.3099 | 0 | 657.7371 | -0.00058015 | 657.3875 | -0.00046308 | 650.0028 | -0.00012507 | 657.3875 | -0.00047839 | 559.2899 | 2.6882e-05 | 657.7371 | 0 | 650.3622 | 0.0002758 | 657.7371 | 0 | 657.7371 | 0.00017336 | 657.7371 | 0 | 657.7371 | 0.0076785 | 559.2899 | 2.3741e-05 | 657.7371 | 0.05754 | 657.3875 | 0.85341 | 836.33 | 0.0077 | 657.3875 | -0.00038569 | 835.6707 | 0.57368 | 836.33 | 0.05687 | 650.3622 | 0.1554
| 657.9688 | 0.00078189 | 657.6196 | 0.00015841 | 557.4262 | 0.00187 | 657.9688 | -0.00038726 | 657.6196 | 6.5853e-06 | 650.2326 | 0.00026628 | 657.6196 | 0.00048305 | 559.4083 | 1.4192e-05 | 657.9688 | 0.00036563 | 650.5887 | -0.00063248 | 657.9688 | 0.00037184 | 657.9688 | 0.00072703 | 657.9688 | 0.00071326 | 657.9688 | 0.0083154 | 559.4083 | 1.0695e-05 | 657.9688 | 0.05701 | 657.6196 | 0.86478 | 836.4967 | 0.0064 | 657.6196 | 0.00026351 | 835.8375 | 0.57701 | 836.4967 | 0.05683 | 650.5887 | 0.15727
| 658.2006 | 0.00031883 | 657.8517 | 1.2456e-05 | 557.5424 | 0 | 658.2006 | 7.6424e-06 | 657.8517 | -0.00043926 | 650.4625 | -3.7273e-05 | 657.8517 | -0.00034779 | 559.5266 | 2.7611e-05 | 658.2006 | 0 | 650.8152 | 0.00019909 | 658.2006 | 0 | 658.2006 | 0.00014393 | 658.2006 | 0 | 658.2006 | 0.0073369 | 559.5266 | 2.4378e-05 | 658.2006 | 0.05404 | 657.8517 | 0.8701 | 836.6634 | 0.00652 | 657.8517 | -0.00081896 | 836.0044 | 0.57576 | 836.6634 | 0.05728 | 650.8152 | 0.15294
| 658.4324 | 0.0011958 | 658.0838 | 0.00017575 | 557.6586 | 0.00144 | 658.4324 | 0.00055712 | 658.0838 | 0.00048334 | 650.6923 | 0.00026313 | 658.0838 | 0.00037583 | 559.645 | 1.3553e-05 | 658.4324 | 0.00054473 | 651.0417 | 0.0013822 | 658.4324 | 0.00067333 | 658.4324 | 0.00081972 | 658.4324 | 0.00096015 | 658.4324 | 0.0079613 | 559.645 | 1.5186e-05 | 658.4324 | 0.05288 | 658.0838 | 0.87397 | 836.8301 | 0.00663 | 658.0838 | -0.00012762 | 836.1713 | 0.58569 | 836.8301 | 0.05748 | 651.0417 | 0.15473
| 658.6641 | -0.00046191 | 658.3159 | 7.1196e-05 | 557.7749 | 0 | 658.6641 | -1.6411e-05 | 658.3159 | -0.0005799 | 650.9222 | -3.6291e-05 | 658.3159 | -0.00032544 | 559.7634 | 2.7073e-05 | 658.6641 | 0 | 651.2682 | 0.00032579 | 658.6641 | 0 | 658.6641 | 8.4289e-05 | 658.6641 | 0 | 658.6641 | 0.0066132 | 559.7634 | 2.6947e-05 | 658.6641 | 0.04994 | 658.316 | 0.87257 | 836.9968 | 0.00686 | 658.3159 | 0.00057835 | 836.3382 | 0.5826 | 836.9968 | 0.05808 | 651.2682 | 0.15496
| 658.8959 | 0.0014483 | 658.5481 | 0.0001263 | 557.8911 | 0.00111 | 658.8959 | -0.00027524 | 658.5481 | -0.00026387 | 651.152 | 0.00022634 | 658.5481 | 0.00036691 | 559.8818 | 1.3688e-05 | 658.8959 | 0.00019053 | 651.4948 | 0.00099112 | 658.8959 | 0.00042993 | 658.8959 | 0.00065629 | 658.8959 | 0.00069892 | 658.8959 | 0.0076042 | 559.8818 | 1.3474e-05 | 658.8959 | 0.0498 | 658.5481 | 0.89569 | 837.1635 | 0.00707 | 658.5481 | 0.00031243 | 836.5051 | 0.59055 | 837.1635 | 0.05825 | 651.4948 | 0.14829
| 659.1277 | 0.00092375 | 658.7802 | 2.855e-05 | 558.0074 | 0 | 659.1277 | 0.00036037 | 658.7802 | -0.00071923 | 651.3819 | -9.1528e-05 | 658.7802 | -0.00038323 | 560.0002 | 2.7353e-05 | 659.1278 | 0 | 651.7214 | -4.5031e-05 | 659.1278 | 0 | 659.1277 | 2.3697e-05 | 659.1278 | 0 | 659.1278 | 0.0065673 | 560.0002 | 2.6947e-05 | 659.1277 | 0.04724 | 658.7802 | 0.90557 | 837.3302 | 0.0065 | 658.7802 | -1.6996e-05 | 836.672 | 0.58538 | 837.3302 | 0.05864 | 651.7214 | 0.14862
| 659.3596 | 0.00099852 | 659.0124 | 0.00025549 | 558.1236 | 0.00095371 | 659.3596 | 0.00052903 | 659.0124 | 0.00057066 | 651.6118 | 0.00018469 | 659.0124 | 0.00051593 | 560.1186 | 1.3789e-05 | 659.3596 | 0.00072553 | 651.9479 | 0.00098805 | 659.3596 | 0.00083703 | 659.3596 | 0.00084772 | 659.3596 | 0.0010222 | 659.3596 | 0.0071957 | 560.1186 | 1.5505e-05 | 659.3596 | 0.04613 | 659.0124 | 0.9171 | 837.4969 | 0.00631 | 659.0124 | 0.0018522 | 836.8389 | 0.58767 | 837.4969 | 0.0587 | 651.9479 | 0.15221
| 659.5914 | 0.0012916 | 659.2446 | -2.1022e-05 | 558.2399 | 0 | 659.5914 | -0.00014257 | 659.2446 | -0.00087346 | 651.8417 | 4.2464e-05 | 659.2446 | -0.00052992 | 560.237 | 2.6603e-05 | 659.5914 | 0 | 652.1744 | -0.0011349 | 659.5914 | 0 | 659.5914 | 0 | 659.5914 | 0 | 659.5914 | 0.006093 | 560.237 | 3.0263e-05 | 659.5914 | 0.04314 | 659.2446 | 0.91645 | 837.6637 | 0.00624 | 659.2446 | -0.00090763 | 837.0058 | 0.59276 | 837.6637 | 0.05915 | 652.1744 | 0.15055
| 659.8232 | 0.0012366 | 659.4767 | 0.00028955 | 558.3561 | 0.00095371 | 659.8232 | 0.00060188 | 659.4767 | 0.00035482 | 652.0716 | 6.3363e-05 | 659.4767 | 0.00041728 | 560.3554 | 1.2937e-05 | 659.8232 | 0.00042089 | 652.4011 | 0.00038588 | 659.8232 | 0.00071371 | 659.8232 | 0.00085997 | 659.8232 | 0.00054912 | 659.8232 | 0.0066171 | 560.3554 | 1.5285e-05 | 659.8232 | 0.04302 | 659.4767 | 0.93186 | 837.8304 | 0.00499 | 659.4767 | 0.0012496 | 837.1727 | 0.59521 | 837.8304 | 0.05927 | 652.4011 | 0.15155
| 660.0551 | 0.00039738 | 659.7089 | 5.2404e-05 | 558.4724 | 0 | 660.0551 | -0.00070721 | 659.7089 | -0.00010061 | 652.3015 | -0.00013462 | 659.7089 | -0.00031147 | 560.4738 | 2.6815e-05 | 660.0551 | 0 | 652.6276 | 0.00037652 | 660.0551 | 0 | 660.0551 | 0.00016698 | 660.0551 | 0 | 660.0551 | 0.0056333 | 560.4738 | 3.0582e-05 | 660.0551 | 0.04123 | 659.7089 | 0.94596 | 837.9971 | 0.00731 | 659.7089 | 0.0011271 | 837.3397 | 0.59596 | 837.9971 | 0.05966 | 652.6276 | 0.14999
| 660.2869 | 0.0014869 | 659.9411 | 0.0002353 | 558.5887 | 0.0016 | 660.2869 | 0.00069548 | 659.9411 | 0.00016333 | 652.5314 | 0.00014184 | 659.9411 | 0.00045552 | 560.5922 | 1.4024e-05 | 660.2869 | 0.00022291 | 652.8542 | 0.0018181 | 660.2869 | 0.00065984 | 660.2869 | 0.00065626 | 660.2869 | 0.00061515 | 660.2869 | 0.0062816 | 560.5922 | 1.5823e-05 | 660.2869 | 0.0407 | 659.9411 | 0.95567 | 838.1638 | 0.0052 | 659.9411 | 0.0011641 | 837.5066 | 0.59945 | 838.1638 | 0.05973 | 652.8542 | 0.14764
| 660.5188 | 0.001141 | 660.1733 | 0.00021288 | 558.705 | 0 | 660.5188 | -0.00048108 | 660.1733 | -0.00033164 | 652.7614 | -2.868e-05 | 660.1733 | -0.00032223 | 560.7106 | 2.6625e-05 | 660.5188 | 0 | 653.0808 | 2.245e-05 | 660.5188 | 0 | 660.5188 | 0.00019607 | 660.5188 | 0 | 660.5188 | 0.0057282 | 560.7106 | 2.6947e-05 | 660.5188 | 0.03799 | 660.1733 | 0.95903 | 838.3306 | 0.00538 | 660.1733 | 0.00029415 | 837.6735 | 0.59762 | 838.3306 | 0.06034 | 653.0808 | 0.14809
| 660.7507 | 0.0012335 | 660.4056 | 0.00013172 | 558.8213 | 0.00102 | 660.7507 | -1.1517e-05 | 660.4056 | 0.00046391 | 652.9913 | -4.7996e-06 | 660.4056 | 0.0004138 | 560.829 | 1.2747e-05 | 660.7507 | 0.00039768 | 653.3074 | 0.0010124 | 660.7507 | 0.00033887 | 660.7507 | 0.00062887 | 660.7507 | 0.00046763 | 660.7507 | 0.0059845 | 560.829 | 1.1552e-05 | 660.7507 | 0.03752 | 660.4056 | 0.96295 | 838.4973 | 0.0079 | 660.4056 | 3.3204e-05 | 837.8405 | 0.60407 | 838.4973 | 0.06058 | 653.3074 | 0.14783
| 660.9826 | 0.0011412 | 660.6378 | 0.00021051 | 558.9376 | 0 | 660.9826 | -0.00028502 | 660.6378 | -0.00030324 | 653.2213 | -8.7749e-06 | 660.6378 | -0.00030295 | 560.9474 | 2.5662e-05 | 660.9826 | 0 | 653.5341 | -0.00036323 | 660.9826 | 0 | 660.9826 | 0.00020577 | 660.9826 | 0 | 660.9826 | 0.0049833 | 560.9474 | 2.5662e-05 | 660.9826 | 0.03601 | 660.6378 | 0.97307 | 838.664 | 0.00466 | 660.6378 | -0.00056779 | 838.0074 | 0.6029 | 838.664 | 0.06129 | 653.5341 | 0.14581
| 661.2145 | 0.0010353 | 660.87 | 0.00016503 | 559.0539 | 0.00071094 | 661.2145 | 0.00042832 | 660.87 | 0.00051477 | 653.4512 | 0.0001318 | 660.87 | 0.00046718 | 561.0659 | 1.3016e-05 | 661.2145 | 0.00055069 | 653.7607 | 0.0010657 | 661.2145 | 0.00067255 | 661.2145 | 0.00075163 | 661.2145 | 0.00072268 | 661.2145 | 0.0057976 | 561.0659 | 1.4758e-05 | 661.2145 | 0.03505 | 660.87 | 0.97948 | 838.8308 | 0.00615 | 660.87 | 0.00062042 | 838.1743 | 0.60899 | 838.8308 | 0.06137 | 653.7607 | 0.14565
| 661.4464 | 0.00079791 | 661.1023 | 2.3622e-06 | 559.1702 | 0 | 661.4464 | -1.3265e-05 | 661.1023 | -0.00061701 | 653.6812 | 8.0334e-06 | 661.1023 | -0.00039732 | 561.1843 | 2.4306e-05 | 661.4464 | 0 | 653.9873 | -0.00078933 | 661.4464 | 0 | 661.4464 | 0.0001433 | 661.4464 | 0 | 661.4464 | 0.0048293 | 561.1843 | 2.7584e-05 | 661.4464 | 0.03367 | 661.1023 | 0.99724 | 838.9975 | 0.00439 | 661.1023 | -0.00087371 | 838.3413 | 0.6064 | 838.9975 | 0.062 | 653.9873 | 0.14851
| 661.6783 | 0.0019064 | 661.3346 | 0.00023836 | 559.2865 | 0.00147 | 661.6783 | -0.00035845 | 661.3346 | 7.4098e-05 | 653.9111 | 0.00026975 | 661.3346 | 0.00041141 | 561.3027 | 1.156e-05 | 661.6783 | 0.00038605 | 654.2139 | -0.00076892 | 661.6783 | 0.00063919 | 661.6783 | 0.00078241 | 661.6783 | 0.00055122 | 661.6783 | 0.0052681 | 561.3027 | 1.3254e-05 | 661.6783 | 0.03282 | 661.3346 | 0.98804 | 839.1642 | 0.00586 | 661.3346 | -0.00017319 | 838.5082 | 0.61431 | 839.1642 | 0.0621 | 654.2139 | 0.14485
| 661.9103 | 0.00086635 | 661.5668 | 8.6323e-05 | 559.4028 | 0 | 661.9103 | -0.00028124 | 661.5668 | -0.00060168 | 654.1412 | 1.9305e-05 | 661.5668 | -0.00032893 | 561.4211 | 2.5583e-05 | 661.9103 | 0 | 654.4406 | -0.00061298 | 661.9103 | 0 | 661.9103 | 0 | 661.9103 | 0 | 661.9103 | 0.004498 | 561.4211 | 2.5454e-05 | 661.9103 | 0.03116 | 661.5668 | 0.99419 | 839.331 | 0.00471 | 661.5668 | -0.001089 | 838.6752 | 0.60778 | 839.331 | 0.06278 | 654.4406 | 0.14169
| 662.1422 | 0.00010795 | 661.7991 | 0.00029124 | 559.5191 | 0.00123 | 662.1422 | -5.3299e-05 | 661.7991 | 9.0127e-05 | 654.3712 | 0.00021436 | 661.7991 | 0.00044868 | 561.5396 | 1.4348e-05 | 662.1422 | 0.00030287 | 654.6673 | 0.0010405 | 662.1422 | 0.00078047 | 662.1422 | 0.00074478 | 662.1422 | 0.0007644 | 662.1422 | 0.005219 | 561.5396 | 1.2408e-05 | 662.1422 | 0.03048 | 661.7991 | 0.99233 | 839.4977 | 0.0052 | 661.7991 | 0.0018722 | 838.8421 | 0.61541 | 839.4977 | 0.06298 | 654.6673 | 0.14573
| 662.3741 | 0.00016147 | 662.0314 | 0.00027252 | 559.6355 | 0 | 662.3741 | -0.00077616 | 662.0314 | -0.00095409 | 654.6011 | -0.00015075 | 662.0314 | -0.00038821 | 561.658 | 2.7308e-05 | 662.3742 | 0 | 654.8939 | -0.00024173 | 662.3742 | 0 | 662.3741 | 0.00021458 | 662.3742 | 6.6032e-05 | 662.3742 | 0.0041843 | 561.658 | 2.6727e-05 | 662.3741 | 0.02891 | 662.0314 | 0.9942 | 839.6645 | 0.00459 | 662.0314 | -0.00063178 | 839.0091 | 0.61412 | 839.6645 | 0.06353 | 654.8939 | 0.143
| 662.6061 | 0.00057046 | 662.2637 | 0.00024682 | 559.7518 | 0.00088435 | 662.6061 | 0.0001312 | 662.2637 | 0.00043575 | 654.8312 | 0.00030059 | 662.2637 | 0.00043882 | 561.7764 | 1.3251e-05 | 662.6061 | 0.00055128 | 655.1206 | 0.00082154 | 662.6061 | 0.00064319 | 662.6061 | 0.00090776 | 662.6061 | 0.00057624 | 662.6061 | 0.0048356 | 561.7764 | 1.433e-05 | 662.6061 | 0.02881 | 662.2637 | 0.99874 | 839.8312 | 0.00679 | 662.2637 | 0.0016024 | 839.176 | 0.62651 | 839.8312 | 0.06354 | 655.1206 | 0.14249
| 662.8381 | 0.00082424 | 662.496 | 0.00024557 | 559.8682 | 0 | 662.8381 | -0.00081906 | 662.496 | -0.00073286 | 655.0612 | -0.00015257 | 662.496 | -0.00035787 | 561.8949 | 2.6603e-05 | 662.8381 | 0 | 655.3474 | 0.0008818 | 662.8381 | 0 | 662.8381 | 7.1113e-05 | 662.8381 | 0.00011702 | 662.8381 | 0.0038924 | 561.8949 | 2.5454e-05 | 662.8381 | 0.0271 | 662.496 | 1 | 839.998 | 0.0051 | 662.496 | -0.00033698 | 839.343 | 0.62168 | 839.998 | 0.0639 | 655.3474 | 0.13936
| 663.0701 | 0.00071396 | 662.7284 | 6.0702e-05 | 559.9845 | 0.00019074 | 663.0701 | 0.00013386 | 662.7284 | -0.0001715 | 655.2913 | 0.00011142 | 662.7284 | 0.00048271 | 562.0133 | 1.3464e-05 | 663.0701 | 0.00040149 | 655.574 | 0.0016803 | 663.0701 | 0.00049345 | 663.0701 | 0.00052988 | 663.0701 | 0.00062663 | 663.0701 | 0.0045597 | 562.0133 | 1.1124e-05 | 663.0701 | 0.02678 | 662.7283 | 0.99768 | 840.1648 | 0.00408 | 662.7284 | -0.00044771 | 839.51 | 0.62719 | 840.1648 | 0.06399 | 655.574 | 0.1411
| 663.3021 | 0.00023664 | 662.9607 | 0.00011188 | 560.1009 | 0 | 663.3021 | -0.00015494 | 662.9607 | -0.00063225 | 655.5213 | -0.00011085 | 662.9607 | -0.00038478 | 562.1318 | 2.6524e-05 | 663.3021 | 0 | 655.8007 | -0.0002309 | 663.3021 | 0 | 663.3021 | 1.8275e-06 | 663.3021 | 0 | 663.3021 | 0.0039089 | 562.1318 | 2.2884e-05 | 663.3021 | 0.02539 | 662.9607 | 0.99848 | 840.3315 | 0.00468 | 662.9607 | 7.5235e-05 | 839.6769 | 0.6239 | 840.3315 | 0.06439 | 655.8007 | 0.1396
| 663.5341 | 0.0015788 | 663.193 | 0.00026932 | 560.2172 | 0.0016 | 663.5341 | -8.3135e-05 | 663.193 | 0.00051493 | 655.7513 | 0.0003138 | 663.193 | 0.00043259 | 562.2502 | 1.3116e-05 | 663.5341 | 0.00062482 | 656.0275 | 0.00039068 | 663.5341 | 0.00096363 | 663.5341 | 0.00071427 | 663.5341 | 0.00076788 | 663.5341 | 0.004466 | 562.2502 | 1.2408e-05 | 663.5341 | 0.02533 | 663.193 | 0.99928 | 840.4983 | 0.00526 | 663.193 | 0.00065979 | 839.8439 | 0.62893 | 840.4983 | 0.06438 | 656.0275 | 0.13894
| 663.7661 | 0.0013262 | 663.4254 | -0.00010307 | 560.3336 | 0 | 663.7661 | -0.00073632 | 663.4254 | -0.00063811 | 655.9814 | -0.00017915 | 663.4254 | -0.00031422 | 562.3687 | 2.7073e-05 | 663.7661 | 0 | 656.2542 | -0.00016737 | 663.7661 | 0 | 663.7661 | 8.653e-05 | 663.7661 | 0 | 663.7661 | 0.0034828 | 562.3687 | 2.6091e-05 | 663.7661 | 0.02384 | 663.4254 | 0.99059 | 840.6651 | 0.0054 | 663.4254 | -0.00057775 | 840.0109 | 0.63224 | 840.6651 | 0.06455 | 656.2542 | 0.14014
| 663.9982 | 0.00064673 | 663.6578 | 0.00021041 | 560.4499 | 0.00095371 | 663.9982 | -0.00015294 | 663.6578 | -0.00012251 | 656.2115 | 7.6452e-05 | 663.6578 | 0.000425 | 562.4871 | 1.4057e-05 | 663.9981 | 0.00045902 | 656.4809 | 0.00038224 | 663.9981 | 0.00048878 | 663.9982 | 0.00061258 | 663.9981 | 0.00052917 | 663.9981 | 0.0043158 | 562.4871 | 1.433e-05 | 663.9982 | 0.024 | 663.6577 | 0.99808 | 840.8319 | 0.00649 | 663.6578 | 0.0016646 | 840.1779 | 0.63461 | 840.8319 | 0.06458 | 656.4809 | 0.13842
| 664.2302 | 0.00036833 | 663.8901 | 0.00013111 | 560.5663 | 0 | 664.2302 | -0.00067556 | 663.8901 | -0.00063006 | 656.4416 | -7.5181e-05 | 663.8901 | -0.00029541 | 562.6056 | 2.6423e-05 | 664.2302 | 0 | 656.7076 | -0.00088572 | 664.2302 | 0 | 664.2302 | 4.6475e-05 | 664.2302 | 0 | 664.2302 | 0.0031352 | 562.6056 | 2.6299e-05 | 664.2302 | 0.02239 | 663.8901 | 0.97948 | 840.9986 | 0.00599 | 663.8901 | -0.00063068 | 840.3448 | 0.63102 | 840.9986 | 0.06506 | 656.7076 | 0.13466
| 664.4622 | 0.0013221 | 664.1225 | 0.00026129 | 560.6827 | 0.00172 | 664.4622 | -3.7288e-05 | 664.1225 | -0.0001243 | 656.6717 | 0.00014888 | 664.1225 | 0.00053765 | 562.724 | 1.2433e-05 | 664.4622 | 0.00041114 | 656.9344 | 0.00026665 | 664.4622 | 0.00098036 | 664.4622 | 0.00083069 | 664.4622 | 0.00084184 | 664.4622 | 0.0040002 | 562.724 | 1.2617e-05 | 664.4622 | 0.02229 | 664.1225 | 0.97543 | 841.1654 | 0.0063 | 664.1225 | -0.00013269 | 840.5118 | 0.64017 | 841.1654 | 0.06538 | 656.9344 | 0.13757
| 664.6943 | 0.00040574 | 664.3549 | 0.0001826 | 560.7991 | 0 | 664.6943 | -5.5042e-05 | 664.3549 | -0.00024639 | 656.9018 | -9.2928e-05 | 664.3549 | -0.00035988 | 562.8425 | 2.4754e-05 | 664.6943 | 0 | 657.1612 | -0.00024453 | 664.6943 | 0.00021166 | 664.6943 | 0.00037905 | 664.6943 | 0 | 664.6943 | 0.0033207 | 562.8425 | 2.1808e-05 | 664.6943 | 0.02105 | 664.3549 | 0.96811 | 841.3322 | 0.00452 | 664.3549 | -0.0006777 | 840.6788 | 0.63462 | 841.3322 | 0.06589 | 657.1612 | 0.13349
| 664.9264 | 0.00015631 | 664.5873 | 0.00018641 | 560.9155 | 0.00088435 | 664.9264 | 0.00012279 | 664.5873 | 0.00032407 | 657.1319 | 0.0002022 | 664.5873 | 0.00035185 | 562.961 | 1.2433e-05 | 664.9264 | 0.00037907 | 657.3879 | 0.00064412 | 664.9264 | 0.00028348 | 664.9264 | 0.0007263 | 664.9264 | 0.00054823 | 664.9264 | 0.0034555 | 562.961 | 9.4106e-06 | 664.9264 | 0.02072 | 664.5873 | 0.95891 | 841.499 | 0.00489 | 664.5873 | -0.00043515 | 840.8458 | 0.64675 | 841.499 | 0.06604 | 657.3879 | 0.13414
| 665.1584 | -3.6773e-05 | 664.8197 | 0.00024877 | 561.0319 | 0 | 665.1584 | -6.2744e-05 | 664.8197 | -0.000369 | 657.3621 | -0.00014186 | 664.8197 | -0.00026941 | 563.0794 | 2.5482e-05 | 665.1584 | 0 | 657.6147 | 5.4469e-05 | 665.1584 | 0.00010281 | 665.1584 | 0.00032148 | 665.1584 | 0.00015241 | 665.1584 | 0.00286 | 563.0794 | 2.3093e-05 | 665.1585 | 0.01936 | 664.8197 | 0.95038 | 841.6658 | 0.00548 | 664.8197 | -0.00042372 | 841.0128 | 0.64502 | 841.6658 | 0.06636 | 657.6147 | 0.13346
| 665.3906 | 0.0015461 | 665.0522 | 0.00027292 | 561.1483 | 0.00123 | 665.3906 | 0.00030282 | 665.0522 | 0.00026702 | 657.5922 | 0.000286 | 665.0522 | 0.0005103 | 563.1979 | 1.3139e-05 | 665.3905 | 0.00071585 | 657.8416 | 0.00013101 | 665.3905 | 0.00074773 | 665.3906 | 0.00082702 | 665.3905 | 0.00073707 | 665.3905 | 0.0037514 | 563.1979 | 1.3902e-05 | 665.3906 | 0.01946 | 665.0522 | 0.94135 | 841.8326 | 0.0048 | 665.0522 | 0.00044886 | 841.1798 | 0.64475 | 841.8326 | 0.06645 | 657.8415 | 0.13271
| 665.6226 | 0.00066718 | 665.2846 | 7.6277e-06 | 561.2647 | 0 | 665.6226 | -0.00095713 | 665.2846 | -0.00028366 | 657.8223 | -0.0001194 | 665.2846 | -0.00041462 | 563.3164 | 2.6412e-05 | 665.6226 | 0 | 658.0684 | 2.373e-05 | 665.6226 | 0 | 665.6226 | 4.0875e-05 | 665.6226 | 0 | 665.6226 | 0.0026917 | 563.3164 | 2.4806e-05 | 665.6226 | 0.01823 | 665.2846 | 0.929 | 841.9994 | 0.00524 | 665.2846 | -0.001093 | 841.3468 | 0.65002 | 841.9994 | 0.0668 | 658.0684 | 0.13023
| 665.8547 | 0.0012331 | 665.5171 | -5.9363e-05 | 561.3811 | 0.00057222 | 665.8547 | -9.8376e-05 | 665.5171 | -2.1697e-05 | 658.0525 | 0.00030526 | 665.5171 | 0.00039832 | 563.4349 | 1.3374e-05 | 665.8548 | 0.00033011 | 658.2952 | 0.00049162 | 665.8548 | 0.00078657 | 665.8547 | 0.00061163 | 665.8548 | 0.00010487 | 665.8548 | 0.003407 | 563.4349 | 1.1124e-05 | 665.8547 | 0.01861 | 665.5171 | 0.92138 | 842.1662 | 0.00519 | 665.5171 | 0.00081372 | 841.5139 | 0.65685 | 842.1662 | 0.06685 | 658.2952 | 0.12953
| 666.0869 | -0.00046961 | 665.7495 | 0.00011753 | 561.4975 | 0 | 666.0869 | -5.5702e-05 | 665.7495 | -0.00022673 | 658.2827 | -0.00021382 | 665.7495 | -0.00038681 | 563.5534 | 2.77e-05 | 666.0869 | 0 | 658.522 | -0.00021691 | 666.0869 | 0 | 666.0869 | 0.00010997 | 666.0869 | 0 | 666.0869 | 0.0026954 | 563.5534 | 2.2236e-05 | 666.0869 | 0.01693 | 665.7495 | 0.90669 | 842.333 | 0.0054 | 665.7495 | -0.0011195 | 841.6809 | 0.65842 | 842.333 | 0.0674 | 658.522 | 0.12828
| 666.319 | 0.001259 | 665.982 | 0.00025974 | 561.614 | 0.00114 | 666.319 | 0.00031858 | 665.982 | 0.00044121 | 658.5128 | 0.00012639 | 665.982 | 0.00040865 | 563.6718 | 1.4416e-05 | 666.319 | 0.00042826 | 658.7488 | 0.00074005 | 666.319 | 0.0004627 | 666.319 | 0.00061356 | 666.319 | 0.00057123 | 666.319 | 0.0034196 | 563.6718 | 1.1124e-05 | 666.319 | 0.01723 | 665.982 | 0.89405 | 842.4998 | 0.00512 | 665.982 | 0.0013392 | 841.8479 | 0.65265 | 842.4998 | 0.06761 | 658.7488 | 0.12899
| 666.5511 | 0.00055715 | 666.2145 | 0.00015385 | 561.7304 | 0 | 666.5511 | -0.00011089 | 666.2145 | -0.0007787 | 658.743 | -0.00018133 | 666.2145 | -0.00035763 | 563.7903 | 2.6054e-05 | 666.5512 | 0 | 658.9756 | 0.00033221 | 666.5512 | 0 | 666.5511 | 5.8834e-05 | 666.5512 | 0 | 666.5512 | 0.002508 | 563.7903 | 2.2236e-05 | 666.5512 | 0.01609 | 666.2145 | 0.87625 | 842.6666 | 0.00457 | 666.2145 | -0.000156 | 842.0149 | 0.66496 | 842.6666 | 0.06838 | 658.9756 | 0.12954
| 666.7833 | 0.0011081 | 666.447 | 0.00028877 | 561.8468 | 0.00137 | 666.7833 | 0.00055518 | 666.447 | 0.00041746 | 658.9732 | 2.4545e-05 | 666.447 | 0.00041362 | 563.9088 | 1.1683e-05 | 666.7833 | 0.00046316 | 659.2025 | 0.00034422 | 666.7833 | 0.00054428 | 666.7833 | 0.00081199 | 666.7833 | 0.00052223 | 666.7833 | 0.0029755 | 563.9088 | 1.1124e-05 | 666.7833 | 0.0163 | 666.447 | 0.86291 | 842.8334 | 0.00563 | 666.447 | 0.00016727 | 842.1819 | 0.66385 | 842.8334 | 0.06868 | 659.2025 | 0.13061
| 667.0155 | -0.00025805 | 666.6795 | -2.0758e-05 | 561.9633 | 0 | 667.0155 | -0.00079794 | 666.6795 | -0.00038714 | 659.2034 | -8.9217e-05 | 666.6795 | -0.00040283 | 564.0273 | 2.5662e-05 | 667.0155 | 0 | 659.4294 | -0.00032693 | 667.0155 | 0 | 667.0155 | 0 | 667.0155 | 0 | 667.0155 | 0.0023175 | 564.0273 | 1.9776e-05 | 667.0155 | 0.01499 | 666.6795 | 0.84562 | 843.0002 | 0.00617 | 666.6795 | -1.5864e-05 | 842.349 | 0.66498 | 843.0002 | 0.06952 | 659.4294 | 0.12508
| 667.2477 | 0.0016847 | 666.912 | 0.000126 | 562.0797 | 0.00168 | 667.2477 | 0.00019637 | 666.912 | 0.00024109 | 659.4337 | 7.1825e-05 | 666.912 | 0.00032372 | 564.1458 | 1.4001e-05 | 667.2477 | 0.00030331 | 659.6562 | 0.0013084 | 667.2477 | 0.00043671 | 667.2477 | 0.00051935 | 667.2477 | 0.00051879 | 667.2477 | 0.0029744 | 564.1458 | 8.6639e-06 | 667.2477 | 0.01545 | 666.912 | 0.82819 | 843.1671 | 0.00477 | 666.912 | 0.00056695 | 842.516 | 0.67271 | 843.1671 | 0.06985 | 659.6562 | 0.1271
| 667.4799 | 2.764e-05 | 667.1445 | 0.00012211 | 562.1962 | 0 | 667.4799 | 9.2079e-08 | 667.1445 | -0.00039488 | 659.6639 | -4.8863e-06 | 667.1445 | -0.00032223 | 564.2643 | 2.7062e-05 | 667.4798 | 0 | 659.8831 | 0.00047576 | 667.4798 | 0 | 667.4799 | 0.00011711 | 667.4798 | 0 | 667.4798 | 0.0021115 | 564.2643 | 2.0424e-05 | 667.4799 | 0.01412 | 667.1445 | 0.80965 | 843.3339 | 0.00369 | 667.1445 | -0.00071225 | 842.683 | 0.6696 | 843.3339 | 0.07048 | 659.8831 | 0.12546
| 667.712 | 0.00021275 | 667.377 | 0.00017683 | 562.3126 | 0.00156 | 667.712 | 0.00038251 | 667.377 | 0.00010658 | 659.8941 | 7.4624e-05 | 667.377 | 0.00045456 | 564.3828 | 1.3094e-05 | 667.712 | 0.00028722 | 660.11 | 0.00050895 | 667.712 | 0.00056006 | 667.712 | 0.0007052 | 667.712 | 0.00039807 | 667.712 | 0.0028948 | 564.3828 | 1.1761e-05 | 667.712 | 0.01469 | 667.377 | 0.78966 | 843.5007 | 0.00464 | 667.377 | 0.00064778 | 842.8501 | 0.66779 | 843.5007 | 0.07051 | 660.11 | 0.12408
| 667.9442 | 0.00067435 | 667.6096 | 4.7547e-06 | 562.4291 | 0 | 667.9442 | 0.00019432 | 667.6096 | -0.0009702 | 660.1243 | -5.477e-05 | 667.6096 | -0.0005066 | 564.5013 | 2.7219e-05 | 667.9442 | 0 | 660.3369 | -0.00028714 | 667.9442 | 0 | 667.9442 | 0 | 667.9442 | 0 | 667.9442 | 0.0020281 | 564.5013 | 2.0962e-05 | 667.9442 | 0.01309 | 667.6096 | 0.76971 | 843.6675 | 0.00563 | 667.6096 | -0.00091011 | 843.0171 | 0.67418 | 843.6675 | 0.07067 | 660.3369 | 0.12252
| 668.1765 | 0.001246 | 667.8421 | 0.0001079 | 562.5456 | 0.00109 | 668.1765 | -8.1162e-05 | 667.8421 | 0.00047078 | 660.3546 | 0.00020282 | 667.8421 | 0.00031104 | 564.6198 | 1.4158e-05 | 668.1765 | 0.00046065 | 660.5638 | 0.00048872 | 668.1765 | 0.00064547 | 668.1765 | 0.00069447 | 668.1765 | 0.0007653 | 668.1765 | 0.0026081 | 564.6198 | 9.191e-06 | 668.1765 | 0.0136 | 667.8421 | 0.75013 | 843.8344 | 0.00563 | 667.8421 | 0.00092943 | 843.1842 | 0.68239 | 843.8344 | 0.07058 | 660.5638 | 0.12255
| 668.4087 | 0.00081757 | 668.0747 | 3.4099e-05 | 562.6621 | 0 | 668.4087 | -0.00073087 | 668.0747 | -0.00041626 | 660.5848 | -0.00010143 | 668.0747 | -0.00038617 | 564.7383 | 2.7297e-05 | 668.4087 | 0 | 660.7907 | -4.2282e-05 | 668.4087 | 0 | 668.4087 | 0 | 668.4087 | 0 | 668.4087 | 0.0019289 | 564.7383 | 2.2884e-05 | 668.4087 | 0.01235 | 668.0747 | 0.72831 | 844.0012 | 0.00443 | 668.0747 | -0.00012399 | 843.3512 | 0.6824 | 844.0012 | 0.07099 | 660.7907 | 0.12058
| 668.6409 | 0.00087216 | 668.3072 | 0.00026299 | 562.7785 | 0.00137 | 668.6409 | 0.00032785 | 668.3072 | -0.00011467 | 660.8151 | 0.00010056 | 668.3072 | 0.00034216 | 564.8569 | 1.3172e-05 | 668.6409 | 0.00039289 | 661.0176 | 1.5311e-05 | 668.6409 | 0.00072883 | 668.6409 | 0.00060242 | 668.6409 | 0.00043879 | 668.6409 | 0.002799 | 564.8569 | 1.3682e-05 | 668.6409 | 0.01282 | 668.3072 | 0.70945 | 844.168 | 0.00666 | 668.3072 | 0.00092827 | 843.5183 | 0.68809 | 844.168 | 0.07128 | 661.0176 | 0.12132
| 668.8732 | 0.00072691 | 668.5398 | 3.2617e-05 | 562.895 | 0 | 668.8732 | -0.00046563 | 668.5398 | -0.00064924 | 661.0454 | -0.00010214 | 668.5398 | -0.00043738 | 564.9754 | 2.4821e-05 | 668.8732 | 0 | 661.2446 | -5.3333e-05 | 668.8732 | 0 | 668.8732 | 0 | 668.8732 | 0 | 668.8732 | 0.0016934 | 564.9754 | 2.4806e-05 | 668.8732 | 0.0116 | 668.5398 | 0.68851 | 844.3349 | 0.0054 | 668.5398 | -0.00096123 | 843.6853 | 0.69326 | 844.3349 | 0.07178 | 661.2446 | 0.11824
| 669.1054 | 0.0011438 | 668.7724 | 0.00020919 | 563.0115 | 0.00139 | 669.1054 | 0.00027649 | 668.7724 | 0.00042201 | 661.2757 | 0.00010421 | 668.7724 | 0.00033482 | 565.0939 | 1.184e-05 | 669.1054 | 0.00019168 | 661.4715 | 0.0018201 | 669.1054 | 0.00063649 | 669.1054 | 0.0005881 | 669.1054 | 0.00074677 | 669.1054 | 0.002408 | 565.0939 | 1.1124e-05 | 669.1054 | 0.01215 | 668.7724 | 0.66866 | 844.5017 | 0.00477 | 668.7724 | 0.00057847 | 843.8524 | 0.69873 | 844.5017 | 0.07196 | 661.4715 | 0.12009
| 669.3377 | 0.00032899 | 669.005 | 8.7983e-05 | 563.128 | 0 | 669.3377 | -4.421e-05 | 669.005 | -0.0006246 | 661.506 | -0.00010219 | 669.005 | -0.00024992 | 565.2124 | 2.4273e-05 | 669.3377 | 0 | 661.6984 | 0.00035129 | 669.3377 | 0 | 669.3377 | 3.5379e-06 | 669.3377 | 0 | 669.3377 | 0.0020626 | 565.2124 | 2.2236e-05 | 669.3377 | 0.01094 | 669.005 | 0.64742 | 844.6686 | 0.00381 | 669.005 | -0.0012773 | 844.0195 | 0.70286 | 844.6686 | 0.0724 | 661.6984 | 0.11916
| 669.57 | 0.0013402 | 669.2376 | 0.00032597 | 563.2445 | 0.00182 | 669.57 | -0.00062842 | 669.2376 | 0.00023803 | 661.7363 | 8.0703e-05 | 669.2376 | 0.00046808 | 565.3309 | 1.2624e-05 | 669.57 | 0.00075428 | 661.9254 | 0.00099048 | 669.57 | 0.00074364 | 669.57 | 0.00083957 | 669.57 | 0.00061686 | 669.57 | 0.0025541 | 565.3309 | 1.1124e-05 | 669.57 | 0.01149 | 669.2376 | 0.62688 | 844.8355 | 0.00573 | 669.2376 | 0.0011054 | 844.1866 | 0.71195 | 844.8355 | 0.07267 | 661.9254 | 0.11911
| 669.8022 | 0.00069573 | 669.4703 | 0.0001162 | 563.361 | 0 | 669.8022 | -0.00031328 | 669.4703 | -0.00080933 | 661.9666 | -7.5764e-05 | 669.4703 | -0.00045964 | 565.4495 | 2.3881e-05 | 669.8023 | 0 | 662.1523 | 0.00016694 | 669.8023 | 0 | 669.8022 | 0.0001343 | 669.8023 | 0 | 669.8023 | 0.0012108 | 565.4495 | 2.1599e-05 | 669.8022 | 0.01004 | 669.4703 | 0.60535 | 845.0023 | 0.00413 | 669.4703 | -0.00088314 | 844.3536 | 0.70442 | 845.0023 | 0.07306 | 662.1523 | 0.11629
| 670.0345 | 0.0015152 | 669.7029 | 0.0002332 | 563.4776 | 0.00225 | 670.0345 | 0.00027757 | 669.7029 | 4.7436e-05 | 662.197 | 0.00018335 | 669.7029 | 0.00041736 | 565.568 | 1.1481e-05 | 670.0346 | 0.00022341 | 662.3793 | 0.00079099 | 670.0346 | 0.00075276 | 670.0345 | 0.00053277 | 670.0346 | 0.00064067 | 670.0346 | 0.0019388 | 565.568 | 1.0476e-05 | 670.0345 | 0.0105 | 669.7029 | 0.58502 | 845.1692 | 0.0035 | 669.7029 | 9.2876e-05 | 844.5207 | 0.71547 | 845.1692 | 0.07321 | 662.3793 | 0.11704
| 670.2669 | 0.00036544 | 669.9355 | 0.00012018 | 563.5941 | 0 | 670.2669 | -0.0008392 | 669.9355 | -0.0004448 | 662.4273 | -7.712e-05 | 669.9355 | -0.00039355 | 565.6865 | 2.3858e-05 | 670.2669 | 0 | 662.6063 | 0.00035098 | 670.2669 | 3.1968e-05 | 670.2669 | 4.2192e-05 | 670.2669 | 0 | 670.2669 | 0.001637 | 565.6865 | 2.1599e-05 | 670.2669 | 0.00962 | 669.9355 | 0.56512 | 845.336 | 0.00432 | 669.9355 | -7.5525e-05 | 844.6878 | 0.71458 | 845.336 | 0.07353 | 662.6063 | 0.11606
| 670.4992 | 0.00085777 | 670.1682 | 0.00014218 | 563.7106 | 0.00147 | 670.4992 | -0.00014958 | 670.1682 | 0.00015696 | 662.6577 | 0.00022723 | 670.1682 | 0.00030033 | 565.8051 | 1.2433e-05 | 670.4992 | 0.00051018 | 662.8333 | 0.0007456 | 670.4992 | 0.00065146 | 670.4992 | 0.00069843 | 670.4992 | 0.00054324 | 670.4992 | 0.0018959 | 565.8051 | 1.1124e-05 | 670.4992 | 0.01002 | 670.1682 | 0.54455 | 845.5029 | 0.00686 | 670.1682 | -0.00030774 | 844.8549 | 0.72345 | 845.5029 | 0.07385 | 662.8333 | 0.11641
| 670.7316 | 0.00026977 | 670.4009 | 9.3597e-06 | 563.8271 | 0 | 670.7316 | -8.4336e-05 | 670.4009 | -0.001065 | 662.888 | -0.00015517 | 670.4009 | -0.00039835 | 565.9236 | 2.5068e-05 | 670.7315 | 0 | 663.0603 | 0.00030062 | 670.7315 | 0 | 670.7316 | 6.5482e-05 | 670.7315 | 0 | 670.7315 | 0.0012005 | 565.9236 | 2.3521e-05 | 670.7316 | 0.009 | 670.4009 | 0.52324 | 845.6698 | 0.00439 | 670.4009 | -0.0018009 | 845.022 | 0.72186 | 845.6698 | 0.07439 | 663.0603 | 0.11365
| 670.9639 | 0.00081539 | 670.6335 | 0.00019813 | 563.9437 | 0.00104 | 670.9639 | 0.0011055 | 670.6335 | 0.00030538 | 663.1183 | 0.00012511 | 670.6335 | 0.00033034 | 566.0421 | 1.2724e-05 | 670.9639 | 0.00032119 | 663.2874 | 0.00063898 | 670.9639 | 0.00083802 | 670.9639 | 0.00066019 | 670.9639 | 0.00043684 | 670.9639 | 0.0022009 | 566.0421 | 1.2408e-05 | 670.9639 | 0.00958 | 670.6335 | 0.50602 | 845.8366 | 0.00485 | 670.6335 | 0.00047871 | 845.1891 | 0.72727 | 845.8366 | 0.07475 | 663.2873 | 0.11416
| 671.1962 | 0.00018779 | 670.8662 | -8.3852e-05 | 564.0602 | 0 | 671.1962 | 1.2331e-05 | 670.8662 | -0.0003317 | 663.3488 | -0.00015394 | 670.8662 | -0.00045317 | 566.1607 | 2.6345e-05 | 671.1962 | 0 | 663.5143 | -0.00029689 | 671.1962 | 0 | 671.1962 | 6.6729e-05 | 671.1962 | 0 | 671.1962 | 0.0011345 | 566.1607 | 2.6091e-05 | 671.1962 | 0.00841 | 670.8662 | 0.4864 | 846.0035 | 0.0048 | 670.8662 | -0.0008981 | 845.3562 | 0.7311 | 846.0035 | 0.07527 | 663.5143 | 0.11257
| 671.4286 | 0.0016277 | 671.0989 | 0.00021904 | 564.1768 | 0.00137 | 671.4286 | 0.00028105 | 671.0989 | -1.5494e-05 | 663.5792 | 0.00023715 | 671.0989 | 0.00040661 | 566.2792 | 1.371e-05 | 671.4286 | 0.00040699 | 663.7414 | 0.0010516 | 671.4286 | 0.00072352 | 671.4286 | 0.00075888 | 671.4286 | 0.00072907 | 671.4286 | 0.0019917 | 566.2792 | 1.3682e-05 | 671.4286 | 0.00883 | 671.0989 | 0.46944 | 846.1704 | 0.00533 | 671.0989 | -0.00015762 | 845.5233 | 0.73579 | 846.1704 | 0.07554 | 663.7414 | 0.1149
| 671.6609 | 9.3741e-05 | 671.3316 | 3.4301e-05 | 564.2934 | 0 | 671.6609 | -0.00058758 | 671.3316 | -0.00067539 | 663.8095 | -9.5326e-05 | 671.3316 | -0.00035039 | 566.3978 | 2.658e-05 | 671.661 | 0 | 663.9684 | 0.00031812 | 671.661 | 0 | 671.6609 | 6.0241e-05 | 671.661 | 0 | 671.661 | 0.001135 | 566.3978 | 2.6727e-05 | 671.6609 | 0.00802 | 671.3316 | 0.45045 | 846.3373 | 0.00401 | 671.3316 | 0.00086272 | 845.6904 | 0.7431 | 846.3373 | 0.07605 | 663.9684 | 0.11389
| 671.8934 | 0.00099 | 671.5643 | 0.00014816 | 564.4099 | 0.00127 | 671.8934 | 0.00058052 | 671.5643 | 0.00038695 | 664.0399 | 0.00014171 | 671.5643 | 0.00036912 | 566.5163 | 1.3228e-05 | 671.8934 | 0.00047431 | 664.1955 | 0.00051947 | 671.8934 | 0.00049226 | 671.8934 | 0.0004231 | 671.8934 | 0.00019125 | 671.8934 | 0.0020409 | 566.5163 | 1.3045e-05 | 671.8934 | 0.00848 | 671.5643 | 0.43378 | 846.5041 | 0.00468 | 671.5643 | -6.9414e-05 | 845.8575 | 0.74985 | 846.5041 | 0.07635 | 664.1955 | 0.11486
| 672.1257 | -0.00038027 | 671.7971 | 0.00011424 | 564.5265 | 0 | 672.1257 | -0.00072649 | 671.7971 | -0.00032256 | 664.2704 | -8.7389e-05 | 671.7971 | -0.00040514 | 566.6349 | 2.649e-05 | 672.1258 | 0 | 664.4225 | 0.00050236 | 672.1258 | 0 | 672.1257 | 0.00024544 | 672.1258 | 0 | 672.1258 | 0.0010756 | 566.6349 | 2.2236e-05 | 672.1257 | 0.00767 | 671.7971 | 0.41596 | 846.671 | 0.00497 | 671.7971 | -0.0008803 | 846.0246 | 0.7543 | 846.671 | 0.07712 | 664.4226 | 0.11245
| 672.3582 | 0.00057327 | 672.0298 | 0.0001686 | 564.6431 | 0.00036414 | 672.3582 | -0.0001038 | 672.0298 | -0.00012324 | 664.5008 | 0.00026412 | 672.0298 | 0.00030009 | 566.7535 | 1.3587e-05 | 672.3582 | 0.00070149 | 664.6496 | 0.00053814 | 672.3582 | 0.00089714 | 672.3582 | 0.00066857 | 672.3582 | 0.0005317 | 672.3582 | 0.0019877 | 566.7535 | 9.191e-06 | 672.3582 | 0.00801 | 672.0298 | 0.40087 | 846.8379 | 0.00422 | 672.0298 | 0.00052608 | 846.1917 | 0.76455 | 846.8379 | 0.07759 | 664.6496 | 0.11234
| 672.5906 | 0.00055784 | 672.2625 | -8.4843e-05 | 564.7596 | 0 | 672.5906 | -0.00074725 | 672.2625 | -0.00048789 | 664.7312 | -6.6864e-05 | 672.2625 | -0.00040337 | 566.872 | 2.4833e-05 | 672.5906 | 0 | 664.8766 | -0.00089299 | 672.5906 | 0 | 672.5906 | 0 | 672.5906 | 0 | 672.5906 | 0.00087939 | 566.872 | 2.0315e-05 | 672.5906 | 0.00682 | 672.2625 | 0.38457 | 847.0048 | 0.00439 | 672.2625 | -0.00067429 | 846.3588 | 0.76568 | 847.0048 | 0.07832 | 664.8767 | 0.1115
| 672.823 | 0.00090992 | 672.4953 | 0.0001014 | 564.8762 | 0.00146 | 672.823 | 0.00038061 | 672.4953 | 0.00028476 | 664.9617 | 0.0001902 | 672.4953 | 0.00041938 | 566.9906 | 1.1582e-05 | 672.823 | 0.00065084 | 665.1038 | 0.00078048 | 672.823 | 0.00023606 | 672.823 | 0.00054431 | 672.823 | 0.00025116 | 672.823 | 0.001817 | 566.9906 | 1.1124e-05 | 672.823 | 0.00764 | 672.4953 | 0.37079 | 847.1717 | 0.00445 | 672.4953 | -0.0017208 | 846.526 | 0.77919 | 847.1717 | 0.07858 | 665.1038 | 0.11072
| 673.0554 | -0.0001281 | 672.7281 | 7.1438e-05 | 564.9928 | 0 | 673.0554 | -0.00013832 | 672.7281 | -0.00051029 | 665.1921 | -0.0001271 | 672.7281 | -0.00043193 | 567.1092 | 2.3466e-05 | 673.0554 | 0 | 665.3309 | 4.8327e-05 | 673.0554 | 0 | 673.0554 | 1.9933e-06 | 673.0554 | 0 | 673.0554 | 0.0012219 | 567.1092 | 2.4169e-05 | 673.0554 | 0.00651 | 672.7281 | 0.35459 | 847.3386 | 0.00394 | 672.7281 | -0.0023801 | 846.6931 | 0.7815 | 847.3386 | 0.0791 | 665.3309 | 0.10996
| 673.2879 | 0.001419 | 672.9608 | 0.00016431 | 565.1094 | 0.00192 | 673.2879 | 0.00018986 | 672.9608 | 0.00034465 | 665.4226 | 2.5445e-05 | 672.9608 | 0.00022413 | 567.2277 | 1.1963e-05 | 673.2879 | 0.00055428 | 665.558 | -7.659e-05 | 673.2879 | 0.0006362 | 673.2879 | 0.00047342 | 673.2879 | 0.00022823 | 673.2879 | 0.0016105 | 567.2277 | 1.3045e-05 | 673.2879 | 0.00719 | 672.9608 | 0.34291 | 847.5055 | 0.00452 | 672.9608 | 0.0010358 | 846.8602 | 0.78731 | 847.5055 | 0.07942 | 665.558 | 0.10968
| 673.5203 | 0.00068063 | 673.1936 | 3.1542e-05 | 565.226 | 0 | 673.5203 | 0.00022525 | 673.1936 | -0.00066235 | 665.6531 | -0.00010502 | 673.1936 | -0.00036383 | 567.3463 | 2.4855e-05 | 673.5203 | 0 | 665.7851 | 0.00036999 | 673.5203 | 0 | 673.5203 | 0 | 673.5203 | 0 | 673.5203 | 0.00097263 | 567.3463 | 2.4806e-05 | 673.5203 | 0.00595 | 673.1936 | 0.32759 | 847.6724 | 0.00515 | 673.1936 | -0.001329 | 847.0273 | 0.79188 | 847.6724 | 0.07988 | 665.7851 | 0.10735
| 673.7528 | 0.00077506 | 673.4264 | 0.00014348 | 565.3426 | 0.00153 | 673.7528 | 0.00044537 | 673.4264 | 9.5087e-05 | 665.8835 | 0.00023579 | 673.4264 | 0.00034312 | 567.4649 | 1.3094e-05 | 673.7528 | 0.00060336 | 666.0122 | 0.00041775 | 673.7528 | 0.00057638 | 673.7528 | 0.00060645 | 673.7528 | 0.00088993 | 673.7528 | 0.001581 | 567.4649 | 1.1761e-05 | 673.7528 | 0.00676 | 673.4264 | 0.31452 | 847.8393 | 0.00434 | 673.4264 | 0.00038602 | 847.1945 | 0.80245 | 847.8393 | 0.08027 | 666.0122 | 0.10835
| 673.9853 | 0.00016078 | 673.6592 | 9.4987e-05 | 565.4593 | 0 | 673.9853 | -0.00048105 | 673.6592 | -0.00084322 | 666.114 | -0.0001794 | 673.6592 | -0.00036862 | 567.5835 | 2.6703e-05 | 673.9853 | 0 | 666.2393 | 0.0015115 | 673.9853 | 0 | 673.9853 | 0.00019604 | 673.9853 | 0 | 673.9853 | 0.00093598 | 567.5835 | 2.6091e-05 | 673.9853 | 0.00565 | 673.6592 | 0.30227 | 848.0062 | 0.0041 | 673.6592 | -0.00060708 | 847.3616 | 0.80708 | 848.0062 | 0.08068 | 666.2393 | 0.10741
| 674.2178 | 0.0013081 | 673.892 | 0.00020104 | 565.5759 | 0.00158 | 674.2178 | 0.00030749 | 673.892 | -0.00012624 | 666.3445 | 0.00017792 | 673.892 | 0.00040928 | 567.7021 | 1.38e-05 | 674.2178 | 0.00058108 | 666.4665 | 0.0013235 | 674.2178 | 0.00061255 | 674.2178 | 0.00066382 | 674.2178 | 0.00065601 | 674.2178 | 0.0016533 | 567.7021 | 1.433e-05 | 674.2178 | 0.00633 | 673.8921 | 0.28916 | 848.1731 | 0.00434 | 673.892 | 0.00094204 | 847.5288 | 0.81689 | 848.1731 | 0.08076 | 666.4665 | 0.10764
| 674.4503 | 0.0005716 | 674.1249 | 1.0223e-06 | 565.6925 | 0 | 674.4503 | -0.00062523 | 674.1249 | -0.00078437 | 666.5751 | 5.4022e-05 | 674.1249 | -0.00050519 | 567.8207 | 2.6625e-05 | 674.4503 | 0 | 666.6936 | -0.00021475 | 674.4503 | 0 | 674.4503 | 0 | 674.4503 | 0 | 674.4503 | 0.00059733 | 567.8207 | 2.3521e-05 | 674.4503 | 0.00533 | 674.1249 | 0.27803 | 848.3401 | 0.00619 | 674.1249 | -0.00074347 | 847.6959 | 0.82128 | 848.3401 | 0.08099 | 666.6936 | 0.10591
| 674.6828 | 0.0011617 | 674.3577 | 0.0002793 | 565.8091 | 0.00111 | 674.6828 | 0.0010005 | 674.3577 | 0.00042005 | 666.8056 | 0.00011992 | 674.3577 | 0.00036646 | 567.9392 | 1.2982e-05 | 674.6828 | 0.00047263 | 666.9208 | 0.00069583 | 674.6828 | 0.00042001 | 674.6828 | 0.00060318 | 674.6828 | 0.00046208 | 674.6828 | 0.0014656 | 567.9392 | 1.0047e-05 | 674.6828 | 0.0061 | 674.3577 | 0.26652 | 848.507 | 0.00496 | 674.3577 | 0.00010344 | 847.8631 | 0.82801 | 848.507 | 0.08116 | 666.9208 | 0.10609
| 674.9153 | 8.8118e-05 | 674.5906 | 0.0001823 | 565.9258 | 0 | 674.9153 | -0.00076499 | 674.5906 | -0.0003296 | 667.0361 | -0.0001178 | 674.5906 | -0.00046444 | 568.0578 | 2.5762e-05 | 674.9153 | 0 | 667.1479 | -0.00028653 | 674.9153 | 0 | 674.9153 | 5.9518e-05 | 674.9153 | 0 | 674.9153 | 0.00082403 | 568.0578 | 1.9249e-05 | 674.9153 | 0.00499 | 674.5906 | 0.25588 | 848.6739 | 0.00559 | 674.5906 | -3.754e-05 | 848.0302 | 0.83706 | 848.6739 | 0.0818 | 667.148 | 0.10512
| 675.1478 | 0.00078837 | 674.8234 | 9.2268e-05 | 566.0424 | 0.0007803 | 675.1478 | 0.00049749 | 674.8234 | 0.00049497 | 667.2667 | 0.00022676 | 674.8234 | 0.00038564 | 568.1764 | 1.2904e-05 | 675.1478 | 0.00045809 | 667.3751 | 0.0005436 | 675.1478 | 0.00036106 | 675.1478 | 0.00050018 | 675.1478 | 0.00047407 | 675.1478 | 0.0013991 | 568.1764 | 1.0904e-05 | 675.1478 | 0.00569 | 674.8234 | 0.24654 | 848.8408 | 0.00403 | 674.8234 | 0.00075501 | 848.1974 | 0.84912 | 848.8408 | 0.08223 | 667.3751 | 0.10511
| 675.3804 | 0.00084218 | 675.0563 | -4.1082e-05 | 566.1591 | 0 | 675.3804 | 3.8296e-05 | 675.0563 | -0.00018575 | 667.4972 | -3.1698e-06 | 675.0563 | -0.00048505 | 568.295 | 2.5684e-05 | 675.3804 | 0 | 667.6023 | -0.00027359 | 675.3804 | 0 | 675.3804 | 0 | 675.3804 | 0 | 675.3804 | 0.00079407 | 568.295 | 2.2456e-05 | 675.3804 | 0.00465 | 675.0563 | 0.23653 | 849.0078 | 0.00555 | 675.0563 | -0.0011546 | 848.3646 | 0.8482 | 849.0078 | 0.08302 | 667.6023 | 0.10262
| 675.6129 | 0.0011098 | 675.2892 | 4.2355e-05 | 566.2757 | 0.00224 | 675.6129 | 0.00035948 | 675.2892 | 0.00029772 | 667.7278 | 0.00018619 | 675.2892 | 0.00032754 | 568.4136 | 1.2993e-05 | 675.6129 | 0.00052419 | 667.8295 | -0.00011879 | 675.6129 | 0.00049023 | 675.6129 | 0.00039645 | 675.6129 | 0.00044745 | 675.6129 | 0.0014694 | 568.4136 | 1.3254e-05 | 675.6129 | 0.00535 | 675.2892 | 0.22786 | 849.1747 | 0.00339 | 675.2892 | 0.00082187 | 848.5317 | 0.85928 | 849.1747 | 0.08355 | 667.8295 | 0.1034
| 675.8455 | 5.4381e-05 | 675.522 | -0.00014759 | 566.3924 | 0 | 675.8455 | -0.00013566 | 675.522 | -0.00055239 | 667.9583 | -0.00022093 | 675.522 | -0.00045932 | 568.5322 | 2.6233e-05 | 675.8455 | 0 | 668.0567 | -0.00027822 | 675.8455 | 0 | 675.8455 | 0 | 675.8455 | 0 | 675.8455 | 0.00045443 | 568.5322 | 2.2236e-05 | 675.8455 | 0.00446 | 675.5221 | 0.21864 | 849.3416 | 0.00519 | 675.522 | -0.00014004 | 848.6989 | 0.85984 | 849.3416 | 0.0843 | 668.0567 | 0.10259
| 676.0781 | 0.00028843 | 675.7549 | 1.2742e-05 | 566.5091 | 0.0018 | 676.0781 | -0.00028081 | 675.7549 | 0.0004914 | 668.1889 | 0.00023255 | 675.7549 | 0.00032715 | 568.6508 | 1.3453e-05 | 676.078 | 0.00036446 | 668.2839 | 0.00077884 | 676.078 | 0.00030124 | 676.0781 | 0.0003522 | 676.078 | 0.00023249 | 676.078 | 0.0015265 | 568.6508 | 9.8388e-06 | 676.0781 | 0.00486 | 675.755 | 0.2112 | 849.5086 | 0.0057 | 675.7549 | -0.00090378 | 848.8661 | 0.87136 | 849.5086 | 0.0846 | 668.2839 | 0.10126
| 676.3106 | -0.00033739 | 675.9879 | -1.944e-05 | 566.6258 | 0 | 676.3106 | -0.00043483 | 675.9879 | -0.00034117 | 668.4195 | -0.00014959 | 675.9879 | -0.00048605 | 568.7695 | 2.6311e-05 | 676.3106 | 0 | 668.5111 | -0.00046884 | 676.3106 | 0 | 676.3106 | 4.8363e-05 | 676.3106 | 0 | 676.3106 | 0.00070896 | 568.7695 | 2.2884e-05 | 676.3106 | 0.00417 | 675.9879 | 0.20276 | 849.6755 | 0.00443 | 675.9879 | -0.00084027 | 849.0333 | 0.8803 | 849.6755 | 0.08527 | 668.5111 | 0.10005
| 676.5432 | 0.00019824 | 676.2208 | 0.00021275 | 566.7424 | 0.00024276 | 676.5432 | 0.00028955 | 676.2208 | 0.00038015 | 668.6501 | 0.00020434 | 676.2208 | 0.00031976 | 568.8881 | 1.3016e-05 | 676.5432 | 0.00042232 | 668.7383 | 0.00067529 | 676.5432 | 0.00060258 | 676.5432 | 0.00053868 | 676.5432 | 0.00037251 | 676.5432 | 0.0013736 | 568.8881 | 1.3364e-05 | 676.5432 | 0.00489 | 676.2208 | 0.19621 | 849.8425 | 0.00498 | 676.2208 | 0.00056426 | 849.2004 | 0.88452 | 849.8425 | 0.08578 | 668.7383 | 0.10059
| 676.7758 | 0.00025184 | 676.4537 | -3.1054e-06 | 566.8591 | 0 | 676.7758 | -0.00099774 | 676.4537 | -0.00065172 | 668.8807 | -0.00013979 | 676.4537 | -0.00047173 | 569.0067 | 2.6681e-05 | 676.7758 | 0 | 668.9656 | -0.0001202 | 676.7758 | 0 | 676.7758 | 0 | 676.7758 | 0 | 676.7758 | 0.0007001 | 569.0067 | 2.4487e-05 | 676.7758 | 0.00369 | 676.4537 | 0.18791 | 850.0094 | 0.00338 | 676.4537 | -0.00051971 | 849.3676 | 0.88854 | 850.0094 | 0.08644 | 668.9656 | 0.09921
| 677.0084 | 0.0007481 | 676.6866 | 2.3623e-05 | 566.9758 | 0.0016 | 677.0084 | 5.4723e-06 | 676.6866 | 0.00021428 | 669.1113 | 0.00011388 | 676.6866 | 0.00030785 | 569.1253 | 1.3688e-05 | 677.0084 | 0.00033594 | 669.1929 | 0.000479 | 677.0084 | 0.00028525 | 677.0084 | 0.00044652 | 677.0084 | 0.00025236 | 677.0084 | 0.0014751 | 569.1253 | 1.1651e-05 | 677.0084 | 0.00459 | 676.6866 | 0.18085 | 850.1764 | 0.00531 | 676.6866 | 0.00075383 | 849.5348 | 0.90236 | 850.1764 | 0.08675 | 669.1929 | 0.09854
| 677.2411 | 9.4424e-05 | 676.9196 | -0.0001046 | 567.0925 | 0 | 677.2411 | -0.00056342 | 676.9196 | -0.00092411 | 669.342 | -0.00010199 | 676.9196 | -0.00046141 | 569.2439 | 2.6255e-05 | 677.2411 | 0 | 669.4201 | 0.00020192 | 677.2411 | 0 | 677.2411 | 0 | 677.2411 | 0 | 677.2411 | 0.00052369 | 569.2439 | 2.3741e-05 | 677.2411 | 0.00355 | 676.9196 | 0.17262 | 850.3433 | 0.00438 | 676.9196 | -0.0011794 | 849.702 | 0.90352 | 850.3433 | 0.08714 | 669.4201 | 0.09795
| 677.4737 | 0.0010572 | 677.1525 | 0.0001331 | 567.2092 | 0.00173 | 677.4737 | 0.00093357 | 677.1525 | 0.00024474 | 669.5726 | 0.00016454 | 677.1525 | 0.00035007 | 569.3625 | 1.2646e-05 | 677.4737 | 0.00034482 | 669.6473 | 0.00091917 | 677.4737 | 0.0003848 | 677.4737 | 0.00053348 | 677.4737 | 0.00069652 | 677.4737 | 0.0012473 | 569.3625 | 1.2617e-05 | 677.4737 | 0.00422 | 677.1526 | 0.1667 | 850.5103 | 0.0058 | 677.1525 | 0.001238 | 849.8692 | 0.91398 | 850.5103 | 0.08744 | 669.6473 | 0.09801
| 677.7064 | 0.0011767 | 677.3855 | 9.6125e-05 | 567.3259 | 0 | 677.7064 | 0.0001334 | 677.3855 | -0.00070231 | 669.8032 | -7.4117e-05 | 677.3855 | -0.00034823 | 569.4812 | 2.537e-05 | 677.7063 | 0 | 669.8746 | -0.0005409 | 677.7063 | 0.00010655 | 677.7064 | 0 | 677.7063 | 0 | 677.7063 | 0.00078085 | 569.4812 | 2.2236e-05 | 677.7064 | 0.0034 | 677.3855 | 0.15923 | 850.6772 | 0.00436 | 677.3855 | -0.0010945 | 850.0364 | 0.92067 | 850.6772 | 0.08814 | 669.8746 | 0.09771
| 677.939 | 0.00068548 | 677.6185 | 9.7294e-05 | 567.4426 | 0.0012 | 677.939 | 0.00021939 | 677.6185 | 0.00013918 | 670.0339 | 7.9859e-05 | 677.6185 | 0.00038433 | 569.5998 | 1.2825e-05 | 677.939 | 0.00046095 | 670.1019 | -0.00015251 | 677.939 | 0.0005734 | 677.939 | 0.00050527 | 677.939 | 0.00041073 | 677.939 | 0.0012432 | 569.5998 | 1.0476e-05 | 677.939 | 0.00422 | 677.6185 | 0.15491 | 850.8442 | 0.0058 | 677.6185 | 0.00068294 | 850.2036 | 0.9269 | 850.8442 | 0.08837 | 670.1019 | 0.09816
| 678.1716 | -0.00014666 | 677.8515 | 7.4185e-06 | 567.5594 | 0 | 678.1716 | -0.00049068 | 677.8515 | -0.00097435 | 670.2646 | -0.00011083 | 677.8515 | -0.00046465 | 569.7184 | 2.5303e-05 | 678.1717 | 0 | 670.3292 | -1.0542e-05 | 678.1717 | 0 | 678.1716 | 0 | 678.1717 | 0 | 678.1717 | 0.0004788 | 569.7184 | 2.0315e-05 | 678.1716 | 0.00301 | 677.8515 | 0.14779 | 851.0112 | 0.00297 | 677.8515 | 0.00054897 | 850.3708 | 0.93585 | 851.0112 | 0.08869 | 670.3292 | 0.09822
| 678.4043 | 0.0014396 | 678.0845 | 0.00026708 | 567.6761 | 0.00189 | 678.4043 | 0.00041941 | 678.0845 | 0.00044217 | 670.4952 | 0.00027585 | 678.0845 | 0.00037063 | 569.8371 | 1.2624e-05 | 678.4043 | 0.00069945 | 670.5565 | 0.00044554 | 678.4043 | 0.00081535 | 678.4043 | 0.00060953 | 678.4043 | 0.00042199 | 678.4043 | 0.0014046 | 569.8371 | 1.0476e-05 | 678.4043 | 0.00384 | 678.0845 | 0.14375 | 851.1781 | 0.00524 | 678.0845 | -0.00022424 | 850.538 | 0.93966 | 851.1781 | 0.08859 | 670.5565 | 0.09556
| 678.637 | 2.8311e-05 | 678.3175 | -0.00010887 | 567.7928 | 0 | 678.637 | -0.00048066 | 678.3175 | -0.00010642 | 670.726 | -3.4659e-05 | 678.3175 | -0.00052393 | 569.9557 | 2.611e-05 | 678.637 | 0 | 670.7838 | -0.00068977 | 678.637 | 0 | 678.637 | 0 | 678.637 | 0 | 678.637 | 0.00067457 | 569.9557 | 2.3521e-05 | 678.637 | 0.00306 | 678.3175 | 0.13744 | 851.3451 | 0.00492 | 678.3175 | -9.8249e-05 | 850.7052 | 0.94515 | 851.3451 | 0.08908 | 670.7838 | 0.09433
| 678.8697 | 0.00099081 | 678.5505 | 0.00032916 | 567.9096 | 0.0018 | 678.8697 | 0.00027411 | 678.5505 | 8.9639e-06 | 670.9566 | 0.00017262 | 678.5505 | 0.00045201 | 570.0743 | 1.3587e-05 | 678.8697 | 0.00016403 | 671.0112 | 0.00029776 | 678.8697 | 0.0006252 | 678.8697 | 0.00083289 | 678.8697 | 0.00058475 | 678.8697 | 0.0010983 | 570.0743 | 1.3682e-05 | 678.8697 | 0.00384 | 678.5505 | 0.13344 | 851.5121 | 0.0039 | 678.5505 | 0.00058769 | 850.8725 | 0.95194 | 851.5121 | 0.08941 | 671.0112 | 0.09574
| 679.1024 | 0.00077048 | 678.7835 | 3.1779e-05 | 568.0263 | 0 | 679.1024 | -0.00044036 | 678.7835 | -0.00055365 | 671.1873 | -9.2411e-05 | 678.7835 | -0.00045986 | 570.193 | 2.6255e-05 | 679.1024 | 0 | 671.2385 | 0.00054996 | 679.1024 | 0 | 679.1024 | 5.7346e-06 | 679.1024 | 0 | 679.1024 | 0.00046257 | 570.193 | 2.6091e-05 | 679.1024 | 0.00266 | 678.7835 | 0.12774 | 851.6791 | 0.00343 | 678.7835 | -0.00055929 | 851.0397 | 0.95555 | 851.6791 | 0.09006 | 671.2385 | 0.09486
| 679.3351 | 0.00063435 | 679.0166 | 0.00014388 | 568.1431 | 0.00132 | 679.3351 | 0.00042979 | 679.0166 | 0.000105 | 671.418 | 8.6087e-05 | 679.0166 | 0.00042528 | 570.3116 | 1.2758e-05 | 679.3351 | 7.4652e-05 | 671.4658 | 0.00094077 | 679.3351 | 0.00039859 | 679.3351 | 0.00048695 | 679.3351 | 0.00038111 | 679.3351 | 0.0013804 | 570.3116 | 1.2408e-05 | 679.3351 | 0.00354 | 679.0166 | 0.12333 | 851.8461 | 0.00244 | 679.0166 | -0.00019968 | 851.2069 | 0.95888 | 851.8461 | 0.09052 | 671.4658 | 0.09358
| 679.5679 | 0.00035868 | 679.2496 | -5.2198e-05 | 568.2598 | 0 | 679.5679 | -0.00031169 | 679.2496 | -0.00046774 | 671.6487 | -0.00014797 | 679.2496 | -0.00050239 | 570.4303 | 2.6804e-05 | 679.5679 | 0 | 671.6932 | -0.00022965 | 679.5679 | 0 | 679.5679 | 0 | 679.5679 | 0 | 679.5679 | 0.00063736 | 570.4303 | 2.5344e-05 | 679.5679 | 0.00256 | 679.2496 | 0.11801 | 852.013 | 0.00439 | 679.2496 | -0.00071341 | 851.3741 | 0.96213 | 852.013 | 0.09112 | 671.6932 | 0.09358
| 679.8006 | 0.00096826 | 679.4827 | 9.4888e-05 | 568.3766 | 0.0013 | 679.8006 | 0.0004515 | 679.4827 | 0.00035113 | 671.8795 | 0.00016688 | 679.4827 | 0.00033506 | 570.5489 | 1.4113e-05 | 679.8006 | 0.0004229 | 671.9205 | 0.00015738 | 679.8006 | 0.00065935 | 679.8006 | 0.00056253 | 679.8006 | 0.00048107 | 679.8006 | 0.0010019 | 570.5489 | 1.2935e-05 | 679.8006 | 0.00328 | 679.4827 | 0.11474 | 852.18 | 0.00447 | 679.4827 | -0.00033688 | 851.5414 | 0.96914 | 852.18 | 0.09132 | 671.9205 | 0.09299
| 680.0333 | 8.0664e-05 | 679.7158 | 9.2996e-05 | 568.4934 | 0 | 680.0333 | -0.00079392 | 679.7158 | -0.00053487 | 672.1102 | -8.5145e-05 | 679.7158 | -0.00039953 | 570.6676 | 2.6782e-05 | 680.0333 | 0 | 672.1479 | -0.0011654 | 680.0333 | 0 | 680.0333 | 0 | 680.0333 | 0 | 680.0333 | 0.00042953 | 570.6676 | 2.4059e-05 | 680.0333 | 0.00253 | 679.7158 | 0.10956 | 852.347 | 0.00415 | 679.7158 | -0.00040363 | 851.7086 | 0.96827 | 852.347 | 0.09141 | 672.1479 | 0.09279
| 680.2661 | 0.0010601 | 679.9488 | 0.00019941 | 568.6101 | 0.00186 | 680.2661 | 6.3079e-05 | 679.9488 | 0.00059726 | 672.341 | 0.00029221 | 679.9488 | 0.00033733 | 570.7863 | 1.3072e-05 | 680.2661 | 0.00035949 | 672.3752 | 0.0017004 | 680.2661 | 0.00060904 | 680.2661 | 0.00057641 | 680.2661 | 0.00049141 | 680.2661 | 0.0010933 | 570.7863 | 1.1124e-05 | 680.2661 | 0.00302 | 679.9488 | 0.10649 | 852.514 | 0.0045 | 679.9488 | 4.5781e-05 | 851.8759 | 0.98164 | 852.514 | 0.09129 | 672.3752 | 0.09293
| 680.4988 | -0.00044636 | 680.1819 | -4.0589e-05 | 568.7269 | 0 | 680.4988 | -7.3987e-05 | 680.1819 | -0.00054354 | 672.5718 | -0.00019863 | 680.1819 | -0.00046032 | 570.9049 | 2.6737e-05 | 680.4989 | 0 | 672.6027 | 0.00095878 | 680.4989 | 0 | 680.4988 | 0 | 680.4989 | 0 | 680.4989 | 0.00036152 | 570.9049 | 2.4806e-05 | 680.4988 | 0.00222 | 680.1819 | 0.10147 | 852.681 | 0.00381 | 680.1819 | 0.00021748 | 852.0431 | 0.97629 | 852.681 | 0.09165 | 672.6027 | 0.09121
| 680.7316 | 0.0011133 | 680.415 | 0.00014743 | 568.8437 | 0.00128 | 680.7316 | 0.00063262 | 680.415 | 0.00010526 | 672.8026 | 0.00011413 | 680.415 | 0.00035334 | 571.0236 | 1.4035e-05 | 680.7316 | 5.5312e-05 | 672.83 | 0.00071735 | 680.7316 | 0.00052789 | 680.7316 | 0.00060847 | 680.7316 | 0.00044994 | 680.7316 | 0.0013709 | 571.0236 | 1.3682e-05 | 680.7316 | 0.00295 | 680.415 | 0.0991 | 852.848 | 0.00515 | 680.415 | 0.00034055 | 852.2104 | 0.98368 | 852.848 | 0.09189 | 672.83 | 0.09028
| 680.9644 | 0.00031134 | 680.6481 | 3.5023e-05 | 568.9605 | 0 | 680.9644 | -0.00067667 | 680.6481 | -0.00062934 | 673.0333 | -0.00012317 | 680.6481 | -0.00047648 | 571.1422 | 2.6625e-05 | 680.9644 | 0 | 673.0574 | -0.00067426 | 680.9644 | 0 | 680.9644 | 0 | 680.9644 | 0 | 680.9644 | 0.00019892 | 571.1422 | 2.6727e-05 | 680.9644 | 0.00214 | 680.6481 | 0.0936 | 853.015 | 0.00411 | 680.6481 | 0.00086072 | 852.3776 | 0.98855 | 853.015 | 0.09262 | 673.0574 | 0.0898
| 681.1972 | 0.00031684 | 680.8813 | 5.1289e-05 | 569.0773 | 0.00098839 | 681.1972 | 0.00055547 | 680.8813 | 0.00010204 | 673.2641 | 0.00014403 | 680.8813 | 0.000464 | 571.2609 | 1.2937e-05 | 681.1972 | 0.00074471 | 673.2849 | 0.00017874 | 681.1972 | 0.0006906 | 681.1972 | 0.00053885 | 681.1972 | 0.00021867 | 681.1972 | 0.00097314 | 571.2609 | 1.3045e-05 | 681.1972 | 0.0029 | 680.8813 | 0.0917 | 853.182 | 0.00338 | 680.8813 | 0.0018812 | 852.5449 | 0.9891 | 853.182 | 0.09297 | 673.2849 | 0.08944
| 681.4301 | -5.6543e-05 | 681.1144 | -0.00010397 | 569.1941 | 0 | 681.4301 | 9.0999e-05 | 681.1144 | -0.00081496 | 673.4949 | -9.7219e-05 | 681.1144 | -0.00047379 | 571.3796 | 2.602e-05 | 681.43 | 0 | 673.5123 | -5.401e-05 | 681.43 | 0 | 681.4301 | 0 | 681.43 | 0 | 681.43 | 0.0003073 | 571.3796 | 2.2774e-05 | 681.4301 | 0.00202 | 681.1144 | 0.08797 | 853.349 | 0.00431 | 681.1144 | 7.306e-05 | 852.7121 | 0.99259 | 853.349 | 0.09388 | 673.5123 | 0.08918
| 681.6628 | 0.0015751 | 681.3475 | 0.0001824 | 569.3109 | 0.0014 | 681.6628 | 0.00084653 | 681.3475 | 0.00016385 | 673.7257 | 0.00016319 | 681.3475 | 0.00031882 | 571.4983 | 1.3139e-05 | 681.6628 | 0.00063993 | 673.7397 | -1.6977e-05 | 681.6628 | 0.00045787 | 681.6628 | 0.00043311 | 681.6628 | 0.00067353 | 681.6628 | 0.00098561 | 571.4983 | 9.729e-06 | 681.6628 | 0.00256 | 681.3475 | 0.08551 | 853.516 | 0.0042 | 681.3475 | 0.0004338 | 852.8794 | 0.9943 | 853.516 | 0.09462 | 673.7397 | 0.09006
| 681.8957 | -9.4929e-05 | 681.5807 | 4.42e-05 | 569.4277 | 0 | 681.8957 | -0.00039651 | 681.5807 | -0.00048559 | 673.9565 | 2.6969e-05 | 681.5807 | -0.00052136 | 571.6169 | 2.5975e-05 | 681.8957 | 0 | 673.9672 | -0.0010819 | 681.8957 | 0 | 681.8957 | 0 | 681.8957 | 0 | 681.8957 | 0.00045837 | 571.6169 | 2.2774e-05 | 681.8957 | 0.00196 | 681.5807 | 0.08086 | 853.6831 | 0.00413 | 681.5807 | -0.00085102 | 853.0467 | 0.98749 | 853.6831 | 0.09569 | 673.9672 | 0.088
| 682.1285 | 0.00050582 | 681.8138 | 0.000143 | 569.5446 | 0.00127 | 682.1285 | 0.00042441 | 681.8138 | 0.00027809 | 674.1874 | 0.00010041 | 681.8138 | 0.00039879 | 571.7356 | 1.2904e-05 | 682.1285 | 0.00076485 | 674.1946 | 0.00024694 | 682.1285 | 0.00013474 | 682.1285 | 0.00031054 | 682.1285 | 0.00014886 | 682.1285 | 0.0010929 | 571.7356 | 1.3045e-05 | 682.1285 | 0.00267 | 681.8138 | 0.07907 | 853.8501 | 0.00517 | 681.8138 | 0.00071409 | 853.2139 | 1 | 853.8501 | 0.09605 | 674.1946 | 0.0871
| 682.3614 | 0.00056453 | 682.047 | 7.9711e-05 | 569.6614 | 0 | 682.3614 | -0.00041706 | 682.047 | -0.00039308 | 674.4182 | -0.00020299 | 682.047 | -0.00055211 | 571.8543 | 2.4833e-05 | 682.3614 | 0 | 674.4221 | -2.756e-05 | 682.3614 | 0 | 682.3614 | 5.4693e-05 | 682.3614 | 0 | 682.3614 | 0.00017687 | 571.8543 | 2.4169e-05 | 682.3614 | 0.00183 | 682.047 | 0.07543 | 854.0171 | 0.00538 | 682.047 | 0.00039551 | 853.3812 | 0.98749 | 854.0171 | 0.09655 | 674.4221 | 0.08658
| 682.5942 | 0.0010516 | 682.2802 | 0.00021946 | 569.7782 | 0.00123 | 682.5942 | -8.4677e-06 | 682.2802 | 0.00026939 | 674.649 | 0.00020032 | 682.2802 | 0.00046593 | 571.973 | 1.2176e-05 | 682.5942 | 0.00049743 | 674.6495 | -0.00054308 | 682.5942 | 0.0006211 | 682.5942 | 0.0005962 | 682.5942 | 0.00037932 | 682.5942 | 0.0011431 | 571.973 | 1.1124e-05 | 682.5942 | 0.00263 | 682.2802 | 0.07429 | 854.1841 | 0.00478 | 682.2802 | 0.00046324 | 853.5485 | 0.99604 | 854.1841 | 0.09673 | 674.6495 | 0.08752
| 682.8271 | 0.00041559 | 682.5134 | -7.7805e-05 | 569.8951 | 0 | 682.8271 | -0.00048721 | 682.5134 | -0.00093513 | 674.8799 | -0.00014652 | 682.5134 | -0.00036425 | 572.0917 | 2.3813e-05 | 682.8271 | 0 | 674.877 | -0.001256 | 682.8271 | 0 | 682.8271 | 0 | 682.8271 | 0 | 682.8271 | 0 | 572.0917 | 2.2884e-05 | 682.8271 | 0.00188 | 682.5134 | 0.07019 | 854.3511 | 0.00394 | 682.5134 | -0.0010347 | 853.7158 | 0.99737 | 854.3511 | 0.09747 | 674.8769 | 0.0862
| 683.06 | 0.0013454 | 682.7466 | 4.4906e-05 | 570.0119 | 0.00010404 | 683.06 | -4.9708e-05 | 682.7466 | 0.00036147 | 675.1108 | 0.00017605 | 682.7466 | 0.0002817 | 572.2104 | 1.1817e-05 | 683.06 | 0.00015908 | 675.1045 | 0.00027828 | 683.06 | 0.00040725 | 683.06 | 0.00027158 | 683.06 | 0.00033226 | 683.06 | 0.00066934 | 572.2104 | 1.1761e-05 | 683.06 | 0.0024 | 682.7466 | 0.06781 | 854.5182 | 0.00503 | 682.7466 | 0.001377 | 853.8831 | 0.99932 | 854.5182 | 0.09815 | 675.1045 | 0.08632
| 683.2928 | -2.0839e-05 | 682.9798 | -5.8877e-05 | 570.1288 | 0 | 683.2928 | -0.00011082 | 682.9798 | -0.00062779 | 675.3416 | -3.7797e-05 | 682.9798 | -0.00048381 | 572.3291 | 2.4486e-05 | 683.2929 | 0 | 675.332 | 0.00037994 | 683.2929 | 0 | 683.2928 | 0 | 683.2929 | 0 | 683.2929 | 0 | 572.3291 | 2.2884e-05 | 683.2929 | 0.00157 | 682.9798 | 0.06525 | 854.6852 | 0.00383 | 682.9798 | -0.0011158 | 854.0503 | 0.99373 | 854.6852 | 0.09936 | 675.332 | 0.08561
| 683.5258 | 0.0014131 | 683.213 | 2.7923e-05 | 570.2456 | 0.00097105 | 683.5258 | 0.00015005 | 683.213 | 0.00010375 | 675.5725 | 0.00019754 | 683.213 | 0.00035907 | 572.4478 | 1.2836e-05 | 683.5258 | 0.0004134 | 675.5594 | -0.00017952 | 683.5258 | 0.00047998 | 683.5258 | 0.00048214 | 683.5258 | 0.00020846 | 683.5258 | 0.00091098 | 572.4478 | 1.1124e-05 | 683.5258 | 0.00231 | 683.213 | 0.06438 | 854.8523 | 0.00607 | 683.213 | 0.0010622 | 854.2176 | 0.99946 | 854.8523 | 0.10012 | 675.5594 | 0.08525
| 683.7587 | 0.00033915 | 683.4462 | -0.0002136 | 570.3625 | 0 | 683.7587 | -0.00046008 | 683.4462 | -0.00061689 | 675.8034 | 9.3981e-06 | 683.4462 | -0.00059381 | 572.5665 | 2.6255e-05 | 683.7587 | 0 | 675.787 | 0.00058816 | 683.7587 | 0 | 683.7587 | 0 | 683.7587 | 0 | 683.7587 | 0.00019742 | 572.5665 | 2.5772e-05 | 683.7587 | 0.00139 | 683.4462 | 0.06087 | 855.0193 | 0.00371 | 683.4462 | -0.00037557 | 854.3849 | 0.99519 | 855.0193 | 0.1009 | 675.787 | 0.08476
| 683.9916 | 0.00056002 | 683.6795 | 0.00011786 | 570.4794 | 0.00243 | 683.9916 | 0.00070891 | 683.6795 | 0.0003131 | 676.0343 | 0.00025613 | 683.6795 | 0.00038637 | 572.6852 | 1.3632e-05 | 683.9916 | 0.00051307 | 676.0145 | 0.00036023 | 683.9916 | 0.000198 | 683.9916 | 0.00041648 | 683.9916 | 0.00053128 | 683.9916 | 0.0012751 | 572.6852 | 1.4648e-05 | 683.9916 | 0.00217 | 683.6795 | 0.05985 | 855.1863 | 0.00489 | 683.6795 | 0.00023441 | 854.5522 | 0.9904 | 855.1863 | 0.10113 | 676.0145 | 0.084
| 684.2245 | 0.00069476 | 683.9127 | -0.00011509 | 570.5962 | 0 | 684.2245 | -0.00028289 | 683.9127 | -0.0006111 | 676.2653 | -0.00017303 | 683.9127 | -0.0005229 | 572.8039 | 2.602e-05 | 684.2245 | 0 | 676.242 | -0.00059365 | 684.2245 | 0 | 684.2245 | 0 | 684.2245 | 0 | 684.2245 | 0.00018326 | 572.8039 | 2.6409e-05 | 684.2246 | 0.00154 | 683.9127 | 0.05694 | 855.3534 | 0.00388 | 683.9127 | -0.00089876 | 854.7195 | 0.98943 | 855.3534 | 0.1016 | 676.242 | 0.08099
| 684.4575 | 0.0010715 | 684.146 | -0.00014149 | 570.7131 | 0.00076297 | 684.4575 | 0.00019583 | 684.146 | 0.00024735 | 676.4962 | 8.9606e-05 | 684.146 | 0.00040116 | 572.9226 | 1.2624e-05 | 684.4575 | 0.00015365 | 676.4695 | 0.0014667 | 684.4575 | 0.00021035 | 684.4575 | 0.0004117 | 684.4575 | 0.00034701 | 684.4575 | 0.00092291 | 572.9226 | 1.1761e-05 | 684.4575 | 0.00218 | 684.146 | 0.05509 | 855.5204 | 0.00506 | 684.146 | -0.00044308 | 854.8868 | 0.99016 | 855.5204 | 0.10169 | 676.4695 | 0.08258
| 684.6904 | 0.00041733 | 684.3793 | -1.7568e-05 | 570.83 | 0 | 684.6904 | -0.0007975 | 684.3793 | -0.00083044 | 676.7271 | -3.7405e-05 | 684.3793 | -0.00042474 | 573.0413 | 2.5191e-05 | 684.6904 | 0 | 676.6971 | -0.0004922 | 684.6904 | 0 | 684.6904 | 3.9411e-05 | 684.6904 | 0 | 684.6904 | 0.00010612 | 573.0413 | 2.2236e-05 | 684.6904 | 0.00123 | 684.3793 | 0.05213 | 855.6875 | 0.00348 | 684.3793 | -3.2615e-05 | 855.0541 | 0.98371 | 855.6875 | 0.10187 | 676.6971 | 0.08222
| 684.9234 | 0.00051832 | 684.6125 | 1.8018e-05 | 570.9469 | 0.00101 | 684.9234 | 0.00065627 | 684.6125 | 0.00024002 | 676.958 | 0.00018514 | 684.6125 | 0.00039636 | 573.16 | 1.2803e-05 | 684.9234 | 0.0003121 | 676.9246 | 0.0010263 | 684.9234 | 0.00066235 | 684.9234 | 0.00053007 | 684.9234 | 0.00065795 | 684.9234 | 0.0011087 | 573.16 | 1.0695e-05 | 684.9234 | 0.0021 | 684.6125 | 0.05078 | 855.8545 | 0.00513 | 684.6125 | 0.0015189 | 855.2215 | 0.98182 | 855.8545 | 0.10188 | 676.9246 | 0.08133
| 685.1564 | 0.00032972 | 684.8458 | -0.00019799 | 571.0638 | 0 | 685.1564 | -0.00070965 | 684.8458 | -0.00072147 | 677.189 | 1.0394e-06 | 684.8458 | -0.00046454 | 573.2787 | 2.5606e-05 | 685.1564 | 0 | 677.1522 | 0.00026186 | 685.1564 | 0 | 685.1564 | 0 | 685.1564 | 0 | 685.1564 | 0.00021487 | 573.2787 | 2.0534e-05 | 685.1564 | 0.00119 | 684.8458 | 0.04839 | 856.0216 | 0.00366 | 684.8458 | -0.0012234 | 855.3888 | 0.97403 | 856.0216 | 0.10237 | 677.1522 | 0.08068
| 685.3893 | 0.0008058 | 685.0791 | 0.0001611 | 571.1807 | 0.00111 | 685.3893 | 0.00045181 | 685.0791 | 0.00016016 | 677.4199 | 0.00014579 | 685.0791 | 0.00047686 | 573.3975 | 1.2825e-05 | 685.3893 | 0.00031745 | 677.3798 | 0.0011059 | 685.3893 | 0.00091915 | 685.3893 | 0.00052297 | 685.3893 | 0.00048112 | 685.3893 | 0.00095849 | 573.3975 | 1.0047e-05 | 685.3893 | 0.00187 | 685.0791 | 0.04795 | 856.1887 | 0.00545 | 685.0791 | 0.0015699 | 855.5561 | 0.97484 | 856.1887 | 0.10287 | 677.3798 | 0.07938
| 685.6223 | 3.079e-05 | 685.3124 | 5.2747e-05 | 571.2976 | 0 | 685.6223 | -6.0175e-05 | 685.3124 | -0.00083825 | 677.6509 | -0.0003299 | 685.3124 | -0.00051289 | 573.5162 | 2.6188e-05 | 685.6223 | 0 | 677.6074 | 0.00046721 | 685.6223 | 0 | 685.6223 | 0 | 685.6223 | 0 | 685.6223 | 0 | 573.5162 | 1.9678e-05 | 685.6223 | 0.00101 | 685.3124 | 0.04486 | 856.3557 | 0.00388 | 685.3124 | -1.801e-05 | 855.7234 | 0.97075 | 856.3557 | 0.10364 | 677.6074 | 0.07988
| 685.8553 | 0.00065074 | 685.5458 | 6.6106e-05 | 571.4145 | 0.00158 | 685.8553 | -0.00023842 | 685.5458 | 0.00051875 | 677.8819 | 0.00015236 | 685.5458 | 0.00040028 | 573.6349 | 1.3374e-05 | 685.8553 | 0.00052876 | 677.835 | 0.00072245 | 685.8553 | 0.00037881 | 685.8553 | 0.0005309 | 685.8553 | 0.00058132 | 685.8553 | 0.0011435 | 573.6349 | 9.8388e-06 | 685.8554 | 0.00204 | 685.5458 | 0.04414 | 856.5228 | 0.00513 | 685.5458 | 0.0013791 | 855.8908 | 0.97376 | 856.5228 | 0.10398 | 677.835 | 0.07987
| 686.0883 | 0.00068208 | 685.7791 | -4.8432e-05 | 571.5315 | 0 | 686.0883 | -0.0012936 | 685.7791 | -0.0011717 | 678.1129 | -0.00023261 | 685.7791 | -0.00051598 | 573.7537 | 2.6703e-05 | 686.0883 | 0 | 678.0626 | -0.00014041 | 686.0883 | 0 | 686.0883 | 0 | 686.0883 | 0 | 686.0883 | 0.00014232 | 573.7537 | 2.2884e-05 | 686.0883 | 0.00115 | 685.7791 | 0.04227 | 856.6898 | 0.00473 | 685.7791 | -0.00095185 | 856.0581 | 0.96157 | 856.6898 | 0.10454 | 678.0626 | 0.07891
| 686.3214 | -0.00014851 | 686.0124 | 0.00012464 | 571.6484 | 0.0014 | 686.3214 | 9.4756e-05 | 686.0124 | 0.0001995 | 678.3439 | 0.00011099 | 686.0124 | 0.00038683 | 573.8724 | 1.3352e-05 | 686.3214 | 0.00052508 | 678.2902 | 0.00038081 | 686.3214 | 0.00074539 | 686.3214 | 0.000422 | 686.3214 | 0.00048211 | 686.3214 | 0.0009215 | 573.8724 | 1.3045e-05 | 686.3214 | 0.00189 | 686.0124 | 0.04188 | 856.8569 | 0.00475 | 686.0124 | -0.00019144 | 856.2254 | 0.95188 | 856.8569 | 0.10491 | 678.2902 | 0.08075
| 686.5544 | 0.0003661 | 686.2458 | 1.2327e-05 | 571.7654 | 0 | 686.5544 | -0.00035689 | 686.2458 | -0.0010518 | 678.5749 | -0.00018535 | 686.2458 | -0.00052264 | 573.9911 | 2.5482e-05 | 686.5544 | 0 | 678.5178 | 0.00076446 | 686.5544 | 0 | 686.5544 | 0 | 686.5544 | 0 | 686.5544 | 5.9374e-05 | 573.9911 | 2.2884e-05 | 686.5544 | 0.00089203 | 686.2458 | 0.0396 | 857.024 | 0.00482 | 686.2458 | -0.0001176 | 856.3927 | 0.94765 | 857.024 | 0.10567 | 678.5178 | 0.07911
| 686.7874 | 0.001014 | 686.4791 | 0.00015984 | 571.8823 | 0.0018 | 686.7874 | 9.2996e-05 | 686.4791 | -5.925e-05 | 678.8059 | 0.00013892 | 686.4791 | 0.0003461 | 574.1099 | 1.2153e-05 | 686.7874 | 0.00055304 | 678.7454 | 0.00019108 | 686.7874 | 0.00059564 | 686.7874 | 0.00060661 | 686.7874 | 0.00056925 | 686.7874 | 0.00086329 | 574.1099 | 1.0047e-05 | 686.7874 | 0.00177 | 686.4791 | 0.03919 | 857.1911 | 0.00571 | 686.4791 | 0.00083014 | 856.5601 | 0.94398 | 857.1911 | 0.10608 | 678.7454 | 0.07829
| 687.0205 | 0.00038342 | 686.7125 | -2.3762e-05 | 571.9992 | 0 | 687.0205 | -0.0010425 | 686.7125 | -0.000549 | 679.0369 | -0.00015661 | 686.7125 | -0.00064812 | 574.2286 | 2.4306e-05 | 687.0205 | 0 | 678.973 | -6.374e-05 | 687.0205 | 0 | 687.0205 | 0 | 687.0205 | 0 | 687.0205 | 9.7911e-05 | 574.2286 | 1.9886e-05 | 687.0205 | 0.00105 | 686.7125 | 0.03699 | 857.3582 | 0.00563 | 686.7125 | -0.002097 | 856.7274 | 0.93235 | 857.3582 | 0.10675 | 678.973 | 0.07705
| 687.2535 | 0.00026734 | 686.9459 | 0.0004588 | 572.1162 | 0.0007803 | 687.2535 | 0.00069121 | 686.9459 | 0.00034932 | 679.268 | 0.00020866 | 686.9459 | 0.0004221 | 574.3474 | 1.2176e-05 | 687.2536 | 0.00055312 | 679.2007 | 0.0016148 | 687.2536 | 0.00087934 | 687.2535 | 0.00076649 | 687.2536 | 0.00066471 | 687.2536 | 0.00087292 | 574.3474 | 1.0047e-05 | 687.2535 | 0.00189 | 686.9459 | 0.03718 | 857.5252 | 0.00577 | 686.9459 | 0.0019504 | 856.8948 | 0.9317 | 857.5252 | 0.10706 | 679.2007 | 0.07708
| 687.4866 | 0.0010864 | 687.1793 | -3.771e-05 | 572.2332 | 0 | 687.4866 | -5.2373e-05 | 687.1793 | -0.00032058 | 679.499 | -0.00016353 | 687.1793 | -0.00054971 | 574.4661 | 2.5225e-05 | 687.4866 | 0 | 679.4283 | -0.00080922 | 687.4866 | 0 | 687.4866 | 0 | 687.4866 | 0 | 687.4866 | 0.00020314 | 574.4661 | 2.2236e-05 | 687.4866 | 0.00097041 | 687.1793 | 0.03478 | 857.6923 | 0.0039 | 687.1793 | 0.00079369 | 857.0621 | 0.92715 | 857.6923 | 0.10775 | 679.4283 | 0.07636
| 687.7197 | 0.0013921 | 687.4127 | 0.00014303 | 572.3501 | 0.00208 | 687.7197 | -0.00019691 | 687.4127 | 0.00023429 | 679.7301 | 0.0002295 | 687.4127 | 0.00045047 | 574.5848 | 1.3116e-05 | 687.7197 | 0.00081979 | 679.656 | 0.00073609 | 687.7197 | 0.00065331 | 687.7197 | 0.00042145 | 687.7197 | 0.00018712 | 687.7197 | 0.00066186 | 574.5848 | 1.2408e-05 | 687.7197 | 0.00181 | 687.4127 | 0.03427 | 857.8594 | 0.00466 | 687.4127 | 0.00068689 | 857.2295 | 0.91324 | 857.8594 | 0.10808 | 679.656 | 0.07476
| 687.9528 | 0.00042297 | 687.6461 | -0.00018334 | 572.4671 | 0 | 687.9528 | -0.00010531 | 687.6461 | -0.00053232 | 679.9611 | -0.00016688 | 687.6461 | -0.00062207 | 574.7036 | 2.5348e-05 | 687.9528 | 0 | 679.8837 | -0.00069968 | 687.9528 | 0 | 687.9528 | 0 | 687.9528 | 0 | 687.9528 | 0 | 574.7036 | 2.2884e-05 | 687.9528 | 0.00087419 | 687.6461 | 0.03288 | 858.0265 | 0.00397 | 687.6461 | -0.00073428 | 857.3969 | 0.90116 | 858.0265 | 0.10904 | 679.8837 | 0.07503
| 688.1859 | 0.0011137 | 687.8795 | 0.000126 | 572.5841 | 0.00192 | 688.1859 | 0.00028284 | 687.8795 | -0.00042792 | 680.1922 | 0.00016797 | 687.8795 | 0.00034593 | 574.8224 | 1.2288e-05 | 688.1859 | 0.00083186 | 680.1113 | 0.00052096 | 688.1859 | 0.00062868 | 688.1859 | 0.00046684 | 688.1859 | 0.00050768 | 688.1859 | 0.00099334 | 574.8224 | 1.0476e-05 | 688.1859 | 0.00176 | 687.8795 | 0.03254 | 858.1936 | 0.00475 | 687.8795 | 0.00033048 | 857.5642 | 0.9024 | 858.1936 | 0.10972 | 680.1113 | 0.07622
| 688.419 | 0.00014866 | 688.1129 | 4.0881e-05 | 572.7011 | 0 | 688.419 | -0.00034767 | 688.1129 | -0.00084883 | 680.4233 | -0.00020171 | 688.1129 | -0.00058784 | 574.9411 | 2.3399e-05 | 688.419 | 0 | 680.3391 | -0.00057168 | 688.419 | 0 | 688.419 | 0 | 688.419 | 0 | 688.419 | 0 | 574.9411 | 2.1808e-05 | 688.419 | 0.00077664 | 688.1129 | 0.03046 | 858.3607 | 0.0039 | 688.1129 | -0.0014503 | 857.7316 | 0.88704 | 858.3607 | 0.1106 | 680.3391 | 0.07492
| 688.6522 | 0.00035928 | 688.3464 | 0.00016853 | 572.8181 | 0.00139 | 688.6522 | -9.353e-05 | 688.3464 | 0.00016532 | 680.6544 | 0.00012305 | 688.3464 | 0.00041762 | 575.0599 | 1.1324e-05 | 688.6522 | 0.00037994 | 680.5667 | -0.00082088 | 688.6522 | 0.00094773 | 688.6522 | 0.00062125 | 688.6522 | 0.00032775 | 688.6522 | 0.00066637 | 575.0599 | 1.1332e-05 | 688.6522 | 0.00146 | 688.3464 | 0.03062 | 858.5278 | 0.00455 | 688.3464 | 0.0005193 | 857.899 | 0.87472 | 858.5278 | 0.11081 | 680.5667 | 0.07361
| 688.8853 | -0.00037571 | 688.5798 | -3.6083e-06 | 572.9351 | 0 | 688.8853 | -0.00084889 | 688.5798 | -0.00059543 | 680.8855 | -0.00029344 | 688.5798 | -0.00062632 | 575.1786 | 2.238e-05 | 688.8853 | 0 | 680.7944 | -0.00032143 | 688.8853 | 0 | 688.8853 | 0 | 688.8853 | 0 | 688.8853 | 0 | 575.1786 | 2.3741e-05 | 688.8853 | 0.00088992 | 688.5798 | 0.02841 | 858.6949 | 0.00308 | 688.5798 | 0.0001335 | 858.0663 | 0.86726 | 858.6949 | 0.11141 | 680.7944 | 0.07294
| 689.1185 | 0.0014635 | 688.8133 | 0.00013815 | 573.0521 | 0.00088435 | 689.1185 | 2.3224e-05 | 688.8133 | 0.00035605 | 681.1166 | 0.00012374 | 688.8133 | 0.00047614 | 575.2974 | 1.1246e-05 | 689.1184 | 0.0004258 | 681.0222 | 0.00090935 | 689.1184 | 0.00052301 | 689.1185 | 0.00031258 | 689.1184 | 0.00031191 | 689.1184 | 0.00063134 | 575.2974 | 1.2617e-05 | 689.1185 | 0.00151 | 688.8133 | 0.02893 | 858.862 | 0.00209 | 688.8133 | 0.0012047 | 858.2337 | 0.8528 | 858.862 | 0.11194 | 681.0222 | 0.07291
| 689.3516 | -1.4348e-05 | 689.0468 | -0.00020611 | 573.1691 | 0 | 689.3516 | -4.5918e-05 | 689.0468 | -0.00052602 | 681.3477 | -8.4187e-05 | 689.0468 | -0.00058096 | 575.4162 | 2.3701e-05 | 689.3516 | 0 | 681.2499 | 7.5278e-05 | 689.3516 | 0 | 689.3516 | 0 | 689.3516 | 0 | 689.3516 | 0 | 575.4162 | 2.5662e-05 | 689.3516 | 0.00067437 | 689.0467 | 0.02703 | 859.0291 | 0.00294 | 689.0468 | 0.00028195 | 858.4011 | 0.84916 | 859.0291 | 0.11287 | 681.2499 | 0.07192
| 689.5848 | 0.0010826 | 689.2802 | -3.4799e-05 | 573.2861 | 0.00123 | 689.5848 | 0.00094665 | 689.2802 | 0.00012909 | 681.5789 | 0.00024409 | 689.2802 | 0.00042035 | 575.5349 | 1.2668e-05 | 689.5848 | 0.00019232 | 681.4776 | 0.00091171 | 689.5848 | 0.00027489 | 689.5848 | 0.00055364 | 689.5848 | 0.00048431 | 689.5848 | 0.00088939 | 575.5349 | 1.3254e-05 | 689.5848 | 0.00136 | 689.2802 | 0.02727 | 859.1962 | 0.00478 | 689.2802 | 0.0011982 | 858.5685 | 0.83794 | 859.1962 | 0.11339 | 681.4776 | 0.07133
| 689.8179 | -0.00012592 | 689.5137 | 0.00010228 | 573.4031 | 0 | 689.8179 | -0.00018132 | 689.5137 | -0.00063279 | 681.81 | -0.00012647 | 689.5137 | -0.00044148 | 575.6537 | 2.5684e-05 | 689.8179 | 0 | 681.7053 | 8.8453e-07 | 689.8179 | 0 | 689.8179 | 0 | 689.8179 | 0 | 689.8179 | 8.6269e-05 | 575.6537 | 2.1599e-05 | 689.8179 | 0.0007185 | 689.5137 | 0.02539 | 859.3633 | 0.00381 | 689.5137 | -0.00023128 | 858.7359 | 0.81722 | 859.3633 | 0.11404 | 681.7053 | 0.07109
| 690.0511 | 0.00072438 | 689.7472 | -1.5703e-07 | 573.5202 | 0.00081498 | 690.0511 | 6.7896e-05 | 689.7472 | -4.8609e-05 | 682.0411 | 0.00021357 | 689.7472 | 0.00042426 | 575.7725 | 1.3072e-05 | 690.0511 | 0.00023379 | 681.9331 | 0.00026049 | 690.0511 | 0.0004636 | 690.0511 | 0.00050022 | 690.0511 | 0.00023859 | 690.0511 | 0.00073813 | 575.7725 | 8.5541e-06 | 690.0512 | 0.00146 | 689.7472 | 0.02553 | 859.5305 | 0.00366 | 689.7472 | 0.0010927 | 858.9033 | 0.82021 | 859.5305 | 0.11449 | 681.9331 | 0.07109
| 690.2843 | 0.00020099 | 689.9807 | -0.00010253 | 573.6372 | 0 | 690.2843 | -0.00081488 | 689.9807 | -0.001347 | 682.2723 | -9.3921e-05 | 689.9807 | -0.0005163 | 575.8913 | 2.6972e-05 | 690.2843 | 0 | 682.1608 | 0.00020823 | 690.2843 | 0 | 690.2843 | 0 | 690.2843 | 0 | 690.2843 | 0 | 575.8913 | 1.9249e-05 | 690.2843 | 0.00054015 | 689.9807 | 0.02403 | 859.6976 | 0.00323 | 689.9807 | -0.0012621 | 859.0707 | 0.79742 | 859.6976 | 0.11537 | 682.1608 | 0.07219
| 690.5175 | 0.00057623 | 690.2142 | 6.2525e-06 | 573.7542 | 0.00153 | 690.5175 | 9.9281e-05 | 690.2142 | 4.1899e-06 | 682.5035 | 0.00023224 | 690.2142 | 0.00034342 | 576.0101 | 1.3945e-05 | 690.5175 | 0.00054804 | 682.3886 | 0.00026002 | 690.5175 | 0.00046119 | 690.5175 | 0.00052891 | 690.5175 | 0.00042161 | 690.5175 | 0.00086188 | 576.0101 | 1.0695e-05 | 690.5175 | 0.0015 | 690.2142 | 0.02454 | 859.8647 | 0.00622 | 690.2142 | 0.00021596 | 859.2381 | 0.78829 | 859.8647 | 0.11589 | 682.3886 | 0.07069
| 690.7507 | 0.00072899 | 690.4478 | -9.4725e-05 | 573.8713 | 0 | 690.7507 | -0.00081435 | 690.4478 | -0.00091038 | 682.7347 | -1.8624e-05 | 690.4478 | -0.00060304 | 576.1289 | 2.6076e-05 | 690.7507 | 0 | 682.6164 | -3.1803e-06 | 690.7507 | 0 | 690.7507 | 0 | 690.7507 | 0 | 690.7507 | 8.1196e-05 | 576.1289 | 2.1171e-05 | 690.7507 | 0.00063507 | 690.4478 | 0.02251 | 860.0318 | 0.0042 | 690.4478 | -0.0014664 | 859.4055 | 0.77262 | 860.0318 | 0.11655 | 682.6164 | 0.06972
| 690.9839 | 0.00049535 | 690.6813 | 0.0001244 | 573.9883 | 0.00142 | 690.9839 | 0.00053684 | 690.6813 | 0.00028551 | 682.9659 | 2.6712e-05 | 690.6813 | 0.00031304 | 576.2476 | 1.2153e-05 | 690.984 | 0.00060199 | 682.8442 | 0.00084412 | 690.984 | 0.00020718 | 690.9839 | 0.00037859 | 690.984 | 0.00044597 | 690.984 | 0.00048215 | 576.2476 | 1.0476e-05 | 690.984 | 0.00137 | 690.6813 | 0.02301 | 860.199 | 0.00538 | 690.6813 | 7.9152e-05 | 859.5729 | 0.76811 | 860.199 | 0.11674 | 682.8442 | 0.06894
| 691.2172 | -0.00034075 | 690.9149 | 6.5431e-05 | 574.1054 | 0 | 691.2172 | 6.622e-05 | 690.9149 | -0.00095074 | 683.1971 | -9.0729e-05 | 690.9149 | -0.00051677 | 576.3664 | 2.6188e-05 | 691.2172 | 0 | 683.072 | 0.00024094 | 691.2172 | 0 | 691.2172 | 0 | 691.2172 | 0 | 691.2172 | 0 | 576.3664 | 2.2236e-05 | 691.2172 | 0.00060992 | 690.9149 | 0.02123 | 860.3661 | 0.00345 | 690.9149 | 0.0013778 | 859.7403 | 0.74248 | 860.3661 | 0.11767 | 683.072 | 0.06721
| 691.4504 | 0.00094033 | 691.1484 | -9.1829e-06 | 574.2225 | 0.00116 | 691.4504 | -6.6532e-05 | 691.1484 | -0.00014466 | 683.4283 | 0.00025284 | 691.1484 | 0.00047738 | 576.4852 | 1.4102e-05 | 691.4505 | 0.00070338 | 683.2998 | 0.0009402 | 691.4505 | 0.00067031 | 691.4504 | 0.00030659 | 691.4505 | 3.4676e-05 | 691.4505 | 0.0009036 | 576.4852 | 1.1761e-05 | 691.4504 | 0.00151 | 691.1484 | 0.02142 | 860.5332 | 0.00248 | 691.1484 | -0.00012981 | 859.9077 | 0.73797 | 860.5332 | 0.11832 | 683.2998 | 0.06998
| 691.6837 | 5.6767e-05 | 691.382 | 1.4404e-05 | 574.3395 | 0 | 691.6837 | -5.7096e-06 | 691.382 | -0.0012649 | 683.6595 | -7.4844e-05 | 691.382 | -0.00066845 | 576.604 | 2.8092e-05 | 691.6837 | 0 | 683.5276 | -0.00070903 | 691.6837 | 0 | 691.6837 | 0 | 691.6837 | 0 | 691.6837 | 0 | 576.604 | 2.3203e-05 | 691.6837 | 0.00054643 | 691.382 | 0.01982 | 860.7004 | 0.00411 | 691.382 | -0.0005238 | 860.0751 | 0.71924 | 860.7004 | 0.11939 | 683.5276 | 0.06787
| 691.917 | 0.0016941 | 691.6156 | 0.00021112 | 574.4566 | 0.0002601 | 691.917 | 0.00017436 | 691.6156 | 0.00043277 | 683.8907 | 9.7394e-05 | 691.6156 | 0.00043104 | 576.7228 | 1.408e-05 | 691.917 | 0.00044747 | 683.7554 | 0.00014194 | 691.917 | 0.0007758 | 691.917 | 0.00025502 | 691.917 | 0.0005936 | 691.917 | 0.00094087 | 576.7228 | 1.1442e-05 | 691.917 | 0.00139 | 691.6156 | 0.0203 | 860.8675 | 0.00464 | 691.6156 | -0.00024606 | 860.2425 | 0.71429 | 860.8675 | 0.11995 | 683.7554 | 0.06816
| 692.1503 | 0.0002275 | 691.8491 | -0.00010964 | 574.5737 | 0 | 692.1503 | -0.00062572 | 691.8491 | -0.00087851 | 684.1219 | -0.00019379 | 691.8491 | -0.00057164 | 576.8416 | 2.5628e-05 | 692.1503 | 0 | 683.9832 | -0.00090874 | 692.1503 | 0 | 692.1503 | 0 | 692.1503 | 0 | 692.1503 | 0 | 576.8416 | 2.2566e-05 | 692.1503 | 0.00039202 | 691.8492 | 0.01857 | 861.0347 | 0.00371 | 691.8491 | 6.75e-05 | 860.41 | 0.70052 | 861.0347 | 0.12086 | 683.9832 | 0.06734
| 692.3835 | 0.00037486 | 692.0827 | 0.00012841 | 574.6908 | 0.00102 | 692.3835 | 0.00019887 | 692.0827 | 7.164e-05 | 684.3532 | 0.00024153 | 692.0827 | 0.00036948 | 576.9604 | 1.1817e-05 | 692.3835 | 0.00046648 | 684.2111 | 0.0015577 | 692.3835 | 0.00050529 | 692.3835 | 0.00042813 | 692.3835 | 0.00063819 | 692.3835 | 0.00077728 | 576.9604 | 1.1124e-05 | 692.3835 | 0.00132 | 692.0827 | 0.01935 | 861.2018 | 0.00614 | 692.0827 | -0.00014306 | 860.5774 | 0.68885 | 861.2018 | 0.12166 | 684.2111 | 0.06712
| 692.6168 | 0.00045559 | 692.3164 | -0.00014362 | 574.8079 | 0 | 692.6168 | -0.00022201 | 692.3164 | -0.00079753 | 684.5845 | 4.2519e-05 | 692.3164 | -0.00051565 | 577.0792 | 2.4934e-05 | 692.6168 | 0 | 684.4389 | 5.6117e-05 | 692.6168 | 0 | 692.6168 | 0 | 692.6168 | 0 | 692.6168 | 0 | 577.0792 | 2.0534e-05 | 692.6168 | 0.00054954 | 692.3164 | 0.01779 | 861.369 | 0.00571 | 692.3164 | 0.00081392 | 860.7448 | 0.66786 | 861.369 | 0.12285 | 684.4389 | 0.06606
| 692.8502 | 0.0012716 | 692.55 | 4.4426e-05 | 574.925 | 0.00175 | 692.8502 | 0.00025087 | 692.55 | 0.00051514 | 684.8157 | 0.00042703 | 692.55 | 0.00046306 | 577.198 | 1.3352e-05 | 692.8501 | 0.00043944 | 684.6668 | 0.000901 | 692.8501 | 0.00036946 | 692.8502 | 0.0003574 | 692.8501 | 0.00023217 | 692.8501 | 0.00050943 | 577.198 | 9.4106e-06 | 692.8502 | 0.00125 | 692.55 | 0.0179 | 861.5361 | 0.0038 | 692.55 | -0.00030444 | 860.9123 | 0.65977 | 861.5361 | 0.12359 | 684.6668 | 0.06687
| 693.0834 | -0.00047025 | 692.7836 | -3.4021e-05 | 575.0421 | 0 | 693.0834 | -0.0013843 | 692.7836 | -0.0011822 | 685.047 | 0.00015052 | 692.7836 | -0.00044693 | 577.3169 | 2.5628e-05 | 693.0835 | 0 | 684.8947 | -0.00038657 | 693.0835 | 0 | 693.0834 | 0 | 693.0835 | 0 | 693.0835 | 0 | 577.3169 | 2.3093e-05 | 693.0834 | 0.00042279 | 692.7836 | 0.01672 | 861.7033 | 0.00496 | 692.7836 | -0.00030161 | 861.0797 | 0.64346 | 861.7033 | 0.12446 | 684.8946 | 0.06562
| 693.3168 | -0.00050671 | 693.0172 | 0.00024047 | 575.1592 | 0.00194 | 693.3168 | -0.00032608 | 693.0172 | 0.00090312 | 685.2783 | 0.00056897 | 693.0172 | 0.00047177 | 577.4357 | 1.2467e-05 | 693.3168 | 0.00046899 | 685.1226 | 5.3016e-05 | 693.3168 | 0.00096802 | 693.3168 | 0.00064718 | 693.3168 | 0.00060195 | 693.3168 | 0.00072634 | 577.4357 | 1.3682e-05 | 693.3168 | 0.00117 | 693.0172 | 0.0175 | 861.8704 | 0.00515 | 693.0172 | 0.00083301 | 861.2471 | 0.63259 | 861.8704 | 0.12481 | 685.1226 | 0.06546
| 693.5501 | -0.00038915 | 693.2509 | -0.0001154 | 575.2763 | 0 | 693.5501 | -0.00053498 | 693.2509 | -0.00092452 | 685.5096 | 0.00042004 | 693.2509 | -0.00058957 | 577.5545 | 2.6367e-05 | 693.5501 | 0 | 685.3504 | -0.00018674 | 693.5501 | 0 | 693.5501 | 0 | 693.5501 | 0 | 693.5501 | 0 | 577.5545 | 2.4806e-05 | 693.5501 | 0.00027435 | 693.2509 | 0.01617 | 862.0376 | 0.00339 | 693.2509 | -0.00044022 | 861.4146 | 0.61478 | 862.0376 | 0.12586 | 685.3504 | 0.06372
| 693.7835 | 0.00038011 | 693.4845 | -0.00014337 | 575.3935 | 0.00098839 | 693.7835 | 1.5708e-05 | 693.4845 | 0.00037678 | 685.7408 | 0.00058324 | 693.4845 | 0.00041121 | 577.6733 | 1.3956e-05 | 693.7835 | 0.00028292 | 685.5783 | 0.000435 | 693.7835 | 0.0007627 | 693.7835 | 0.00024769 | 693.7835 | 0.00013588 | 693.7835 | 0.00088778 | 577.6733 | 1.1124e-05 | 693.7835 | 0.00124 | 693.4845 | 0.01625 | 862.2047 | 0.0058 | 693.4845 | 0.001117 | 861.582 | 0.60939 | 862.2047 | 0.12629 | 685.5783 | 0.06442
| 694.0168 | -0.00051707 | 693.7182 | -3.248e-05 | 575.5106 | 0 | 694.0168 | -0.00042269 | 693.7182 | -0.00079403 | 685.9722 | 0.00011646 | 693.7182 | -0.00049928 | 577.7921 | 2.7017e-05 | 694.0168 | 0 | 685.8062 | -0.00064956 | 694.0168 | 0 | 694.0168 | 0 | 694.0168 | 0 | 694.0168 | 0 | 577.7921 | 2.0315e-05 | 694.0168 | 0.00045801 | 693.7182 | 0.01487 | 862.3719 | 0.00475 | 693.7182 | -0.0007483 | 861.7495 | 0.59508 | 862.3719 | 0.12732 | 685.8062 | 0.06372
| 694.2502 | -8.5284e-05 | 693.9519 | 0.00019818 | 575.6278 | 0.00083232 | 694.2502 | -0.0002526 | 693.9519 | 0.00028876 | 686.2035 | 0.00067592 | 693.9519 | 0.00040925 | 577.911 | 1.3116e-05 | 694.2502 | 0.00062423 | 686.0341 | 0.00077974 | 694.2502 | 0.0007985 | 694.2502 | 0.00053118 | 694.2502 | 0.00069973 | 694.2502 | 0.00097601 | 577.911 | 9.191e-06 | 694.2502 | 0.00103 | 693.9519 | 0.01533 | 862.5391 | 0.00529 | 693.9519 | 4.9258e-05 | 861.9169 | 0.57817 | 862.5391 | 0.12801 | 686.0341 | 0.06192
| 694.4836 | -7.8346e-05 | 694.1856 | -0.00018629 | 575.7449 | 0 | 694.4836 | -0.00089326 | 694.1856 | -0.00074541 | 686.4348 | 0.00056754 | 694.1856 | -0.00070035 | 578.0298 | 2.5505e-05 | 694.4836 | 0 | 686.262 | -0.00064391 | 694.4836 | 0 | 694.4836 | 0 | 694.4836 | 0 | 694.4836 | 0 | 578.0298 | 2.0315e-05 | 694.4836 | 0.00034334 | 694.1856 | 0.01368 | 862.7062 | 0.00434 | 694.1856 | 9.6331e-05 | 862.0844 | 0.56298 | 862.7062 | 0.12917 | 686.262 | 0.06315
| 694.717 | 0.0014096 | 694.4193 | -0.00018479 | 575.8621 | 0.00153 | 694.717 | -7.822e-05 | 694.4193 | 0.00018354 | 686.6662 | 0.00078365 | 694.4193 | 0.00041418 | 578.1486 | 1.2444e-05 | 694.717 | 0.00029443 | 686.49 | 0.00082837 | 694.717 | 0.00046132 | 694.717 | 0.00018823 | 694.717 | 0.00015663 | 694.717 | 0.00085584 | 578.1486 | 1.1124e-05 | 694.717 | 0.00116 | 694.4193 | 0.01451 | 862.8734 | 0.00464 | 694.4193 | -0.00014061 | 862.2519 | 0.54893 | 862.8734 | 0.12978 | 686.49 | 0.06268
| 694.9504 | 0.00037383 | 694.653 | -0.00015296 | 575.9792 | 0 | 694.9504 | -0.00032103 | 694.653 | -0.00068267 | 686.8975 | 0.00041425 | 694.653 | -0.00059176 | 578.2675 | 2.5034e-05 | 694.9504 | 0 | 686.7179 | -0.00049847 | 694.9504 | 0 | 694.9504 | 0 | 694.9504 | 0 | 694.9504 | 0 | 578.2675 | 1.7646e-05 | 694.9504 | 0.00027975 | 694.653 | 0.01286 | 863.0406 | 0.00541 | 694.653 | -0.0011619 | 862.4193 | 0.53288 | 863.0406 | 0.13046 | 686.7179 | 0.06336
| 695.1838 | 0.0013048 | 694.8867 | 8.9788e-05 | 576.0964 | 0.00203 | 695.1838 | 0.00047073 | 694.8867 | -2.4637e-05 | 687.1289 | 0.00077409 | 694.8867 | 0.00040169 | 578.3863 | 1.2646e-05 | 695.1838 | 0.00055305 | 686.9459 | 0.00042733 | 695.1838 | 0.00033535 | 695.1838 | 0.00051926 | 695.1838 | 0.00033308 | 695.1838 | 0.00074121 | 578.3863 | 6.7313e-06 | 695.1838 | 0.00087668 | 694.8867 | 0.01346 | 863.2078 | 0.00373 | 694.8867 | 0.0018601 | 862.5868 | 0.52295 | 863.2078 | 0.13081 | 686.9459 | 0.062
| 695.4172 | 0.00087305 | 695.1204 | -0.00018129 | 576.2136 | 0 | 695.4172 | -0.00038603 | 695.1204 | -0.00085847 | 687.3602 | 0.00047548 | 695.1204 | -0.00056396 | 578.5051 | 2.499e-05 | 695.4172 | 0 | 687.1738 | -0.00089226 | 695.4172 | 0 | 695.4172 | 0 | 695.4172 | 0 | 695.4172 | 0 | 578.5051 | 1.7855e-05 | 695.4172 | 0.00016054 | 695.1204 | 0.01253 | 863.375 | 0.00425 | 695.1204 | -0.00020648 | 862.7543 | 0.50628 | 863.375 | 0.13161 | 687.1738 | 0.06148
| 695.6506 | 0.00072005 | 695.3541 | -1.9747e-05 | 576.3307 | 0.00083232 | 695.6506 | 0.001332 | 695.3541 | -0.00019576 | 687.5916 | 0.00056035 | 695.3541 | 0.00039083 | 578.624 | 1.2411e-05 | 695.6506 | 0.00074118 | 687.4017 | 0.00070767 | 695.6506 | 0.00054915 | 695.6506 | 0.00019441 | 695.6506 | 0.00025203 | 695.6506 | 0.00070457 | 578.624 | 1.1332e-05 | 695.6506 | 0.00109 | 695.3541 | 0.01283 | 863.5422 | 0.00469 | 695.3541 | -3.1999e-05 | 862.9217 | 0.49798 | 863.5422 | 0.13177 | 687.4017 | 0.06017
| 695.8841 | -0.00021626 | 695.5879 | 0.00010691 | 576.4479 | 0.00015642 | 695.8841 | -0.0011486 | 695.5879 | -0.0010132 | 687.823 | 0.00018066 | 695.5879 | -0.00063449 | 578.7428 | 2.4116e-05 | 695.8841 | 0 | 687.6298 | 0.0001415 | 695.8841 | 0 | 695.8841 | 0 | 695.8841 | 0 | 695.8841 | 3.7564e-06 | 578.7428 | 2.2236e-05 | 695.8841 | 0.00015672 | 695.5879 | 0.01148 | 863.7093 | 0.00341 | 695.5879 | -0.00026042 | 863.0892 | 0.48026 | 863.7093 | 0.13229 | 687.6298 | 0.06084
| 696.1175 | 0.00094766 | 695.8216 | -0.00010307 | 576.5651 | 0.00065893 | 696.1175 | -0.0001079 | 695.8216 | 0.00013555 | 688.0544 | 0.00039225 | 695.8216 | 0.0004581 | 578.8617 | 1.1761e-05 | 696.1175 | 0.00052081 | 687.8577 | 0.00099669 | 696.1175 | 0.00035111 | 696.1175 | 0.00035587 | 696.1175 | 0.00062251 | 696.1175 | 0.00061691 | 578.8617 | 1.1124e-05 | 696.1175 | 0.00106 | 695.8216 | 0.01204 | 863.8765 | 0.00501 | 695.8216 | 0.00098012 | 863.2567 | 0.47548 | 863.8765 | 0.13223 | 687.8577 | 0.06007
| 696.351 | 0.00022269 | 696.0554 | -0.00015643 | 576.6823 | 0 | 696.351 | -0.00054862 | 696.0554 | -0.0011415 | 688.2858 | 0.00019681 | 696.0554 | -0.0006691 | 578.9805 | 2.3321e-05 | 696.351 | 0 | 688.0857 | -0.00074604 | 696.351 | 0 | 696.351 | 0 | 696.351 | 0 | 696.351 | 0 | 578.9805 | 1.9678e-05 | 696.351 | 0.00010296 | 696.0554 | 0.01105 | 864.0437 | 0.00494 | 696.0554 | -0.00040518 | 863.4242 | 0.45902 | 864.0437 | 0.1328 | 688.0857 | 0.06055
| 696.5845 | 0.00020949 | 696.2892 | -4.6138e-05 | 576.7995 | 0.00137 | 696.5845 | 0.0004369 | 696.2892 | 0.00020339 | 688.5172 | 0.00040538 | 696.2892 | 0.00046066 | 579.0994 | 1.1604e-05 | 696.5844 | 0.00041478 | 688.3137 | -9.5191e-05 | 696.5844 | 0.0002666 | 696.5845 | 0.00030559 | 696.5844 | 0.00050006 | 696.5844 | 0.00051362 | 579.0994 | 8.5541e-06 | 696.5845 | 0.00086991 | 696.2892 | 0.01153 | 864.2109 | 0.00461 | 696.2892 | 0.00049654 | 863.5917 | 0.4556 | 864.2109 | 0.13307 | 688.3137 | 0.05968
| 696.8179 | 0.00050501 | 696.523 | -0.00012411 | 576.9167 | 0 | 696.8179 | -0.00058706 | 696.523 | -0.00054799 | 688.7487 | 8.1188e-06 | 696.523 | -0.00054748 | 579.2183 | 2.49e-05 | 696.8179 | 0 | 688.5417 | -0.0014197 | 696.8179 | 0 | 696.8179 | 0 | 696.8179 | 0 | 696.8179 | 0 | 579.2183 | 1.8393e-05 | 696.8179 | 0.00025167 | 696.523 | 0.01064 | 864.3781 | 0.00429 | 696.523 | -0.0002154 | 863.7592 | 0.4305 | 864.3781 | 0.13375 | 688.5417 | 0.05755
| 697.0514 | 0.00023552 | 696.7567 | 0.00013464 | 577.0339 | 0.00213 | 697.0514 | 0.00033282 | 696.7567 | -4.7224e-06 | 688.9801 | 0.00028699 | 696.7567 | 0.00038237 | 579.3371 | 1.3352e-05 | 697.0514 | 0.00059934 | 688.7697 | 0.001188 | 697.0514 | 0.00083953 | 697.0514 | 0.00067363 | 697.0514 | 0.00041392 | 697.0514 | 0.00072573 | 579.3371 | 9.8388e-06 | 697.0514 | 0.00097667 | 696.7568 | 0.01128 | 864.5453 | 0.00506 | 696.7567 | -0.00086627 | 863.9267 | 0.42748 | 864.5453 | 0.13434 | 688.7697 | 0.05894
| 697.2849 | -0.00038233 | 696.9905 | -5.269e-06 | 577.1512 | 0 | 697.2849 | -0.00035802 | 696.9905 | -0.00063645 | 689.2115 | -3.8392e-05 | 696.9905 | -0.00053289 | 579.456 | 2.6132e-05 | 697.2849 | 0 | 688.9977 | 0.0004014 | 697.2849 | 0 | 697.2849 | 0 | 697.2849 | 0 | 697.2849 | 0 | 579.456 | 2.0853e-05 | 697.2849 | 4.1023e-05 | 696.9905 | 0.00965 | 864.7125 | 0.00397 | 696.9905 | 0.00095143 | 864.0942 | 0.40851 | 864.7125 | 0.13559 | 688.9977 | 0.05719
| 697.5184 | 0.00030579 | 697.2244 | -1.0672e-05 | 577.2684 | 0.00154 | 697.5184 | -0.00024797 | 697.2244 | -0.00022413 | 689.443 | 4.3127e-05 | 697.2244 | 0.00028674 | 579.5748 | 1.2836e-05 | 697.5184 | 0.00055844 | 689.2258 | 0.00010052 | 697.5184 | 0.00018067 | 697.5184 | 0.00021429 | 697.5184 | 0.00036498 | 697.5184 | 0.00039846 | 579.5748 | 1.1014e-05 | 697.5184 | 0.00088749 | 697.2244 | 0.0102 | 864.8797 | 0.00494 | 697.2244 | 0.00096382 | 864.2617 | 0.39932 | 864.8797 | 0.13679 | 689.2258 | 0.05746
| 697.752 | 0.00025149 | 697.4582 | -0.00015849 | 577.3856 | 0 | 697.752 | -0.00057441 | 697.4582 | -0.00036346 | 689.6744 | -0.00012786 | 697.4582 | -0.00068965 | 579.6937 | 2.5583e-05 | 697.7519 | 0 | 689.4538 | 0.0013072 | 697.7519 | 0 | 697.752 | 0 | 697.7519 | 0 | 697.7519 | 0 | 579.6937 | 2.149e-05 | 697.7519 | 0.00019778 | 697.4582 | 0.0088 | 865.047 | 0.00473 | 697.4582 | -8.1455e-06 | 864.4292 | 0.38791 | 865.047 | 0.13852 | 689.4538 | 0.0579
| 697.9855 | 3.998e-05 | 697.692 | 0.00015741 | 577.5029 | 0.00095371 | 697.9855 | 0.0001903 | 697.692 | -0.00018841 | 689.9059 | 0.00044596 | 697.692 | 0.00047387 | 579.8126 | 1.2758e-05 | 697.9855 | 0.00015705 | 689.6819 | -0.00031513 | 697.9855 | 0.00076375 | 697.9855 | 0.00033422 | 697.9855 | 0.00071867 | 697.9855 | 0.00068694 | 579.8126 | 1.0476e-05 | 697.9855 | 0.00092228 | 697.692 | 0.00946 | 865.2142 | 0.00301 | 697.692 | 0.00039016 | 864.5967 | 0.37574 | 865.2142 | 0.13968 | 689.6819 | 0.05699
| 698.219 | 6.3483e-05 | 697.9259 | -0.00012547 | 577.6201 | 0 | 698.219 | -0.00053748 | 697.9259 | -0.0011411 | 690.1374 | -0.00019709 | 697.9259 | -0.00073178 | 579.9315 | 2.6782e-05 | 698.219 | 0 | 689.9099 | -0.0008373 | 698.219 | 0 | 698.219 | 0 | 698.219 | 0 | 698.219 | 0 | 579.9315 | 1.9678e-05 | 698.219 | 7.2382e-05 | 697.9259 | 0.00862 | 865.3814 | 0.00408 | 697.9259 | -0.00038583 | 864.7642 | 0.36413 | 865.3814 | 0.14108 | 689.9099 | 0.05632
| 698.4526 | 0.0012243 | 698.1597 | 0.00010238 | 577.7374 | 0.0012 | 698.4526 | 0.00024369 | 698.1597 | 0.00048852 | 690.3689 | 0.00039031 | 698.1597 | 0.00045903 | 580.0503 | 1.5939e-05 | 698.4526 | 0.00053877 | 690.138 | 0.0022534 | 698.4526 | 0.0010155 | 698.4526 | 0.00053304 | 698.4526 | 0.00074717 | 698.4526 | 0.00050512 | 580.0503 | 1.0047e-05 | 698.4526 | 0.00077282 | 698.1597 | 0.00952 | 865.5486 | 0.00413 | 698.1597 | 0.00045107 | 864.9318 | 0.35798 | 865.5486 | 0.14222 | 690.138 | 0.05477
| 698.6861 | 0.00077705 | 698.3936 | 4.5009e-05 | 577.8546 | 0 | 698.6861 | 0.00044743 | 698.3936 | 9.1422e-05 | 690.6004 | 0.00019921 | 698.3936 | 0.00055396 | 580.1692 | 1.7922e-05 | 698.6861 | 0.00071588 | 690.3661 | -0.00028476 | 698.6861 | 0.0008424 | 698.6861 | 0.00047279 | 698.6861 | 0.00052999 | 698.6861 | 0.00072866 | 580.1692 | 1.2617e-05 | 698.6861 | 0.00068179 | 698.3936 | 0.00849 | 865.7158 | 0.00533 | 698.3936 | 0.0014324 | 865.0993 | 0.33793 | 865.7158 | 0.14339 | 690.3661 | 0.05603
| 698.9197 | -0.00021405 | 698.6274 | -0.00025634 | 577.9719 | 0.0014 | 698.9197 | -0.00049208 | 698.6274 | -0.00098001 | 690.8319 | -0.00015998 | 698.6274 | -0.0006543 | 580.2881 | 6.7318e-06 | 698.9197 | 0 | 690.5942 | -0.00081494 | 698.9197 | 0 | 698.9197 | 0 | 698.9197 | 0 | 698.9197 | 0 | 580.2881 | 5.8857e-06 | 698.9197 | 1.4515e-05 | 698.6274 | 0.00727 | 865.8831 | 0.00327 | 698.6274 | 0.00060999 | 865.2668 | 0.32422 | 865.8831 | 0.14443 | 690.5942 | 0.05418
| 699.1533 | 0.00062077 | 698.8613 | 0.00013641 | 578.0892 | 0 | 699.1533 | -5.73e-05 | 698.8613 | 0.00036227 | 691.0634 | 0.00018599 | 698.8613 | 0.0003768 | 580.407 | 7.6167e-06 | 699.1533 | 0.00062808 | 690.8223 | 0.0015384 | 699.1533 | 0.00074661 | 699.1533 | 0.00037893 | 699.1533 | 0.00038764 | 699.1533 | 0.00074679 | 580.407 | 5.3477e-06 | 699.1533 | 0.00091334 | 698.8613 | 0.00816 | 866.0503 | 0.00445 | 698.8613 | 0.00087891 | 865.4343 | 0.32105 | 866.0503 | 0.14475 | 690.8223 | 0.05378
| 699.3868 | -0.0005453 | 699.0952 | 0.00016671 | 578.2065 | 0.00182 | 699.3868 | -0.00080271 | 699.0952 | -0.00046958 | 691.2949 | -0.00031005 | 699.0952 | -0.00054948 | 580.5259 | 8.3224e-06 | 699.3869 | 0 | 691.0504 | 0.00053868 | 699.3869 | 0 | 699.3868 | 0 | 699.3869 | 0 | 699.3869 | 0 | 580.5259 | 4.601e-06 | 699.3868 | 8.1073e-05 | 699.0952 | 0.0071 | 866.2175 | 0.0032 | 699.0952 | -0.0011545 | 865.6019 | 0.30574 | 866.2175 | 0.14499 | 691.0503 | 0.05378
| 699.6205 | 0.00049817 | 699.3291 | 7.0311e-05 | 578.3237 | 0 | 699.6205 | -0.00027074 | 699.3291 | 0.00018722 | 691.5265 | 0.00017656 | 699.3291 | 0.00032904 | 580.6448 | 8.6808e-06 | 699.6205 | 0.00052777 | 691.2785 | 0.0013374 | 699.6205 | 0.00086534 | 699.6205 | 0.00044016 | 699.6205 | 0.00077514 | 699.6205 | 0.00079255 | 580.6448 | 2.5695e-06 | 699.6205 | 0.00075525 | 699.3291 | 0.00786 | 866.3848 | 0.0049 | 699.3291 | -0.00053042 | 865.7694 | 0.29341 | 866.3848 | 0.14518 | 691.2785 | 0.05403
| 699.8541 | 0.00044461 | 699.563 | -0.00016086 | 578.441 | 0.00166 | 699.8541 | 0.00024223 | 699.563 | -0.0010032 | 691.7581 | -0.00029893 | 699.563 | -0.00079546 | 580.7637 | 9.3081e-06 | 699.8541 | 0 | 691.5066 | -0.0025851 | 699.8541 | 0 | 699.8541 | 0 | 699.8541 | 0 | 699.8541 | 0 | 580.7637 | 3.3162e-06 | 699.8541 | 0 | 699.563 | 0.0064 | 866.552 | 0.00429 | 699.563 | 0.00072249 | 865.937 | 0.2901 | 866.552 | 0.14612 | 691.5066 | 0.05455
| 700.0877 | 0.00057565 | 699.7969 | 4.8636e-05 | 578.5583 | 0 | 700.0877 | 0.0001197 | 699.7969 | 0.00016458 | 691.9896 | -5.1009e-05 | 699.7969 | 0.00053994 | 580.8826 | 8.6024e-06 | 700.0877 | 0.00063073 | 691.7347 | 0.0015443 | 700.0877 | 0.0006755 | 700.0877 | 0.00033969 | 700.0877 | 0.00031056 | 700.0877 | 0.00070155 | 580.8826 | 3.7445e-06 | 700.0877 | 0.0008595 | 699.7969 | 0.00756 | 866.7192 | 0.0041 | 699.7969 | -0.00038649 | 866.1045 | 0.28181 | 866.7192 | 0.14713 | 691.7347 | 0.05161
| 700.3213 | -7.5886e-06 | 700.0309 | 7.0063e-05 | 578.6756 | 0.00163 | 700.3213 | -0.00056713 | 700.0309 | -0.00048926 | 692.2211 | -0.00014178 | 700.0309 | -0.00055315 | 581.0015 | 7.5047e-06 | 700.3213 | 0 | 691.9629 | 0.00080215 | 700.3213 | 0 | 700.3213 | 0 | 700.3213 | 0 | 700.3213 | 0 | 581.0015 | 3.5248e-06 | 700.3213 | 0 | 700.0309 | 0.00618 | 866.8865 | 0.00396 | 700.0309 | 0.00058949 | 866.272 | 0.27476 | 866.8865 | 0.14823 | 691.9629 | 0.0528
| 700.5549 | 0.00059661 | 700.2648 | 9.7733e-05 | 578.7929 | 0 | 700.5549 | 0.00028728 | 700.2648 | 0.00044703 | 692.4527 | 0.00017365 | 700.2648 | 0.00038027 | 581.1204 | 5.7685e-06 | 700.555 | 0.00062618 | 692.191 | 0.0010923 | 700.555 | 0.00086572 | 700.5549 | 0.00038303 | 700.555 | 0.00044786 | 700.555 | 0.0009007 | 581.1204 | 3.5248e-06 | 700.5549 | 0.00077029 | 700.2648 | 0.00722 | 867.0537 | 0.00533 | 700.2648 | 0.00016872 | 866.4396 | 0.26509 | 867.0537 | 0.14835 | 692.191 | 0.05236
| 700.7886 | -0.00031756 | 700.4988 | -0.00021902 | 578.9103 | 0.0006936 | 700.7886 | -0.00041674 | 700.4988 | -0.001321 | 692.6843 | -0.00022151 | 700.4988 | -0.00054096 | 581.2393 | 6.8774e-06 | 700.7886 | 0 | 692.4192 | -0.00035096 | 700.7886 | 0 | 700.7886 | 0 | 700.7886 | 0 | 700.7886 | 0 | 581.2393 | 2.6684e-06 | 700.7886 | 0 | 700.4988 | 0.00541 | 867.221 | 0.00515 | 700.4988 | -0.0012573 | 866.6071 | 0.2515 | 867.221 | 0.14858 | 692.4192 | 0.05398
| 701.0223 | 0.0012301 | 700.7327 | 5.2082e-05 | 579.0276 | 8.6901e-05 | 701.0223 | 0.00040787 | 700.7327 | -0.00019525 | 692.9159 | 0.00013821 | 700.7327 | 0.000436 | 581.3582 | 7.9527e-06 | 701.0223 | 0.00061537 | 692.6473 | 0.00062496 | 701.0223 | 0.00074453 | 701.0223 | 0.00061394 | 701.0223 | 0.00028039 | 701.0223 | 0.00085263 | 581.3582 | 4.601e-06 | 701.0223 | 0.00069129 | 700.7327 | 0.00681 | 867.3882 | 0.00513 | 700.7327 | -0.00079379 | 866.7747 | 0.24723 | 867.3882 | 0.1487 | 692.6473 | 0.05322
| 701.2559 | 0.00029481 | 700.9667 | -0.00016056 | 579.1449 | 0.0014 | 701.2559 | -0.00056987 | 700.9667 | -0.00070646 | 693.1475 | -0.00032075 | 700.9667 | -0.00055152 | 581.4771 | 8.8152e-06 | 701.2559 | 0 | 692.8755 | -0.00062788 | 701.2559 | 0 | 701.2559 | 0 | 701.2559 | 0 | 701.2559 | 0 | 581.4771 | 5.0292e-06 | 701.2559 | 0 | 700.9667 | 0.00541 | 867.5555 | 0.00513 | 700.9667 | -0.00099698 | 866.9423 | 0.24194 | 867.5555 | 0.14985 | 692.8755 | 0.05264
| 701.4896 | 0.0009249 | 701.2007 | 8.7383e-05 | 579.2622 | 0 | 701.4896 | 0.00050731 | 701.2007 | 0.00023796 | 693.3791 | 0.00018281 | 701.2007 | 0.00048795 | 581.596 | 7.5607e-06 | 701.4896 | 0.0005983 | 693.1037 | 0.00060203 | 701.4896 | 0.00052234 | 701.4896 | 0.00036053 | 701.4896 | 0.0003544 | 701.4896 | 0.00108 | 581.596 | 4.0629e-06 | 701.4896 | 0.00065511 | 701.2007 | 0.00647 | 867.7227 | 0.00311 | 701.2007 | 0.00086265 | 867.1098 | 0.23397 | 867.7227 | 0.15055 | 693.1037 | 0.05094
| 701.7233 | -0.00030194 | 701.4347 | -0.00019904 | 579.3796 | 0.00097105 | 701.7233 | -0.0011047 | 701.4347 | -0.00047697 | 693.6107 | -0.00013673 | 701.4347 | -0.00074078 | 581.7149 | 6.3622e-06 | 701.7233 | 0 | 693.3319 | 5.192e-05 | 701.7233 | 0 | 701.7233 | 0 | 701.7233 | 0 | 701.7233 | 0 | 581.7149 | 2.4597e-06 | 701.7233 | 0 | 701.4347 | 0.00513 | 867.89 | 0.00348 | 701.4347 | 0.00044768 | 867.2774 | 0.22318 | 867.89 | 0.15098 | 693.3319 | 0.04992
| 701.957 | 0.00010317 | 701.6686 | -9.8202e-05 | 579.4969 | 0 | 701.957 | 0.00022573 | 701.6686 | 0.00015531 | 693.8423 | 0.00019748 | 701.6686 | 0.00042818 | 581.8338 | 5.4997e-06 | 701.957 | 0.00042574 | 693.5601 | 0.00062638 | 701.957 | 0.00025723 | 701.957 | 0.00032867 | 701.957 | 0.00045432 | 701.957 | 0.0008407 | 581.8338 | 2.5695e-06 | 701.957 | 0.00075845 | 701.6686 | 0.00569 | 868.0573 | 0.00561 | 701.6686 | 0.0010038 | 867.445 | 0.22131 | 868.0573 | 0.15085 | 693.5601 | 0.05185
| 702.1907 | -0.00075963 | 701.9027 | -0.00020576 | 579.6143 | 0.00168 | 702.1907 | -0.00084263 | 701.9027 | -0.00071446 | 694.074 | -0.00022443 | 701.9027 | -0.00068419 | 581.9528 | 6.519e-06 | 702.1907 | 0 | 693.7883 | 0.00016545 | 702.1907 | 0 | 702.1907 | 0 | 702.1907 | 0 | 702.1907 | 0 | 581.9528 | 4.4912e-06 | 702.1907 | 0 | 701.9027 | 0.00453 | 868.2245 | 0.0042 | 701.9027 | -0.0014063 | 867.6125 | 0.2137 | 868.2245 | 0.15169 | 693.7883 | 0.05142
| 702.4244 | 0.00016713 | 702.1367 | -6.3297e-05 | 579.7317 | 0 | 702.4244 | 0.00035378 | 702.1367 | 0.0004508 | 694.3057 | 9.7521e-05 | 702.1367 | 0.0004398 | 582.0717 | 6.911e-06 | 702.4244 | 0.00021472 | 694.0165 | 0.0018679 | 702.4244 | 0.00013366 | 702.4244 | 0.00028498 | 702.4244 | 0.00061684 | 702.4244 | 0.0007886 | 582.0717 | 4.2825e-06 | 702.4244 | 0.00058095 | 702.1367 | 0.0053 | 868.3918 | 0.00397 | 702.1367 | -0.0027946 | 867.7801 | 0.20441 | 868.3918 | 0.15306 | 694.0165 | 0.04988
| 702.6581 | 9.4441e-05 | 702.3707 | -6.99e-05 | 579.849 | 0.00079764 | 702.6581 | -0.00053261 | 702.3707 | -0.0009145 | 694.5373 | -0.00039146 | 702.3707 | -0.0005724 | 582.1906 | 7.2247e-06 | 702.6582 | 0 | 694.2448 | 0.00032244 | 702.6582 | 0 | 702.6581 | 0 | 702.6582 | 0 | 702.6582 | 0 | 582.1906 | 3.2064e-06 | 702.6581 | 7.1594e-05 | 702.3707 | 0.00425 | 868.5591 | 0.00273 | 702.3707 | -0.0012834 | 867.9477 | 0.19448 | 868.5591 | 0.15523 | 694.2447 | 0.0491
| 702.8919 | 0.00080851 | 702.6047 | 0.00014122 | 579.9664 | 0 | 702.8919 | 9.8631e-05 | 702.6047 | 0.00059169 | 694.769 | 0.00026795 | 702.6047 | 0.0003713 | 582.3095 | 6.631e-06 | 702.8919 | 0.00072083 | 694.473 | 0.00022577 | 702.8919 | 0.0011878 | 702.8919 | 0.00058349 | 702.8919 | 0.00033162 | 702.8919 | 0.00077916 | 582.3095 | 2.2401e-06 | 702.8919 | 0.00077116 | 702.6047 | 0.00542 | 868.7263 | 0.00563 | 702.6047 | 0.00039421 | 868.1153 | 0.19013 | 868.7263 | 0.15665 | 694.473 | 0.04879
| 703.1257 | 0.00040028 | 702.8388 | -0.0001934 | 580.0838 | 0.00154 | 703.1257 | 0.00031373 | 702.8388 | -0.00053011 | 695.0007 | -0.00019821 | 702.8388 | -0.00070853 | 582.4285 | 7.3479e-06 | 703.1257 | 0 | 694.7012 | -0.00055201 | 703.1257 | 0 | 703.1257 | 0 | 703.1257 | 0 | 703.1257 | 0 | 582.4285 | 2.3499e-06 | 703.1257 | 0 | 702.8388 | 0.00402 | 868.8936 | 0.00362 | 702.8388 | -0.0011766 | 868.2829 | 0.1838 | 868.8936 | 0.15814 | 694.7012 | 0.04904
| 703.3594 | 0.00066368 | 703.0728 | 7.6201e-05 | 580.2012 | 0 | 703.3594 | 0.0001026 | 703.0728 | 0.00057527 | 695.2324 | 0.00023776 | 703.0728 | 0.00043913 | 582.5474 | 7.0679e-06 | 703.3594 | 0.00068565 | 694.9295 | 0.0014095 | 703.3594 | 0.00054106 | 703.3594 | 0.0005043 | 703.3594 | 0.00068198 | 703.3594 | 0.00039816 | 582.5474 | 2.9978e-06 | 703.3594 | 0.00067436 | 703.0728 | 0.00498 | 869.0609 | 0.00408 | 703.0728 | 0.00068277 | 868.4505 | 0.18113 | 869.0609 | 0.15893 | 694.9295 | 0.05006
| 703.5932 | 5.5868e-05 | 703.3069 | -0.00014937 | 580.3186 | 0.00168 | 703.5932 | -2.1356e-06 | 703.3069 | -0.001736 | 695.4641 | -0.0002819 | 703.3069 | -0.00061738 | 582.6663 | 6.799e-06 | 703.5932 | 0 | 695.1577 | -0.00078866 | 703.5932 | 0 | 703.5932 | 0 | 703.5932 | 0 | 703.5932 | 0 | 582.6663 | 2.6684e-06 | 703.5932 | 0 | 703.3069 | 0.00399 | 869.2282 | 0.00357 | 703.3069 | -0.00016043 | 868.6181 | 0.17004 | 869.2282 | 0.16048 | 695.1577 | 0.04682
| 703.827 | 0.00024568 | 703.541 | 0.00013335 | 580.436 | 0 | 703.827 | -0.0003274 | 703.541 | 0.00066711 | 695.6957 | 0.00040956 | 703.541 | 0.00051942 | 582.7853 | 6.0262e-06 | 703.827 | 0.00063991 | 695.386 | 0.0019364 | 703.827 | 0.00068771 | 703.827 | 0.00050592 | 703.827 | 0.00049347 | 703.827 | 0.00098002 | 582.7853 | 2.7781e-06 | 703.827 | 0.00062208 | 703.541 | 0.00471 | 869.3955 | 0.00432 | 703.541 | -0.00051181 | 868.7857 | 0.17197 | 869.3955 | 0.16138 | 695.386 | 0.04924
| 704.0607 | -0.00064517 | 703.7751 | -6.6221e-05 | 580.5534 | 0.00186 | 704.0607 | -0.00032221 | 703.7751 | -0.0007159 | 695.9275 | -0.00031991 | 703.7751 | -0.00069556 | 582.9042 | 6.5414e-06 | 704.0608 | 0 | 695.6143 | 0.00032593 | 704.0608 | 0 | 704.0607 | 0 | 704.0608 | 0 | 704.0608 | 0 | 582.9042 | 2.3499e-06 | 704.0607 | 0 | 703.7751 | 0.0032 | 869.5627 | 0.00364 | 703.7751 | -0.0028543 | 868.9533 | 0.16435 | 869.5627 | 0.16259 | 695.6143 | 0.04765
| 704.2946 | 0.00078072 | 704.0092 | 8.3172e-06 | 580.6708 | 0 | 704.2946 | -0.00049009 | 704.0092 | -0.00028952 | 696.1592 | -7.7113e-06 | 704.0092 | 0.00052025 | 583.0232 | 6.3398e-06 | 704.2946 | 0.00057171 | 695.8426 | 0.0021819 | 704.2946 | 0.00035966 | 704.2946 | 0.00023356 | 704.2946 | 0.00014381 | 704.2946 | 0.00053517 | 583.0232 | 2.5695e-06 | 704.2946 | 0.00061784 | 704.0091 | 0.00463 | 869.73 | 0.00545 | 704.0092 | 0.002286 | 869.1209 | 0.15933 | 869.73 | 0.16301 | 695.8426 | 0.04674
| 704.5284 | 0.00071194 | 704.2433 | -0.00010944 | 580.7882 | 0.00109 | 704.5284 | -0.00060047 | 704.2433 | -0.001181 | 696.3909 | -0.00032288 | 704.2433 | -0.00079429 | 583.1421 | 6.3398e-06 | 704.5284 | 0 | 696.0709 | -0.00071288 | 704.5284 | 0 | 704.5284 | 0 | 704.5284 | 0 | 704.5284 | 0 | 583.1421 | 2.5695e-06 | 704.5284 | 0 | 704.2433 | 0.00323 | 869.8973 | 0.00306 | 704.2433 | -0.00083591 | 869.2885 | 0.15307 | 869.8973 | 0.16461 | 696.0709 | 0.04621
| 704.7622 | 0.0012279 | 704.4774 | -8.1528e-05 | 580.9056 | 0 | 704.7622 | -0.00021161 | 704.4774 | 0.00015288 | 696.6227 | 0.00028755 | 704.4774 | 0.00038908 | 583.261 | 6.2614e-06 | 704.7622 | 0.00070124 | 696.2992 | 6.0942e-05 | 704.7622 | 0.00036044 | 704.7622 | 0.00029702 | 704.7622 | 0.00024433 | 704.7622 | 0.00061367 | 583.261 | 2.9978e-06 | 704.7622 | 0.000446 | 704.4774 | 0.00433 | 870.0646 | 0.00438 | 704.4774 | 7.7147e-05 | 869.4561 | 0.14671 | 870.0646 | 0.16604 | 696.2992 | 0.04806
| 704.996 | 0.00098388 | 704.7115 | 4.1441e-06 | 581.0231 | 0.0016 | 704.996 | -0.0001179 | 704.7115 | -0.0011022 | 696.8544 | -0.00023201 | 704.7115 | -0.0006669 | 583.38 | 7.7511e-06 | 704.996 | 0 | 696.5275 | -0.0011707 | 704.996 | 0 | 704.996 | 0 | 704.996 | 0 | 704.996 | 0 | 583.38 | 1.9217e-06 | 704.996 | 0 | 704.7115 | 0.00332 | 870.2319 | 0.00327 | 704.7115 | -0.0014868 | 869.6237 | 0.13989 | 870.2319 | 0.16771 | 696.5275 | 0.04686
| 705.2299 | 0.00079433 | 704.9456 | 7.5055e-05 | 581.1405 | 0 | 705.2299 | 0.00045721 | 704.9456 | 9.6233e-05 | 697.0862 | 0.00019654 | 704.9456 | 0.00043136 | 583.499 | 7.5047e-06 | 705.2299 | 0.00013149 | 696.7558 | 0.00093467 | 705.2299 | 0.0007603 | 705.2299 | 0.00050892 | 705.2299 | 0.00024046 | 705.2299 | 0.00077593 | 583.499 | 1.6032e-06 | 705.2299 | 0.00072438 | 704.9456 | 0.00399 | 870.3992 | 0.00403 | 704.9456 | 0.00068343 | 869.7913 | 0.14103 | 870.3992 | 0.16805 | 696.7558 | 0.04573
| 705.4637 | 0.00026091 | 705.1798 | -0.0002529 | 581.2579 | 0.00154 | 705.4637 | -0.00015625 | 705.1798 | -0.0017466 | 697.3179 | -0.00030782 | 705.1798 | -0.00067187 | 583.6179 | 7.2023e-06 | 705.4637 | 0 | 696.9841 | 0.00025141 | 705.4637 | 0 | 705.4637 | 0 | 705.4637 | 0 | 705.4637 | 0 | 583.6179 | 1.0651e-06 | 705.4637 | 0 | 705.1798 | 0.00313 | 870.5665 | 0.00295 | 705.1798 | 0.0007422 | 869.959 | 0.13013 | 870.5665 | 0.16839 | 696.9841 | 0.04513
| 705.6976 | 0.0002475 | 705.4139 | 0.00010136 | 581.3754 | 0 | 705.6976 | 3.2829e-05 | 705.4139 | -0.00033618 | 697.5497 | 0.0002273 | 705.4139 | 0.00047959 | 583.7369 | 5.5781e-06 | 705.6976 | 0.000477 | 697.2125 | 0.001228 | 705.6976 | 0.00074357 | 705.6976 | 0.00035445 | 705.6976 | 0.00035458 | 705.6976 | 0.00087778 | 583.7369 | 1.0651e-06 | 705.6976 | 0.00053875 | 705.4139 | 0.00397 | 870.7338 | 0.00506 | 705.4139 | 0.00071774 | 870.1266 | 0.12689 | 870.7338 | 0.16847 | 697.2125 | 0.04659
| 705.9315 | 0.00013102 | 705.6481 | -9.4995e-05 | 581.4928 | 0.00090168 | 705.9315 | -0.00042717 | 705.6481 | -0.0012455 | 697.7815 | -0.00019918 | 705.6481 | -0.00056492 | 583.8559 | 5.4997e-06 | 705.9314 | 0 | 697.4409 | -0.00087738 | 705.9314 | 0 | 705.9315 | 0 | 705.9314 | 0 | 705.9314 | 0 | 583.8559 | 1.6032e-06 | 705.9315 | 0 | 705.6481 | 0.00316 | 870.9011 | 0.00336 | 705.6481 | -0.0011414 | 870.2942 | 0.12339 | 870.9011 | 0.16916 | 697.4409 | 0.04579
| 706.1653 | 0.0011369 | 705.8822 | -8.6362e-06 | 581.6103 | 0 | 706.1653 | -0.00014174 | 705.8822 | 0.00016722 | 698.0133 | 0.00013863 | 705.8822 | 0.00043302 | 583.9748 | 5.7573e-06 | 706.1653 | 0.00025668 | 697.6692 | 0.00080449 | 706.1653 | 0.00037752 | 706.1653 | 0.00034697 | 706.1653 | 0.0002818 | 706.1653 | 0.0010212 | 583.9748 | 1.4934e-06 | 706.1653 | 0.00055264 | 705.8822 | 0.00355 | 871.0684 | 0.00536 | 705.8822 | 0.00012224 | 870.4619 | 0.12269 | 871.0684 | 0.16994 | 697.6692 | 0.04572
| 706.3992 | -0.00043978 | 706.1164 | -0.00023001 | 581.7278 | 0.00121 | 706.3992 | -0.00073708 | 706.1164 | -0.0010034 | 698.2451 | -0.00025521 | 706.1164 | -0.00068344 | 584.0938 | 5.8469e-06 | 706.3992 | 0 | 697.8976 | 0.00026369 | 706.3992 | 0 | 706.3992 | 0 | 706.3992 | 0 | 706.3992 | 0 | 584.0938 | 2.4597e-06 | 706.3992 | 0 | 706.1164 | 0.00256 | 871.2358 | 0.00452 | 706.1164 | -0.00065604 | 870.6295 | 0.11559 | 871.2358 | 0.17103 | 697.8976 | 0.04352
| 706.6331 | 0.00025384 | 706.3506 | 2.49e-05 | 581.8453 | 0 | 706.6331 | -0.00024216 | 706.3506 | 0.00062752 | 698.4769 | 3.8788e-05 | 706.3506 | 0.00027171 | 584.2128 | 6.0038e-06 | 706.6331 | 0.00028871 | 698.126 | 0.00066843 | 706.6331 | 0.00067657 | 706.6331 | 0.00036633 | 706.6331 | 0.00014894 | 706.6331 | 0.00076795 | 584.2128 | 1.8228e-06 | 706.6331 | 0.00042049 | 706.3506 | 0.00329 | 871.4031 | 0.00468 | 706.3506 | -0.00042398 | 870.7971 | 0.11117 | 871.4031 | 0.17219 | 698.126 | 0.04455
| 706.867 | 3.7291e-05 | 706.5848 | -4.1409e-05 | 581.9628 | 0.00055488 | 706.867 | -0.00067145 | 706.5848 | -0.00083393 | 698.7087 | -0.00019895 | 706.5848 | -0.00072117 | 584.3317 | 7.4375e-06 | 706.867 | 0 | 698.3543 | 0.00023311 | 706.867 | 0 | 706.867 | 0 | 706.867 | 0 | 706.867 | 0 | 584.3317 | 1.4934e-06 | 706.867 | 0 | 706.5848 | 0.00223 | 871.5704 | 0.00399 | 706.5848 | -0.0015295 | 870.9648 | 0.10473 | 871.5704 | 0.17344 | 698.3543 | 0.04417
| 707.101 | 0.00081777 | 706.819 | 0.00016634 | 582.0802 | 0 | 707.101 | -4.1741e-05 | 706.819 | 0.00047995 | 698.9406 | 7.3264e-05 | 706.819 | 0.0003349 | 584.4507 | 8.916e-06 | 707.1009 | 0.00064895 | 698.5827 | 0.00021483 | 707.1009 | 0.00060846 | 707.101 | 0.00055336 | 707.1009 | 0.00092919 | 707.1009 | 0.00071275 | 584.4507 | 7.467e-07 | 707.101 | 0.0005591 | 706.819 | 0.00336 | 871.7377 | 0.00406 | 706.819 | 0.0015909 | 871.1324 | 0.10555 | 871.7377 | 0.17467 | 698.5827 | 0.04389
| 707.3348 | -0.00034631 | 707.0532 | -6.5756e-05 | 582.1977 | 0.00208 | 707.3348 | 0.00014394 | 707.0532 | -0.0012636 | 699.1724 | -0.00024475 | 707.0532 | -0.00071019 | 584.5697 | 9.0505e-06 | 707.3349 | 0 | 698.8111 | -0.0017187 | 707.3349 | 0 | 707.3348 | 0 | 707.3349 | 0 | 707.3349 | 0 | 584.5697 | 1.4934e-06 | 707.3348 | 0 | 707.0533 | 0.00242 | 871.905 | 0.00392 | 707.0532 | -0.0011552 | 871.3001 | 0.09903 | 871.905 | 0.17627 | 698.8111 | 0.04266
| 707.5688 | 0.00093583 | 707.2875 | -4.0175e-05 | 582.3152 | 0 | 707.5688 | 0.00047577 | 707.2875 | 0.00043593 | 699.4043 | 0.00018835 | 707.2875 | 0.00035716 | 584.6887 | 8.3672e-06 | 707.5688 | 0.00070245 | 699.0396 | 0.0014721 | 707.5688 | 0.00016566 | 707.5688 | 0.00028271 | 707.5688 | 0.00017613 | 707.5688 | 0.00016122 | 584.6887 | 1.2848e-06 | 707.5688 | 0.00077376 | 707.2875 | 0.00352 | 872.0724 | 0.00538 | 707.2875 | 7.419e-05 | 871.4677 | 0.10055 | 872.0724 | 0.17766 | 699.0395 | 0.0434
| 707.8027 | -0.00066274 | 707.5217 | -0.00014131 | 582.4328 | 0.00086701 | 707.8027 | -0.00088162 | 707.5217 | -0.00043694 | 699.6362 | -0.00018026 | 707.5217 | -0.00064852 | 584.8077 | 7.1127e-06 | 707.8028 | 0 | 699.2679 | 0.0001075 | 707.8028 | 0 | 707.8027 | 0 | 707.8028 | 0 | 707.8028 | 0 | 584.8077 | 8.5651e-07 | 707.8027 | 0 | 707.5217 | 0.00196 | 872.2397 | 0.00399 | 707.5217 | 1.1785e-05 | 871.6354 | 0.08985 | 872.2397 | 0.17899 | 699.2679 | 0.04281
| 708.0367 | 0.00088233 | 707.756 | -5.7859e-05 | 582.5503 | 0 | 708.0367 | 0.00015084 | 707.756 | 0.00013329 | 699.868 | 6.5468e-05 | 707.756 | 0.00040939 | 584.9266 | 6.519e-06 | 708.0367 | 0.00041009 | 699.4964 | 0.0010753 | 708.0367 | 0.00079076 | 708.0367 | 0.00023405 | 708.0367 | 0.00037576 | 708.0367 | 0.000716 | 584.9266 | 2.0864e-07 | 708.0367 | 0.00049145 | 707.756 | 0.00287 | 872.407 | 0.00599 | 707.756 | -0.00011155 | 871.803 | 0.09115 | 872.407 | 0.17965 | 699.4964 | 0.04344
| 708.2707 | -0.00014807 | 707.9902 | -0.00031783 | 582.6678 | 0.00062425 | 708.2707 | -0.00070783 | 707.9902 | -0.0011658 | 700.0999 | -0.00027085 | 707.9902 | -0.00082362 | 585.0456 | 6.6534e-06 | 708.2707 | 0 | 699.7248 | -0.00045362 | 708.2707 | 0 | 708.2707 | 0 | 708.2707 | 0 | 708.2707 | 0 | 585.0456 | 6.3689e-07 | 708.2707 | 0 | 707.9902 | 0.00171 | 872.5744 | 0.00287 | 707.9902 | -0.0022427 | 871.9707 | 0.08273 | 872.5744 | 0.1806 | 699.7248 | 0.04178
| 708.5046 | 0.00010651 | 708.2245 | 0.00013712 | 582.7853 | 0 | 708.5046 | 0.00038575 | 708.2245 | -0.00025692 | 700.3318 | 2.1496e-05 | 708.2245 | 0.00034185 | 585.1646 | 7.3815e-06 | 708.5047 | 0.00043334 | 699.9532 | 0.001117 | 708.5047 | 0.00087559 | 708.5046 | 0.00050005 | 708.5047 | 0.000358 | 708.5047 | 0.00084874 | 585.1646 | 1.175e-06 | 708.5046 | 0.00072816 | 708.2245 | 0.00327 | 872.7417 | 0.00457 | 708.2245 | -0.00080478 | 872.1384 | 0.08479 | 872.7417 | 0.18168 | 699.9533 | 0.04222
| 708.7386 | -0.00085253 | 708.4588 | 1.7982e-05 | 582.9028 | 0.00168 | 708.7386 | -0.0015118 | 708.4588 | -0.0013848 | 700.5637 | -0.00040017 | 708.4588 | -0.00068242 | 585.2836 | 8.1656e-06 | 708.7386 | 0 | 700.1817 | -0.0011624 | 708.7386 | 0 | 708.7386 | 0 | 708.7386 | 0 | 708.7386 | 0 | 585.2836 | 9.6631e-07 | 708.7387 | 0 | 708.4588 | 0.00183 | 872.909 | 0.00317 | 708.4588 | -0.00182 | 872.3061 | 0.07919 | 872.909 | 0.18282 | 700.1817 | 0.04246
| 708.9727 | 0.00017887 | 708.693 | 0.00026792 | 583.0204 | 0 | 708.9727 | -0.0001919 | 708.693 | 0.00012143 | 700.7956 | 0.00028333 | 708.693 | 0.00058118 | 585.4026 | 8.5016e-06 | 708.9726 | 0.00075856 | 700.4102 | 0.001074 | 708.9726 | 0.00076732 | 708.9727 | 0.00065176 | 708.9726 | 0.00077295 | 708.9726 | 0.0008637 | 585.4026 | 1.3946e-06 | 708.9727 | 0.00051926 | 708.693 | 0.00324 | 873.0764 | 0.00494 | 708.693 | 0.00040467 | 872.4737 | 0.07843 | 873.0764 | 0.18369 | 700.4102 | 0.04192
| 709.2067 | -0.00062561 | 708.9273 | -0.00027261 | 583.1379 | 0.00199 | 709.2067 | 1.9537e-05 | 708.9273 | -0.0011939 | 701.0275 | -0.00021732 | 708.9273 | -0.00080476 | 585.5216 | 8.7592e-06 | 709.2067 | 0 | 700.6387 | -0.00038748 | 709.2067 | 0 | 709.2067 | 0 | 709.2067 | 0 | 709.2067 | 0 | 585.5216 | 1.0651e-06 | 709.2067 | 0 | 708.9273 | 0.00126 | 873.2437 | 0.00343 | 708.9273 | -0.0016186 | 872.6414 | 0.07247 | 873.2437 | 0.18472 | 700.6387 | 0.04197
| 709.4407 | 0.00092758 | 709.1616 | -0.0001184 | 583.2555 | 0 | 709.4407 | 1.6408e-05 | 709.1616 | -0.00011247 | 701.2595 | 1.9789e-05 | 709.1616 | 0.00032284 | 585.6406 | 8.9496e-06 | 709.4407 | 0 | 700.8671 | -7.5902e-05 | 709.4407 | 0.00036968 | 709.4407 | 0.00028394 | 709.4407 | 7.8596e-06 | 709.4407 | 0.00028277 | 585.6406 | 1.0651e-06 | 709.4407 | 0.00036116 | 709.1617 | 0.00253 | 873.4111 | 0.00448 | 709.1616 | 0.00065437 | 872.8091 | 0.07333 | 873.4111 | 0.18554 | 700.8671 | 0.04193
| 709.6747 | -3.1879e-05 | 709.396 | -0.00016569 | 583.3731 | 0.00064159 | 709.6747 | -0.00032899 | 709.396 | -0.0011849 | 701.4914 | -0.00034713 | 709.396 | -0.00072337 | 585.7596 | 8.3896e-06 | 709.6747 | 0 | 701.0956 | 0.00027298 | 709.6747 | 0 | 709.6747 | 0 | 709.6747 | 0 | 709.6747 | 0 | 585.7596 | 1.9217e-06 | 709.6747 | 0 | 709.396 | 0.00179 | 873.5784 | 0.00299 | 709.396 | -0.00075767 | 872.9768 | 0.06813 | 873.5784 | 0.18692 | 701.0956 | 0.04048
| 709.9088 | 0.00086429 | 709.6303 | 3.6673e-05 | 583.4906 | 0 | 709.9088 | -0.00057966 | 709.6303 | -8.5826e-05 | 701.7233 | 0.00024518 | 709.6303 | 0.00043397 | 585.8786 | 7.7399e-06 | 709.9087 | 0.00060555 | 701.3241 | 0.00017741 | 709.9087 | 0.00070711 | 709.9088 | 0.0002195 | 709.9087 | 0.00024725 | 709.9087 | 0.00051737 | 585.8786 | 1.8228e-06 | 709.9088 | 0.00041586 | 709.6303 | 0.00257 | 873.7458 | 0.00429 | 709.6303 | 0.0018247 | 873.1445 | 0.06191 | 873.7458 | 0.18785 | 701.3241 | 0.04053
| 710.1428 | 0.00036017 | 709.8646 | -5.6791e-05 | 583.6082 | 0.00109 | 710.1428 | -0.00078169 | 709.8646 | -0.00039341 | 701.9553 | -0.00015402 | 709.8646 | -0.00065742 | 585.9977 | 7.0119e-06 | 710.1428 | 0 | 701.5526 | -0.00072675 | 710.1428 | 0 | 710.1428 | 0 | 710.1428 | 0 | 710.1428 | 0 | 585.9977 | 2.3499e-06 | 710.1428 | 0 | 709.8646 | 0.00172 | 873.9131 | 0.00366 | 709.8646 | -0.00049849 | 873.3121 | 0.06473 | 873.9131 | 0.18974 | 701.5526 | 0.04082
| 710.3768 | 0.00075949 | 710.099 | -1.6117e-05 | 583.7258 | 0 | 710.3768 | -9.7318e-05 | 710.099 | 0.00065272 | 702.1873 | 0.00023255 | 710.099 | 0.00039552 | 586.1167 | 6.4182e-06 | 710.3768 | 0.00032342 | 701.7811 | 0.0019197 | 710.3768 | 0.0006069 | 710.3768 | 0.0003357 | 710.3768 | 0.00011062 | 710.3768 | 0.00069221 | 586.1167 | 6.3689e-07 | 710.3768 | 0.00057978 | 710.099 | 0.00237 | 874.0805 | 0.00563 | 710.099 | 0.00049935 | 873.4799 | 0.05967 | 874.0805 | 0.19099 | 701.7811 | 0.04015
| 710.6109 | -0.00013243 | 710.3333 | -7.0721e-06 | 583.8434 | 0.00095371 | 710.6109 | -0.0008194 | 710.3333 | -0.00144 | 702.4193 | -0.0001307 | 710.3333 | -0.00064185 | 586.2357 | 6.4742e-06 | 710.6109 | 0 | 702.0096 | -0.00089628 | 710.6109 | 0 | 710.6109 | 0 | 710.6109 | 0 | 710.6109 | 0 | 586.2357 | 5.3806e-07 | 710.6109 | 0 | 710.3333 | 0.0016 | 874.2479 | 0.00338 | 710.3333 | -0.00097719 | 873.6476 | 0.05043 | 874.2479 | 0.19252 | 702.0096 | 0.03949
| 710.845 | 0.00041705 | 710.5677 | 0.00022372 | 583.961 | 0 | 710.845 | -3.9837e-05 | 710.5677 | 0.00015768 | 702.6512 | 2.796e-05 | 710.5677 | 0.00061984 | 586.3547 | 7.4599e-06 | 710.845 | 0.00039779 | 702.2382 | -0.00041024 | 710.845 | 0.000433 | 710.845 | 0.0003104 | 710.845 | 0.00052866 | 710.845 | 0.00092283 | 586.3547 | 4.2825e-07 | 710.845 | 0.00051342 | 710.5677 | 0.00247 | 874.4152 | 0.00526 | 710.5677 | -0.00057999 | 873.8152 | 0.05521 | 874.4152 | 0.1931 | 702.2382 | 0.0396
| 711.0791 | -8.2217e-05 | 710.802 | -0.0009479 | 584.0786 | 0.00125 | 711.0791 | -0.00028872 | 710.802 | -0.00083608 | 702.8832 | -4.0956e-05 | 710.802 | -0.00070352 | 586.4737 | 7.9079e-06 | 711.0791 | 0 | 702.4667 | -0.0014277 | 711.0791 | 0 | 711.0791 | 0 | 711.0791 | 0 | 711.0791 | 0 | 586.4737 | 4.2825e-07 | 711.0791 | 0 | 710.8021 | 0.00109 | 874.5826 | 0.00309 | 710.802 | -0.0015369 | 873.9829 | 0.04877 | 874.5826 | 0.19426 | 702.4667 | 0.03809
| 711.3132 | 0.00063406 | 711.0364 | 0.00057579 | 584.1962 | 0 | 711.3132 | 0.00056058 | 711.0364 | 6.4877e-05 | 703.1152 | 0.00027014 | 711.0364 | 0.00038717 | 586.5928 | 7.6167e-06 | 711.3132 | 0.00077998 | 702.6953 | 0.00090422 | 711.3132 | 0.00050833 | 711.3132 | 0.00041752 | 711.3132 | 0.00017702 | 711.3132 | 0.00052797 | 586.5928 | 4.2825e-07 | 711.3132 | 0.00054029 | 711.0364 | 0.00242 | 874.75 | 0.00527 | 711.0364 | 0.00080497 | 874.1507 | 0.05205 | 874.75 | 0.19454 | 702.6953 | 0.04075
| 711.5473 | -0.0001624 | 711.2708 | -0.00055375 | 584.3138 | 0.00031212 | 711.5473 | -0.00013108 | 711.2708 | -0.0010367 | 703.3472 | -0.00016466 | 711.2708 | -0.00069139 | 586.7118 | 7.7399e-06 | 711.5473 | 0 | 702.9238 | 0.00028716 | 711.5473 | 0 | 711.5473 | 0 | 711.5473 | 0 | 711.5473 | 0 | 586.7118 | 2.0864e-07 | 711.5473 | 0 | 711.2708 | 0.00142 | 874.9173 | 0.00376 | 711.2708 | 0.00019056 | 874.3184 | 0.05361 | 874.9173 | 0.19533 | 702.9238 | 0.03896
| 711.7814 | 0.000781 | 711.5052 | -0.00033726 | 584.4314 | 0 | 711.7814 | 0.00010516 | 711.5052 | 4.4872e-06 | 703.5793 | 0.00010928 | 711.5052 | 0.0004654 | 586.8308 | 7.2695e-06 | 711.7814 | 0.00058816 | 703.1524 | 0.00045845 | 711.7814 | 0.00012918 | 711.7814 | 0.00015709 | 711.7814 | 0.00052791 | 711.7814 | 0.00048703 | 586.8308 | 2.0864e-07 | 711.7814 | 0.00034411 | 711.5052 | 0.00213 | 875.0847 | 0.00401 | 711.5052 | 0.0001434 | 874.4861 | 0.05351 | 875.0847 | 0.19547 | 703.1524 | 0.03842
| 712.0155 | -6.7174e-05 | 711.7396 | 0.00031238 | 584.549 | 0.00109 | 712.0155 | -0.00088944 | 711.7396 | -0.00066359 | 703.8113 | -0.00014918 | 711.7396 | -0.00063875 | 586.9498 | 7.5943e-06 | 712.0155 | 0 | 703.381 | 0.00081927 | 712.0155 | 0 | 712.0155 | 0 | 712.0155 | 0 | 712.0155 | 0 | 586.9498 | 1.713e-06 | 712.0155 | 0 | 711.7396 | 0.00119 | 875.2521 | 0.00424 | 711.7396 | 0.0013863 | 874.6538 | 0.05151 | 875.2521 | 0.19672 | 703.381 | 0.03852
| 712.2496 | 0.0011036 | 711.9741 | -0.0001592 | 584.6667 | 0 | 712.2496 | 0.00098115 | 711.9741 | 0.00036601 | 704.0433 | 0.00024924 | 711.9741 | 0.00031141 | 587.0689 | 7.5159e-06 | 712.2497 | 0.00034211 | 703.6096 | 0.00035986 | 712.2497 | 0.00034742 | 712.2496 | 7.06e-05 | 712.2497 | 0.00043233 | 712.2497 | 0.00048968 | 587.0689 | 1.4934e-06 | 712.2496 | 0.00048026 | 711.9741 | 0.00231 | 875.4195 | 0.00483 | 711.9741 | -0.00039718 | 874.8215 | 0.04715 | 875.4195 | 0.19779 | 703.6096 | 0.04011
| 712.4838 | 0.00021768 | 712.2085 | 9.6385e-05 | 584.7843 | 0.00144 | 712.4838 | -0.00090691 | 712.2085 | -0.00059165 | 704.2754 | -0.00016242 | 712.2085 | -0.00072382 | 587.1879 | 7.5831e-06 | 712.4838 | 0 | 703.8381 | 0.00045396 | 712.4838 | 0 | 712.4838 | 0 | 712.4838 | 0 | 712.4838 | 0 | 587.1879 | 1.4934e-06 | 712.4838 | 0 | 712.2085 | 0.00197 | 875.5869 | 0.00306 | 712.2085 | -0.00060294 | 874.9893 | 0.04089 | 875.5869 | 0.19921 | 703.8381 | 0.03775
| 712.718 | 0.0011082 | 712.4429 | 0.00062742 | 584.902 | 0 | 712.718 | 0.00046183 | 712.4429 | 4.0699e-06 | 704.5074 | 0.00023065 | 712.4429 | 0.0004312 | 587.307 | 7.7735e-06 | 712.718 | 0.00045416 | 704.0668 | 0.00039938 | 712.718 | 0.00038085 | 712.718 | 0.00034481 | 712.718 | 4.2421e-05 | 712.718 | 0.00075924 | 587.307 | 0 | 712.718 | 0.00059736 | 712.4429 | 0.00199 | 875.7542 | 0.0045 | 712.4429 | 0.00040107 | 875.157 | 0.03479 | 875.7542 | 0.19991 | 704.0668 | 0.0386
| 712.9521 | -0.00027076 | 712.6774 | -0.00047957 | 585.0196 | 0 | 712.9521 | -0.00047492 | 712.6774 | -0.00077499 | 704.7395 | -0.00017047 | 712.6774 | -0.00070023 | 587.426 | 8.2104e-06 | 712.9521 | 0 | 704.2953 | -0.00033431 | 712.9521 | 0 | 712.9521 | 0 | 712.9521 | 0 | 712.9521 | 0 | 587.426 | 0 | 712.9521 | 0 | 712.6774 | 0.00106 | 875.9216 | 0.00441 | 712.6774 | 0.00060648 | 875.3247 | 0.02869 | 875.9216 | 0.20068 | 704.2953 | 0.03715
| 713.1863 | 0.00043326 | 712.9118 | 0.0001648 | 585.1373 | 0 | 713.1863 | 0.00051209 | 712.9118 | -0.00026669 | 704.9716 | 0.00015571 | 712.9118 | 0.00050185 | 587.5451 | 8.1096e-06 | 713.1863 | 0.00021452 | 704.524 | 0.00091422 | 713.1863 | 0.00072009 | 713.1863 | 0.00043607 | 713.1863 | 0.00049234 | 713.1863 | 0.00081262 | 587.5451 | 0 | 713.1863 | 0.00063769 | 712.9118 | 0.00204 | 876.089 | 0.00413 | 712.9118 | 0.00025328 | 875.4925 | 0.04089 | 876.089 | 0.20088 | 704.524 | 0.03718
| 713.4205 | 2.1082e-05 | 713.1463 | -0.00020616 | 585.2549 | 0.00058956 | 713.4205 | -0.001099 | 713.1463 | -0.0010991 | 705.2037 | -0.00032864 | 713.1463 | -0.00067984 | 587.6641 | 7.4263e-06 | 713.4205 | 0 | 704.7526 | 0.0005307 | 713.4205 | 0 | 713.4205 | 0 | 713.4205 | 0 | 713.4205 | 0 | 587.6641 | 6.3689e-07 | 713.4205 | 0 | 713.1463 | 0.00114 | 876.2564 | 0.00345 | 713.1463 | -0.00076605 | 875.6602 | 0.02605 | 876.2564 | 0.20176 | 704.7526 | 0.03523
| 713.6547 | 0.00026655 | 713.3808 | -0.0011856 | 585.3726 | 0 | 713.6547 | 0.00044205 | 713.3808 | 0.00031921 | 705.4358 | 0.00032325 | 713.3808 | 0.00047615 | 587.7832 | 6.6198e-06 | 713.6547 | 0.0002393 | 704.9813 | 0.0005677 | 713.6547 | 0.000956 | 713.6547 | 0.00052092 | 713.6547 | 0.00064694 | 713.6547 | 0.00054063 | 587.7832 | 7.467e-07 | 713.6547 | 0.00044392 | 713.3808 | 0.00149 | 876.4238 | 0.00599 | 713.3808 | 0.0017762 | 875.8279 | 0.02687 | 876.4238 | 0.20265 | 704.9813 | 0.03657
| 713.8889 | 9.5866e-05 | 713.6153 | 0.00020133 | 585.4903 | 0.0014 | 713.8889 | -0.00041606 | 713.6153 | -0.0010792 | 705.6678 | -0.00018354 | 713.6153 | -0.00056023 | 587.9022 | 6.127e-06 | 713.8889 | 0 | 705.2099 | -0.00046497 | 713.8889 | 0 | 713.8889 | 0 | 713.8889 | 0 | 713.8889 | 0 | 587.9022 | 7.467e-07 | 713.8889 | 0 | 713.6152 | 0.00106 | 876.5912 | 0.00334 | 713.6153 | 0.00040892 | 875.9957 | 0.02287 | 876.5912 | 0.20406 | 705.2099 | 0.03671
| 714.1231 | 0.00068608 | 713.8497 | 0.00052527 | 585.608 | 0 | 714.1231 | 0.00057435 | 713.8497 | 0.0007016 | 705.9 | 0.00021593 | 713.8497 | 0.00041646 | 588.0213 | 7.0343e-06 | 714.1231 | 0.00035839 | 705.4385 | -0.00018461 | 714.1231 | 0.00064015 | 714.1231 | 0.00036659 | 714.1231 | 0.00046162 | 714.1231 | 0.00079612 | 588.0213 | 2.0864e-07 | 714.1231 | 0.00058728 | 713.8497 | 0.00183 | 876.7586 | 0.00483 | 713.8497 | 0.00043001 | 876.1634 | 0.02835 | 876.7586 | 0.20553 | 705.4385 | 0.03665
| 714.3574 | -0.00035661 | 714.0843 | -0.0007574 | 585.7257 | 0.00060691 | 714.3574 | -0.00011366 | 714.0843 | -0.0012298 | 706.1321 | -0.00028982 | 714.0843 | -0.00058964 | 588.1403 | 6.9671e-06 | 714.3573 | 0 | 705.6672 | -0.00015243 | 714.3573 | 0 | 714.3574 | 0 | 714.3573 | 0 | 714.3573 | 0 | 588.1403 | 1.0981e-07 | 714.3574 | 0 | 714.0842 | 0.00104 | 876.926 | 0.00371 | 714.0843 | -0.00010888 | 876.3312 | 0.02905 | 876.926 | 0.2072 | 705.6672 | 0.03535
| 714.5916 | -0.00021894 | 714.3188 | 6.487e-05 | 585.8434 | 0 | 714.5916 | -9.3087e-05 | 714.3188 | 0.00030924 | 706.3643 | 0.00026245 | 714.3188 | 0.00029685 | 588.2594 | 7.0343e-06 | 714.5916 | 0.00028805 | 705.8959 | 0.000796 | 714.5916 | 0.00054143 | 714.5916 | 0.00031175 | 714.5916 | 0.0005946 | 714.5916 | 0.00048135 | 588.2594 | 1.0981e-07 | 714.5915 | 0.00049561 | 714.3188 | 0.00157 | 877.0934 | 0.00524 | 714.3188 | 0.00030658 | 876.4989 | 0.03025 | 877.0934 | 0.2085 | 705.8959 | 0.03712
| 714.8258 | 0.0001741 | 714.5533 | -0.0014035 | 585.9611 | 0.00128 | 714.8258 | -0.00057646 | 714.5533 | -0.00078973 | 706.5964 | -0.00021636 | 714.5533 | -0.00067129 | 588.3785 | 6.911e-06 | 714.8258 | 0 | 706.1246 | 0.0007064 | 714.8258 | 0 | 714.8258 | 0 | 714.8258 | 0 | 714.8258 | 0 | 588.3785 | 2.0864e-07 | 714.8258 | 0 | 714.5533 | 0.0004927 | 877.2608 | 0.00424 | 714.5533 | -0.0013274 | 876.6667 | 0.02787 | 877.2608 | 0.20949 | 706.1246 | 0.03501
| 715.0601 | 0.00077881 | 714.7878 | -0.00036898 | 586.0788 | 0 | 715.0601 | -0.00011581 | 714.7878 | 5.6429e-05 | 706.8286 | 0.00032595 | 714.7878 | 0.00039402 | 588.4975 | 6.799e-06 | 715.0601 | 0.00042064 | 706.3533 | 0.00046223 | 715.0601 | 0.00061079 | 715.0601 | 0.00032564 | 715.0601 | 0.00047589 | 715.0601 | 0.00078716 | 588.4975 | 2.0864e-07 | 715.0601 | 0.00055403 | 714.7878 | 0.00195 | 877.4282 | 0.00643 | 714.7878 | -0.00021466 | 876.8345 | 0.02389 | 877.4282 | 0.21001 | 706.3533 | 0.03628
| 715.2943 | 0.00034649 | 715.0224 | -0.00085908 | 586.1965 | 0.00158 | 715.2943 | -0.0001057 | 715.0224 | -0.00098918 | 707.0607 | -4.9854e-05 | 715.0224 | -0.00066691 | 588.6166 | 8.2888e-06 | 715.2943 | 0 | 706.582 | -0.000276 | 715.2943 | 0 | 715.2943 | 0 | 715.2943 | 0 | 715.2943 | 0 | 588.6166 | 2.0864e-07 | 715.2943 | 0 | 715.0224 | 0.00063818 | 877.5956 | 0.00322 | 715.0224 | 0.00020564 | 877.0022 | 0.02953 | 877.5956 | 0.211 | 706.582 | 0.03388
| 715.5286 | -8.9812e-05 | 715.2569 | 0.00025562 | 586.3142 | 0 | 715.5286 | 0.000118 | 715.2569 | 0.0011553 | 707.2928 | 0.00016552 | 715.2569 | 0.00030947 | 588.7357 | 7.8967e-06 | 715.5286 | 0.00042305 | 706.8107 | 0.00075334 | 715.5286 | 0.00053263 | 715.5286 | 0.00024595 | 715.5286 | 0.00048963 | 715.5286 | 0.00076736 | 588.7357 | 0 | 715.5286 | 0.00055725 | 715.2569 | 0.00167 | 877.7631 | 0.00392 | 715.2569 | -0.0002685 | 877.17 | 0.02297 | 877.7631 | 0.21205 | 706.8107 | 0.0348
| 715.7629 | -0.00060397 | 715.4915 | 0.00012718 | 586.432 | 0.00111 | 715.7629 | -0.00030936 | 715.4915 | -0.00079363 | 707.525 | -0.00024082 | 715.4915 | -0.00064256 | 588.8547 | 7.6391e-06 | 715.7629 | 0 | 707.0394 | -0.001506 | 715.7629 | 0 | 715.7629 | 0 | 715.7629 | 0 | 715.7629 | 0 | 588.8547 | 0 | 715.7629 | 0 | 715.4915 | 0.00075064 | 877.9305 | 0.00378 | 715.4915 | -0.0017045 | 877.3378 | 0.02297 | 877.9305 | 0.21378 | 707.0394 | 0.03435
| 715.9972 | 0.000844 | 715.726 | 0.00073701 | 586.5497 | 0 | 715.9972 | 0.00063912 | 715.726 | 0.00053818 | 707.7573 | 0.00033781 | 715.726 | 0.00044786 | 588.9738 | 6.183e-06 | 715.9972 | 0.00062711 | 707.2681 | 0.00033307 | 715.9972 | 0.00079742 | 715.9972 | 0.00047611 | 715.9972 | 0.00042426 | 715.9972 | 0.00064694 | 588.9738 | 0 | 715.9972 | 0.00049927 | 715.726 | 0.0017 | 878.0979 | 0.00408 | 715.726 | 0.0010757 | 877.5055 | 0.02179 | 878.0979 | 0.21535 | 707.2681 | 0.03445
| 716.2315 | 0.00014148 | 715.9606 | -0.00035952 | 586.6675 | 0.00173 | 716.2315 | -0.00086136 | 715.9606 | -0.00057216 | 707.9894 | -0.00031448 | 715.9606 | -0.00044484 | 589.0929 | 6.8326e-06 | 716.2315 | 0 | 707.4968 | -0.00025448 | 716.2315 | 0 | 716.2315 | 0 | 716.2315 | 0 | 716.2315 | 0 | 589.0929 | 2.0864e-07 | 716.2315 | 0 | 715.9606 | 0.00035475 | 878.2653 | 0.00702 | 715.9606 | -0.00061463 | 877.6733 | 0.01829 | 878.2653 | 0.2167 | 707.4968 | 0.03426
| 716.4658 | 0.0010533 | 716.1952 | -0.00076082 | 586.7852 | 0 | 716.4658 | 0.00077241 | 716.1952 | 1.7325e-05 | 708.2216 | 0.00023206 | 716.1952 | 0.00048155 | 589.212 | 7.1463e-06 | 716.4658 | 0.00062171 | 707.7256 | -0.00019529 | 716.4658 | 0.00077752 | 716.4658 | 0.00043879 | 716.4658 | 0.00021146 | 716.4658 | 0.00051172 | 589.212 | 2.0864e-07 | 716.4658 | 0.00030979 | 716.1952 | 0.00156 | 878.4328 | 0.00295 | 716.1952 | 0.0018796 | 877.8411 | 0.01735 | 878.4328 | 0.21753 | 707.7256 | 0.03588
| 716.7001 | -4.3137e-05 | 716.4298 | -0.00061889 | 586.903 | 0.00091902 | 716.7001 | -0.00081532 | 716.4298 | -0.00067979 | 708.4539 | -0.00025317 | 716.4298 | -0.00076099 | 589.3311 | 8.2104e-06 | 716.7001 | 0 | 707.9543 | 2.6401e-05 | 716.7001 | 0 | 716.7001 | 0 | 716.7001 | 0 | 716.7001 | 0 | 589.3311 | 2.0864e-07 | 716.7001 | 0 | 716.4298 | 0.00065065 | 878.6002 | 0.00294 | 716.4298 | 0.00030167 | 878.0089 | 0.01431 | 878.6002 | 0.21865 | 707.9543 | 0.03245
| 716.9344 | 0.00018552 | 716.6644 | -0.00063471 | 587.0207 | 0 | 716.9344 | 0.00025995 | 716.6644 | -9.1107e-06 | 708.6861 | 0.00014316 | 716.6644 | 0.00024818 | 589.4502 | 8.2888e-06 | 716.9345 | 0.00044405 | 708.183 | 0.0010206 | 716.9345 | 0.00037397 | 716.9344 | 0.00021224 | 716.9345 | 0.00021668 | 716.9345 | 0.0004294 | 589.4502 | 0 | 716.9344 | 0.00039484 | 716.6644 | 0.00163 | 878.7676 | 0.00448 | 716.6644 | 0.0008796 | 878.1767 | 0.01475 | 878.7676 | 0.22004 | 708.183 | 0.0335
| 717.1688 | -0.00046524 | 716.899 | -4.9879e-05 | 587.1385 | 0.00153 | 717.1688 | -0.00088312 | 716.899 | -0.0011105 | 708.9183 | -1.836e-05 | 716.899 | -0.00058301 | 589.5693 | 8.8712e-06 | 717.1688 | 0 | 708.4118 | 0.00069516 | 717.1688 | 0 | 717.1688 | 0 | 717.1688 | 0 | 717.1688 | 0 | 589.5693 | 0 | 717.1688 | 0 | 716.899 | 0.00056218 | 878.9351 | 0.00383 | 716.899 | 5.8536e-05 | 878.3445 | 0.01027 | 878.9351 | 0.22227 | 708.4118 | 0.03292
| 717.4031 | 0.00087812 | 717.1337 | -0.0011234 | 587.2563 | 0 | 717.4031 | 0.00040161 | 717.1337 | 0.00047611 | 709.1506 | 0.00017269 | 717.1337 | 0.00045329 | 589.6884 | 8.7144e-06 | 717.4032 | 0.00033867 | 708.6406 | 0.00062065 | 717.4032 | 0.00013715 | 717.4031 | 9.6488e-05 | 717.4032 | 0.00017609 | 717.4032 | 0.00040691 | 589.6884 | 0 | 717.4031 | 0.00053232 | 717.1337 | 0.0015 | 879.1025 | 0.00441 | 717.1337 | -0.00063089 | 878.5123 | 0.01073 | 879.1025 | 0.22374 | 708.6406 | 0.03394
| 717.6375 | 0.00022708 | 717.3683 | -0.00041126 | 587.3741 | 0.00038148 | 717.6375 | -0.00054961 | 717.3683 | -0.00028781 | 709.3828 | -0.00025924 | 717.3683 | -0.0006758 | 589.8075 | 7.6391e-06 | 717.6375 | 0 | 708.8694 | 0.00054408 | 717.6375 | 0 | 717.6375 | 0 | 717.6375 | 0 | 717.6375 | 0 | 589.8075 | 6.3689e-07 | 717.6375 | 0 | 717.3683 | 6.9695e-05 | 879.2699 | 0.00309 | 717.3683 | 0.0015459 | 878.6801 | 0.01109 | 879.2699 | 0.22534 | 708.8694 | 0.03317
| 717.8719 | 0.00055857 | 717.603 | 8.3982e-05 | 587.4918 | 0 | 717.8719 | 0.00016645 | 717.603 | -0.00020448 | 709.6151 | 0.00011767 | 717.603 | 0.00035206 | 589.9266 | 6.7094e-06 | 717.8719 | 0.00019418 | 709.0982 | 0.0010401 | 717.8719 | 0.0006626 | 717.8719 | 0.00011832 | 717.8719 | 0.0002692 | 717.8719 | 0.00069153 | 589.9266 | 6.3689e-07 | 717.8719 | 0.00040957 | 717.6029 | 0.00139 | 879.4374 | 0.00515 | 717.603 | 0.0011711 | 878.8479 | 0.01123 | 879.4374 | 0.22559 | 709.0982 | 0.03349
| 718.1063 | 0.00028769 | 717.8376 | 1.6946e-05 | 587.6096 | 0.00036414 | 718.1063 | 0.00011166 | 717.8376 | -0.00094749 | 709.8474 | -7.526e-05 | 717.8376 | -0.00070145 | 590.0457 | 6.2614e-06 | 718.1063 | 0 | 709.327 | -0.0010198 | 718.1063 | 0 | 718.1063 | 0 | 718.1063 | 0 | 718.1063 | 0 | 590.0457 | 6.3689e-07 | 718.1063 | 0 | 717.8376 | 0.00050187 | 879.6048 | 0.00246 | 717.8376 | 0.0005027 | 879.0157 | 0.00547 | 879.6048 | 0.22651 | 709.327 | 0.03262
| 718.3407 | 0.0015054 | 718.0723 | 0.00057701 | 587.7275 | 0 | 718.3407 | 0.0004549 | 718.0723 | 0.00010255 | 710.0796 | 0.00022537 | 718.0723 | 0.00043153 | 590.1648 | 6.071e-06 | 718.3407 | 0.0003319 | 709.5558 | -0.00036996 | 718.3407 | 0.00055246 | 718.3407 | 0.00047659 | 718.3407 | 0.00062704 | 718.3407 | 0.00080389 | 590.1648 | 0 | 718.3407 | 0.00060003 | 718.0723 | 0.00151 | 879.7723 | 0.00441 | 718.0723 | -0.00022231 | 879.1835 | 0.00715 | 879.7723 | 0.22678 | 709.5558 | 0.03175
| 718.5751 | -0.00042007 | 718.3069 | -0.00088351 | 587.8453 | 0.00090168 | 718.5751 | -0.0010447 | 718.3069 | -0.00058384 | 710.3119 | -0.0001508 | 718.3069 | -0.00067592 | 590.2839 | 6.6534e-06 | 718.5751 | 0 | 709.7846 | -0.00023544 | 718.5751 | 0 | 718.5751 | 0 | 718.5751 | 0 | 718.5751 | 0 | 590.2839 | 0 | 718.5751 | 0 | 718.307 | 0.00012011 | 879.9397 | 0.00389 | 718.3069 | -0.00019098 | 879.3513 | 0.00459 | 879.9397 | 0.22788 | 709.7846 | 0.03119
| 718.8095 | 0.00023418 | 718.5416 | 7.7067e-05 | 587.9631 | 0 | 718.8095 | 5.3665e-05 | 718.5416 | 3.0242e-05 | 710.5442 | 0.00014223 | 718.5416 | 0.00037062 | 590.403 | 7.2807e-06 | 718.8095 | 0.0002992 | 710.0134 | 0.0010797 | 718.8095 | 0.00038617 | 718.8095 | 0.00034376 | 718.8095 | 0.00043268 | 718.8095 | 0.0008944 | 590.403 | 0 | 718.8095 | 0.00063157 | 718.5416 | 0.00108 | 880.1072 | 0.00464 | 718.5416 | 0.00045784 | 879.5191 | 0.00643 | 880.1072 | 0.22862 | 710.0134 | 0.0322
| 719.0439 | 5.9012e-05 | 718.7763 | -0.00019836 | 588.0809 | 0.0012 | 719.0439 | -0.0010853 | 718.7763 | -0.00098431 | 710.7765 | -0.00030073 | 718.7763 | -0.00072709 | 590.5221 | 8.1432e-06 | 719.0439 | 0 | 710.2422 | -0.00068549 | 719.0439 | 0 | 719.0439 | 0 | 719.0439 | 0 | 719.0439 | 5.4812e-05 | 590.5221 | 0 | 719.0439 | 0 | 718.7763 | 0.00057563 | 880.2746 | 0.00329 | 718.7763 | -0.00046094 | 879.687 | 0.00287 | 880.2746 | 0.23017 | 710.2423 | 0.0311
| 719.2783 | 0.00038031 | 719.011 | 0.00050832 | 588.1988 | 0 | 719.2783 | 0.00029387 | 719.011 | 0.00026435 | 711.0089 | 0.00016927 | 719.011 | 0.00050136 | 590.6412 | 8.188e-06 | 719.2783 | 0.00056074 | 710.4711 | 0.00077859 | 719.2783 | 0.00067013 | 719.2783 | 0.00037029 | 719.2783 | 0.00049486 | 719.2783 | 0.00066185 | 590.6412 | 0 | 719.2783 | 0.00048955 | 719.011 | 0.00191 | 880.4421 | 0.0054 | 719.011 | -0.00022059 | 879.8548 | 0.00365 | 880.4421 | 0.23101 | 710.4711 | 0.03221
| 719.5128 | -0.0011428 | 719.2457 | -0.00012108 | 588.3166 | 0.00114 | 719.5128 | -0.00057718 | 719.2457 | -0.00097498 | 711.2411 | -9.5885e-05 | 719.2457 | -0.00059525 | 590.7603 | 7.6727e-06 | 719.5128 | 0 | 710.7 | -0.00026275 | 719.5128 | 0 | 719.5128 | 0 | 719.5128 | 0 | 719.5128 | 0 | 590.7603 | 0 | 719.5128 | 0 | 719.2457 | 0.00011452 | 880.6096 | 0.00255 | 719.2457 | -0.0012432 | 880.0226 | 0 | 880.6096 | 0.23216 | 710.6999 | 0.03096
| 719.7473 | 0.0010364 | 719.4805 | 0.00040876 | 588.4344 | 0 | 719.7473 | 0.0002309 | 719.4805 | 8.4539e-05 | 711.4735 | 0.0002301 | 719.4805 | 0.00038931 | 590.8794 | 8.6024e-06 | 719.7472 | 0.0002767 | 710.9288 | 0.0015737 | 719.7472 | 0.00054135 | 719.7473 | 0.00031742 | 719.7472 | 0.0004735 | 719.7472 | 0.00083636 | 590.8794 | 0 | 719.7473 | 0.00051478 | 719.4805 | 0.00147 | 880.777 | 0.00657 | 719.4805 | 0.00095447 | 880.1904 | 0.00353 | 880.777 | 0.23273 | 710.9288 | 0.03108
| 719.9817 | -0.00017163 | 719.7152 | -0.0002129 | 588.5523 | 0.00125 | 719.9817 | -0.00046467 | 719.7152 | -0.00082076 | 711.7058 | -0.00012958 | 719.7152 | -0.000653 | 590.9986 | 7.6391e-06 | 719.9817 | 0 | 711.1577 | -0.00074988 | 719.9817 | 0 | 719.9817 | 0 | 719.9817 | 0 | 719.9817 | 0 | 590.9986 | 0 | 719.9817 | 0 | 719.7152 | 0.00032954 | 880.9445 | 0.00426 | 719.7152 | -0.00079455 | 880.3583 | 0.00034999 | 880.9445 | 0.23431 | 711.1576 | 0.03095
| 720.2162 | 0.00065903 | 719.9499 | 0.00021852 | 588.6701 | 0 | 720.2162 | 0.0002061 | 719.9499 | 0.00033473 | 711.9382 | 0.00024927 | 719.9499 | 0.00036129 | 591.1177 | 6.9558e-06 | 720.2162 | 0.00030581 | 711.3865 | 0.0005114 | 720.2162 | 0.00063387 | 720.2162 | 0.00049197 | 720.2162 | 0.0004819 | 720.2162 | 0.00045871 | 591.1177 | 0 | 720.2162 | 0.00043093 | 719.9499 | 0.00112 | 881.1119 | 0.00457 | 719.9499 | 0.0017051 | 880.5261 | 2.6669e-05 | 881.1119 | 0.23573 | 711.3865 | 0.03153
| 720.4506 | -0.00055426 | 720.1847 | -0.0011013 | 588.788 | 0.00163 | 720.4506 | -0.00073877 | 720.1847 | -0.0011469 | 712.1705 | -0.00028373 | 720.1847 | -0.0005868 | 591.2368 | 5.3989e-06 | 720.4506 | 0 | 711.6154 | -0.00070645 | 720.4506 | 0 | 720.4506 | 0 | 720.4506 | 0 | 720.4506 | 0 | 591.2368 | 0 | 720.4506 | 0 | 720.1847 | 0.00061464 | 881.2794 | 0.00301 | 720.1847 | 4.0686e-05 | 880.6939 | 0 | 881.2794 | 0.23756 | 711.6154 | 0.03068
| 720.6851 | 5.6205e-05 | 720.4194 | 0.0010617 | 588.9059 | 0 | 720.6851 | -0.000365 | 720.4194 | 0.0001817 | 712.403 | 0.00036399 | 720.4194 | 0.00042356 | 591.3559 | 7.1239e-06 | 720.6851 | 0.00052928 | 711.8444 | 0.000803 | 720.6851 | 0.0005654 | 720.6851 | 0.00056567 | 720.6851 | 0.00062661 | 720.6851 | 0.00049084 | 591.3559 | 0 | 720.6851 | 0.00051895 | 720.4194 | 0.00112 | 881.4469 | 0.00506 | 720.4194 | -0.00030876 | 880.8618 | 0 | 881.4469 | 0.23882 | 711.8444 | 0.02961
| 720.9196 | 5.237e-05 | 720.6542 | -0.0005178 | 589.0238 | 0.00050287 | 720.9196 | -0.00099806 | 720.6542 | -0.00070032 | 712.6353 | -1.6214e-05 | 720.6542 | -0.0005557 | 591.4751 | 7.6615e-06 | 720.9196 | 0 | 712.0732 | -0.00082206 | 720.9196 | 0 | 720.9196 | 0 | 720.9196 | 0 | 720.9196 | 0 | 591.4751 | 0 | 720.9196 | 0 | 720.6542 | 4.6427e-05 | 881.6144 | 0.0045 | 720.6542 | -0.00030447 | 881.0296 | 0 | 881.6144 | 0.24024 | 712.0732 | 0.03072
| 721.1542 | 0.00066476 | 720.889 | 0.00032298 | 589.1417 | 0 | 721.1542 | -0.00010065 | 720.889 | 0.00038862 | 712.8677 | -4.6427e-05 | 720.889 | 0.0004774 | 591.5942 | 7.6951e-06 | 721.1541 | 0.00025752 | 712.3021 | -0.00026891 | 721.1541 | 0.00049303 | 721.1542 | 0.00034379 | 721.1541 | 0.00075974 | 721.1541 | 0.00072273 | 591.5942 | 0 | 721.1542 | 0.00071497 | 720.889 | 0.00094066 | 881.7818 | 0.00406 | 720.889 | -0.00050936 | 881.1975 | 0 | 881.7818 | 0.24093 | 712.3021 | 0.03113
| 721.3887 | -6.3438e-05 | 721.1238 | 0.00028131 | 589.2595 | 0.00065893 | 721.3887 | -0.0006505 | 721.1238 | -0.0006509 | 713.1001 | -5.3402e-05 | 721.1238 | -0.00051673 | 591.7133 | 6.3846e-06 | 721.3887 | 0 | 712.5311 | -0.0011933 | 721.3887 | 0 | 721.3887 | 0 | 721.3887 | 0 | 721.3887 | 0 | 591.7133 | 0 | 721.3887 | 0 | 721.1238 | 0.00045388 | 881.9493 | 0.00338 | 721.1238 | -0.0015074 | 881.3653 | 0 | 881.9493 | 0.24192 | 712.5311 | 0.02928
| 721.6232 | -0.00012125 | 721.3586 | 0.00050788 | 589.3774 | 0 | 721.6232 | -0.00028642 | 721.3586 | -0.00014069 | 713.3325 | 9.8569e-05 | 721.3586 | 0.00056572 | 591.8325 | 7.2023e-06 | 721.6232 | 0 | 712.76 | 0.0015611 | 721.6232 | 0.00054576 | 721.6232 | 0.00060036 | 721.6232 | 0.00063758 | 721.6232 | 0.000652 | 591.8325 | 0 | 721.6232 | 0.00045626 | 721.3586 | 0.00146 | 882.1168 | 0.00605 | 721.3586 | 0.00055731 | 881.5332 | 0 | 882.1168 | 0.24285 | 712.76 | 0.03063
| 721.8577 | -0.00077997 | 721.5934 | -7.5269e-05 | 589.4954 | 0.00067626 | 721.8577 | -0.00024744 | 721.5934 | -0.00057965 | 713.5649 | -0.00026103 | 721.5934 | -0.0005594 | 591.9516 | 8.468e-06 | 721.8577 | 0 | 712.989 | -0.0002562 | 721.8577 | 0 | 721.8577 | 0 | 721.8577 | 0 | 721.8577 | 0 | 591.9516 | 0 | 721.8577 | 0 | 721.5934 | -7.5232e-05 | 882.2843 | 0.0035 | 721.5934 | -0.0011638 | 881.7011 | 0 | 882.2843 | 0.245 | 712.989 | 0.02892
| 722.0923 | 0.00051944 | 721.8282 | -0.00053253 | 589.6133 | 0 | 722.0923 | -0.00040904 | 721.8282 | -9.6897e-05 | 713.7974 | 0.00022335 | 721.8282 | 0.00028024 | 592.0708 | 7.9303e-06 | 722.0923 | 0.00039921 | 713.2179 | -0.00018165 | 722.0923 | 0.00011555 | 722.0923 | 0.0001028 | 722.0923 | 0.00050398 | 722.0923 | 0.00061538 | 592.0708 | 0 | 722.0923 | 0.00034578 | 721.8282 | 0.00062318 | 882.4518 | 0.00519 | 721.8282 | 0.00071401 | 881.8689 | 0 | 882.4518 | 0.24709 | 713.2179 | 0.03001
| 722.3268 | 0.0014397 | 722.063 | -0.0016382 | 589.7312 | 0.00139 | 722.3268 | -0.00066017 | 722.063 | -0.00064824 | 714.0298 | -0.00026405 | 722.063 | -0.00056178 | 592.1899 | 7.3479e-06 | 722.3268 | 0 | 713.4468 | 0.00038131 | 722.3268 | 0 | 722.3268 | 0 | 722.3268 | 0 | 722.3268 | 0 | 592.1899 | 0 | 722.3268 | 0 | 722.063 | 0.00045001 | 882.6193 | 0.00295 | 722.063 | 0.00049357 | 882.0368 | 0 | 882.6193 | 0.25 | 713.4468 | 0.02895
| 722.5614 | 0.0011441 | 722.2978 | 0.00066312 | 589.8491 | 0 | 722.5614 | -0.0004509 | 722.2978 | -0.00019517 | 714.2622 | 0.00022767 | 722.2978 | 0.00043498 | 592.3091 | 7.5159e-06 | 722.5614 | 0.00049168 | 713.6758 | 0.0020121 | 722.5614 | 0.00079147 | 722.5614 | 0.00041497 | 722.5614 | 0.00042397 | 722.5614 | 0.00068675 | 592.3091 | 0 | 722.5614 | 0.00040637 | 722.2979 | 0.0011 | 882.7868 | 0.00436 | 722.2978 | 0.0014926 | 882.2047 | 0 | 882.7868 | 0.25224 | 713.6758 | 0.02895
| 722.796 | -6.4652e-05 | 722.5327 | -0.00069633 | 589.967 | 0.00113 | 722.796 | -0.00039975 | 722.5327 | -0.00059388 | 714.4947 | -0.00031688 | 722.5327 | -0.00065714 | 592.4282 | 9.2633e-06 | 722.796 | 0 | 713.9048 | -0.00013545 | 722.796 | 0 | 722.796 | 0 | 722.796 | 0 | 722.796 | 0 | 592.4282 | 0 | 722.796 | 0 | 722.5327 | -3.5066e-05 | 882.9543 | 0.00535 | 722.5327 | 0.0015709 | 882.3725 | 0 | 882.9543 | 0.25437 | 713.9048 | 0.02882
| 723.0306 | 0.0007531 | 722.7675 | 7.5558e-05 | 590.085 | 0 | 723.0306 | 0.00033905 | 722.7675 | -3.7056e-05 | 714.7272 | 0.00029013 | 722.7675 | 0.00034095 | 592.5474 | 9.4873e-06 | 723.0306 | 0.00031953 | 714.1337 | 0.00044381 | 723.0306 | 0.00083613 | 723.0306 | 0.00037703 | 723.0306 | 0.00044879 | 723.0306 | 0.0008622 | 592.5474 | 0 | 723.0306 | 0.00053389 | 722.7675 | 0.00082221 | 883.1218 | 0.0045 | 722.7675 | 0.001308 | 882.5404 | 0 | 883.1218 | 0.25528 | 714.1337 | 0.02836
| 723.2651 | 0.00013286 | 723.0024 | -0.0010595 | 590.2029 | 0.00083232 | 723.2651 | -0.00036317 | 723.0024 | -0.0013049 | 714.9596 | -0.0001409 | 723.0024 | -0.0007015 | 592.6666 | 9.7785e-06 | 723.2652 | 0 | 714.3627 | 0.00063894 | 723.2652 | 0 | 723.2651 | 0 | 723.2652 | 0 | 723.2652 | 0 | 592.6666 | 0 | 723.2651 | 0 | 723.0024 | 4.8164e-05 | 883.2893 | 0.00306 | 723.0024 | -0.00098159 | 882.7083 | 0 | 883.2893 | 0.25627 | 714.3627 | 0.0275
| 723.4998 | 0.0008465 | 723.2373 | 0.0002204 | 590.3209 | 0 | 723.4998 | 0.00067365 | 723.2373 | -8.7945e-05 | 715.1921 | 5.326e-05 | 723.2373 | 0.00031165 | 592.7857 | 8.7816e-06 | 723.4998 | 0.00047033 | 714.5917 | 0.00043769 | 723.4998 | 0.00073658 | 723.4998 | 0.00023701 | 723.4998 | 0.00050078 | 723.4998 | 0.00056594 | 592.7857 | 0 | 723.4998 | 0.00037882 | 723.2373 | 0.00115 | 883.4568 | 0.00555 | 723.2373 | -3.9925e-05 | 882.8762 | 0 | 883.4568 | 0.25695 | 714.5917 | 0.02975
| 723.7344 | -0.00022094 | 723.4722 | -0.00044292 | 590.4388 | 0.00165 | 723.7344 | 1.5312e-05 | 723.4722 | -0.00088675 | 715.4246 | -8.5438e-05 | 723.4722 | -0.00055226 | 592.9049 | 8.916e-06 | 723.7344 | 0 | 714.8207 | 0.001139 | 723.7344 | 0 | 723.7344 | 0 | 723.7344 | 0 | 723.7344 | 0 | 592.9049 | 0 | 723.7344 | 0 | 723.4722 | 4.1998e-05 | 883.6243 | 0.00498 | 723.4722 | 0.0011692 | 883.044 | 0 | 883.6243 | 0.25832 | 714.8207 | 0.02827
| 723.969 | 0.00042703 | 723.707 | -0.00053687 | 590.5568 | 0 | 723.969 | -0.00084885 | 723.707 | 0.00040747 | 715.6571 | 6.8824e-05 | 723.707 | 0.00028157 | 593.024 | 7.4263e-06 | 723.969 | 0 | 715.0497 | 0.00037649 | 723.969 | 0.00035612 | 723.969 | 0.00043082 | 723.969 | 0.00039872 | 723.969 | 0.00035667 | 593.024 | 0 | 723.969 | 0.00054317 | 723.707 | 0.00106 | 883.7918 | 0.00541 | 723.707 | 0.0017296 | 883.2119 | 0 | 883.7918 | 0.25922 | 715.0497 | 0.02789
| 724.2037 | -0.00019956 | 723.9419 | -0.0014419 | 590.6748 | 0.00142 | 724.2037 | -0.00066259 | 723.9419 | -0.00087207 | 715.8896 | -0.00022461 | 723.9419 | -0.00061932 | 593.1432 | 7.5159e-06 | 724.2037 | 0 | 715.2787 | -0.00060327 | 724.2037 | 0 | 724.2037 | 0 | 724.2037 | 0 | 724.2037 | 0 | 593.1432 | 0 | 724.2037 | 0 | 723.9419 | -0.00016953 | 883.9593 | 0.00411 | 723.9419 | -0.00095855 | 883.3798 | 0 | 883.9593 | 0.26082 | 715.2787 | 0.02696
| 724.4383 | 0.00052537 | 724.1769 | 0.00057792 | 590.7928 | 0 | 724.4383 | 0.00040926 | 724.1769 | -0.00042796 | 716.1221 | 9.6547e-05 | 724.1769 | 0.00033004 | 593.2624 | 6.911e-06 | 724.4383 | 0.00067894 | 715.5078 | 0.00090135 | 724.4383 | 0.0008254 | 724.4383 | 0.00037864 | 724.4383 | 0.000539 | 724.4383 | 0.00063412 | 593.2624 | 0 | 724.4383 | 0.00037255 | 724.1768 | 0.00144 | 884.1268 | 0.0049 | 724.1769 | 0.0014519 | 883.5477 | 0 | 884.1268 | 0.26181 | 715.5078 | 0.02744
| 724.673 | -0.00034793 | 724.4118 | -0.0005952 | 590.9108 | 0.00097105 | 724.673 | -0.00055838 | 724.4118 | -0.0010079 | 716.3547 | -0.00019634 | 724.4118 | -0.00058524 | 593.3815 | 7.9079e-06 | 724.673 | 0 | 715.7368 | -0.00074755 | 724.673 | 0 | 724.673 | 0 | 724.673 | 0 | 724.673 | 0 | 593.3815 | 0 | 724.673 | 0 | 724.4118 | -0.00013025 | 884.2943 | 0.00382 | 724.4118 | 5.2555e-05 | 883.7156 | 0 | 884.2943 | 0.26393 | 715.7368 | 0.02779
| 724.9076 | 0.00066144 | 724.6467 | 0.00043641 | 591.0287 | 0 | 724.9076 | -8.9104e-05 | 724.6467 | 0.00038731 | 716.5872 | 0.00012981 | 724.6467 | 0.00034002 | 593.5007 | 8.3672e-06 | 724.9076 | 0.00072286 | 715.9659 | 0.00076549 | 724.9076 | 0.0007376 | 724.9076 | 0.0002706 | 724.9076 | 0.00037678 | 724.9076 | 0.00072393 | 593.5007 | 0 | 724.9076 | 0.00028416 | 724.6467 | 0.00113 | 884.4618 | 0.00388 | 724.6467 | 0.0010154 | 883.8835 | 0 | 884.4618 | 0.2654 | 715.9659 | 0.02854
| 725.1423 | 0.00011529 | 724.8816 | -0.00053679 | 591.1467 | 0.00091902 | 725.1423 | -0.00052236 | 724.8816 | -0.00065772 | 716.8197 | -0.00027521 | 724.8816 | -0.00057545 | 593.6199 | 1.0148e-05 | 725.1423 | 0 | 716.1949 | -0.00099702 | 725.1423 | 0 | 725.1423 | 0 | 725.1423 | 0 | 725.1423 | 0 | 593.6199 | 0 | 725.1423 | 0 | 724.8816 | -0.00018521 | 884.6294 | 0.00389 | 724.8816 | 0.0007038 | 884.0514 | 0 | 884.6294 | 0.2676 | 716.1949 | 0.02692
| 725.377 | 0.0016769 | 725.1166 | -0.00034741 | 591.2648 | 0 | 725.377 | -9.0326e-05 | 725.1166 | 0.00019272 | 717.0523 | 8.5528e-05 | 725.1166 | 0.00046208 | 593.7391 | 1.0305e-05 | 725.377 | 0.0004559 | 716.424 | -0.00064579 | 725.377 | 0.00075904 | 725.377 | 0.00017633 | 725.377 | 7.9167e-05 | 725.377 | 0.00045536 | 593.7391 | 0 | 725.3769 | 0.00055227 | 725.1166 | 0.00106 | 884.7969 | 0.00512 | 725.1166 | 0.0011435 | 884.2193 | 0 | 884.7969 | 0.26883 | 716.424 | 0.02772
| 725.6117 | -0.00035252 | 725.3515 | -0.00040848 | 591.3828 | 0.00208 | 725.6117 | -0.00044281 | 725.3515 | -0.00076015 | 717.2849 | -0.00021797 | 725.3515 | -0.00059895 | 593.8583 | 9.7785e-06 | 725.6117 | 0 | 716.6531 | -0.0011827 | 725.6117 | 0 | 725.6117 | 0 | 725.6117 | 0 | 725.6117 | 0 | 593.8583 | 0 | 725.6117 | 0 | 725.3515 | 0.0001569 | 884.9644 | 0.00672 | 725.3515 | -0.00052908 | 884.3873 | 0 | 884.9644 | 0.27015 | 716.6531 | 0.02688
| 725.8464 | 0.00054386 | 725.5865 | -0.00048978 | 591.5008 | 0 | 725.8464 | -0.0002132 | 725.5865 | 0.00010484 | 717.5174 | 5.345e-05 | 725.5865 | 0.00038914 | 593.9775 | 7.9864e-06 | 725.8464 | 0.00017826 | 716.8821 | 0.00021884 | 725.8464 | 0 | 725.8464 | 0.00011411 | 725.8464 | 0 | 725.8464 | 0.00047858 | 593.9775 | 0 | 725.8464 | 0.00036963 | 725.5865 | 0.00044815 | 885.1319 | 0.00636 | 725.5865 | 6.0079e-05 | 884.5552 | 0 | 885.1319 | 0.27048 | 716.8821 | 0.02713
| 726.0811 | 0.0007933 | 725.8215 | -0.0010086 | 591.6188 | 0.00182 | 726.0811 | -0.00069128 | 725.8215 | -0.00071686 | 717.75 | -8.3367e-05 | 725.8215 | -0.00047596 | 594.0966 | 6.6982e-06 | 726.0811 | 0 | 717.1113 | -0.0002612 | 726.0811 | 0 | 726.0811 | 0 | 726.0811 | 0 | 726.0811 | 0 | 594.0966 | 0 | 726.0811 | 0 | 725.8215 | -0.00032931 | 885.2994 | 0.00324 | 725.8215 | 0.0005989 | 884.7231 | 0 | 885.2994 | 0.27151 | 717.1113 | 0.02589
| 726.3158 | 0.00029734 | 726.0564 | 0.00083883 | 591.7369 | 0 | 726.3158 | 0.00010213 | 726.0564 | 0.00032392 | 717.9826 | 0.00016766 | 726.0564 | 0.00033441 | 594.2159 | 6.4742e-06 | 726.3158 | 0.00035422 | 717.3403 | 0.00083143 | 726.3158 | 0.00083124 | 726.3158 | 0.00058289 | 726.3158 | 0.00041356 | 726.3158 | 0.00066309 | 594.2159 | 0 | 726.3158 | 0.0006313 | 726.0565 | 0.00089215 | 885.467 | 0.00499 | 726.0564 | 0.0012355 | 884.891 | 0 | 885.467 | 0.27206 | 717.3403 | 0.02746
| 726.5505 | 0.00016614 | 726.2914 | -0.00049935 | 591.8549 | 0.0003468 | 726.5505 | 0.00027108 | 726.2914 | -0.0013045 | 718.2152 | -0.00014562 | 726.2914 | -0.00047554 | 594.335 | 7.3479e-06 | 726.5505 | 0 | 717.5695 | 0.00090125 | 726.5505 | 0 | 726.5505 | 0 | 726.5505 | 0 | 726.5505 | 0 | 594.335 | 0 | 726.5505 | 0 | 726.2914 | -5.7741e-05 | 885.6345 | 0.00368 | 726.2914 | 0.00044994 | 885.0589 | 0 | 885.6345 | 0.27357 | 717.5695 | 0.02496
| 726.7853 | 0.00051307 | 726.5264 | -1.1624e-05 | 591.9729 | 0 | 726.7853 | -0.00031187 | 726.5264 | 0.00024137 | 718.4478 | 0.00032185 | 726.5264 | 0.00047191 | 594.4542 | 8.5576e-06 | 726.7853 | 0.0007855 | 717.7986 | -6.2191e-05 | 726.7853 | 0.00051278 | 726.7853 | 0.00038373 | 726.7853 | 0.00022161 | 726.7853 | 0.00057948 | 594.4542 | 0 | 726.7853 | 0.00048787 | 726.5264 | 0.00113 | 885.8021 | 0.00499 | 726.5264 | 0.0011353 | 885.2269 | 0 | 885.8021 | 0.27457 | 717.7986 | 0.02646
| 727.02 | 0.00038094 | 726.7615 | -0.00021065 | 592.091 | 0.00109 | 727.02 | -0.00055178 | 726.7615 | -0.00022897 | 718.6804 | -0.00017951 | 726.7615 | -0.00063621 | 594.5734 | 9.7785e-06 | 727.02 | 0 | 718.0277 | -0.00073304 | 727.02 | 0 | 727.02 | 0 | 727.02 | 0 | 727.02 | 0 | 594.5734 | 0 | 727.02 | 0 | 726.7614 | 0.00011901 | 885.9696 | 0.00218 | 726.7615 | -0.0006236 | 885.3948 | 0 | 885.9696 | 0.27648 | 718.0277 | 0.02647
| 727.2548 | 0.00053824 | 726.9965 | 5.6675e-05 | 592.2091 | 0 | 727.2548 | 0.00025366 | 726.9965 | 0.00028182 | 718.9131 | 5.4896e-05 | 726.9965 | 0.00037173 | 594.6926 | 8.8936e-06 | 727.2548 | 0.0005312 | 718.2568 | 0.00085059 | 727.2548 | 0.00028206 | 727.2548 | 0.00022041 | 727.2548 | 0.00019234 | 727.2548 | 0.00073944 | 594.6926 | 0 | 727.2548 | 0.00041151 | 726.9965 | 0.00097963 | 886.1371 | 0.00455 | 726.9965 | 0.00061207 | 885.5627 | 0 | 886.1371 | 0.27815 | 718.2568 | 0.02631
| 727.4896 | 0.00011939 | 727.2315 | -0.00078495 | 592.3271 | 0.00058956 | 727.4896 | -0.0011098 | 727.2315 | -0.0007016 | 719.1457 | -0.00012215 | 727.2315 | -0.00062404 | 594.8118 | 8.9944e-06 | 727.4896 | 0 | 718.486 | -0.00040692 | 727.4896 | 0 | 727.4896 | 0 | 727.4896 | 0 | 727.4896 | 0 | 594.8118 | 6.3689e-07 | 727.4896 | 0 | 727.2315 | 0.00010901 | 886.3047 | 0.00575 | 727.2315 | -0.00087703 | 885.7307 | 0 | 886.3047 | 0.28005 | 718.486 | 0.0236
| 727.7244 | 0.00048429 | 727.4665 | 0.00022445 | 592.4452 | 0 | 727.7244 | 0.00062891 | 727.4665 | -0.00023672 | 719.3784 | 1.114e-05 | 727.4665 | 0.00030602 | 594.9311 | 7.7511e-06 | 727.7244 | 0.00037671 | 718.7151 | 0.00054355 | 727.7244 | 0.00028635 | 727.7244 | 0 | 727.7244 | 0.00032644 | 727.7244 | 0.00051146 | 594.9311 | 9.6631e-07 | 727.7244 | 0.00033679 | 727.4665 | 0.00109 | 886.4722 | 0.00571 | 727.4665 | 0.00096764 | 885.8986 | 0 | 886.4722 | 0.28169 | 718.7151 | 0.0252
| 727.9592 | -0.00021599 | 727.7016 | -0.00033641 | 592.5633 | 0.00177 | 727.9592 | -0.00044715 | 727.7016 | -0.00076987 | 719.611 | -0.00017492 | 727.7016 | -0.00065126 | 595.0503 | 7.5159e-06 | 727.9591 | 0 | 718.9443 | -0.00023908 | 727.9591 | 0 | 727.9592 | 0 | 727.9591 | 0 | 727.9591 | 0 | 595.0503 | 3.9454e-05 | 727.9592 | 0 | 727.7016 | -4.2203e-06 | 886.6398 | 0.00295 | 727.7016 | -0.0018011 | 886.0666 | 0 | 886.6398 | 0.28331 | 718.9443 | 0.02381
| 728.194 | 0.00067598 | 727.9366 | -8.4535e-05 | 592.6814 | 0 | 728.194 | -0.0001894 | 727.9366 | 0.00032472 | 719.8437 | 0.00011216 | 727.9366 | 0.00034332 | 595.1695 | 7.0343e-06 | 728.1939 | 0.00036043 | 719.1735 | 0.00081662 | 728.1939 | 0.00015736 | 728.194 | 0.00018906 | 728.1939 | 0.00055466 | 728.1939 | 0.00055524 | 595.1695 | 3.8817e-05 | 728.194 | 0.00033738 | 727.9366 | 0.0007675 | 886.8073 | 0.00494 | 727.9366 | 0.0028993 | 886.2345 | 0 | 886.8073 | 0.2851 | 719.1735 | 0.02406
| 728.4288 | 0.00012454 | 728.1717 | -0.00010781 | 592.7995 | 0.00125 | 728.4288 | 0.00031147 | 728.1717 | -0.00058406 | 720.0764 | -9.6538e-05 | 728.1717 | -0.00066728 | 595.2887 | 6.7766e-06 | 728.4288 | 0 | 719.4026 | -0.00084846 | 728.4288 | 0 | 728.4288 | 0 | 728.4288 | 0 | 728.4288 | 0 | 595.2887 | 7.4209e-05 | 728.4288 | 0 | 728.1717 | -0.00018231 | 886.9749 | 0.00338 | 728.1717 | 0.0015176 | 886.4025 | 0 | 886.9749 | 0.28742 | 719.4026 | 0.02359
| 728.6636 | 0.00070946 | 728.4068 | -0.00011329 | 592.9176 | 0 | 728.6636 | 0.00014316 | 728.4068 | 0.00049679 | 720.309 | 0.00022717 | 728.4068 | 0.00041058 | 595.4079 | 7.3591e-06 | 728.6636 | 0.00070506 | 719.6318 | 0.00069042 | 728.6636 | 0.00031558 | 728.6636 | 0.00029403 | 728.6636 | 0.00028073 | 728.6636 | 0.00045286 | 595.4079 | 3.571e-05 | 728.6636 | 0.00042455 | 728.4068 | 0.00062979 | 887.1424 | 0.00563 | 728.4068 | 0.00066445 | 886.5704 | 0 | 887.1424 | 0.28979 | 719.6318 | 0.02467
| 728.8984 | 0.00016423 | 728.6419 | -0.00066392 | 593.0357 | 0.0003468 | 728.8984 | -0.00013766 | 728.6419 | -0.00073178 | 720.5417 | -0.00024397 | 728.6419 | -0.00064506 | 595.5271 | 6.8774e-06 | 728.8984 | 0 | 719.861 | 0.00054998 | 728.8984 | 0 | 728.8984 | 0 | 728.8984 | 0 | 728.8984 | 0 | 595.5271 | 0.00024776 | 728.8984 | 0 | 728.6419 | 0.00043566 | 887.31 | 0.00431 | 728.6419 | -0.00091887 | 886.7384 | 0 | 887.31 | 0.29213 | 719.861 | 0.02474
| 729.1332 | 0.00042234 | 728.877 | -0.00019414 | 593.1538 | 0 | 729.1332 | 0.00036766 | 728.877 | 0.00016333 | 720.7744 | 0.00028517 | 728.877 | 0.00031992 | 595.6463 | 7.8295e-06 | 729.1332 | 0.00027029 | 720.0902 | 4.2307e-05 | 729.1332 | 0.00024925 | 729.1332 | 0.00014718 | 729.1332 | 0.00041258 | 729.1332 | 0.00046837 | 595.6463 | 0.00023503 | 729.1332 | 0.00050114 | 728.877 | 0.00080855 | 887.4776 | 0.00496 | 728.877 | 0.0022763 | 886.9063 | 0 | 887.4776 | 0.29344 | 720.0902 | 0.02583
| 729.3681 | -0.00062047 | 729.1121 | -0.00021684 | 593.2719 | 0.0013 | 729.3681 | -0.00041111 | 729.1121 | -0.0011058 | 721.0071 | -0.00019853 | 729.1121 | -0.00066801 | 595.7656 | 6.7542e-06 | 729.3681 | 0 | 720.3194 | 0.00020106 | 729.3681 | 0 | 729.3681 | 0 | 729.3681 | 0 | 729.3681 | 0 | 595.7656 | 0.00094881 | 729.3681 | 0 | 729.1121 | -0.00022529 | 887.6451 | 0.00468 | 729.1121 | -0.0004524 | 887.0743 | 0 | 887.6451 | 0.29494 | 720.3194 | 0.02256
| 729.603 | 0.00045042 | 729.3472 | 0.0011745 | 593.3901 | 0 | 729.603 | 1.4523e-05 | 729.3472 | 0.0004999 | 721.2399 | 0.00010202 | 729.3472 | 0.0003193 | 595.8848 | 7.6727e-06 | 729.6029 | 0.00027575 | 720.5486 | 1.6586e-05 | 729.6029 | 0.00054047 | 729.603 | 0.0005707 | 729.6029 | 0.00036807 | 729.6029 | 0.00058488 | 595.8848 | 0.001 | 729.603 | 0.00049842 | 729.3472 | 0.00088177 | 887.8127 | 0.00552 | 729.3472 | 0.00084334 | 887.2423 | 0 | 887.8127 | 0.29585 | 720.5486 | 0.02425
| 729.8378 | -0.00076205 | 729.5823 | -0.00023691 | 593.5082 | 0.00156 | 729.8378 | -0.00059454 | 729.5823 | -0.00073053 | 721.4726 | -0.0002602 | 729.5823 | -0.00057356 | 596.004 | 6.9671e-06 | 729.8378 | 0 | 720.7779 | -0.00014238 | 729.8378 | 0 | 729.8378 | 0 | 729.8378 | 0 | 729.8378 | 0 | 596.004 | 0.002 | 729.8378 | 0 | 729.5823 | 7.2512e-05 | 887.9803 | 0.00313 | 729.5823 | 0.0011862 | 887.4103 | 0 | 887.9803 | 0.29746 | 720.7779 | 0.02313
| 730.0727 | 0.00074339 | 729.8174 | 0.00056316 | 593.6264 | 0 | 730.0727 | 0.00062516 | 729.8174 | -0.00018699 | 721.7053 | 5.3424e-05 | 729.8174 | 0.00037423 | 596.1233 | 7.5047e-06 | 730.0727 | 0.00050491 | 721.0071 | 0.0012978 | 730.0727 | 0.00094581 | 730.0727 | 0.0002674 | 730.0727 | 0.00022546 | 730.0727 | 0.00072523 | 596.1233 | 0.00179 | 730.0727 | 0.00048503 | 729.8174 | 0.00079509 | 888.1478 | 0.00589 | 729.8174 | 0.001364 | 887.5782 | 0 | 888.1478 | 0.29818 | 721.0071 | 0.02446
| 730.3076 | -9.6194e-05 | 730.0526 | -0.00093176 | 593.7445 | 0.00106 | 730.3076 | -0.0013817 | 730.0526 | -0.0013453 | 721.938 | -0.00015357 | 730.0526 | -0.00060058 | 596.2425 | 6.9671e-06 | 730.3076 | 0 | 721.2363 | -0.00070897 | 730.3076 | 0 | 730.3076 | 0 | 730.3076 | 0 | 730.3076 | 0 | 596.2425 | 0.00247 | 730.3076 | 0 | 730.0526 | -0.00021453 | 888.3154 | 0.00436 | 730.0526 | -0.00064717 | 887.7462 | 0 | 888.3154 | 0.29992 | 721.2363 | 0.02332
| 730.5425 | -0.00028834 | 730.2877 | -6.2994e-05 | 593.8627 | 0 | 730.5425 | 0.00017493 | 730.2877 | 0.00042461 | 722.1708 | 5.7477e-05 | 730.2877 | 0.00036035 | 596.3617 | 7.3815e-06 | 730.5425 | 0.00031294 | 721.4656 | 0.00044967 | 730.5425 | 0.00062876 | 730.5425 | 0.00011515 | 730.5425 | 0.00042067 | 730.5425 | 0.00038136 | 596.3617 | 0.00205 | 730.5425 | 0.00015736 | 730.2877 | 0.00089064 | 888.483 | 0.00466 | 730.2877 | 0.00054893 | 887.9142 | 0 | 888.483 | 0.30107 | 721.4656 | 0.02399
| 730.7774 | -0.00011614 | 730.5229 | -0.00024896 | 593.9808 | 0.00123 | 730.7774 | -0.00050877 | 730.5229 | -0.00044009 | 722.4036 | -0.00028854 | 730.5229 | -0.00063039 | 596.481 | 8.5464e-06 | 730.7774 | 0 | 721.6948 | -0.0014128 | 730.7774 | 0 | 730.7774 | 0 | 730.7774 | 0 | 730.7774 | 0 | 596.481 | 0.00273 | 730.7774 | 0 | 730.5229 | -5.7806e-05 | 888.6506 | 0.00306 | 730.5229 | 0.00017347 | 888.0822 | 0 | 888.6506 | 0.30358 | 721.6948 | 0.02386
| 731.0123 | 0.0005963 | 730.758 | 0.00026802 | 594.099 | 0 | 731.0123 | 0.00017513 | 730.758 | 0.00030762 | 722.6364 | 7.981e-05 | 730.758 | 0.00039034 | 596.6002 | 7.8183e-06 | 731.0123 | 0.00062462 | 721.9241 | -3.4776e-05 | 731.0123 | 0.00086738 | 731.0123 | 0.00028914 | 731.0123 | 0.00041709 | 731.0123 | 0.00054094 | 596.6002 | 0.003 | 731.0123 | 0.00051073 | 730.758 | 0.00067796 | 888.8181 | 0.00438 | 730.758 | 0.0012816 | 888.2502 | 0 | 888.8181 | 0.30572 | 721.9241 | 0.02193
| 731.2473 | -0.00082112 | 730.9932 | -0.001546 | 594.2172 | 0.00031212 | 731.2473 | -0.00062475 | 730.9932 | -0.00052202 | 722.8691 | -0.00023142 | 730.9932 | -0.00055393 | 596.7195 | 9.0281e-06 | 731.2472 | 0 | 722.1534 | 0.0010658 | 731.2472 | 0 | 731.2473 | 0 | 731.2472 | 0 | 731.2472 | 0 | 596.7195 | 0.00376 | 731.2473 | 0 | 730.9932 | -0.00046195 | 888.9857 | 0.00297 | 730.9932 | -0.0006169 | 888.4181 | 0 | 888.9857 | 0.30884 | 722.1534 | 0.02295
| 731.4822 | 8.7771e-05 | 731.2284 | 0.00022411 | 594.3354 | 0 | 731.4822 | 0.00092937 | 731.2284 | 0.00013857 | 723.1019 | 0.00015348 | 731.2284 | 0.00027875 | 596.8387 | 9.0505e-06 | 731.4822 | 0.00026931 | 722.3827 | -0.0012366 | 731.4822 | 0.00054889 | 731.4822 | 0.00028164 | 731.4822 | 0.00044135 | 731.4822 | 0.00053313 | 596.8387 | 0.00368 | 731.4822 | 0.00047218 | 731.2284 | 0.00064284 | 889.1533 | 0.00592 | 731.2284 | 0.0023402 | 888.5861 | 0 | 889.1533 | 0.31155 | 722.3827 | 0.02375
| 731.7171 | -4.7666e-05 | 731.4636 | -0.00061525 | 594.4536 | 0.00156 | 731.7171 | -0.00071897 | 731.4636 | -0.0004237 | 723.3347 | -0.000114 | 731.4636 | -0.00056104 | 596.958 | 9.3641e-06 | 731.7171 | 0 | 722.612 | -0.00097147 | 731.7171 | 0 | 731.7171 | 0 | 731.7171 | 0 | 731.7171 | 0 | 596.958 | 0.00419 | 731.7171 | 0 | 731.4636 | -7.0364e-05 | 889.3209 | 0.00318 | 731.4636 | 0.0016264 | 888.7541 | 0 | 889.3209 | 0.3149 | 722.612 | 0.02218
| 731.9521 | 0.00068324 | 731.6988 | -7.6257e-05 | 594.5718 | 0 | 731.9521 | 7.5225e-06 | 731.6988 | 0.00036711 | 723.5675 | 8.2078e-05 | 731.6988 | 0.0003234 | 597.0772 | 7.1463e-06 | 731.9521 | 0.00053271 | 722.8413 | 0.00037091 | 731.9521 | 0.0005285 | 731.9521 | 0.00021325 | 731.9521 | 0.00023706 | 731.9521 | 0.0007696 | 597.0772 | 0.0039 | 731.9521 | 0.00028616 | 731.6988 | 0.00082364 | 889.4885 | 0.00652 | 731.6988 | 0.00098217 | 888.9221 | 0 | 889.4885 | 0.31744 | 722.8413 | 0.02381
| 732.187 | 0.00038846 | 731.934 | -0.00056935 | 594.69 | 0.00128 | 732.187 | -0.00061833 | 731.934 | -0.00088647 | 723.8004 | -0.00019451 | 731.934 | -0.0006384 | 597.1965 | 6.9558e-06 | 732.187 | 0 | 723.0706 | -0.00012278 | 732.187 | 0 | 732.187 | 0 | 732.187 | 0 | 732.187 | 0 | 597.1965 | 0.00494 | 732.187 | 0 | 731.934 | 0.00020085 | 889.6561 | 0.00297 | 731.934 | 4.0596e-05 | 889.0901 | 0 | 889.6561 | 0.31971 | 723.0706 | 0.02235
| 732.422 | -0.00012778 | 732.1692 | 0.00078891 | 594.8082 | 0 | 732.422 | -0.00025336 | 732.1692 | 0.00057616 | 724.0332 | 0.00033453 | 732.1692 | 0.00048471 | 597.3157 | 7.3031e-06 | 732.422 | 0.00033018 | 723.2999 | 0.00056799 | 732.422 | 0.00065392 | 732.422 | 0.00043167 | 732.422 | 0.00049378 | 732.422 | 0.00067479 | 597.3157 | 0.00481 | 732.422 | 0.00052727 | 732.1692 | 0.00091448 | 889.8237 | 0.00422 | 732.1692 | 0.0011526 | 889.2582 | 0 | 889.8237 | 0.32039 | 723.2999 | 0.02069
| 732.657 | -0.0006117 | 732.4045 | -0.0013901 | 594.9264 | 0.00116 | 732.657 | -0.00076139 | 732.4045 | -0.00097594 | 724.266 | -0.00018005 | 732.4045 | -0.00065301 | 597.435 | 9.5769e-06 | 732.657 | 0 | 723.5292 | 0.00011962 | 732.657 | 0 | 732.657 | 0 | 732.657 | 0 | 732.657 | 0 | 597.435 | 0.00621 | 732.657 | 0 | 732.4045 | -3.9381e-05 | 889.9913 | 0.0036 | 732.4045 | -0.00014675 | 889.4262 | 0 | 889.9913 | 0.32112 | 723.5292 | 0.0218
| 732.892 | 0.0007081 | 732.6397 | -0.00027667 | 595.0446 | 0 | 732.892 | -3.04e-05 | 732.6397 | -7.6821e-05 | 724.4988 | -4.8435e-05 | 732.6397 | 0.00040154 | 597.5543 | 1.0294e-05 | 732.892 | 0.0003351 | 723.7586 | 0.00028806 | 732.892 | 0.00054676 | 732.892 | 0.00018944 | 732.892 | 0 | 732.892 | 0.00053582 | 597.5543 | 0.00584 | 732.892 | 0.00037041 | 732.6397 | 0.00089262 | 890.1589 | 0.00471 | 732.6397 | 0.0011104 | 889.5942 | 0 | 890.1589 | 0.32137 | 723.7586 | 0.02199
| 733.127 | 0.00040671 | 732.8749 | -0.00047631 | 595.1629 | 0.00093636 | 733.127 | -0.00072928 | 732.8749 | -0.0010799 | 724.7317 | -5.3283e-05 | 732.8749 | -0.00064821 | 597.6735 | 1.0249e-05 | 733.127 | 0 | 723.9879 | 0.00034214 | 733.127 | 0 | 733.127 | 0 | 733.127 | 0 | 733.127 | 0 | 597.6735 | 0.0069 | 733.1269 | 0 | 732.875 | -0.00043861 | 890.3265 | 0.00376 | 732.8749 | 4.4272e-05 | 889.7622 | 0 | 890.3265 | 0.32224 | 723.9879 | 0.02175
| 733.362 | 0.0004976 | 733.1102 | -0.000662 | 595.2811 | 0 | 733.362 | 0.00016002 | 733.1102 | 0.00011417 | 724.9646 | 0.0001019 | 733.1102 | 0.0002959 | 597.7928 | 1.0798e-05 | 733.362 | 0.00044577 | 724.2173 | 0.0012945 | 733.362 | 0.00047107 | 733.362 | 8.6813e-05 | 733.362 | 0.000181 | 733.362 | 0.00021073 | 597.7928 | 0.00673 | 733.362 | 0.00041447 | 733.1102 | 0.00051386 | 890.4941 | 0.00629 | 733.1102 | 0.0012574 | 889.9302 | 0 | 890.4941 | 0.32238 | 724.2173 | 0.02363
| 733.597 | -0.00072511 | 733.3455 | 5.06e-06 | 595.3994 | 0.00039883 | 733.597 | -0.00046156 | 733.3455 | -0.0008623 | 725.1974 | -0.00016432 | 733.3455 | -0.00051441 | 597.9121 | 9.8569e-06 | 733.597 | 0 | 724.4467 | 0.0014342 | 733.597 | 0 | 733.597 | 0 | 733.597 | 0 | 733.597 | 0.00016452 | 597.9121 | 0.00781 | 733.597 | 0 | 733.3455 | 0.00032633 | 890.6617 | 0.00404 | 733.3455 | 0.00038652 | 890.0982 | 0 | 890.6617 | 0.3232 | 724.4467 | 0.01971
| 733.832 | 0.00084178 | 733.5808 | -0.00046447 | 595.5176 | 0 | 733.832 | 6.0536e-05 | 733.5808 | 0.00026762 | 725.4304 | 0.00019418 | 733.5808 | 0.00035159 | 598.0313 | 8.7592e-06 | 733.832 | 0.00053803 | 724.676 | 0.0011219 | 733.832 | 0.00035523 | 733.832 | 0.00019942 | 733.832 | 0.00034574 | 733.832 | 0.00050359 | 598.0313 | 0.00776 | 733.832 | 0.000464 | 733.5807 | 0.00073263 | 890.8293 | 0.00369 | 733.5808 | 0.0016946 | 890.2663 | 0 | 890.8293 | 0.32371 | 724.676 | 0.02263
| 734.0671 | -0.00015582 | 733.816 | -8.4593e-06 | 595.6359 | 0.00091902 | 734.0671 | -0.00060779 | 733.816 | -0.00059409 | 725.6632 | -0.00030046 | 733.816 | -0.00066012 | 598.1506 | 7.4375e-06 | 734.0671 | 0 | 724.9054 | -0.00087962 | 734.0671 | 0 | 734.0671 | 0 | 734.0671 | 0 | 734.0671 | 0 | 598.1506 | 0.00844 | 734.0671 | 0 | 733.816 | -0.00017165 | 890.9969 | 0.00318 | 733.816 | -0.00065274 | 890.4343 | 0 | 890.9969 | 0.32586 | 724.9054 | 0.02149
| 734.3021 | 0.00058828 | 734.0513 | 0.00026189 | 595.7541 | 0 | 734.3021 | -0.00013096 | 734.0513 | 7.1678e-05 | 725.8961 | 5.6509e-05 | 734.0513 | 0.00034355 | 598.2699 | 7.4823e-06 | 734.3021 | 7.8892e-05 | 725.1348 | 0.00024117 | 734.3021 | 0.00028621 | 734.3021 | 0.00026236 | 734.3021 | 0.00042316 | 734.3021 | 0.0003669 | 598.2699 | 0.00839 | 734.3021 | 0.00031819 | 734.0513 | 0.00105 | 891.1645 | 0.00482 | 734.0513 | 0.00097216 | 890.6023 | 0 | 891.1645 | 0.32774 | 725.1348 | 0.02091
| 734.5372 | -0.00051408 | 734.2866 | 1.5041e-05 | 595.8724 | 0.00091902 | 734.5372 | -0.00058929 | 734.2866 | -0.00092464 | 726.129 | -0.00010729 | 734.2866 | -0.00062814 | 598.3892 | 1.0843e-05 | 734.5372 | 0 | 725.3641 | -0.00065998 | 734.5372 | 0 | 734.5372 | 0 | 734.5372 | 0 | 734.5372 | 0 | 598.3892 | 0.00926 | 734.5372 | 0 | 734.2866 | -0.00034159 | 891.3321 | 0.0061 | 734.2866 | -1.9144e-06 | 890.7704 | 0 | 891.3321 | 0.33114 | 725.3641 | 0.02023
| 734.7723 | 0.0007064 | 734.5219 | 5.4509e-05 | 595.9907 | 0 | 734.7723 | 0.00023935 | 734.5219 | 0.00035753 | 726.3619 | 9.6758e-05 | 734.5219 | 0.00040795 | 598.5085 | 9.5433e-06 | 734.7723 | 0.00043637 | 725.5936 | 0.0014462 | 734.7723 | 0.0005082 | 734.7723 | 0.00038679 | 734.7723 | 0.00027327 | 734.7723 | 0.00071518 | 598.5085 | 0.00938 | 734.7723 | 0.00036458 | 734.5219 | 0.00084907 | 891.4998 | 0.00431 | 734.5219 | 0.0031719 | 890.9384 | 0 | 891.4998 | 0.33394 | 725.5936 | 0.02094
| 735.0073 | 0.0002545 | 734.7573 | -0.00082933 | 596.109 | 0.00165 | 735.0073 | 0.00015359 | 734.7573 | -0.00054353 | 726.5949 | -7.2197e-05 | 734.7573 | -0.00056648 | 598.6277 | 1.0619e-05 | 735.0073 | 0 | 725.823 | -0.00053527 | 735.0073 | 0 | 735.0073 | 0 | 735.0073 | 0 | 735.0073 | 0 | 598.6277 | 0.01036 | 735.0073 | 0 | 734.7573 | -7.1297e-05 | 891.6674 | 0.00383 | 734.7573 | -0.00037335 | 891.1064 | 0 | 891.6674 | 0.33781 | 725.823 | 0.02129
| 735.2424 | 0.00052548 | 734.9926 | 0.00022215 | 596.2273 | 0 | 735.2424 | 0.00030051 | 734.9926 | -0.0001966 | 726.8278 | 2.424e-05 | 734.9926 | 0.00036239 | 598.747 | 7.7511e-06 | 735.2424 | 0.00029741 | 726.0524 | 0.00074793 | 735.2424 | 0.00039469 | 735.2424 | 0.00020916 | 735.2424 | 0.00024831 | 735.2424 | 0.00057857 | 598.747 | 0.01029 | 735.2424 | 0.00028541 | 734.9926 | 0.000937 | 891.835 | 0.00578 | 734.9926 | 0.0011405 | 891.2745 | 0 | 891.835 | 0.34038 | 726.0524 | 0.02241
| 735.4775 | -0.00049452 | 735.2279 | -0.001014 | 596.3456 | 0.00091902 | 735.4775 | -0.00034913 | 735.2279 | 9.2617e-06 | 727.0608 | -0.00011402 | 735.2279 | -0.00064363 | 598.8663 | 9.3305e-06 | 735.4775 | 0 | 726.2819 | -0.0013967 | 735.4775 | 0 | 735.4775 | 0 | 735.4775 | 0 | 735.4775 | 0 | 598.8663 | 0.0112 | 735.4775 | 0 | 735.2279 | -0.00030823 | 892.0026 | 0.00461 | 735.2279 | 0.0011358 | 891.4425 | 0 | 892.0026 | 0.34329 | 726.2819 | 0.02032
| 735.7126 | 0.00059851 | 735.4633 | -0.00035492 | 596.4639 | 0 | 735.7126 | 0.00013438 | 735.4633 | -0.00020765 | 727.2937 | 0.00015228 | 735.4633 | 0.00029091 | 598.9856 | 7.9303e-06 | 735.7126 | 0.0001316 | 726.5113 | 0.0007415 | 735.7126 | 0.00059381 | 735.7126 | 0.00020783 | 735.7126 | 0.00023505 | 735.7126 | 0.00045107 | 598.9856 | 0.01113 | 735.7127 | 0.0003189 | 735.4633 | 0.00037735 | 892.1703 | 0.00466 | 735.4633 | 0.0025049 | 891.6106 | 0 | 892.1703 | 0.3447 | 726.5113 | 0.02136
| 735.9478 | 0.00032071 | 735.6987 | 0.00020365 | 596.5822 | 0.00083232 | 735.9478 | -0.00042193 | 735.6987 | -0.00076175 | 727.5267 | -0.00031323 | 735.6987 | -0.00057993 | 599.1049 | 7.5607e-06 | 735.9477 | 0 | 726.7407 | 0.00055733 | 735.9477 | 0 | 735.9478 | 0 | 735.9477 | 0 | 735.9477 | 0 | 599.1049 | 0.01217 | 735.9478 | 0 | 735.6987 | -0.00032603 | 892.3379 | 0.00315 | 735.6987 | 0.0001843 | 891.7786 | 0 | 892.3379 | 0.34653 | 726.7407 | 0.01991
| 736.1829 | 0.00073943 | 735.934 | 0.0001719 | 596.7006 | 0 | 736.1829 | -0.00023564 | 735.934 | -7.5628e-05 | 727.7596 | 0.00011834 | 735.934 | 0.00042856 | 599.2242 | 6.6198e-06 | 736.1829 | 0.00052642 | 726.9702 | 0.00059719 | 736.1829 | 0.00050937 | 736.1829 | 0.00018853 | 736.1829 | 0.00058183 | 736.1829 | 0.00074165 | 599.2242 | 0.01235 | 736.1829 | 0.00039943 | 735.934 | 0.001 | 892.5055 | 0.00346 | 735.934 | 0.0011782 | 891.9467 | 0 | 892.5055 | 0.34759 | 726.9701 | 0.02126
| 736.418 | -0.00069844 | 736.1694 | -0.00070614 | 596.8189 | 0.00088435 | 736.418 | -0.0008975 | 736.1694 | -0.0012311 | 727.9927 | -0.00018513 | 736.1694 | -0.00043858 | 599.3435 | 7.9751e-06 | 736.418 | 0 | 727.1996 | -0.00080786 | 736.418 | 0 | 736.418 | 0 | 736.418 | 0 | 736.418 | 0 | 599.3435 | 0.01345 | 736.418 | 0 | 736.1694 | 6.1546e-05 | 892.6732 | 0.00489 | 736.1694 | 0.00031171 | 892.1148 | 1.0001e-05 | 892.6732 | 0.34957 | 727.1997 | 0.02082
| 736.6531 | 0.0005266 | 736.4048 | 0.00024269 | 596.9372 | 0 | 736.6531 | -0.0004126 | 736.4048 | 0.00023171 | 728.2256 | -5.1472e-05 | 736.4048 | 0.00037214 | 599.4628 | 8.9944e-06 | 736.6532 | 4.4876e-05 | 727.4291 | 0.00020118 | 736.6532 | 0.00053369 | 736.6531 | 0.00025006 | 736.6532 | 0.00023867 | 736.6532 | 0.00075723 | 599.4628 | 0.01348 | 736.6531 | 0.00029391 | 736.4048 | 0.00070116 | 892.8408 | 0.00508 | 736.4048 | 0.0013329 | 892.2828 | 0 | 892.8408 | 0.35108 | 727.4291 | 0.02196
| 736.8883 | 0.00034023 | 736.6402 | -0.00093018 | 597.0556 | 0.00065893 | 736.8883 | -0.00099757 | 736.6402 | -0.00084701 | 728.4586 | -0.00016891 | 736.6402 | -0.00062215 | 599.5821 | 9.9353e-06 | 736.8883 | 0 | 727.6586 | -0.00054643 | 736.8883 | 0 | 736.8883 | 0 | 736.8883 | 0 | 736.8883 | 0 | 599.5821 | 0.0148 | 736.8883 | 0 | 736.6402 | -0.00033842 | 893.0084 | 0.0036 | 736.6402 | 0.00046618 | 892.4509 | 1.0001e-05 | 893.0084 | 0.35306 | 727.6586 | 0.01847
| 737.1235 | 0.00016698 | 736.8756 | -0.00077834 | 597.1739 | 0 | 737.1235 | -9.465e-05 | 736.8756 | 2.0605e-05 | 728.6917 | 6.3254e-05 | 736.8756 | 0.00030721 | 599.7014 | 8.636e-06 | 737.1235 | 0.00027478 | 727.8881 | -0.00039635 | 737.1235 | 0.00011779 | 737.1235 | 0.00019153 | 737.1235 | 0.00048839 | 737.1235 | 0.00047453 | 599.7014 | 0.01473 | 737.1235 | 0.00030516 | 736.8756 | 0.00045328 | 893.1761 | 0.00545 | 736.8756 | 0.00094645 | 892.619 | 0 | 893.1761 | 0.35447 | 727.8881 | 0.02008
| 737.3586 | -0.00072148 | 737.111 | -0.00018154 | 597.2923 | 0.00104 | 737.3586 | -0.00023943 | 737.111 | -0.0010401 | 728.9247 | -0.00022302 | 737.111 | -0.00051301 | 599.8207 | 8.4008e-06 | 737.3586 | 0 | 728.1176 | -0.0017516 | 737.3586 | 0 | 737.3586 | 0 | 737.3586 | 0 | 737.3586 | 0 | 599.8207 | 0.01601 | 737.3586 | 0 | 737.111 | -0.0007004 | 893.3437 | 0.00311 | 737.111 | 0.00067722 | 892.7871 | 0 | 893.3437 | 0.3568 | 728.1176 | 0.01943
| 737.5938 | 0.0011573 | 737.3464 | -0.00064355 | 597.4107 | 0 | 737.5938 | -0.00046184 | 737.3464 | 9.3499e-05 | 729.1577 | 0.00013454 | 737.3464 | 0.00028654 | 599.9401 | 8.6248e-06 | 737.5938 | 0 | 728.347 | 0.001413 | 737.5938 | 0.00033751 | 737.5938 | 0.00044522 | 737.5938 | 0.00042715 | 737.5938 | 0.00078703 | 599.9401 | 0.01582 | 737.5938 | 0.00039987 | 737.3464 | 0.00074303 | 893.5114 | 0.00483 | 737.3464 | 0.003458 | 892.9551 | 0 | 893.5114 | 0.35903 | 728.347 | 0.02012
| 737.829 | -0.00093192 | 737.5818 | -0.00086355 | 597.529 | 0.00076297 | 737.829 | -0.00045605 | 737.5818 | -0.00094343 | 729.3907 | -0.00017098 | 737.5818 | -0.00059361 | 600.0594 | 8.7592e-06 | 737.829 | 0 | 728.5766 | 0.00098587 | 737.829 | 0 | 737.829 | 0 | 737.829 | 0 | 737.829 | 0 | 600.0594 | 0.01755 | 737.829 | 0 | 737.5819 | -0.0001388 | 893.679 | 0.0038 | 737.5818 | 0.0005521 | 893.1232 | 0 | 893.679 | 0.36208 | 728.5766 | 0.01998
| 738.0642 | 0.001401 | 737.8173 | -0.00032853 | 597.6474 | 0 | 738.0642 | -0.00028344 | 737.8173 | -0.00013853 | 729.6238 | -2.4315e-05 | 737.8173 | 0.00026557 | 600.1787 | 8.636e-06 | 738.0642 | 0.00041658 | 728.8061 | 0.00010637 | 738.0642 | 0.00067427 | 738.0642 | 0.00015839 | 738.0642 | 0.00015182 | 738.0642 | 0.00039659 | 600.1787 | 0.01802 | 738.0642 | 0.00037287 | 737.8173 | 0.00068392 | 893.8467 | 0.00601 | 737.8173 | 0.0027311 | 893.2913 | 0 | 893.8467 | 0.36434 | 728.8061 | 0.01954
| 738.2994 | -0.00033195 | 738.0527 | -0.00021424 | 597.7658 | 0.00108 | 738.2994 | -0.00051752 | 738.0527 | -0.0010302 | 729.8568 | -0.00029943 | 738.0527 | -0.00060373 | 600.298 | 8.636e-06 | 738.2994 | 0 | 729.0356 | -0.0009281 | 738.2994 | 0 | 738.2994 | 0 | 738.2994 | 0 | 738.2994 | 0 | 600.298 | 0.01964 | 738.2994 | 0 | 738.0527 | -8.6911e-05 | 894.0143 | 0.00397 | 738.0527 | 0.0016162 | 893.4594 | 1.0001e-05 | 894.0143 | 0.36658 | 729.0356 | 0.01919
| 738.5347 | 0.00089816 | 738.2882 | 0.00012167 | 597.8842 | 0 | 738.5347 | 0.00020084 | 738.2882 | 7.171e-05 | 730.0899 | 8.7847e-05 | 738.2882 | 0.00047359 | 600.4173 | 9.3417e-06 | 738.5347 | 0.00021165 | 729.2652 | 5.3147e-05 | 738.5347 | 0.00032276 | 738.5347 | 0.00024176 | 738.5347 | 0.00019141 | 738.5347 | 0.00048893 | 600.4173 | 0.02041 | 738.5347 | 0.00037484 | 738.2882 | 0.00074791 | 894.182 | 0.00578 | 738.2882 | 0.002711 | 893.6275 | 0 | 894.182 | 0.36797 | 729.2652 | 0.01907
| 738.7699 | -0.00016068 | 738.5237 | -0.00095451 | 598.0026 | 0.00090168 | 738.7699 | -0.00050262 | 738.5237 | -0.00063832 | 730.3229 | -0.00015443 | 738.5237 | -0.00060662 | 600.5367 | 1.1246e-05 | 738.7699 | 0 | 729.4947 | 0.00023662 | 738.7699 | 0 | 738.7699 | 0 | 738.7699 | 0 | 738.7699 | 0 | 600.5367 | 0.02151 | 738.7699 | 0 | 738.5237 | -6.9634e-05 | 894.3496 | 0.00441 | 738.5237 | 0.0012257 | 893.7956 | 0 | 894.3496 | 0.37043 | 729.4947 | 0.01724
| 739.0051 | 0.000559 | 738.7591 | 0.0013189 | 598.121 | 0 | 739.0051 | 0.00045502 | 738.7591 | 0.00026986 | 730.556 | 0.00014114 | 738.7591 | 0.00028746 | 600.656 | 1.0059e-05 | 739.0051 | 0.00071004 | 729.7242 | 0.00067688 | 739.0051 | 0.00067678 | 739.0051 | 0.00067139 | 739.0051 | 0.00052528 | 739.0051 | 0.00049598 | 600.656 | 0.0221 | 739.0051 | 0.00036663 | 738.7591 | 0.00066819 | 894.5173 | 0.00483 | 738.7591 | 0.0028919 | 893.9637 | 0 | 894.5173 | 0.37288 | 729.7242 | 0.01984
| 739.2404 | -0.00066189 | 738.9946 | -0.00089751 | 598.2394 | 0.00081498 | 739.2404 | -0.00057714 | 738.9946 | -0.00098787 | 730.7891 | -0.00022591 | 738.9946 | -0.0005896 | 600.7753 | 9.5657e-06 | 739.2404 | 0 | 729.9539 | 0.00029051 | 739.2404 | 0 | 739.2404 | 0 | 739.2404 | 0 | 739.2404 | 0 | 600.7753 | 0.02215 | 739.2404 | 0 | 738.9946 | -0.00057112 | 894.685 | 0.00454 | 738.9946 | -0.00071697 | 894.1318 | 0 | 894.685 | 0.37563 | 729.9539 | 0.01864
| 739.4756 | 0.00016997 | 739.2301 | 0.00018647 | 598.3579 | 0 | 739.4756 | -0.00023703 | 739.2301 | 3.8663e-05 | 731.0222 | 0.00016416 | 739.2301 | 0.0003736 | 600.8946 | 7.5383e-06 | 739.4756 | 0.00041889 | 730.1834 | 0.0001841 | 739.4756 | 0.00036408 | 739.4756 | 0.0002867 | 739.4756 | 0.000457 | 739.4756 | 0.00025211 | 600.8946 | 0.02256 | 739.4756 | 0.00023002 | 739.2301 | 0.00114 | 894.8526 | 0.00568 | 739.2301 | 0.0042932 | 894.2999 | 0 | 894.8526 | 0.37641 | 730.1834 | 0.01958
| 739.7109 | 0.00063934 | 739.4656 | -0.00025624 | 598.4763 | 0.00074563 | 739.7109 | -0.00036507 | 739.4656 | -0.0006349 | 731.2554 | -0.00020287 | 739.4656 | -0.00060657 | 601.014 | 8.1656e-06 | 739.7109 | 0 | 730.413 | -0.00083065 | 739.7109 | 0 | 739.7109 | 0 | 739.7109 | 0 | 739.7109 | 0 | 601.014 | 0.02222 | 739.7109 | 0 | 739.4656 | -0.00034627 | 895.0203 | 0.00492 | 739.4656 | 0.0018363 | 894.468 | 3.0002e-05 | 895.0203 | 0.37731 | 730.413 | 0.01821
| 739.9462 | 0.000953 | 739.7011 | -6.7492e-05 | 598.5947 | 0 | 739.9462 | 0.0001895 | 739.7011 | 5.3618e-05 | 731.4885 | 0.00025549 | 739.7011 | 0.00040892 | 601.1333 | 7.4599e-06 | 739.9462 | 0.00038428 | 730.6426 | -8.4797e-05 | 739.9462 | 0.00058686 | 739.9462 | 0.0003838 | 739.9462 | 0.00036129 | 739.9462 | 0.00068593 | 601.1333 | 0.02274 | 739.9462 | 0.00055134 | 739.7011 | 0.00067435 | 895.188 | 0.00526 | 739.7011 | 0.0029991 | 894.6361 | 0 | 895.188 | 0.37712 | 730.6426 | 0.01851
| 740.1815 | 0.0001524 | 739.9367 | -0.0006837 | 598.7132 | 0.00074563 | 740.1815 | -0.00047008 | 739.9367 | -0.000268 | 731.7216 | -0.00027339 | 739.9367 | -0.0006301 | 601.2527 | 7.4599e-06 | 740.1815 | 0 | 730.8722 | -0.0004913 | 740.1815 | 0 | 740.1815 | 0 | 740.1815 | 0 | 740.1815 | 0 | 601.2527 | 0.02212 | 740.1815 | 0 | 739.9367 | -0.00035968 | 895.3556 | 0.00297 | 739.9367 | 0.003083 | 894.8042 | 0 | 895.3556 | 0.37816 | 730.8722 | 0.01873
| 740.4168 | 0.0008169 | 740.1722 | 0.0001168 | 598.8316 | 0 | 740.4168 | 0.00019422 | 740.1722 | -0.00038332 | 731.9547 | 4.3307e-06 | 740.1722 | 0.00036525 | 601.372 | 7.8295e-06 | 740.4168 | 3.0645e-05 | 731.1017 | 0.00095843 | 740.4168 | 0.00035363 | 740.4168 | 0.00015576 | 740.4168 | 6.448e-05 | 740.4168 | 0.00040198 | 601.372 | 0.02293 | 740.4168 | 0.00012544 | 740.1722 | 0.00037211 | 895.5233 | 0.00461 | 740.1722 | 0.0037708 | 894.9723 | 0 | 895.5233 | 0.37903 | 731.1018 | 0.01816
| 740.6521 | -7.8656e-05 | 740.4077 | -0.00017461 | 598.9501 | 0.00149 | 740.6521 | -0.0002508 | 740.4077 | -0.00036937 | 732.1879 | -0.00025215 | 740.4077 | -0.0005534 | 601.4913 | 9.2073e-06 | 740.6521 | 0 | 731.3314 | -0.00020046 | 740.6521 | 0 | 740.6521 | 0 | 740.6521 | 0 | 740.6521 | 0 | 601.4913 | 0.02198 | 740.6521 | 0 | 740.4077 | -0.00055434 | 895.691 | 0.00341 | 740.4077 | 0.0032012 | 895.1404 | 0 | 895.691 | 0.38159 | 731.3314 | 0.0165
| 740.8874 | 0.00076998 | 740.6433 | 0.00015105 | 599.0686 | 0 | 740.8874 | -1.6996e-05 | 740.6433 | 0.00024521 | 732.421 | 0.00017729 | 740.6433 | 0.00038945 | 601.6107 | 9.8569e-06 | 740.8874 | 0.00055149 | 731.561 | 0.0013686 | 740.8874 | 0.00048865 | 740.8874 | 0.00052813 | 740.8874 | 0.00063827 | 740.8874 | 0.00048933 | 601.6107 | 0.02329 | 740.8874 | 0.00048069 | 740.6433 | 0.000744 | 895.8587 | 0.00482 | 740.6433 | 0.0029321 | 895.3085 | 0 | 895.8587 | 0.38401 | 731.561 | 0.019
| 741.1227 | 0.00052384 | 740.8788 | -0.0011992 | 599.187 | 0.0014 | 741.1227 | -0.00046583 | 740.8788 | -0.00073247 | 732.6542 | -0.00012894 | 740.8788 | -0.00064037 | 601.73 | 9.8121e-06 | 741.1227 | 0 | 731.7906 | 4.0796e-05 | 741.1227 | 0 | 741.1227 | 0 | 741.1227 | 0 | 741.1227 | 0 | 601.73 | 0.02263 | 741.1227 | 0 | 740.8788 | -0.00010946 | 896.0263 | 0.00355 | 740.8788 | 0.0036947 | 895.4767 | 0 | 896.0263 | 0.38694 | 731.7907 | 0.01804
| 741.3581 | -0.00010797 | 741.1144 | -9.8225e-05 | 599.3055 | 0 | 741.3581 | 2.0913e-05 | 741.1144 | 0.00032433 | 732.8874 | 9.7921e-05 | 741.1144 | 0.00036003 | 601.8494 | 1.0227e-05 | 741.3581 | 0.00031427 | 732.0203 | 0.00022711 | 741.3581 | 0.00028578 | 741.3581 | 0.00028426 | 741.3581 | 0.00023847 | 741.3581 | 0.00027733 | 601.8494 | 0.02414 | 741.3581 | 0.00045577 | 741.1144 | 0.0002046 | 896.194 | 0.00761 | 741.1144 | 0.0031116 | 895.6448 | 0 | 896.194 | 0.38881 | 732.0203 | 0.0181
| 741.5934 | -0.0002156 | 741.35 | -0.0010585 | 599.424 | 0.00097105 | 741.5934 | -0.0010886 | 741.35 | -0.001059 | 733.1205 | -0.00016 | 741.35 | -0.00062214 | 601.9688 | 1.0876e-05 | 741.5934 | 0 | 732.2499 | 0.0014605 | 741.5934 | 0 | 741.5934 | 0 | 741.5934 | 0 | 741.5934 | 0 | 601.9688 | 0.02343 | 741.5934 | 0 | 741.35 | -0.00030097 | 896.3617 | 0.00408 | 741.35 | 0.0042223 | 895.8129 | 0 | 896.3617 | 0.39147 | 732.2499 | 0.01669
| 741.8288 | 0.00044424 | 741.5856 | 0.00025232 | 599.5425 | 0 | 741.8288 | -5.482e-05 | 741.5856 | 0.00049022 | 733.3538 | -2.2866e-06 | 741.5856 | 0.00020054 | 602.0881 | 9.7561e-06 | 741.8288 | 0.00036735 | 732.4796 | 0.00022269 | 741.8288 | 0.00032382 | 741.8288 | 0.00033669 | 741.8288 | 0.00040202 | 741.8288 | 0.00035808 | 602.0881 | 0.02425 | 741.8288 | 0.00039563 | 741.5856 | 0.00047924 | 896.5294 | 0.0052 | 741.5856 | 0.0051696 | 895.9811 | 0 | 896.5294 | 0.39398 | 732.4796 | 0.01749
| 742.0641 | -0.00051338 | 741.8212 | -0.00067976 | 599.661 | 0.00168 | 742.0641 | -9.161e-05 | 741.8212 | -0.00067121 | 733.5869 | -0.00022505 | 741.8212 | -0.00061013 | 602.2075 | 8.7592e-06 | 742.0641 | 0 | 732.7092 | 0.00015719 | 742.0641 | 0 | 742.0641 | 0 | 742.0641 | 0 | 742.0641 | 0 | 602.2075 | 0.02433 | 742.0642 | 0 | 741.8212 | -9.5236e-05 | 896.6971 | 0.00506 | 741.8212 | 0.0028312 | 896.1492 | 0 | 896.6971 | 0.39744 | 732.7092 | 0.01632
| 742.2995 | 0.00050809 | 742.0568 | -0.00029631 | 599.7795 | 0 | 742.2995 | 0.00018753 | 742.0568 | 0.00020948 | 733.8201 | 0.00022237 | 742.0568 | 0.00032249 | 602.3268 | 8.468e-06 | 742.2995 | 0.00048634 | 732.9389 | 0.00032015 | 742.2995 | 0.00031055 | 742.2995 | 8.9946e-05 | 742.2995 | 2.0274e-05 | 742.2995 | 0.00035574 | 602.3268 | 0.02413 | 742.2995 | 0.00033741 | 742.0568 | 0.0004419 | 896.8648 | 0.00499 | 742.0568 | 0.0046804 | 896.3174 | 6.6672e-06 | 896.8648 | 0.40043 | 732.9389 | 0.01821
| 742.5349 | -4.6197e-06 | 742.2924 | -0.00049097 | 599.898 | 0.00053755 | 742.5349 | -0.00062522 | 742.2924 | -0.00065033 | 734.0533 | -0.00011809 | 742.2924 | -0.00056979 | 602.4462 | 1.0059e-05 | 742.5349 | 0 | 733.1686 | -0.0018117 | 742.5349 | 0 | 742.5349 | 0 | 742.5349 | 0 | 742.5349 | 0 | 602.4462 | 0.02435 | 742.5349 | 0 | 742.2924 | -0.00032158 | 897.0325 | 0.00477 | 742.2924 | 0.0036682 | 896.4855 | 1.0001e-05 | 897.0325 | 0.40337 | 733.1686 | 0.01559
| 742.7703 | 0.00046121 | 742.528 | 0.00025911 | 600.0166 | 0 | 742.7703 | -2.0401e-05 | 742.528 | -0.00011285 | 734.2866 | 0.0002009 | 742.528 | 0.00029051 | 602.5656 | 1.0294e-05 | 742.7703 | 0.00047363 | 733.3983 | 0.0007758 | 742.7703 | 0.00023318 | 742.7703 | 0.00030777 | 742.7703 | 0.0006651 | 742.7703 | 0.00040796 | 602.5656 | 0.0231 | 742.7703 | 0.00047712 | 742.528 | 0.00087713 | 897.2002 | 0.00552 | 742.528 | 0.0063196 | 896.6536 | 6.6672e-06 | 897.2002 | 0.40515 | 733.3982 | 0.01853
| 743.0057 | -0.00014863 | 742.7636 | -0.00030676 | 600.1351 | 0.0016 | 743.0057 | -0.00058374 | 742.7636 | -0.0013005 | 734.5198 | -0.00022593 | 742.7636 | -0.00056804 | 602.6849 | 1.1235e-05 | 743.0057 | 0 | 733.628 | 9.838e-05 | 743.0057 | 0 | 743.0057 | 0 | 743.0057 | 0 | 743.0057 | 0 | 602.6849 | 0.02359 | 743.0057 | 0 | 742.7636 | -0.00050247 | 897.3679 | 0.00292 | 742.7636 | 0.0035653 | 896.8218 | 0 | 897.3679 | 0.40705 | 733.628 | 0.01657
| 743.2411 | 0.00039246 | 742.9993 | 1.3662e-05 | 600.2536 | 0 | 743.2411 | 0.0003904 | 742.9993 | -0.00013625 | 734.7531 | 0.00017007 | 742.9993 | 0.00019575 | 602.8043 | 9.4649e-06 | 743.2411 | 4.7915e-05 | 733.8577 | -0.00035051 | 743.2411 | 0.00024589 | 743.2411 | 0.00011225 | 743.2411 | 0.00034227 | 743.2411 | 0.00037281 | 602.8043 | 0.02213 | 743.2411 | 0.00043365 | 742.9993 | 0.00029783 | 897.5356 | 0.00455 | 742.9993 | 0.0071584 | 896.99 | 6.6672e-06 | 897.5356 | 0.40813 | 733.8577 | 0.01804
| 743.4765 | -0.00021992 | 743.2349 | -0.00037956 | 600.3722 | 0.00147 | 743.4765 | -0.00043316 | 743.2349 | -0.00054558 | 734.9863 | -0.00021474 | 743.2349 | -0.0005077 | 602.9237 | 9.2073e-06 | 743.4765 | 0 | 734.0874 | -0.00026121 | 743.4765 | 0 | 743.4765 | 0 | 743.4765 | 0 | 743.4765 | 0 | 602.9237 | 0.02282 | 743.4765 | 0 | 743.2349 | -9.0677e-05 | 897.7033 | 0.00389 | 743.2349 | 0.0042534 | 897.1581 | 0 | 897.7033 | 0.41063 | 734.0874 | 0.01534
| 743.712 | 0.0017444 | 743.4706 | 0.00045805 | 600.4907 | 0 | 743.712 | -0.00024236 | 743.4706 | 0.0001117 | 735.2195 | 0.00020732 | 743.4706 | 0.0002765 | 603.043 | 7.0679e-06 | 743.7119 | 0.00034382 | 734.3171 | 0.0013964 | 743.7119 | 0.0011228 | 743.712 | 0.00030026 | 743.7119 | 0.00032551 | 743.7119 | 0.00050917 | 603.043 | 0.02231 | 743.712 | 0.00034058 | 743.4706 | 0.00052527 | 897.871 | 0.00534 | 743.4706 | 0.0060049 | 897.3263 | 6.6672e-06 | 897.871 | 0.41233 | 734.3171 | 0.01712
| 743.9474 | -0.00034775 | 743.7062 | -0.00085939 | 600.6093 | 0.00116 | 743.9474 | -0.00094161 | 743.7062 | -0.0009659 | 735.4528 | -0.00020702 | 743.7062 | -0.0006464 | 603.1624 | 7.5383e-06 | 743.9474 | 0 | 734.5469 | -0.00049882 | 743.9474 | 0 | 743.9474 | 0 | 743.9474 | 0 | 743.9474 | 0 | 603.1624 | 0.02316 | 743.9474 | 0 | 743.7062 | -0.00018924 | 898.0387 | 0.00415 | 743.7062 | 0.0064223 | 897.4944 | 0 | 898.0387 | 0.41503 | 734.5469 | 0.01521
| 744.1829 | 0.00042751 | 743.9419 | 0.00042704 | 600.7278 | 0 | 744.1829 | 0.00041998 | 743.9419 | 7.7315e-05 | 735.6861 | 0.00022112 | 743.9419 | 0.00030561 | 603.2818 | 6.3174e-06 | 744.1828 | 0.00039513 | 734.7766 | 0.00025088 | 744.1828 | 0.00039495 | 744.1829 | 0.0003602 | 744.1828 | 0 | 744.1828 | 0.00039589 | 603.2818 | 0.02276 | 744.1829 | 0.0003838 | 743.9419 | 0.00038583 | 898.2064 | 0.00559 | 743.9419 | 0.0051347 | 897.6626 | 6.6672e-06 | 898.2064 | 0.41706 | 734.7766 | 0.01719
| 744.4183 | -0.00023543 | 744.1776 | -0.00086672 | 600.8464 | 0.00139 | 744.4183 | -0.00044374 | 744.1776 | -0.00087442 | 735.9194 | -0.00012725 | 744.1776 | -0.00072086 | 603.4012 | 8.0648e-06 | 744.4183 | 0 | 735.0063 | -0.0010056 | 744.4183 | 0 | 744.4183 | 0 | 744.4183 | 0 | 744.4183 | 0 | 603.4012 | 0.02557 | 744.4183 | 0 | 744.1776 | -0.000391 | 898.3741 | 0.00317 | 744.1776 | 0.0057994 | 897.8308 | 1.0001e-05 | 898.3741 | 0.4209 | 735.0063 | 0.01646
| 744.6537 | 0.00042588 | 744.4133 | -0.00017724 | 600.965 | 0 | 744.6537 | -0.00012581 | 744.4133 | 0.00015375 | 736.1527 | 6.7716e-05 | 744.4133 | 0.00027141 | 603.5206 | 9.4649e-06 | 744.6538 | 0.00036678 | 735.2361 | 0.00024892 | 744.6538 | 8.0911e-05 | 744.6537 | 0.00018834 | 744.6538 | 2.326e-05 | 744.6538 | 0.00052517 | 603.5206 | 0.02645 | 744.6537 | 0.00030327 | 744.4133 | 0.00067319 | 898.5418 | 0.00557 | 744.4133 | 0.0082886 | 897.9989 | 0 | 898.5418 | 0.42417 | 735.2361 | 0.0156
| 744.8892 | -0.00012674 | 744.649 | -0.00044438 | 601.0836 | 0.00104 | 744.8892 | -0.00083821 | 744.649 | -0.00098607 | 736.386 | -0.00019151 | 744.649 | -0.00054763 | 603.64 | 9.9577e-06 | 744.8892 | 0 | 735.4659 | -0.00017247 | 744.8892 | 0 | 744.8892 | 0 | 744.8892 | 0 | 744.8892 | 0 | 603.64 | 0.02984 | 744.8892 | 0 | 744.649 | -0.00028408 | 898.7096 | 0.00362 | 744.649 | 0.0054748 | 898.1671 | 0 | 898.7096 | 0.42816 | 735.4659 | 0.01553
| 745.1248 | 0.00049431 | 744.8847 | -6.6796e-05 | 601.2022 | 0 | 745.1248 | 0.00011498 | 744.8847 | 2.1882e-05 | 736.6193 | 0.0001439 | 744.8847 | 0.00038925 | 603.7594 | 9.3305e-06 | 745.1247 | 0.00010142 | 735.6956 | 0.00088833 | 745.1247 | 0.00019047 | 745.1248 | 9.3198e-05 | 745.1247 | 0.00030531 | 745.1247 | 0.00031601 | 603.7594 | 0.02934 | 745.1248 | 0.00022837 | 744.8847 | 0.00036488 | 898.8773 | 0.00636 | 744.8847 | 0.0069293 | 898.3353 | 0 | 898.8773 | 0.43083 | 735.6956 | 0.01848
| 745.3602 | 0.00044887 | 745.1204 | -0.0008781 | 601.3208 | 0.00088435 | 745.3602 | -0.0003675 | 745.1204 | -0.0011822 | 736.8527 | -0.00018382 | 745.1204 | -0.000571 | 603.8788 | 7.8743e-06 | 745.3602 | 0 | 735.9254 | -0.00026467 | 745.3602 | 0 | 745.3602 | 0 | 745.3602 | 0 | 745.3602 | 0 | 603.8788 | 0.03288 | 745.3602 | 0 | 745.1204 | -0.0006898 | 899.045 | 0.00419 | 745.1204 | 0.0074453 | 898.5035 | 1.0001e-05 | 899.045 | 0.43391 | 735.9254 | 0.0157
| 745.5957 | 0.00025741 | 745.3561 | 0.00059739 | 601.4394 | 0 | 745.5957 | 4.83e-05 | 745.3561 | -5.301e-05 | 737.086 | 9.1499e-05 | 745.3561 | 0.00035857 | 603.9982 | 7.2807e-06 | 745.5957 | 0.0003183 | 736.1552 | -0.00068372 | 745.5957 | 0.00040219 | 745.5957 | 0.0003673 | 745.5957 | 0.00069774 | 745.5957 | 0.00055699 | 603.9982 | 0.03344 | 745.5957 | 0.00027094 | 745.3561 | 0.00072216 | 899.2127 | 0.00497 | 745.3561 | 0.0086413 | 898.6717 | 0 | 899.2127 | 0.4358 | 736.1552 | 0.0151
| 745.8312 | -0.0001317 | 745.5919 | 0.00018913 | 601.558 | 0.00161 | 745.8312 | -0.00071841 | 745.5919 | -0.00067248 | 737.3193 | -0.00022799 | 745.5919 | -0.00053983 | 604.1176 | 5.7573e-06 | 745.8312 | 0 | 736.385 | -0.00061763 | 745.8312 | 0 | 745.8312 | 0 | 745.8312 | 0 | 745.8312 | 0 | 604.1176 | 0.03603 | 745.8312 | 0 | 745.5919 | 3.9682e-05 | 899.3804 | 0.00343 | 745.5919 | 0.0078146 | 898.8398 | 1.0001e-05 | 899.3804 | 0.43818 | 736.385 | 0.01576
| 746.0668 | 0.00052905 | 745.8276 | 4.9859e-05 | 601.6766 | 0 | 746.0668 | 7.9837e-06 | 745.8276 | 0.00044707 | 737.5527 | 9.1721e-05 | 745.8276 | 0.00042458 | 604.237 | 6.3846e-06 | 746.0668 | 0.00047105 | 736.6148 | 0.0016076 | 746.0668 | 0.00055609 | 746.0668 | 0.00022523 | 746.0668 | 0.00026633 | 746.0668 | 0.00061783 | 604.237 | 0.03521 | 746.0668 | 0.00033684 | 745.8276 | 0.00040935 | 899.5482 | 0.00621 | 745.8276 | 0.010486 | 899.008 | 0 | 899.5482 | 0.44009 | 736.6148 | 0.0146
| 746.3023 | -0.0002367 | 746.0634 | -0.00098816 | 601.7953 | 0.00134 | 746.3023 | -0.00028193 | 746.0634 | -0.00080148 | 737.786 | -0.00019728 | 746.0634 | -0.00062356 | 604.3564 | 8.3448e-06 | 746.3023 | 0 | 736.8446 | 0.00026574 | 746.3023 | 0 | 746.3023 | 0 | 746.3023 | 0 | 746.3023 | 0 | 604.3564 | 0.03573 | 746.3023 | 0 | 746.0634 | -0.00019096 | 899.7159 | 0.00373 | 746.0634 | 0.0099193 | 899.1762 | 0 | 899.7159 | 0.44259 | 736.8446 | 0.01477
| 746.5378 | -0.00015211 | 746.2992 | 0.0004066 | 601.9139 | 0 | 746.5378 | 0.00015909 | 746.2992 | 0.00040157 | 738.0194 | 0.00017481 | 746.2992 | 0.00020061 | 604.4758 | 1.0663e-05 | 746.5378 | 0.00042465 | 737.0744 | -0.00011836 | 746.5378 | 0.00042176 | 746.5378 | 0.0001899 | 746.5378 | 0.00041247 | 746.5378 | 0.00047019 | 604.4758 | 0.03663 | 746.5378 | 0.00026804 | 746.2992 | 0.00055368 | 899.8836 | 0.00306 | 746.2992 | 0.010682 | 899.3444 | 0 | 899.8836 | 0.44397 | 737.0744 | 0.01597
| 746.7734 | 0.00063442 | 746.5349 | -0.00072323 | 602.0326 | 0.00027745 | 746.7734 | -9.0442e-05 | 746.5349 | -0.0007873 | 738.2528 | -0.00038323 | 746.5349 | -0.000633 | 604.5952 | 1.0563e-05 | 746.7734 | 0 | 737.3043 | -0.0011759 | 746.7734 | 0 | 746.7734 | 0 | 746.7734 | 0 | 746.7734 | 0 | 604.5952 | 0.0373 | 746.7734 | 0 | 746.5349 | -0.00044545 | 900.0514 | 0.00475 | 746.5349 | 0.011402 | 899.5126 | 0 | 900.0514 | 0.44625 | 737.3043 | 0.01556
| 747.009 | 0.00015363 | 746.7707 | 0.00033658 | 602.1512 | 0 | 747.009 | -0.00056335 | 746.7707 | 2.5122e-05 | 738.4861 | 7.248e-05 | 746.7707 | 0.00046308 | 604.7146 | 9.4873e-06 | 747.009 | 0.00044636 | 737.5341 | 0.0010214 | 747.009 | 0.0001524 | 747.009 | 0.00042643 | 747.009 | 0.00030728 | 747.009 | 0.00050245 | 604.7146 | 0.03921 | 747.009 | 0.00043971 | 746.7707 | 0.00051089 | 900.2191 | 0.00403 | 746.7707 | 0.01084 | 899.6808 | 2.6669e-05 | 900.2191 | 0.44827 | 737.5341 | 0.01414
| 747.2445 | -0.0012258 | 747.0065 | -2.2276e-05 | 602.2699 | 0.00156 | 747.2445 | -0.00083212 | 747.0065 | -0.00074161 | 738.7195 | -0.00010692 | 747.0065 | -0.00053166 | 604.834 | 7.5047e-06 | 747.2445 | 0 | 737.7639 | -0.0012503 | 747.2445 | 0 | 747.2445 | 0 | 747.2445 | 0 | 747.2445 | 0 | 604.834 | 0.04044 | 747.2445 | 0 | 747.0065 | -5.4662e-05 | 900.3868 | 0.00543 | 747.0065 | 0.010016 | 899.8491 | 3.0002e-05 | 900.3868 | 0.45133 | 737.7639 | 0.0151
| 747.4801 | 0.00032165 | 747.2423 | -0.00029493 | 602.3885 | 0 | 747.4801 | 0.00023299 | 747.2423 | 0.0003359 | 738.953 | -3.6341e-05 | 747.2423 | 0.00035605 | 604.9534 | 6.5974e-06 | 747.4801 | 0.00025955 | 737.9938 | 0.00086972 | 747.4801 | 0.00050002 | 747.4801 | 0.00045837 | 747.4801 | 0.00070487 | 747.4801 | 0.00050917 | 604.9534 | 0.04381 | 747.4801 | 0.0004341 | 747.2423 | 0.00060547 | 900.5546 | 0.00591 | 747.2423 | 0.012054 | 900.0173 | 0 | 900.5546 | 0.45423 | 737.9938 | 0.0166
| 747.7157 | 0.00034175 | 747.4781 | -0.00019677 | 602.5072 | 0.00081498 | 747.7157 | -0.000589 | 747.4781 | -0.00054523 | 739.1864 | -0.00011839 | 747.4781 | -0.0005005 | 605.0728 | 7.2807e-06 | 747.7157 | 0 | 738.2236 | 1.3811e-06 | 747.7157 | 0 | 747.7157 | 0 | 747.7157 | 0 | 747.7157 | 0 | 605.0728 | 0.045 | 747.7157 | 0 | 747.4781 | -0.00010711 | 900.7223 | 0.0036 | 747.4781 | 0.010372 | 900.1855 | 1.0001e-05 | 900.7223 | 0.45822 | 738.2236 | 0.01569
| 747.9513 | 0.00045951 | 747.7139 | -0.0003353 | 602.6259 | 0 | 747.9513 | 0.0004378 | 747.7139 | -0.00017873 | 739.4198 | 0.0002167 | 747.7139 | 0.00029522 | 605.1923 | 7.5159e-06 | 747.9513 | 0.00052552 | 738.4536 | -0.00018098 | 747.9513 | 0.00051932 | 747.9513 | 0.00026886 | 747.9513 | 0.00026822 | 747.9513 | 0.00040814 | 605.1923 | 0.04573 | 747.9513 | 0.00027885 | 747.7139 | 0.00044041 | 900.8901 | 0.00652 | 747.7139 | 0.012387 | 900.3537 | 0 | 900.8901 | 0.46148 | 738.4535 | 0.01477
| 748.1869 | -0.00019521 | 747.9498 | -7.2412e-07 | 602.7446 | 0.00106 | 748.1869 | -0.00066073 | 747.9498 | -0.00097066 | 739.6533 | -7.6082e-05 | 747.9498 | -0.0005504 | 605.3117 | 8.4456e-06 | 748.1869 | 0 | 738.6834 | -0.0010067 | 748.1869 | 0 | 748.1869 | 0 | 748.1869 | 0 | 748.1869 | 0 | 605.3117 | 0.04502 | 748.1869 | 0 | 747.9497 | -3.5896e-05 | 901.0578 | 0.00315 | 747.9498 | 0.011682 | 900.5219 | 3.0002e-05 | 901.0578 | 0.46433 | 738.6834 | 0.01463
| 748.4225 | -2.2723e-05 | 748.1856 | 0.0008658 | 602.8633 | 0 | 748.4225 | 0.00056502 | 748.1856 | 0.00064785 | 739.8867 | 0.00017607 | 748.1856 | 0.00034959 | 605.4311 | 8.2664e-06 | 748.4225 | 0.00059714 | 738.9133 | -0.00013492 | 748.4225 | 0.00043885 | 748.4225 | 0.00044226 | 748.4225 | 0.00050842 | 748.4225 | 0.00048464 | 605.4311 | 0.04441 | 748.4226 | 0.00036733 | 748.1856 | 0.00073615 | 901.2256 | 0.0042 | 748.1856 | 0.01245 | 900.6901 | 0 | 901.2256 | 0.46531 | 738.9133 | 0.01426
| 748.6581 | -0.0010451 | 748.4214 | -0.001186 | 602.982 | 0.00168 | 748.6581 | -0.0005538 | 748.4214 | -0.0008492 | 740.1201 | -0.00022805 | 748.4214 | -0.00063863 | 605.5505 | 8.7592e-06 | 748.6582 | 0 | 739.1432 | 0.00031179 | 748.6582 | 0 | 748.6581 | 0 | 748.6582 | 0 | 748.6582 | 0 | 605.5505 | 0.04437 | 748.6581 | 0 | 748.4214 | -0.00054586 | 901.3933 | 0.0032 | 748.4214 | 0.014151 | 900.8583 | 0 | 901.3933 | 0.46733 | 739.1432 | 0.0137
| 748.8938 | 0.00039974 | 748.6573 | 0.0002328 | 603.1007 | 0 | 748.8938 | 0.00042025 | 748.6573 | 0.00031551 | 740.3536 | 3.5387e-05 | 748.6573 | 0.00036116 | 605.67 | 8.0088e-06 | 748.8938 | 0.00066583 | 739.3731 | 0.00047583 | 748.8938 | 0.00037603 | 748.8938 | 0.00025278 | 748.8938 | 0.000416 | 748.8938 | 0.00031022 | 605.67 | 0.04423 | 748.8938 | 0.00046917 | 748.6573 | 0.00057768 | 901.5611 | 0.00541 | 748.6573 | 0.014231 | 901.0266 | 6.6672e-06 | 901.5611 | 0.46848 | 739.3731 | 0.01512
| 749.1295 | -0.00037509 | 748.8931 | 0.00023477 | 603.2194 | 0.0013 | 749.1295 | -0.00056793 | 748.8931 | -0.00062571 | 740.587 | -0.00025885 | 748.8931 | -0.00048436 | 605.7894 | 7.7959e-06 | 749.1294 | 0 | 739.603 | -0.00044631 | 749.1294 | 0 | 749.1295 | 0 | 749.1294 | 0 | 749.1294 | 0 | 605.7894 | 0.04562 | 749.1295 | 0 | 748.8931 | -2.1399e-05 | 901.7288 | 0.00359 | 748.8931 | 0.013965 | 901.1948 | 0 | 901.7288 | 0.47077 | 739.603 | 0.01413
| 749.3651 | 0.00063486 | 749.129 | -0.00020896 | 603.3381 | 0 | 749.3651 | 0.00038751 | 749.129 | 0.00038081 | 740.8206 | 0.00014553 | 749.129 | 0.00033913 | 605.9088 | 7.3479e-06 | 749.3651 | 0.00052952 | 739.8329 | 0.00086516 | 749.3651 | 0.00018257 | 749.3651 | 0.00025479 | 749.3651 | 0.00049243 | 749.3651 | 0.00039609 | 605.9088 | 0.04533 | 749.3651 | 0.00033189 | 749.129 | 0.00051317 | 901.8966 | 0.00345 | 749.129 | 0.014917 | 901.3631 | 0 | 901.8966 | 0.47161 | 739.8329 | 0.01488
| 749.6008 | -0.00072094 | 749.3649 | -0.00051712 | 603.4569 | 0.00149 | 749.6008 | -0.00066592 | 749.3649 | -0.00043762 | 741.054 | -0.00012663 | 749.3649 | -0.00053443 | 606.0283 | 7.2247e-06 | 749.6008 | 0 | 740.0629 | -0.00064345 | 749.6008 | 0 | 749.6008 | 0 | 749.6008 | 0 | 749.6008 | 0 | 606.0283 | 0.04689 | 749.6008 | 0 | 749.3649 | -0.00020264 | 902.0644 | 0.00427 | 749.3649 | 0.016723 | 901.5313 | 1.0001e-05 | 902.0644 | 0.47321 | 740.0629 | 0.01312
| 749.8364 | 0.00031186 | 749.6008 | -8.4027e-05 | 603.5756 | 0 | 749.8364 | -8.8938e-05 | 749.6008 | -0.00041685 | 741.2875 | -7.6572e-06 | 749.6008 | 0.00029136 | 606.1477 | 7.7511e-06 | 749.8364 | 0.00029068 | 740.2928 | 0.00074685 | 749.8364 | 0.00073381 | 749.8364 | 0.00018253 | 749.8364 | 0.0002147 | 749.8364 | 0.00037366 | 606.1477 | 0.04636 | 749.8364 | 0.0004247 | 749.6008 | 0.00049974 | 902.2321 | 0.00555 | 749.6008 | 0.017965 | 901.6995 | 0 | 902.2321 | 0.47421 | 740.2928 | 0.01443
| 750.0721 | -0.00088552 | 749.8367 | -0.0015473 | 603.6944 | 0.00125 | 750.0721 | -0.00049629 | 749.8367 | -0.00070556 | 741.521 | -3.2607e-05 | 749.8367 | -0.00067626 | 606.2672 | 7.9864e-06 | 750.0721 | 0 | 740.5228 | 0.00068734 | 750.0721 | 0 | 750.0721 | 0 | 750.0721 | 0 | 750.0721 | 0 | 606.2672 | 0.04804 | 750.0721 | 0 | 749.8367 | -0.00037498 | 902.3999 | 0.00424 | 749.8367 | 0.015514 | 901.8678 | 1.0001e-05 | 902.3999 | 0.47642 | 740.5228 | 0.01454
| 750.3078 | 0.00014236 | 750.0726 | 0.00062527 | 603.8131 | 0 | 750.3078 | -0.00010729 | 750.0726 | 0.00036973 | 741.7545 | -2.6606e-05 | 750.0726 | 0.00044255 | 606.3866 | 8.6248e-06 | 750.3078 | 0.0004309 | 740.7527 | 0.00054667 | 750.3078 | 0.00088138 | 750.3078 | 0.00049086 | 750.3078 | 0.0005805 | 750.3078 | 0.00049986 | 606.3866 | 0.04914 | 750.3078 | 0.00030847 | 750.0726 | 0.00052083 | 902.5676 | 0.0039 | 750.0726 | 0.016902 | 902.036 | 0 | 902.5676 | 0.47857 | 740.7527 | 0.01544
| 750.5435 | 7.0593e-05 | 750.3085 | -0.0012608 | 603.9319 | 0.00128 | 750.5435 | -0.00087343 | 750.3085 | -0.00099451 | 741.988 | -0.00020049 | 750.3085 | -0.0007226 | 606.506 | 9.9577e-06 | 750.5435 | 0 | 740.9827 | -0.0015532 | 750.5435 | 0 | 750.5435 | 0 | 750.5435 | 0 | 750.5435 | 0 | 606.506 | 0.05195 | 750.5435 | 0 | 750.3085 | -0.00078006 | 902.7354 | 0.00352 | 750.3085 | 0.015747 | 902.2043 | 3.0002e-05 | 902.7354 | 0.48132 | 740.9827 | 0.01411
| 750.7792 | 0.0013238 | 750.5444 | -0.0008114 | 604.0507 | 0 | 750.7792 | 4.3182e-05 | 750.5444 | 3.4977e-05 | 742.2216 | 0.0001682 | 750.5444 | 0.00033519 | 606.6255 | 1.0305e-05 | 750.7792 | 0.00042028 | 741.2126 | 0.0007369 | 750.7792 | 0.00026378 | 750.7792 | 0.0001425 | 750.7792 | 0.00044027 | 750.7792 | 0.0007168 | 606.6255 | 0.05326 | 750.7792 | 0.00036373 | 750.5444 | 0.00033522 | 902.9032 | 0.00501 | 750.5444 | 0.018691 | 902.3725 | 0 | 902.9032 | 0.48347 | 741.2127 | 0.01401
| 751.015 | -0.00030663 | 750.7804 | -0.00073309 | 604.1694 | 0.00060691 | 751.015 | -0.00071728 | 750.7804 | -0.00052719 | 742.4551 | -0.00017607 | 750.7804 | -0.00060396 | 606.745 | 1.0663e-05 | 751.015 | 0 | 741.4426 | 0.00028341 | 751.015 | 0 | 751.015 | 0 | 751.015 | 0 | 751.015 | 0 | 606.745 | 0.0551 | 751.0149 | 0 | 750.7804 | -0.00058377 | 903.071 | 0.00543 | 750.7804 | 0.018401 | 902.5408 | 0 | 903.071 | 0.48603 | 741.4426 | 0.0133
| 751.2507 | 0.0014761 | 751.0163 | 0.00011706 | 604.2882 | 0 | 751.2507 | -0.0001953 | 751.0163 | -3.1618e-05 | 742.6887 | 0.00017527 | 751.0163 | 0.00034915 | 606.8644 | 8.0312e-06 | 751.2507 | 0.00031069 | 741.6726 | 0.0011746 | 751.2507 | 0.00025364 | 751.2507 | 0.00029738 | 751.2507 | 0.00033925 | 751.2507 | 0.00044842 | 606.8644 | 0.05652 | 751.2507 | 0.00042104 | 751.0163 | 0.00075937 | 903.2387 | 0.00524 | 751.0163 | 0.020865 | 902.709 | 0 | 903.2387 | 0.48786 | 741.6726 | 0.01521
| 751.4865 | -0.00067457 | 751.2523 | -0.00010421 | 604.407 | 0.0017 | 751.4865 | -0.00047359 | 751.2523 | -0.00083229 | 742.9222 | -0.0002016 | 751.2523 | -0.00060131 | 606.9839 | 8.6248e-06 | 751.4864 | 0 | 741.9026 | -0.00055647 | 751.4864 | 0 | 751.4865 | 0 | 751.4864 | 0 | 751.4864 | 0 | 606.9839 | 0.0591 | 751.4864 | 0 | 751.2523 | -0.00041497 | 903.4065 | 0.00419 | 751.2523 | 0.019435 | 902.8773 | 1.0001e-05 | 903.4065 | 0.48984 | 741.9026 | 0.01389
| 751.7222 | 0.00031695 | 751.4882 | 0.00058274 | 604.5258 | 0 | 751.7222 | 0.00013247 | 751.4882 | -0.00015919 | 743.1558 | 0.00011404 | 751.4882 | 0.00028609 | 607.1033 | 8.468e-06 | 751.7222 | 0.00040942 | 742.1326 | 0.00030345 | 751.7222 | 0.00030783 | 751.7222 | 0.00037707 | 751.7222 | 0.00046763 | 751.7222 | 0.00080454 | 607.1033 | 0.06003 | 751.7222 | 0.0001273 | 751.4882 | 0.00097336 | 903.5743 | 0.00403 | 751.4882 | 0.022955 | 903.0456 | 0 | 903.5743 | 0.49136 | 742.1326 | 0.01396
| 751.9579 | -0.00035556 | 751.7242 | 3.2185e-05 | 604.6446 | 0.0004335 | 751.9579 | -0.00068595 | 751.7242 | -0.00090005 | 743.3893 | -0.00036207 | 751.7242 | -0.00058398 | 607.2228 | 9.0953e-06 | 751.9579 | 0 | 742.3626 | -0.0013104 | 751.9579 | 0 | 751.9579 | 0 | 751.9579 | 0 | 751.9579 | 0 | 607.2228 | 0.0609 | 751.9579 | 0 | 751.7242 | -0.00015322 | 903.7421 | 0.00448 | 751.7242 | 0.021574 | 903.2138 | 3.0002e-05 | 903.7421 | 0.49414 | 742.3626 | 0.01319
| 752.1937 | 5.1575e-05 | 751.9602 | -0.00025477 | 604.7634 | 0 | 752.1937 | 0.00040175 | 751.9602 | 0.00012466 | 743.6229 | 0.00021899 | 751.9602 | 0.0004613 | 607.3422 | 9.1065e-06 | 752.1937 | 0.00034469 | 742.5927 | 0.001388 | 752.1937 | 0.00018439 | 752.1937 | 7.4e-05 | 752.1937 | 0.00033015 | 752.1937 | 0.00026585 | 607.3422 | 0.06113 | 752.1937 | 0.00041459 | 751.9602 | 0.00034271 | 903.9099 | 0.00555 | 751.9602 | 0.021422 | 903.3821 | 6.6672e-06 | 903.9099 | 0.49685 | 742.5927 | 0.01267
| 752.4295 | 0.00042219 | 752.1961 | -0.00013954 | 604.8822 | 0.00097105 | 752.4295 | -0.00066667 | 752.1961 | -0.0011242 | 743.8566 | -5.4804e-05 | 752.1961 | -0.00064503 | 607.4617 | 9.7001e-06 | 752.4295 | 0 | 742.8226 | -0.0014932 | 752.4295 | 0 | 752.4295 | 0 | 752.4295 | 0 | 752.4295 | 0 | 607.4617 | 0.06233 | 752.4295 | 0 | 752.1961 | -0.00040475 | 904.0777 | 0.00557 | 752.1961 | 0.022417 | 903.5504 | 1.0001e-05 | 904.0777 | 0.50127 | 742.8226 | 0.01295
| 752.6653 | 0.0014345 | 752.4321 | -0.00065568 | 605.0011 | 0 | 752.6653 | -9.9927e-05 | 752.4321 | 0.0005533 | 744.0901 | 6.3901e-05 | 752.4321 | 0.00044602 | 607.5812 | 1.0529e-05 | 752.6653 | 0.00031209 | 743.0527 | -0.00070014 | 752.6653 | 0.00051622 | 752.6653 | 0.00025901 | 752.6653 | 0.00035156 | 752.6653 | 0.00064795 | 607.5812 | 0.06283 | 752.6653 | 0.00027136 | 752.4321 | 0.00055918 | 904.2455 | 0.00417 | 752.4321 | 0.024292 | 903.7187 | 0 | 904.2455 | 0.5048 | 743.0527 | 0.01323
| 752.9011 | -0.00058241 | 752.6681 | -0.00082346 | 605.1199 | 0.00125 | 752.9011 | -0.00048786 | 752.6681 | -0.0012264 | 744.3237 | -0.00013631 | 752.6681 | -0.0006347 | 607.7006 | 1.0406e-05 | 752.9011 | 0 | 743.2827 | -0.00030031 | 752.9011 | 0 | 752.9011 | 0 | 752.9011 | 0 | 752.9011 | 0 | 607.7006 | 0.06417 | 752.9011 | 0 | 752.6681 | -0.00039892 | 904.4132 | 0.00371 | 752.6681 | 0.02384 | 903.8869 | 0 | 904.4132 | 0.50949 | 743.2827 | 0.01246
| 753.1368 | 0.00077413 | 752.9042 | 0.00088564 | 605.2387 | 0 | 753.1368 | 0.00013487 | 752.9042 | 0.00030786 | 744.5574 | 0.00013017 | 752.9042 | 0.00027432 | 607.8201 | 9.3081e-06 | 753.1369 | 0.00031693 | 743.5128 | 0.000567 | 753.1369 | 0.00053095 | 753.1368 | 0.00048132 | 753.1369 | 0.0007871 | 753.1369 | 0.00058936 | 607.8201 | 0.06504 | 753.1368 | 0.00042572 | 752.9042 | 0.00081388 | 904.581 | 0.00473 | 752.9042 | 0.025853 | 904.0552 | 0 | 904.581 | 0.51255 | 743.5128 | 0.01332
| 753.3727 | 0.00053322 | 753.1402 | -0.00092345 | 605.3576 | 0.00083232 | 753.3727 | -0.00050537 | 753.1402 | -0.0010786 | 744.791 | -0.00025179 | 753.1402 | -0.00068624 | 607.9396 | 8.0536e-06 | 753.3727 | 0 | 743.7429 | -0.0003501 | 753.3727 | 0 | 753.3727 | 0 | 753.3727 | 0 | 753.3727 | 0 | 607.9396 | 0.06706 | 753.3727 | 0 | 753.1402 | -0.00075201 | 904.7488 | 0.00301 | 753.1402 | 0.023065 | 904.2235 | 1.0001e-05 | 904.7488 | 0.51606 | 743.7429 | 0.01345
| 753.6085 | 0.00037775 | 753.3762 | 0.00060498 | 605.4764 | 0 | 753.6085 | 0.00056356 | 753.3762 | 2.5641e-05 | 745.0247 | 8.8372e-06 | 753.3762 | 0.00039265 | 608.0591 | 6.6982e-06 | 753.6085 | 0.00059056 | 743.9729 | 0.00034063 | 753.6085 | 0.00042355 | 753.6085 | 0.00037393 | 753.6085 | 0.00054482 | 753.6085 | 0.00051345 | 608.0591 | 0.06811 | 753.6085 | 0.00030146 | 753.3762 | 0.00067111 | 904.9166 | 0.00547 | 753.3762 | 0.028132 | 904.3918 | 6.6672e-06 | 904.9166 | 0.51733 | 743.9729 | 0.01278
| 753.8444 | 3.8463e-05 | 753.6122 | -0.0006619 | 605.5953 | 0.00149 | 753.8444 | -0.00056328 | 753.6122 | -0.0013971 | 745.2583 | -0.00036999 | 753.6122 | -0.00063879 | 608.1786 | 6.183e-06 | 753.8443 | 0 | 744.203 | -0.0010783 | 753.8443 | 0 | 753.8444 | 0 | 753.8443 | 0 | 753.8443 | 0 | 608.1786 | 0.06963 | 753.8444 | 0 | 753.6123 | -0.0003633 | 905.0844 | 0.00457 | 753.6122 | 0.026105 | 904.5601 | 0 | 905.0844 | 0.51841 | 744.203 | 0.01231
| 754.0802 | 0.001324 | 753.8483 | 0.00074144 | 605.7142 | 0 | 754.0802 | 0.00047954 | 753.8483 | 0.00033729 | 745.4919 | 0.00013126 | 753.8483 | 0.00031619 | 608.298 | 7.7175e-06 | 754.0802 | 0.00035017 | 744.4331 | 0.0024056 | 754.0802 | 0.0004271 | 754.0802 | 0.00032398 | 754.0802 | 0.00060576 | 754.0802 | 0.00055728 | 608.298 | 0.07055 | 754.0802 | 0.00044997 | 753.8483 | 0.0006228 | 905.2522 | 0.00519 | 753.8483 | 0.027478 | 904.7284 | 6.6672e-06 | 905.2522 | 0.5189 | 744.4331 | 0.01187
| 754.316 | 8.2383e-06 | 754.0844 | -0.0012213 | 605.8331 | 0.00168 | 754.316 | -0.00083406 | 754.0844 | -0.00060964 | 745.7256 | -0.00030518 | 754.0844 | -0.00069385 | 608.4175 | 9.8345e-06 | 754.316 | 0 | 744.6631 | -0.00085734 | 754.316 | 0 | 754.316 | 0 | 754.316 | 0 | 754.316 | 0 | 608.4175 | 0.07188 | 754.316 | 0 | 754.0843 | -0.00070248 | 905.42 | 0.00345 | 754.0844 | 0.028756 | 904.8967 | 1.0001e-05 | 905.42 | 0.52098 | 744.6631 | 0.01058
| 754.5519 | 0.00035234 | 754.3204 | -0.0002367 | 605.952 | 0 | 754.5519 | 0.00031939 | 754.3204 | 0.00036339 | 745.9593 | 0.0001 | 754.3204 | 0.00038834 | 608.537 | 1.0327e-05 | 754.5519 | 0.00031158 | 744.8932 | 0.00090831 | 754.5519 | 0.00025473 | 754.5519 | 0 | 754.5519 | 0.00041829 | 754.5519 | 0.0006007 | 608.537 | 0.07307 | 754.5519 | 0.00039033 | 754.3204 | 0.00014518 | 905.5878 | 0.00515 | 754.3204 | 0.030631 | 905.065 | 0 | 905.5878 | 0.52304 | 744.8932 | 0.01164
| 754.7878 | -0.0007535 | 754.5565 | 4.5092e-05 | 606.0708 | 0.00055488 | 754.7878 | -0.00052255 | 754.5565 | -0.0005773 | 746.1929 | -0.00016606 | 754.5565 | -0.00060489 | 608.6565 | 1.0775e-05 | 754.7878 | 0 | 745.1234 | -0.0012992 | 754.7878 | 0 | 754.7878 | 0 | 754.7878 | 0 | 754.7878 | 0 | 608.6565 | 0.07451 | 754.7878 | 0 | 754.5565 | -0.00017532 | 905.7556 | 0.00413 | 754.5565 | 0.028657 | 905.2333 | 0 | 905.7556 | 0.52585 | 745.1234 | 0.01286
| 755.0236 | 0.00078896 | 754.7926 | -0.00090091 | 606.1898 | 0 | 755.0236 | -0.00018809 | 754.7926 | -0.0001853 | 746.4266 | -5.6311e-05 | 754.7926 | 0.00043876 | 608.776 | 9.1849e-06 | 755.0236 | 1.0236e-05 | 745.3535 | 0.0013455 | 755.0236 | 1.508e-05 | 755.0236 | 4.0422e-05 | 755.0236 | 7.6982e-05 | 755.0236 | 0.00055448 | 608.776 | 0.07558 | 755.0236 | 0.00019724 | 754.7926 | 0.0002732 | 905.9235 | 0.00638 | 754.7926 | 0.03178 | 905.4016 | 2.6669e-05 | 905.9235 | 0.52839 | 745.3535 | 0.01338
| 755.2595 | -8.4124e-05 | 755.0287 | -0.00025272 | 606.3087 | 0.00090168 | 755.2595 | -0.00079093 | 755.0287 | -0.00095395 | 746.6603 | -0.00017656 | 755.0287 | -0.00057213 | 608.8955 | 9.3081e-06 | 755.2595 | 0 | 745.5836 | -0.00091002 | 755.2595 | 0 | 755.2595 | 0 | 755.2595 | 0 | 755.2595 | 0 | 608.8955 | 0.07722 | 755.2595 | 0 | 755.0287 | -0.00065961 | 906.0913 | 0.00501 | 755.0287 | 0.032418 | 905.5699 | 1.0001e-05 | 906.0913 | 0.53238 | 745.5836 | 0.01212
| 755.4954 | 0.00064562 | 755.2648 | -0.00043452 | 606.4276 | 0 | 755.4954 | -0.00011552 | 755.2648 | 0.00019057 | 746.894 | 0.00011964 | 755.2648 | 0.00023778 | 609.015 | 7.5607e-06 | 755.4954 | 0.0005395 | 745.8138 | 0.00074392 | 755.4954 | 0.00024383 | 755.4954 | 0.00024277 | 755.4954 | 0.00038157 | 755.4954 | 0.00046349 | 609.015 | 0.07844 | 755.4954 | 0.00018193 | 755.2648 | 0.00046754 | 906.2591 | 0.00533 | 755.2648 | 0.035231 | 905.7382 | 0 | 906.2591 | 0.53556 | 745.8138 | 0.01299
| 755.7313 | -0.00011271 | 755.5009 | -0.00046926 | 606.5465 | 0 | 755.7313 | -0.00051392 | 755.5009 | -0.00070201 | 747.1277 | -0.0002301 | 755.5009 | -0.00057589 | 609.1345 | 7.2471e-06 | 755.7313 | 0 | 746.0439 | -0.00040389 | 755.7313 | 0 | 755.7313 | 0 | 755.7313 | 0 | 755.7313 | 0 | 609.1345 | 0.08025 | 755.7313 | 0 | 755.5009 | -0.00022549 | 906.4269 | 0.00542 | 755.5009 | 0.030915 | 905.9066 | 0 | 906.4269 | 0.53916 | 746.0439 | 0.01083
| 755.9673 | 0.00057106 | 755.737 | -0.00022316 | 606.6654 | 0 | 755.9673 | 0.00023691 | 755.737 | 0.00019881 | 747.3615 | 0.00014954 | 755.737 | 0.00040493 | 609.254 | 7.4823e-06 | 755.9673 | 0.0003242 | 746.274 | 0.00074899 | 755.9673 | 0.00033371 | 755.9673 | 0.00016103 | 755.9673 | 0.00044608 | 755.9673 | 0.00011499 | 609.254 | 0.0815 | 755.9673 | 0.00037824 | 755.737 | 0.00051827 | 906.5947 | 0.00462 | 755.737 | 0.035222 | 906.0749 | 0 | 906.5947 | 0.54033 | 746.274 | 0.01251
| 756.2032 | -0.00045288 | 755.9731 | 0.00035851 | 606.7844 | 0.00076297 | 756.2032 | -0.00022311 | 755.9731 | -0.0010677 | 747.5952 | -0.00014464 | 755.9731 | -0.0005308 | 609.3735 | 8.8712e-06 | 756.2032 | 0 | 746.5042 | -0.00035378 | 756.2032 | 0 | 756.2032 | 0 | 756.2032 | 0 | 756.2032 | 0 | 609.3735 | 0.0837 | 756.2032 | 0 | 755.9731 | -8.7595e-05 | 906.7625 | 0.00317 | 755.9731 | 0.035133 | 906.2432 | 3.0002e-05 | 906.7625 | 0.54148 | 746.5042 | 0.01241
| 756.4391 | 0.00082187 | 756.2093 | -0.00055859 | 606.9033 | 0 | 756.4391 | -1.7772e-06 | 756.2093 | 0.00044519 | 747.829 | -2.4016e-05 | 756.2093 | 0.00036121 | 609.493 | 1.0014e-05 | 756.4391 | 0.00035692 | 746.7344 | 0.0010752 | 756.4391 | 0.00043284 | 756.4391 | 0.00026157 | 756.4391 | 0.00063391 | 756.4391 | 0.00032542 | 609.493 | 0.08492 | 756.4392 | 0.000256 | 756.2092 | 0.00043007 | 906.9304 | 0.00425 | 756.2093 | 0.035496 | 906.4115 | 6.6672e-06 | 906.9304 | 0.54114 | 746.7344 | 0.01211
| 756.675 | -2.6171e-05 | 756.4454 | -0.0010873 | 607.0223 | 0.00072829 | 756.675 | -0.00065447 | 756.4454 | -0.0011017 | 748.0627 | -0.00024471 | 756.4454 | -0.00063736 | 609.6125 | 1.035e-05 | 756.6751 | 0 | 746.9645 | -0.0014081 | 756.6751 | 0 | 756.675 | 0 | 756.6751 | 0 | 756.6751 | 0 | 609.6125 | 0.08684 | 756.6751 | 0 | 756.4454 | -0.00056602 | 907.0982 | 0.00443 | 756.4454 | 0.037788 | 906.5799 | 1.0001e-05 | 907.0982 | 0.54266 | 746.9645 | 0.01037
| 756.911 | 0.00091468 | 756.6816 | 0.00022215 | 607.1412 | 0 | 756.911 | 0.0005501 | 756.6816 | 0.0001859 | 748.2965 | 1.5625e-05 | 756.6816 | 0.00028312 | 609.732 | 9.7561e-06 | 756.911 | 0.00060952 | 747.1948 | -0.00028017 | 756.911 | 0.00017246 | 756.911 | 0.00026505 | 756.911 | 0.00028403 | 756.911 | 0.00015185 | 609.732 | 0.08779 | 756.911 | 0.00042288 | 756.6816 | 0.00054974 | 907.266 | 0.00578 | 756.6816 | 0.038323 | 906.7482 | 0 | 907.266 | 0.54426 | 747.1948 | 0.01177
| 757.147 | 0.000264 | 756.9177 | -0.00068704 | 607.2602 | 0.00079764 | 757.147 | -0.0013144 | 756.9177 | -0.00060348 | 748.5303 | -0.00029846 | 756.9177 | -0.00078125 | 609.8515 | 9.3305e-06 | 757.147 | 0 | 747.4249 | -0.00038645 | 757.147 | 0 | 757.147 | 0 | 757.147 | 0 | 757.147 | 0 | 609.8515 | 0.09006 | 757.147 | 0 | 756.9177 | -0.00074302 | 907.4338 | 0.00505 | 756.9177 | 0.038863 | 906.9165 | 3.0002e-05 | 907.4338 | 0.54703 | 747.4249 | 0.0121
| 757.3829 | 0.00021355 | 757.1539 | -0.00096561 | 607.3792 | 0 | 757.3829 | 0.00024883 | 757.1539 | 4.4505e-05 | 748.764 | 5.1049e-05 | 757.1539 | 0.0002868 | 609.971 | 9.3417e-06 | 757.383 | 0.00043604 | 747.6552 | 0.00022777 | 757.383 | 2.706e-06 | 757.3829 | 3.3025e-05 | 757.383 | 0.00029795 | 757.383 | 0.00043173 | 609.971 | 0.09097 | 757.3829 | 0.00030164 | 757.1539 | 0.00038066 | 907.6017 | 0.00571 | 757.1539 | 0.039494 | 907.0849 | 0 | 907.6017 | 0.54901 | 747.6552 | 0.01246
| 757.619 | -0.00018542 | 757.3901 | -0.00051836 | 607.4982 | 0 | 757.619 | -0.00047192 | 757.3901 | -0.00093683 | 748.9978 | -0.00020428 | 757.3901 | -0.00057201 | 610.0906 | 8.8376e-06 | 757.6189 | 0 | 747.8853 | 0.00029313 | 757.6189 | 0 | 757.619 | 0 | 757.6189 | 0 | 757.6189 | 0 | 610.0906 | 0.09281 | 757.619 | 0 | 757.3901 | -0.00059126 | 907.7695 | 0.0025 | 757.3901 | 0.041212 | 907.2532 | 3.0002e-05 | 907.7695 | 0.55281 | 747.8853 | 0.01179
| 757.8549 | 0.0011315 | 757.6263 | -0.00046569 | 607.6171 | 0 | 757.8549 | -0.00013343 | 757.6263 | 0.00024722 | 749.2316 | 0.0001104 | 757.6263 | 0.00014307 | 610.2101 | 8.8712e-06 | 757.8549 | 0.00031673 | 748.1155 | 0.0021583 | 757.8549 | 0.00080687 | 757.8549 | 0.00023672 | 757.8549 | 0.00051612 | 757.8549 | 0.00035086 | 610.2101 | 0.09403 | 757.8549 | 0.00034267 | 757.6263 | 0.00019074 | 907.9373 | 0.00492 | 757.6263 | 0.042707 | 907.4216 | 0 | 907.9373 | 0.55765 | 748.1155 | 0.01181
| 758.0909 | -0.00059913 | 757.8624 | -0.00045908 | 607.7361 | 0.00132 | 758.0909 | -0.00063079 | 757.8624 | -0.00070342 | 749.4654 | -0.00022425 | 757.8624 | -0.0005822 | 610.3296 | 9.1289e-06 | 758.0909 | 0 | 748.3458 | -0.0010205 | 758.0909 | 0 | 758.0909 | 0 | 758.0909 | 0 | 758.0909 | 0 | 610.3296 | 0.09649 | 758.0909 | 0 | 757.8624 | -0.00051067 | 908.1052 | 0.00406 | 757.8624 | 0.042948 | 907.5899 | 3.0002e-05 | 908.1052 | 0.56348 | 748.3458 | 0.01084
| 758.327 | 0.0010478 | 758.0987 | 0.00026144 | 607.8551 | 0 | 758.327 | -7.5592e-05 | 758.0987 | 0.00025108 | 749.6992 | 0.00014953 | 758.0987 | 0.00039999 | 610.4491 | 9.1513e-06 | 758.3269 | 0.00023104 | 748.576 | 0.00012775 | 758.3269 | 0.00036278 | 758.327 | 0.00028211 | 758.3269 | 0.00038665 | 758.3269 | 0.00060078 | 610.4491 | 0.09821 | 758.327 | 0.00045988 | 758.0987 | 0.00046188 | 908.273 | 0.00577 | 758.0987 | 0.043918 | 907.7583 | 0 | 908.273 | 0.56748 | 748.576 | 0.01141
| 758.563 | -0.00096071 | 758.3349 | -0.0011 | 607.9742 | 0 | 758.563 | -0.00039681 | 758.3349 | -0.00090388 | 749.933 | -0.0001696 | 758.3349 | -0.00068605 | 610.5687 | 6.1494e-06 | 758.563 | 0 | 748.8063 | -0.00057755 | 758.563 | 0 | 758.563 | 0 | 758.563 | 0 | 758.563 | 0 | 610.5687 | 0.101 | 758.563 | 0 | 758.3349 | -0.00083527 | 908.4409 | 0.00535 | 758.3349 | 0.045989 | 907.9266 | 1.0001e-05 | 908.4409 | 0.57175 | 748.8063 | 0.01143
| 758.799 | -7.1026e-05 | 758.5711 | -0.0010996 | 608.0932 | 0 | 758.799 | -0.00043239 | 758.5711 | -0.00073317 | 750.1669 | -0.00013422 | 758.5711 | -0.00062893 | 610.6882 | 1.6746e-05 | 758.799 | 0 | 749.0365 | -0.0011588 | 758.799 | 0 | 758.799 | 0 | 758.799 | 0 | 758.799 | 0 | 610.6882 | 0.10312 | 758.799 | 0 | 758.5711 | -9.4567e-05 | 908.6087 | 0.00545 | 758.5711 | 0.046041 | 908.095 | 0 | 908.6087 | 0.57653 | 749.0365 | 0.01011
| 759.035 | 0.0011517 | 758.8073 | 0.00022009 | 608.2122 | 0.00076297 | 759.035 | 9.0177e-05 | 758.8073 | 0.00063969 | 750.4008 | -5.0578e-05 | 758.8073 | 0.00039585 | 610.8077 | 1.4035e-05 | 759.035 | 0.00032507 | 749.2668 | 0.0010851 | 759.035 | 0.00057897 | 759.035 | 0.00031749 | 759.035 | 0.00069171 | 759.035 | 0.00074242 | 610.8077 | 0.10486 | 759.035 | 0.00040552 | 758.8073 | 0.00018614 | 908.7766 | 0.00484 | 758.8073 | 0.048448 | 908.2633 | 3.0002e-05 | 908.7766 | 0.58141 | 749.2668 | 0.00996
| 759.2711 | -0.00047515 | 759.0436 | -0.00055986 | 608.3312 | 0 | 759.2711 | -2.5292e-05 | 759.0436 | -0.0010842 | 750.6346 | -0.00022283 | 759.0436 | -0.00079885 | 610.9273 | 2.8742e-05 | 759.2711 | 0 | 749.497 | 0.00047558 | 759.2711 | 0 | 759.2711 | 0 | 759.2711 | 0 | 759.2711 | 0 | 610.9273 | 0.10574 | 759.2711 | 0 | 759.0436 | -0.00055137 | 908.9444 | 0.00422 | 759.0436 | 0.047186 | 908.4317 | 0 | 908.9444 | 0.58551 | 749.497 | 0.01228
| 759.5071 | 0.0010183 | 759.2798 | 0.00065691 | 608.4503 | 0.00118 | 759.5071 | 0.00048906 | 759.2798 | 0.00012408 | 750.8684 | 1.5924e-05 | 759.2798 | 0.000348 | 611.0468 | 1.4741e-05 | 759.5071 | 0.00068199 | 749.7273 | 0.0022511 | 759.5071 | 0.00060659 | 759.5071 | 0.00046248 | 759.5071 | 0.00024266 | 759.5071 | 0.00051401 | 611.0468 | 0.10703 | 759.5071 | 0.00045286 | 759.2798 | 0.00089693 | 909.1122 | 0.00506 | 759.2798 | 0.050647 | 908.6001 | 3.0002e-05 | 909.1122 | 0.58872 | 749.7273 | 0.01106
| 759.7432 | -0.00022282 | 759.5161 | -0.00028445 | 608.5693 | 0 | 759.7432 | -0.0010429 | 759.5161 | -0.00031298 | 751.1023 | -0.00028032 | 759.5161 | -0.00062988 | 611.1663 | 2.8641e-05 | 759.7432 | 0 | 749.9576 | -0.0012527 | 759.7432 | 0 | 759.7432 | 0 | 759.7432 | 0 | 759.7432 | 0 | 611.1663 | 0.10957 | 759.7432 | 0 | 759.5161 | -0.00027861 | 909.2801 | 0.00503 | 759.5161 | 0.051517 | 908.7684 | 0 | 909.2801 | 0.59288 | 749.9576 | 0.01063
| 759.9792 | 0.00023053 | 759.7523 | 0.00034142 | 608.6884 | 0 | 759.9792 | 0.00015973 | 759.7523 | -0.00027998 | 751.3362 | -2.1056e-05 | 759.7523 | 0.0002627 | 611.2859 | 1.3979e-05 | 759.9793 | 0.00031805 | 750.1879 | 0.0012992 | 759.9793 | 0.00019339 | 759.9792 | 0.00021046 | 759.9793 | 0 | 759.9793 | 0.00057165 | 611.2859 | 0.11199 | 759.9792 | 0.00038795 | 759.7523 | 0.00047205 | 909.4479 | 0.00542 | 759.7523 | 0.05337 | 908.9368 | 5.0004e-05 | 909.4479 | 0.59416 | 750.1879 | 0.01095
| 760.2153 | -0.00037428 | 759.9886 | -0.00085999 | 608.8075 | 0 | 760.2153 | -0.00015676 | 759.9886 | -0.0012161 | 751.5701 | -0.00027718 | 759.9886 | -0.00056653 | 611.4054 | 2.9123e-05 | 760.2154 | 0 | 750.4182 | 5.1367e-05 | 760.2154 | 0 | 760.2153 | 0 | 760.2154 | 0 | 760.2154 | 0 | 611.4054 | 0.11477 | 760.2153 | 0 | 759.9886 | -0.00049021 | 909.6158 | 0.0042 | 759.9886 | 0.05346 | 909.1052 | 0 | 909.6158 | 0.59503 | 750.4181 | 0.01094
| 760.4515 | 0.0005166 | 760.2249 | 0.00033972 | 608.9265 | 0.00142 | 760.4515 | -6.8403e-05 | 760.2249 | -0.00039721 | 751.804 | 0.0002739 | 760.2249 | 0.00031771 | 611.525 | 1.5457e-05 | 760.4514 | 0.00039375 | 750.6485 | 0.00062204 | 760.4514 | 0.00063484 | 760.4515 | 0.00017236 | 760.4514 | 0.00040989 | 760.4514 | 0.0004712 | 611.525 | 0.11698 | 760.4515 | 0.00032891 | 760.2249 | 0.00064937 | 909.7837 | 0.00524 | 760.2249 | 0.056406 | 909.2736 | 3.0002e-05 | 909.7837 | 0.59378 | 750.6485 | 0.011
| 760.6876 | -0.00015304 | 760.4612 | -0.00019986 | 609.0456 | 0 | 760.6876 | -0.00021498 | 760.4612 | -0.00088058 | 752.0378 | -0.00029875 | 760.4612 | -0.00055346 | 611.6445 | 2.9055e-05 | 760.6876 | 0 | 750.8788 | 0.00082413 | 760.6876 | 0 | 760.6876 | 0 | 760.6876 | 0 | 760.6876 | 0 | 611.6445 | 0.11965 | 760.6876 | 0 | 760.4612 | -0.00031469 | 909.9515 | 0.00598 | 760.4612 | 0.055055 | 909.442 | 0 | 909.9515 | 0.59498 | 750.8788 | 0.00998
| 760.9236 | 0.00052112 | 760.6975 | 0.00024105 | 609.1647 | 0.00246 | 760.9236 | -0.00037184 | 760.6975 | 0.00056923 | 752.2718 | 0.00013603 | 760.6975 | 0.00035731 | 611.7641 | 1.3923e-05 | 760.9237 | 0.00087208 | 751.1091 | 0.0002255 | 760.9237 | 0.0007361 | 760.9236 | 0.00042466 | 760.9237 | 0.00055373 | 760.9237 | 0.0010616 | 611.7641 | 0.12109 | 760.9236 | 0.00041499 | 760.6975 | 0.00046653 | 910.1194 | 0.00434 | 760.6975 | 0.056073 | 909.6103 | 6.9993e-05 | 910.1194 | 0.59619 | 751.1091 | 0.0103
| 761.1598 | -0.0006077 | 760.9338 | -0.00086964 | 609.2838 | 0 | 761.1598 | -0.00019416 | 760.9338 | -0.00046707 | 752.5057 | -0.00013985 | 760.9338 | -0.00074921 | 611.8836 | 2.7454e-05 | 761.1598 | 0 | 751.3395 | 0.00099005 | 761.1598 | 0 | 761.1598 | 0 | 761.1598 | 0 | 761.1598 | 0 | 611.8836 | 0.12268 | 761.1598 | 0 | 760.9338 | -0.00019205 | 910.2872 | 0.0039 | 760.9338 | 0.056531 | 909.7787 | 0 | 910.2872 | 0.6001 | 751.3395 | 0.00912
| 761.3959 | 0.00029073 | 761.1701 | 0.00046125 | 609.4029 | 0.00151 | 761.3959 | 0.00025643 | 761.1701 | 0.00011336 | 752.7396 | 0.00016037 | 761.1701 | 0.00047187 | 612.0032 | 1.3945e-05 | 761.3959 | 0.00022976 | 751.5698 | -0.00045103 | 761.3959 | 8.3597e-05 | 761.3959 | 0.00046309 | 761.3959 | 0.00041098 | 761.3959 | 0.0007869 | 612.0032 | 0.12408 | 761.3959 | 0.00035668 | 761.1701 | 0.0005026 | 910.4551 | 0.00566 | 761.1701 | 0.062947 | 909.9471 | 5.0004e-05 | 910.4551 | 0.60427 | 751.5698 | 0.00983
| 761.6321 | -0.0002229 | 761.4064 | -0.00035389 | 609.522 | 0 | 761.6321 | -0.00064248 | 761.4064 | -0.00049527 | 752.9736 | -0.00021673 | 761.4064 | -0.00060905 | 612.1227 | 2.7073e-05 | 761.6321 | 0 | 751.8001 | -0.00025328 | 761.6321 | 0 | 761.6321 | 0 | 761.6321 | 0 | 761.6321 | 0 | 612.1227 | 0.12652 | 761.6321 | 0 | 761.4064 | -0.00046321 | 910.623 | 0.00506 | 761.4064 | 0.060179 | 910.1155 | 0 | 910.623 | 0.60956 | 751.8001 | 0.00993
| 761.8682 | -0.00011124 | 761.6428 | -0.00038328 | 609.6411 | 0.00186 | 761.8682 | 0.0003193 | 761.6428 | 0.0004909 | 753.2075 | 0.00012933 | 761.6428 | 0.00026923 | 612.2423 | 1.3408e-05 | 761.8682 | 0.00040227 | 752.0305 | 0.00038331 | 761.8682 | 0.00040207 | 761.8682 | 0.00031538 | 761.8682 | 0.0002337 | 761.8682 | 0.00068322 | 612.2423 | 0.128 | 761.8682 | 0.00042237 | 761.6428 | 0.00068324 | 910.7908 | 0.00267 | 761.6428 | 0.062516 | 910.2839 | 6.9993e-05 | 910.7908 | 0.61262 | 752.0305 | 0.01021
| 762.1044 | 0.00020122 | 761.8791 | -0.00062985 | 609.7602 | 0 | 762.1044 | -0.00070715 | 761.8791 | -0.00072164 | 753.4415 | -0.00043421 | 761.8791 | -0.00069743 | 612.3619 | 2.8327e-05 | 762.1044 | 0 | 752.2609 | -0.00039232 | 762.1044 | 0 | 762.1044 | 0 | 762.1044 | 0 | 762.1044 | 0 | 612.3619 | 0.13029 | 762.1044 | 0 | 761.8791 | -0.0004194 | 910.9587 | 0.00443 | 761.8791 | 0.062268 | 910.4523 | 0 | 910.9587 | 0.61501 | 752.2609 | 0.00922
| 762.3405 | 0.00076201 | 762.1155 | 0.00010752 | 609.8794 | 0.00053755 | 762.3405 | -0.00043166 | 762.1155 | 0.00037829 | 753.6754 | -2.9203e-05 | 762.1155 | 0.00026914 | 612.4814 | 1.52e-05 | 762.3405 | 0.00053677 | 752.4912 | 0.00038779 | 762.3405 | 0.00015818 | 762.3405 | 0.0003541 | 762.3405 | 0.00028494 | 762.3405 | 0.00057548 | 612.4814 | 0.13169 | 762.3405 | 0.00026717 | 762.1155 | 0.00050266 | 911.1266 | 0.00579 | 762.1155 | 0.064495 | 910.6207 | 3.0002e-05 | 911.1266 | 0.6162 | 752.4912 | 0.01116
| 762.5767 | 0.00023194 | 762.3518 | -0.00032559 | 609.9985 | 0 | 762.5767 | -0.00068533 | 762.3518 | -0.00056751 | 753.9094 | -0.00028043 | 762.3518 | -0.0006706 | 612.601 | 3.0153e-05 | 762.5767 | 0 | 752.7216 | -0.0019667 | 762.5767 | 0 | 762.5767 | 0 | 762.5767 | 0 | 762.5767 | 0 | 612.601 | 0.13407 | 762.5767 | 0 | 762.3518 | -0.00052499 | 911.2945 | 0.00339 | 762.3518 | 0.06507 | 910.7891 | 0 | 911.2945 | 0.61936 | 752.7216 | 0.00869
| 762.8129 | -0.00010906 | 762.5882 | -0.00038072 | 610.1177 | 0.00179 | 762.8129 | 0.00043084 | 762.5882 | 0.00057153 | 754.1434 | 0.00028349 | 762.5882 | 0.00034139 | 612.7206 | 1.52e-05 | 762.8129 | 0.00034585 | 752.952 | 0.00074828 | 762.8129 | 0.00055193 | 762.8129 | 0.00011193 | 762.8129 | 0.00024647 | 762.8129 | 0.00038286 | 612.7206 | 0.13534 | 762.8129 | 0.00024915 | 762.5882 | 0.00025483 | 911.4624 | 0.00378 | 762.5882 | 0.067241 | 910.9575 | 5.0004e-05 | 911.4624 | 0.62288 | 752.952 | 0.00969
| 763.0491 | -0.00077217 | 762.8246 | -8.8976e-05 | 610.2368 | 0 | 763.0491 | -4.9543e-06 | 762.8246 | -0.0011793 | 754.3774 | -9.3841e-05 | 762.8246 | -0.00060535 | 612.8401 | 2.9022e-05 | 763.0491 | 0 | 753.1824 | 8.2395e-06 | 763.0491 | 0 | 763.0491 | 0 | 763.0491 | 0 | 763.0491 | 0 | 612.8401 | 0.13813 | 763.0491 | 0 | 762.8246 | -0.0003243 | 911.6302 | 0.00318 | 762.8246 | 0.066049 | 911.1259 | 0 | 911.6302 | 0.62718 | 753.1824 | 0.00999
| 763.2853 | 0.00031923 | 763.061 | 0.00020468 | 610.356 | 0.00052021 | 763.2853 | 0.00043766 | 763.061 | 0.00032826 | 754.6114 | -3.6008e-05 | 763.061 | 0.0003841 | 612.9597 | 1.3956e-05 | 763.2853 | 0.00063831 | 753.4128 | 3.8705e-05 | 763.2853 | 0.00048201 | 763.2853 | 0.00014351 | 763.2853 | 0.00045935 | 763.2853 | 0.00067654 | 612.9597 | 0.14057 | 763.2853 | 0.00038376 | 763.061 | 0.00067457 | 911.7981 | 0.00459 | 763.061 | 0.067919 | 911.2944 | 6.9993e-05 | 911.7981 | 0.63011 | 753.4128 | 0.01024
| 763.5215 | 0.00012922 | 763.2974 | -0.00053419 | 610.4751 | 0 | 763.5215 | -0.0014096 | 763.2974 | -0.0014697 | 754.8454 | -0.00021558 | 763.2974 | -0.00075402 | 613.0793 | 2.7857e-05 | 763.5215 | 0 | 753.6432 | 1.5802e-05 | 763.5215 | 0 | 763.5215 | 0 | 763.5215 | 0 | 763.5215 | 0 | 613.0793 | 0.14368 | 763.5215 | 0 | 763.2974 | -0.00081996 | 911.966 | 0.00431 | 763.2974 | 0.069486 | 911.4628 | 0 | 911.966 | 0.63345 | 753.6432 | 0.00855
| 763.7577 | 0.00019988 | 763.5338 | -5.4626e-06 | 610.5943 | 0.00101 | 763.7577 | -0.00018531 | 763.5338 | 0.00024733 | 755.0794 | 0.00012621 | 763.5338 | 0.00035677 | 613.1989 | 1.4102e-05 | 763.7577 | 0.00072104 | 753.8736 | 0.00065752 | 763.7577 | 0.00015254 | 763.7577 | 0.00011325 | 763.7577 | 0.00052725 | 763.7577 | 0.0005148 | 613.1989 | 0.14524 | 763.7577 | 0.00045239 | 763.5338 | 0.0004266 | 912.1339 | 0.00672 | 763.5338 | 0.074728 | 911.6312 | 6.9993e-05 | 912.1339 | 0.63536 | 753.8736 | 0.011
| 763.994 | -0.00077168 | 763.7702 | 0.00012595 | 610.7135 | 0 | 763.994 | -0.00069311 | 763.7702 | -0.0014071 | 755.3134 | -0.00023873 | 763.7702 | -0.00069134 | 613.3184 | 2.6916e-05 | 763.9939 | 0 | 754.1041 | -0.0012727 | 763.9939 | 0.00013236 | 763.994 | 0 | 763.9939 | 0 | 763.9939 | 0 | 613.3184 | 0.14726 | 763.994 | 0 | 763.7702 | -0.00070014 | 912.3018 | 0.00487 | 763.7702 | 0.074768 | 911.7996 | 0 | 912.3018 | 0.63838 | 754.1041 | 0.00994
| 764.2302 | 0.00095129 | 764.0066 | 0.00017568 | 610.8327 | 0.00146 | 764.2302 | -0.00061244 | 764.0066 | 3.4684e-05 | 755.5474 | 2.451e-05 | 764.0066 | 0.0004009 | 613.438 | 1.3172e-05 | 764.2302 | 0.00033988 | 754.3345 | 0.00047328 | 764.2302 | 0.00045752 | 764.2302 | 0.00050054 | 764.2302 | 0.00022007 | 764.2302 | 0.00055453 | 613.438 | 0.14838 | 764.2302 | 0.00034643 | 764.0066 | 0.00079615 | 912.4697 | 0.00656 | 764.0066 | 0.07654 | 911.968 | 6.9993e-05 | 912.4697 | 0.6404 | 754.3345 | 0.01054
| 764.4664 | -0.0002261 | 764.243 | -0.0010666 | 610.9519 | 0 | 764.4664 | -0.00036036 | 764.243 | -0.0011996 | 755.7815 | -0.00030942 | 764.243 | -0.00060053 | 613.5576 | 2.6838e-05 | 764.4664 | 0 | 754.5649 | -0.00076782 | 764.4664 | 0 | 764.4664 | 0 | 764.4664 | 0 | 764.4664 | 0 | 613.5576 | 0.1517 | 764.4664 | 0 | 764.243 | -0.0005465 | 912.6376 | 0.0048 | 764.243 | 0.076473 | 912.1365 | 0 | 912.6376 | 0.64427 | 754.5649 | 0.00917
| 764.7027 | 0.00063433 | 764.4795 | 7.46e-06 | 611.0711 | 0.00175 | 764.7027 | 0.00041735 | 764.4795 | 2.2023e-05 | 756.0156 | 0.00012969 | 764.4795 | 0.00050515 | 613.6772 | 1.4102e-05 | 764.7027 | 0.00034749 | 754.7954 | -0.00060065 | 764.7027 | 0.00064529 | 764.7027 | 0.00031491 | 764.7027 | 0.00072385 | 764.7027 | 0.00064364 | 613.6772 | 0.154 | 764.7027 | 0.00041425 | 764.4795 | 0.00064339 | 912.8054 | 0.00594 | 764.4795 | 0.07999 | 912.3049 | 6.9993e-05 | 912.8054 | 0.64665 | 754.7954 | 0.00915
| 764.939 | 0.00020495 | 764.7159 | -0.00035983 | 611.1903 | 0 | 764.939 | -0.00049109 | 764.7159 | -0.00097867 | 756.2496 | -0.00018122 | 764.7159 | -0.00073228 | 613.7968 | 2.7611e-05 | 764.939 | 0 | 755.0258 | 0.0012484 | 764.939 | 0 | 764.939 | 0 | 764.939 | 0 | 764.939 | 0 | 613.7968 | 0.15723 | 764.939 | 0 | 764.7159 | -0.00032109 | 912.9733 | 0.00469 | 764.7159 | 0.078595 | 912.4733 | 0 | 912.9733 | 0.64982 | 755.0258 | 0.00989
| 765.1752 | 0.0011665 | 764.9524 | 0.00019135 | 611.3095 | 0.00147 | 765.1752 | -0.00019119 | 764.9524 | 0.00053543 | 756.4837 | 9.4165e-05 | 764.9524 | 0.00041833 | 613.9164 | 1.3867e-05 | 765.1752 | 0.00054944 | 755.2563 | 0.0017919 | 765.1752 | 0.0009552 | 765.1752 | 0.00051064 | 765.1752 | 0.00040919 | 765.1752 | 0.00071595 | 613.9164 | 0.15858 | 765.1752 | 0.00045927 | 764.9524 | 0.0004292 | 913.1412 | 0.00513 | 764.9524 | 0.081461 | 912.6418 | 5.0004e-05 | 913.1412 | 0.65172 | 755.2563 | 0.01026
| 765.4115 | -0.00024729 | 765.1888 | -0.0011325 | 611.4288 | 0 | 765.4115 | -0.0013301 | 765.1888 | -0.0011918 | 756.7178 | -0.00026485 | 765.1888 | -0.00069681 | 614.036 | 2.6132e-05 | 765.4115 | 0 | 755.4868 | -0.00060476 | 765.4115 | 0 | 765.4115 | 0 | 765.4115 | 0 | 765.4115 | 0 | 614.036 | 0.16181 | 765.4115 | 0 | 765.1889 | -0.00052691 | 913.3091 | 0.00596 | 765.1888 | 0.082749 | 912.8102 | 0 | 913.3091 | 0.6552 | 755.4868 | 0.00917
| 765.6478 | 0.00084496 | 765.4253 | -0.00029288 | 611.548 | 0.00128 | 765.6478 | 0.00028837 | 765.4253 | 5.7508e-05 | 756.9518 | 0.0001763 | 765.4253 | 0.0002486 | 614.1556 | 1.2411e-05 | 765.6478 | 0.00028054 | 755.7173 | 4.1385e-05 | 765.6478 | 0.00059913 | 765.6478 | 0.00014116 | 765.6478 | 0.00039977 | 765.6478 | 0.00071982 | 614.1556 | 0.16381 | 765.6478 | 0.00024703 | 765.4253 | 0.00040791 | 913.477 | 0.00424 | 765.4253 | 0.083754 | 912.9787 | 6.9993e-05 | 913.477 | 0.65801 | 755.7173 | 0.01213
| 765.8842 | -0.00046883 | 765.6618 | -0.0017702 | 611.6672 | 0 | 765.8842 | -0.00023995 | 765.6618 | -0.00057884 | 757.1859 | -7.5658e-05 | 765.6618 | -0.00074031 | 614.2752 | 2.6266e-05 | 765.8841 | 0 | 755.9478 | -0.00045192 | 765.8841 | 0 | 765.8842 | 0 | 765.8841 | 0 | 765.8841 | 0 | 614.2752 | 0.16661 | 765.8842 | 0 | 765.6618 | -0.00056281 | 913.6449 | 0.00427 | 765.6618 | 0.08624 | 913.1471 | 0 | 913.6449 | 0.66149 | 755.9478 | 0.0098
| 766.1204 | 4.8348e-05 | 765.8983 | -0.00018326 | 611.7865 | 0.0021 | 766.1204 | 0.00026401 | 765.8983 | 0.00023169 | 757.42 | 9.1667e-05 | 765.8983 | 0.00035748 | 614.3948 | 1.3956e-05 | 766.1204 | 0.00020085 | 756.1783 | 0.00035905 | 766.1204 | 0.00056286 | 766.1204 | 0.00019412 | 766.1204 | 0.00051735 | 766.1204 | 0.0002822 | 614.3948 | 0.16826 | 766.1204 | 0.0002666 | 765.8983 | 0.00046173 | 913.8129 | 0.00397 | 765.8983 | 0.086747 | 913.3156 | 6.9993e-05 | 913.8129 | 0.66346 | 756.1783 | 0.00884
| 766.3568 | -3.8537e-05 | 766.1348 | -0.00031493 | 611.9058 | 0 | 766.3568 | -0.00060411 | 766.1348 | -0.0010933 | 757.6542 | -0.00029687 | 766.1348 | -0.00069913 | 614.5144 | 2.9448e-05 | 766.3568 | 0 | 756.4088 | -0.0011361 | 766.3568 | 0 | 766.3568 | 0 | 766.3568 | 0 | 766.3568 | 0 | 614.5144 | 0.17152 | 766.3568 | 0 | 766.1348 | -0.00060435 | 913.9808 | 0.00322 | 766.1348 | 0.090669 | 913.484 | 0 | 913.9808 | 0.6661 | 756.4088 | 0.00823
| 766.5931 | 0.00080806 | 766.3713 | -0.00036806 | 612.025 | 0.00139 | 766.5931 | -3.4693e-05 | 766.3713 | 0.0002531 | 757.8883 | 8.273e-06 | 766.3713 | 0.00022808 | 614.634 | 1.5592e-05 | 766.5931 | 0.00019737 | 756.6393 | 0.0018457 | 766.5931 | 3.8961e-05 | 766.5931 | 0.00025383 | 766.5931 | 0.00060564 | 766.5931 | 0.00073716 | 614.634 | 0.17455 | 766.5931 | 0.00017954 | 766.3713 | 0.00040601 | 914.1487 | 0.00415 | 766.3713 | 0.09123 | 913.6525 | 5.0004e-05 | 914.1487 | 0.6681 | 756.6393 | 0.00864
| 766.8294 | -0.0010773 | 766.6078 | -0.00039682 | 612.1443 | 0 | 766.8294 | -0.0014001 | 766.6078 | -0.00072914 | 758.1224 | -0.00012745 | 766.6078 | -0.000728 | 614.7536 | 3.1901e-05 | 766.8294 | 0 | 756.8698 | -0.00011109 | 766.8294 | 0 | 766.8294 | 0 | 766.8294 | 0 | 766.8294 | 0 | 614.7536 | 0.17746 | 766.8294 | 0 | 766.6078 | -0.00020049 | 914.3166 | 0.00452 | 766.6078 | 0.091356 | 913.8209 | 0 | 914.3166 | 0.67155 | 756.8698 | 0.00844
| 767.0658 | 0.0011455 | 766.8443 | -0.00018566 | 612.2636 | 0.00076297 | 767.0658 | 0.00033611 | 766.8443 | -0.0001549 | 758.3566 | 9.4127e-05 | 766.8443 | 0.00044218 | 614.8732 | 1.6398e-05 | 767.0658 | 0.00062649 | 757.1003 | 0.0020551 | 767.0658 | 0.0002316 | 767.0658 | 8.9872e-05 | 767.0658 | 0.00062917 | 767.0658 | 0.00081046 | 614.8732 | 0.1794 | 767.0658 | 0.00039859 | 766.8443 | 0.0004589 | 914.4845 | 0.00441 | 766.8443 | 0.094328 | 913.9894 | 5.0004e-05 | 914.4845 | 0.67345 | 757.1003 | 0.00901
| 767.3021 | -0.00018454 | 767.0809 | -0.00050451 | 612.3829 | 0 | 767.3021 | -0.00042493 | 767.0809 | -0.001132 | 758.5907 | -0.0003334 | 767.0809 | -0.00063855 | 614.9928 | 3.0725e-05 | 767.3021 | 0 | 757.3309 | 0.0010123 | 767.3021 | 0 | 767.3021 | 0 | 767.3021 | 0 | 767.3021 | 0 | 614.9928 | 0.18264 | 767.3021 | 0 | 767.0809 | -0.0005072 | 914.6524 | 0.00455 | 767.0809 | 0.095036 | 914.1579 | 0 | 914.6524 | 0.67649 | 757.3309 | 0.00969
| 767.5385 | 0.00052487 | 767.3174 | 0.00010617 | 612.5022 | 0.00111 | 767.5385 | -9.4257e-05 | 767.3174 | 0.00011918 | 758.8248 | 7.3898e-05 | 767.3174 | 0.00031026 | 615.1124 | 1.4584e-05 | 767.5385 | 0.00037042 | 757.5615 | -0.00063353 | 767.5385 | 0.00072167 | 767.5385 | 0.00042482 | 767.5385 | 0.00083337 | 767.5385 | 0.0004537 | 615.1124 | 0.18591 | 767.5385 | 0.00043985 | 767.3174 | 0.00049486 | 914.8203 | 0.0035 | 767.3174 | 0.1001 | 914.3263 | 5.0004e-05 | 914.8203 | 0.67781 | 757.5615 | 0.00817
| 767.7749 | -0.00092566 | 767.554 | -0.0001873 | 612.6215 | 0 | 767.7749 | -0.00088504 | 767.554 | -0.00047879 | 759.059 | -0.00020496 | 767.554 | -0.00071259 | 615.2321 | 2.8921e-05 | 767.7749 | 0 | 757.792 | 0.00051123 | 767.7749 | 0 | 767.7749 | 0 | 767.7749 | 0 | 767.7749 | 0 | 615.2321 | 0.19 | 767.7749 | 0 | 767.554 | -0.00041872 | 914.9882 | 0.00436 | 767.554 | 0.098535 | 914.4948 | 0 | 914.9882 | 0.68096 | 757.792 | 0.00791
| 768.0113 | 0.00020111 | 767.7905 | -0.00015859 | 612.7408 | 0.00101 | 768.0113 | -0.00011966 | 767.7905 | 0.00048609 | 759.2932 | 0.00010406 | 767.7905 | 0.00047768 | 615.3517 | 1.4573e-05 | 768.0113 | 0.00028129 | 758.0226 | 0.00093337 | 768.0113 | 0.00057683 | 768.0113 | 0 | 768.0113 | 0.00022757 | 768.0113 | 0.00057014 | 615.3517 | 0.1924 | 768.0113 | 0.00018206 | 767.7905 | 0.00043806 | 915.1562 | 0.00529 | 767.7905 | 0.1027 | 914.6633 | 5.0004e-05 | 915.1562 | 0.68269 | 758.0226 | 0.00785
| 768.2477 | 5.328e-05 | 768.0271 | -0.0011215 | 612.8601 | 0 | 768.2477 | -0.00076496 | 768.0271 | -0.0015988 | 759.5274 | -0.00020039 | 768.0271 | -0.0007843 | 615.4713 | 2.9884e-05 | 768.2477 | 0 | 758.2532 | -0.0003327 | 768.2477 | 0 | 768.2477 | 0 | 768.2477 | 0 | 768.2477 | 0 | 615.4713 | 0.19544 | 768.2477 | 0 | 768.0271 | -0.00023074 | 915.3241 | 0.00432 | 768.0271 | 0.1034 | 914.8318 | 0 | 915.3241 | 0.68623 | 758.2532 | 0.00717
| 768.4841 | 0.0010253 | 768.2637 | 0.00061665 | 612.9794 | 0.00151 | 768.4841 | -0.00036828 | 768.2637 | 0.00041526 | 759.7616 | 9.7225e-05 | 768.2637 | 0.00045857 | 615.5909 | 1.5614e-05 | 768.4841 | 0.00034198 | 758.4837 | -0.0011001 | 768.4841 | 0.00091799 | 768.4841 | 0.00049482 | 768.4841 | 0.00066153 | 768.4841 | 0.0010032 | 615.5909 | 0.19782 | 768.4841 | 0.00021161 | 768.2637 | 0.00061146 | 915.492 | 0.00957 | 768.2637 | 0.10801 | 915.0002 | 1.0001e-05 | 915.492 | 0.68842 | 758.4837 | 0.00885
| 768.7205 | 0.00050955 | 768.5003 | -0.00088112 | 613.0988 | 0 | 768.7205 | -0.0012055 | 768.5003 | -0.0011406 | 759.9958 | -0.00020831 | 768.5003 | -0.00078898 | 615.7106 | 2.9257e-05 | 768.7205 | 0 | 758.7143 | 0.00027167 | 768.7205 | 0 | 768.7205 | 0 | 768.7205 | 0 | 768.7205 | 0 | 615.7106 | 0.20146 | 768.7205 | 0 | 768.5003 | -0.00063209 | 915.6599 | 0.00392 | 768.5003 | 0.10484 | 915.1687 | 0 | 915.6599 | 0.69205 | 758.7143 | 0.00786
| 768.9569 | 0.00063916 | 768.7369 | 0.00039754 | 613.2181 | 0.00146 | 768.9569 | -0.00022801 | 768.7369 | -0.00042104 | 760.23 | 0.00017359 | 768.7369 | 0.00063255 | 615.8302 | 1.3956e-05 | 768.9569 | 0.00029722 | 758.9449 | 0.00059472 | 768.9569 | 0.0003862 | 768.9569 | 0.00045171 | 768.9569 | 0.0006881 | 768.9569 | 0.00077189 | 615.8302 | 0.20436 | 768.9569 | 0.00058677 | 768.7369 | 0.00085928 | 915.8279 | 0.00471 | 768.7369 | 0.11046 | 915.3372 | 6.9993e-05 | 915.8279 | 0.69412 | 758.9449 | 0.00851
| 769.1934 | -0.00025433 | 768.9735 | -0.00088375 | 613.3375 | 0 | 769.1934 | -0.0011993 | 768.9735 | -0.0004212 | 760.4642 | -0.00021458 | 768.9735 | -0.00086723 | 615.9498 | 2.835e-05 | 769.1933 | 0 | 759.1755 | 0.00091776 | 769.1933 | 0 | 769.1934 | 0 | 769.1933 | 0 | 769.1933 | 0 | 615.9498 | 0.20851 | 769.1934 | 0 | 768.9735 | -0.00057585 | 915.9958 | 0.00445 | 768.9735 | 0.10758 | 915.5057 | 0 | 915.9958 | 0.69658 | 759.1755 | 0.00928
| 769.4298 | 0.0009001 | 769.2101 | 0.0008132 | 613.4568 | 0.00116 | 769.4298 | 0.00020528 | 769.2101 | 0.00076863 | 760.6984 | 0.00021922 | 769.2101 | 0.000437 | 616.0694 | 1.4707e-05 | 769.4298 | 0.00040424 | 759.4061 | 0.00050902 | 769.4298 | 0.0008639 | 769.4298 | 0.00042196 | 769.4298 | 0.00074824 | 769.4298 | 0.00035044 | 616.0694 | 0.21231 | 769.4298 | 0.00038256 | 769.2101 | 0.0012 | 916.1637 | 0.00577 | 769.2101 | 0.11298 | 915.6742 | 5.0004e-05 | 916.1637 | 0.6982 | 759.4061 | 0.01078
| 769.6663 | -0.00055681 | 769.4467 | -0.00014509 | 613.5762 | 0 | 769.6663 | -0.00084151 | 769.4467 | -0.00046952 | 760.9327 | -0.00022526 | 769.4467 | -0.00077912 | 616.1891 | 2.8585e-05 | 769.6662 | 0 | 759.6368 | 0.0002674 | 769.6662 | 0 | 769.6663 | 0 | 769.6662 | 0 | 769.6662 | 0 | 616.1891 | 0.21673 | 769.6663 | 0 | 769.4467 | -0.00053351 | 916.3317 | 0.00438 | 769.4467 | 0.11278 | 915.8427 | 0 | 916.3317 | 0.70146 | 759.6368 | 0.00814
| 769.9027 | 0.001344 | 769.6833 | -4.7279e-05 | 613.6956 | 0.00184 | 769.9027 | -0.00058326 | 769.6833 | 0.0002614 | 761.1669 | 0.00016833 | 769.6833 | 0.00049605 | 616.3087 | 1.4158e-05 | 769.9027 | 0.00038124 | 759.8674 | -0.00039723 | 769.9027 | 0.00073205 | 769.9027 | 0.00020283 | 769.9027 | 0.00017062 | 769.9027 | 0.00045686 | 616.3087 | 0.22004 | 769.9027 | 0.00013752 | 769.6833 | 0.00038694 | 916.4996 | 0.00501 | 769.6833 | 0.11661 | 916.0112 | 1.0001e-05 | 916.4996 | 0.70388 | 759.8674 | 0.00961
| 770.1392 | -0.00046276 | 769.9199 | -0.00062736 | 613.8149 | 0 | 770.1392 | -0.00026594 | 769.9199 | -0.00044205 | 761.4012 | -0.00011491 | 769.9199 | -0.00078103 | 616.4284 | 2.8271e-05 | 770.1392 | 0 | 760.098 | -0.0020862 | 770.1392 | 0 | 770.1392 | 0 | 770.1392 | 0 | 770.1392 | 0 | 616.4284 | 0.22349 | 770.1392 | 0 | 769.9199 | -0.00041535 | 916.6676 | 0.00445 | 769.9199 | 0.11702 | 916.1797 | 0 | 916.6676 | 0.70686 | 760.098 | 0.00749
| 770.3757 | -1.6507e-05 | 770.1566 | 7.495e-05 | 613.9343 | 0.00236 | 770.3757 | 0.00050729 | 770.1566 | -5.3671e-05 | 761.6354 | 0.00016801 | 770.1566 | 0.00044516 | 616.548 | 1.418e-05 | 770.3756 | 0.00013964 | 760.3287 | 0.00073891 | 770.3756 | 0.00096122 | 770.3757 | 0.0002951 | 770.3756 | 0.00078897 | 770.3756 | 0.00060014 | 616.548 | 0.22681 | 770.3757 | 0.00042332 | 770.1566 | 0.00079967 | 916.8355 | 0.00522 | 770.1566 | 0.12055 | 916.3482 | 5.0004e-05 | 916.8355 | 0.7079 | 760.3287 | 0.00793
| 770.6121 | -0.00098897 | 770.3932 | -0.00049297 | 614.0537 | 0 | 770.6121 | -0.0001973 | 770.3932 | -0.0019698 | 761.8697 | -0.00033158 | 770.3932 | -0.00081061 | 616.6677 | 2.8608e-05 | 770.6121 | 0 | 760.5593 | 0.00014362 | 770.6121 | 0 | 770.6121 | 0 | 770.6121 | 0 | 770.6121 | 0 | 616.6677 | 0.23052 | 770.6121 | 0 | 770.3932 | -0.00042792 | 917.0034 | 0.00422 | 770.3932 | 0.12103 | 916.5167 | 0 | 917.0034 | 0.7103 | 760.5593 | 0.00853
| 770.8486 | 0.00045326 | 770.6299 | -0.00012088 | 614.1731 | 0.00135 | 770.8486 | 9.8833e-05 | 770.6299 | -6.1205e-05 | 762.104 | 0.00012566 | 770.6299 | 0.00037409 | 616.7873 | 1.4494e-05 | 770.8486 | 0.00046825 | 760.79 | -0.00037094 | 770.8486 | 0.00057353 | 770.8486 | 0.00018872 | 770.8486 | 0.00063975 | 770.8486 | 0.00050444 | 616.7873 | 0.23363 | 770.8486 | 0.00020484 | 770.6299 | 0.00044442 | 917.1714 | 0.00596 | 770.6299 | 0.12275 | 916.6852 | 6.9993e-05 | 917.1714 | 0.71107 | 760.79 | 0.00848
| 771.0851 | 7.5489e-05 | 770.8666 | -0.0015612 | 614.2926 | 0 | 771.0851 | -6.0679e-05 | 770.8666 | -0.00112 | 762.3383 | -0.00015902 | 770.8666 | -0.00079418 | 616.907 | 2.7644e-05 | 771.0851 | 0 | 761.0206 | -0.0014226 | 771.0851 | 0 | 771.0851 | 0 | 771.0851 | 0 | 771.0851 | 0 | 616.907 | 0.2379 | 771.0851 | 0 | 770.8666 | -0.00085575 | 917.3393 | 0.00434 | 770.8666 | 0.12655 | 916.8537 | 0 | 917.3393 | 0.71339 | 761.0206 | 0.00909
| 771.3217 | 0.00068149 | 771.1033 | -0.00042793 | 614.412 | 0.00053755 | 771.3217 | -0.00041845 | 771.1033 | 8.0084e-05 | 762.5726 | 8.9545e-05 | 771.1033 | 0.00036291 | 617.0266 | 1.3217e-05 | 771.3216 | 0.00031038 | 761.2513 | 0.0011324 | 771.3216 | 0.00030919 | 771.3217 | 0.0002642 | 771.3216 | 5.5797e-05 | 771.3216 | 0.00073207 | 617.0266 | 0.24136 | 771.3217 | 0.00032305 | 771.1033 | 0.00038121 | 917.5073 | 0.00345 | 771.1033 | 0.12814 | 917.0222 | 5.0004e-05 | 917.5073 | 0.7153 | 761.2513 | 0.00912
| 771.5582 | 0.00011816 | 771.3399 | 0.00060768 | 614.5314 | 0 | 771.5582 | -0.00058617 | 771.3399 | -0.00077028 | 762.8069 | -0.00010504 | 771.3399 | -0.00075709 | 617.1463 | 2.7431e-05 | 771.5582 | 0 | 761.482 | -0.00050933 | 771.5582 | 0 | 771.5582 | 0 | 771.5582 | 0 | 771.5582 | 0 | 617.1463 | 0.24532 | 771.5582 | 0 | 771.34 | -0.00053709 | 917.6752 | 0.00559 | 771.3399 | 0.13342 | 917.1907 | 0 | 917.6752 | 0.71975 | 761.482 | 0.00807
| 771.7947 | -0.00063364 | 771.5766 | -0.00026823 | 614.6508 | 0.00064159 | 771.7947 | -2.1642e-05 | 771.5766 | 0.00012073 | 763.0412 | 0.00026245 | 771.5766 | 0.00025526 | 617.2659 | 1.427e-05 | 771.7947 | 0.00059063 | 761.7127 | 0.0011821 | 771.7947 | 0.0003502 | 771.7947 | 0.00039466 | 771.7947 | 0.00057817 | 771.7947 | 0.00062267 | 617.2659 | 0.24728 | 771.7947 | 0.00020967 | 771.5766 | 0.0004738 | 917.8432 | 0.00464 | 771.5766 | 0.13342 | 917.3593 | 6.9993e-05 | 917.8432 | 0.72407 | 761.7127 | 0.00787
| 772.0312 | -5.4803e-05 | 771.8133 | -8.7704e-05 | 614.7703 | 0 | 772.0312 | -0.00043978 | 771.8133 | -0.00082334 | 763.2755 | -0.00023739 | 771.8133 | -0.00062959 | 617.3856 | 2.8473e-05 | 772.0312 | 0 | 761.9434 | -0.0010755 | 772.0312 | 0 | 772.0312 | 0 | 772.0312 | 0 | 772.0312 | 0 | 617.3856 | 0.25138 | 772.0312 | 0 | 771.8134 | -0.00038124 | 918.0111 | 0.0042 | 771.8133 | 0.13075 | 917.5278 | 0 | 918.0111 | 0.72905 | 761.9434 | 0.00732
| 772.2678 | 0.00044992 | 772.0501 | -0.0012716 | 614.8897 | 0.00147 | 772.2678 | -1.8644e-05 | 772.0501 | 0.00021983 | 763.5098 | 1.9751e-05 | 772.0501 | 0.00037628 | 617.5052 | 1.4259e-05 | 772.2678 | 0.00015475 | 762.1741 | -0.00059102 | 772.2678 | 0.00066064 | 772.2678 | 0.00054849 | 772.2678 | 0.0005703 | 772.2678 | 0.00064537 | 617.5052 | 0.25443 | 772.2678 | 0.00041987 | 772.0501 | 0.00056244 | 918.1791 | 0.00682 | 772.0501 | 0.13939 | 917.6963 | 5.0004e-05 | 918.1791 | 0.7316 | 762.1741 | 0.00741
| 772.5043 | -0.00070344 | 772.2868 | -0.0001004 | 615.0092 | 0 | 772.5043 | -0.00016976 | 772.2868 | -0.00096568 | 763.7442 | -0.00017874 | 772.2868 | -0.00084884 | 617.6249 | 2.8944e-05 | 772.5044 | 0 | 762.4048 | -0.00043545 | 772.5044 | 0 | 772.5043 | 0 | 772.5044 | 0 | 772.5044 | 0 | 617.6249 | 0.25941 | 772.5043 | 0 | 772.2868 | -0.00085625 | 918.347 | 0.00457 | 772.2868 | 0.13992 | 917.8648 | 0 | 918.347 | 0.73358 | 762.4049 | 0.00699
| 772.7409 | 0.00060339 | 772.5235 | -0.00016037 | 615.1287 | 0.00062425 | 772.7409 | -0.00010338 | 772.5235 | -5.9872e-05 | 763.9785 | 7.6517e-05 | 772.5235 | 0.00029851 | 617.7446 | 1.4841e-05 | 772.7409 | 0.00012582 | 762.6356 | 0.0012709 | 772.7409 | 0.00038631 | 772.7409 | 7.7447e-05 | 772.7409 | 0.00015208 | 772.7409 | 0.00053724 | 617.7446 | 0.26239 | 772.7409 | 0.00016644 | 772.5235 | 0.00036996 | 918.515 | 0.00406 | 772.5235 | 0.14629 | 918.0334 | 6.9993e-05 | 918.515 | 0.7338 | 762.6356 | 0.00859
| 772.9775 | -0.00013814 | 772.7602 | -0.00075842 | 615.2481 | 0 | 772.9775 | -0.00074371 | 772.7602 | -0.0015018 | 764.2129 | -0.00016263 | 772.7602 | -0.00070248 | 617.8642 | 2.7924e-05 | 772.9775 | 0 | 762.8663 | -0.0011015 | 772.9775 | 0 | 772.9775 | 0 | 772.9775 | 0 | 772.9775 | 0 | 617.8642 | 0.26774 | 772.9775 | 0 | 772.7603 | -0.00056058 | 918.683 | 0.00436 | 772.7602 | 0.14577 | 918.2019 | 0 | 918.683 | 0.73524 | 762.8663 | 0.00657
| 773.2141 | 0.00058255 | 772.997 | 0.00069081 | 615.3676 | 0.00149 | 773.2141 | 0.00077228 | 772.997 | -0.00020169 | 764.4473 | 0.00018328 | 772.997 | 0.00057014 | 617.9839 | 1.3217e-05 | 773.2141 | 0.00058044 | 763.097 | 0.00055862 | 773.2141 | 0.0014174 | 773.2141 | 0.00047195 | 773.2141 | 0.00051039 | 773.2141 | 0.00091732 | 617.9839 | 0.27215 | 773.2141 | 0.00064206 | 772.997 | 0.00071514 | 918.8509 | 0.00545 | 772.997 | 0.14691 | 918.3705 | 5.0004e-05 | 918.8509 | 0.73523 | 763.097 | 0.0085
| 773.4507 | -0.00084222 | 773.2338 | -0.00025028 | 615.4871 | 0 | 773.4507 | -0.0010027 | 773.2338 | -0.00096729 | 764.6816 | -0.00032842 | 773.2338 | -0.0007632 | 618.1036 | 2.6031e-05 | 773.4507 | 0 | 763.3278 | -0.00014675 | 773.4507 | 0 | 773.4507 | 0 | 773.4507 | 0 | 773.4507 | 0 | 618.1036 | 0.27808 | 773.4507 | 0 | 773.2337 | -0.00070693 | 919.0189 | 0.00547 | 773.2338 | 0.15346 | 918.539 | 0 | 919.0189 | 0.73673 | 763.3278 | 0.00773
| 773.6873 | 0.00069038 | 773.4705 | 0.00067414 | 615.6066 | 0.00165 | 773.6873 | 0.0001461 | 773.4705 | -0.0001158 | 764.916 | 0.00020029 | 773.4705 | 0.00045554 | 618.2233 | 1.3139e-05 | 773.6873 | 0.00088856 | 763.5585 | -0.00018394 | 773.6873 | 0.0006951 | 773.6873 | 0.00035053 | 773.6873 | 0.00045104 | 773.6873 | 0.00042049 | 618.2233 | 0.28129 | 773.6873 | 0.00036099 | 773.4705 | 0.00074689 | 919.1869 | 0.00496 | 773.4705 | 0.15226 | 918.7075 | 6.9993e-05 | 919.1869 | 0.73613 | 763.5585 | 0.00904
| 773.9239 | -0.00021658 | 773.7073 | -0.0015804 | 615.7261 | 0 | 773.9239 | -0.00049377 | 773.7073 | -0.00080698 | 765.1504 | -0.00041589 | 773.7073 | -0.00074791 | 618.3429 | 2.7017e-05 | 773.9239 | 0 | 763.7893 | -0.00015092 | 773.9239 | 0 | 773.9239 | 0 | 773.9239 | 0 | 773.9239 | 0 | 618.3429 | 0.28509 | 773.9239 | 0 | 773.7073 | -0.00074513 | 919.3548 | 0.00438 | 773.7073 | 0.155 | 918.8761 | 0 | 919.3548 | 0.73665 | 763.7893 | 0.00752
| 774.1605 | 7.1296e-05 | 773.9441 | 0.00047636 | 615.8456 | 0.00079764 | 774.1605 | 0.00036781 | 773.9441 | -0.00032054 | 765.3848 | -2.2048e-05 | 773.9441 | 0.00045852 | 618.4626 | 1.4102e-05 | 774.1605 | 0.00054682 | 764.0201 | 0.0019432 | 774.1605 | 0.00064636 | 774.1605 | 0.00040924 | 774.1605 | 0.00036253 | 774.1605 | 0.00080573 | 618.4626 | 0.28743 | 774.1605 | 0.00039326 | 773.9441 | 0.00077406 | 919.5228 | 0.006 | 773.9441 | 0.1566 | 919.0446 | 6.9993e-05 | 919.5228 | 0.7353 | 764.0201 | 0.00745
| 774.3972 | 0.00022812 | 774.1809 | -0.0008034 | 615.9651 | 0 | 774.3972 | -0.00095677 | 774.1809 | -0.0019704 | 765.6192 | -0.00012189 | 774.1809 | -0.00076355 | 618.5823 | 2.7723e-05 | 774.3972 | 0 | 764.2509 | -0.0011539 | 774.3972 | 0 | 774.3972 | 0 | 774.3972 | 0 | 774.3972 | 0 | 618.5823 | 0.29158 | 774.3972 | 0 | 774.1809 | -0.00053658 | 919.6908 | 0.00387 | 774.1809 | 0.15617 | 919.2132 | 0 | 919.6908 | 0.7366 | 764.2509 | 0.00658
| 774.6338 | -0.00035969 | 774.4177 | -0.00069411 | 616.0847 | 0.0018 | 774.6338 | -0.00019714 | 774.4177 | 0.00068184 | 765.8536 | 0.00014627 | 774.4177 | 0.00046569 | 618.702 | 1.3867e-05 | 774.6338 | 0.00024632 | 764.4817 | -0.00035563 | 774.6338 | 0.00035951 | 774.6338 | 7.1991e-05 | 774.6338 | 3.8165e-06 | 774.6338 | 0.00038831 | 618.702 | 0.29492 | 774.6338 | 0.00043012 | 774.4176 | 0.00074279 | 919.8587 | 0.00538 | 774.4177 | 0.16324 | 919.3818 | 5.0004e-05 | 919.8587 | 0.73781 | 764.4817 | 0.00843
| 774.8704 | 4.7348e-05 | 774.6545 | -0.0002094 | 616.2042 | 0 | 774.8704 | -2.6736e-05 | 774.6545 | -0.00076591 | 766.0881 | -0.00031783 | 774.6545 | -0.0005899 | 618.8217 | 2.6759e-05 | 774.8704 | 0 | 764.7125 | -0.00016826 | 774.8704 | 0 | 774.8704 | 0 | 774.8704 | 0 | 774.8704 | 0 | 618.8217 | 0.30029 | 774.8704 | 0 | 774.6545 | -0.00117 | 920.0267 | 0.00594 | 774.6545 | 0.16632 | 919.5503 | 0 | 920.0267 | 0.74073 | 764.7125 | 0.00817
| 775.1071 | 3.5589e-05 | 774.8913 | 0.00049365 | 616.3238 | 0.00101 | 775.1071 | -2.1878e-05 | 774.8913 | 0.00049286 | 766.3225 | 0.00026901 | 774.8913 | 0.00061134 | 618.9414 | 1.2993e-05 | 775.1071 | 0.000237 | 764.9433 | -0.00055796 | 775.1071 | 0.00065877 | 775.1071 | 0.00057942 | 775.1071 | 0.00010453 | 775.1071 | 0.00065077 | 618.9414 | 0.30419 | 775.1071 | 0.00026789 | 774.8913 | 0.00078661 | 920.1947 | 0.0048 | 774.8913 | 0.16752 | 919.7189 | 5.0004e-05 | 920.1947 | 0.74125 | 764.9433 | 0.00746
| 775.3438 | -0.00080222 | 775.1281 | -0.00091385 | 616.4433 | 0 | 775.3438 | -0.00067536 | 775.1281 | -0.0011668 | 766.5569 | -0.00040731 | 775.1281 | -0.0008781 | 619.061 | 2.6737e-05 | 775.3438 | 0 | 765.1741 | -0.0013389 | 775.3438 | 0 | 775.3438 | 0 | 775.3438 | 0 | 775.3438 | 0 | 619.061 | 0.30976 | 775.3438 | 0 | 775.1281 | -0.00036414 | 920.3627 | 0.00445 | 775.1281 | 0.16936 | 919.8874 | 0 | 920.3627 | 0.74171 | 765.1741 | 0.00703
| 775.5804 | -3.969e-06 | 775.3649 | 0.00047869 | 616.5629 | 0.0013 | 775.5804 | -0.00022829 | 775.3649 | 0.00016401 | 766.7914 | 4.0007e-05 | 775.3649 | 0.00044989 | 619.1807 | 1.4001e-05 | 775.5804 | 0.00062127 | 765.4049 | -0.00014781 | 775.5804 | 0.00082888 | 775.5804 | 0.0004156 | 775.5804 | 0.00076923 | 775.5804 | 0.0011251 | 619.1807 | 0.31357 | 775.5804 | 0.00049366 | 775.3649 | 0.0006127 | 920.5307 | 0.00526 | 775.3649 | 0.17206 | 920.056 | 5.0004e-05 | 920.5307 | 0.74121 | 765.4049 | 0.00817
| 775.8171 | 0.00012982 | 775.6018 | -0.00083593 | 616.6824 | 0 | 775.8171 | -0.00068037 | 775.6018 | -0.0012954 | 767.0259 | -0.00031466 | 775.6018 | -0.00072036 | 619.3004 | 2.7958e-05 | 775.8171 | 0 | 765.6357 | -0.0014882 | 775.8171 | 0 | 775.8171 | 0 | 775.8171 | 0 | 775.8171 | 0 | 619.3004 | 0.31952 | 775.8171 | 0 | 775.6018 | -0.00016809 | 920.6987 | 0.00608 | 775.6018 | 0.17379 | 920.2246 | 0 | 920.6987 | 0.74147 | 765.6357 | 0.00848
| 776.0538 | 0.0010096 | 775.8386 | -0.00094513 | 616.802 | 0.00088435 | 776.0538 | -0.00018358 | 775.8386 | -0.00024978 | 767.2603 | 0.0001051 | 775.8386 | 0.00040296 | 619.4201 | 1.4337e-05 | 776.0538 | 0.00046039 | 765.8666 | -0.00026038 | 776.0538 | 0.00081203 | 776.0538 | 0.00013575 | 776.0538 | 3.2499e-05 | 776.0538 | 0.00079993 | 619.4201 | 0.32247 | 776.0538 | 0.00031717 | 775.8386 | 0.00035252 | 920.8666 | 0.00401 | 775.8386 | 0.17829 | 920.3931 | 8.9995e-05 | 920.8666 | 0.74079 | 765.8666 | 0.00832
| 776.2905 | -0.0001261 | 776.0755 | -0.00088976 | 616.9216 | 0 | 776.2905 | 0.00052897 | 776.0755 | -0.00084825 | 767.4948 | -0.00019674 | 776.0755 | -0.00076554 | 619.5398 | 2.9313e-05 | 776.2905 | 0 | 766.0974 | -0.0010437 | 776.2905 | 0 | 776.2905 | 0 | 776.2905 | 0 | 776.2905 | 0 | 619.5398 | 0.32579 | 776.2905 | 0 | 776.0755 | -0.00045182 | 921.0346 | 0.00482 | 776.0755 | 0.18639 | 920.5617 | 0 | 921.0346 | 0.74141 | 766.0974 | 0.00724
| 776.5272 | -0.00059095 | 776.3123 | 2.5614e-05 | 617.0412 | 0.00189 | 776.5272 | 0.00010895 | 776.3123 | 0.00011505 | 767.7293 | 0.00017705 | 776.3123 | 0.00054268 | 619.6595 | 1.539e-05 | 776.5272 | 0.00063537 | 766.3283 | -0.0010505 | 776.5272 | 0.00017618 | 776.5272 | 0.00026182 | 776.5272 | 0.0001899 | 776.5272 | 0.00088557 | 619.6595 | 0.32701 | 776.5272 | 0.00042709 | 776.3123 | 0.00095011 | 921.2026 | 0.00461 | 776.3123 | 0.18448 | 920.7303 | 6.9993e-05 | 921.2026 | 0.74285 | 766.3283 | 0.00735
| 776.764 | -0.00033732 | 776.5492 | -0.0013974 | 617.1608 | 0 | 776.764 | -0.00057318 | 776.5492 | -0.001247 | 767.9638 | -0.00048604 | 776.5492 | -0.00086876 | 619.7792 | 2.8271e-05 | 776.764 | 0 | 766.5591 | -0.00048242 | 776.764 | 0 | 776.764 | 0 | 776.764 | 0 | 776.764 | 0 | 619.7792 | 0.33098 | 776.764 | 0 | 776.5492 | -0.00046778 | 921.3706 | 0.00464 | 776.5492 | 0.1882 | 920.8989 | 0 | 921.3706 | 0.74689 | 766.5591 | 0.00721
| 777.0007 | 0.00059174 | 776.7861 | -9.2887e-05 | 617.2804 | 0.00149 | 777.0007 | 5.8997e-05 | 776.7861 | 0.00034533 | 768.1983 | 9.3895e-05 | 776.7861 | 0.00040228 | 619.8989 | 1.3139e-05 | 777.0007 | 0.00083727 | 766.79 | 0.00010634 | 777.0007 | 0.00058117 | 777.0007 | 0.0006422 | 777.0007 | 0.00021642 | 777.0007 | 0.0013693 | 619.8989 | 0.3357 | 777.0007 | 0.00033602 | 776.7861 | 0.00106 | 921.5386 | 0.00336 | 776.7861 | 0.19081 | 921.0675 | 3.0002e-05 | 921.5386 | 0.75008 | 766.79 | 0.00799
| 777.2374 | -0.00025259 | 777.023 | -8.2665e-05 | 617.4 | 0 | 777.2374 | -0.00082985 | 777.023 | -0.00092539 | 768.4329 | -0.00016496 | 777.023 | -0.0008347 | 620.0186 | 2.6311e-05 | 777.2374 | 0 | 767.0209 | -0.00032515 | 777.2374 | 0 | 777.2374 | 0 | 777.2374 | 0 | 777.2374 | 0 | 620.0186 | 0.34187 | 777.2374 | 0 | 777.023 | -0.00045531 | 921.7066 | 0.00397 | 777.023 | 0.19385 | 921.2361 | 0 | 921.7066 | 0.75323 | 767.0209 | 0.00807
| 777.4742 | 0.00086403 | 777.2599 | 0.00012445 | 617.5196 | 0.00113 | 777.4742 | 0.00010289 | 777.2599 | 0.00071265 | 768.6674 | 2.1297e-05 | 777.2599 | 0.00039348 | 620.1383 | 1.3329e-05 | 777.4742 | 0.000301 | 767.2518 | 0.0020805 | 777.4742 | 0.00059094 | 777.4742 | 0.00042464 | 777.4742 | 0.00012675 | 777.4742 | 0.00028457 | 620.1383 | 0.3473 | 777.4742 | 0.00031266 | 777.2599 | 0.00030977 | 921.8746 | 0.00545 | 777.2599 | 0.2011 | 921.4046 | 0.00011 | 921.8746 | 0.75431 | 767.2518 | 0.00708
| 777.7109 | 0.00044818 | 777.4968 | -0.00082171 | 617.6392 | 0 | 777.7109 | -0.00058781 | 777.4968 | -0.00098189 | 768.9019 | -0.00011401 | 777.4968 | -0.0007813 | 620.2581 | 2.6703e-05 | 777.7109 | 0 | 767.4827 | -0.0011438 | 777.7109 | 0 | 777.7109 | 0 | 777.7109 | 0 | 777.7109 | 0 | 620.2581 | 0.35353 | 777.7109 | 0 | 777.4968 | -0.00010683 | 922.0426 | 0.00543 | 777.4968 | 0.19697 | 921.5733 | 0 | 922.0426 | 0.7565 | 767.4827 | 0.00619
| 777.9477 | 0.0001848 | 777.7337 | 0.00025849 | 617.7589 | 0.00084967 | 777.9477 | -0.00013585 | 777.7337 | -0.00024881 | 769.1364 | 9.1225e-05 | 777.7337 | 0.00043384 | 620.3778 | 1.3643e-05 | 777.9477 | 0.0002765 | 767.7136 | -0.001078 | 777.9477 | 0.00096565 | 777.9477 | 0.00059334 | 777.9477 | 0.0010317 | 777.9477 | 0.0011202 | 620.3778 | 0.35901 | 777.9477 | 0.00049934 | 777.7337 | 0.00108 | 922.2106 | 0.00665 | 777.7337 | 0.20516 | 921.7418 | 3.0002e-05 | 922.2106 | 0.75842 | 767.7136 | 0.0079
| 778.1845 | -0.00022756 | 777.9706 | -0.00054362 | 617.8785 | 0 | 778.1845 | -0.00043614 | 777.9706 | -0.00052847 | 769.371 | -0.00029544 | 777.9706 | -0.00077442 | 620.4975 | 2.9369e-05 | 778.1845 | 0 | 767.9445 | -0.001225 | 778.1845 | 0 | 778.1845 | 0 | 778.1845 | 0 | 778.1845 | 0 | 620.4975 | 0.36516 | 778.1845 | 0 | 777.9706 | -0.0002416 | 922.3786 | 0.00448 | 777.9706 | 0.20475 | 921.9104 | 0 | 922.3786 | 0.7622 | 767.9445 | 0.00756
| 778.4213 | 0.00032343 | 778.2076 | 0.00079388 | 617.9982 | 0.00084967 | 778.4213 | 0.00038397 | 778.2076 | 0.00033819 | 769.6055 | 0.00019163 | 778.2076 | 0.00055811 | 620.6172 | 1.6096e-05 | 778.4213 | 0.00019761 | 768.1754 | 0.00013664 | 778.4213 | 0.0010966 | 778.4213 | 0.00064022 | 778.4213 | 0.00078015 | 778.4213 | 0.00071053 | 620.6172 | 0.37041 | 778.4213 | 0.00038441 | 778.2076 | 0.00051764 | 922.5466 | 0.00531 | 778.2076 | 0.21594 | 922.0791 | 1.0001e-05 | 922.5466 | 0.76579 | 768.1754 | 0.00721
| 778.6581 | -0.00041821 | 778.4445 | -0.00078895 | 618.1178 | 0 | 778.6581 | -0.00097983 | 778.4445 | -0.00057682 | 769.8401 | -0.0003328 | 778.4445 | -0.00082191 | 620.7369 | 2.9078e-05 | 778.6581 | 0 | 768.4063 | -0.0014613 | 778.6581 | 0 | 778.6581 | 0 | 778.6581 | 0 | 778.6581 | 0 | 620.7369 | 0.37675 | 778.6581 | 0 | 778.4445 | -0.0006474 | 922.7146 | 0.00464 | 778.4445 | 0.21405 | 922.2477 | 0 | 922.7146 | 0.7707 | 768.4063 | 0.00635
| 778.8948 | 0.00015596 | 778.6815 | -0.00024955 | 618.2375 | 0.00091902 | 778.8948 | -0.00035046 | 778.6815 | 0.00016035 | 770.0747 | 0.00035654 | 778.6815 | 0.00057184 | 620.8567 | 1.3352e-05 | 778.8949 | 0.00035086 | 768.6373 | -0.0002326 | 778.8949 | 0 | 778.8948 | 8.9527e-05 | 778.8949 | 0.00063448 | 778.8949 | 0.00030913 | 620.8567 | 0.38147 | 778.8948 | 0.00043013 | 778.6815 | 0.00047342 | 922.8826 | 0.0058 | 778.6815 | 0.21987 | 922.4163 | 8.9995e-05 | 922.8826 | 0.7742 | 768.6373 | 0.00636
| 779.1317 | 0.0002176 | 778.9184 | -0.0013294 | 618.3572 | 0 | 779.1317 | -0.00055599 | 778.9184 | -0.00076481 | 770.3093 | -0.00023225 | 778.9184 | -0.00079391 | 620.9764 | 2.7924e-05 | 779.1317 | 0 | 768.8682 | -0.00021193 | 779.1317 | 0 | 779.1317 | 0 | 779.1317 | 0 | 779.1317 | 0 | 620.9764 | 0.38663 | 779.1317 | 0 | 778.9184 | -0.00060535 | 923.0506 | 0.00464 | 778.9184 | 0.2179 | 922.5849 | 0 | 923.0506 | 0.77735 | 768.8682 | 0.0063
| 779.3685 | 0.0002707 | 779.1554 | 0.00020812 | 618.4769 | 0.0012 | 779.3685 | 0.00010155 | 779.1554 | 0.00020613 | 770.5439 | 0.00019259 | 779.1554 | 0.00055174 | 621.0961 | 1.4785e-05 | 779.3685 | 0.00023547 | 769.0992 | 0.00080036 | 779.3685 | 0.0010403 | 779.3685 | 0.00049028 | 779.3685 | 0.00059815 | 779.3685 | 0.00091383 | 621.0961 | 0.39129 | 779.3685 | 0.00029263 | 779.1554 | 0.00078448 | 923.2186 | 0.00443 | 779.1554 | 0.21992 | 922.7535 | 5.0004e-05 | 923.2186 | 0.77912 | 769.0992 | 0.00722
| 779.6053 | -0.00056916 | 779.3923 | -0.0004809 | 618.5965 | 0 | 779.6053 | -0.00046417 | 779.3923 | -0.0011842 | 770.7784 | -0.00018134 | 779.3923 | -0.00083711 | 621.2158 | 2.9336e-05 | 779.6053 | 0 | 769.3301 | -0.0012413 | 779.6053 | 0 | 779.6053 | 0 | 779.6053 | 0 | 779.6053 | 0 | 621.2158 | 0.39789 | 779.6054 | 0 | 779.3923 | -0.00078134 | 923.3867 | 0.00352 | 779.3923 | 0.225 | 922.9221 | 0 | 923.3867 | 0.78132 | 769.3301 | 0.00661
| 779.8422 | 0.0001944 | 779.6293 | -0.00039502 | 618.7162 | 0.00076297 | 779.8422 | -0.00013939 | 779.6293 | 0.00047548 | 771.0131 | -6.3068e-05 | 779.6293 | 0.00041235 | 621.3356 | 1.4651e-05 | 779.8422 | 0.00089416 | 769.5611 | 0.0011115 | 779.8422 | 0 | 779.8422 | 0.00014052 | 779.8422 | 0.00036985 | 779.8422 | 0.00062233 | 621.3356 | 0.40354 | 779.8422 | 0.00019532 | 779.6293 | 0.00078143 | 923.5547 | 0.00681 | 779.6293 | 0.2325 | 923.0907 | 5.0004e-05 | 923.5547 | 0.78224 | 769.5611 | 0.00871
| 780.079 | -0.0003861 | 779.8663 | -0.00093346 | 618.836 | 0 | 780.079 | -0.00044699 | 779.8663 | -0.00099517 | 771.2477 | -0.00036082 | 779.8663 | -0.0008875 | 621.4553 | 2.7667e-05 | 780.079 | 0 | 769.7921 | -7.4348e-05 | 780.079 | 0 | 780.079 | 0 | 780.079 | 0 | 780.079 | 0 | 621.4553 | 0.40972 | 780.079 | 0 | 779.8663 | -0.00103 | 923.7227 | 0.00403 | 779.8663 | 0.23889 | 923.2593 | 0 | 923.7227 | 0.78366 | 769.7921 | 0.00579
| 780.3159 | 0.00010857 | 780.1033 | 0.0013327 | 618.9557 | 0.00095371 | 780.3159 | 0.00022017 | 780.1033 | 0.00035939 | 771.4823 | 0.00014279 | 780.1033 | 0.00069433 | 621.5751 | 1.3172e-05 | 780.3159 | 0.00086931 | 770.023 | 0.00012232 | 780.3159 | 0.0017126 | 780.3159 | 0.00091078 | 780.3159 | 0.0006736 | 780.3159 | 0.0009234 | 621.5751 | 0.41519 | 780.3159 | 0.00048817 | 780.1033 | 0.00068103 | 923.8907 | 0.00492 | 780.1033 | 0.23766 | 923.428 | 5.0004e-05 | 923.8907 | 0.78385 | 770.023 | 0.00695
| 780.5527 | -0.00055367 | 780.3403 | -0.00045008 | 619.0754 | 0 | 780.5527 | -0.0010634 | 780.3403 | -0.0005233 | 771.717 | -0.00030504 | 780.3403 | -0.0008918 | 621.6948 | 2.7857e-05 | 780.5527 | 0 | 770.254 | -0.00053766 | 780.5527 | 0 | 780.5527 | 0 | 780.5527 | 0 | 780.5527 | 0 | 621.6948 | 0.42229 | 780.5527 | 0 | 780.3403 | -0.00022127 | 924.0587 | 0.00338 | 780.3403 | 0.24103 | 923.5966 | 0 | 924.0587 | 0.78553 | 770.254 | 0.00619
| 780.7896 | 6.617e-05 | 780.5773 | -0.0011014 | 619.1951 | 0.00137 | 780.7896 | 0.00014157 | 780.5773 | -0.00012105 | 771.9516 | 0.00017088 | 780.5773 | 0.00051605 | 621.8145 | 1.5077e-05 | 780.7896 | 0.00016287 | 770.485 | 0.0011151 | 780.7896 | 0 | 780.7896 | 0.00028805 | 780.7896 | 0.00027129 | 780.7896 | 0.00061769 | 621.8145 | 0.42919 | 780.7896 | 0.00034461 | 780.5773 | 0.00041701 | 924.2267 | 0.00443 | 780.5773 | 0.24452 | 923.7652 | 6.9993e-05 | 924.2267 | 0.78625 | 770.4851 | 0.00811
| 781.0265 | -0.0001297 | 780.8144 | -0.00078012 | 619.3149 | 0 | 781.0265 | -0.00026766 | 780.8144 | -0.00083956 | 772.1863 | -0.00030419 | 780.8144 | -0.0010468 | 621.9343 | 2.9593e-05 | 781.0265 | 0 | 770.716 | -0.00090649 | 781.0265 | 0 | 781.0265 | 0 | 781.0265 | 0 | 781.0265 | 0 | 621.9343 | 0.43652 | 781.0265 | 0 | 780.8144 | -0.00071707 | 924.3948 | 0.0036 | 780.8144 | 0.24572 | 923.9339 | 0 | 924.3948 | 0.78858 | 770.716 | 0.00657
| 781.2634 | -0.00028204 | 781.0514 | -0.00092021 | 619.4346 | 0.00123 | 781.2634 | -0.00012244 | 781.0514 | 0.00017698 | 772.4209 | -9.4784e-05 | 781.0514 | 0.00052951 | 622.054 | 1.4886e-05 | 781.2634 | 0.00051978 | 770.947 | 0.00074325 | 781.2634 | 0.001137 | 781.2634 | 0.00071386 | 781.2634 | 0.00077773 | 781.2634 | 0.00066006 | 622.054 | 0.44284 | 781.2634 | 0.00029473 | 781.0514 | 0.00036628 | 924.5628 | 0.00594 | 781.0514 | 0.25501 | 924.1025 | 5.0004e-05 | 924.5628 | 0.79068 | 770.947 | 0.00821
| 781.5003 | -0.00072719 | 781.2884 | 0.00025914 | 619.5544 | 0 | 781.5003 | -0.0010007 | 781.2884 | -0.00092348 | 772.6556 | -0.00031565 | 781.2884 | -0.00075136 | 622.1738 | 2.8249e-05 | 781.5003 | 0 | 771.178 | -0.00039631 | 781.5003 | 0 | 781.5003 | 0 | 781.5003 | 0 | 781.5003 | 0 | 622.1738 | 0.4498 | 781.5003 | 0 | 781.2884 | -0.0001988 | 924.7308 | 0.00418 | 781.2884 | 0.25674 | 924.2711 | 0 | 924.7308 | 0.79444 | 771.178 | 0.00452
| 781.7372 | 0.00017879 | 781.5255 | 0.00061003 | 619.6741 | 0.00116 | 781.7372 | 0.00028401 | 781.5255 | 0.00050873 | 772.8903 | 0.00025742 | 781.5255 | 0.00061864 | 622.2935 | 1.3643e-05 | 781.7372 | 0.00086004 | 771.4091 | 0.002015 | 781.7372 | 0.0012901 | 781.7372 | 0.00064997 | 781.7372 | 0.00082883 | 781.7372 | 0.00064247 | 622.2935 | 0.45579 | 781.7372 | 0.00055507 | 781.5255 | 0.00052298 | 924.8989 | 0.00545 | 781.5255 | 0.26238 | 924.4398 | 5.0004e-05 | 924.8989 | 0.79857 | 771.4091 | 0.00906
| 781.9741 | -0.00097421 | 781.7625 | -0.00091783 | 619.7939 | 0 | 781.9741 | -0.00018211 | 781.7625 | -0.00081614 | 773.1249 | -0.00036989 | 781.7625 | -0.00089602 | 622.4133 | 2.8238e-05 | 781.9741 | 0 | 771.6401 | -0.0012818 | 781.9741 | 0 | 781.9741 | 0 | 781.9741 | 0 | 781.9741 | 0 | 622.4133 | 0.46182 | 781.9741 | 0 | 781.7626 | -0.0006097 | 925.0669 | 0.00443 | 781.7625 | 0.26621 | 924.6084 | 0 | 925.0669 | 0.8036 | 771.6401 | 0.00626
| 782.2111 | 0.00030143 | 781.9996 | -0.00033929 | 619.9137 | 0.00137 | 782.2111 | 0.00070132 | 781.9996 | 0.00038794 | 773.3596 | 0.00021303 | 781.9996 | 0.00052711 | 622.533 | 1.4685e-05 | 782.211 | 0.00073571 | 771.8712 | 0.001397 | 782.211 | 0.00030066 | 782.2111 | 0.00030633 | 782.211 | 0.00058448 | 782.211 | 0.00057397 | 622.533 | 0.46712 | 782.2111 | 0.00050691 | 781.9996 | 0.00094617 | 925.2349 | 0.00385 | 781.9996 | 0.26946 | 924.7771 | 8.9995e-05 | 925.2349 | 0.80815 | 771.8711 | 0.00744
| 782.448 | -0.00011808 | 782.2367 | -0.00059488 | 620.0335 | 0 | 782.448 | -0.00090548 | 782.2367 | -0.00055833 | 773.5944 | -0.00026089 | 782.2367 | -0.00095577 | 622.6528 | 2.9392e-05 | 782.448 | 0 | 772.1022 | -0.00064381 | 782.448 | 0 | 782.448 | 0 | 782.448 | 0 | 782.448 | 0 | 622.6528 | 0.47376 | 782.448 | 0 | 782.2367 | -0.00070259 | 925.403 | 0.00522 | 782.2367 | 0.26992 | 924.9457 | 0 | 925.403 | 0.81308 | 772.1022 | 0.0056
| 782.6849 | 0.00079251 | 782.4738 | 0.00022416 | 620.1532 | 0.00146 | 782.6849 | -0.00014958 | 782.4738 | 0.00037308 | 773.829 | 0.00022427 | 782.4738 | 0.00040438 | 622.7725 | 1.4819e-05 | 782.6849 | 0.00073882 | 772.3333 | -0.00058174 | 782.6849 | 0.00012102 | 782.6849 | 0.00052475 | 782.6849 | 0.00059764 | 782.6849 | 0.00046256 | 622.7725 | 0.48041 | 782.6849 | 0.00039958 | 782.4738 | 0.00074693 | 925.571 | 0.00561 | 782.4738 | 0.27685 | 925.1144 | 6.9993e-05 | 925.571 | 0.81526 | 772.3333 | 0.00757
| 782.9219 | -0.00037164 | 782.7109 | -0.00056699 | 620.2731 | 0 | 782.9219 | -5.4966e-05 | 782.7109 | -0.0009213 | 774.0638 | -0.00044185 | 782.7109 | -0.00085799 | 622.8923 | 2.9907e-05 | 782.9219 | 0 | 772.5643 | -0.0019925 | 782.9219 | 0 | 782.9219 | 0 | 782.9219 | 0 | 782.9219 | 0 | 622.8923 | 0.48775 | 782.9219 | 0 | 782.7109 | -0.00088448 | 925.739 | 0.0042 | 782.7109 | 0.28357 | 925.283 | 0 | 925.739 | 0.81704 | 772.5643 | 0.00693
| 783.1589 | 0.00045615 | 782.948 | 0.00029218 | 620.3929 | 0.00113 | 783.1589 | -0.00036493 | 782.948 | 6.9054e-05 | 774.2985 | 5.5389e-05 | 782.948 | 0.00056402 | 623.0121 | 1.5278e-05 | 783.1588 | 0.00092161 | 772.7954 | 0.00093624 | 783.1588 | 0.00045566 | 783.1589 | 0.00060803 | 783.1588 | 0.00042468 | 783.1588 | 0.0010189 | 623.0121 | 0.49468 | 783.1589 | 0.00050751 | 782.948 | 0.00079152 | 925.9071 | 0.00462 | 782.948 | 0.27979 | 925.4517 | 8.9995e-05 | 925.9071 | 0.81549 | 772.7954 | 0.00796
| 783.3958 | 0.00038483 | 783.1851 | -3.6391e-05 | 620.5127 | 0 | 783.3958 | -0.00058264 | 783.1851 | -0.001503 | 774.5333 | -0.00046822 | 783.1851 | -0.001022 | 623.1318 | 2.7275e-05 | 783.3958 | 0 | 773.0266 | -0.0018046 | 783.3958 | 0 | 783.3958 | 0 | 783.3958 | 0 | 783.3958 | 0 | 623.1318 | 0.502 | 783.3958 | 0 | 783.1851 | -0.00067771 | 926.0751 | 0.00489 | 783.1851 | 0.28735 | 925.6204 | 0 | 926.0751 | 0.81481 | 773.0266 | 0.00617
| 783.6328 | 0.0002856 | 783.4222 | 0.00013502 | 620.6325 | 0.00106 | 783.6328 | -0.0003036 | 783.4222 | 0.00027205 | 774.768 | 0.00017037 | 783.4222 | 0.0003628 | 623.2516 | 1.2523e-05 | 783.6328 | 0.00083759 | 773.2576 | -0.00061979 | 783.6328 | 0.00068392 | 783.6328 | 7.5393e-05 | 783.6328 | 8.5843e-05 | 783.6328 | 0.0003913 | 623.2516 | 0.50928 | 783.6328 | 0.00035297 | 783.4222 | 0.00027052 | 926.2432 | 0.00459 | 783.4222 | 0.29728 | 925.789 | 6.9993e-05 | 926.2432 | 0.81231 | 773.2576 | 0.0061
| 783.8698 | 0.00011607 | 783.6593 | -0.00014284 | 620.7523 | 0 | 783.8698 | -0.00083911 | 783.6593 | -0.0012676 | 775.0027 | -7.9654e-05 | 783.6593 | -0.00093424 | 623.3714 | 2.6446e-05 | 783.8698 | 0 | 773.4887 | 0.00028159 | 783.8698 | 0 | 783.8698 | 0 | 783.8698 | 0 | 783.8698 | 0 | 623.3714 | 0.51698 | 783.8698 | 0 | 783.6593 | -0.00052139 | 926.4112 | 0.00459 | 783.6593 | 0.29878 | 925.9577 | 0 | 926.4112 | 0.81196 | 773.4887 | 0.00613
| 784.1068 | 0.0002535 | 783.8964 | -0.00014884 | 620.8722 | 1.7342e-05 | 784.1068 | 0.00027194 | 783.8964 | 2.7707e-05 | 775.2375 | 0.00012299 | 783.8964 | 0.00054156 | 623.4911 | 1.455e-05 | 784.1068 | 0.00063195 | 773.7198 | 0.00061268 | 784.1068 | 0.00053358 | 784.1068 | 0.00052229 | 784.1068 | 0.00054429 | 784.1068 | 0.00082081 | 623.4911 | 0.524 | 784.1068 | 0.00022221 | 783.8964 | 0.00082729 | 926.5792 | 0.00637 | 783.8964 | 0.30782 | 926.1264 | 6.9993e-05 | 926.5792 | 0.81166 | 773.7198 | 0.00557
| 784.3438 | -0.00031483 | 784.1336 | -0.0014857 | 620.992 | 0 | 784.3438 | -0.0011951 | 784.1336 | -0.00097045 | 775.4723 | -0.0003743 | 784.1336 | -0.00091739 | 623.6109 | 2.9291e-05 | 784.3438 | 0 | 773.9509 | 0.00012712 | 784.3438 | 0 | 784.3438 | 0 | 784.3438 | 0 | 784.3438 | 0 | 623.6109 | 0.53103 | 784.3438 | 0 | 784.1336 | -0.0016 | 926.7473 | 0.00513 | 784.1336 | 0.30383 | 926.295 | 0 | 926.7473 | 0.81289 | 773.9509 | 0.00555
| 784.5808 | 0.00038577 | 784.3707 | -0.00021232 | 621.1119 | 0.00168 | 784.5808 | -0.00040343 | 784.3707 | -0.000148 | 775.7071 | 0.00014213 | 784.3707 | 0.00042304 | 623.7307 | 1.5301e-05 | 784.5808 | 0.0006862 | 774.1821 | -0.00048011 | 784.5808 | 0.00089759 | 784.5808 | 0.00031793 | 784.5808 | 0.00088907 | 784.5808 | 0.0009472 | 623.7307 | 0.53623 | 784.5808 | 0.00027671 | 784.3707 | 0.00053858 | 926.9153 | 0.00413 | 784.3707 | 0.31242 | 926.4637 | 5.0004e-05 | 926.9153 | 0.81363 | 774.1821 | 0.00606
| 784.8179 | 0.00037357 | 784.6079 | -0.00036206 | 621.2318 | 0 | 784.8179 | -0.000318 | 784.6079 | -0.0012137 | 775.9419 | -0.00042792 | 784.6079 | -0.00091675 | 623.8505 | 2.8003e-05 | 784.8178 | 0 | 774.4132 | 0.0007205 | 784.8178 | 0 | 784.8179 | 0 | 784.8178 | 0 | 784.8178 | 0 | 623.8505 | 0.54177 | 784.8179 | 0 | 784.6079 | -0.00075228 | 927.0834 | 0.0052 | 784.6079 | 0.31569 | 926.6324 | 0 | 927.0834 | 0.81517 | 774.4132 | 0.00683
| 785.0549 | -0.00020991 | 784.845 | 0.00018681 | 621.3516 | 0.00031212 | 785.0549 | -0.00021151 | 784.845 | 4.3434e-06 | 776.1767 | 4.7737e-05 | 784.845 | 0.00040091 | 623.9702 | 1.2825e-05 | 785.0549 | 0.00019362 | 774.6443 | -0.0004673 | 785.0549 | 0.00084988 | 785.0549 | 0.00038372 | 785.0549 | 0.0004938 | 785.0549 | 0.0010372 | 623.9702 | 0.5461 | 785.0549 | 0.00051944 | 784.8451 | 0.00072803 | 927.2514 | 0.00473 | 784.845 | 0.32167 | 926.8011 | 5.0004e-05 | 927.2514 | 0.81604 | 774.6444 | 0.0062
| 785.2919 | -0.00042037 | 785.0822 | -0.00096899 | 621.4715 | 0 | 785.2919 | -0.00020834 | 785.0822 | -0.001533 | 776.4115 | -0.00041108 | 785.0822 | -0.00078945 | 624.09 | 2.7174e-05 | 785.2919 | 0 | 774.8755 | 0.00022901 | 785.2919 | 0 | 785.2919 | 0 | 785.2919 | 0 | 785.2919 | 0 | 624.09 | 0.55259 | 785.2919 | 0 | 785.0822 | -0.00054608 | 927.4195 | 0.00468 | 785.0822 | 0.32173 | 926.9698 | 0 | 927.4195 | 0.81888 | 774.8755 | 0.00548
| 785.529 | 0.00014236 | 785.3194 | 9.2178e-05 | 621.5914 | 0.00123 | 785.529 | -0.0005971 | 785.3194 | 0.00048577 | 776.6463 | 0.00011094 | 785.3194 | 0.00047696 | 624.2098 | 1.4348e-05 | 785.529 | 0.00013943 | 775.1066 | 0.0012779 | 785.529 | 0.00062725 | 785.529 | 0.00025411 | 785.529 | 0.00060804 | 785.529 | 0.00055553 | 624.2098 | 0.55808 | 785.529 | 0.00023081 | 785.3194 | 0.00084226 | 927.5876 | 0.00536 | 785.3194 | 0.32914 | 927.1385 | 6.9993e-05 | 927.5876 | 0.82199 | 775.1066 | 0.00562
| 785.7661 | -0.00035878 | 785.5566 | 9.431e-06 | 621.7113 | 0 | 785.7661 | -0.00051181 | 785.5566 | -0.00053216 | 776.8812 | -0.00048929 | 785.5566 | -0.00085481 | 624.3296 | 2.7767e-05 | 785.766 | 0 | 775.3378 | -0.0017971 | 785.766 | 0 | 785.7661 | 0 | 785.766 | 0 | 785.766 | 0 | 624.3296 | 0.56469 | 785.766 | 0 | 785.5566 | -0.00080175 | 927.7556 | 0.00524 | 785.5566 | 0.33091 | 927.3071 | 0 | 927.7556 | 0.82658 | 775.3378 | 0.00515
| 786.0031 | 0.00078519 | 785.7938 | 0.00029189 | 621.8312 | 0.0018 | 786.0031 | 0.00066497 | 785.7938 | 0.00028667 | 777.116 | 0.00041371 | 785.7938 | 0.00053762 | 624.4494 | 1.3408e-05 | 786.0031 | 7.8697e-05 | 775.569 | 0.00085418 | 786.0031 | 0.00095389 | 786.0031 | 0.00040021 | 786.0031 | 0.00062784 | 786.0031 | 0.00077992 | 624.4494 | 0.56944 | 786.0031 | 0.00023634 | 785.7938 | 0.00083162 | 927.9237 | 0.00478 | 785.7938 | 0.33983 | 927.4758 | 5.0004e-05 | 927.9237 | 0.82981 | 775.569 | 0.00775
| 786.2402 | -5.32e-05 | 786.031 | -0.00072626 | 621.9511 | 0 | 786.2402 | -0.00099575 | 786.031 | -0.0017196 | 777.3508 | -0.00041999 | 786.031 | -0.00095995 | 624.5692 | 2.9179e-05 | 786.2402 | 0 | 775.8002 | -0.0011354 | 786.2402 | 0 | 786.2402 | 0 | 786.2402 | 0 | 786.2402 | 0 | 624.5692 | 0.57589 | 786.2402 | 0 | 786.031 | -0.00114 | 928.0917 | 0.0048 | 786.031 | 0.34388 | 927.6445 | 0 | 928.0917 | 0.83413 | 775.8002 | 0.00393
| 786.4773 | 0.00021306 | 786.2682 | 0.00052667 | 622.071 | 0.00038148 | 786.4773 | -0.00028512 | 786.2682 | 0.000636 | 777.5857 | 2.7632e-06 | 786.2682 | 0.00044812 | 624.689 | 1.5883e-05 | 786.4773 | 0.00049451 | 776.0314 | 0.0002377 | 786.4773 | 0.0010872 | 786.4773 | 0.00081543 | 786.4773 | 0.0006964 | 786.4773 | 0.0010357 | 624.689 | 0.58251 | 786.4773 | 0.00047793 | 786.2682 | 0.00024646 | 928.2598 | 0.00501 | 786.2682 | 0.34946 | 927.8132 | 5.0004e-05 | 928.2598 | 0.83618 | 776.0314 | 0.00605
| 786.7144 | -0.00061082 | 786.5054 | -0.0018132 | 622.191 | 0 | 786.7144 | -0.00078138 | 786.5054 | -0.00080241 | 777.8205 | -0.00055157 | 786.5054 | -0.00096185 | 624.8088 | 3.0176e-05 | 786.7144 | 0 | 776.2625 | 0.000618 | 786.7144 | 0 | 786.7144 | 0 | 786.7144 | 0 | 786.7144 | 0 | 624.8088 | 0.59096 | 786.7144 | 0 | 786.5054 | -0.00076479 | 928.4279 | 0.00418 | 786.5054 | 0.35114 | 927.9819 | 0 | 928.4279 | 0.83869 | 776.2625 | 0.00432
| 786.9515 | 4.7122e-05 | 786.7427 | 0.00026362 | 622.3109 | 0.0016 | 786.9515 | -0.00017862 | 786.7427 | -0.00025815 | 778.0554 | 0.00047328 | 786.7427 | 0.00032003 | 624.9286 | 1.4416e-05 | 786.9515 | 0.00073762 | 776.4937 | 0.00075324 | 786.9515 | 0.00070748 | 786.9515 | 0.00048887 | 786.9515 | 0.00078742 | 786.9515 | 0.0010466 | 624.9286 | 0.59875 | 786.9515 | 0.00042309 | 786.7427 | 0.00087134 | 928.5959 | 0.00415 | 786.7427 | 0.35767 | 928.1506 | 3.0002e-05 | 928.5959 | 0.83855 | 776.4937 | 0.0058
| 787.1886 | 0.0003253 | 786.9799 | -0.00071395 | 622.4308 | 0 | 787.1886 | -0.00042678 | 786.9799 | -0.00099418 | 778.2903 | -0.00034906 | 786.9799 | -0.00098517 | 625.0484 | 2.7465e-05 | 787.1886 | 0 | 776.725 | 0.00208 | 787.1886 | 0 | 787.1886 | 0 | 787.1886 | 0 | 787.1886 | 0 | 625.0484 | 0.60656 | 787.1886 | 0 | 786.9799 | -0.00040554 | 928.764 | 0.00408 | 786.9799 | 0.35726 | 928.3193 | 0 | 928.764 | 0.84105 | 776.725 | 0.00517
| 787.4257 | 0.00016997 | 787.2172 | 0.00013831 | 622.5508 | 0.00093636 | 787.4257 | -9.1283e-05 | 787.2172 | 0.00034083 | 778.5251 | -6.054e-05 | 787.2172 | 0.00067117 | 625.1682 | 1.3195e-05 | 787.4257 | 0.00093265 | 776.9562 | 0.00056702 | 787.4257 | 0.00083965 | 787.4257 | 0.00025866 | 787.4257 | 0.00064641 | 787.4257 | 0.00082688 | 625.1682 | 0.61375 | 787.4257 | 0.0003906 | 787.2172 | 0.00066123 | 928.9321 | 0.00408 | 787.2172 | 0.36653 | 928.4881 | 8.9995e-05 | 928.9321 | 0.84257 | 776.9562 | 0.00594
| 787.6628 | -0.00032669 | 787.4544 | -0.00082344 | 622.6707 | 0 | 787.6628 | -0.00061823 | 787.4544 | -0.0019143 | 778.7601 | -0.00037683 | 787.4544 | -0.001062 | 625.288 | 2.6726e-05 | 787.6629 | 0 | 777.1874 | -0.00052362 | 787.6629 | 0 | 787.6628 | 0 | 787.6629 | 0 | 787.6629 | 0 | 625.288 | 0.62123 | 787.6628 | 0 | 787.4544 | -0.000705 | 929.1001 | 0.00621 | 787.4544 | 0.36686 | 928.6568 | 0 | 929.1001 | 0.8462 | 777.1874 | 0.00579
| 787.9 | 0.00027786 | 787.6917 | 0.00012645 | 622.7907 | 0.0007803 | 787.9 | -0.00048202 | 787.6917 | 0.00032541 | 778.9949 | 0.00017509 | 787.6917 | 0.00058556 | 625.4078 | 1.3609e-05 | 787.9 | 0.00048892 | 777.4186 | 0.00089803 | 787.9 | 0.0015752 | 787.9 | 0.00053544 | 787.9 | 0.00053737 | 787.9 | 0.0012411 | 625.4078 | 0.62669 | 787.9 | 0.00042046 | 787.6917 | 0.00109 | 929.2682 | 0.00584 | 787.6917 | 0.37505 | 928.8255 | 5.0004e-05 | 929.2682 | 0.84777 | 777.4186 | 0.00701
| 788.1371 | -0.00063388 | 787.9289 | -0.00087234 | 622.9107 | 0 | 788.1371 | -0.00062312 | 787.9289 | -0.0005613 | 779.2299 | -0.00045954 | 787.9289 | -0.00088392 | 625.5276 | 2.6894e-05 | 788.1371 | 0 | 777.6499 | -0.00018496 | 788.1371 | 0 | 788.1371 | 0 | 788.1371 | 0 | 788.1371 | 0 | 625.5276 | 0.63297 | 788.1372 | 0 | 787.9289 | -0.00074306 | 929.4363 | 0.00526 | 787.9289 | 0.37819 | 928.9942 | 0 | 929.4363 | 0.84911 | 777.6499 | 0.00642
| 788.3743 | 0.00064621 | 788.1662 | 0.00088576 | 623.0307 | 0.00084967 | 788.3743 | 0.00028386 | 788.1662 | 0.00093624 | 779.4648 | 0.00010312 | 788.1662 | 0.00048865 | 625.6474 | 1.3408e-05 | 788.3743 | 0.00045564 | 777.8811 | 0.0019719 | 788.3743 | 0.00074768 | 788.3743 | 0.00050926 | 788.3743 | 0.00078565 | 788.3743 | 0.00070816 | 625.6474 | 0.6388 | 788.3743 | 0.00027947 | 788.1662 | 0.00028059 | 929.6044 | 0.00394 | 788.1662 | 0.38897 | 929.1629 | 6.9993e-05 | 929.6044 | 0.8484 | 777.8811 | 0.00647
| 788.6115 | 7.2629e-05 | 788.4035 | -0.00040336 | 623.1507 | 0 | 788.6115 | -5.517e-05 | 788.4035 | -0.0010071 | 779.6997 | -0.0002761 | 788.4035 | -0.00090039 | 625.7672 | 2.5718e-05 | 788.6115 | 0 | 778.1124 | 0.0014398 | 788.6115 | 0 | 788.6115 | 0 | 788.6115 | 0 | 788.6115 | 0 | 625.7672 | 0.64767 | 788.6114 | 0 | 788.4035 | -0.0008142 | 929.7725 | 0.00693 | 788.4035 | 0.39333 | 929.3317 | 0 | 929.7725 | 0.84952 | 778.1124 | 0.00626
| 788.8486 | 0.00087639 | 788.6408 | 0.00020659 | 623.2707 | 0.00123 | 788.8486 | 0.00057389 | 788.6408 | 1.0003e-05 | 779.9346 | 0.00017262 | 788.6408 | 0.00063228 | 625.887 | 1.2411e-05 | 788.8487 | 0.00020012 | 778.3436 | 0.0012294 | 788.8487 | 0.0011042 | 788.8486 | 0.00041699 | 788.8487 | 0.0010054 | 788.8487 | 0.0006472 | 625.887 | 0.65482 | 788.8486 | 0.00030459 | 788.6408 | 0.00080861 | 929.9405 | 0.00633 | 788.6408 | 0.39592 | 929.5004 | 6.9993e-05 | 929.9405 | 0.85157 | 778.3436 | 0.00639
| 789.0858 | 0.000177 | 788.8781 | -0.0013054 | 623.3907 | 0 | 789.0858 | -0.00046861 | 788.8781 | -0.0014191 | 780.1696 | -0.00073611 | 788.8781 | -0.0011324 | 626.0068 | 2.5561e-05 | 789.0858 | 0 | 778.5749 | 1.6705e-05 | 789.0858 | 0 | 789.0858 | 0 | 789.0858 | 0 | 789.0858 | 0 | 626.0068 | 0.66314 | 789.0858 | 0 | 788.8781 | -9.3576e-05 | 930.1086 | 0.00469 | 788.8781 | 0.40205 | 929.6691 | 0 | 930.1086 | 0.85584 | 778.5749 | 0.00339
| 789.3231 | 8.1508e-05 | 789.1154 | -0.00024825 | 623.5107 | 0.00065893 | 789.3231 | -0.00032833 | 789.1154 | 0.00028333 | 780.4045 | 0.0004566 | 789.1154 | 0.00045147 | 626.1267 | 1.3228e-05 | 789.323 | 0.00069575 | 778.8062 | -0.00042112 | 789.323 | 0.00099789 | 789.3231 | 0.00028579 | 789.323 | 0.00049072 | 789.323 | 0.0012244 | 626.1267 | 0.6686 | 789.3231 | 0.00022078 | 789.1154 | 0.00041769 | 930.2767 | 0.00528 | 789.1154 | 0.41201 | 929.8379 | 6.9993e-05 | 930.2767 | 0.85887 | 778.8062 | 0.00664
| 789.5602 | -0.00041433 | 789.3528 | 0.00023836 | 623.6307 | 0 | 789.5602 | -0.00063535 | 789.3528 | -0.000854 | 780.6395 | -0.00016922 | 789.3528 | -0.00085923 | 626.2465 | 2.7118e-05 | 789.5602 | 0 | 779.0375 | 0.00095143 | 789.5602 | 0 | 789.5602 | 0 | 789.5602 | 0 | 789.5602 | 0 | 626.2465 | 0.67671 | 789.5602 | 0 | 789.3528 | -0.00067177 | 930.4448 | 0.0068 | 789.3528 | 0.41175 | 930.0066 | 0 | 930.4448 | 0.86254 | 779.0375 | 0.00563
| 789.7974 | 0.00090622 | 789.5901 | -1.7768e-05 | 623.7508 | 0.0014 | 789.7974 | 0.00021788 | 789.5901 | 0.00033722 | 780.8745 | 0.00013719 | 789.5901 | 0.00038701 | 626.3663 | 1.3979e-05 | 789.7975 | 0.00086584 | 779.2688 | 0.00090047 | 789.7975 | 0.00034105 | 789.7974 | 0.00046367 | 789.7975 | 0.00111 | 789.7975 | 0.00077766 | 626.3663 | 0.68363 | 789.7974 | 0.00033036 | 789.5901 | 0.00074328 | 930.6129 | 0.00545 | 789.5901 | 0.41747 | 930.1753 | 3.0002e-05 | 930.6129 | 0.86511 | 779.2688 | 0.00608
| 790.0347 | 1.6734e-05 | 789.8274 | -0.0007029 | 623.8708 | 0 | 790.0347 | -0.00026641 | 789.8274 | -0.00020271 | 781.1095 | -0.00046944 | 789.8274 | -0.00098772 | 626.4861 | 2.8764e-05 | 790.0347 | 0 | 779.5001 | -0.00083151 | 790.0347 | 0 | 790.0347 | 0 | 790.0347 | 0 | 790.0347 | 0 | 626.4861 | 0.69357 | 790.0347 | 0 | 789.8274 | -0.00111 | 930.781 | 0.00415 | 789.8274 | 0.4238 | 930.3441 | 0 | 930.781 | 0.8695 | 779.5001 | 0.00598
| 790.2719 | 0.00056158 | 790.0648 | -0.00012641 | 623.9908 | 0.00031212 | 790.2719 | -0.0002576 | 790.0648 | -0.00050832 | 781.3445 | 0.00013568 | 790.0648 | 0.00057056 | 626.606 | 1.4886e-05 | 790.2719 | 0.0005216 | 779.7314 | 0.001853 | 790.2719 | 0.00039141 | 790.2719 | 0.00042303 | 790.2719 | 0.00088481 | 790.2719 | 0.00094586 | 626.606 | 0.70076 | 790.2719 | 0.00024443 | 790.0648 | 0.00067377 | 930.9491 | 0.00515 | 790.0648 | 0.42908 | 930.5128 | 6.9993e-05 | 930.9491 | 0.8727 | 779.7314 | 0.00505
| 790.5092 | 0.00018114 | 790.3021 | -0.0006502 | 624.1109 | 0 | 790.5092 | -0.0011097 | 790.3021 | -0.00099374 | 781.5795 | -0.00068316 | 790.3021 | -0.00096604 | 626.7258 | 2.9414e-05 | 790.5091 | 0 | 779.9627 | 0.00026786 | 790.5091 | 0 | 790.5092 | 0 | 790.5091 | 0 | 790.5091 | 0 | 626.7258 | 0.70941 | 790.5092 | 0 | 790.3021 | -0.00129 | 931.1172 | 0.00475 | 790.3021 | 0.43412 | 930.6816 | 0 | 931.1172 | 0.87623 | 779.9627 | 0.00564
| 790.7464 | 0.0005293 | 790.5395 | 0.00011209 | 624.231 | 0.00189 | 790.7464 | 5.2648e-05 | 790.5395 | 0.00068095 | 781.8145 | 0.00045549 | 790.5395 | 0.00052061 | 626.8456 | 1.4729e-05 | 790.7464 | 0.00053898 | 780.194 | -9.3856e-05 | 790.7464 | 0.0012582 | 790.7464 | 0.00063685 | 790.7464 | 0.00050496 | 790.7464 | 0.00066825 | 626.8456 | 0.71631 | 790.7464 | 0.00035554 | 790.5395 | 0.00056354 | 931.2853 | 0.0052 | 790.5395 | 0.44797 | 930.8503 | 6.9993e-05 | 931.2853 | 0.87841 | 780.194 | 0.0077
| 790.9836 | -0.00099464 | 790.7769 | -0.00087963 | 624.351 | 0 | 790.9836 | -0.0005738 | 790.7769 | -0.0016086 | 782.0495 | -0.00024555 | 790.7769 | -0.0010035 | 626.9655 | 2.9705e-05 | 790.9836 | 0 | 780.4254 | -0.00050933 | 790.9836 | 0 | 790.9836 | 0 | 790.9836 | 0 | 790.9836 | 0 | 626.9655 | 0.72444 | 790.9836 | 0 | 790.7769 | -0.00112 | 931.4534 | 0.00438 | 790.7769 | 0.44266 | 931.0191 | 0 | 931.4534 | 0.88181 | 780.4254 | 0.00549
| 791.2209 | 0.0011841 | 791.0142 | -0.00024963 | 624.4711 | 0.00147 | 791.2209 | -4.345e-05 | 791.0142 | 0.00035173 | 782.2845 | -5.7229e-05 | 791.0142 | 0.00048959 | 627.0853 | 1.5155e-05 | 791.2209 | 0.0010017 | 780.6567 | 0.0013328 | 791.2209 | 0.00021176 | 791.2209 | 0.00018082 | 791.2209 | 0.00018458 | 791.2209 | 0.0010891 | 627.0853 | 0.73249 | 791.2209 | 0.00034348 | 791.0142 | 0.00081019 | 931.6214 | 0.00408 | 791.0142 | 0.45325 | 931.1878 | 5.0004e-05 | 931.6214 | 0.88471 | 780.6567 | 0.00549
| 791.4582 | -0.00041874 | 791.2516 | -0.00068003 | 624.5912 | 0 | 791.4582 | -0.0011747 | 791.2516 | -0.0015928 | 782.5195 | -0.00025716 | 791.2516 | -0.0011354 | 627.2051 | 2.7767e-05 | 791.4582 | 0 | 780.8881 | -0.00090202 | 791.4582 | 0 | 791.4582 | 0 | 791.4582 | 0 | 791.4582 | 0 | 627.2051 | 0.74089 | 791.4582 | 0 | 791.2516 | -0.00078653 | 931.7895 | 0.00606 | 791.2516 | 0.45643 | 931.3566 | 0 | 931.7895 | 0.88833 | 780.8881 | 0.00593
| 791.6955 | 0.00073718 | 791.489 | 0.00016531 | 624.7113 | 0.00118 | 791.6955 | -0.00045602 | 791.489 | -0.00038103 | 782.7546 | 6.7089e-05 | 791.489 | 0.00035696 | 627.325 | 1.2937e-05 | 791.6955 | 0 | 781.1194 | 0.00040924 | 791.6955 | 0.0002052 | 791.6955 | 0.00030575 | 791.6955 | 0.00068296 | 791.6955 | 0.00026616 | 627.325 | 0.74878 | 791.6955 | 0.000307 | 791.489 | 0.00073863 | 931.9576 | 0.00651 | 791.489 | 0.46797 | 931.5253 | 3.0002e-05 | 931.9576 | 0.88947 | 781.1195 | 0.00626
| 791.9327 | 0.00012005 | 791.7264 | -0.0001797 | 624.8314 | 0 | 791.9327 | -0.00057136 | 791.7264 | -0.00072352 | 782.9896 | -0.00033817 | 791.7264 | -0.00092001 | 627.4448 | 2.8171e-05 | 791.9328 | 0 | 781.3508 | 0.0013731 | 791.9328 | 0 | 791.9327 | 0 | 791.9328 | 0 | 791.9328 | 0 | 627.4448 | 0.75625 | 791.9327 | 0 | 791.7264 | -0.00033506 | 932.1258 | 0.00441 | 791.7264 | 0.4757 | 931.6941 | 0 | 932.1258 | 0.89099 | 781.3508 | 0.00513
| 792.17 | 2.0968e-05 | 791.9638 | 4.6702e-05 | 624.9515 | 0.00095371 | 792.17 | -8.1718e-05 | 791.9638 | 0.00033102 | 783.2247 | 0.00026883 | 791.9638 | 0.00050899 | 627.5647 | 1.5547e-05 | 792.1701 | 0.0003523 | 781.5822 | 0.0022769 | 792.1701 | 0.00050224 | 792.17 | 0.00074344 | 792.1701 | 0.0012231 | 792.1701 | 0.00067678 | 627.5647 | 0.76226 | 792.17 | 0.00029157 | 791.9638 | 0.00103 | 932.2939 | 0.00433 | 791.9638 | 0.47455 | 931.8629 | 6.9993e-05 | 932.2939 | 0.89037 | 781.5822 | 0.00636
| 792.4073 | 0.00012981 | 792.2013 | -0.00096329 | 625.0716 | 0 | 792.4073 | -0.00076774 | 792.2013 | -0.0014893 | 783.4598 | -0.00035742 | 792.2013 | -0.0011389 | 627.6845 | 2.7902e-05 | 792.4074 | 0 | 781.8136 | 0.00089658 | 792.4074 | 0 | 792.4073 | 0 | 792.4074 | 0 | 792.4074 | 0 | 627.6845 | 0.76986 | 792.4073 | 0 | 792.2012 | -0.00075379 | 932.462 | 0.00508 | 792.2013 | 0.47775 | 932.0316 | 0 | 932.462 | 0.89114 | 781.8136 | 0.00385
| 792.6447 | 0.00096368 | 792.4387 | -0.00021792 | 625.1918 | 0.00156 | 792.6447 | 0.00018262 | 792.4387 | 0.00088677 | 783.6948 | 0.00020451 | 792.4387 | 0.00043181 | 627.8044 | 1.2646e-05 | 792.6447 | 0.00019298 | 782.045 | 0.0015993 | 792.6447 | 0 | 792.6447 | 0.00019302 | 792.6447 | 0.00098114 | 792.6447 | 0.00061668 | 627.8044 | 0.77686 | 792.6447 | 0.00024056 | 792.4387 | 0.00091277 | 932.6301 | 0.00612 | 792.4387 | 0.49452 | 932.2004 | 0.00011 | 932.6301 | 0.89018 | 782.045 | 0.00542
| 792.882 | -0.000762 | 792.6761 | -0.0012345 | 625.3119 | 0 | 792.882 | -0.00062434 | 792.6761 | -0.0017077 | 783.9299 | -0.00014931 | 792.6761 | -0.0011541 | 627.9242 | 2.6334e-05 | 792.882 | 0 | 782.2764 | -0.0013862 | 792.882 | 0 | 792.882 | 0 | 792.882 | 0 | 792.882 | 0 | 627.9242 | 0.78615 | 792.882 | 0 | 792.6761 | -0.00111 | 932.7982 | 0.0039 | 792.6761 | 0.49324 | 932.3692 | 0 | 932.7982 | 0.89085 | 782.2764 | 0.0045
| 793.1193 | -0.00014171 | 792.9136 | -0.00065172 | 625.4321 | 0.00156 | 793.1193 | 0.00043542 | 792.9136 | -0.0004872 | 784.165 | 9.8803e-05 | 792.9136 | 0.00032795 | 628.0441 | 1.3867e-05 | 793.1194 | 0.00076152 | 782.5078 | -0.0012984 | 793.1194 | 0.00062289 | 793.1193 | 6.1564e-05 | 793.1194 | 0.00080015 | 793.1194 | 0.00045099 | 628.0441 | 0.7926 | 793.1193 | 0.00027245 | 792.9136 | 0.00087898 | 932.9663 | 0.00503 | 792.9136 | 0.49579 | 932.538 | 6.9993e-05 | 932.9663 | 0.89028 | 782.5077 | 0.00483
| 793.3567 | -0.00050148 | 793.151 | -3.8458e-05 | 625.5522 | 0 | 793.3567 | 3.7483e-05 | 793.151 | -0.00098859 | 784.4001 | -5.3451e-05 | 793.151 | -0.00090396 | 628.1639 | 2.7118e-05 | 793.3567 | 0 | 782.7392 | -0.00050929 | 793.3567 | 0 | 793.3567 | 0 | 793.3567 | 0 | 793.3567 | 0 | 628.1639 | 0.79987 | 793.3567 | 0 | 793.151 | -0.00080255 | 933.1344 | 0.00529 | 793.151 | 0.50797 | 932.7067 | 0 | 933.1344 | 0.89194 | 782.7392 | 0.00336
| 793.5941 | 0.00094701 | 793.3885 | -2.0992e-05 | 625.6724 | 0.00106 | 793.5941 | -0.00018137 | 793.3885 | 0.00075219 | 784.6352 | 0.00029595 | 793.3885 | 0.00062873 | 628.2838 | 1.3307e-05 | 793.5941 | 0.00090359 | 782.9706 | 0.0020106 | 793.5941 | 0.00093594 | 793.5941 | 0.00022041 | 793.5941 | 0.00045071 | 793.5941 | 0.00091403 | 628.2838 | 0.80604 | 793.5941 | 0.00013869 | 793.3885 | 0.00076278 | 933.3025 | 0.00448 | 793.3885 | 0.51788 | 932.8755 | 5.0004e-05 | 933.3025 | 0.89219 | 782.9706 | 0.00619
| 793.8314 | -0.00079687 | 793.6259 | -0.00089912 | 625.7925 | 0 | 793.8314 | -0.00087343 | 793.6259 | -0.0010633 | 784.8703 | -0.00031805 | 793.6259 | -0.00090423 | 628.4036 | 2.751e-05 | 793.8314 | 0 | 783.202 | 0.00045235 | 793.8314 | 0 | 793.8314 | 0 | 793.8314 | 0 | 793.8314 | 0 | 628.4036 | 0.8145 | 793.8314 | 0 | 793.6259 | -0.00080463 | 933.4706 | 0.00483 | 793.6259 | 0.52084 | 933.0443 | 0 | 933.4706 | 0.89385 | 783.202 | 0.00488
| 794.0688 | 0.00070358 | 793.8634 | -0.00035489 | 625.9127 | 0.00196 | 794.0688 | -0.000256 | 793.8634 | -0.00020202 | 785.1055 | 0.00020503 | 793.8634 | 0.00053283 | 628.5235 | 1.4449e-05 | 794.0688 | 0.00026408 | 783.4335 | 0.00028739 | 794.0688 | 0.00074048 | 794.0688 | 0.00053351 | 794.0688 | 0.0010179 | 794.0688 | 0.00044636 | 628.5235 | 0.82033 | 794.0688 | 0.00030002 | 793.8634 | 0.00088615 | 933.6388 | 0.00431 | 793.8634 | 0.5216 | 933.2131 | 5.0004e-05 | 933.6388 | 0.89418 | 783.4335 | 0.00408
| 794.3062 | 0.00016772 | 794.1009 | -0.00080307 | 626.0329 | 0 | 794.3062 | -0.00047015 | 794.1009 | -0.00093684 | 785.3406 | -0.00023027 | 794.1009 | -0.00081375 | 628.6434 | 2.7935e-05 | 794.3062 | 0 | 783.6649 | -0.00042029 | 794.3062 | 0 | 794.3062 | 0 | 794.3062 | 0 | 794.3062 | 0 | 628.6434 | 0.82813 | 794.3062 | 0 | 794.1009 | -0.00078748 | 933.8069 | 0.00455 | 794.1009 | 0.53264 | 933.3819 | 0 | 933.8069 | 0.89573 | 783.6649 | 0.0037
| 794.5436 | 0.00015574 | 794.3384 | -4.8602e-05 | 626.1531 | 0.00142 | 794.5436 | 0.00017254 | 794.3384 | -0.00027211 | 785.5757 | -1.6961e-05 | 794.3384 | 0.00034555 | 628.7632 | 1.3789e-05 | 794.5436 | 0.001216 | 783.8964 | 0.0019405 | 794.5436 | 0.00051517 | 794.5436 | 0.00040292 | 794.5436 | 8.56e-05 | 794.5436 | 0.00051805 | 628.7632 | 0.83335 | 794.5436 | 0.00032703 | 794.3384 | 0.00093193 | 933.975 | 0.00848 | 794.3384 | 0.54152 | 933.5507 | 6.9993e-05 | 933.975 | 0.89689 | 783.8964 | 0.00434
| 794.7809 | -0.00014483 | 794.5759 | -0.00016037 | 626.2733 | 0 | 794.7809 | -0.00092075 | 794.5759 | -0.0011898 | 785.8109 | -0.00030826 | 794.5759 | -0.0010796 | 628.8831 | 2.7924e-05 | 794.781 | 0 | 784.1278 | -0.0018667 | 794.781 | 0 | 794.7809 | 0 | 794.781 | 0 | 794.781 | 0 | 628.8831 | 0.84061 | 794.7809 | 0 | 794.5759 | -0.0005134 | 934.1431 | 0.00577 | 794.5759 | 0.54313 | 933.7195 | 0 | 934.1431 | 0.89878 | 784.1278 | 0.00304
| 795.0184 | -0.00023348 | 794.8134 | -0.00049565 | 626.3935 | 0.00153 | 795.0184 | 0.00078389 | 794.8134 | 0.00018414 | 786.046 | -2.087e-05 | 794.8134 | 0.00061931 | 629.003 | 1.4449e-05 | 795.0184 | 0.00033917 | 784.3593 | 0.0026124 | 795.0184 | 0.00022476 | 795.0184 | 7.9912e-05 | 795.0184 | 0.00093682 | 795.0184 | 0.0007281 | 629.003 | 0.84502 | 795.0184 | 0.00043827 | 794.8134 | 0.00045034 | 934.3112 | 0.00691 | 794.8134 | 0.55557 | 933.8883 | 6.9993e-05 | 934.3112 | 0.89938 | 784.3593 | 0.00477
| 795.2558 | 0.00028819 | 795.0509 | -0.00093196 | 626.5137 | 0 | 795.2558 | -0.00060932 | 795.0509 | -0.00070584 | 786.2812 | -0.00053528 | 795.0509 | -0.00080498 | 629.1228 | 2.8159e-05 | 795.2558 | 0 | 784.5908 | -0.0021019 | 795.2558 | 0 | 795.2558 | 0 | 795.2558 | 0 | 795.2558 | 0 | 629.1228 | 0.85153 | 795.2558 | 0 | 795.0509 | -0.00062245 | 934.4794 | 0.00594 | 795.0509 | 0.56191 | 934.0571 | 0 | 934.4794 | 0.90061 | 784.5908 | 0.00612
| 795.4932 | 0.000267 | 795.2884 | 0.00040369 | 626.6339 | 0.00192 | 795.4932 | 0.00027252 | 795.2884 | 0.00056271 | 786.5164 | 0.00026857 | 795.2884 | 0.0006306 | 629.2427 | 1.38e-05 | 795.4932 | 0.00064325 | 784.8223 | 0.00083453 | 795.4932 | 0.00040571 | 795.4932 | 0.00030843 | 795.4932 | 0.0010155 | 795.4932 | 0.0012898 | 629.2427 | 0.85721 | 795.4932 | 0.00032082 | 795.2885 | 0.00080162 | 934.6475 | 0.00468 | 795.2884 | 0.56995 | 934.2259 | 3.0002e-05 | 934.6475 | 0.90136 | 784.8223 | 0.00477
| 795.7307 | -0.00060115 | 795.526 | -0.00022323 | 626.7542 | 0 | 795.7307 | -0.00070462 | 795.526 | -0.00052239 | 786.7516 | -0.0002462 | 795.526 | -0.00084385 | 629.3626 | 2.6961e-05 | 795.7306 | 0 | 785.0538 | -0.00056191 | 795.7306 | 0 | 795.7307 | 0 | 795.7306 | 0 | 795.7306 | 0 | 629.3626 | 0.86481 | 795.7306 | 0 | 795.526 | -0.00056924 | 934.8156 | 0.00497 | 795.526 | 0.57198 | 934.3947 | 0 | 934.8156 | 0.90416 | 785.0538 | 0.00324
| 795.9681 | -0.00024093 | 795.7635 | -0.00033919 | 626.8744 | 0.00106 | 795.9681 | 0.00034706 | 795.7635 | 0.0013752 | 786.9868 | 0.00029295 | 795.7635 | 0.00038994 | 629.4825 | 1.3172e-05 | 795.9681 | 0.00020942 | 785.2853 | 0.001546 | 795.9681 | 0.00041259 | 795.9681 | 0.00025573 | 795.9681 | 0.00043372 | 795.9681 | 0.00053933 | 629.4825 | 0.87175 | 795.9681 | 0.00011236 | 795.7635 | 0.00019024 | 934.9838 | 0.00424 | 795.7635 | 0.57942 | 934.5635 | 6.9993e-05 | 934.9838 | 0.90595 | 785.2853 | 0.00656
| 796.2055 | -0.00013459 | 796.0011 | -0.00017908 | 626.9947 | 0 | 796.2055 | -0.00068744 | 796.0011 | -0.0012899 | 787.222 | -0.00036631 | 796.0011 | -0.00093033 | 629.6024 | 2.7879e-05 | 796.2055 | 0 | 785.5168 | -0.0017557 | 796.2055 | 0 | 796.2055 | 0 | 796.2055 | 0 | 796.2055 | 0 | 629.6024 | 0.87978 | 796.2055 | 0 | 796.0011 | -0.00075251 | 935.1519 | 0.00564 | 796.0011 | 0.59826 | 934.7323 | 0 | 935.1519 | 0.90787 | 785.5168 | 0.00526
| 796.443 | 0.00030827 | 796.2386 | 0.00056614 | 627.1149 | 0.00158 | 796.443 | -0.00028253 | 796.2386 | 0.00066014 | 787.4572 | 0.00022429 | 796.2386 | 0.00054416 | 629.7222 | 1.5043e-05 | 796.443 | 0.00064122 | 785.7483 | 0.0014809 | 796.443 | 0.00057276 | 796.443 | 0.0006377 | 796.443 | 0.00071679 | 796.443 | 0.00070094 | 629.7222 | 0.88594 | 796.443 | 0.00028693 | 796.2386 | 0.00139 | 935.32 | 0.00466 | 796.2386 | 0.59927 | 934.9011 | 6.9993e-05 | 935.32 | 0.90746 | 785.7483 | 0.00536
| 796.6804 | -0.00022478 | 796.4762 | -0.00084641 | 627.2352 | 0 | 796.6804 | -0.00046484 | 796.4762 | -0.00089367 | 787.6924 | -0.00045854 | 796.4762 | -0.0010551 | 629.8421 | 2.9156e-05 | 796.6804 | 0 | 785.9798 | 0.0010173 | 796.6804 | 0 | 796.6804 | 0 | 796.6804 | 0 | 796.6804 | 0 | 629.8421 | 0.89137 | 796.6804 | 0 | 796.4762 | -0.0004563 | 935.4882 | 0.00533 | 796.4762 | 0.60645 | 935.0699 | 0 | 935.4882 | 0.9069 | 785.9798 | 0.00399
| 796.9179 | 0.00035919 | 796.7138 | -0.00019275 | 627.3555 | 0.00102 | 796.9179 | 0.00048734 | 796.7138 | 0.0003399 | 787.9276 | 8.374e-05 | 796.7138 | 0.00057151 | 629.962 | 1.4449e-05 | 796.9179 | 0.0011437 | 786.2113 | 0.0013308 | 796.9179 | 0.00066409 | 796.9179 | 0.00050482 | 796.9179 | 0.0008769 | 796.9179 | 0.00098277 | 629.962 | 0.89499 | 796.9179 | 0.00046342 | 796.7138 | 0.00151 | 935.6563 | 0.00575 | 796.7138 | 0.61504 | 935.2388 | 6.9993e-05 | 935.6563 | 0.90579 | 786.2113 | 0.00511
| 797.1554 | -0.00021273 | 796.9514 | -0.00021078 | 627.4757 | 0 | 797.1554 | -0.0011624 | 796.9514 | -0.00082844 | 788.1628 | -0.00027655 | 796.9514 | -0.00086249 | 630.0819 | 2.7532e-05 | 797.1554 | 0 | 786.4429 | -0.00067636 | 797.1554 | 0 | 797.1554 | 0 | 797.1554 | 0 | 797.1554 | 0 | 630.0819 | 0.89804 | 797.1554 | 0 | 796.9514 | -0.0014 | 935.8244 | 0.00443 | 796.9514 | 0.6172 | 935.4076 | 0 | 935.8244 | 0.907 | 786.4429 | 0.00479
| 797.3929 | -0.00038757 | 797.1889 | 0.00041995 | 627.596 | 0.00137 | 797.3929 | -2.7379e-05 | 797.1889 | 0.00021477 | 788.3981 | 0.00020269 | 797.1889 | 0.00072096 | 630.2018 | 1.3408e-05 | 797.3929 | 0.00070729 | 786.6744 | 0.0019149 | 797.3929 | 0.0010454 | 797.3929 | 0.00045134 | 797.3929 | 0.0011109 | 797.3929 | 0.00077813 | 630.2018 | 0.90045 | 797.3929 | 0.00027226 | 797.1889 | 0.0007988 | 935.9926 | 0.00417 | 797.1889 | 0.62462 | 935.5764 | 6.9993e-05 | 935.9926 | 0.90781 | 786.6744 | 0.0058
| 797.6304 | -0.00091415 | 797.4265 | -0.0014821 | 627.7163 | 0 | 797.6304 | 3.6705e-05 | 797.4265 | -0.0014679 | 788.6334 | -0.00030598 | 797.4265 | -0.0010756 | 630.3217 | 2.7667e-05 | 797.6304 | 0 | 786.9059 | -0.0001125 | 797.6304 | 0 | 797.6304 | 0 | 797.6304 | 0 | 797.6304 | 0 | 630.3217 | 0.90284 | 797.6304 | 0 | 797.4265 | -0.00109 | 936.1607 | 0.00381 | 797.4265 | 0.63234 | 935.7453 | 0 | 936.1607 | 0.90984 | 786.9059 | 0.00442
| 797.8679 | 0.00085406 | 797.6641 | -0.0010847 | 627.8366 | 0.00189 | 797.8679 | -0.00029357 | 797.6641 | 0.0002436 | 788.8686 | 0.00020677 | 797.6641 | 0.00038754 | 630.4416 | 1.4371e-05 | 797.8679 | 0.00062898 | 787.1375 | -0.00022241 | 797.8679 | 0.00067478 | 797.8679 | 0.00011281 | 797.8679 | 0.00037281 | 797.8679 | 0.00098693 | 630.4416 | 0.90547 | 797.8679 | 0.00027152 | 797.6641 | 0.00038599 | 936.3289 | 0.00605 | 797.6641 | 0.6465 | 935.9141 | 5.0004e-05 | 936.3289 | 0.91064 | 787.1375 | 0.0067
| 798.1054 | -0.00033653 | 797.9018 | -0.00059238 | 627.957 | 0 | 798.1054 | -0.00044812 | 797.9018 | -0.0012497 | 789.1039 | -0.00072227 | 797.9018 | -0.00094043 | 630.5615 | 2.8249e-05 | 798.1054 | 0 | 787.3691 | -0.00053673 | 798.1054 | 0 | 798.1054 | 0 | 798.1054 | 0 | 798.1054 | 0 | 630.5615 | 0.91021 | 798.1054 | 0 | 797.9018 | -0.00095043 | 936.497 | 0.00285 | 797.9018 | 0.65333 | 936.0829 | 0 | 936.497 | 0.91322 | 787.3691 | 0.00467
| 798.343 | 0.0013352 | 798.1394 | -0.00027868 | 628.0773 | 0.00189 | 798.343 | -0.00030908 | 798.1394 | 0.00023124 | 789.3392 | 0.00019878 | 798.1394 | 0.00036794 | 630.6814 | 1.4192e-05 | 798.343 | 0.00064494 | 787.6007 | -0.00027471 | 798.343 | 0.00095975 | 798.343 | 0 | 798.343 | 0.0006361 | 798.343 | 0.00068842 | 630.6814 | 0.91693 | 798.343 | 0.00037184 | 798.1394 | 0.00070518 | 936.6652 | 0.00466 | 798.1394 | 0.65883 | 936.2518 | 5.0004e-05 | 936.6652 | 0.91636 | 787.6007 | 0.00601
| 798.5805 | -0.00029878 | 798.377 | -0.001074 | 628.1976 | 0 | 798.5805 | -0.00040364 | 798.377 | -0.0010492 | 789.5745 | -0.00035544 | 798.377 | -0.0012354 | 630.8013 | 2.8899e-05 | 798.5805 | 0 | 787.8323 | -0.003167 | 798.5805 | 0 | 798.5805 | 0 | 798.5805 | 0 | 798.5805 | 0 | 630.8013 | 0.92627 | 798.5805 | 0 | 798.377 | -0.00133 | 936.8333 | 0.00469 | 798.377 | 0.66853 | 936.4206 | 0 | 936.8333 | 0.92122 | 787.8323 | 0.00503
| 798.8181 | 0.000755 | 798.6147 | 0.00054144 | 628.318 | 0.00175 | 798.8181 | 3.9769e-05 | 798.6147 | 0.00027558 | 789.8098 | 0.00033572 | 798.6147 | 0.00064295 | 630.9212 | 1.52e-05 | 798.818 | 0.0014478 | 788.0638 | 0.0019986 | 798.818 | 0.00081702 | 798.8181 | 0.00073058 | 798.818 | 0.00030797 | 798.818 | 0.00072707 | 630.9212 | 0.93351 | 798.818 | 0.00045039 | 798.6146 | 0.00105 | 937.0015 | 0.00343 | 798.6147 | 0.6833 | 936.5894 | 5.0004e-05 | 937.0015 | 0.92447 | 788.0638 | 0.0029
| 799.0556 | -0.00049486 | 798.8523 | -0.00050099 | 628.4383 | 0 | 799.0556 | -7.0331e-05 | 798.8523 | -0.0020059 | 790.045 | -0.00013393 | 798.8523 | -0.00099285 | 631.0411 | 2.994e-05 | 799.0556 | 0 | 788.2955 | -0.00048857 | 799.0556 | 0 | 799.0556 | 0 | 799.0556 | 0 | 799.0556 | 0 | 631.0411 | 0.93794 | 799.0556 | 0 | 798.8523 | -0.00141 | 937.1696 | 0.00429 | 798.8523 | 0.67998 | 936.7583 | 0 | 937.1696 | 0.92612 | 788.2955 | 0.00409
| 799.2932 | -1.5631e-05 | 799.09 | 0.00065063 | 628.5587 | 0.00191 | 799.2932 | 0.00016285 | 799.09 | 0.00063361 | 790.2804 | 0.00024712 | 799.09 | 0.00054578 | 631.161 | 1.5233e-05 | 799.2932 | 0.00044571 | 788.5271 | -3.4041e-05 | 799.2932 | 0.0012828 | 799.2932 | 0.00061774 | 799.2932 | 0.00046607 | 799.2932 | 0.0012071 | 631.161 | 0.93776 | 799.2931 | 0.00023907 | 799.09 | 0.00045332 | 937.3378 | 0.00571 | 799.09 | 0.69918 | 936.9271 | 6.9993e-05 | 937.3378 | 0.92475 | 788.5271 | 0.00443
| 799.5308 | -0.00095272 | 799.3276 | -0.0015082 | 628.679 | 0 | 799.5308 | -0.00066627 | 799.3276 | -0.00056241 | 790.5157 | -0.00063255 | 799.3276 | -0.001078 | 631.2809 | 2.7879e-05 | 799.5307 | 0 | 788.7587 | 0.0013502 | 799.5307 | 0 | 799.5308 | 0 | 799.5307 | 0 | 799.5307 | 0 | 631.2809 | 0.93768 | 799.5308 | 0 | 799.3276 | -0.00105 | 937.5059 | 0.00397 | 799.3276 | 0.70218 | 937.096 | 0 | 937.5059 | 0.92393 | 788.7587 | 0.005
| 799.7683 | 0.0012854 | 799.5653 | 0.00029528 | 628.7994 | 0.00173 | 799.7683 | -0.00092562 | 799.5653 | -0.00027826 | 790.751 | 0.00031284 | 799.5653 | 0.00058751 | 631.4008 | 1.2993e-05 | 799.7683 | 0.00081112 | 788.9903 | -0.0010463 | 799.7683 | 0.00077095 | 799.7683 | 0.0001863 | 799.7683 | 0.00015326 | 799.7683 | 0.0007973 | 631.4008 | 0.9385 | 799.7683 | 0.00043239 | 799.5653 | 0.0004948 | 937.6741 | 0.00536 | 799.5653 | 0.71376 | 937.2648 | 6.9993e-05 | 937.6741 | 0.92319 | 788.9903 | 0.00536
| 800.0059 | 0.00032291 | 799.803 | -0.00052489 | 628.9198 | 0 | 800.0059 | -0.00088119 | 799.803 | -0.0010359 | 790.9864 | -0.00041227 | 799.803 | -0.00083676 | 631.5207 | 2.6647e-05 | 800.0059 | 0 | 789.2219 | 3.309e-05 | 800.0059 | 0 | 800.0059 | 0 | 800.0059 | 0 | 800.0059 | 0 | 631.5207 | 0.94364 | 800.0059 | 0 | 799.803 | -0.00084369 | 937.8422 | 0.00388 | 799.803 | 0.71619 | 937.4337 | 0 | 937.8422 | 0.92451 | 789.2219 | 0.0047
| 800.2435 | 0.00093427 | 800.0406 | 0.00046713 | 629.0402 | 0.00212 | 800.2435 | 0.00070752 | 800.0406 | 0.00053929 | 791.2217 | 0 | 800.0406 | 0.0004228 | 631.6407 | 1.3878e-05 | 800.2435 | 0.00053527 | 789.4536 | -0.00015947 | 800.2435 | 0.00033995 | 800.2435 | 0.00030054 | 800.2435 | 0.00032529 | 800.2435 | 0.0004901 | 631.6407 | 0.94899 | 800.2435 | 0.00039844 | 800.0407 | 0.00075212 | 938.0104 | 0.00426 | 800.0406 | 0.72938 | 937.6026 | 3.0002e-05 | 938.0104 | 0.92504 | 789.4536 | 0.00447
| 800.4811 | -0.00022626 | 800.2783 | -0.0012321 | 629.1606 | 0 | 800.4811 | -0.00056579 | 800.2783 | -0.00058757 | 791.4571 | 0 | 800.2783 | -0.0011651 | 631.7606 | 2.77e-05 | 800.4811 | 0 | 789.6852 | -0.0006715 | 800.4811 | 0 | 800.4811 | 0 | 800.4811 | 0 | 800.4811 | 0 | 631.7606 | 0.95603 | 800.4811 | 0 | 800.2783 | -0.00062139 | 938.1786 | 0.00485 | 800.2783 | 0.74144 | 937.7714 | 0 | 938.1786 | 0.9267 | 789.6852 | 0.00239
| 800.7188 | 0.00039128 | 800.516 | -0.00020044 | 629.281 | 0.00137 | 800.7188 | 0.00050987 | 800.516 | 0.00037693 | 791.6924 | 0 | 800.516 | 0.00053494 | 631.8805 | 1.3945e-05 | 800.7187 | 0.00082042 | 789.9169 | 0.00063056 | 800.7187 | 0.001269 | 800.7188 | 0.0005028 | 800.7187 | 0.0007567 | 800.7187 | 0.0011905 | 631.8805 | 0.96142 | 800.7188 | 0.00039722 | 800.516 | 0.00146 | 938.3467 | 0.0045 | 800.516 | 0.73823 | 937.9403 | 6.9993e-05 | 938.3467 | 0.92753 | 789.9169 | 0.0049
| 800.9564 | -0.00015556 | 800.7538 | -0.0011809 | 629.4014 | 0 | 800.9564 | -0.00079139 | 800.7538 | -0.0020376 | 791.9278 | 0 | 800.7538 | -0.0010301 | 632.0004 | 2.8585e-05 | 800.9564 | 0 | 790.1486 | -0.00034166 | 800.9564 | 0 | 800.9564 | 0 | 800.9564 | 0 | 800.9564 | 0 | 632.0004 | 0.96995 | 800.9564 | 0 | 800.7538 | -0.00056146 | 938.5149 | 0.0049 | 800.7538 | 0.7456 | 938.1092 | 0 | 938.5149 | 0.93043 | 790.1486 | 0.00318
| 801.194 | 0.00014196 | 800.9915 | 0.00024693 | 629.5218 | 0.00213 | 801.194 | -0.00037727 | 800.9915 | 0.00013686 | 792.1632 | 0 | 800.9915 | 0.00042485 | 632.1203 | 1.4819e-05 | 801.194 | 0.00073269 | 790.3802 | 0.0013266 | 801.194 | 0.00044465 | 801.194 | 0.00047784 | 801.194 | 0.00064365 | 801.194 | 0.00094697 | 632.1203 | 0.97675 | 801.194 | 0.00039669 | 800.9915 | 0.00062357 | 938.683 | 0.00571 | 800.9915 | 0.76613 | 938.278 | 6.9993e-05 | 938.683 | 0.93186 | 790.3802 | 0.00459
| 801.4316 | 4.7071e-05 | 801.2292 | -0.00020831 | 629.6422 | 0 | 801.4316 | -0.0001956 | 801.2292 | -0.0015735 | 792.3986 | 0 | 801.2292 | -0.00079719 | 632.2403 | 2.6468e-05 | 801.4316 | 0 | 790.6119 | -0.0013995 | 801.4316 | 0 | 801.4316 | 0 | 801.4316 | 0 | 801.4316 | 0 | 632.2403 | 0.98241 | 801.4316 | 0 | 801.2292 | -0.00050354 | 938.8512 | 0.00434 | 801.2292 | 0.77538 | 938.4469 | 0 | 938.8512 | 0.93421 | 790.6119 | 0.00329
| 801.6693 | 0.00070997 | 801.4669 | -0.00064015 | 629.7627 | 0.00101 | 801.6693 | -8.1544e-05 | 801.4669 | 0.00014965 | 792.634 | 0 | 801.4669 | 0.00051128 | 632.3602 | 1.1761e-05 | 801.6693 | 0.0011869 | 790.8436 | -0.00025852 | 801.6693 | 0.00085607 | 801.6693 | 0.00010661 | 801.6693 | 0.00013435 | 801.6693 | 0.00072592 | 632.3602 | 0.98471 | 801.6693 | 0.00049799 | 801.4669 | 0.00014575 | 939.0194 | 0.00651 | 801.4669 | 0.77632 | 938.6158 | 8.9995e-05 | 939.0194 | 0.93494 | 790.8436 | 0.00372
| 801.9069 | -0.00085773 | 801.7047 | -0.00045045 | 629.8831 | 0 | 801.9069 | -9.6552e-05 | 801.7047 | -0.0010778 | 792.8694 | 0 | 801.7047 | -0.0012404 | 632.4801 | 2.5874e-05 | 801.9069 | 0 | 791.0753 | -0.0013107 | 801.9069 | 0 | 801.9069 | 0 | 801.9069 | 0 | 801.9069 | 0 | 632.4801 | 0.98727 | 801.9069 | 0 | 801.7047 | -0.00082323 | 939.1876 | 0.00399 | 801.7047 | 0.79133 | 938.7847 | 0 | 939.1876 | 0.93618 | 791.0753 | 0.00394
| 802.1446 | 0.00021065 | 801.9424 | -0.00026914 | 630.0036 | 0.00175 | 802.1446 | -1.9319e-05 | 801.9424 | 0.00016066 | 793.1048 | 0 | 801.9424 | 0.00054556 | 632.6001 | 1.4337e-05 | 802.1446 | 0.00091722 | 791.307 | 0.0015945 | 802.1446 | 0.00064322 | 802.1446 | 0.00032341 | 802.1446 | 0 | 802.1446 | 0.00074588 | 632.6001 | 0.98949 | 802.1446 | 0.000339 | 801.9424 | 0.00016175 | 939.3557 | 0.0051 | 801.9424 | 0.79936 | 938.9535 | 6.9993e-05 | 939.3557 | 0.93619 | 791.307 | 0.0056
| 802.3823 | -0.00035346 | 802.1802 | -0.00077602 | 630.1241 | 0 | 802.3823 | -0.00047099 | 802.1802 | -0.00084831 | 793.3402 | 0 | 802.1802 | -0.00093549 | 632.72 | 2.798e-05 | 802.3823 | 0 | 791.5387 | -0.00015903 | 802.3823 | 0 | 802.3823 | 0 | 802.3823 | 0 | 802.3823 | 0 | 632.72 | 0.99144 | 802.3823 | 0 | 802.1802 | -0.00039931 | 939.5239 | 0.00388 | 802.1802 | 0.80224 | 939.1224 | 0 | 939.5239 | 0.93687 | 791.5387 | 0.00385
| 802.62 | -5.1683e-05 | 802.418 | -0.00043016 | 630.2445 | 0.00168 | 802.62 | -0.00026957 | 802.418 | 0.00028318 | 793.5756 | 0 | 802.418 | 0.00043345 | 632.8399 | 1.3789e-05 | 802.62 | 0.00074326 | 791.7704 | -0.00033347 | 802.62 | 0.00052518 | 802.62 | 0.00040698 | 802.62 | 0.00065 | 802.62 | 0.00069906 | 632.8399 | 0.99193 | 802.62 | 0.00019028 | 802.418 | 0.00124 | 939.6921 | 0.00543 | 802.418 | 0.8111 | 939.2913 | 6.9993e-05 | 939.6921 | 0.93745 | 791.7704 | 0.00446
| 802.8577 | -0.00087919 | 802.6557 | -5.1287e-05 | 630.365 | 0 | 802.8577 | -0.00087989 | 802.6557 | -0.00063857 | 793.8111 | 0 | 802.6557 | -0.00093931 | 632.9599 | 2.863e-05 | 802.8577 | 0 | 792.0021 | -0.00040378 | 802.8577 | 0 | 802.8577 | 0 | 802.8577 | 0 | 802.8577 | 0 | 632.9599 | 0.99175 | 802.8577 | 0 | 802.6557 | -0.00044067 | 939.8602 | 0.00601 | 802.6557 | 0.81174 | 939.4602 | 0 | 939.8602 | 0.93883 | 792.0021 | 0.00402
| 803.0953 | 0.00066656 | 802.8935 | 0.00049705 | 630.4855 | 0.00071094 | 803.0953 | 0.00012208 | 802.8935 | 0.00021932 | 794.0465 | 0 | 802.8935 | 0.00057697 | 633.0798 | 1.5121e-05 | 803.0954 | 0.00055697 | 792.2339 | -0.0006784 | 803.0954 | 0.00035751 | 803.0953 | 0.00069832 | 803.0954 | 0.00041176 | 803.0954 | 0.00087495 | 633.0798 | 0.99169 | 803.0953 | 0.00026109 | 802.8935 | 0.00021942 | 940.0284 | 0.00557 | 802.8935 | 0.82916 | 939.6291 | 5.0004e-05 | 940.0284 | 0.93957 | 792.2339 | 0.00454
| 803.3331 | 0.0004335 | 803.1313 | -0.00084924 | 630.606 | 3.4765e-05 | 803.3331 | -0.00031603 | 803.1313 | -0.0019928 | 794.282 | 0 | 803.1313 | -0.00099993 | 633.1998 | 2.8137e-05 | 803.3331 | 0 | 792.4656 | -0.0015808 | 803.3331 | 0 | 803.3331 | 0 | 803.3331 | 0 | 803.3331 | 0 | 633.1998 | 0.99352 | 803.3331 | 0 | 803.1313 | -0.00104 | 940.1966 | 0.0049 | 803.1313 | 0.84084 | 939.798 | 0 | 940.1966 | 0.94169 | 792.4656 | 0.0055
| 803.5708 | 0.00037621 | 803.3691 | 0.00086726 | 630.7265 | 0.0013 | 803.5708 | 0.00071349 | 803.3691 | 0.00070712 | 794.5175 | 0 | 803.3691 | 0.0004678 | 633.3197 | 1.3228e-05 | 803.5708 | 0.00072539 | 792.6973 | 0.00076045 | 803.5708 | 0.00098109 | 803.5708 | 0.00058153 | 803.5708 | 0.00043272 | 803.5708 | 0.00092337 | 633.3197 | 0.99548 | 803.5708 | 0.00042502 | 803.3691 | 0.00104 | 940.3648 | 0.00468 | 803.3691 | 0.85057 | 939.9669 | 6.9993e-05 | 940.3648 | 0.94321 | 792.6973 | 0.00446
| 803.8085 | -0.00060583 | 803.6069 | -0.00048853 | 630.847 | 0 | 803.8085 | -0.00022796 | 803.6069 | -0.001301 | 794.7529 | 0 | 803.6069 | -0.0010366 | 633.4397 | 2.7095e-05 | 803.8085 | 0 | 792.9291 | -0.00042528 | 803.8085 | 0 | 803.8085 | 0 | 803.8085 | 0 | 803.8085 | 0 | 633.4397 | 0.9989 | 803.8085 | 0 | 803.6069 | -0.0007756 | 940.533 | 0.00638 | 803.6069 | 0.85865 | 940.1358 | 0 | 940.533 | 0.9456 | 792.9291 | 0.00387
| 804.0463 | 0.00056999 | 803.8447 | 8.6339e-05 | 630.9675 | 0.00093636 | 804.0463 | -0.00016351 | 803.8447 | 3.9845e-05 | 794.9884 | 0 | 803.8447 | 0.00047304 | 633.5596 | 1.4035e-05 | 804.0463 | 0.00061412 | 793.1609 | -0.00056913 | 804.0463 | 0.0011453 | 804.0463 | 0.00063724 | 804.0463 | 0.00080487 | 804.0463 | 0.0010588 | 633.5596 | 0.99947 | 804.0463 | 0.00042643 | 803.8447 | 0.0008333 | 940.7012 | 0.00359 | 803.8447 | 0.85767 | 940.3047 | 5.0004e-05 | 940.7012 | 0.94685 | 793.1609 | 0.00497
| 804.284 | -0.00060619 | 804.0825 | -0.00051664 | 631.088 | 0 | 804.284 | -0.0012096 | 804.0825 | -0.0017986 | 795.2239 | 0 | 804.0825 | -0.00088351 | 633.6795 | 2.649e-05 | 804.284 | 0 | 793.3926 | -0.0015419 | 804.284 | 0 | 804.284 | 0 | 804.284 | 0 | 804.284 | 0 | 633.6795 | 1 | 804.284 | 0 | 804.0825 | -0.00073166 | 940.8693 | 0.00563 | 804.0825 | 0.86077 | 940.4736 | 0 | 940.8693 | 0.94839 | 793.3926 | 0.00367
| 804.5218 | 0.0005514 | 804.3204 | -0.00017149 | 631.2086 | 0.00118 | 804.5218 | -7.3685e-05 | 804.3204 | 0.00081535 | 795.4594 | 0 | 804.3204 | 0.00046949 | 633.7995 | 1.2545e-05 | 804.5218 | 0.00084185 | 793.6244 | 3.8762e-05 | 804.5218 | 0.00039218 | 804.5218 | 0.0002276 | 804.5218 | 0.00031372 | 804.5218 | 0.00070171 | 633.7995 | 0.99786 | 804.5218 | 0.00026523 | 804.3204 | 0.00081931 | 941.0375 | 0.00709 | 804.3204 | 0.87349 | 940.6425 | 8.9995e-05 | 941.0375 | 0.94925 | 793.6244 | 0.00352
| 804.7595 | -0.00087038 | 804.5582 | -0.00077223 | 631.3291 | 0 | 804.7595 | -0.0012075 | 804.5582 | -0.0013532 | 795.6949 | 0 | 804.5582 | -0.00093009 | 633.9195 | 2.6547e-05 | 804.7595 | 0 | 793.8562 | -0.0016516 | 804.7595 | 0 | 804.7595 | 0 | 804.7595 | 0 | 804.7595 | 0 | 633.9195 | 0.99666 | 804.7595 | 0 | 804.5582 | -0.00115 | 941.2057 | 0.00649 | 804.5582 | 0.88177 | 940.8114 | 0 | 941.2057 | 0.94973 | 793.8562 | 0.00498
| 804.9973 | 0.00076311 | 804.7961 | 0.00037887 | 631.4497 | 0.00134 | 804.9973 | -0.00020997 | 804.7961 | 0.00057106 | 795.9304 | 0 | 804.7961 | 0.00066903 | 634.0394 | 1.4102e-05 | 804.9973 | 0.00056398 | 794.088 | 0.0020309 | 804.9973 | 0.0011725 | 804.9973 | 0.00039646 | 804.9973 | 0.00071672 | 804.9973 | 0.00041624 | 634.0394 | 0.99432 | 804.9973 | 0.00033695 | 804.7961 | 0.00049243 | 941.3739 | 0.00598 | 804.7961 | 0.88197 | 940.9803 | 5.0004e-05 | 941.3739 | 0.94958 | 794.088 | 0.00449
| 805.235 | -0.00024521 | 805.0339 | -0.00047311 | 631.5702 | 0 | 805.235 | -0.0010125 | 805.0339 | -0.0016056 | 796.166 | 0 | 805.0339 | -0.00094699 | 634.1594 | 2.7689e-05 | 805.2351 | 0 | 794.3198 | -0.00068838 | 805.2351 | 0 | 805.235 | 0 | 805.2351 | 0 | 805.2351 | 0 | 634.1594 | 0.99114 | 805.2351 | 0 | 805.0339 | -0.00084981 | 941.5421 | 0.00496 | 805.0339 | 0.89969 | 941.1492 | 0 | 941.5421 | 0.94994 | 794.3198 | 0.00277
| 805.4728 | 0.0010457 | 805.2718 | 0.00049977 | 631.6908 | 0.00184 | 805.4728 | 0.00034089 | 805.2718 | 0.00039763 | 796.4015 | 0 | 805.2718 | 0.00061932 | 634.2793 | 1.3688e-05 | 805.4729 | 0.00062758 | 794.5516 | -0.0011868 | 805.4729 | 0.000946 | 805.4728 | 0.00099686 | 805.4729 | 0.00090281 | 805.4729 | 0.0012468 | 634.2793 | 0.98759 | 805.4728 | 0.00044285 | 805.2718 | 0.00056708 | 941.7103 | 0.00487 | 805.2718 | 0.90076 | 941.3181 | 5.0004e-05 | 941.7103 | 0.95006 | 794.5516 | 0.00492
| 805.7106 | 0.000258 | 805.5096 | -0.00019692 | 631.8114 | 0 | 805.7106 | -0.00043622 | 805.5096 | -0.00083684 | 796.637 | 0 | 805.5096 | -0.00093322 | 634.3993 | 2.7174e-05 | 805.7107 | 0 | 794.7834 | -0.001002 | 805.7107 | 0 | 805.7106 | 0 | 805.7107 | 0 | 805.7107 | 0 | 634.3993 | 0.98453 | 805.7106 | 0 | 805.5096 | -0.00041161 | 941.8785 | 0.00582 | 805.5096 | 0.89677 | 941.4871 | 0 | 941.8785 | 0.95155 | 794.7835 | 0.00279
| 805.9485 | 0.00045066 | 805.7475 | -0.00030635 | 631.932 | 0.00168 | 805.9485 | 0.00079557 | 805.7475 | -0.00022937 | 796.8726 | 0 | 805.7475 | 0.00045619 | 634.5193 | 1.3609e-05 | 805.9485 | 0.00035359 | 795.0153 | 0.0012535 | 805.9485 | 0.0008056 | 805.9485 | 0.00038072 | 805.9485 | 0.00047799 | 805.9485 | 0.00060668 | 634.5193 | 0.98051 | 805.9485 | 0.00034948 | 805.7475 | 0.00102 | 942.0467 | 0.00452 | 805.7475 | 0.91138 | 941.656 | 8.9995e-05 | 942.0467 | 0.95307 | 795.0153 | 0.00421
| 806.1863 | 0.00045818 | 805.9854 | 8.8419e-05 | 632.0526 | 0 | 806.1863 | -0.00020172 | 805.9854 | -0.0015744 | 797.1082 | 0 | 805.9854 | -0.00083135 | 634.6392 | 2.7611e-05 | 806.1863 | 0 | 795.2471 | 0.00023829 | 806.1863 | 0 | 806.1863 | 0 | 806.1863 | 0 | 806.1863 | 0 | 634.6392 | 0.97551 | 806.1863 | 0 | 805.9854 | -0.00029061 | 942.2149 | 0.00359 | 805.9854 | 0.9223 | 941.8249 | 0 | 942.2149 | 0.95633 | 795.2471 | 0.00077459
| 806.4241 | 0.00056966 | 806.2233 | 0.00057821 | 632.1732 | 0.00114 | 806.4241 | 0.00033157 | 806.2233 | 0.00054295 | 797.3437 | 0 | 806.2233 | 0.00048357 | 634.7592 | 1.4102e-05 | 806.4241 | 0.00069456 | 795.4789 | -0.00031834 | 806.4241 | 0.0010049 | 806.4241 | 0.00061 | 806.4241 | 0.00092932 | 806.4241 | 0.00041172 | 634.7592 | 0.9703 | 806.4241 | 0.00026589 | 806.2233 | 0.00079725 | 942.3831 | 0.00542 | 806.2233 | 0.91881 | 941.9939 | 6.9993e-05 | 942.3831 | 0.95894 | 795.4789 | 0.00487
| 806.6619 | 0.00049034 | 806.4612 | -0.00055445 | 632.2938 | 0 | 806.6619 | -0.00063749 | 806.4612 | -0.0014448 | 797.5793 | 0 | 806.4612 | -0.0012077 | 634.8792 | 2.7308e-05 | 806.6619 | 0 | 795.7108 | -0.00083929 | 806.6619 | 0 | 806.6619 | 0 | 806.6619 | 0 | 806.6619 | 0 | 634.8792 | 0.96729 | 806.6619 | 0 | 806.4612 | -0.00123 | 942.5513 | 0.00596 | 806.4612 | 0.92977 | 942.1628 | 0 | 942.5513 | 0.9625 | 795.7107 | 0.0032
| 806.8998 | 0.00041455 | 806.6991 | -0.00027833 | 632.4144 | 0.00151 | 806.8998 | 0.0003361 | 806.6991 | 0.00048589 | 797.8149 | 0 | 806.6991 | 0.00039582 | 634.9991 | 1.3352e-05 | 806.8998 | 0.0009052 | 795.9426 | 0.0011673 | 806.8998 | 0.00057917 | 806.8998 | 0.00058557 | 806.8998 | 0.00076942 | 806.8998 | 0.0011127 | 634.9991 | 0.96513 | 806.8998 | 0.00038952 | 806.6991 | 0.00049585 | 942.7195 | 0.00478 | 806.6991 | 0.93723 | 942.3317 | 5.0004e-05 | 942.7195 | 0.96507 | 795.9426 | 0.00427
| 807.1376 | -0.00060259 | 806.937 | -0.00028332 | 632.535 | 0 | 807.1376 | -0.00040806 | 806.937 | -0.00089388 | 798.0505 | 0 | 806.937 | -0.00075011 | 635.1191 | 2.7689e-05 | 807.1376 | 0 | 796.1745 | -0.001319 | 807.1376 | 0 | 807.1376 | 0 | 807.1376 | 0 | 807.1376 | 0 | 635.1191 | 0.96271 | 807.1376 | 0 | 806.937 | -0.00048212 | 942.8877 | 0.00494 | 806.937 | 0.94 | 942.5007 | 0 | 942.8877 | 0.96828 | 796.1745 | 0.00323
| 807.3755 | 0.00078462 | 807.1749 | -0.00019966 | 632.6557 | 0.00071094 | 807.3755 | 0.00042858 | 807.1749 | 0.000122 | 798.2861 | 0 | 807.1749 | 0.00043979 | 635.2391 | 1.4393e-05 | 807.3755 | 0.00052119 | 796.4064 | 0.0018435 | 807.3755 | 0 | 807.3755 | 0.00016308 | 807.3755 | 0.00060144 | 807.3755 | 0.00073673 | 635.2391 | 0.9578 | 807.3755 | 0.00027738 | 807.1749 | 0.00058153 | 943.0559 | 0.0063 | 807.1749 | 0.95342 | 942.6696 | 5.0004e-05 | 943.0559 | 0.97101 | 796.4064 | 0.00263
| 807.6133 | -0.00028377 | 807.4129 | -0.001085 | 632.7763 | 0 | 807.6133 | -5.0636e-05 | 807.4129 | -0.00090756 | 798.5217 | 0 | 807.4129 | -0.0010033 | 635.3591 | 2.9313e-05 | 807.6134 | 0 | 796.6382 | -0.00077723 | 807.6134 | 0 | 807.6133 | 0 | 807.6134 | 0 | 807.6134 | 0 | 635.3591 | 0.95004 | 807.6133 | 0 | 807.4129 | -0.00113 | 943.2241 | 0.00388 | 807.4129 | 0.94958 | 942.8385 | 0 | 943.2241 | 0.97381 | 796.6382 | 0.00463
| 807.8512 | 0.00046304 | 807.6508 | -0.00012353 | 632.897 | 0.00108 | 807.8512 | -0.00025189 | 807.6508 | 0.00016267 | 798.7573 | 0 | 807.6508 | 0.0003984 | 635.4791 | 1.4998e-05 | 807.8512 | 0.00083042 | 796.8701 | 0.0009148 | 807.8512 | 0 | 807.8512 | 0.00011887 | 807.8512 | 0.00049282 | 807.8512 | 0.0010353 | 635.4791 | 0.93941 | 807.8512 | 0.00034058 | 807.6508 | -9.5945e-05 | 943.3923 | 0.00658 | 807.6508 | 0.96651 | 943.0075 | 6.9993e-05 | 943.3923 | 0.97544 | 796.8701 | 0.00552
| 808.0891 | -0.00058289 | 807.8888 | -0.00020297 | 633.0177 | 0 | 808.0891 | -0.00042712 | 807.8888 | -0.0014475 | 798.9929 | 0 | 807.8888 | -0.00088836 | 635.5991 | 2.8999e-05 | 808.0891 | 0 | 797.102 | -0.00031009 | 808.0891 | 0 | 808.0891 | 0 | 808.0891 | 0 | 808.0891 | 0 | 635.5991 | 0.92777 | 808.0891 | 0 | 807.8888 | -0.00118 | 943.5605 | 0.00708 | 807.8888 | 0.95764 | 943.1764 | 0 | 943.5605 | 0.97703 | 797.102 | 0.00364
| 808.327 | -0.00019261 | 808.1267 | -0.00017572 | 633.1383 | 0.00116 | 808.327 | 6.2953e-05 | 808.1267 | 0.00019281 | 799.2285 | 0 | 808.1267 | 0.00045601 | 635.719 | 1.4035e-05 | 808.327 | 0.00038909 | 797.3339 | -0.00021629 | 808.327 | 0.0002034 | 808.327 | 0.00015434 | 808.327 | 0.00043771 | 808.327 | 0.00047626 | 635.719 | 0.9164 | 808.327 | 0.00016975 | 808.1267 | 0.00044667 | 943.7287 | 0.00389 | 808.1267 | 0.96037 | 943.3454 | 5.0004e-05 | 943.7287 | 0.97758 | 797.3339 | 0.00489
| 808.5649 | -0.00057759 | 808.3647 | -0.00066688 | 633.259 | 0 | 808.5649 | -0.00026371 | 808.3647 | -0.0006858 | 799.4642 | 0 | 808.3647 | -0.00084126 | 635.839 | 2.6938e-05 | 808.5649 | 0 | 797.5658 | -0.00044392 | 808.5649 | 0 | 808.5649 | 0 | 808.5649 | 0 | 808.5649 | 0 | 635.839 | 0.9071 | 808.5649 | 0 | 808.3647 | -0.0009482 | 943.8969 | 0.00441 | 808.3647 | 0.97138 | 943.5143 | 0 | 943.8969 | 0.97826 | 797.5658 | 0.00342
| 808.8028 | 0.00047798 | 808.6027 | -0.00012386 | 633.3797 | 0.00020808 | 808.8028 | -0.0001319 | 808.6027 | -0.0006453 | 799.6998 | 0 | 808.6027 | 0.00057642 | 635.959 | 1.3486e-05 | 808.8028 | 0.00088258 | 797.7977 | 0.00097402 | 808.8028 | 0 | 808.8028 | 0.00048426 | 808.8028 | 0.00067732 | 808.8028 | 0.00064349 | 635.959 | 0.89916 | 808.8028 | 0.00042468 | 808.6027 | 0.00071228 | 944.0652 | 0.00559 | 808.6027 | 0.97195 | 943.6833 | 6.9993e-05 | 944.0652 | 0.97806 | 797.7977 | 0.00448
| 809.0407 | -0.00080165 | 808.8406 | -0.0018189 | 633.5004 | 0 | 809.0407 | -0.00061058 | 808.8406 | -0.0017622 | 799.9355 | 0 | 808.8406 | -0.00098331 | 636.079 | 2.8193e-05 | 809.0407 | 0 | 798.0297 | -0.0016063 | 809.0407 | 0 | 809.0407 | 0 | 809.0407 | 0 | 809.0407 | 0 | 636.079 | 0.89196 | 809.0407 | 0 | 808.8406 | -0.00165 | 944.2334 | 0.00585 | 808.8406 | 0.97947 | 943.8523 | 0 | 944.2334 | 0.97839 | 798.0297 | 0.00375
| 809.2787 | -2.0449e-06 | 809.0786 | -0.00056549 | 633.6211 | 0 | 809.2787 | -0.00034466 | 809.0786 | 0.00049695 | 800.1711 | 0 | 809.0786 | 0.00044576 | 636.199 | 1.5312e-05 | 809.2787 | 0.00050796 | 798.2616 | 0.001895 | 809.2787 | 0.00029786 | 809.2787 | 6.1555e-05 | 809.2787 | 0.00036783 | 809.2787 | 0.00077721 | 636.199 | 0.88402 | 809.2787 | 0.00019186 | 809.0786 | 0.00063306 | 944.4016 | 0.00295 | 809.0786 | 0.97566 | 944.0212 | 0.00011 | 944.4016 | 0.97822 | 798.2616 | 0.00644
| 809.5166 | -2.2934e-05 | 809.3166 | -0.00097766 | 633.7418 | 0 | 809.5166 | -0.00081662 | 809.3166 | -0.0010264 | 800.4068 | 0 | 809.3166 | -0.00096423 | 636.319 | 2.8171e-05 | 809.5166 | 0 | 798.4935 | 0.00083966 | 809.5166 | 0 | 809.5166 | 0 | 809.5166 | 0 | 809.5166 | 0 | 636.319 | 0.87729 | 809.5166 | 0 | 809.3166 | -0.00042598 | 944.5698 | 0.00483 | 809.3166 | 0.98386 | 944.1902 | 0 | 944.5698 | 0.97888 | 798.4935 | 0.00385
| 809.7545 | 0.00035642 | 809.5546 | 0.0008047 | 633.8625 | 0.00134 | 809.7545 | 0.00010765 | 809.5546 | 0.00071237 | 800.6425 | 0 | 809.5546 | 0.0006705 | 636.439 | 1.3565e-05 | 809.7545 | 0.00077076 | 798.7255 | 0.0013284 | 809.7545 | 0.00081534 | 809.7545 | 0.00058579 | 809.7545 | 0.00076944 | 809.7545 | 0.00088436 | 636.439 | 0.86751 | 809.7545 | 0.00053652 | 809.5546 | 0.00079252 | 944.738 | 0.00633 | 809.5546 | 0.98659 | 944.3591 | 8.9995e-05 | 944.738 | 0.98032 | 798.7255 | 0.00297
| 809.9925 | -0.00037181 | 809.7926 | -0.0007525 | 633.9833 | 0 | 809.9925 | -0.00040495 | 809.7926 | -0.0016062 | 800.8782 | 0 | 809.7926 | -0.00093641 | 636.559 | 2.8563e-05 | 809.9925 | 0 | 798.9574 | -0.00034229 | 809.9925 | 0 | 809.9925 | 0 | 809.9925 | 0 | 809.9925 | 0 | 636.559 | 0.85748 | 809.9925 | 0 | 809.7926 | -0.00115 | 944.9062 | 0.00413 | 809.7926 | 0.98874 | 944.5281 | 0 | 944.9062 | 0.98361 | 798.9574 | 0.00337
| 810.2305 | 0.0013592 | 810.0307 | 0.0013118 | 634.104 | 0.00060691 | 810.2305 | 0.0001839 | 810.0307 | 0.0005059 | 801.1139 | 0 | 810.0307 | 0.00071284 | 636.679 | 1.5177e-05 | 810.2304 | 0.00078611 | 799.1894 | -0.00073879 | 810.2304 | 0.001563 | 810.2305 | 0.00084963 | 810.2304 | 0.00067765 | 810.2304 | 0.001207 | 636.679 | 0.844 | 810.2305 | 0.00051367 | 810.0307 | 0.00096941 | 945.0745 | 0.00529 | 810.0307 | 0.98771 | 944.6971 | 5.0004e-05 | 945.0745 | 0.98654 | 799.1894 | 0.00435
| 810.4684 | 0.00027932 | 810.2687 | -0.00052789 | 634.2247 | 0 | 810.4684 | -0.00045395 | 810.2687 | -0.0011654 | 801.3496 | 0 | 810.2687 | -0.0009351 | 636.799 | 3.0377e-05 | 810.4684 | 0 | 799.4213 | -0.0013256 | 810.4684 | 0 | 810.4684 | 0 | 810.4684 | 0 | 810.4684 | 0 | 636.799 | 0.83389 | 810.4684 | 0 | 810.2687 | -0.00086428 | 945.2427 | 0.0061 | 810.2687 | 0.98936 | 944.8661 | 0 | 945.2427 | 0.9899 | 799.4213 | 0.00196
| 810.7064 | 0.00050006 | 810.5067 | 8.3865e-05 | 634.3455 | 0.00038148 | 810.7064 | -7.345e-05 | 810.5067 | -0.00014942 | 801.5853 | 0 | 810.5067 | 0.00046152 | 636.919 | 1.5334e-05 | 810.7064 | 0.00079626 | 799.6533 | 0.00030802 | 810.7064 | 0.00038617 | 810.7064 | 6.7438e-05 | 810.7064 | 0.0011074 | 810.7064 | 0.0013436 | 636.919 | 0.8216 | 810.7064 | 0.00030859 | 810.5067 | 0.00057583 | 945.4109 | 0.00466 | 810.5067 | 0.98538 | 945.035 | 5.0004e-05 | 945.4109 | 0.99199 | 799.6533 | 0.00487
| 810.9444 | 6.2709e-05 | 810.7448 | -0.00035297 | 634.4663 | 0 | 810.9444 | -0.0010173 | 810.7448 | -0.0013684 | 801.821 | 0 | 810.7448 | -0.0009464 | 637.039 | 2.9907e-05 | 810.9444 | 0 | 799.8853 | 0.00048287 | 810.9444 | 0 | 810.9444 | 0 | 810.9444 | 0 | 810.9444 | 0 | 637.039 | 0.80911 | 810.9444 | 0 | 810.7448 | -0.00094189 | 945.5791 | 0.00606 | 810.7448 | 0.99329 | 945.204 | 0 | 945.5791 | 0.99425 | 799.8853 | 0.00363
| 811.1824 | 0.00050313 | 810.9828 | -0.00038888 | 634.587 | 0.00106 | 811.1824 | -3.9145e-05 | 810.9828 | 0.00028521 | 802.0568 | 0 | 810.9828 | 0.00044984 | 637.159 | 1.4606e-05 | 811.1824 | 0.00091456 | 800.1173 | -0.0014592 | 811.1824 | 0.0002017 | 811.1824 | 8.5307e-05 | 811.1824 | 0 | 811.1824 | 0.00060958 | 637.159 | 0.7943 | 811.1824 | 0.00052256 | 810.9828 | 0.0004423 | 945.7474 | 0.00505 | 810.9828 | 0.99144 | 945.373 | 6.9993e-05 | 945.7474 | 0.99463 | 800.1173 | 0.00432
| 811.4204 | -0.00051618 | 811.2209 | -0.00043312 | 634.7078 | 0 | 811.4204 | -0.0012557 | 811.2209 | -0.0010543 | 802.2925 | 0 | 811.2209 | -0.0011341 | 637.279 | 2.8585e-05 | 811.4204 | 0 | 800.3493 | 0.00087548 | 811.4204 | 0 | 811.4204 | 0 | 811.4204 | 0 | 811.4204 | 0 | 637.279 | 0.7821 | 811.4204 | 0 | 811.2209 | -0.00063247 | 945.9156 | 0.00381 | 811.2209 | 1 | 945.542 | 0 | 945.9156 | 0.99509 | 800.3493 | 0.00268
| 811.6584 | 0.00052099 | 811.4589 | -0.00040865 | 634.8286 | 0.00196 | 811.6584 | -0.00063921 | 811.4589 | -0.00049305 | 802.5283 | 0 | 811.4589 | 0.00034264 | 637.399 | 1.4001e-05 | 811.6584 | 0.00033428 | 800.5813 | 0.0013065 | 811.6584 | 0.00064462 | 811.6584 | 0.00025015 | 811.6584 | 5.8783e-05 | 811.6584 | 0.0013257 | 637.399 | 0.77182 | 811.6584 | 0.00029066 | 811.4589 | 0.00014759 | 946.0838 | 0.00524 | 811.4589 | 0.99208 | 945.711 | 8.9995e-05 | 946.0838 | 0.9939 | 800.5813 | 0.00327
| 811.8964 | -0.00032679 | 811.697 | -0.00069186 | 634.9494 | 0 | 811.8964 | 1.5495e-05 | 811.697 | -0.00091638 | 802.764 | 0 | 811.697 | -0.00080241 | 637.5191 | 2.7532e-05 | 811.8964 | 0 | 800.8134 | -0.0027018 | 811.8964 | 0 | 811.8964 | 0 | 811.8964 | 0 | 811.8964 | 0 | 637.5191 | 0.7622 | 811.8964 | 0 | 811.697 | -0.00016447 | 946.2521 | 0.00417 | 811.697 | 0.9979 | 945.88 | 0 | 946.2521 | 0.99312 | 800.8134 | 0.0042
| 812.1345 | 0.0005916 | 811.9351 | -0.00044487 | 635.0702 | 0.00196 | 812.1345 | -0.00018368 | 811.9351 | 0.00020736 | 802.9998 | 0 | 811.9351 | 0.00044699 | 637.6391 | 1.3565e-05 | 812.1344 | 0.00089275 | 801.0453 | 0.0020493 | 812.1344 | 0.00040274 | 812.1345 | 0.00010084 | 812.1344 | 5.9779e-05 | 812.1344 | 0.00090222 | 637.6391 | 0.75157 | 812.1345 | 0.00018185 | 811.9351 | 0.00020588 | 946.4203 | 0.00492 | 811.9351 | 0.99573 | 946.049 | 5.0004e-05 | 946.4203 | 0.99098 | 801.0453 | 0.00368
| 812.3725 | -0.00047023 | 812.1732 | -0.00067396 | 635.191 | 0 | 812.3725 | -0.0011387 | 812.1732 | -0.0014242 | 803.2356 | 0 | 812.1732 | -0.00091535 | 637.7591 | 2.7566e-05 | 812.3725 | 0 | 801.2774 | -0.0010125 | 812.3725 | 0 | 812.3725 | 0 | 812.3725 | 0 | 812.3725 | 0 | 637.7591 | 0.74019 | 812.3725 | 0 | 812.1732 | -0.00036734 | 946.5885 | 0.00492 | 812.1732 | 0.99805 | 946.2179 | 0 | 946.5885 | 0.9898 | 801.2774 | 0.0041
| 812.6105 | 0.00037808 | 812.4113 | -0.00036685 | 635.3118 | 0.00151 | 812.6105 | 0.00013252 | 812.4113 | 0.00022248 | 803.4714 | 0 | 812.4113 | 0.00045596 | 637.8791 | 1.4102e-05 | 812.6105 | 0.00011165 | 801.5094 | 0.00071072 | 812.6105 | 0.00076833 | 812.6105 | 0.00043567 | 812.6105 | 0.00065715 | 812.6105 | 0.00057174 | 637.8791 | 0.72839 | 812.6105 | 0.00035118 | 812.4113 | 0.00023195 | 946.7568 | 0.00471 | 812.4113 | 0.998 | 946.3869 | 6.9993e-05 | 946.7568 | 0.98828 | 801.5094 | 0.00334
| 812.8486 | 7.7131e-05 | 812.6494 | 2.5177e-05 | 635.4327 | 0 | 812.8486 | -0.00018807 | 812.6494 | -0.001244 | 803.7072 | 0 | 812.6494 | -0.00085244 | 637.9991 | 2.8193e-05 | 812.8486 | 0 | 801.7415 | -0.0013547 | 812.8486 | 0 | 812.8486 | 0 | 812.8486 | 0 | 812.8486 | 0 | 637.9991 | 0.7165 | 812.8486 | 0 | 812.6494 | -0.00085349 | 946.925 | 0.00471 | 812.6494 | 0.98994 | 946.556 | 0 | 946.925 | 0.98811 | 801.7415 | 0.00262
| 813.0867 | -0.00021837 | 812.8875 | 0.00079095 | 635.5535 | 0.00114 | 813.0867 | -0.0001266 | 812.8875 | 0.00057356 | 803.943 | 0 | 812.8875 | 0.00058879 | 638.1192 | 1.4192e-05 | 813.0866 | 0.0010014 | 801.9735 | 0.00081133 | 813.0866 | 0.0011849 | 813.0867 | 0.00086765 | 813.0866 | 0.00079103 | 813.0866 | 0.00069695 | 638.1192 | 0.7024 | 813.0867 | 0.00031033 | 812.8875 | 0.0004661 | 947.0932 | 0.00461 | 812.8875 | 0.99059 | 946.725 | 6.9993e-05 | 947.0932 | 0.98708 | 801.9735 | 0.00261
| 813.3247 | -0.00042814 | 813.1256 | -7.2443e-05 | 635.6744 | 0 | 813.3247 | -0.00061994 | 813.1256 | -0.0011614 | 804.1788 | 0 | 813.1256 | -0.0010838 | 638.2392 | 2.7543e-05 | 813.3247 | 0 | 802.2056 | -0.00088652 | 813.3247 | 0 | 813.3247 | 0 | 813.3247 | 0 | 813.3247 | 0 | 638.2392 | 0.69011 | 813.3247 | 0 | 813.1256 | -0.00127 | 947.2615 | 0.00473 | 813.1256 | 0.99582 | 946.894 | 0 | 947.2615 | 0.98667 | 802.2056 | 0.00225
| 813.5628 | 0.00047007 | 813.3638 | 0.00070654 | 635.7952 | 0.00137 | 813.5628 | 0.00087599 | 813.3638 | 1.7935e-05 | 804.4146 | 0 | 813.3638 | 0.00061197 | 638.3592 | 1.3486e-05 | 813.5628 | 0.00081881 | 802.4376 | 0.0019019 | 813.5628 | 0.00078599 | 813.5628 | 0.00054422 | 813.5628 | 0.0012084 | 813.5628 | 0.00098949 | 638.3592 | 0.67794 | 813.5628 | 0.00033878 | 813.3638 | 0.00055912 | 947.4297 | 0.00549 | 813.3638 | 0.99462 | 947.063 | 6.9993e-05 | 947.4297 | 0.98537 | 802.4376 | 0.00305
| 813.8009 | 0.00037714 | 813.6019 | -0.00088556 | 635.9161 | 0 | 813.8009 | -0.00080646 | 813.6019 | -0.0013702 | 804.6505 | 0 | 813.6019 | -0.00087875 | 638.4793 | 2.6961e-05 | 813.8009 | 0 | 802.6697 | -0.00025118 | 813.8009 | 0 | 813.8009 | 0 | 813.8009 | 0 | 813.8009 | 0 | 638.4793 | 0.66766 | 813.8009 | 0 | 813.6019 | -0.00060331 | 947.598 | 0.0058 | 813.6019 | 0.98948 | 947.232 | 0 | 947.598 | 0.98538 | 802.6697 | 0.00229
| 814.039 | 0.00040187 | 813.84 | 7.5688e-05 | 636.037 | 0.00074563 | 814.039 | -0.00017057 | 813.84 | 0.00026757 | 804.8862 | 0 | 813.84 | 0.0005163 | 638.5993 | 1.3721e-05 | 814.039 | 0.00072196 | 802.9018 | 0.0015307 | 814.039 | 0.00057607 | 814.039 | 0.00061424 | 814.039 | 0 | 814.039 | 0.00045773 | 638.5993 | 0.65478 | 814.039 | 0.00025531 | 813.84 | 0.00084932 | 947.7662 | 0.00666 | 813.84 | 0.98093 | 947.401 | 6.9993e-05 | 947.7662 | 0.98533 | 802.9018 | 0.00332
| 814.2771 | -0.0010147 | 814.0782 | -0.00067209 | 636.1578 | 0 | 814.2771 | 9.0878e-05 | 814.0782 | -0.0013269 | 805.1221 | 0 | 814.0782 | -0.0010583 | 638.7193 | 2.8843e-05 | 814.2771 | 0 | 803.1339 | -0.00072275 | 814.2771 | 0 | 814.2771 | 0 | 814.2771 | 0 | 814.2771 | 0 | 638.7193 | 0.64312 | 814.2771 | 0 | 814.0782 | -0.00064194 | 947.9345 | 0.00592 | 814.0782 | 0.98893 | 947.57 | 0 | 947.9345 | 0.98658 | 803.1339 | 0.00361
| 814.5152 | 0.0009464 | 814.3164 | 0.0010147 | 636.2787 | 0.00182 | 814.5152 | -0.00018101 | 814.3164 | 0.00065896 | 805.358 | 0 | 814.3164 | 0.00073992 | 638.8394 | 1.539e-05 | 814.5152 | 0.00075017 | 803.366 | 0.00074428 | 814.5152 | 0.00077566 | 814.5152 | 0.00068763 | 814.5152 | 0.00089185 | 814.5152 | 0.00097627 | 638.8394 | 0.63037 | 814.5152 | 0.00042637 | 814.3164 | 0.00090307 | 948.1027 | 0.00746 | 814.3164 | 0.97267 | 947.739 | 6.9993e-05 | 948.1027 | 0.98747 | 803.366 | 0.00341
| 814.7534 | -0.00042392 | 814.5545 | -0.00096455 | 636.3996 | 0 | 814.7534 | -0.00099355 | 814.5545 | -0.001368 | 805.5938 | 0 | 814.5545 | -0.00090763 | 638.9594 | 3.0041e-05 | 814.7533 | 0 | 803.5981 | -0.0020463 | 814.7533 | 0 | 814.7534 | 0 | 814.7533 | 0 | 814.7533 | 0 | 638.9594 | 0.61833 | 814.7534 | 0 | 814.5545 | -0.00125 | 948.271 | 0.00603 | 814.5545 | 0.97625 | 947.9081 | 0 | 948.271 | 0.98894 | 803.5981 | 0.00361
| 814.9915 | 0.00025054 | 814.7927 | 0.0016216 | 636.5205 | 0.00208 | 814.9915 | 0.0010054 | 814.7927 | 0.00033201 | 805.8297 | 0 | 814.7927 | 0.00064903 | 639.0795 | 1.4841e-05 | 814.9915 | 0.00096604 | 803.8302 | 0.00015895 | 814.9915 | 0.001721 | 814.9915 | 0.00087648 | 814.9915 | 0.00083862 | 814.9915 | 0.0012489 | 639.0795 | 0.60416 | 814.9915 | 0.00037674 | 814.7927 | 0.00084651 | 948.4392 | 0.00471 | 814.7927 | 0.97038 | 948.0771 | 5.0004e-05 | 948.4392 | 0.9896 | 803.8302 | 0.00203
| 815.2296 | 0.00047703 | 815.0309 | -0.00046976 | 636.6414 | 0 | 815.2296 | -0.00056853 | 815.0309 | -0.0010456 | 806.0656 | 0 | 815.0309 | -0.00096724 | 639.1995 | 2.9414e-05 | 815.2296 | 0 | 804.0623 | -0.000973 | 815.2296 | 0 | 815.2296 | 0 | 815.2296 | 0 | 815.2296 | 0 | 639.1995 | 0.59114 | 815.2296 | 0 | 815.0309 | -0.00069747 | 948.6075 | 0.00466 | 815.0309 | 0.96784 | 948.2461 | 0 | 948.6075 | 0.99044 | 804.0623 | 0.00575
| 815.4678 | 0.00067532 | 815.2691 | 0.00013086 | 636.7624 | 0.00062425 | 815.4678 | 0.0001048 | 815.2691 | 0.0011589 | 806.3015 | 0 | 815.2691 | 0.00062167 | 639.3196 | 1.4629e-05 | 815.4678 | 0.00081903 | 804.2945 | 0.0013091 | 815.4678 | 0.0012379 | 815.4678 | 0.00037671 | 815.4678 | 0.00057278 | 815.4678 | 0.0012055 | 639.3196 | 0.57685 | 815.4678 | 0.00048862 | 815.2691 | 0.00099345 | 948.7757 | 0.00635 | 815.2691 | 0.95894 | 948.4151 | 6.9993e-05 | 948.7757 | 0.98983 | 804.2945 | 0.00385
| 815.7059 | -0.00042978 | 815.5073 | -0.00031423 | 636.8833 | 0 | 815.7059 | -0.00041045 | 815.5073 | -0.0019367 | 806.5374 | 0 | 815.5073 | -0.00087785 | 639.4396 | 2.7588e-05 | 815.7059 | 0 | 804.5266 | 0.0024088 | 815.7059 | 0 | 815.7059 | 0 | 815.7059 | 0 | 815.7059 | 0 | 639.4396 | 0.56476 | 815.7059 | 0 | 815.5073 | -0.00079924 | 948.944 | 0.00475 | 815.5073 | 0.95338 | 948.5842 | 0 | 948.944 | 0.99028 | 804.5266 | 0.0032
| 815.9441 | 0.0010218 | 815.7455 | 0.00027099 | 637.0042 | 0.00192 | 815.9441 | 0.00031233 | 815.7455 | 0.0002775 | 806.7733 | 0 | 815.7455 | 0.00047263 | 639.5597 | 1.3038e-05 | 815.9441 | 0.00024766 | 804.7587 | 0.0011366 | 815.9441 | 0.00080064 | 815.9441 | 0.00044398 | 815.9441 | 0.0012021 | 815.9441 | 0.00098495 | 639.5597 | 0.55276 | 815.9441 | 0.00033836 | 815.7455 | 0.0013 | 949.1122 | 0.00498 | 815.7455 | 0.95284 | 948.7532 | 6.9993e-05 | 949.1122 | 0.99035 | 804.7587 | 0.00564
| 816.1823 | -4.7915e-05 | 815.9837 | -0.00067362 | 637.1252 | 0 | 816.1823 | -0.0010654 | 815.9837 | -0.00063435 | 807.0092 | 0 | 815.9837 | -0.00087927 | 639.6797 | 2.6524e-05 | 816.1822 | 0 | 804.9909 | -0.0019286 | 816.1822 | 0 | 816.1823 | 0 | 816.1822 | 0 | 816.1822 | 0 | 639.6797 | 0.5422 | 816.1822 | 0 | 815.9837 | -0.00072506 | 949.2805 | 0.00647 | 815.9837 | 0.94791 | 948.9222 | 0 | 949.2805 | 0.9913 | 804.9909 | 0.00237
| 816.4204 | 0.00049399 | 816.2219 | -0.00014449 | 637.2461 | 0.00147 | 816.4204 | 2.7147e-05 | 816.2219 | -9.4309e-05 | 807.2451 | 0 | 816.2219 | 0.00038935 | 639.7998 | 1.3643e-05 | 816.4204 | 0.00059032 | 805.2231 | 0.0021296 | 816.4204 | 0.00049902 | 816.4204 | 0.00037278 | 816.4204 | 0.00064581 | 816.4204 | 0.00030709 | 639.7998 | 0.52915 | 816.4204 | 0.00040301 | 816.2219 | 0.00072236 | 949.4487 | 0.00533 | 816.2219 | 0.93917 | 949.0913 | 6.9993e-05 | 949.4487 | 0.99119 | 805.2231 | 0.00612
| 816.6586 | -0.00062299 | 816.4601 | -0.00062748 | 637.3671 | 0 | 816.6586 | -0.00051824 | 816.4601 | -0.00085008 | 807.481 | 0 | 816.4601 | -0.00081617 | 639.9198 | 2.8787e-05 | 816.6586 | 0 | 805.4552 | 8.3629e-06 | 816.6586 | 0 | 816.6586 | 0 | 816.6586 | 0 | 816.6586 | 0 | 639.9198 | 0.5165 | 816.6586 | 0 | 816.4601 | -0.00070251 | 949.617 | 0.00508 | 816.4601 | 0.92909 | 949.2603 | 0 | 949.617 | 0.99218 | 805.4552 | 0.00497
| 816.8969 | 0.0003015 | 816.6984 | -0.00082753 | 637.4881 | 0.00064159 | 816.8969 | -0.00024885 | 816.6984 | 8.9405e-05 | 807.7169 | 0 | 816.6984 | 0.00030498 | 640.0399 | 1.5312e-05 | 816.8968 | 0.00028672 | 805.6874 | 0.0028664 | 816.8968 | 0 | 816.8969 | 6.0763e-05 | 816.8968 | 0.00083718 | 816.8968 | 0.00073669 | 640.0399 | 0.5032 | 816.8968 | 0.0003054 | 816.6984 | 0.00056101 | 949.7853 | 0.00466 | 816.6984 | 0.92525 | 949.4294 | 6.9993e-05 | 949.7853 | 0.9935 | 805.6874 | 0.00386
| 817.135 | -0.00060665 | 816.9366 | 0.0003906 | 637.6091 | 0 | 817.135 | -0.0015527 | 816.9366 | -0.0015159 | 807.9529 | 0 | 816.9366 | -0.00089753 | 640.1599 | 3.0299e-05 | 817.135 | 0 | 805.9196 | -0.0008331 | 817.135 | 0 | 817.135 | 0 | 817.135 | 0 | 817.135 | 0 | 640.1599 | 0.49184 | 817.135 | 0 | 816.9366 | -0.00079487 | 949.9535 | 0.00343 | 816.9366 | 0.91649 | 949.5984 | 0 | 949.9535 | 0.99613 | 805.9196 | 0.00359
| 817.3732 | 0.00094157 | 817.1749 | 0.00025675 | 637.7301 | 0.00151 | 817.3732 | 0.00018521 | 817.1749 | 0.00030846 | 808.1888 | 0 | 817.1749 | 0.0004256 | 640.28 | 1.5121e-05 | 817.3732 | 0.00089332 | 806.1518 | -0.00049512 | 817.3732 | 0.00045046 | 817.3732 | 0.00057017 | 817.3732 | 0.00086416 | 817.3732 | 0.00071852 | 640.28 | 0.47934 | 817.3732 | 0.00022439 | 817.1749 | 0.00105 | 950.1218 | 0.00524 | 817.1749 | 0.90478 | 949.7675 | 5.0004e-05 | 950.1218 | 0.99798 | 806.1518 | 0.00403
| 817.6115 | 0.00014053 | 817.4131 | -0.001499 | 637.8511 | 0 | 817.6115 | -0.00045879 | 817.4131 | -0.00099871 | 808.4248 | 0 | 817.4131 | -0.00083806 | 640.4 | 2.8944e-05 | 817.6115 | 0 | 806.384 | -0.0019295 | 817.6115 | 0 | 817.6115 | 0 | 817.6115 | 0 | 817.6115 | 0 | 640.4 | 0.46834 | 817.6114 | 0 | 817.4131 | -0.0011 | 950.2901 | 0.00387 | 817.4131 | 0.8927 | 949.9365 | 0 | 950.2901 | 1 | 806.384 | 0.00248
| 817.8497 | 0.0004669 | 817.6514 | 0.00041084 | 637.9721 | 0.0006936 | 817.8497 | -0.00059071 | 817.6514 | 0.00050257 | 808.6608 | 0 | 817.6514 | 0.00063327 | 640.5201 | 1.4001e-05 | 817.8497 | 0.0012624 | 806.6161 | 0.0024468 | 817.8497 | 0.0011006 | 817.8497 | 0.00092092 | 817.8497 | 0.00042762 | 817.8497 | 0.00078424 | 640.5201 | 0.45599 | 817.8497 | 0.00036674 | 817.6514 | 0.00105 | 950.4583 | 0.00515 | 817.6514 | 0.88733 | 950.1056 | 3.0002e-05 | 950.4583 | 0.99993 | 806.6161 | 0.00218
| 818.088 | -0.00034929 | 817.8897 | -0.00070889 | 638.0931 | 0 | 818.088 | -0.00079987 | 817.8897 | -0.00097288 | 808.8967 | 0 | 817.8897 | -0.00093202 | 640.6402 | 2.8115e-05 | 818.0879 | 0 | 806.8484 | -6.9767e-05 | 818.0879 | 0 | 818.088 | 0 | 818.0879 | 0 | 818.0879 | 0 | 640.6402 | 0.44463 | 818.0879 | 0 | 817.8897 | -0.00085574 | 950.6266 | 0.00563 | 817.8897 | 0.87697 | 950.2746 | 0 | 950.6266 | 0.99981 | 806.8484 | 0.00396
| 818.3262 | 0.00094878 | 818.128 | 0.00033166 | 638.2141 | 0.00084967 | 818.3262 | 0.00030913 | 818.128 | 2.6354e-05 | 809.1327 | 0 | 818.128 | 0.00065395 | 640.7603 | 1.4293e-05 | 818.3262 | 0.00018184 | 807.0806 | 0.0019281 | 818.3262 | 0.00062328 | 818.3262 | 0.00052312 | 818.3262 | 0.00086435 | 818.3262 | 0.001052 | 640.7603 | 0.43329 | 818.3262 | 0.00020795 | 818.128 | 0.00115 | 950.7949 | 0.00528 | 818.128 | 0.86512 | 950.4437 | 6.9993e-05 | 950.7949 | 0.99822 | 807.0806 | 0.00418
| 818.5645 | -0.0009403 | 818.3663 | -0.00064429 | 638.3352 | 0 | 818.5645 | -0.00059166 | 818.3663 | -0.0018064 | 809.3687 | 0 | 818.3663 | -0.00075207 | 640.8803 | 2.7935e-05 | 818.5645 | 0 | 807.3128 | -0.0021173 | 818.5645 | 0 | 818.5645 | 0 | 818.5645 | 0 | 818.5645 | 0 | 640.8803 | 0.42302 | 818.5644 | 0 | 818.3663 | -0.0007928 | 950.9631 | 0.00547 | 818.3663 | 0.86557 | 950.6128 | 0 | 950.9631 | 0.99695 | 807.3128 | 0.00181
| 818.8027 | 0.00045719 | 818.6046 | -6.3956e-05 | 638.4562 | 0.00161 | 818.8027 | -0.00057959 | 818.6046 | 0.00011542 | 809.6047 | 0 | 818.6046 | 0.00058628 | 641.0004 | 1.3844e-05 | 818.8027 | 0.00057211 | 807.545 | 3.1559e-05 | 818.8027 | 0.00097517 | 818.8027 | 0.00012648 | 818.8027 | 0.00022665 | 818.8027 | 0.00054934 | 641.0004 | 0.41253 | 818.8027 | 0.00023752 | 818.6046 | 0.00083864 | 951.1314 | 0.00454 | 818.6046 | 0.85665 | 950.7818 | 6.9993e-05 | 951.1314 | 0.99425 | 807.545 | 0.00356
| 819.041 | 2.7587e-05 | 818.8429 | -0.00099088 | 638.5773 | 0 | 819.041 | -0.00049763 | 818.8429 | -0.0019735 | 809.8407 | 0 | 818.8429 | -0.00093673 | 641.1205 | 2.8137e-05 | 819.041 | 0 | 807.7773 | -0.0031369 | 819.041 | 0 | 819.041 | 0 | 819.041 | 0 | 819.041 | 0 | 641.1205 | 0.40249 | 819.041 | 0 | 818.8429 | -0.00109 | 951.2997 | 0.00594 | 818.8429 | 0.83975 | 950.9509 | 0 | 951.2997 | 0.99185 | 807.7773 | 0.00388
| 819.2793 | -0.00023219 | 819.0812 | 0.00029892 | 638.6983 | 0.00090168 | 819.2793 | -0.00052181 | 819.0812 | 0.00043302 | 810.0767 | 0 | 819.0812 | 0.00072379 | 641.2405 | 1.7216e-05 | 819.2793 | 0.0007982 | 808.0096 | 0.0014685 | 819.2793 | 0.00073562 | 819.2793 | 0.00020967 | 819.2793 | 0.00060424 | 819.2793 | 0.0013884 | 641.2405 | 0.3899 | 819.2793 | 0.00025092 | 819.0812 | -2.2764e-05 | 951.4679 | 0.00549 | 819.0812 | 0.82759 | 951.12 | 6.9993e-05 | 951.4679 | 0.98934 | 808.0096 | 0.00318
| 819.5176 | 0.00085541 | 819.3195 | 6.5615e-05 | 638.8194 | 0 | 819.5176 | 0.00041994 | 819.3195 | 0.00034797 | 810.3127 | 0 | 819.3195 | 0.00064563 | 641.3606 | 2.0419e-05 | 819.5176 | 0.00033761 | 808.2418 | 0.00011671 | 819.5176 | 0.00083044 | 819.5176 | 0.00025559 | 819.5176 | 0.00089298 | 819.5176 | 0.00068635 | 641.3606 | 0.37643 | 819.5176 | 0.00023407 | 819.3195 | 0.0011 | 951.6362 | 0.00629 | 819.3195 | 0.80429 | 951.289 | 2.6669e-05 | 951.6362 | 0.98777 | 808.2418 | 0.0036
| 819.7559 | -0.00037913 | 819.5578 | -0.00044162 | 638.9405 | 0.00118 | 819.7559 | -0.00047307 | 819.5578 | -0.0012138 | 810.5488 | 0 | 819.5578 | -0.00085742 | 641.4807 | 9.6553e-06 | 819.7559 | 0 | 808.4741 | -0.0002345 | 819.7559 | 0 | 819.7559 | 0 | 819.7559 | 0 | 819.7559 | 0 | 641.4807 | 0.364 | 819.7559 | 0 | 819.5578 | -0.00080372 | 951.8045 | 0.00438 | 819.5578 | 0.79645 | 951.4581 | 0 | 951.8045 | 0.98669 | 808.4741 | 0.00179
| 819.9942 | 0.00039527 | 819.7962 | 0.00031063 | 639.0616 | 0 | 819.9942 | 0.00032995 | 819.7962 | 0.00094151 | 810.7849 | 0 | 819.7962 | 0.00058941 | 641.6008 | 9.5993e-06 | 819.9942 | 0.00019083 | 808.7064 | -0.0018477 | 819.9942 | 0.00022601 | 819.9942 | 0.0003602 | 819.9942 | 0.0006875 | 819.9942 | 0.00068073 | 641.6008 | 0.35345 | 819.9942 | 0.00035246 | 819.7962 | 0.00069937 | 951.9728 | 0.00573 | 819.7962 | 0.77089 | 951.6272 | 2.6669e-05 | 951.9728 | 0.9856 | 808.7064 | 0.00506
| 820.2325 | -0.0002849 | 820.0345 | -0.0010455 | 639.1826 | 0.00102 | 820.2325 | -0.00077869 | 820.0345 | -0.0010104 | 811.0209 | 0 | 820.0345 | -0.00091338 | 641.7209 | 9.0729e-06 | 820.2325 | 0 | 808.9387 | -1.3539e-05 | 820.2325 | 0 | 820.2325 | 0 | 820.2325 | 0 | 820.2325 | 0 | 641.7209 | 0.3448 | 820.2325 | 0 | 820.0345 | -0.00091043 | 952.1411 | 0.00397 | 820.0345 | 0.76224 | 951.7963 | 1.0001e-05 | 952.1411 | 0.98467 | 808.9387 | 0.00333
| 820.4708 | 0.00050435 | 820.2729 | -0.00016504 | 639.3038 | 0 | 820.4708 | 0.00042289 | 820.2729 | 0.00025291 | 811.257 | 0 | 820.2729 | 0.00055162 | 641.841 | 8.7032e-06 | 820.4708 | 0.00034535 | 809.1709 | -0.00021683 | 820.4708 | 0.00040078 | 820.4708 | 0.00024747 | 820.4708 | 0.00014841 | 820.4708 | 0.00047666 | 641.841 | 0.33481 | 820.4708 | 0.0003706 | 820.2729 | 7.3482e-05 | 952.3093 | 0.00443 | 820.2729 | 0.74626 | 951.9653 | 6.6672e-06 | 952.3093 | 0.98255 | 809.1709 | 0.00423
| 820.7092 | -0.00017375 | 820.5112 | -0.0011225 | 639.4249 | 0.00146 | 820.7092 | -0.0012306 | 820.5112 | -0.0015604 | 811.493 | 0 | 820.5112 | -0.0010218 | 641.9611 | 8.58e-06 | 820.7092 | 0 | 809.4032 | -0.00077145 | 820.7092 | 0 | 820.7092 | 0 | 820.7092 | 0 | 820.7092 | 0 | 641.9611 | 0.3264 | 820.7092 | 0 | 820.5112 | -0.00112 | 952.4776 | 0.00478 | 820.5112 | 0.73308 | 952.1344 | 1.0001e-05 | 952.4776 | 0.98057 | 809.4032 | 0.00111
| 820.9475 | 0.00021784 | 820.7496 | 0.00085649 | 639.546 | 0 | 820.9475 | -4.2344e-05 | 820.7496 | 0.00043718 | 811.7291 | 0 | 820.7496 | 0.0004985 | 642.0811 | 8.468e-06 | 820.9475 | 0.00066751 | 809.6355 | 0.0024476 | 820.9475 | 0.00088691 | 820.9475 | 0.00076548 | 820.9475 | 0.00013403 | 820.9475 | 0.0011516 | 642.0811 | 0.3174 | 820.9475 | 0.00043587 | 820.7496 | 0.00115 | 952.6459 | 0.00584 | 820.7496 | 0.71798 | 952.3035 | 2.6669e-05 | 952.6459 | 0.97768 | 809.6355 | 0.00434
| 821.1859 | 0.00037754 | 820.988 | -0.0012305 | 639.6671 | 0.0018 | 821.1859 | -0.00038539 | 820.988 | -0.0018399 | 811.9651 | 0 | 820.988 | -0.00093327 | 642.2012 | 8.132e-06 | 821.1859 | 0 | 809.8678 | -0.0002816 | 821.1859 | 0 | 821.1859 | 0 | 821.1859 | 0 | 821.1859 | 0 | 642.2012 | 0.30814 | 821.1858 | 0 | 820.988 | -0.00111 | 952.8142 | 0.00547 | 820.988 | 0.70962 | 952.4726 | 3.0002e-05 | 952.8142 | 0.97572 | 809.8678 | 0.00331
| 821.4242 | 7.9859e-05 | 821.2264 | 0.00017325 | 639.7882 | 0 | 821.4242 | 0.00010631 | 821.2264 | 0.00071984 | 812.2013 | 0 | 821.2264 | 0.00055502 | 642.3213 | 8.0648e-06 | 821.4242 | 0.0006863 | 810.1002 | 0.0022814 | 821.4242 | 0.0010231 | 821.4242 | 0.0002174 | 821.4242 | 0.00026847 | 821.4242 | 0.0010224 | 642.3213 | 0.29804 | 821.4242 | 0.0003222 | 821.2264 | 0.00040522 | 952.9825 | 0.00626 | 821.2264 | 0.6863 | 952.6417 | 6.6672e-06 | 952.9825 | 0.97342 | 810.1002 | 0.00229
| 821.6626 | -0.00037373 | 821.4647 | -0.0011752 | 639.9094 | 0.00091902 | 821.6626 | -0.00057051 | 821.4647 | -0.0016195 | 812.4374 | 0 | 821.4647 | -0.00085986 | 642.4414 | 8.6024e-06 | 821.6626 | 0 | 810.3325 | -0.00064091 | 821.6626 | 0 | 821.6626 | 0 | 821.6626 | 0 | 821.6626 | 0 | 642.4414 | 0.28981 | 821.6626 | 0 | 821.4647 | -0.00096427 | 953.1508 | 0.00371 | 821.4647 | 0.67706 | 952.8108 | 3.0002e-05 | 953.1508 | 0.9721 | 810.3325 | 0.00293
| 821.9009 | 4.1702e-06 | 821.7031 | -0.00011184 | 640.0305 | 0 | 821.9009 | 3.6257e-05 | 821.7031 | 0.00053431 | 812.6735 | 0 | 821.7031 | 0.00074643 | 642.5615 | 8.132e-06 | 821.901 | 0.00037177 | 810.5648 | 0.0014711 | 821.901 | 0.00030978 | 821.9009 | 0.00021759 | 821.901 | 0.00035251 | 821.901 | 0.00054252 | 642.5615 | 0.28191 | 821.9009 | 0.00044727 | 821.7032 | 0.00052463 | 953.3191 | 0.00485 | 821.7031 | 0.65488 | 952.9799 | 0 | 953.3191 | 0.97089 | 810.5648 | 0.0031
| 822.1393 | 0.0002101 | 821.9416 | -0.00088313 | 640.1517 | 0.00074563 | 822.1393 | -0.0005686 | 821.9416 | -0.0013861 | 812.9096 | 0 | 821.9416 | -0.0010089 | 642.6816 | 8.244e-06 | 822.1394 | 0 | 810.7971 | 0.00015791 | 822.1394 | 0 | 822.1393 | 0 | 822.1394 | 0 | 822.1394 | 0 | 642.6816 | 0.27489 | 822.1393 | 0 | 821.9416 | -0.0008653 | 953.4873 | 0.00251 | 821.9416 | 0.63669 | 953.149 | 1.0001e-05 | 953.4873 | 0.97084 | 810.7971 | 0.00148
| 822.3777 | 0.00080905 | 822.18 | 0.0007721 | 640.2729 | 0 | 822.3777 | -0.00029368 | 822.18 | 0.0010593 | 813.1458 | 0 | 822.18 | 0.00056769 | 642.8017 | 8.3e-06 | 822.3777 | 0.00076738 | 811.0295 | 0.0010004 | 822.3777 | 0.0011733 | 822.3777 | 0.00053562 | 822.3777 | 0.00077932 | 822.3777 | 0.0010985 | 642.8017 | 0.26631 | 822.3777 | 0.00040305 | 822.18 | 0.00087481 | 953.6557 | 0.00503 | 822.18 | 0.62058 | 953.3181 | 4.667e-05 | 953.6557 | 0.96963 | 811.0295 | 0.00391
| 822.6161 | -0.0003075 | 822.4184 | -0.001114 | 640.3941 | 0.00106 | 822.6161 | -0.0011212 | 822.4184 | -0.00090708 | 813.3818 | 0 | 822.4184 | -0.00081624 | 642.9218 | 9.7001e-06 | 822.6161 | 0 | 811.2618 | -0.00021074 | 822.6161 | 0 | 822.6161 | 0 | 822.6161 | 0 | 822.6161 | 0 | 642.9218 | 0.25852 | 822.6161 | 0 | 822.4184 | -0.00044335 | 953.8239 | 0.00557 | 822.4184 | 0.61512 | 953.4872 | 3.0002e-05 | 953.8239 | 0.96859 | 811.2618 | 0.00331
| 822.8546 | 0.00033959 | 822.6568 | 0.00058789 | 640.5153 | 0 | 822.8546 | 0.00016449 | 822.6568 | -0.00025962 | 813.618 | 0 | 822.6568 | 0.00054129 | 643.0419 | 9.6553e-06 | 822.8546 | 0.00045175 | 811.4942 | -0.00019269 | 822.8546 | 0.0007099 | 822.8546 | 0.00053114 | 822.8546 | 0.00077131 | 822.8546 | 0.0010043 | 643.0419 | 0.25059 | 822.8546 | 0.00036178 | 822.6568 | 0.00070767 | 953.9922 | 0.0052 | 822.6568 | 0.59511 | 953.6563 | 0 | 953.9922 | 0.96648 | 811.4942 | 0.00606
| 823.093 | -0.00015795 | 822.8953 | -0.00098092 | 640.6364 | 0.00134 | 823.093 | -0.00055783 | 822.8953 | -0.0011421 | 813.8541 | 0 | 822.8953 | -0.000971 | 643.1621 | 9.9129e-06 | 823.093 | 0 | 811.7266 | -0.0027661 | 823.093 | 0 | 823.093 | 0 | 823.093 | 0 | 823.093 | 0 | 643.1621 | 0.24461 | 823.093 | 0 | 822.8953 | -0.00014301 | 954.1605 | 0.00513 | 822.8953 | 0.58244 | 953.8254 | 1.0001e-05 | 954.1605 | 0.96515 | 811.7266 | 0.00324
| 823.3314 | 0.00040537 | 823.1337 | -1.4866e-05 | 640.7577 | 0 | 823.3314 | 0.00080369 | 823.1337 | 0.000553 | 814.0903 | 0 | 823.1337 | 0.00060764 | 643.2822 | 8.132e-06 | 823.3314 | 0.00086476 | 811.9589 | 0.00096132 | 823.3314 | 0.00075566 | 823.3314 | 0.00059145 | 823.3314 | 0.0014271 | 823.3314 | 0.0012758 | 643.2822 | 0.23802 | 823.3314 | 0.00029272 | 823.1337 | 0.00091454 | 954.3288 | 0.00501 | 823.1337 | 0.56754 | 953.9945 | 6.6672e-06 | 954.3288 | 0.96257 | 811.9589 | 0.00459
| 823.5698 | -0.00054194 | 823.3722 | -0.00096045 | 640.8789 | 0.00010404 | 823.5698 | -0.00059745 | 823.3722 | -0.0008153 | 814.3265 | 0 | 823.3722 | -0.00098461 | 643.4023 | 9.3081e-06 | 823.5698 | 0 | 812.1913 | -0.00085547 | 823.5698 | 0 | 823.5698 | 0 | 823.5698 | 0 | 823.5698 | 0 | 643.4023 | 0.23137 | 823.5698 | 0 | 823.3722 | -0.00112 | 954.4971 | 0.00441 | 823.3722 | 0.55203 | 954.1637 | 3.0002e-05 | 954.4971 | 0.96014 | 812.1914 | 0.00285
| 823.8083 | 0.00040983 | 823.6106 | -7.8232e-05 | 641.0001 | 0 | 823.8083 | 0.00051043 | 823.6106 | -0.00013217 | 814.5627 | 0 | 823.6106 | 0.0005851 | 643.5224 | 8.58e-06 | 823.8083 | 0.00079658 | 812.4237 | 0.0010823 | 823.8083 | 0.0007139 | 823.8083 | 0.00029533 | 823.8083 | 0.0004042 | 823.8083 | 0.0010741 | 643.5224 | 0.22349 | 823.8083 | 0.00033997 | 823.6106 | 0.00098364 | 954.6654 | 0.00726 | 823.6106 | 0.54314 | 954.3328 | 0 | 954.6654 | 0.95719 | 812.4237 | 0.00476
| 824.0468 | -5.4114e-05 | 823.8491 | -0.001097 | 641.1213 | 0.00093636 | 824.0468 | -0.0011609 | 823.8491 | -0.0014502 | 814.7988 | 0 | 823.8491 | -0.0010624 | 643.6425 | 9.0729e-06 | 824.0467 | 0 | 812.6561 | 0.0005426 | 824.0467 | 0 | 824.0468 | 0 | 824.0467 | 0 | 824.0467 | 0 | 643.6425 | 0.21718 | 824.0467 | 0 | 823.8491 | -0.00165 | 954.8337 | 0.00364 | 823.8491 | 0.52277 | 954.5019 | 1.0001e-05 | 954.8337 | 0.95504 | 812.6561 | 0.00237
| 824.2852 | 0.0017619 | 824.0876 | 0.00091862 | 641.2426 | 0 | 824.2852 | 8.1391e-05 | 824.0876 | -0.0002775 | 815.035 | 0 | 824.0876 | 0.00074212 | 643.7626 | 8.7816e-06 | 824.2852 | 0.00052393 | 812.8885 | -0.00078032 | 824.2852 | 0.0012035 | 824.2852 | 0.0010465 | 824.2852 | 0.0013055 | 824.2852 | 0.0014348 | 643.7626 | 0.21184 | 824.2852 | 0.00051051 | 824.0876 | 0.000684 | 955.002 | 0.00587 | 824.0876 | 0.50001 | 954.671 | 6.6672e-06 | 955.002 | 0.95251 | 812.8886 | 0.00259
| 824.5237 | -0.00055609 | 824.326 | -0.00017864 | 641.3638 | 0.00104 | 824.5237 | -0.00068936 | 824.326 | -0.00066687 | 815.2712 | 0 | 824.326 | -0.00095586 | 643.8827 | 9.7561e-06 | 824.5237 | 0 | 813.121 | -0.0026821 | 824.5237 | 0 | 824.5237 | 0 | 824.5237 | 0 | 824.5237 | 0 | 643.8827 | 0.20743 | 824.5237 | 0 | 824.326 | -0.00071572 | 955.1703 | 0.0045 | 824.326 | 0.48759 | 954.8401 | 3.0002e-05 | 955.1703 | 0.95007 | 813.121 | 0.00321
| 824.7621 | 0.00019693 | 824.5645 | 0.00045062 | 641.4851 | 0 | 824.7621 | 0.00022032 | 824.5645 | 0.0013009 | 815.5074 | 0 | 824.5645 | 0.00057126 | 644.0029 | 1.0193e-05 | 824.7621 | 0.00086597 | 813.3534 | 0.00031954 | 824.7621 | 0.00094439 | 824.7621 | 0.00053035 | 824.7621 | 0.00060855 | 824.7621 | 0.00069176 | 644.0029 | 0.20294 | 824.7622 | 0.00038486 | 824.5645 | 0.00104 | 955.3386 | 0.00582 | 824.5645 | 0.4712 | 955.0093 | 0 | 955.3386 | 0.94647 | 813.3534 | 0.003
| 825.0006 | 4.1693e-05 | 824.803 | -0.00061365 | 641.6064 | 0.00067626 | 825.0006 | -0.00060545 | 824.803 | -0.0011369 | 815.7437 | 0 | 824.803 | -0.00088623 | 644.123 | 1.0529e-05 | 825.0006 | 0 | 813.5858 | -0.0016888 | 825.0006 | 0 | 825.0006 | 0 | 825.0006 | 0 | 825.0006 | 0 | 644.123 | 0.19845 | 825.0006 | 0 | 824.803 | -0.00088129 | 955.5069 | 0.00438 | 824.803 | 0.46379 | 955.1784 | 1.0001e-05 | 955.5069 | 0.94347 | 813.5858 | 0.00040114
| 825.2391 | 0.0010349 | 825.0415 | 0.00010926 | 641.7276 | 0 | 825.2391 | 5.8695e-05 | 825.0415 | 0.00060417 | 815.9799 | 0 | 825.0415 | 0.00058618 | 644.2431 | 9.4201e-06 | 825.2391 | 0.00040297 | 813.8182 | 0.00015484 | 825.2391 | 0.00054267 | 825.2391 | 0.00034662 | 825.2391 | 0.00079068 | 825.2391 | 0.00081117 | 644.2431 | 0.19289 | 825.2391 | 0.00022521 | 825.0415 | 8.7628e-05 | 955.6753 | 0.00476 | 825.0415 | 0.44288 | 955.3475 | 6.6672e-06 | 955.6753 | 0.9404 | 813.8182 | 0.00347
| 825.4776 | -0.00051974 | 825.2801 | -0.0010164 | 641.8489 | 0.00125 | 825.4776 | -0.00014838 | 825.2801 | -0.0016494 | 816.2161 | 0 | 825.2801 | -0.0010329 | 644.3632 | 9.4873e-06 | 825.4776 | 0 | 814.0507 | -0.001794 | 825.4776 | 0 | 825.4776 | 0 | 825.4776 | 0 | 825.4776 | 0 | 644.3632 | 0.18768 | 825.4776 | 0 | 825.28 | -0.00061561 | 955.8436 | 0.0036 | 825.2801 | 0.42915 | 955.5167 | 3.0002e-05 | 955.8436 | 0.93858 | 814.0507 | 0.00183
| 825.7161 | 0.00095666 | 825.5186 | -0.00032175 | 641.9702 | 0 | 825.7161 | -0.00030137 | 825.5186 | 0.00068276 | 816.4523 | 0 | 825.5186 | 0.00068653 | 644.4834 | 9.3641e-06 | 825.7161 | 0.00063417 | 814.2831 | 0.0046188 | 825.7161 | 0.00094495 | 825.7161 | 0.00012983 | 825.7161 | 0.00037267 | 825.7161 | 0.00094717 | 644.4834 | 0.18138 | 825.7161 | 0.0002658 | 825.5186 | 0.00041791 | 956.0119 | 0.00629 | 825.5186 | 0.41594 | 955.6858 | 0 | 956.0119 | 0.93731 | 814.2831 | 0.00304
| 825.9547 | -7.0577e-05 | 825.7571 | -0.0004763 | 642.0915 | 0.00147 | 825.9547 | -0.00071603 | 825.7571 | -0.00065505 | 816.6886 | 0 | 825.7571 | -0.00094986 | 644.6035 | 1.0854e-05 | 825.9547 | 0 | 814.5156 | -0.00053326 | 825.9547 | 0 | 825.9547 | 0 | 825.9547 | 0 | 825.9547 | 0 | 644.6035 | 0.17722 | 825.9547 | 0 | 825.7571 | -0.00080156 | 956.1802 | 0.00448 | 825.7571 | 0.40587 | 955.855 | 1.0001e-05 | 956.1802 | 0.9369 | 814.5156 | 0.00414
| 826.1932 | 0.00062753 | 825.9956 | 0.00014143 | 642.2128 | 0 | 826.1932 | -0.00040596 | 825.9956 | 0.00075452 | 816.9249 | 0 | 825.9956 | 0.00071982 | 644.7236 | 1.0271e-05 | 826.1932 | 0.00011753 | 814.748 | 0.0029646 | 826.1932 | 0.00083772 | 826.1932 | 0.00040689 | 826.1932 | 0.00064378 | 826.1932 | 0.001476 | 644.7236 | 0.17153 | 826.1932 | 0.00042801 | 825.9956 | 0.00057229 | 956.3485 | 0.00559 | 825.9956 | 0.3941 | 956.0241 | 6.6672e-06 | 956.3485 | 0.93672 | 814.7481 | 0.00433
| 826.4317 | 0.00048005 | 826.2342 | -0.00093617 | 642.3341 | 0.00137 | 826.4317 | -0.00059995 | 826.2342 | -0.001927 | 817.1611 | 0 | 826.2342 | -0.0011151 | 644.8438 | 1.1235e-05 | 826.4317 | 0 | 814.9805 | -0.0014216 | 826.4317 | 0 | 826.4317 | 0 | 826.4317 | 0 | 826.4317 | 0 | 644.8438 | 0.1675 | 826.4317 | 0 | 826.2342 | -0.0006496 | 956.5168 | 0.00478 | 826.2342 | 0.3839 | 956.1933 | 0 | 956.5168 | 0.93617 | 814.9805 | 0.00284
| 826.6703 | 0.00029559 | 826.4727 | -0.00016983 | 642.4555 | 0 | 826.6703 | 0.00029546 | 826.4727 | -6.7124e-05 | 817.3974 | 0 | 826.4727 | 0.00055766 | 644.9639 | 1.0249e-05 | 826.6703 | 0.00015219 | 815.213 | 0.0013435 | 826.6703 | 0.00081174 | 826.6703 | 9.0819e-05 | 826.6703 | 0.00016386 | 826.6703 | 0.0005658 | 644.9639 | 0.16219 | 826.6703 | 0.00025294 | 826.4727 | 0.00109 | 956.6851 | 0.00527 | 826.4727 | 0.36968 | 956.3624 | 0 | 956.6851 | 0.93348 | 815.213 | 0.00487
| 826.9088 | -0.00045735 | 826.7113 | -0.0015016 | 642.5768 | 0.00123 | 826.9088 | -0.00035777 | 826.7113 | -0.001226 | 817.6337 | 0 | 826.7113 | -0.00097069 | 645.084 | 1.0484e-05 | 826.9088 | 0 | 815.4455 | -0.0019736 | 826.9088 | 0 | 826.9088 | 0 | 826.9088 | 0 | 826.9088 | 0 | 645.084 | 0.15797 | 826.9088 | 0 | 826.7113 | -0.0004873 | 956.8534 | 0.00475 | 826.7113 | 0.36229 | 956.5316 | 3.0002e-05 | 956.8534 | 0.92954 | 815.4455 | 0.00257
| 827.1474 | -4.8261e-05 | 826.9499 | 0.00052322 | 642.6982 | 0 | 827.1474 | -0.00033661 | 826.9499 | -8.9623e-05 | 817.87 | 0 | 826.9499 | 0.0006391 | 645.2042 | 8.3672e-06 | 827.1474 | 0.00041815 | 815.678 | 0.0022045 | 827.1474 | 0.00083702 | 827.1474 | 0.00052384 | 827.1474 | 0.0006529 | 827.1474 | 0.00047739 | 645.2042 | 0.15285 | 827.1474 | 0.00041873 | 826.9499 | 0.00031678 | 957.0217 | 0.0042 | 826.9499 | 0.33888 | 956.7007 | 2.6669e-05 | 957.0217 | 0.92414 | 815.678 | 0.00362
| 827.3859 | -7.8946e-05 | 827.1884 | -0.00022598 | 642.8195 | 0.00088435 | 827.3859 | -0.00034444 | 827.1884 | -0.0012727 | 818.1063 | 0 | 827.1884 | -0.00084049 | 645.3243 | 7.0679e-06 | 827.386 | 0 | 815.9105 | -0.00096937 | 827.386 | 0 | 827.3859 | 0 | 827.386 | 0 | 827.386 | 0 | 645.3243 | 0.14938 | 827.3859 | 0 | 827.1884 | -0.00044362 | 957.1901 | 0.00733 | 827.1884 | 0.33269 | 956.8699 | 0 | 957.1901 | 0.91931 | 815.9105 | 0.00291
| 827.6245 | 0.00015608 | 827.427 | 0.00050371 | 642.9409 | 0 | 827.6245 | -3.7603e-05 | 827.427 | 8.0677e-05 | 818.3426 | 0 | 827.427 | 0.000458 | 645.4445 | 6.4406e-06 | 827.6245 | 0.00040907 | 816.143 | 0.0057746 | 827.6245 | 0.00081714 | 827.6245 | 0.00047582 | 827.6245 | 0.00014914 | 827.6245 | 0.00068095 | 645.4445 | 0.14497 | 827.6245 | 0.00029143 | 827.427 | 0.00030507 | 957.3584 | 0.00524 | 827.427 | 0.32439 | 957.039 | 2.6669e-05 | 957.3584 | 0.91432 | 816.143 | 0.00416
| 827.8631 | -0.0011088 | 827.6656 | -0.00078341 | 643.0622 | 0.00227 | 827.8631 | -0.00073269 | 827.6656 | -0.00036329 | 818.5789 | 0 | 827.6656 | -0.00091702 | 645.5646 | 7.6951e-06 | 827.8631 | 0 | 816.3755 | -0.00020624 | 827.8631 | 0 | 827.8631 | 0 | 827.8631 | 0 | 827.8631 | 0 | 645.5646 | 0.14203 | 827.8631 | 0 | 827.6656 | -0.00058421 | 957.5267 | 0.00389 | 827.6656 | 0.31118 | 957.2082 | 1.0001e-05 | 957.5267 | 0.91011 | 816.3755 | 0.00345
| 828.1017 | 0.00069725 | 827.9042 | -0.001405 | 643.1836 | 0 | 828.1017 | 0.00060272 | 827.9042 | 0.00013795 | 818.8152 | 0 | 827.9042 | 0.00062465 | 645.6848 | 8.4232e-06 | 828.1017 | 0.00084126 | 816.608 | 0.00079643 | 828.1017 | 0 | 828.1017 | 0 | 828.1017 | 0.00061175 | 828.1017 | 0.00083019 | 645.6848 | 0.13712 | 828.1017 | 0.00024221 | 827.9042 | -8.1646e-05 | 957.695 | 0.00538 | 827.9042 | 0.3015 | 957.3773 | 6.6672e-06 | 957.695 | 0.90566 | 816.608 | 0.00558
| 828.3403 | -0.00050542 | 828.1428 | -0.00019644 | 643.305 | 0.00097105 | 828.3403 | -0.000587 | 828.1428 | -0.00062396 | 819.0516 | 0 | 828.1428 | -0.0009179 | 645.8049 | 9.9913e-06 | 828.3403 | 0 | 816.8406 | 0.00022853 | 828.3403 | 0 | 828.3403 | 0 | 828.3403 | 0 | 828.3403 | 0 | 645.8049 | 0.13388 | 828.3403 | 0 | 828.1428 | -0.00033436 | 957.8634 | 0.00478 | 828.1428 | 0.29068 | 957.5465 | 0 | 957.8634 | 0.90182 | 816.8406 | 0.0005002
| 828.5789 | -8.2622e-05 | 828.3814 | -1.0645e-05 | 643.4264 | 0 | 828.5789 | 0.0001777 | 828.3814 | 0.00016209 | 819.2879 | 0 | 828.3814 | 0.00044626 | 645.9251 | 9.8905e-06 | 828.5789 | 0.00034489 | 817.0731 | -0.00046559 | 828.5789 | 0.0007815 | 828.5789 | 0.00012873 | 828.5789 | 0.00053542 | 828.5789 | 0.00098985 | 645.9251 | 0.12924 | 828.5789 | 0.00027083 | 828.3814 | 0.000346 | 958.0317 | 0.00578 | 828.3814 | 0.28176 | 957.7157 | 0 | 958.0317 | 0.89683 | 817.0731 | 0.0052
| 828.8176 | -0.00054118 | 828.62 | -0.0007045 | 643.5478 | 0.00095371 | 828.8176 | -0.00112 | 828.62 | -0.00063986 | 819.5242 | 0 | 828.62 | -0.00096467 | 646.0452 | 1.0171e-05 | 828.8175 | 0 | 817.3057 | 0.00047654 | 828.8175 | 0 | 828.8176 | 0 | 828.8175 | 0 | 828.8175 | 0 | 646.0452 | 0.1261 | 828.8176 | 0 | 828.62 | -0.00048296 | 958.2 | 0.00434 | 828.62 | 0.2702 | 957.8849 | 0 | 958.2 | 0.89285 | 817.3057 | 0.0031
| 829.0562 | 0.00093822 | 828.8587 | 1.5491e-05 | 643.6692 | 0 | 829.0562 | 0.00018609 | 828.8587 | 0.00013656 | 819.7606 | 0 | 828.8587 | 0.00058029 | 646.1654 | 9.2297e-06 | 829.0562 | 0.00022405 | 817.5383 | 0.0021296 | 829.0562 | 0.00048102 | 829.0562 | 0.00045874 | 829.0562 | 0.00013229 | 829.0562 | 0.00062451 | 646.1654 | 0.12219 | 829.0562 | 0.00012908 | 828.8587 | 0.00022981 | 958.3683 | 0.00512 | 828.8587 | 0.26178 | 958.054 | 0 | 958.3683 | 0.88839 | 817.5383 | 0.00192
| 829.2948 | -0.00046645 | 829.0973 | 0.00016545 | 643.7907 | 0.00019074 | 829.2948 | -0.00088735 | 829.0973 | -0.0012139 | 819.9969 | 0 | 829.0973 | -0.00092074 | 646.2855 | 8.3e-06 | 829.2948 | 0 | 817.7708 | -0.0012496 | 829.2948 | 0 | 829.2948 | 0 | 829.2948 | 0 | 829.2948 | 0 | 646.2855 | 0.1198 | 829.2948 | 0 | 829.0973 | -0.00049989 | 958.5367 | 0.0054 | 829.0973 | 0.25213 | 958.2232 | 1.0001e-05 | 958.5367 | 0.88452 | 817.7708 | 0.00377
| 829.5334 | 0.00053655 | 829.3359 | -0.00018709 | 643.9121 | 0 | 829.5334 | 0.00050454 | 829.3359 | 0.00096551 | 820.2333 | 0 | 829.3359 | 0.00044492 | 646.4057 | 7.4599e-06 | 829.5335 | 0.0010344 | 818.0034 | 0.0026552 | 829.5335 | 0.00016974 | 829.5334 | 0.00010657 | 829.5335 | 0.00036378 | 829.5335 | 0.00093161 | 646.4057 | 0.11629 | 829.5335 | 0.000288 | 829.3359 | 0.00026133 | 958.705 | 0.00626 | 829.3359 | 0.2406 | 958.3924 | 0 | 958.705 | 0.87997 | 818.0034 | 0.00254
| 829.7721 | -0.00028392 | 829.5746 | -0.0012565 | 644.0335 | 0.00098839 | 829.7721 | -0.00038134 | 829.5746 | -0.00098262 | 820.4697 | 0 | 829.5746 | -0.001029 | 646.5259 | 7.5383e-06 | 829.7721 | 0 | 818.236 | -0.00078076 | 829.7721 | 0 | 829.7721 | 0 | 829.7721 | 0 | 829.7721 | 0 | 646.5259 | 0.1132 | 829.7721 | 0 | 829.5746 | -0.00040218 | 958.8733 | 0.00373 | 829.5746 | 0.22822 | 958.5616 | 3.0002e-05 | 958.8733 | 0.8765 | 818.236 | 0.00333
| 830.0107 | 0.0004672 | 829.8132 | -0.00018926 | 644.155 | 0 | 830.0107 | -2.9353e-05 | 829.8132 | 0.00072211 | 820.7061 | 0 | 829.8132 | 0.00073406 | 646.646 | 7.7959e-06 | 830.0108 | 0.00065023 | 818.4686 | 0.00066184 | 830.0108 | 0.0006568 | 830.0107 | 0.0001449 | 830.0108 | 0.00044102 | 830.0108 | 0.00054669 | 646.646 | 0.10868 | 830.0107 | 7.2092e-05 | 829.8132 | 0.00046993 | 959.0417 | 0.00554 | 829.8132 | 0.22173 | 958.7307 | 6.6672e-06 | 959.0417 | 0.87285 | 818.4686 | 0.00444
| 830.2495 | -0.00054806 | 830.0519 | -0.00050993 | 644.2764 | 0.00079764 | 830.2495 | -0.00041603 | 830.0519 | -0.0010232 | 820.9425 | 0 | 830.0519 | -0.00078545 | 646.7662 | 9.1849e-06 | 830.2494 | 0 | 818.7011 | -0.0011158 | 830.2494 | 0 | 830.2495 | 0 | 830.2494 | 0 | 830.2494 | 0 | 646.7662 | 0.10537 | 830.2495 | 0 | 830.0519 | -0.00137 | 959.21 | 0.0035 | 830.0519 | 0.21667 | 958.8999 | 3.0002e-05 | 959.21 | 0.87025 | 818.7011 | 0.00241
| 830.4881 | 0.00062726 | 830.2906 | -0.00043661 | 644.3979 | 0 | 830.4881 | 0.00049035 | 830.2906 | 0.0010201 | 821.1789 | 0 | 830.2906 | 0.00063112 | 646.8863 | 9.6441e-06 | 830.4881 | 0.00057824 | 818.9337 | 0.0019047 | 830.4881 | 0.0010703 | 830.4881 | 0.00020746 | 830.4881 | 0.0006463 | 830.4881 | 0.0011059 | 646.8863 | 0.10185 | 830.4881 | 0.00017216 | 830.2906 | 0.00063101 | 959.3783 | 0.00533 | 830.2906 | 0.21391 | 959.0691 | 2.6669e-05 | 959.3783 | 0.86633 | 818.9337 | 0.0028
| 830.7268 | -0.00078662 | 830.5293 | -0.00093348 | 644.5194 | 0.00090168 | 830.7268 | -0.00057802 | 830.5293 | -0.001006 | 821.4153 | 0 | 830.5293 | -0.00094963 | 647.0065 | 9.7561e-06 | 830.7268 | 0 | 819.1663 | 0.0026895 | 830.7268 | 0 | 830.7268 | 0 | 830.7268 | 0 | 830.7268 | 0 | 647.0065 | 0.09952 | 830.7268 | 0 | 830.5293 | -0.00116 | 959.5466 | 0.00501 | 830.5293 | 0.19968 | 959.2383 | 1.0001e-05 | 959.5466 | 0.86292 | 819.1663 | 0.00237
| 830.9655 | -0.00017636 | 830.7679 | -0.00092056 | 644.6409 | 0 | 830.9655 | 0.00017667 | 830.7679 | 0.00034851 | 821.6517 | 0 | 830.7679 | 0.00048621 | 647.1267 | 8.972e-06 | 830.9655 | 0.00063344 | 819.399 | 0.0017204 | 830.9655 | 0.000237 | 830.9655 | 0.00036157 | 830.9655 | 0.00086196 | 830.9655 | 0.00095988 | 647.1267 | 0.09618 | 830.9655 | 0.00026866 | 830.768 | 0.00019717 | 959.715 | 0.00714 | 830.7679 | 0.19964 | 959.4075 | 6.6672e-06 | 959.715 | 0.85822 | 819.399 | 0.00537
| 831.2042 | -0.00061424 | 831.0066 | 0.00075319 | 644.7624 | 0.00123 | 831.2042 | -0.00080397 | 831.0066 | -0.0011091 | 821.8882 | 0 | 831.0066 | -0.00078871 | 647.2469 | 8.7928e-06 | 831.2042 | 0 | 819.6316 | -0.00032724 | 831.2042 | 0 | 831.2042 | 0 | 831.2042 | 0 | 831.2042 | 0 | 647.2469 | 0.09343 | 831.2042 | 0 | 831.0066 | -0.00036836 | 959.8833 | 0.00621 | 831.0066 | 0.19113 | 959.5767 | 1.0001e-05 | 959.8833 | 0.85545 | 819.6316 | 0.00144
| 831.4429 | 0.00099855 | 831.2453 | 0.00038225 | 644.8839 | 0 | 831.4429 | -0.00024087 | 831.2453 | 0.0007525 | 822.1246 | 0 | 831.2453 | 0.00046553 | 647.367 | 8.468e-06 | 831.4429 | 0.00055547 | 819.8642 | 0.00022685 | 831.4429 | 0.00095798 | 831.4429 | 0.00015748 | 831.4429 | 0.0005533 | 831.4429 | 0.0010468 | 647.367 | 0.08952 | 831.4429 | 0.00031574 | 831.2453 | 0.00077109 | 960.0517 | 0.00691 | 831.2453 | 0.18381 | 959.7459 | 6.6672e-06 | 960.0517 | 0.85235 | 819.8642 | 0.00506
| 831.6816 | 0.00022798 | 831.4841 | -0.00088968 | 645.0054 | 0.00109 | 831.6816 | -0.00026988 | 831.4841 | -0.0014632 | 822.3611 | 0 | 831.4841 | -0.0010712 | 647.4872 | 9.8009e-06 | 831.6816 | 0 | 820.0969 | -0.0010035 | 831.6816 | 0 | 831.6816 | 0 | 831.6816 | 0 | 831.6816 | 0 | 647.4872 | 0.08698 | 831.6816 | 0 | 831.4841 | -0.00122 | 960.22 | 0.00584 | 831.4841 | 0.17796 | 959.9151 | 1.0001e-05 | 960.22 | 0.84961 | 820.0969 | 0.00053608
| 831.9203 | 0.00097985 | 831.7228 | 0.00062835 | 645.1269 | 0 | 831.9203 | -2.3653e-05 | 831.7228 | 0.0001126 | 822.5975 | 0 | 831.7228 | 0.00047401 | 647.6074 | 9.8345e-06 | 831.9204 | 0.0010895 | 820.3295 | -0.0020063 | 831.9204 | 0.00074915 | 831.9203 | 0.00051827 | 831.9204 | 0.00026829 | 831.9204 | 0.0014572 | 647.6074 | 0.08345 | 831.9203 | 0.00035099 | 831.7228 | 0.00054 | 960.3883 | 0.00594 | 831.7228 | 0.17158 | 960.0843 | 6.6672e-06 | 960.3883 | 0.84395 | 820.3295 | 0.00334
| 832.1591 | 0.00045606 | 831.9615 | -0.00034423 | 645.2484 | 0.00038148 | 832.1591 | -0.00058574 | 831.9615 | -0.0012058 | 822.834 | 0 | 831.9615 | -0.00096233 | 647.7276 | 9.8793e-06 | 832.1591 | 0 | 820.5621 | -0.002492 | 832.1591 | 0 | 832.1591 | 0 | 832.1591 | 0 | 832.1591 | 0 | 647.7276 | 0.08123 | 832.1591 | 0 | 831.9615 | -0.00037362 | 960.5567 | 0.00615 | 831.9615 | 0.16252 | 960.2535 | 0 | 960.5567 | 0.83801 | 820.5621 | 0.0038
| 832.3978 | 0.00031958 | 832.2002 | 7.4528e-05 | 645.37 | 0 | 832.3978 | -0.00021373 | 832.2002 | -0.00073939 | 823.0705 | 0 | 832.2002 | 0.00043644 | 647.8478 | 9.7001e-06 | 832.3978 | 0.001007 | 820.7948 | 0.001814 | 832.3978 | 0.00059151 | 832.3978 | 0.00058862 | 832.3978 | 0.00064182 | 832.3978 | 0.00070134 | 647.8478 | 0.0779 | 832.3978 | 0.00028822 | 832.2002 | 0.00124 | 960.725 | 0.00555 | 832.2002 | 0.16122 | 960.4227 | 2.6669e-05 | 960.725 | 0.83177 | 820.7948 | 0.00457
| 832.6366 | -6.818e-05 | 832.439 | -0.0011024 | 645.4915 | 0.00101 | 832.6366 | -0.00027285 | 832.439 | -0.0017978 | 823.3069 | 0 | 832.439 | -0.00089269 | 647.9679 | 9.2297e-06 | 832.6366 | 0 | 821.0275 | -0.00035271 | 832.6366 | 0 | 832.6366 | 0 | 832.6366 | 0 | 832.6366 | 0 | 647.9679 | 0.07572 | 832.6366 | 0 | 832.439 | -0.00058737 | 960.8934 | 0.00557 | 832.439 | 0.1543 | 960.5919 | 3.0002e-05 | 960.8934 | 0.82699 | 821.0275 | 0.00275
| 832.8754 | 0.00027353 | 832.6777 | -2.7828e-05 | 645.6131 | 0 | 832.8754 | -5.2902e-05 | 832.6777 | 0.00043246 | 823.5435 | 0 | 832.6777 | 0.00042902 | 648.0881 | 8.6024e-06 | 832.8753 | 0.00070102 | 821.2601 | 0.001717 | 832.8753 | 0.00050347 | 832.8754 | 0.0003695 | 832.8753 | 0.00059435 | 832.8753 | 0.00094202 | 648.0881 | 0.07269 | 832.8754 | 0.00036303 | 832.6777 | 0.00051214 | 961.0617 | 0.00772 | 832.6777 | 0.15059 | 960.7612 | 0 | 961.0617 | 0.82185 | 821.2601 | 0.00509
| 833.1141 | -0.0007142 | 832.9165 | -0.00081291 | 645.7346 | 0.00198 | 833.1141 | -0.00064161 | 832.9165 | -0.0010959 | 823.7799 | 0 | 832.9165 | -0.0010892 | 648.2083 | 8.5016e-06 | 833.1141 | 0 | 821.4928 | 0.00017796 | 833.1141 | 0 | 833.1141 | 0 | 833.1141 | 0 | 833.1141 | 0 | 648.2083 | 0.07048 | 833.1141 | 0 | 832.9165 | -0.0006415 | 961.2301 | 0.00375 | 832.9165 | 0.14288 | 960.9304 | 1.0001e-05 | 961.2301 | 0.81695 | 821.4928 | 0.00257
| 833.3529 | 0.00011048 | 833.1552 | 0.00053358 | 645.8562 | 0 | 833.3529 | -0.00010381 | 833.1552 | 0.00032107 | 824.0164 | 0 | 833.1552 | 0.00060075 | 648.3285 | 8.5016e-06 | 833.3529 | 0.0009948 | 821.7255 | 4.5219e-05 | 833.3529 | 0.00063976 | 833.3529 | 0.00019268 | 833.3529 | 0.0011046 | 833.3529 | 0.0010201 | 648.3285 | 0.06743 | 833.3529 | 0.00024644 | 833.1552 | 0.00062332 | 961.3984 | 0.0064 | 833.1552 | 0.13991 | 961.0996 | 6.6672e-06 | 961.3984 | 0.81121 | 821.7255 | -0.00077072
| 833.5917 | -0.0014331 | 833.394 | -0.00047906 | 645.9778 | 0.00196 | 833.5917 | 0.00041916 | 833.394 | -0.0012253 | 824.2529 | 0 | 833.394 | -0.00089507 | 648.4487 | 9.0505e-06 | 833.5917 | 0 | 821.9582 | -0.0020392 | 833.5917 | 0 | 833.5917 | 0 | 833.5917 | 0 | 833.5917 | 0 | 648.4487 | 0.06546 | 833.5917 | 0 | 833.394 | -0.00107 | 961.5668 | 0.00426 | 833.394 | 0.13118 | 961.2688 | 1.0001e-05 | 961.5668 | 0.80543 | 821.9582 | 0.00288
| 833.8304 | 0.00075266 | 833.6328 | 0.00029375 | 646.0994 | 6.9519e-05 | 833.8304 | 0.00031267 | 833.6328 | -7.2705e-05 | 824.4894 | 0 | 833.6328 | 0.00067608 | 648.5689 | 8.7144e-06 | 833.8305 | 0.00042419 | 822.1909 | -8.118e-06 | 833.8305 | 0.00085244 | 833.8304 | 0.00024423 | 833.8305 | 0.00042246 | 833.8305 | 0.00075899 | 648.5689 | 0.06238 | 833.8304 | 0.00026701 | 833.6328 | 0.00064087 | 961.7351 | 0.00614 | 833.6328 | 0.13046 | 961.438 | 6.6672e-06 | 961.7351 | 0.79808 | 822.1909 | 0.00239
| 834.0693 | -3.5046e-05 | 833.8716 | -0.0018244 | 646.221 | 0.00153 | 834.0693 | -0.00032674 | 833.8716 | -0.0010031 | 824.726 | 0 | 833.8716 | -0.00082909 | 648.6891 | 9.5433e-06 | 834.0693 | 0 | 822.4236 | -0.0019464 | 834.0693 | 0 | 834.0693 | 0 | 834.0693 | 0 | 834.0693 | 0 | 648.6891 | 0.06099 | 834.0693 | 0 | 833.8716 | -0.00078503 | 961.9035 | 0.00596 | 833.8716 | 0.12565 | 961.6073 | 1.0001e-05 | 961.9035 | 0.79091 | 822.4236 | 0.00195
| 834.3081 | 0.00074276 | 834.1103 | 5.6487e-05 | 646.3426 | 0 | 834.3081 | 8.4313e-06 | 834.1103 | 0.00045745 | 824.9625 | 0 | 834.1103 | 0.00054796 | 648.8093 | 9.5657e-06 | 834.3081 | 0.00069258 | 822.6564 | 0.00030046 | 834.3081 | 0.00085631 | 834.3081 | 0.00019065 | 834.3081 | 0 | 834.3081 | 0.00083151 | 648.8093 | 0.05849 | 834.3081 | 0.00015299 | 834.1104 | 5.129e-05 | 962.0718 | 0.00601 | 834.1103 | 0.12129 | 961.7765 | 0 | 962.0718 | 0.78365 | 822.6564 | 0.00154
| 834.5469 | 0.0002263 | 834.3491 | -0.0010937 | 646.4642 | 0.00199 | 834.5469 | -0.00066155 | 834.3491 | -0.0010534 | 825.1991 | 0 | 834.3491 | -0.00097575 | 648.9295 | 9.7225e-06 | 834.5469 | 0 | 822.8891 | -0.001218 | 834.5469 | 0 | 834.5469 | 0 | 834.5469 | 0 | 834.5469 | 0 | 648.9295 | 0.05684 | 834.5469 | 0 | 834.3492 | -0.00029738 | 962.2402 | 0.00264 | 834.3491 | 0.11259 | 961.9457 | 0 | 962.2402 | 0.77767 | 822.8891 | 0.00341
| 834.7857 | 0.0013015 | 834.588 | 0.0004081 | 646.5858 | 0 | 834.7857 | 0.00023922 | 834.588 | -0.00018924 | 825.4356 | 0 | 834.588 | 0.00039724 | 649.0497 | 1.0215e-05 | 834.7857 | 0.00013855 | 823.1218 | 0.0018804 | 834.7857 | 0.00058603 | 834.7857 | 0.00022353 | 834.7857 | 0.00036566 | 834.7857 | 0.00089154 | 649.0497 | 0.05304 | 834.7857 | 0.0003738 | 834.588 | 0.00062968 | 962.4085 | 0.00631 | 834.588 | 0.11324 | 962.115 | 0 | 962.4085 | 0.77097 | 823.1218 | 0.0035
| 835.0245 | -0.00022878 | 834.8268 | -2.0975e-05 | 646.7075 | 0.00090168 | 835.0245 | -0.00090987 | 834.8268 | -0.0017242 | 825.6722 | 0 | 834.8268 | -0.00093095 | 649.1699 | 1.0854e-05 | 835.0246 | 0 | 823.3546 | -0.0027216 | 835.0246 | 0 | 835.0245 | 0 | 835.0246 | 0 | 835.0246 | 0 | 649.1699 | 0.05071 | 835.0245 | 0 | 834.8268 | -0.00034138 | 962.5769 | 0.00422 | 834.8268 | 0.10484 | 962.2842 | 3.0002e-05 | 962.5769 | 0.76417 | 823.3546 | 0.00123
| 835.2634 | 0.00077567 | 835.0656 | -0.00015595 | 646.8291 | 0 | 835.2634 | -0.00050271 | 835.0656 | 0.00020898 | 825.9088 | 0 | 835.0656 | 0.00047177 | 649.2901 | 9.4649e-06 | 835.2634 | 0.0010489 | 823.5873 | 0.0018056 | 835.2634 | 0.00094982 | 835.2634 | 0.00056494 | 835.2634 | 2.9992e-06 | 835.2634 | 0.00048865 | 649.2901 | 0.04731 | 835.2634 | 0.00020052 | 835.0656 | 0.00107 | 962.7453 | 0.00526 | 835.0656 | 0.1053 | 962.4534 | 0 | 962.7453 | 0.75501 | 823.5873 | 0.00288
| 835.5023 | 0.00010253 | 835.3044 | -0.00074265 | 646.9508 | 0.00079764 | 835.5023 | -0.00062902 | 835.3044 | -0.00061943 | 826.1453 | 0 | 835.3044 | -0.0010766 | 649.4103 | 7.9864e-06 | 835.5023 | 0 | 823.8201 | -0.0012181 | 835.5023 | 0 | 835.5023 | 0 | 835.5023 | 0 | 835.5023 | 0 | 649.4103 | 0.04645 | 835.5023 | 0 | 835.3044 | -0.00041597 | 962.9136 | 0.00478 | 835.3044 | 0.10285 | 962.6227 | 0 | 962.9136 | 0.74597 | 823.8201 | 0.00165
| 835.7411 | 0.00083693 | 835.5433 | 5.3214e-05 | 647.0724 | 0 | 835.7411 | 0.00025411 | 835.5433 | 0.0014726 | 826.382 | 0 | 835.5433 | 0.00044446 | 649.5305 | 6.5414e-06 | 835.7411 | 0.00089999 | 824.0528 | 0.0012266 | 835.7411 | 0.00056702 | 835.7411 | 0.00040231 | 835.7411 | 0.0006249 | 835.7411 | 0.00096606 | 649.5305 | 0.04475 | 835.7411 | 0.00029329 | 835.5433 | 0.00122 | 963.082 | 0.00587 | 835.5433 | 0.098217 | 962.7919 | 0 | 963.082 | 0.73633 | 824.0528 | 0.00462
| 835.98 | -0.00039383 | 835.7821 | 0.00015348 | 647.1941 | 0.00229 | 835.98 | -0.00064236 | 835.7821 | -0.0013744 | 826.6185 | 0 | 835.7821 | -0.00083172 | 649.6507 | 7.9864e-06 | 835.98 | 0 | 824.2856 | 0.0010852 | 835.98 | 0 | 835.98 | 0 | 835.98 | 0 | 835.98 | 0 | 649.6507 | 0.04506 | 835.98 | 0 | 835.7821 | -0.0003866 | 963.2503 | 0.00454 | 835.7821 | 0.093783 | 962.9611 | 1.0001e-05 | 963.2503 | 0.72885 | 824.2856 | 0.00441
| 836.2189 | 0.00032078 | 836.021 | 0.00055007 | 647.3158 | 0 | 836.2189 | -0.00025529 | 836.021 | 0.00061141 | 826.8551 | 0 | 836.021 | 0.00057087 | 649.7709 | 8.6808e-06 | 836.2189 | 0.00078082 | 824.5184 | 0.00090175 | 836.2189 | 0.00067933 | 836.2189 | 0.0006407 | 836.2189 | 0.00041632 | 836.2189 | 0.00079524 | 649.7709 | 0.04497 | 836.2189 | 0.00042224 | 836.0209 | 0.00118 | 963.4187 | 0.00533 | 836.021 | 0.093554 | 963.1304 | 0 | 963.4187 | 0.72158 | 824.5184 | 0.00344
| 836.4578 | -0.00030533 | 836.2598 | -0.00041284 | 647.4375 | 0.00123 | 836.4578 | -0.00041498 | 836.2598 | -0.0010969 | 827.0917 | 0 | 836.2598 | -0.00092338 | 649.8911 | 9.3417e-06 | 836.4577 | 0 | 824.7512 | -0.0034625 | 836.4577 | 0 | 836.4578 | 0 | 836.4577 | 0 | 836.4577 | 0 | 649.8911 | 0.04529 | 836.4578 | 0 | 836.2598 | -0.00067518 | 963.587 | 0.00719 | 836.2598 | 0.08646 | 963.2997 | 1.0001e-05 | 963.587 | 0.71621 | 824.7512 | 0.00164
| 836.6967 | 0.00037874 | 836.4987 | -0.00066099 | 647.5592 | 0 | 836.6967 | -2.4981e-05 | 836.4987 | 0.00015562 | 827.3284 | 0 | 836.4987 | 0.00058357 | 650.0113 | 9.6441e-06 | 836.6966 | 0.00095024 | 824.9839 | 0.0019218 | 836.6966 | 0.00070742 | 836.6967 | 0.00013376 | 836.6966 | 0.00024235 | 836.6966 | 0.0013432 | 650.0113 | 0.045 | 836.6967 | 0.00040472 | 836.4987 | 0.00034018 | 963.7554 | 0.00499 | 836.4987 | 0.085092 | 963.4689 | 6.6672e-06 | 963.7554 | 0.70977 | 824.984 | 0.00322
| 836.9355 | -0.00046845 | 836.7375 | -0.00068272 | 647.6809 | 0.00057222 | 836.9355 | -0.00048124 | 836.7375 | -0.0013253 | 827.565 | 0 | 836.7375 | -0.00090232 | 650.1316 | 9.5769e-06 | 836.9355 | 0 | 825.2167 | -0.0011702 | 836.9355 | 0 | 836.9355 | 0 | 836.9355 | 0 | 836.9355 | 0 | 650.1316 | 0.04199 | 836.9356 | 0 | 836.7376 | -0.00149 | 963.9238 | 0.00454 | 836.7375 | 0.080557 | 963.6382 | 3.0002e-05 | 963.9238 | 0.70328 | 825.2167 | 0.00334
| 837.1744 | 0.00083953 | 836.9764 | 0.00064038 | 647.8026 | 0 | 837.1744 | -0.00029018 | 836.9764 | 0.00051144 | 827.8016 | 0 | 836.9764 | 0.00079566 | 650.2518 | 1.0014e-05 | 837.1745 | 0.00053014 | 825.4495 | 0.0013116 | 837.1745 | 0.00078793 | 837.1744 | 0.00072082 | 837.1745 | 0.00096048 | 837.1745 | 0.0012768 | 650.2518 | 0.03822 | 837.1744 | 0.00037179 | 836.9764 | 0.00085548 | 964.0921 | 0.00652 | 836.9764 | 0.081139 | 963.8074 | 0 | 964.0921 | 0.69516 | 825.4495 | 0.0042
| 837.4134 | 0.00092158 | 837.2153 | -0.0003904 | 647.9243 | 0.00158 | 837.4134 | -0.00010946 | 837.2153 | -0.0014576 | 828.0383 | 0 | 837.2153 | -0.00076538 | 650.372 | 8.3224e-06 | 837.4134 | 0 | 825.6824 | 6.6762e-05 | 837.4134 | 0 | 837.4134 | 0 | 837.4134 | 0 | 837.4134 | 0 | 650.372 | 0.03554 | 837.4134 | 0 | 837.2153 | -0.00066439 | 964.2605 | 0.00531 | 837.2153 | 0.075932 | 963.9767 | 1.0001e-05 | 964.2605 | 0.68812 | 825.6824 | 0.00050211
| 837.6523 | 0.00011283 | 837.4542 | 3.0349e-05 | 648.0461 | 0 | 837.6523 | 0.00058571 | 837.4542 | 0.00057714 | 828.2749 | 0 | 837.4542 | 0.00062142 | 650.4922 | 7.3591e-06 | 837.6523 | 0.00026836 | 825.9152 | 0.0013025 | 837.6523 | 0.00039859 | 837.6523 | 0.00026723 | 837.6523 | 0.00070451 | 837.6523 | 0.00086048 | 650.4922 | 0.03294 | 837.6523 | 0.000211 | 837.4542 | 0.00041943 | 964.4289 | 0.00608 | 837.4542 | 0.07388 | 964.1459 | 0 | 964.4289 | 0.68043 | 825.9152 | 0.0026
| 837.8912 | 8.2032e-05 | 837.6931 | -0.0011795 | 648.1678 | 0.0006936 | 837.8912 | -0.00072829 | 837.6931 | -0.0013506 | 828.5116 | 0 | 837.6931 | -0.00091138 | 650.6125 | 7.1687e-06 | 837.8912 | 0 | 826.148 | -0.0010945 | 837.8912 | 0 | 837.8912 | 0 | 837.8912 | 0 | 837.8912 | 0 | 650.6125 | 0.03351 | 837.8912 | 0 | 837.6931 | -0.00067946 | 964.5973 | 0.00543 | 837.6931 | 0.071816 | 964.3152 | 3.0002e-05 | 964.5973 | 0.67325 | 826.148 | 0.00057021
| 838.1302 | 0.00047507 | 837.932 | 0.00025749 | 648.2895 | 0 | 838.1302 | -0.00029464 | 837.932 | 0.00027766 | 828.7482 | 0 | 837.932 | 0.00061673 | 650.7327 | 7.4375e-06 | 838.1302 | 0.0011052 | 826.3809 | 0.00067106 | 838.1302 | 0.00051925 | 838.1302 | 0.0004415 | 838.1302 | 0.00075566 | 838.1302 | 0.00076596 | 650.7327 | 0.03024 | 838.1302 | 0.00033984 | 837.932 | 0.00073494 | 964.7656 | 0.00694 | 837.932 | 0.070668 | 964.4845 | 0 | 964.7656 | 0.66483 | 826.3809 | 0.00659
| 838.3691 | -0.00014732 | 838.1709 | -4.2752e-05 | 648.4113 | 0.00132 | 838.3691 | 0.00031669 | 838.1709 | -0.00089888 | 828.9849 | 0 | 838.1709 | -0.00080861 | 650.8529 | 9.0729e-06 | 838.3691 | 0 | 826.6137 | -0.0013807 | 838.3691 | 0 | 838.3691 | 0 | 838.3691 | 0 | 838.3691 | 0 | 650.8529 | 0.02821 | 838.3691 | 0 | 838.1709 | -0.00126 | 964.934 | 0.00436 | 838.1709 | 0.06481 | 964.6537 | 1.0001e-05 | 964.934 | 0.65769 | 826.6137 | 0.00347
| 838.6081 | 0.0011919 | 838.4099 | 0.00045501 | 648.5331 | 0 | 838.6081 | 0.00019118 | 838.4099 | 0.00068217 | 829.2216 | 0 | 838.4099 | 0.00048262 | 650.9731 | 9.0505e-06 | 838.6081 | 0.00097826 | 826.8466 | 0.0013745 | 838.6081 | 0.00045755 | 838.6081 | 0.00051275 | 838.6081 | 0.00067993 | 838.6081 | 0.0011877 | 650.9731 | 0.02342 | 838.6081 | 0.00027305 | 838.4099 | 0.00057617 | 965.1024 | 0.00427 | 838.4099 | 0.06616 | 964.823 | 6.6672e-06 | 965.1024 | 0.65041 | 826.8466 | 0.00367
| 838.847 | -0.00070122 | 838.6488 | -0.0010855 | 648.6549 | 0.00065893 | 838.847 | -0.00010445 | 838.6488 | -0.0012822 | 829.4583 | 0 | 838.6488 | -0.0009405 | 651.0934 | 9.7001e-06 | 838.847 | 0 | 827.0794 | -0.00039805 | 838.847 | 0 | 838.847 | 0 | 838.847 | 0 | 838.847 | 0 | 651.0934 | 0.02215 | 838.847 | 0 | 838.6488 | -0.00088681 | 965.2707 | 0.0058 | 838.6488 | 0.062575 | 964.9923 | 1.0001e-05 | 965.2707 | 0.64484 | 827.0794 | 0.00363
| 839.086 | 0.00045141 | 838.8877 | 0.00057781 | 648.7766 | 0 | 839.086 | 0.00033342 | 838.8877 | -0.00040816 | 829.695 | 0 | 838.8877 | 0.00054158 | 651.2136 | 9.1289e-06 | 839.086 | 0.00067813 | 827.3123 | 0.001101 | 839.086 | 0.00019084 | 839.086 | 0.00066999 | 839.086 | 0.0015294 | 839.086 | 0.0012273 | 651.2136 | 0.02242 | 839.086 | 0.00051358 | 838.8877 | 0.00145 | 965.4391 | 0.00916 | 838.8877 | 0.059424 | 965.1616 | 6.6672e-06 | 965.4391 | 0.63866 | 827.3123 | 0.00508
| 839.325 | -0.00031183 | 839.1267 | -0.00089677 | 648.8984 | 0.00165 | 839.325 | -0.00049274 | 839.1267 | -0.0016575 | 829.9317 | 0 | 839.1267 | -0.0010866 | 651.3338 | 9.3641e-06 | 839.325 | 0 | 827.5452 | -0.001921 | 839.325 | 0 | 839.325 | 0 | 839.325 | 0 | 839.325 | 0 | 651.3338 | 0.02362 | 839.325 | 0 | 839.1267 | -0.000307 | 965.6075 | 0.00345 | 839.1267 | 0.061576 | 965.3308 | 1.0001e-05 | 965.6075 | 0.63257 | 827.5452 | 0.00312
| 839.564 | 0.0001173 | 839.3656 | 6.4228e-05 | 649.0202 | 0 | 839.564 | -0.00069414 | 839.3656 | 0.00050688 | 830.1684 | 0 | 839.3656 | 0.00046055 | 651.4541 | 9.2633e-06 | 839.564 | 0.00047909 | 827.778 | 0.00075604 | 839.564 | 0.00093121 | 839.564 | 0.00042936 | 839.564 | 0.00082339 | 839.564 | 0.00091261 | 651.4541 | 0.02458 | 839.564 | 0.00034712 | 839.3656 | 0.00038392 | 965.7759 | 0.00606 | 839.3656 | 0.059412 | 965.5001 | 0 | 965.7759 | 0.62505 | 827.778 | 0.0022
| 839.803 | -0.00032261 | 839.6046 | -0.00088283 | 649.1421 | 0.00065893 | 839.803 | -0.00074583 | 839.6046 | -0.0015223 | 830.4052 | 0 | 839.6046 | -0.00097006 | 651.5743 | 9.5769e-06 | 839.803 | 0 | 828.0109 | 0.0019308 | 839.803 | 0 | 839.803 | 0 | 839.803 | 0 | 839.803 | 0 | 651.5743 | 0.02396 | 839.803 | 0 | 839.6046 | -0.00093401 | 965.9443 | 0.0058 | 839.6046 | 0.056446 | 965.6694 | 1.0001e-05 | 965.9443 | 0.61698 | 828.0109 | 0.00548
| 840.042 | 0.00056748 | 839.8436 | -0.00015116 | 649.2639 | 0 | 840.042 | -0.00022478 | 839.8436 | 0.00022173 | 830.6419 | 0 | 839.8436 | 0.00030918 | 651.6946 | 9.3305e-06 | 840.042 | 1.7958e-05 | 828.2438 | 0.00095151 | 840.042 | 0.00027281 | 840.042 | 0.00037786 | 840.042 | 0.00021432 | 840.042 | 0.00067106 | 651.6946 | 0.02407 | 840.042 | 0.00037259 | 839.8436 | 0.00072861 | 966.1126 | 0.00522 | 839.8436 | 0.05544 | 965.8387 | 0 | 966.1126 | 0.60671 | 828.2438 | 0.00281
| 840.281 | -0.00019765 | 840.0825 | -0.00077543 | 649.3857 | 0.00134 | 840.281 | -0.00037552 | 840.0825 | -0.00092229 | 830.8786 | 0 | 840.0825 | -0.0010816 | 651.8148 | 9.7561e-06 | 840.281 | 0 | 828.4767 | -0.002168 | 840.281 | 0 | 840.281 | 0 | 840.281 | 0 | 840.281 | 0 | 651.8148 | 0.02245 | 840.281 | 0 | 840.0825 | -0.00107 | 966.281 | 0.00411 | 840.0825 | 0.048287 | 966.008 | 1.0001e-05 | 966.281 | 0.5961 | 828.4767 | 0.00037028
| 840.52 | -0.00038538 | 840.3215 | 0.00022148 | 649.5076 | 0 | 840.52 | 0.00019815 | 840.3215 | -0.0005078 | 831.1154 | 0 | 840.3215 | 0.00052382 | 651.9351 | 9.7561e-06 | 840.52 | 0.00060935 | 828.7096 | 0.0014301 | 840.52 | 0.00044568 | 840.52 | 0.00013314 | 840.52 | 0.00054553 | 840.52 | 0.001171 | 651.9351 | 0.02301 | 840.52 | 0.00026478 | 840.3215 | 0.0005734 | 966.4494 | 0.00577 | 840.3215 | 0.052497 | 966.1773 | 6.6672e-06 | 966.4494 | 0.5847 | 828.7096 | 0.00443
| 840.7591 | -0.00087947 | 840.5605 | -0.0014242 | 649.6294 | 0.00139 | 840.7591 | -0.000642 | 840.5605 | -0.0015663 | 831.3521 | 0 | 840.5605 | -0.0011479 | 652.0553 | 1.1078e-05 | 840.7591 | 0 | 828.9425 | -0.0013987 | 840.7591 | 0 | 840.7591 | 0 | 840.7591 | 0 | 840.7591 | 0 | 652.0553 | 0.02183 | 840.7591 | 0 | 840.5605 | -0.00096853 | 966.6178 | 0.00515 | 840.5605 | 0.048044 | 966.3466 | 3.0002e-05 | 966.6178 | 0.57556 | 828.9425 | 0.00303
| 840.9981 | 0.0002838 | 840.7995 | 0.00036575 | 649.7513 | 0 | 840.9981 | -4.4662e-05 | 840.7995 | 0.00012919 | 831.5889 | 0 | 840.7995 | 0.00051528 | 652.1756 | 1.0529e-05 | 840.9981 | 0.00081553 | 829.1755 | 0.0028333 | 840.9981 | 0.00072933 | 840.9981 | 0.00010162 | 840.9981 | 0.00087455 | 840.9981 | 0.001202 | 652.1756 | 0.02258 | 840.9981 | 0.00028576 | 840.7995 | 0.00025361 | 966.7862 | 0.00612 | 840.7995 | 0.046329 | 966.5159 | 0 | 966.7862 | 0.56659 | 829.1755 | 0.00655
| 841.2372 | 0.00013551 | 841.0385 | -0.00049298 | 649.8731 | 0.00127 | 841.2372 | -0.000171 | 841.0385 | -0.0011089 | 831.8257 | 0 | 841.0385 | -0.00085439 | 652.2958 | 1.0227e-05 | 841.2372 | 0 | 829.4084 | -0.002907 | 841.2372 | 0 | 841.2372 | 0 | 841.2372 | 0 | 841.2372 | 0 | 652.2958 | 0.02225 | 841.2372 | 0 | 841.0385 | -0.00119 | 966.9546 | 0.00431 | 841.0385 | 0.045224 | 966.6852 | 0 | 966.9546 | 0.55908 | 829.4084 | 0.00376
| 841.4762 | 0.00056876 | 841.2775 | -0.00011651 | 649.995 | 0 | 841.4762 | -0.00038531 | 841.2775 | 0.00073949 | 832.0624 | 0 | 841.2775 | 0.00046044 | 652.4161 | 9.4425e-06 | 841.4762 | 0.00043634 | 829.6413 | 0.0019808 | 841.4762 | 0.00018431 | 841.4762 | 0.00035266 | 841.4762 | 0.00075606 | 841.4762 | 0.00070035 | 652.4161 | 0.02185 | 841.4762 | 0.00033023 | 841.2775 | 0.00071311 | 967.1229 | 0.00506 | 841.2775 | 0.044986 | 966.8545 | 0 | 967.1229 | 0.5505 | 829.6413 | 0.00181
| 841.7153 | 0.00017079 | 841.5166 | -0.00063143 | 650.1169 | 0.00102 | 841.7153 | -0.00053993 | 841.5166 | -0.001217 | 832.2993 | 0 | 841.5166 | -0.00088371 | 652.5363 | 9.5769e-06 | 841.7153 | 0 | 829.8743 | -0.0012179 | 841.7153 | 0 | 841.7153 | 0 | 841.7153 | 0 | 841.7153 | 0 | 652.5363 | 0.02081 | 841.7153 | 0 | 841.5166 | -0.0007515 | 967.2913 | 0.00484 | 841.5166 | 0.042768 | 967.0238 | 3.0002e-05 | 967.2913 | 0.54255 | 829.8743 | 0.00345
| 841.9543 | 0.00079555 | 841.7556 | 0.0006204 | 650.2388 | 0 | 841.9543 | -0.00080685 | 841.7556 | -0.00034538 | 832.536 | 0 | 841.7556 | 0.00034692 | 652.6566 | 1.0047e-05 | 841.9544 | 0.00014158 | 830.1072 | 0.00073512 | 841.9544 | 0.00079128 | 841.9543 | 0.00063945 | 841.9544 | 0.0006626 | 841.9544 | 0.00075652 | 652.6566 | 0.01833 | 841.9543 | 0.00026849 | 841.7556 | 0.00102 | 967.4597 | 0.00434 | 841.7556 | 0.043795 | 967.1931 | 2.6669e-05 | 967.4597 | 0.53362 | 830.1072 | 0.00351
| 842.1934 | -0.00038287 | 841.9946 | -0.00017677 | 650.3607 | 0.00093636 | 842.1934 | -0.00019739 | 841.9946 | -0.00093462 | 832.7728 | 0 | 841.9946 | -0.00092966 | 652.7768 | 9.1513e-06 | 842.1934 | 0 | 830.3402 | -0.0013336 | 842.1934 | 0 | 842.1934 | 0 | 842.1934 | 0 | 842.1934 | 0 | 652.7768 | 0.01698 | 842.1934 | 0 | 841.9946 | -0.00101 | 967.6281 | 0.00626 | 841.9946 | 0.041664 | 967.3624 | 3.0002e-05 | 967.6281 | 0.52535 | 830.3402 | 0.00279
| 842.4325 | 0.00059265 | 842.2337 | 0.00035809 | 650.4826 | 0 | 842.4325 | -8.5345e-05 | 842.2337 | 0.00097299 | 833.0096 | 0 | 842.2337 | 0.0007113 | 652.8971 | 9.9353e-06 | 842.4325 | 0.00077446 | 830.5732 | 0.00050164 | 842.4325 | 0.0010631 | 842.4325 | 0.00064583 | 842.4325 | 0.0010233 | 842.4325 | 0.0010979 | 652.8971 | 0.0146 | 842.4325 | 0.00025286 | 842.2337 | 0.00135 | 967.7965 | 0.0055 | 842.2337 | 0.039913 | 967.5317 | 6.6672e-06 | 967.7965 | 0.51605 | 830.5732 | 0.00271
| 842.6716 | -0.0017484 | 842.4727 | -0.00058977 | 650.6045 | 0.00041617 | 842.6716 | -0.00048734 | 842.4727 | -0.0010873 | 833.2465 | 0 | 842.4727 | -0.00096332 | 653.0173 | 9.6553e-06 | 842.6716 | 0 | 830.8062 | -0.00027285 | 842.6716 | 0 | 842.6716 | 0 | 842.6716 | 0 | 842.6716 | 0 | 653.0173 | 0.01399 | 842.6716 | 0 | 842.4727 | -0.00065735 | 967.9649 | 0.0058 | 842.4727 | 0.040215 | 967.701 | 0 | 967.9649 | 0.50744 | 830.8062 | 0.00286
| 842.9107 | 0.00030667 | 842.7118 | -0.00034726 | 650.7264 | 0 | 842.9107 | -0.00031398 | 842.7118 | 0.00092149 | 833.4833 | 0 | 842.7118 | 0.00047791 | 653.1376 | 1.0484e-05 | 842.9107 | 0.00086624 | 831.0391 | -0.00076344 | 842.9107 | 0.00057836 | 842.9107 | 0.00051266 | 842.9107 | 0.00086177 | 842.9107 | 0.0011132 | 653.1376 | 0.0122 | 842.9107 | 0.00026725 | 842.7118 | 0.00055008 | 968.1333 | 0.00473 | 842.7118 | 0.039001 | 967.8703 | 0 | 968.1333 | 0.4982 | 831.0391 | 0.00618
| 843.1498 | -0.00068793 | 842.9508 | -0.00042944 | 650.8484 | 0.00041617 | 843.1498 | -0.00018143 | 842.9508 | -0.0013582 | 833.7202 | 0 | 842.9508 | -0.00072008 | 653.2579 | 9.2633e-06 | 843.1498 | 0 | 831.2721 | -0.0017998 | 843.1498 | 0 | 843.1498 | 0 | 843.1498 | 0 | 843.1498 | 0 | 653.2579 | 0.01205 | 843.1498 | 0 | 842.9508 | -0.00094779 | 968.3017 | 0.00376 | 842.9508 | 0.036198 | 968.0396 | 3.0002e-05 | 968.3017 | 0.48991 | 831.2721 | 0.00226
| 843.389 | 0.00036633 | 843.1899 | -0.00059082 | 650.9703 | 0 | 843.389 | 0.00023329 | 843.1899 | -0.00040637 | 833.957 | 0 | 843.1899 | 0.00028997 | 653.3781 | 8.4008e-06 | 843.389 | 0.00025721 | 831.5051 | 0.00096274 | 843.389 | 0.00050243 | 843.389 | 2.6262e-05 | 843.389 | 0.00037914 | 843.389 | 0.00064004 | 653.3781 | 0.01043 | 843.389 | 0.00018676 | 843.1899 | 0.00077664 | 968.4701 | 0.00817 | 843.1899 | 0.035947 | 968.209 | 6.6672e-06 | 968.4701 | 0.48128 | 831.5051 | 0.00626
| 843.6281 | -0.00022645 | 843.429 | -0.00058386 | 651.0923 | 0.00086701 | 843.6281 | -0.00042294 | 843.429 | -0.001395 | 834.1938 | 0 | 843.429 | -0.00097172 | 653.4984 | 8.0536e-06 | 843.6281 | 0 | 831.7381 | -0.0047182 | 843.6281 | 0 | 843.6281 | 0 | 843.6281 | 0 | 843.6281 | 0 | 653.4984 | 0.00995 | 843.6281 | 0 | 843.429 | -0.00115 | 968.6385 | 0.00561 | 843.429 | 0.03531 | 968.3783 | 1.0001e-05 | 968.6385 | 0.47356 | 831.7381 | 0.00157
| 843.8672 | 0.0010753 | 843.6681 | 0.00037882 | 651.2143 | 0 | 843.8672 | 0.00020583 | 843.6681 | -9.8906e-05 | 834.4307 | 0 | 843.6681 | 0.0005252 | 653.6187 | 7.3591e-06 | 843.8672 | 0.0006946 | 831.9711 | 0.0015867 | 843.8672 | 0.00051395 | 843.8672 | 0.00062135 | 843.8672 | 0.00071494 | 843.8672 | 0.00072534 | 653.6187 | 0.0082 | 843.8673 | 0.00033415 | 843.6681 | 0.00096407 | 968.8069 | 0.00717 | 843.6681 | 0.03394 | 968.5476 | 0 | 968.8069 | 0.46584 | 831.9711 | 0.00345
| 844.1064 | -0.00032846 | 843.9072 | 0.00046635 | 651.3362 | 0.00031212 | 844.1064 | -0.00066445 | 843.9072 | -0.00086261 | 834.6676 | 0 | 843.9072 | -0.00092051 | 653.7389 | 7.5383e-06 | 844.1064 | 0 | 832.2042 | -0.0016639 | 844.1064 | 0 | 844.1064 | 0 | 844.1064 | 0 | 844.1064 | 0 | 653.7389 | 0.00828 | 844.1064 | 0 | 843.9072 | 0.0001731 | 968.9752 | 0.00557 | 843.9072 | 0.031708 | 968.7169 | 1.0001e-05 | 968.9752 | 0.45871 | 832.2042 | 0.00193
| 844.3455 | 0.00033906 | 844.1463 | -0.00062961 | 651.4582 | 0 | 844.3455 | 0.00023466 | 844.1463 | 0.0002705 | 834.9045 | 0 | 844.1463 | 0.00045146 | 653.8592 | 7.7511e-06 | 844.3455 | 0.00018271 | 832.4371 | 0.0023343 | 844.3455 | 0.00039603 | 844.3455 | 0 | 844.3455 | 4.4523e-05 | 844.3455 | 0.00094409 | 653.8592 | 0.00704 | 844.3455 | 8.5574e-05 | 844.1463 | 0.00077205 | 969.1436 | 0.00666 | 844.1463 | 0.031422 | 968.8863 | 0 | 969.1436 | 0.45095 | 832.4371 | 0.00371
| 844.5847 | -2.8285e-05 | 844.3854 | 0.00014809 | 651.5802 | 0.00055488 | 844.5847 | -3.6313e-06 | 844.3854 | -0.0010679 | 835.1414 | 0 | 844.3854 | -0.00089094 | 653.9795 | 8.972e-06 | 844.5847 | 0 | 832.6702 | -0.0020182 | 844.5847 | 0 | 844.5847 | 0 | 844.5847 | 0 | 844.5847 | 0 | 653.9795 | 0.007 | 844.5847 | 0 | 844.3854 | -0.00037687 | 969.312 | 0.00584 | 844.3854 | 0.031103 | 969.0556 | 3.0002e-05 | 969.312 | 0.44301 | 832.6702 | 0.00274
| 844.8239 | 0.00038575 | 844.6245 | 0.00039586 | 651.7022 | 0 | 844.8239 | -6.7004e-05 | 844.6245 | 8.04e-05 | 835.3782 | 0 | 844.6245 | 0.00051965 | 654.0998 | 8.3448e-06 | 844.8239 | 0.00069356 | 832.9033 | 0.0017666 | 844.8239 | 0.00077691 | 844.8239 | 0.0003583 | 844.8239 | 0.00048351 | 844.8239 | 0.00079611 | 654.0998 | 0.00571 | 844.8238 | 0.00019599 | 844.6245 | 0.0008467 | 969.4805 | 0.00642 | 844.6245 | 0.031731 | 969.2249 | 2.6669e-05 | 969.4805 | 0.43449 | 832.9033 | 0.00167
| 845.063 | -0.0001861 | 844.8636 | -0.00011087 | 651.8242 | 0.00095371 | 845.063 | -0.00013642 | 844.8636 | -0.0016556 | 835.6151 | 0 | 844.8636 | -0.00087897 | 654.22 | 7.2023e-06 | 845.063 | 0 | 833.1363 | -0.0012606 | 845.063 | 0 | 845.063 | 0 | 845.063 | 0 | 845.063 | 0 | 654.22 | 0.00537 | 845.063 | 0 | 844.8636 | -0.00091007 | 969.6489 | 0.00216 | 844.8636 | 0.029132 | 969.3943 | 1.0001e-05 | 969.6489 | 0.42735 | 833.1363 | 0.00188
| 845.3022 | -4.9219e-05 | 845.1027 | 5.392e-05 | 651.9462 | 0 | 845.3022 | 0.0002384 | 845.1027 | 0.00015751 | 835.8521 | 0 | 845.1027 | 0.00050315 | 654.3403 | 6.519e-06 | 845.3022 | 0.0010948 | 833.3693 | 0.0025961 | 845.3022 | 0.0004893 | 845.3022 | 0.0004384 | 845.3022 | 0.0010224 | 845.3022 | 0.00070421 | 654.3403 | 0.0041 | 845.3022 | 0.00044526 | 845.1027 | 0.00029418 | 969.8172 | 0.00615 | 845.1027 | 0.028176 | 969.5636 | 6.6672e-06 | 969.8172 | 0.42027 | 833.3693 | 0.00621
| 845.5414 | -0.00032362 | 845.3419 | 0.00011842 | 652.0683 | 0.00060691 | 845.5414 | -0.0006189 | 845.3419 | -0.0004136 | 836.089 | 0 | 845.3419 | -0.00086369 | 654.4606 | 7.5943e-06 | 845.5414 | 0 | 833.6024 | -0.003061 | 845.5414 | 0 | 845.5414 | 0 | 845.5414 | 0 | 845.5414 | 0 | 654.4606 | 0.00355 | 845.5414 | 0 | 845.3419 | -0.00026766 | 969.9856 | 0.00466 | 845.3419 | 0.028443 | 969.7329 | 1.0001e-05 | 969.9856 | 0.41381 | 833.6024 | 0.00276
| 845.7806 | 0.00065286 | 845.581 | 0.00020853 | 652.1903 | 0 | 845.7806 | 9.6341e-06 | 845.581 | -0.00017813 | 836.3259 | 0 | 845.581 | 0.00033754 | 654.5809 | 7.9864e-06 | 845.7806 | 0.00029466 | 833.8354 | 0.0010144 | 845.7806 | 0.00079041 | 845.7806 | 0.00051878 | 845.7806 | 0.0011489 | 845.7806 | 0.00056264 | 654.5809 | 0.00243 | 845.7806 | 0.00052286 | 845.581 | 0.00131 | 970.1541 | 0.00601 | 845.581 | 0.02801 | 969.9023 | 6.6672e-06 | 970.1541 | 0.40612 | 833.8355 | 0.00237
| 846.0198 | -0.00045136 | 845.8202 | -0.00073547 | 652.3124 | 0.00079764 | 846.0198 | -0.00062475 | 845.8202 | -0.00092067 | 836.5628 | 0 | 845.8202 | -0.00076668 | 654.7012 | 7.5607e-06 | 846.0198 | 0 | 834.0685 | -0.00042713 | 846.0198 | 0 | 846.0198 | 0 | 846.0198 | 0 | 846.0198 | 0 | 654.7012 | 0.00222 | 846.0198 | 0 | 845.8202 | -0.00067888 | 970.3225 | 0.00531 | 845.8202 | 0.025913 | 970.0716 | 1.0001e-05 | 970.3225 | 0.39844 | 834.0685 | 0.00452
| 846.259 | 0.0012582 | 846.0593 | -0.00051913 | 652.4344 | 0 | 846.259 | 0.0002463 | 846.0593 | 6.6965e-05 | 836.7998 | 0 | 846.0593 | 0.00052632 | 654.8215 | 7.7735e-06 | 846.2591 | 0.00095595 | 834.3016 | 0.0018239 | 846.2591 | 0.00065755 | 846.259 | 0.00055644 | 846.2591 | 0.00073467 | 846.2591 | 0.0010225 | 654.8215 | 0.00124 | 846.259 | 0.00022643 | 846.0593 | 0.00044739 | 970.4909 | 0.00573 | 846.0593 | 0.025076 | 970.241 | 6.6672e-06 | 970.4909 | 0.39018 | 834.3016 | 0.00252
| 846.4983 | -0.00032219 | 846.2985 | 0.00087974 | 652.5565 | 0.00109 | 846.4983 | -0.0008177 | 846.2985 | -0.00079488 | 837.0367 | 0 | 846.2985 | -0.00084666 | 654.9417 | 8.7928e-06 | 846.4983 | 0 | 834.5347 | 0.00053596 | 846.4983 | 0 | 846.4983 | 0 | 846.4983 | 0 | 846.4983 | 0 | 654.9417 | 0.00135 | 846.4983 | 0 | 846.2985 | -0.00040534 | 970.6593 | 0.00547 | 846.2985 | 0.024572 | 970.4103 | 3.0002e-05 | 970.6593 | 0.383 | 834.5347 | 0.00141
| 846.7375 | 0.00069487 | 846.5377 | 0.00069077 | 652.6786 | 0 | 846.7375 | -0.00021069 | 846.5377 | 0.00043784 | 837.2737 | 0 | 846.5377 | 0.00052841 | 655.062 | 1.035e-05 | 846.7375 | 0.00030005 | 834.7678 | 0.0023151 | 846.7375 | 0.0016992 | 846.7375 | 0.00073975 | 846.7375 | 0.00069123 | 846.7375 | 0.0011449 | 655.062 | 0.00068757 | 846.7375 | 0.0003062 | 846.5377 | 0.00082535 | 970.8277 | 0.00512 | 846.5377 | 0.023014 | 970.5797 | 6.6672e-06 | 970.8277 | 0.37557 | 834.7678 | 0.00496
| 846.9767 | 0.00024322 | 846.7769 | -0.001178 | 652.8007 | 0.00172 | 846.9767 | -0.00061756 | 846.7769 | -0.0016298 | 837.5107 | 0 | 846.7769 | -0.00096836 | 655.1823 | 1.0843e-05 | 846.9768 | 0 | 835.0009 | 0.0017101 | 846.9768 | 0 | 846.9767 | 0 | 846.9768 | 0 | 846.9768 | 0 | 655.1823 | 0.00076199 | 846.9768 | 0 | 846.7768 | -0.00128 | 970.9961 | 0.0077 | 846.7769 | 0.022628 | 970.7491 | 3.0002e-05 | 970.9961 | 0.36904 | 835.0009 | 0.00342
| 847.216 | 0.00088711 | 847.016 | 0.00049504 | 652.9227 | 0 | 847.216 | 0.00096572 | 847.016 | 0.00061571 | 837.7476 | 0 | 847.016 | 0.00055633 | 655.3026 | 9.4201e-06 | 847.216 | 0.0014179 | 835.234 | 0.0032918 | 847.216 | 0.0010007 | 847.216 | 0.00084588 | 847.216 | 0.0012911 | 847.216 | 0.00052529 | 655.3026 | 0.0002253 | 847.216 | 0.0003055 | 847.016 | 0.00081383 | 971.1645 | 0.00796 | 847.016 | 0.022127 | 970.9184 | 0 | 971.1645 | 0.36182 | 835.234 | 0.0049
| 847.4553 | -0.0006753 | 847.2552 | -0.0015097 | 653.0448 | 0.00128 | 847.4553 | -0.00094642 | 847.2552 | -0.0010853 | 837.9846 | 0 | 847.2552 | -0.0011707 | 655.4229 | 9.0168e-06 | 847.4553 | 0 | 835.4672 | 0.0010157 | 847.4553 | 0 | 847.4553 | 0 | 847.4553 | 0 | 847.4553 | 0 | 655.4229 | 0.0001388 | 847.4553 | 0 | 847.2552 | -0.0005394 | 971.3329 | 0.00338 | 847.2552 | 0.019909 | 971.0878 | 3.0002e-05 | 971.3329 | 0.3558 | 835.4672 | -0.00021462
| 847.6945 | 0.00025082 | 847.4944 | -0.00037278 | 653.167 | 0 | 847.6945 | 0.00021797 | 847.4944 | 3.9747e-05 | 838.2216 | 0 | 847.4944 | 0.00052548 | 655.5432 | 7.5831e-06 | 847.6945 | 0.00054831 | 835.7003 | -0.00036291 | 847.6945 | 0.00023632 | 847.6945 | 0.0003642 | 847.6945 | 0.00054791 | 847.6945 | 0.0010119 | 655.5432 | 6.3689e-07 | 847.6945 | 0.0003734 | 847.4944 | 0.00062165 | 971.5013 | 0.00721 | 847.4944 | 0.022159 | 971.2571 | 0 | 971.5013 | 0.34985 | 835.7003 | 0.00399
| 847.9338 | -0.00011161 | 847.7336 | -0.00041164 | 653.2891 | 0.00139 | 847.9338 | -0.00083568 | 847.7336 | -0.0011089 | 838.4586 | 0 | 847.7336 | -0.0010134 | 655.6635 | 8.0312e-06 | 847.9338 | 0 | 835.9334 | -0.0018298 | 847.9338 | 0 | 847.9338 | 0 | 847.9338 | 0 | 847.9338 | 0 | 655.6635 | 8.5651e-07 | 847.9338 | 0 | 847.7337 | -0.00132 | 971.6698 | 0.00575 | 847.7336 | 0.020944 | 971.4265 | 5.0004e-05 | 971.6698 | 0.34475 | 835.9334 | 0.00204
| 848.1731 | 0.00067811 | 847.9729 | 9.9388e-05 | 653.4112 | 0 | 848.1731 | 0.00036222 | 847.9729 | 0.00049408 | 838.6956 | 0 | 847.9729 | 0.00045932 | 655.7838 | 8.3e-06 | 848.1731 | 0.00093588 | 836.1666 | -0.00016033 | 848.1731 | 0.001066 | 848.1731 | 0.00015621 | 848.1731 | 0.00078918 | 848.1731 | 0.0011884 | 655.7838 | 2.0864e-07 | 848.1731 | 0.00036181 | 847.9729 | 0.00047783 | 971.8382 | 0.00543 | 847.9729 | 0.019701 | 971.5959 | 6.6672e-06 | 971.8382 | 0.33917 | 836.1666 | 0.00382
| 848.4124 | -9.9806e-05 | 848.2121 | -0.00027868 | 653.5333 | 0.00132 | 848.4124 | -0.00050699 | 848.2121 | -0.0014382 | 838.9326 | 0 | 848.2121 | -0.00084037 | 655.9041 | 8.5464e-06 | 848.4124 | 0 | 836.3997 | -0.0020028 | 848.4124 | 0 | 848.4124 | 0 | 848.4124 | 0 | 848.4124 | 0 | 655.9041 | 2.0864e-07 | 848.4124 | 0 | 848.2121 | -0.00051107 | 972.0066 | 0.00433 | 848.2121 | 0.021312 | 971.7652 | 1.0001e-05 | 972.0066 | 0.33399 | 836.3997 | 0.00329
| 848.6517 | 2.2802e-05 | 848.4513 | -9.5109e-05 | 653.6555 | 0 | 848.6517 | -0.00027265 | 848.4513 | 0.00051919 | 839.1697 | 0 | 848.4513 | 0.00051041 | 656.0244 | 8.244e-06 | 848.6517 | 0.00056502 | 836.6329 | 0.001056 | 848.6517 | 0.00052302 | 848.6517 | 0.00044577 | 848.6517 | 0.00068303 | 848.6517 | 0.0013086 | 656.0244 | 0 | 848.6517 | 0.00027469 | 848.4513 | 0.0011 | 972.175 | 0.00698 | 848.4513 | 0.020318 | 971.9346 | 0 | 972.175 | 0.32797 | 836.6329 | 0.0051
| 848.891 | 3.848e-05 | 848.6906 | 0.00035555 | 653.7776 | 0.00109 | 848.891 | -0.00086334 | 848.6906 | -0.0010085 | 839.4067 | 0 | 848.6906 | -0.00083013 | 656.1447 | 8.1656e-06 | 848.891 | 0 | 836.866 | -0.0015283 | 848.891 | 0 | 848.891 | 0 | 848.891 | 0 | 848.891 | 0 | 656.1447 | 0 | 848.891 | 0 | 848.6906 | 0.00019031 | 972.3434 | 0.00441 | 848.6906 | 0.020495 | 972.104 | 1.0001e-05 | 972.3434 | 0.32271 | 836.866 | 0.00304
| 849.1303 | 0.0006982 | 848.9298 | -0.0004299 | 653.8998 | 0 | 849.1303 | 0.00029721 | 848.9298 | 0.0012237 | 839.6437 | 0 | 848.9298 | 0.00047265 | 656.265 | 8.0872e-06 | 849.1303 | 0.00062074 | 837.0992 | 0.0023587 | 849.1303 | 0.00071747 | 849.1303 | 0.00024928 | 849.1303 | 0.00031393 | 849.1303 | 0.00031312 | 656.265 | 0 | 849.1303 | 0.00015497 | 848.9298 | 0.00098306 | 972.5118 | 0.00619 | 848.9298 | 0.01625 | 972.2734 | 6.6672e-06 | 972.5118 | 0.31699 | 837.0992 | 0.00367
| 849.3696 | 5.3198e-05 | 849.1691 | -0.00092674 | 654.022 | 0.00123 | 849.3696 | -0.00078556 | 849.1691 | -0.0012132 | 839.8808 | 0 | 849.1691 | -0.00086091 | 656.3854 | 8.0648e-06 | 849.3696 | 0 | 837.3324 | -7.856e-05 | 849.3696 | 0 | 849.3696 | 0 | 849.3696 | 0 | 849.3696 | 0 | 656.3854 | 0 | 849.3696 | 0 | 849.1691 | -0.00032004 | 972.6803 | 0.00506 | 849.1691 | 0.014921 | 972.4427 | 3.0002e-05 | 972.6803 | 0.31217 | 837.3324 | 0.00415
| 849.6089 | 0.00090425 | 849.4083 | -8.7259e-06 | 654.1442 | 0 | 849.6089 | -7.8354e-05 | 849.4083 | -0.00054215 | 840.1179 | 0 | 849.4083 | 0.00068861 | 656.5057 | 7.3031e-06 | 849.609 | 0.00093292 | 837.5656 | 0.0032973 | 849.609 | 0.000788 | 849.6089 | 0.00053289 | 849.609 | 0.00097387 | 849.609 | 0.00079899 | 656.5057 | 0 | 849.609 | 0.0004636 | 849.4083 | 0.00057065 | 972.8487 | 0.00552 | 849.4083 | 0.018635 | 972.6121 | 0 | 972.8487 | 0.30644 | 837.5656 | 0.00472
| 849.8483 | -0.00049594 | 849.6476 | -0.00025348 | 654.2664 | 0.00088435 | 849.8483 | -0.0015942 | 849.6476 | -0.0015592 | 840.3549 | 0 | 849.6476 | -0.001002 | 656.626 | 7.2807e-06 | 849.8483 | 0 | 837.7988 | -0.00082788 | 849.8483 | 0 | 849.8483 | 0 | 849.8483 | 0 | 849.8483 | 0 | 656.626 | 0 | 849.8483 | 0 | 849.6476 | -0.00045798 | 973.0171 | 0.00469 | 849.6476 | 0.018452 | 972.7815 | 3.0002e-05 | 973.0171 | 0.30126 | 837.7988 | 0.00254
| 850.0876 | 0.00016086 | 849.8869 | -0.00028765 | 654.3886 | 0 | 850.0876 | 4.8484e-05 | 849.8869 | 0.00083122 | 840.592 | 0 | 849.8869 | 0.00042356 | 656.7463 | 8.4792e-06 | 850.0877 | 0.00097076 | 838.032 | 0.001481 | 850.0877 | 0.00043119 | 850.0876 | 0.00032462 | 850.0877 | 0.00088602 | 850.0877 | 0.00070215 | 656.7463 | 0 | 850.0877 | 0.00039311 | 849.8869 | 0.00068026 | 973.1855 | 0.00614 | 849.8869 | 0.016626 | 972.9509 | 0 | 973.1855 | 0.29582 | 838.032 | 0.00197
| 850.327 | -0.00060371 | 850.1261 | -0.00020479 | 654.5108 | 0.00113 | 850.327 | -0.00058939 | 850.1261 | -0.0013477 | 840.829 | 0 | 850.1261 | -0.0010097 | 656.8666 | 9.3081e-06 | 850.327 | 0 | 838.2651 | 0.00012532 | 850.327 | 0 | 850.327 | 0 | 850.327 | 0 | 850.327 | 0 | 656.8666 | 0 | 850.327 | 0 | 850.1261 | -0.00142 | 973.3539 | 0.00464 | 850.1261 | 0.013841 | 973.1203 | 3.0002e-05 | 973.3539 | 0.29125 | 838.2651 | 0.00499
| 850.5664 | 0.0001371 | 850.3654 | -1.0644e-05 | 654.633 | 0 | 850.5664 | 4.1204e-05 | 850.3654 | 0.00083493 | 841.0662 | 0 | 850.3654 | 0.00059241 | 656.9869 | 1.0115e-05 | 850.5664 | 0.00062086 | 838.4984 | 0.0013528 | 850.5664 | 0.00071319 | 850.5664 | 0.00036312 | 850.5664 | 0.00081538 | 850.5664 | 0.00097009 | 656.9869 | 1.0981e-07 | 850.5664 | 0.00028171 | 850.3654 | 0.00057476 | 973.5224 | 0.00455 | 850.3654 | 0.013527 | 973.2897 | 6.6672e-06 | 973.5224 | 0.28626 | 838.4983 | 0.00371
| 850.8057 | -0.00027981 | 850.6047 | -3.0674e-05 | 654.7552 | 0.00123 | 850.8057 | 0.00024317 | 850.6047 | -0.0015418 | 841.3032 | 0 | 850.6047 | -0.0008924 | 657.1073 | 9.8905e-06 | 850.8057 | 0 | 838.7316 | -0.002074 | 850.8057 | 0 | 850.8057 | 0 | 850.8057 | 0 | 850.8057 | 0 | 657.1073 | 1.0981e-07 | 850.8057 | 0 | 850.6047 | -0.00061743 | 973.6908 | 0.00419 | 850.6047 | 0.014959 | 973.4591 | 3.0002e-05 | 973.6908 | 0.28171 | 838.7316 | 0.00118
| 851.0451 | -4.4302e-06 | 850.844 | 0.00010738 | 654.8775 | 0 | 851.0451 | -0.00040254 | 850.844 | 0.0005409 | 841.5403 | 0 | 850.844 | 0.00042855 | 657.2276 | 9.5657e-06 | 851.0451 | 0.00055803 | 838.9648 | 0.0020284 | 851.0451 | 0.00085877 | 851.0451 | 0.0001688 | 851.0451 | 0.0010215 | 851.0451 | 0.0014413 | 657.2276 | 1.0981e-07 | 851.0451 | 0.00022427 | 850.844 | 0.00079037 | 973.8592 | 0.00619 | 850.844 | 0.013624 | 973.6285 | 0 | 973.8592 | 0.27655 | 838.9648 | 0.00379
| 851.2845 | 0.00036337 | 851.0833 | -0.00032409 | 654.9997 | 0.00149 | 851.2845 | -0.00047635 | 851.0833 | -0.0012026 | 841.7775 | 0 | 851.0833 | -0.001026 | 657.3479 | 9.6553e-06 | 851.2845 | 0 | 839.1981 | -0.0010033 | 851.2845 | 0 | 851.2845 | 0 | 851.2845 | 0 | 851.2845 | 0 | 657.3479 | 0 | 851.2845 | 0 | 851.0833 | -0.00087789 | 974.0276 | 0.00535 | 851.0833 | 0.01227 | 973.7979 | 3.0002e-05 | 974.0276 | 0.27179 | 839.1981 | 0.00232
| 851.5239 | -0.00035092 | 851.3227 | -0.00073246 | 655.122 | 0 | 851.5239 | -4.4767e-06 | 851.3227 | -0.00020863 | 842.0146 | 0 | 851.3227 | 0.00047411 | 657.4682 | 9.0729e-06 | 851.5239 | 0.00015968 | 839.4313 | -0.00040097 | 851.5239 | 0.00029023 | 851.5239 | 0.00020284 | 851.5239 | 0.00011945 | 851.5239 | 0.00097035 | 657.4682 | 0 | 851.5239 | 0.00010744 | 851.3226 | 0.00021946 | 974.1961 | 0.00629 | 851.3227 | 0.011847 | 973.9673 | 6.6672e-06 | 974.1961 | 0.26633 | 839.4313 | 0.0011
| 851.7633 | 0.00010658 | 851.562 | -0.00057652 | 655.2442 | 0.00125 | 851.7633 | -0.0010263 | 851.562 | -0.001511 | 842.2517 | 0 | 851.562 | -0.0011245 | 657.5886 | 9.2073e-06 | 851.7633 | 0 | 839.6646 | -0.0023036 | 851.7633 | 0 | 851.7633 | 0 | 851.7633 | 0 | 851.7633 | 0 | 657.5886 | 0 | 851.7633 | 0 | 851.562 | -0.00081058 | 974.3645 | 0.00524 | 851.562 | 0.014367 | 974.1367 | 0 | 974.3645 | 0.26115 | 839.6645 | 0.00339
| 852.0027 | 0.00046507 | 851.8013 | 9.6875e-07 | 655.3665 | 0 | 852.0027 | -0.00013519 | 851.8013 | 0.0011537 | 842.4888 | 0 | 851.8013 | 0.00060085 | 657.7089 | 8.1096e-06 | 852.0027 | 0.00043238 | 839.8978 | 0.0030287 | 852.0027 | 0.00084479 | 852.0027 | 0.00027594 | 852.0027 | 0.00083608 | 852.0027 | 0.00065302 | 657.7089 | 0 | 852.0027 | 0.00042702 | 851.8013 | 0.00055775 | 974.5329 | 0.00761 | 851.8013 | 0.015945 | 974.3061 | 0 | 974.5329 | 0.2552 | 839.8978 | 0.00401
| 852.2421 | -0.00038214 | 852.0406 | -0.00070589 | 655.4888 | 0.00013872 | 852.2421 | -0.00084802 | 852.0406 | -0.0014045 | 842.726 | 0 | 852.0406 | -0.00084767 | 657.8292 | 9.3641e-06 | 852.2422 | 0 | 840.1311 | -0.00043171 | 852.2422 | 0 | 852.2421 | 0 | 852.2422 | 0 | 852.2422 | 0 | 657.8292 | 0 | 852.2421 | 0 | 852.0407 | -0.00113 | 974.7014 | 0.00619 | 852.0406 | 0.012409 | 974.4755 | 3.0002e-05 | 974.7014 | 0.24973 | 840.1311 | 0.00211
| 852.4816 | 0.00030458 | 852.28 | -0.00033591 | 655.6111 | 0 | 852.4816 | -0.00027442 | 852.28 | 0.00026512 | 842.9631 | 0 | 852.28 | 0.00042609 | 657.9496 | 8.4008e-06 | 852.4816 | 0.0011576 | 840.3644 | 0.00059212 | 852.4816 | 0 | 852.4816 | 0.00010302 | 852.4816 | 0.00014011 | 852.4816 | 0.00072725 | 657.9496 | 0 | 852.4816 | 0.00031108 | 852.28 | 0.00024452 | 974.8698 | 0.00619 | 852.28 | 0.014216 | 974.6449 | 6.6672e-06 | 974.8698 | 0.24452 | 840.3644 | 0.00623
| 852.721 | -0.00057972 | 852.5193 | -0.00085021 | 655.7334 | 0.00086701 | 852.721 | -0.00045879 | 852.5193 | -0.0015432 | 843.2003 | 0 | 852.5193 | -0.0010619 | 658.0699 | 1.0406e-05 | 852.721 | 0 | 840.5977 | -0.0027263 | 852.721 | 0 | 852.721 | 0 | 852.721 | 0 | 852.721 | 0 | 658.0699 | 0 | 852.721 | 0 | 852.5194 | -0.00131 | 975.0382 | 0.00658 | 852.5193 | 0.009303 | 974.8143 | 3.0002e-05 | 975.0382 | 0.24025 | 840.5977 | 0.00062493
| 852.9604 | 0.00010361 | 852.7587 | 0.00011064 | 655.8557 | 0 | 852.9604 | -0.00010872 | 852.7587 | 0.0006366 | 843.4374 | 0 | 852.7587 | 0.00051912 | 658.1902 | 8.8376e-06 | 852.9605 | 0.00050367 | 840.8309 | -0.00047331 | 852.9605 | 0.0006768 | 852.9604 | 0.00034879 | 852.9605 | 0.00071323 | 852.9605 | 0.00078583 | 658.1902 | 0 | 852.9605 | 0.00040772 | 852.7587 | 0.00062684 | 975.2066 | 0.00645 | 852.7587 | 0.011439 | 974.9837 | 6.6672e-06 | 975.2066 | 0.23615 | 840.8309 | 0.00269
| 853.1999 | -0.00057169 | 852.9981 | 0.00012371 | 655.978 | 0.00123 | 853.1999 | -0.00089125 | 852.9981 | -0.0014198 | 843.6746 | 0 | 852.9981 | -0.0011022 | 658.3106 | 8.4792e-06 | 853.1999 | 0 | 841.0642 | 0.00024953 | 853.1999 | 0 | 853.1999 | 0 | 853.1999 | 0 | 853.1999 | 0 | 658.3106 | 0 | 853.1999 | 0 | 852.9981 | -0.00056291 | 975.3751 | 0.00489 | 852.9981 | 0.014136 | 975.1531 | 3.0002e-05 | 975.3751 | 0.23236 | 841.0642 | 0.00336
| 853.4394 | 0.00082588 | 853.2374 | 0.0010496 | 656.1004 | 0 | 853.4394 | -4.077e-05 | 853.2374 | 0.00038062 | 843.9118 | 0 | 853.2374 | 0.00086162 | 658.4309 | 6.519e-06 | 853.4394 | 0.0012178 | 841.2975 | 0.00083394 | 853.4394 | 0.0016844 | 853.4394 | 0.00055779 | 853.4394 | 0.0011896 | 853.4394 | 0.00077953 | 658.4309 | 2.0864e-07 | 853.4394 | 0.00039579 | 853.2374 | 0.00090017 | 975.5435 | 0.00766 | 853.2374 | 0.013322 | 975.3225 | 2.6669e-05 | 975.5435 | 0.22821 | 841.2975 | 0.00256
| 853.6788 | -0.0002079 | 853.4768 | -0.00096779 | 656.2227 | 0.00022542 | 853.6788 | -0.00086543 | 853.4768 | -0.0013809 | 844.149 | 0 | 853.4768 | -0.0011841 | 658.5512 | 6.6534e-06 | 853.6788 | 0 | 841.5308 | -0.0024497 | 853.6788 | 0 | 853.6788 | 0 | 853.6788 | 0 | 853.6788 | 0 | 658.5512 | 2.0864e-07 | 853.6788 | 0 | 853.4768 | -0.00128 | 975.712 | 0.00431 | 853.4768 | 0.010978 | 975.492 | 0 | 975.712 | 0.22433 | 841.5308 | 0.00145
| 853.9183 | -0.0001393 | 853.7162 | -0.00024597 | 656.3451 | 3.4765e-05 | 853.9183 | 0.00027128 | 853.7162 | 0.0007424 | 844.3862 | 0 | 853.7162 | 0.00063288 | 658.6716 | 8.5576e-06 | 853.9183 | 0.0002098 | 841.7641 | 0.00017499 | 853.9183 | 0.00059299 | 853.9183 | 0.00055301 | 853.9183 | 0.00039784 | 853.9183 | 0.0010264 | 658.6716 | 2.0864e-07 | 853.9183 | 0.00031084 | 853.7162 | 0.00127 | 975.8804 | 0.00636 | 853.7162 | 0.011031 | 975.6614 | 6.6672e-06 | 975.8804 | 0.22029 | 841.7641 | 0.00487
| 854.1578 | -0.00044153 | 853.9556 | -0.0010724 | 656.4674 | 0.00121 | 854.1578 | -0.00018589 | 853.9556 | -0.0015746 | 844.6234 | 0 | 853.9556 | -0.0010904 | 658.7919 | 9.3865e-06 | 854.1578 | 0 | 841.9974 | -0.0016131 | 854.1578 | 0 | 854.1578 | 0 | 854.1578 | 0 | 854.1578 | 0 | 658.7919 | 0 | 854.1578 | 0 | 853.9556 | -0.00080077 | 976.0488 | 0.00522 | 853.9556 | 0.0085527 | 975.8308 | 1.0001e-05 | 976.0488 | 0.21637 | 841.9974 | 0.00089835
| 854.3973 | 0.00053524 | 854.195 | -2.946e-05 | 656.5898 | 0 | 854.3973 | 0.00086556 | 854.195 | -0.00013057 | 844.8607 | 0 | 854.195 | 0.00062845 | 658.9123 | 1.0327e-05 | 854.3973 | 3.7273e-05 | 842.2308 | 0.0029014 | 854.3973 | 0.00075603 | 854.3973 | 0.00063751 | 854.3973 | 0.00084635 | 854.3973 | 0.00071153 | 658.9123 | 4.2825e-07 | 854.3973 | 0.00041165 | 854.195 | 0.00146 | 976.2173 | 0.00496 | 854.195 | 0.0099731 | 976.0002 | 0 | 976.2173 | 0.21183 | 842.2308 | 0.00414
| 854.6368 | -0.0003306 | 854.4344 | -0.00072055 | 656.7122 | 0.00079764 | 854.6368 | -0.001013 | 854.4344 | -0.0012425 | 845.0978 | 0 | 854.4344 | -0.00099846 | 659.0326 | 9.8345e-06 | 854.6368 | 0 | 842.4641 | 0.0018508 | 854.6368 | 0 | 854.6368 | 0 | 854.6368 | 0 | 854.6368 | 0 | 659.0326 | 6.3689e-07 | 854.6368 | 0 | 854.4344 | -0.00086399 | 976.3857 | 0.00484 | 854.4344 | 0.0087878 | 976.1697 | 0 | 976.3857 | 0.2072 | 842.4641 | 0.00080986
| 854.8763 | 0.00069466 | 854.6738 | 9.7223e-05 | 656.8346 | 0 | 854.8763 | -0.0001011 | 854.6738 | 0.00024835 | 845.3351 | 0 | 854.6738 | 0.0004959 | 659.153 | 9.1849e-06 | 854.8763 | 0.00050475 | 842.6974 | 0.0012453 | 854.8763 | 0.0011707 | 854.8763 | 0.00057591 | 854.8763 | 0.00081667 | 854.8763 | 0.00066703 | 659.153 | 6.3689e-07 | 854.8763 | 0.00032017 | 854.6738 | 0.0009912 | 976.5542 | 0.00559 | 854.6738 | 0.010623 | 976.3391 | 2.6669e-05 | 976.5542 | 0.20235 | 842.6975 | 0.00453
| 855.1158 | -9.8245e-05 | 854.9133 | 3.2232e-05 | 656.9569 | 0.00090168 | 855.1158 | -0.00018313 | 854.9133 | -0.0018944 | 845.5723 | 0 | 854.9133 | -0.0013142 | 659.2733 | 7.5943e-06 | 855.1158 | 0 | 842.9308 | -0.00073412 | 855.1158 | 0 | 855.1158 | 0 | 855.1158 | 0 | 855.1158 | 0 | 659.2733 | 2.0864e-07 | 855.1158 | 0 | 854.9133 | -0.00040071 | 976.7226 | 0.00424 | 854.9133 | 0.0093289 | 976.5085 | 1.0001e-05 | 976.7226 | 0.19833 | 842.9308 | 0.00257
| 855.3553 | 0.00048523 | 855.1527 | 0.00032704 | 657.0793 | 0 | 855.3553 | 6.2119e-05 | 855.1527 | 0.00082365 | 845.8096 | 0 | 855.1527 | 0.00050982 | 659.3937 | 6.4182e-06 | 855.3553 | 0.00050482 | 843.1642 | 8.4999e-05 | 855.3553 | 0.0011541 | 855.3553 | 0.00057141 | 855.3553 | 0.0010213 | 855.3553 | 0.0011856 | 659.3937 | 0 | 855.3554 | 0.00036026 | 855.1527 | 0.00022421 | 976.891 | 0.00675 | 855.1527 | 0.010505 | 976.678 | 0 | 976.891 | 0.19409 | 843.1642 | 0.00381
| 855.5948 | -0.00048126 | 855.3921 | -0.00086159 | 657.2018 | 0.00027745 | 855.5948 | -0.00040683 | 855.3921 | -0.0013878 | 846.0468 | 0 | 855.3921 | -0.0010608 | 659.514 | 6.4182e-06 | 855.5949 | 0 | 843.3975 | -0.0011697 | 855.5949 | 0 | 855.5948 | 0 | 855.5949 | 0 | 855.5949 | 0 | 659.514 | 2.0864e-07 | 855.5948 | 0 | 855.3921 | -0.00099808 | 977.0595 | 0.00545 | 855.3921 | 0.008404 | 976.8474 | 0 | 977.0595 | 0.19039 | 843.3975 | 0.00141
| 855.8344 | 0.00021759 | 855.6316 | 0.00048682 | 657.3242 | 0 | 855.8344 | -0.00011954 | 855.6316 | 0.00057782 | 846.2841 | 0 | 855.6316 | 0.00081632 | 659.6344 | 7.7175e-06 | 855.8344 | 0.0011429 | 843.6309 | 0.00020311 | 855.8344 | 0.0011424 | 855.8344 | 0.00052329 | 855.8344 | 0.00056134 | 855.8344 | 0.0011689 | 659.6344 | 2.0864e-07 | 855.8344 | 0.00039951 | 855.6316 | 0.00089101 | 977.2279 | 0.00529 | 855.6316 | 0.010199 | 977.0168 | 0 | 977.2279 | 0.18616 | 843.6309 | 0.00497
| 856.074 | -0.00029236 | 855.871 | -5.017e-05 | 657.4466 | 0.00109 | 856.074 | -0.00054289 | 855.871 | -0.00066059 | 846.5214 | 0 | 855.871 | -0.0011335 | 659.7548 | 9.8345e-06 | 856.074 | 0 | 843.8643 | 5.6476e-05 | 856.074 | 0 | 856.074 | 0 | 856.074 | 0 | 856.074 | 0 | 659.7548 | 1.0651e-06 | 856.074 | 0 | 855.871 | -0.00101 | 977.3964 | 0.00528 | 855.871 | 0.0087602 | 977.1863 | 3.0002e-05 | 977.3964 | 0.1826 | 843.8643 | 0.00167
| 856.3135 | 0.00053314 | 856.1105 | 9.1654e-05 | 657.5691 | 0 | 856.3135 | 0.00015965 | 856.1105 | -6.1507e-05 | 846.7587 | 0 | 856.1105 | 0.00051605 | 659.8751 | 1.0171e-05 | 856.3135 | 0.0013222 | 844.0977 | -0.0018918 | 856.3135 | 0.0012345 | 856.3135 | 0.00047832 | 856.3135 | 0.0010573 | 856.3135 | 0.00059421 | 659.8751 | 1.0651e-06 | 856.3135 | 0.00011584 | 856.1105 | 0.00158 | 977.5648 | 0.0064 | 856.1105 | 0.0082937 | 977.3557 | 0 | 977.5648 | 0.17895 | 844.0977 | 0.00517
| 856.5531 | -0.00025484 | 856.35 | -0.00025876 | 657.6915 | 0.00151 | 856.5531 | -0.00092436 | 856.35 | -0.0018423 | 846.996 | 0 | 856.35 | -0.00082274 | 659.9955 | 1.0977e-05 | 856.5531 | 0 | 844.3311 | -0.00044799 | 856.5531 | 0 | 856.5531 | 0 | 856.5531 | 0 | 856.5531 | 0 | 659.9955 | 1.2848e-06 | 856.5531 | 0 | 856.35 | -0.00064621 | 977.7333 | 0.00496 | 856.35 | 0.0074468 | 977.5252 | 1.0001e-05 | 977.7333 | 0.1756 | 844.3311 | 0.00197
| 856.7927 | 0.00055532 | 856.5894 | -0.0009979 | 657.814 | 0 | 856.7927 | 0.00042369 | 856.5894 | 0.00060937 | 847.2333 | 0 | 856.5894 | 0.00058298 | 660.1159 | 1.0372e-05 | 856.7927 | 0.00048558 | 844.5645 | -0.0012073 | 856.7927 | 0.00098105 | 856.7927 | 0.00013266 | 856.7927 | 0.00041223 | 856.7927 | 0.00085364 | 660.1159 | 1.175e-06 | 856.7927 | 0.0003958 | 856.5894 | 0.00059176 | 977.9017 | 0.00582 | 856.5894 | 0.005206 | 977.6946 | 2.6669e-05 | 977.9017 | 0.17235 | 844.5644 | 0.00313
| 857.0322 | -0.00025712 | 856.8289 | -0.0011043 | 657.9364 | 0.00118 | 857.0322 | -0.00075339 | 856.8289 | -0.0011212 | 847.4706 | 0 | 856.8289 | -0.0012134 | 660.2362 | 1.0271e-05 | 857.0322 | 0 | 844.7979 | -0.0016673 | 857.0322 | 0 | 857.0322 | 0 | 857.0322 | 0 | 857.0322 | 0 | 660.2362 | 1.175e-06 | 857.0322 | 0 | 856.8289 | -0.00097681 | 978.0702 | 0.00614 | 856.8289 | 0.0059621 | 977.8641 | 1.0001e-05 | 978.0702 | 0.1697 | 844.7979 | 0.00171
| 857.2719 | 0.00059708 | 857.0684 | -0.00061885 | 658.0589 | 0 | 857.2719 | -0.00028205 | 857.0684 | 0.00045171 | 847.7079 | 0 | 857.0684 | 0.00065987 | 660.3566 | 9.2073e-06 | 857.2718 | 0.00056083 | 845.0313 | -0.00021416 | 857.2718 | 0.00089881 | 857.2719 | 0.00049481 | 857.2718 | 0.00075591 | 857.2718 | 0.0012933 | 660.3566 | 9.6631e-07 | 857.2718 | 0.00033372 | 857.0684 | 0.00051541 | 978.2386 | 0.0068 | 857.0684 | 0.0055162 | 978.0335 | 6.6672e-06 | 978.2386 | 0.16724 | 845.0313 | 0.00546
| 857.5114 | -0.00017213 | 857.3079 | -0.00065857 | 658.1814 | 0.0017 | 857.5114 | -0.00021846 | 857.3079 | -0.00081094 | 847.9452 | 0 | 857.3079 | -0.001101 | 660.477 | 8.6584e-06 | 857.5114 | 0 | 845.2647 | 0.00029928 | 857.5114 | 0 | 857.5114 | 0 | 857.5114 | 0 | 857.5114 | 0 | 660.477 | 7.467e-07 | 857.5114 | 0 | 857.3079 | -0.00056744 | 978.4071 | 0.0035 | 857.3079 | 0.0060894 | 978.203 | 3.0002e-05 | 978.4071 | 0.16518 | 845.2647 | 0.0018
| 857.751 | 0.00057583 | 857.5474 | 0.00034709 | 658.3039 | 0 | 857.751 | 0.00066739 | 857.5474 | 0.00050249 | 848.1825 | 0 | 857.5474 | 0.00051697 | 660.5973 | 8.5016e-06 | 857.751 | 0.00075065 | 845.4981 | 0.0012896 | 857.751 | 0.00087429 | 857.751 | 0.00047648 | 857.751 | 0.00057363 | 857.751 | 0.0010278 | 660.5973 | 7.467e-07 | 857.751 | 0.00031453 | 857.5474 | 0.00113 | 978.5755 | 0.00585 | 857.5474 | 0.008687 | 978.3725 | 0 | 978.5755 | 0.16245 | 845.4981 | 0.00183
| 857.9907 | -0.00094512 | 857.7869 | 8.8006e-06 | 658.4264 | 0.0003468 | 857.9907 | -0.00067362 | 857.7869 | -0.0016286 | 848.4199 | 0 | 857.7869 | -0.0011042 | 660.7177 | 8.3896e-06 | 857.9906 | 0 | 845.7316 | -0.0007215 | 857.9906 | 0 | 857.9907 | 0 | 857.9906 | 0 | 857.9906 | 0 | 660.7177 | 9.6631e-07 | 857.9907 | 0 | 857.7869 | -0.00107 | 978.744 | 0.00491 | 857.7869 | 0.0067495 | 978.5419 | 1.0001e-05 | 978.744 | 0.15983 | 845.7316 | 0.00416
| 858.2303 | 0.00069714 | 858.0264 | 0.00067981 | 658.5489 | 0 | 858.2303 | 0.00011577 | 858.0264 | 0.0010712 | 848.6572 | 0 | 858.0264 | 0.00076105 | 660.8381 | 8.8712e-06 | 858.2303 | 0.0014066 | 845.965 | 0.0024526 | 858.2303 | 0.0011312 | 858.2303 | 0.00088438 | 858.2303 | 0.00097634 | 858.2303 | 0.0011655 | 660.8381 | 8.5651e-07 | 858.2303 | 0.00033424 | 858.0264 | 0.00157 | 978.9124 | 0.00524 | 858.0264 | 0.0094465 | 978.7114 | 0 | 978.9124 | 0.15665 | 845.965 | 0.00353
| 858.4699 | 6.4395e-06 | 858.2659 | -0.00056277 | 658.6715 | 0.00121 | 858.4699 | 8.3309e-05 | 858.2659 | -0.002335 | 848.8945 | 0 | 858.2659 | -0.001263 | 660.9584 | 1.0036e-05 | 858.4699 | 0 | 846.1985 | 0.0010528 | 858.4699 | 0 | 858.4699 | 0 | 858.4699 | 0 | 858.4699 | 0 | 660.9584 | 1.0651e-06 | 858.4699 | 0 | 858.2659 | 0.00021649 | 979.0809 | 0.00452 | 858.2659 | 0.0052721 | 978.8809 | 1.0001e-05 | 979.0809 | 0.15382 | 846.1985 | 0.00381
| 858.7095 | 0.00016736 | 858.5055 | 3.8529e-05 | 658.794 | 0 | 858.7095 | -0.00062514 | 858.5055 | 0.00064698 | 849.1319 | 0 | 858.5055 | 0.00063423 | 661.0788 | 1.0563e-05 | 858.7095 | 0.00080956 | 846.4319 | 0.003565 | 858.7095 | 0.000893 | 858.7095 | 0.00026271 | 858.7095 | 0.00074738 | 858.7095 | 0.0011824 | 661.0788 | 1.3946e-06 | 858.7095 | 0.00038423 | 858.5055 | 0.00056726 | 979.2493 | 0.00582 | 858.5055 | 0.0080389 | 979.0503 | 0 | 979.2493 | 0.15059 | 846.432 | 0.00267
| 858.9492 | -0.00052334 | 858.745 | -0.00039825 | 658.9165 | 0.00149 | 858.9492 | -0.00071276 | 858.745 | -0.0015014 | 849.3693 | 0 | 858.745 | -0.0012536 | 661.1992 | 1.0171e-05 | 858.9492 | 0 | 846.6654 | -0.0022527 | 858.9492 | 0 | 858.9492 | 0 | 858.9492 | 0 | 858.9492 | 0 | 661.1992 | 1.2848e-06 | 858.9492 | 0 | 858.745 | -0.00094964 | 979.4178 | 0.00503 | 858.745 | 0.005454 | 979.2198 | 3.0002e-05 | 979.4178 | 0.14752 | 846.6654 | 0.0036
| 859.1888 | 0.0011522 | 858.9846 | 2.012e-06 | 659.0391 | 0 | 859.1888 | 0.00054566 | 858.9846 | -0.00036429 | 849.6066 | 0 | 858.9846 | 0.00060312 | 661.3196 | 9.7785e-06 | 859.1888 | 0.0010544 | 846.8989 | 0.0018354 | 859.1888 | 0.0010277 | 859.1888 | 0.00080769 | 859.1888 | 0.001159 | 859.1888 | 0.00094627 | 661.3196 | 1.8228e-06 | 859.1888 | 0.00037111 | 858.9846 | 0.00062027 | 979.5862 | 0.00777 | 858.9846 | 0.0066066 | 979.3893 | 0 | 979.5862 | 0.1441 | 846.8989 | 0.00258
| 859.4285 | -0.00067829 | 859.2241 | -0.0011444 | 659.1617 | 0.00091902 | 859.4285 | -0.00090993 | 859.2241 | -0.0015493 | 849.8441 | 0 | 859.2241 | -0.0011393 | 661.44 | 1.0249e-05 | 859.4285 | 0 | 847.1323 | 0.00052975 | 859.4285 | 0 | 859.4285 | 0 | 859.4285 | 0 | 859.4285 | 0 | 661.44 | 1.2848e-06 | 859.4285 | 0 | 859.2241 | -0.00144 | 979.7547 | 0.00549 | 859.2241 | 0.0067732 | 979.5587 | 0 | 979.7547 | 0.14134 | 847.1323 | 0.00112
| 859.6682 | 0.0012584 | 859.4637 | -0.00034094 | 659.2842 | 0 | 859.6682 | -0.00012446 | 859.4637 | 0.00012839 | 850.0814 | 0 | 859.4637 | 0.00066851 | 661.5604 | 9.9913e-06 | 859.6681 | 0.001036 | 847.3658 | -0.00052362 | 859.6681 | 0.00080518 | 859.6682 | 0.00028503 | 859.6681 | 0.00064407 | 859.6681 | 0.0012382 | 661.5604 | 1.713e-06 | 859.6681 | 0.00032621 | 859.4637 | 0.00149 | 979.9232 | 0.0057 | 859.4637 | 0.0063149 | 979.7282 | 0 | 979.9232 | 0.13819 | 847.3658 | 0.00129
| 859.9078 | 0.00051984 | 859.7032 | -0.00057528 | 659.4068 | 0.00095371 | 859.9078 | -0.00055819 | 859.7032 | -0.0021295 | 850.3188 | 0 | 859.7032 | -0.0012811 | 661.6807 | 1.0115e-05 | 859.9078 | 0 | 847.5993 | -0.00030238 | 859.9078 | 0 | 859.9078 | 0 | 859.9078 | 0 | 859.9078 | 0 | 661.6807 | 9.6631e-07 | 859.9078 | 0 | 859.7032 | -0.00040568 | 980.0916 | 0.00513 | 859.7032 | 0.0067998 | 979.8977 | 1.0001e-05 | 980.0916 | 0.13586 | 847.5993 | 0.00054937
| 860.1475 | 0.0006526 | 859.9428 | -0.00010612 | 659.5294 | 0 | 860.1475 | 0.00059752 | 859.9428 | 0.00068114 | 850.5562 | 0 | 859.9428 | 0.00072647 | 661.8011 | 8.9496e-06 | 860.1475 | 0.00075582 | 847.8328 | 0.0018246 | 860.1475 | 0.00067912 | 860.1475 | 0.00063333 | 860.1475 | 0.00013263 | 860.1475 | 0.0011207 | 661.8011 | 2.5695e-06 | 860.1475 | 0.00038138 | 859.9428 | 0.00138 | 980.2601 | 0.00455 | 859.9428 | 0.0074769 | 980.0672 | 0 | 980.2601 | 0.13305 | 847.8328 | 0.00297
| 860.3872 | -2.1094e-05 | 860.1824 | 5.9422e-05 | 659.652 | 0.0018 | 860.3872 | -0.00083423 | 860.1824 | -0.0013442 | 850.7936 | 0 | 860.1824 | -0.00095218 | 661.9215 | 9.4985e-06 | 860.3872 | 0 | 848.0663 | -0.00025134 | 860.3872 | 0 | 860.3872 | 0 | 860.3872 | 0 | 860.3872 | 0 | 661.9215 | 2.6684e-06 | 860.3872 | 0 | 860.1824 | -0.00067015 | 980.4285 | 0.00547 | 860.1824 | 0.005668 | 980.2367 | 3.0002e-05 | 980.4285 | 0.13074 | 848.0664 | 0.00314
| 860.6269 | 0.00042283 | 860.422 | 0.00063231 | 659.7746 | 0 | 860.6269 | -0.000203 | 860.422 | 0.00022434 | 851.0311 | 0 | 860.422 | 0.00062486 | 662.0419 | 9.3865e-06 | 860.6269 | 0.0011114 | 848.2999 | -0.00018451 | 860.6269 | 0.00078528 | 860.6269 | 0.0007929 | 860.6269 | 0.0013966 | 860.6269 | 0.0013588 | 662.0419 | 3.7445e-06 | 860.6269 | 0.00036658 | 860.422 | 0.00053015 | 980.597 | 0.00619 | 860.422 | 0.0085003 | 980.4062 | 0 | 980.597 | 0.12785 | 848.2999 | 0.00242
| 860.8666 | 2.5032e-05 | 860.6616 | -9.076e-05 | 659.8972 | 0.00123 | 860.8666 | -0.0003207 | 860.6616 | -0.0011025 | 851.2685 | 0 | 860.6616 | -0.0011147 | 662.1623 | 1.1503e-05 | 860.8666 | 0 | 848.5334 | -0.0023069 | 860.8666 | 0 | 860.8666 | 0 | 860.8666 | 0 | 860.8666 | 0 | 662.1623 | 2.5695e-06 | 860.8666 | 0 | 860.6616 | -0.00041508 | 980.7655 | 0.00466 | 860.6616 | 0.0035464 | 980.5756 | 1.0001e-05 | 980.7655 | 0.12559 | 848.5334 | 0.00118
| 861.1063 | 0.00094033 | 860.9012 | 2.5016e-05 | 660.0198 | 0 | 861.1063 | 0.00017767 | 860.9012 | -0.00011099 | 851.5059 | 0 | 860.9012 | 0.0006281 | 662.2827 | 1.0977e-05 | 861.1063 | 0.00091966 | 848.7669 | 0.0019307 | 861.1063 | 0.001278 | 861.1063 | 0.00082453 | 861.1063 | 0.00066037 | 861.1063 | 0.0011277 | 662.2827 | 3.2064e-06 | 861.1063 | 0.00013824 | 860.9012 | 0.00032734 | 980.9339 | 0.0065 | 860.9012 | 0.0093368 | 980.7451 | 6.6672e-06 | 980.9339 | 0.12302 | 848.7669 | 0.0038
| 861.3461 | 0.00022498 | 861.1408 | -0.00047251 | 660.1425 | 0.00158 | 861.3461 | -8.6861e-05 | 861.1408 | -0.0013157 | 851.7434 | 0 | 861.1408 | -0.0010762 | 662.4031 | 9.8905e-06 | 861.346 | 0 | 849.0004 | -0.0024722 | 861.346 | 0 | 861.3461 | 0 | 861.346 | 0 | 861.346 | 0 | 662.4031 | 2.6684e-06 | 861.3461 | 0 | 861.1408 | -0.0006722 | 981.1024 | 0.00389 | 861.1408 | 0.0067436 | 980.9146 | 1.0001e-05 | 981.1024 | 0.12075 | 849.0004 | 0.00378
| 861.5858 | 0.00057586 | 861.3804 | 0.00034677 | 660.2651 | 0 | 861.5858 | 0.00021977 | 861.3804 | 0.00054381 | 851.9808 | 0 | 861.3804 | 0.00069669 | 662.5235 | 7.0343e-06 | 861.5858 | 0.0010391 | 849.2339 | 0.0018528 | 861.5858 | 0.00084183 | 861.5858 | 0.00044105 | 861.5858 | 0.00079931 | 861.5858 | 0.00076565 | 662.5235 | 2.5695e-06 | 861.5857 | 0.00036319 | 861.3804 | 0.00115 | 981.2709 | 0.00636 | 861.3804 | 0.0076555 | 981.0841 | 2.6669e-05 | 981.2709 | 0.11798 | 849.234 | 0.00304
| 861.8255 | -0.00054284 | 861.62 | -0.00053139 | 660.3878 | 0.00062425 | 861.8255 | -0.0001019 | 861.62 | -0.0013658 | 852.2183 | 0 | 861.62 | -0.00098892 | 662.6439 | 6.6534e-06 | 861.8255 | 0 | 849.4675 | -0.0023354 | 861.8255 | 0 | 861.8255 | 0 | 861.8255 | 0 | 861.8255 | 0 | 662.6439 | 1.2848e-06 | 861.8255 | 0 | 861.62 | -0.00107 | 981.4393 | 0.0039 | 861.62 | 0.0028408 | 981.2536 | 3.0002e-05 | 981.4393 | 0.11557 | 849.4675 | 0.00056165
| 862.0652 | 0.00053508 | 861.8596 | -0.00015901 | 660.5104 | 0 | 862.0652 | -3.1583e-05 | 861.8596 | 0.001078 | 852.4558 | 0 | 861.8596 | 0.00048688 | 662.7643 | 7.1239e-06 | 862.0653 | 0.001178 | 849.701 | 0.00076478 | 862.0653 | 0.00069999 | 862.0652 | 0.00027974 | 862.0653 | 0.0009217 | 862.0653 | 0.00079658 | 662.7643 | 1.6032e-06 | 862.0652 | 0.00030719 | 861.8596 | 0.00048698 | 981.6078 | 0.00626 | 861.8596 | 0.0066938 | 981.4231 | 6.6672e-06 | 981.6078 | 0.11318 | 849.7011 | 0.0065
| 862.305 | 4.591e-05 | 862.0993 | -0.00027066 | 660.6331 | 0.00041617 | 862.305 | -0.00037867 | 862.0993 | -0.0019265 | 852.6932 | 0 | 862.0993 | -0.0011552 | 662.8847 | 8.3672e-06 | 862.305 | 0 | 849.9346 | -0.0029382 | 862.305 | 0 | 862.305 | 0 | 862.305 | 0 | 862.305 | 0 | 662.8847 | 2.3499e-06 | 862.305 | 0 | 862.0993 | -0.00047771 | 981.7763 | 0.00484 | 862.0993 | 0.0045396 | 981.5926 | 5.0004e-05 | 981.7763 | 0.11112 | 849.9346 | 0.00264
| 862.5448 | 0.00078542 | 862.3389 | 0.00025783 | 660.7558 | 0 | 862.5448 | -0.00030375 | 862.3389 | 0.00062762 | 852.9307 | 0 | 862.3389 | 0.00077634 | 663.0051 | 8.7928e-06 | 862.5448 | 0.00033404 | 850.1682 | 0.002097 | 862.5448 | 0.00058517 | 862.5448 | 0.00073874 | 862.5448 | 0.0016909 | 862.5448 | 0.0012872 | 663.0051 | 4.1727e-06 | 862.5448 | 0.0001588 | 862.3389 | 0.00088946 | 981.9447 | 0.00587 | 862.3389 | 0.0081206 | 981.7621 | 6.6672e-06 | 981.9447 | 0.10876 | 850.1682 | 0.00182
| 862.7845 | 4.9984e-05 | 862.5786 | -0.0016655 | 660.8785 | 0.00097105 | 862.7845 | -0.00083004 | 862.5786 | -0.0013689 | 853.1683 | 0 | 862.5786 | -0.0013845 | 663.1255 | 9.7225e-06 | 862.7845 | 0 | 850.4018 | -0.0035068 | 862.7845 | 0 | 862.7845 | 0 | 862.7845 | 0 | 862.7845 | 0 | 663.1255 | 5.2379e-06 | 862.7845 | 0 | 862.5786 | -0.00099607 | 982.1132 | 0.00492 | 862.5786 | 0.00080273 | 981.9316 | 1.0001e-05 | 982.1132 | 0.10666 | 850.4018 | 0.00186
| 863.0243 | 0.00081244 | 862.8182 | 0.00053528 | 661.0012 | 0 | 863.0243 | 0.00042332 | 862.8182 | -0.00074228 | 853.4058 | 0 | 862.8182 | 0.00054864 | 663.2459 | 8.3672e-06 | 863.0243 | 0.00087689 | 850.6354 | -0.00040491 | 863.0243 | 0.00097495 | 863.0243 | 0.00071052 | 863.0243 | 0.0012244 | 863.0243 | 0.00066441 | 663.2459 | 5.3477e-06 | 863.0243 | 0.00034568 | 862.8182 | 0.00104 | 982.2817 | 0.00585 | 862.8182 | 0.0073244 | 982.1011 | 0 | 982.2817 | 0.10423 | 850.6354 | 0.00296
| 863.2641 | -0.00055788 | 863.0579 | -0.00059314 | 661.1239 | 0.0014 | 863.2641 | -0.00067818 | 863.0579 | -0.0012358 | 853.6432 | 0 | 863.0579 | -0.0013562 | 663.3663 | 7.8743e-06 | 863.2641 | 0 | 850.869 | -0.0024852 | 863.2641 | 0 | 863.2641 | 0 | 863.2641 | 0 | 863.2641 | 0 | 663.3663 | 3.3162e-06 | 863.2641 | 0 | 863.0579 | -0.00139 | 982.4501 | 0.006 | 863.0579 | 0.0026999 | 982.2707 | 1.0001e-05 | 982.4501 | 0.10246 | 850.869 | 0.00457
| 863.5039 | 0.00061909 | 863.2976 | -0.00054068 | 661.2466 | 0 | 863.5039 | -0.00033943 | 863.2976 | -0.0008993 | 853.8808 | 0 | 863.2976 | 0.00068614 | 663.4867 | 6.631e-06 | 863.5039 | 0.00093706 | 851.1025 | 0.0012354 | 863.5039 | 0.0005122 | 863.5039 | 0.00020339 | 863.5039 | 0.00062222 | 863.5039 | 0.00075714 | 663.4867 | 4.1727e-06 | 863.5039 | 0.00024786 | 863.2976 | 0.00042387 | 982.6186 | 0.00561 | 863.2976 | 0.0072641 | 982.4402 | 6.6672e-06 | 982.6186 | 0.1004 | 851.1025 | 0.0025
| 863.7437 | 0.00027602 | 863.5372 | -0.00031989 | 661.3694 | 0.00072829 | 863.7437 | -0.00020857 | 863.5372 | -0.0018085 | 854.1183 | 0 | 863.5372 | -0.0010602 | 663.6072 | 7.4823e-06 | 863.7437 | 0 | 851.3362 | -0.0022102 | 863.7437 | 0 | 863.7437 | 0 | 863.7437 | 0 | 863.7437 | 0 | 663.6072 | 3.426e-06 | 863.7437 | 0 | 863.5372 | -0.00059784 | 982.7871 | 0.00535 | 863.5372 | 0.001598 | 982.6097 | 1.0001e-05 | 982.7871 | 0.09885 | 851.3362 | 0.00238
| 863.9835 | 0.00086495 | 863.7769 | 0.00063745 | 661.4921 | 0 | 863.9835 | 0.00036603 | 863.7769 | 0.00051679 | 854.3558 | 0 | 863.7769 | 0.00083759 | 663.7276 | 7.6615e-06 | 863.9835 | 0.0018706 | 851.5698 | 0.00025048 | 863.9835 | 0.00092569 | 863.9835 | 0.00081998 | 863.9835 | 0.0015934 | 863.9835 | 0.0010711 | 663.7276 | 4.2825e-06 | 863.9835 | 0.00031541 | 863.7769 | 0.00078398 | 982.9556 | 0.00677 | 863.7769 | 0.0050912 | 982.7792 | 6.6672e-06 | 982.9556 | 0.09688 | 851.5698 | 0.00386
| 864.2233 | -0.00026696 | 864.0166 | -0.00079149 | 661.6149 | 0.00072829 | 864.2233 | -0.00072698 | 864.0166 | -0.00119 | 854.5934 | 0 | 864.0166 | -0.0010731 | 663.848 | 8.9496e-06 | 864.2233 | 0 | 851.8034 | 0.00068375 | 864.2233 | 0 | 864.2233 | 0 | 864.2233 | 0 | 864.2233 | 0 | 663.848 | 3.6347e-06 | 864.2233 | 0 | 864.0166 | -0.00142 | 983.124 | 0.00564 | 864.0166 | 0.0038355 | 982.9487 | 1.0001e-05 | 983.124 | 0.09518 | 851.8034 | 0.00452
| 864.4631 | 0.00039094 | 864.2563 | -0.00053966 | 661.7376 | 0 | 864.4631 | -0.00012681 | 864.2563 | -2.8099e-05 | 854.8309 | 0 | 864.2563 | 0.00091077 | 663.9684 | 8.6024e-06 | 864.4632 | 0.0005048 | 852.037 | 0.0025773 | 864.4632 | 6.3896e-06 | 864.4631 | 0.00053869 | 864.4632 | 0.0018344 | 864.4632 | 0.0011124 | 663.9684 | 4.8096e-06 | 864.4631 | 0.00044565 | 864.2563 | 0.00086078 | 983.2925 | 0.00552 | 864.2563 | 0.004676 | 983.1182 | 2.6669e-05 | 983.2925 | 0.09305 | 852.0371 | 0.00364
| 864.703 | -0.00043028 | 864.496 | -0.0010692 | 661.8604 | 0.00090168 | 864.703 | -0.00089698 | 864.496 | -0.002008 | 855.0685 | 0 | 864.496 | -0.0012939 | 664.0888 | 9.2521e-06 | 864.703 | 0 | 852.2707 | -0.0013024 | 864.703 | 0 | 864.703 | 0 | 864.703 | 0 | 864.703 | 0 | 664.0888 | 5.3477e-06 | 864.703 | 0 | 864.496 | -0.00188 | 983.461 | 0.00526 | 864.496 | 0.0027251 | 983.2878 | 1.0001e-05 | 983.461 | 0.09119 | 852.2707 | -0.00082964
| 864.9428 | 0.0014773 | 864.7357 | 0.00043851 | 661.9832 | 0 | 864.9428 | -4.2433e-05 | 864.7357 | 0.0011125 | 855.306 | 0 | 864.7357 | 0.00084702 | 664.2092 | 8.2104e-06 | 864.9428 | 0.0015856 | 852.5043 | 0.0023288 | 864.9428 | 0.00040573 | 864.9428 | 0.00027697 | 864.9428 | 0.00044512 | 864.9428 | 0.0018555 | 664.2092 | 5.6661e-06 | 864.9428 | 0.00030985 | 864.7357 | 0.00116 | 983.6295 | 0.00473 | 864.7357 | 0.0045313 | 983.4573 | 6.6672e-06 | 983.6295 | 0.08903 | 852.5043 | 0.00457
| 865.1827 | -0.00055292 | 864.9754 | -0.00034716 | 662.106 | 0.00187 | 865.1827 | -0.00081449 | 864.9754 | -0.0019709 | 855.5436 | 0 | 864.9754 | -0.0010543 | 664.3297 | 8.7592e-06 | 865.1827 | 0 | 852.738 | 6.8756e-05 | 865.1827 | 0 | 865.1827 | 0 | 865.1827 | 0 | 865.1827 | 0 | 664.3297 | 5.6661e-06 | 865.1827 | 0 | 864.9754 | -0.00092234 | 983.7979 | 0.00594 | 864.9754 | -5.1067e-05 | 983.6268 | 1.0001e-05 | 983.7979 | 0.08737 | 852.738 | 0.00271
| 865.4225 | 0.00094727 | 865.2152 | -0.00016926 | 662.2287 | 0 | 865.4225 | 0.00014042 | 865.2152 | -0.00015667 | 855.7812 | 0 | 865.2152 | 0.0005147 | 664.4501 | 8.4456e-06 | 865.4225 | 0.0006607 | 852.9716 | 0.00029799 | 865.4225 | 0 | 865.4225 | 4.4679e-05 | 865.4225 | 0.0003538 | 865.4225 | 0.0006877 | 664.4501 | 4.601e-06 | 865.4226 | 0.00013705 | 865.2152 | 0.00024527 | 983.9664 | 0.00457 | 865.2152 | 0.0034338 | 983.7964 | 6.6672e-06 | 983.9664 | 0.08548 | 852.9716 | 0.00151
| 865.6624 | -0.00024529 | 865.4549 | -2.601e-05 | 662.3515 | 0.00058956 | 865.6624 | -0.00010724 | 865.4549 | -0.0015806 | 856.0188 | 0 | 865.4549 | -0.0014483 | 664.5705 | 8.7032e-06 | 865.6624 | 0 | 853.2053 | -0.0014534 | 865.6624 | 0 | 865.6624 | 0 | 865.6624 | 0 | 865.6624 | 0 | 664.5705 | 3.3162e-06 | 865.6624 | 0 | 865.4549 | -0.00156 | 984.1349 | 0.00433 | 865.4549 | 0.0020805 | 983.9659 | 3.0002e-05 | 984.1349 | 0.08399 | 853.2053 | 0.00207
| 865.9023 | 0.00063963 | 865.6946 | 0.0009371 | 662.4744 | 0 | 865.9023 | -0.00044081 | 865.6946 | 0.00051949 | 856.2564 | 0 | 865.6946 | 0.00088338 | 664.691 | 8.3e-06 | 865.9023 | 0.0010751 | 853.439 | 0.005438 | 865.9023 | 0.0014864 | 865.9023 | 0.0011262 | 865.9023 | 0.0012579 | 865.9023 | 0.0012186 | 664.691 | 2.7781e-06 | 865.9023 | 0.00030821 | 865.6946 | 0.00114 | 984.3034 | 0.00619 | 865.6946 | 0.0055077 | 984.1354 | 6.6672e-06 | 984.3034 | 0.0821 | 853.439 | 0.00271
| 866.1422 | -0.00011151 | 865.9344 | -0.00070527 | 662.5972 | 0.00062425 | 866.1422 | -0.00067604 | 865.9344 | -0.0014929 | 856.494 | 0 | 865.9344 | -0.0010231 | 664.8114 | 8.188e-06 | 866.1422 | 0 | 853.6726 | -0.0018882 | 866.1422 | 0 | 866.1422 | 0 | 866.1422 | 0 | 866.1422 | 0 | 664.8114 | 2.4597e-06 | 866.1422 | 0 | 865.9344 | -0.00023379 | 984.4719 | 0.00642 | 865.9344 | 0.0028552 | 984.305 | 3.0002e-05 | 984.4719 | 0.08055 | 853.6726 | 0.00102
| 866.382 | 0.0005501 | 866.1741 | 6.9992e-05 | 662.72 | 0 | 866.382 | -0.00027519 | 866.1741 | 0.00045095 | 856.7316 | 0 | 866.1741 | 0.00052342 | 664.9318 | 9.2857e-06 | 866.382 | 0.00095999 | 853.9063 | 0.0011613 | 866.382 | 0.0015363 | 866.382 | 2.5178e-05 | 866.382 | 0.00073279 | 866.382 | 0.00080429 | 664.9318 | 2.9978e-06 | 866.382 | 0.00024813 | 866.1741 | 0.00077329 | 984.6403 | 0.0058 | 866.1741 | 0.0052787 | 984.4745 | 6.6672e-06 | 984.6403 | 0.07864 | 853.9063 | 0.00332
| 866.6219 | -0.00049022 | 866.4139 | -0.00039889 | 662.8429 | 0.00031212 | 866.6219 | -0.00082189 | 866.4139 | -0.0020792 | 856.9692 | 0 | 866.4139 | -0.0013751 | 665.0522 | 1.0193e-05 | 866.6219 | 0 | 854.14 | 0.0010531 | 866.6219 | 0 | 866.6219 | 0 | 866.6219 | 0 | 866.6219 | 0 | 665.0522 | 5.4575e-06 | 866.6219 | 0 | 866.4139 | -0.00051944 | 984.8088 | 0.00617 | 866.4139 | 0.0022154 | 984.644 | 3.0002e-05 | 984.8088 | 0.07727 | 854.14 | 0.00227
| 866.8618 | 0.00093217 | 866.6537 | -0.00018478 | 662.9657 | 0 | 866.8618 | 0.00022582 | 866.6537 | 0.00081033 | 857.2068 | 0 | 866.6537 | 0.00086613 | 665.1727 | 1.0619e-05 | 866.8618 | 0.00082367 | 854.3737 | 0.00063448 | 866.8618 | 0.00029296 | 866.8618 | 0.00042693 | 866.8618 | 0.0013798 | 866.8618 | 0.0014601 | 665.1727 | 5.7759e-06 | 866.8618 | 0.00034635 | 866.6537 | 0.00027331 | 984.9773 | 0.00575 | 866.6537 | 0.0042319 | 984.8136 | 6.6672e-06 | 984.9773 | 0.07554 | 854.3737 | 0.00339
| 867.1017 | 0.00057741 | 866.8934 | -0.00088543 | 663.0886 | 0.00097105 | 867.1017 | -0.00011444 | 866.8934 | -0.001893 | 857.4445 | 0 | 866.8934 | -0.0013035 | 665.2931 | 9.6553e-06 | 867.1018 | 0 | 854.6074 | -0.0013808 | 867.1018 | 0 | 867.1017 | 0 | 867.1018 | 0 | 867.1018 | 0 | 665.2931 | 6.7313e-06 | 867.1018 | 0 | 866.8934 | -0.00112 | 985.1458 | 0.00485 | 866.8934 | 0.0012524 | 984.9831 | 1.0001e-05 | 985.1458 | 0.0742 | 854.6074 | 0.00088178
| 867.3417 | 0.00044159 | 867.1332 | 0.00037497 | 663.2115 | 0 | 867.3417 | 0.00034475 | 867.1332 | -0.00014871 | 857.6821 | 0 | 867.1332 | 0.00060305 | 665.4135 | 8.8152e-06 | 867.3417 | 0.00064994 | 854.8411 | 0.002368 | 867.3417 | 0.00054978 | 867.3417 | 0.00032259 | 867.3417 | 0.00061913 | 867.3417 | 0.00094096 | 665.4135 | 5.0292e-06 | 867.3417 | 0.00042133 | 867.1332 | 0.00070167 | 985.3143 | 0.00601 | 867.1332 | 0.0039008 | 985.1527 | 6.6672e-06 | 985.3143 | 0.07239 | 854.8411 | 0.00359
| 867.5816 | -0.00032941 | 867.373 | -0.00089752 | 663.3343 | 0.00147 | 867.5816 | -0.0003975 | 867.373 | -0.001006 | 857.9198 | 0 | 867.373 | -0.0012689 | 665.534 | 8.972e-06 | 867.5816 | 0 | 855.0748 | 0.0015134 | 867.5816 | 0 | 867.5816 | 0 | 867.5816 | 0 | 867.5816 | 0 | 665.534 | 4.6998e-06 | 867.5816 | 0 | 867.373 | -0.00163 | 985.4828 | 0.00508 | 867.373 | 0.0041365 | 985.3222 | 3.0002e-05 | 985.4828 | 0.07102 | 855.0748 | 0.00082059
| 867.8215 | -0.00015278 | 867.6128 | 4.1634e-06 | 663.4572 | 0 | 867.8215 | -0.00063673 | 867.6128 | 0.00061675 | 858.1575 | 0 | 867.6128 | 0.0006873 | 665.6544 | 8.132e-06 | 867.8215 | 0.00046221 | 855.3085 | 0.00063806 | 867.8215 | 0.0010331 | 867.8215 | 0.00048255 | 867.8215 | 0.00019467 | 867.8215 | 0.00094541 | 665.6544 | 3.5248e-06 | 867.8215 | 0.00019588 | 867.6128 | 0.0005823 | 985.6512 | 0.00346 | 867.6128 | 0.0044419 | 985.4918 | 6.6672e-06 | 985.6512 | 0.06939 | 855.3085 | 0.00414
| 868.0615 | 0.00016558 | 867.8526 | -0.00028708 | 663.5801 | 0.00173 | 868.0615 | -0.00013637 | 867.8526 | -0.0023954 | 858.3951 | 0 | 867.8526 | -0.0011415 | 665.7749 | 9.2857e-06 | 868.0615 | 0 | 855.5423 | -0.0011029 | 868.0615 | 0 | 868.0615 | 0 | 868.0615 | 0 | 868.0615 | 0 | 665.7749 | 2.888e-06 | 868.0615 | 0 | 867.8526 | -0.00101 | 985.8197 | 0.00392 | 867.8526 | 0.0015526 | 985.6613 | 1.0001e-05 | 985.8197 | 0.06812 | 855.5423 | 0.00438
| 868.3015 | 0.00035443 | 868.0924 | -0.00073376 | 663.703 | 0 | 868.3015 | -0.00011732 | 868.0924 | 0.00010429 | 858.6328 | 0 | 868.0924 | 0.0007215 | 665.8953 | 8.7816e-06 | 868.3014 | 6.4318e-05 | 855.776 | 0.00020091 | 868.3014 | 0.00018602 | 868.3015 | 0.00069352 | 868.3014 | 0.0014942 | 868.3014 | 0.00056055 | 665.8953 | 4.8096e-06 | 868.3015 | 0.00029431 | 868.0924 | 0.00024874 | 985.9882 | 0.00765 | 868.0924 | 0.0031097 | 985.8309 | 6.6672e-06 | 985.9882 | 0.06648 | 855.776 | 0.00602
| 868.5414 | -0.00095494 | 868.3322 | -0.0012279 | 663.826 | 0.00083232 | 868.5414 | -0.00069512 | 868.3322 | -0.0019117 | 858.8705 | 0 | 868.3322 | -0.0014872 | 666.0158 | 1.0014e-05 | 868.5414 | 0 | 856.0098 | -0.0037309 | 868.5414 | 0 | 868.5414 | 0 | 868.5414 | 0 | 868.5414 | 0 | 666.0158 | 3.9531e-06 | 868.5414 | 0 | 868.3322 | -0.00128 | 986.1567 | 0.00809 | 868.3322 | 0.0013692 | 986.0005 | 3.0002e-05 | 986.1567 | 0.06525 | 856.0098 | 0.00196
| 868.7814 | 0.00082544 | 868.572 | -0.00023608 | 663.9489 | 0 | 868.7814 | -9.7678e-05 | 868.572 | 0.0003324 | 859.1082 | 0 | 868.572 | 0.00079404 | 666.1362 | 9.6553e-06 | 868.7814 | 0.0010228 | 856.2435 | 0.00036866 | 868.7814 | 0.0016363 | 868.7814 | 0.00081558 | 868.7814 | 0.0013613 | 868.7814 | 0.0015709 | 666.1362 | 4.3814e-06 | 868.7814 | 0.00030248 | 868.572 | 0.00204 | 986.3252 | 0.00763 | 868.572 | 0.0063984 | 986.17 | 0 | 986.3252 | 0.06382 | 856.2435 | 0.00194
| 869.0213 | -0.00069691 | 868.8119 | -0.00044405 | 664.0718 | 0.00192 | 869.0213 | -0.00046689 | 868.8119 | -0.0014603 | 859.3459 | 0 | 868.8119 | -0.0014404 | 666.2567 | 1.0327e-05 | 869.0213 | 0 | 856.4773 | -0.0026761 | 869.0213 | 0 | 869.0213 | 0 | 869.0213 | 0 | 869.0213 | 0 | 666.2567 | 5.2379e-06 | 869.0213 | 0 | 868.8119 | -0.00078079 | 986.4937 | 0.00612 | 868.8119 | 0.0042453 | 986.3396 | 1.0001e-05 | 986.4937 | 0.06256 | 856.4773 | 2.0877e-05
| 869.2613 | 0.00070326 | 869.0517 | 0.00069035 | 664.1948 | 0 | 869.2613 | 0.0002879 | 869.0517 | 0.00063308 | 859.5836 | 0 | 869.0517 | 0.0011353 | 666.3771 | 9.7337e-06 | 869.2613 | 0.00037903 | 856.7111 | 0.00070337 | 869.2613 | 0.0010452 | 869.2613 | 0.0011624 | 869.2613 | 0.00027567 | 869.2613 | 0.0015365 | 666.3771 | 6.6324e-06 | 869.2613 | 0.00036668 | 869.0517 | 0.00113 | 986.6622 | 0.00494 | 869.0517 | 0.0050476 | 986.5092 | 6.6672e-06 | 986.6622 | 0.0611 | 856.7111 | 0.00333
| 869.5013 | -0.00010883 | 869.2916 | -0.0012681 | 664.3177 | 0.00225 | 869.5013 | -0.00075507 | 869.2916 | -0.0022884 | 859.8214 | 0 | 869.2916 | -0.0014828 | 666.4976 | 9.9689e-06 | 869.5013 | 0 | 856.9448 | -0.0022951 | 869.5013 | 0 | 869.5013 | 0 | 869.5013 | 0 | 869.5013 | 0 | 666.4976 | 5.2379e-06 | 869.5013 | 0 | 869.2916 | -0.0018 | 986.8306 | 0.00506 | 869.2916 | 0.0015067 | 986.6787 | 3.0002e-05 | 986.8306 | 0.05992 | 856.9448 | -0.00076521
| 869.7413 | 0.00089932 | 869.5314 | -8.4305e-05 | 664.4407 | 0 | 869.7413 | -0.0001046 | 869.5314 | -0.00050972 | 860.059 | 0 | 869.5314 | 0.0010123 | 666.618 | 9.1513e-06 | 869.7413 | 0.00060283 | 857.1786 | 0.00073486 | 869.7413 | 0.0013637 | 869.7413 | 0.00075704 | 869.7413 | 0.0012193 | 869.7413 | 0.00096616 | 666.618 | 2.888e-06 | 869.7413 | 0.00025055 | 869.5314 | 0.00091892 | 986.9991 | 0.00677 | 869.5314 | 0.0047478 | 986.8483 | 0 | 986.9991 | 0.05867 | 857.1786 | 0.00444
| 869.9813 | -0.00033333 | 869.7713 | -0.00037257 | 664.5637 | 0.0006936 | 869.9813 | -0.00055052 | 869.7713 | -0.0017907 | 860.2968 | 0 | 869.7713 | -0.001143 | 666.7385 | 8.8936e-06 | 869.9813 | 0 | 857.4124 | 0.00013015 | 869.9813 | 0 | 869.9813 | 0 | 869.9813 | 0 | 869.9813 | 0 | 666.7385 | 1.2848e-06 | 869.9813 | 0 | 869.7713 | -0.00093274 | 987.1676 | 0.00728 | 869.7713 | 0.0019207 | 987.0179 | 3.0002e-05 | 987.1676 | 0.05743 | 857.4124 | 0.00035165
| 870.2213 | 0.00094587 | 870.0111 | -0.00012583 | 664.6867 | 0 | 870.2213 | -5.3226e-05 | 870.0111 | 0.00041273 | 860.5345 | 0 | 870.0111 | 0.00091874 | 666.8589 | 9.2073e-06 | 870.2213 | 0.00091255 | 857.6462 | 0.0015158 | 870.2213 | 0.0015329 | 870.2213 | 0.00069635 | 870.2213 | 0.00087975 | 870.2213 | 0.0010032 | 666.8589 | 2.2401e-06 | 870.2213 | 0.0003964 | 870.0111 | 0.00141 | 987.3361 | 0.00687 | 870.0111 | 0.0017423 | 987.1875 | 0 | 987.3361 | 0.0561 | 857.6462 | 0.00448
| 870.4613 | -0.00016779 | 870.251 | -0.0001555 | 664.8097 | 0.00132 | 870.4613 | -0.00036204 | 870.251 | -0.0011645 | 860.7723 | 0 | 870.251 | -0.0013944 | 666.9794 | 9.6553e-06 | 870.4613 | 0 | 857.88 | -0.00021064 | 870.4613 | 0 | 870.4613 | 0 | 870.4613 | 0 | 870.4613 | 0 | 666.9794 | 3.8543e-06 | 870.4613 | 0 | 870.251 | -0.00108 | 987.5046 | 0.00547 | 870.251 | 0.0045157 | 987.357 | 3.0002e-05 | 987.5046 | 0.05515 | 857.88 | -0.0005029
| 870.7014 | 0.00079998 | 870.4909 | -0.00062617 | 664.9327 | 0 | 870.7014 | -0.00013662 | 870.4909 | 0.00082212 | 861.01 | 0 | 870.4909 | 0.00072203 | 667.0998 | 1.007e-05 | 870.7014 | 0 | 858.1138 | 0.0036508 | 870.7014 | 0.0008661 | 870.7014 | 0 | 870.7014 | 0.00085493 | 870.7014 | 0.00050981 | 667.0998 | 5.0292e-06 | 870.7014 | 0.0002125 | 870.4909 | 0.00042228 | 987.6731 | 0.00496 | 870.4909 | 0.0021097 | 987.5266 | 2.6669e-05 | 987.6731 | 0.05409 | 858.1138 | 0.000507
| 870.9414 | -0.00044023 | 870.7308 | 3.7172e-05 | 665.0557 | 0.0016 | 870.9414 | -0.00076159 | 870.7308 | -0.002292 | 861.2478 | 0 | 870.7308 | -0.0010007 | 667.2203 | 8.7144e-06 | 870.9414 | 0 | 858.3477 | -0.0036717 | 870.9414 | 0 | 870.9414 | 0 | 870.9414 | 0 | 870.9414 | 0 | 667.2203 | 6.5226e-06 | 870.9414 | 0 | 870.7307 | -0.00125 | 987.8416 | 0.0055 | 870.7308 | -0.00053511 | 987.6962 | 5.0004e-05 | 987.8416 | 0.05323 | 858.3477 | 0.00143
| 871.1815 | 0.00017945 | 870.9706 | 0.00027637 | 665.1787 | 0 | 871.1815 | -0.00016598 | 870.9706 | 0.00038934 | 861.4855 | 0 | 870.9706 | 0.00088483 | 667.3408 | 8.4792e-06 | 871.1814 | 0.0014749 | 858.5814 | -0.00089803 | 871.1814 | 0.001048 | 871.1815 | 0.00044231 | 871.1814 | 0.0015076 | 871.1814 | 0.0013583 | 667.3408 | 6.9509e-06 | 871.1815 | 0.00019583 | 870.9706 | 0.00093643 | 988.0101 | 0.0064 | 870.9706 | 0.0066923 | 987.8658 | 0 | 988.0101 | 0.05216 | 858.5814 | 0.00373
| 871.4215 | -0.00055324 | 871.2105 | -0.00074669 | 665.3017 | 0.00205 | 871.4215 | -0.00074579 | 871.2105 | -0.0015341 | 861.7233 | 0 | 871.2105 | -0.0013325 | 667.4612 | 8.8152e-06 | 871.4215 | 0 | 858.8153 | -0.00068191 | 871.4215 | 0 | 871.4215 | 0 | 871.4215 | 0 | 871.4215 | 0 | 667.4612 | 7.2693e-06 | 871.4215 | 0 | 871.2105 | -0.0015 | 988.1786 | 0.00376 | 871.2105 | 0.0017071 | 988.0354 | 3.0002e-05 | 988.1786 | 0.05124 | 858.8153 | 0.00245
| 871.6616 | -3.0816e-05 | 871.4504 | -3.5864e-05 | 665.4248 | 0 | 871.6616 | 0.00045838 | 871.4504 | 0.00035302 | 861.9611 | 0 | 871.4504 | 0.00082566 | 667.5817 | 8.916e-06 | 871.6616 | 0.00087561 | 859.0491 | -0.0003045 | 871.6616 | 0.00056976 | 871.6616 | 0.00091942 | 871.6616 | 0.00077382 | 871.6616 | 0.00070923 | 667.5817 | 6.7313e-06 | 871.6616 | 0.00035982 | 871.4504 | 0.00078811 | 988.3471 | 0.0068 | 871.4504 | 0.00031344 | 988.2049 | 0 | 988.3471 | 0.0502 | 859.0491 | 0.00487
| 871.9016 | -0.00082848 | 871.6904 | -0.0015053 | 665.5478 | 0.00175 | 871.9016 | -0.00098126 | 871.6904 | -0.0013998 | 862.1989 | 0 | 871.6904 | -0.0012244 | 667.7022 | 8.2664e-06 | 871.9016 | 0 | 859.283 | 0.0015074 | 871.9016 | 0 | 871.9016 | 0 | 871.9016 | 0 | 871.9016 | 0 | 667.7022 | 5.4575e-06 | 871.9016 | 0 | 871.6903 | -0.00188 | 988.5156 | 0.00455 | 871.6904 | 0.00020517 | 988.3745 | 1.0001e-05 | 988.5156 | 0.04926 | 859.283 | 0.00136
| 872.1417 | 0.0007186 | 871.9303 | 0.00029402 | 665.6709 | 0 | 872.1417 | -0.00016739 | 871.9303 | -0.0012747 | 862.4367 | 0 | 871.9303 | 0.00093492 | 667.8226 | 7.2695e-06 | 872.1417 | 0.00025422 | 859.5168 | 0.0029824 | 872.1417 | 0.0014106 | 872.1417 | 0.00059873 | 872.1417 | 0.00053843 | 872.1417 | 0.0014232 | 667.8226 | 4.2825e-06 | 872.1417 | 0.00019983 | 871.9303 | 0.0018 | 988.6841 | 0.00649 | 871.9303 | 0.0029274 | 988.5441 | 6.6672e-06 | 988.6841 | 0.0481 | 859.5168 | 0.00204
| 872.3818 | 0.00020113 | 872.1702 | -0.0001378 | 665.794 | 0.00134 | 872.3818 | -0.00050276 | 872.1702 | -0.0028297 | 862.6746 | 0 | 872.1702 | -0.0013197 | 667.9431 | 7.7959e-06 | 872.3818 | 0 | 859.7507 | -0.00158 | 872.3818 | 0 | 872.3818 | 0 | 872.3818 | 0 | 872.3818 | 0 | 667.9431 | 2.1413e-06 | 872.3818 | 0 | 872.1702 | -0.00109 | 988.8526 | 0.00596 | 872.1702 | -0.001684 | 988.7137 | 3.0002e-05 | 988.8526 | 0.04683 | 859.7507 | 0.00288
| 872.6219 | 0.00038971 | 872.4101 | -0.00022599 | 665.917 | 0 | 872.6219 | 0.00075323 | 872.4101 | 0.00090977 | 862.9124 | 0 | 872.4101 | 0.00084127 | 668.0636 | 9.0281e-06 | 872.6219 | 0.00092935 | 859.9846 | 0.001684 | 872.6219 | 0.00091577 | 872.6219 | 0.00024732 | 872.6219 | 0.00092829 | 872.6219 | 0.00052404 | 668.0636 | 3.6347e-06 | 872.6219 | 0.00036417 | 872.4101 | -0.00028141 | 989.0211 | 0.00582 | 872.4101 | 0.004431 | 988.8833 | 2.6669e-05 | 989.0211 | 0.04539 | 859.9846 | 0.00409
| 872.862 | -0.00049777 | 872.6501 | -0.0016052 | 666.0401 | 0.00029479 | 872.862 | -0.00041996 | 872.6501 | -0.0016285 | 863.1501 | 0 | 872.6501 | -0.0014866 | 668.1841 | 9.6441e-06 | 872.862 | 0 | 860.2184 | -0.00050878 | 872.862 | 0 | 872.862 | 0 | 872.862 | 0 | 872.862 | 0 | 668.1841 | 4.8096e-06 | 872.862 | 0 | 872.6501 | -0.00106 | 989.1896 | 0.0048 | 872.6501 | 0.001345 | 989.0529 | 3.0002e-05 | 989.1896 | 0.04397 | 860.2184 | 0.00010105
| 873.1021 | -6.8551e-05 | 872.89 | -0.00025799 | 666.1632 | 0 | 873.1021 | 0.00023672 | 872.89 | -0.00076427 | 863.388 | 0 | 872.89 | 0.00072039 | 668.3045 | 9.3865e-06 | 873.1021 | 0.00060872 | 860.4523 | 0.0024037 | 873.1021 | 0.0011878 | 873.1021 | 0.00043178 | 873.1021 | 0.00051318 | 873.1021 | 0.0010043 | 668.3045 | 7.0607e-06 | 873.102 | 0.00035225 | 872.89 | 0.00123 | 989.3581 | 0.00538 | 872.89 | 0.0033769 | 989.2225 | 0 | 989.3581 | 0.04254 | 860.4523 | 0.00512
| 873.3422 | -0.00037403 | 873.13 | -0.00046217 | 666.2863 | 0.00113 | 873.3422 | -0.00083286 | 873.13 | -0.00034464 | 863.6259 | 0 | 873.13 | -0.0013472 | 668.425 | 8.1656e-06 | 873.3422 | 0 | 860.6862 | -0.0024165 | 873.3422 | 0 | 873.3422 | 0 | 873.3422 | 0 | 873.3422 | 0 | 668.425 | 6.2042e-06 | 873.3422 | 0 | 873.13 | 8.9287e-05 | 989.5266 | 0.00426 | 873.13 | -0.0025828 | 989.3921 | 3.0002e-05 | 989.5266 | 0.04119 | 860.6862 | 0.00010024
| 873.5823 | 0.00061549 | 873.3699 | -0.00020771 | 666.4095 | 0 | 873.5823 | -0.00049143 | 873.3699 | 0.0016619 | 863.8637 | 0 | 873.3699 | 0.0006694 | 668.5455 | 7.3479e-06 | 873.5823 | 0.00047587 | 860.92 | -0.0008686 | 873.5823 | 0.00087444 | 873.5823 | 0.00035673 | 873.5823 | 0.00058738 | 873.5823 | 0.00092197 | 668.5455 | 6.5226e-06 | 873.5823 | 0.00022225 | 873.3699 | 2.169e-05 | 989.6951 | 0.00585 | 873.3699 | 0.0026866 | 989.5617 | 6.6672e-06 | 989.6951 | 0.03959 | 860.92 | 0.00366
| 873.8224 | 9.1832e-06 | 873.6099 | -0.0010623 | 666.5326 | 0.00257 | 873.8224 | -0.00017903 | 873.6099 | -0.0020968 | 864.1016 | 0 | 873.6099 | -0.0014664 | 668.666 | 7.3591e-06 | 873.8224 | 0 | 861.154 | -0.0013028 | 873.8224 | 0 | 873.8224 | 0 | 873.8224 | 0 | 873.8224 | 0 | 668.666 | 5.7759e-06 | 873.8225 | 0 | 873.6099 | -0.00169 | 989.8636 | 0.0057 | 873.6099 | -0.0017104 | 989.7313 | 0 | 989.8636 | 0.03871 | 861.154 | 0.00068023
| 874.0626 | 0.00015499 | 873.8499 | 0.0013865 | 666.6557 | 0 | 874.0626 | -0.00069906 | 873.8499 | -0.00014193 | 864.3394 | 0 | 873.8499 | 0.00059965 | 668.7865 | 8.0872e-06 | 874.0626 | 0.001716 | 861.3879 | 0.0016532 | 874.0626 | 0.0022772 | 874.0626 | 0.0013681 | 874.0626 | 0.0011562 | 874.0626 | 0.0017655 | 668.7865 | 5.4575e-06 | 874.0626 | 0.0005613 | 873.8499 | 0.00124 | 990.0321 | 0.00529 | 873.8499 | 0.0030855 | 989.9009 | 0 | 990.0321 | 0.03723 | 861.3879 | 0.00212
| 874.3027 | -0.0011742 | 874.0898 | -0.00090594 | 666.7789 | 0.00048552 | 874.3027 | -0.00066693 | 874.0898 | -0.0010862 | 864.5773 | 0 | 874.0898 | -0.0011658 | 668.907 | 8.86e-06 | 874.3027 | 0 | 861.6218 | -0.00082647 | 874.3027 | 0 | 874.3027 | 0 | 874.3027 | 0 | 874.3027 | 0 | 668.907 | 6.5226e-06 | 874.3027 | 0 | 874.0898 | -0.00096547 | 990.2006 | 0.00543 | 874.0898 | -5.757e-05 | 990.0706 | 1.0001e-05 | 990.2006 | 0.03697 | 861.6218 | 0.00096849
| 874.5428 | 0.00048714 | 874.3298 | -0.00039321 | 666.902 | 0 | 874.5428 | 0.00020491 | 874.3298 | -2.8736e-05 | 864.8152 | 0 | 874.3298 | 0.00065242 | 669.0274 | 9.3305e-06 | 874.5429 | 0.0013924 | 861.8557 | 0.00091444 | 874.5429 | 0.0014594 | 874.5428 | 0.00092684 | 874.5429 | 0.0013067 | 874.5429 | 0.0019953 | 669.0274 | 6.6324e-06 | 874.5429 | 0.00036055 | 874.3298 | 0.00136 | 990.3691 | 0.00712 | 874.3298 | 0.0025664 | 990.2402 | 6.6672e-06 | 990.3691 | 0.0354 | 861.8557 | 0.00373
| 874.783 | -0.00090157 | 874.5698 | -0.0015175 | 667.0252 | 0.00121 | 874.783 | -0.00066019 | 874.5698 | -0.0020933 | 865.053 | 0 | 874.5698 | -0.0015441 | 669.1479 | 9.5433e-06 | 874.783 | 0 | 862.0897 | 0.00070761 | 874.783 | 0 | 874.783 | 0 | 874.783 | 0 | 874.783 | 0 | 669.1479 | 7.4889e-06 | 874.783 | 0 | 874.5698 | -0.00032366 | 990.5376 | 0.00452 | 874.5698 | 0.0024072 | 990.4098 | 3.0002e-05 | 990.5376 | 0.03521 | 862.0897 | 0.00292
| 875.0232 | 0.00018406 | 874.8098 | -0.00063185 | 667.1484 | 0 | 875.0232 | 0.00011224 | 874.8098 | 0.00025018 | 865.291 | 0 | 874.8098 | 0.0006489 | 669.2684 | 9.7561e-06 | 875.0232 | 0.00041205 | 862.3236 | 0.002877 | 875.0232 | 0.00044205 | 875.0232 | 0.00036701 | 875.0232 | 0.00053659 | 875.0232 | 0.0015733 | 669.2684 | 5.9846e-06 | 875.0232 | 0.0004146 | 874.8098 | 0.00063726 | 990.7061 | 0.00545 | 874.8098 | -0.0019098 | 990.5794 | 0 | 990.7061 | 0.03382 | 862.3236 | 0.00547
| 875.2634 | -0.00057733 | 875.0498 | -0.00014583 | 667.2716 | 0.00179 | 875.2634 | -0.00048807 | 875.0498 | -0.0028893 | 865.5289 | 0 | 875.0498 | -0.0013264 | 669.3889 | 9.1065e-06 | 875.2634 | 0 | 862.5575 | 0.0031132 | 875.2634 | 0 | 875.2634 | 0 | 875.2634 | 0 | 875.2634 | 0 | 669.3889 | 7.9172e-06 | 875.2634 | 0 | 875.0498 | -0.00043636 | 990.8746 | 0.00535 | 875.0498 | 0.0024422 | 990.749 | 1.0001e-05 | 990.8746 | 0.03371 | 862.5575 | 0.00051
| 875.5035 | 0.00061813 | 875.2898 | -0.00046543 | 667.3948 | 0 | 875.5035 | -0.00071779 | 875.2898 | -0.00028821 | 865.7668 | 0 | 875.2898 | 0.00075772 | 669.5094 | 8.2664e-06 | 875.5036 | 0.0014618 | 862.7914 | 0.00079562 | 875.5036 | 0.00063988 | 875.5035 | 0 | 875.5036 | 0.00017804 | 875.5036 | 0.0008219 | 669.5094 | 9.4106e-06 | 875.5035 | 0.00026244 | 875.2898 | 0.00082472 | 991.0431 | 0.00594 | 875.2898 | 0.00067762 | 990.9186 | 6.6672e-06 | 991.0431 | 0.03278 | 862.7914 | 0.00363
| 875.7438 | 0.00087205 | 875.5299 | -0.00099737 | 667.518 | 0.0014 | 875.7438 | -0.00032127 | 875.5299 | -0.002358 | 866.0047 | 0 | 875.5299 | -0.00161 | 669.6299 | 8.0872e-06 | 875.7438 | 0 | 863.0255 | 0.00013918 | 875.7438 | 0 | 875.7438 | 0 | 875.7438 | 0 | 875.7438 | 0 | 669.6299 | 1.1222e-05 | 875.7438 | 0 | 875.5299 | -0.00137 | 991.2117 | 0.00601 | 875.5299 | -0.0045165 | 991.0883 | 1.0001e-05 | 991.2117 | 0.03286 | 863.0254 | 0.00173
| 875.9839 | 0.00070118 | 875.7699 | 0.00036954 | 667.6412 | 0 | 875.9839 | -0.00021388 | 875.7699 | 0.0008655 | 866.2426 | 0 | 875.7699 | 0.00077354 | 669.7504 | 7.6951e-06 | 875.984 | 0.0020723 | 863.2594 | 0.0032027 | 875.984 | 0.0005766 | 875.9839 | 0.00054639 | 875.984 | 0.0011772 | 875.984 | 0.001179 | 669.7504 | 9.3008e-06 | 875.984 | 0.00030121 | 875.7699 | 0.00064259 | 991.3802 | 0.00577 | 875.7699 | 0.0050116 | 991.2579 | 6.6672e-06 | 991.3802 | 0.03258 | 863.2594 | 0.00468
| 876.2242 | -0.00080191 | 876.0099 | -0.00088146 | 667.7644 | 0.00175 | 876.2242 | -0.00079736 | 876.0099 | -0.0010835 | 866.4806 | 0 | 876.0099 | -0.001799 | 669.8709 | 9.5209e-06 | 876.2242 | 0 | 863.4933 | -0.0014322 | 876.2242 | 0 | 876.2242 | 0 | 876.2242 | 0 | 876.2242 | 0 | 669.8709 | 5.9846e-06 | 876.2242 | 0 | 876.0099 | -0.00129 | 991.5487 | 0.00719 | 876.0099 | 0.0003228 | 991.4275 | 3.0002e-05 | 991.5487 | 0.03309 | 863.4933 | 0.00325
| 876.4644 | 0.00096509 | 876.25 | -0.00033175 | 667.8877 | 0 | 876.4644 | -0.00011551 | 876.25 | 0.0013896 | 866.7185 | 0 | 876.25 | 0.00085028 | 669.9914 | 9.1065e-06 | 876.4644 | 0.0006221 | 863.7274 | 0.0020278 | 876.4644 | 0.00030726 | 876.4644 | 0.00045537 | 876.4644 | 0.0010688 | 876.4644 | 0.0012043 | 669.9914 | 4.601e-06 | 876.4644 | 0.0003622 | 876.25 | 0.00083684 | 991.7172 | 0.00605 | 876.25 | -1.7802e-05 | 991.5972 | 6.6672e-06 | 991.7172 | 0.0334 | 863.7274 | 0.00373
| 876.7046 | -5.9534e-05 | 876.49 | -0.0011997 | 668.0109 | 0.00172 | 876.7046 | -0.00068743 | 876.49 | -0.0019226 | 866.9565 | 0 | 876.49 | -0.0014311 | 670.1119 | 9.8569e-06 | 876.7046 | 0 | 863.9613 | -0.0010201 | 876.7046 | 0 | 876.7046 | 0 | 876.7046 | 0 | 876.7046 | 0 | 670.1119 | 4.1727e-06 | 876.7046 | 0 | 876.49 | -0.00126 | 991.8857 | 0.00584 | 876.49 | -0.0011265 | 991.7668 | 1.0001e-05 | 991.8857 | 0.03422 | 863.9613 | 0.00316
| 876.9448 | 0.00089775 | 876.7301 | -0.00023681 | 668.1341 | 0 | 876.9448 | -5.5491e-05 | 876.7301 | 0.0002236 | 867.1944 | 0 | 876.7301 | 0.00057282 | 670.2324 | 8.9384e-06 | 876.9448 | 0.00070186 | 864.1953 | -0.00045891 | 876.9448 | 0.00097118 | 876.9448 | 0.00022981 | 876.9448 | 0.00050327 | 876.9448 | 0.00070375 | 670.2324 | 5.1281e-06 | 876.9448 | 0.00028704 | 876.7301 | 0.00031906 | 992.0542 | 0.00619 | 876.7301 | 0.0012175 | 991.9364 | 6.6672e-06 | 992.0542 | 0.03484 | 864.1953 | 0.00675
| 877.1851 | 0.00026338 | 876.9701 | -0.0011068 | 668.2574 | 0.00109 | 877.1851 | -0.00047522 | 876.9701 | -0.0019669 | 867.4324 | 0 | 876.9701 | -0.0013968 | 670.3529 | 8.1656e-06 | 877.1851 | 0 | 864.4293 | 0.00092809 | 877.1851 | 0 | 877.1851 | 0 | 877.1851 | 0 | 877.1851 | 0 | 670.3529 | 5.3477e-06 | 877.1851 | 0 | 876.9701 | -0.00145 | 992.2227 | 0.00545 | 876.9701 | 0.00039891 | 992.1061 | 3.0002e-05 | 992.2227 | 0.03493 | 864.4293 | 0.00291
| 877.4253 | 0.00061908 | 877.2102 | 0.00012786 | 668.3807 | 0.00019118 | 877.4253 | -0.00010517 | 877.2102 | 4.3578e-05 | 867.6703 | 0 | 877.2102 | 0.0010324 | 670.4734 | 8.8152e-06 | 877.4253 | 0.0015042 | 864.6633 | 0.0016476 | 877.4253 | 0.00088097 | 877.4253 | 0.0007011 | 877.4253 | 0.00079309 | 877.4253 | 0.0010424 | 670.4734 | 7.3791e-06 | 877.4253 | 0.00022877 | 877.2102 | 0.00060127 | 992.3912 | 0.0071 | 877.2102 | 0.00352 | 992.2757 | 0 | 992.3912 | 0.03522 | 864.6633 | 0.00119
| 877.6656 | -2.2035e-05 | 877.4503 | -0.000746 | 668.504 | 0.00027745 | 877.6656 | -0.00095079 | 877.4503 | -0.0010304 | 867.9083 | 0 | 877.4503 | -0.0013221 | 670.5939 | 7.6167e-06 | 877.6656 | 0 | 864.8973 | -0.00097355 | 877.6656 | 0 | 877.6656 | 0 | 877.6656 | 0 | 877.6656 | 0 | 670.5939 | 7.9172e-06 | 877.6656 | 0 | 877.4502 | -0.00049287 | 992.5598 | 0.00598 | 877.4503 | -0.0014169 | 992.4453 | 3.0002e-05 | 992.5598 | 0.03404 | 864.8973 | 0.00373
| 877.9058 | 0.00059409 | 877.6903 | -0.00042128 | 668.6273 | 0 | 877.9058 | 0.00049943 | 877.6903 | 0.00028523 | 868.1464 | 0 | 877.6903 | 0.00073955 | 670.7144 | 8.188e-06 | 877.9058 | 0.0011487 | 865.1313 | -2.0096e-05 | 877.9058 | 0.00073862 | 877.9058 | 0.00084362 | 877.9058 | 0.0013246 | 877.9058 | 0.001135 | 670.7144 | 7.0607e-06 | 877.9058 | 0.00023208 | 877.6903 | 5.2407e-05 | 992.7283 | 0.00575 | 877.6903 | 0.0057805 | 992.615 | 6.6672e-06 | 992.7283 | 0.03395 | 865.1313 | 0.00303
| 878.1461 | -9.6973e-05 | 877.9304 | 3.3201e-05 | 668.7506 | 0.00091902 | 878.1461 | -0.00078346 | 877.9304 | -0.0020299 | 868.3843 | 0 | 877.9304 | -0.0016112 | 670.8349 | 6.6758e-06 | 878.1461 | 0 | 865.3654 | -0.0003148 | 878.1461 | 0 | 878.1461 | 0 | 878.1461 | 0 | 878.1461 | 0 | 670.8349 | 5.3477e-06 | 878.1461 | 0 | 877.9304 | -0.0019 | 992.8968 | 0.00538 | 877.9304 | -0.0025745 | 992.7846 | 5.0004e-05 | 992.8968 | 0.03132 | 865.3654 | 0.00463
| 878.3864 | 0.00053926 | 878.1705 | 0.00056726 | 668.8739 | 0 | 878.3864 | -6.0958e-05 | 878.1705 | -0.0004879 | 868.6223 | 0 | 878.1705 | 0.0012941 | 670.9554 | 8.1656e-06 | 878.3864 | 0.00072645 | 865.5994 | 0.0049643 | 878.3864 | 0.0019237 | 878.3864 | 0.0010705 | 878.3864 | 0.0012915 | 878.3864 | 0.001987 | 670.9554 | 4.8096e-06 | 878.3863 | 0.00043038 | 878.1705 | 0.00181 | 993.0653 | 0.00545 | 878.1705 | 0.0022582 | 992.9543 | 6.6672e-06 | 993.0653 | 0.03078 | 865.5994 | 0.00706
| 878.6266 | 0.00010064 | 878.4106 | -0.00056422 | 668.9972 | 0.00106 | 878.6266 | -0.00046231 | 878.4106 | -0.0017289 | 868.8604 | 0 | 878.4106 | -0.0017903 | 671.076 | 8.3224e-06 | 878.6267 | 0 | 865.8334 | 0.00032763 | 878.6267 | 0 | 878.6266 | 0 | 878.6267 | 0 | 878.6267 | 0 | 671.076 | 5.3477e-06 | 878.6267 | 0 | 878.4106 | -0.00106 | 993.2338 | 0.00508 | 878.4106 | -0.00092623 | 993.1239 | 0 | 993.2338 | 0.02869 | 865.8334 | 0.00263
| 878.8669 | 0.00055681 | 878.6507 | -0.00073357 | 669.1205 | 0 | 878.8669 | 0.00029746 | 878.6507 | -0.00058309 | 869.0984 | 0 | 878.6507 | 0.00085453 | 671.1965 | 8.2216e-06 | 878.8669 | 0.00042884 | 866.0675 | 9.5604e-05 | 878.8669 | 0.00089575 | 878.8669 | 0 | 878.8669 | 1.0222e-05 | 878.8669 | 0.0013225 | 671.1965 | 5.5563e-06 | 878.8669 | 0.00027714 | 878.6507 | 0.00171 | 993.4023 | 0.00719 | 878.6507 | 0.0024294 | 993.2936 | 6.6672e-06 | 993.4023 | 0.02829 | 866.0675 | 0.00574
| 879.1072 | -0.00080714 | 878.8908 | -0.0011953 | 669.2439 | 0.00123 | 879.1072 | -0.00036472 | 878.8908 | -0.0026724 | 869.3364 | 0 | 878.8908 | -0.0016961 | 671.317 | 8.2104e-06 | 879.1072 | 0 | 866.3015 | 9.3951e-05 | 879.1072 | 0 | 879.1072 | 0 | 879.1072 | 0 | 879.1072 | 0 | 671.317 | 4.9194e-06 | 879.1072 | 0 | 878.8908 | -0.00167 | 993.5708 | 0.00647 | 878.8908 | 0.00039444 | 993.4633 | 1.0001e-05 | 993.5708 | 0.02729 | 866.3015 | 0.00157
| 879.3475 | -0.00030606 | 879.131 | -0.00050822 | 669.3672 | 0 | 879.3475 | -0.0004005 | 879.131 | -0.00089355 | 869.5745 | 0 | 879.131 | 0.00076666 | 671.4375 | 8.0536e-06 | 879.3475 | 0.00081951 | 866.5356 | -0.0015754 | 879.3475 | 0.0007767 | 879.3475 | 0.00020397 | 879.3475 | 0.00037425 | 879.3475 | 0.001241 | 671.4375 | 5.2379e-06 | 879.3475 | 0.00027366 | 879.131 | 0.00072471 | 993.7394 | 0.00476 | 879.131 | 0.002189 | 993.6329 | 6.6672e-06 | 993.7394 | 0.02661 | 866.5356 | 0.00358
| 879.5879 | -0.00075071 | 879.3711 | -0.00092813 | 669.4906 | 0.00076297 | 879.5879 | -0.00061259 | 879.3711 | -0.0010594 | 869.8125 | 0 | 879.3711 | -0.001745 | 671.558 | 9.3641e-06 | 879.5879 | 0 | 866.7697 | 0.00063491 | 879.5879 | 0 | 879.5879 | 0 | 879.5879 | 0 | 879.5879 | 0 | 671.558 | 7.3791e-06 | 879.5879 | 0 | 879.3711 | -0.00038472 | 993.9079 | 0.00417 | 879.3711 | -0.0037538 | 993.8026 | 1.0001e-05 | 993.9079 | 0.02716 | 866.7696 | 0.00255
| 879.8282 | 0.0014309 | 879.6112 | -0.00083619 | 669.614 | 0 | 879.8282 | -0.0003542 | 879.6112 | -0.00029364 | 870.0505 | 0 | 879.6112 | 0.001161 | 671.6785 | 8.58e-06 | 879.8282 | 0.0011037 | 867.0037 | -0.00060571 | 879.8282 | 0.00036773 | 879.8282 | 0.00028161 | 879.8282 | 0.00066653 | 879.8282 | 0.001423 | 671.6785 | 8.4443e-06 | 879.8282 | 0.0002726 | 879.6112 | 0.00165 | 994.0764 | 0.00647 | 879.6112 | 0.005385 | 993.9722 | 6.6672e-06 | 994.0764 | 0.02657 | 867.0037 | 0.003
| 880.0685 | -0.00013101 | 879.8514 | -0.00014717 | 669.7373 | 0.00084967 | 880.0685 | -9.0537e-05 | 879.8514 | -0.0024696 | 870.2886 | 0 | 879.8514 | -0.0017085 | 671.7991 | 8.6584e-06 | 880.0685 | 0 | 867.2379 | -0.0030619 | 880.0685 | 0 | 880.0685 | 0 | 880.0685 | 0 | 880.0685 | 0 | 671.7991 | 8.016e-06 | 880.0685 | 0 | 879.8514 | -0.00075722 | 994.2449 | 0.0054 | 879.8514 | 0.0010543 | 994.1419 | 1.0001e-05 | 994.2449 | 0.02781 | 867.2378 | 0.00251
| 880.3088 | 0.00050142 | 880.0915 | 0.00039784 | 669.8607 | 0 | 880.3088 | 0.00011512 | 880.0915 | 0.00073075 | 870.5267 | 0 | 880.0915 | 0.00085362 | 671.9196 | 7.4375e-06 | 880.3089 | 0.0012062 | 867.4719 | 0.00333 | 880.3089 | 0.0018319 | 880.3088 | 0.00058708 | 880.3089 | 0.0016553 | 880.3089 | 0.0010006 | 671.9196 | 7.2693e-06 | 880.3088 | 0.00022619 | 880.0915 | 0.00175 | 994.4134 | 0.008 | 880.0915 | 0.0040764 | 994.3116 | 0 | 994.4134 | 0.02688 | 867.4719 | 0.00544
| 880.5492 | 0.0001555 | 880.3317 | -0.0010704 | 669.9841 | 0.00065893 | 880.5492 | -0.00048438 | 880.3317 | -0.0025017 | 870.7648 | 0 | 880.3317 | -0.0017288 | 672.0401 | 4.7941e-06 | 880.5492 | 0 | 867.706 | -0.0019199 | 880.5492 | 0 | 880.5492 | 0 | 880.5492 | 0 | 880.5492 | 0 | 672.0401 | 5.5563e-06 | 880.5492 | 0 | 880.3317 | -0.00234 | 994.582 | 0.00542 | 880.3317 | 0.00032559 | 994.4812 | 1.0001e-05 | 994.582 | 0.02627 | 867.706 | -0.00173
| 880.7896 | 4.5359e-05 | 880.5718 | -0.00079968 | 670.1075 | 0 | 880.7896 | -0.00011934 | 880.5718 | -0.0024843 | 871.0028 | 0 | 880.5718 | -0.0014681 | 672.1606 | 1.6085e-05 | 880.7895 | 0 | 867.9401 | -0.00088288 | 880.7895 | 0 | 880.7896 | 0 | 880.7895 | 0 | 880.7895 | 0 | 672.1606 | 1.3792e-05 | 880.7895 | 0 | 880.5718 | -0.00064731 | 994.7505 | 0.00622 | 880.5718 | 0.00042818 | 994.6509 | 0 | 994.7505 | 0.02591 | 867.9401 | 0.00157
| 881.0299 | 0.0011966 | 880.812 | 0.00021107 | 670.2309 | 0.00125 | 881.0299 | 0.00014014 | 880.812 | 0.0013227 | 871.2409 | 0 | 880.812 | 0.0011093 | 672.2812 | 1.418e-05 | 881.0299 | 0.00052129 | 868.1742 | 0.002492 | 881.0299 | 0.0010451 | 881.0299 | 0.00064308 | 881.0299 | 0.00033957 | 881.0299 | 0.001651 | 672.2812 | 1.0695e-05 | 881.0299 | 0.00033249 | 880.812 | -0.00010421 | 994.919 | 0.00642 | 880.812 | 0.0023192 | 994.8206 | 5.0004e-05 | 994.919 | 0.02462 | 868.1742 | 0.00317
| 881.2703 | 0.00045943 | 881.0522 | -0.0011486 | 670.3544 | 0 | 881.2703 | -0.00024879 | 881.0522 | -0.002897 | 871.479 | 0 | 881.0522 | -0.0017545 | 672.4017 | 2.7879e-05 | 881.2703 | 0 | 868.4083 | -0.00046823 | 881.2703 | 0 | 881.2703 | 0 | 881.2703 | 0 | 881.2703 | 0 | 672.4017 | 2.1599e-05 | 881.2703 | 0 | 881.0522 | -0.00114 | 995.0875 | 0.0077 | 881.0522 | 0.0022591 | 994.9902 | 0 | 995.0875 | 0.02535 | 868.4083 | 0.00371
| 881.5107 | 0.0010061 | 881.2923 | -0.00037674 | 670.4778 | 0.00144 | 881.5107 | 0.00032319 | 881.2923 | -0.00096882 | 871.7171 | 0 | 881.2923 | 0.0010235 | 672.5222 | 1.4192e-05 | 881.5107 | 0.00074265 | 868.6425 | 0.00041796 | 881.5107 | 0.00048537 | 881.5107 | 0.00071884 | 881.5107 | 0.0011578 | 881.5107 | 0.0018948 | 672.5222 | 1.1124e-05 | 881.5107 | 0.00023414 | 881.2923 | 0.00099344 | 995.256 | 0.00571 | 881.2923 | 0.00047371 | 995.1599 | 5.0004e-05 | 995.256 | 0.02233 | 868.6425 | 0.00604
| 881.751 | 0.00017349 | 881.5325 | -0.00059212 | 670.6013 | 0 | 881.751 | -0.00070847 | 881.5325 | -0.0031375 | 871.9553 | 0 | 881.5325 | -0.0017959 | 672.6428 | 2.6569e-05 | 881.751 | 0 | 868.8766 | 0.0015269 | 881.751 | 0 | 881.751 | 0 | 881.751 | 0 | 881.751 | 0 | 672.6428 | 2.3521e-05 | 881.751 | 0 | 881.5325 | -0.00232 | 995.4246 | 0.00541 | 881.5325 | 0.00010264 | 995.3296 | 0 | 995.4246 | 0.02237 | 868.8766 | 0.00376
| 881.9915 | 0.00092898 | 881.7727 | 0.00056614 | 670.7247 | 0.00095371 | 881.9915 | 0.0006109 | 881.7727 | 0.00046659 | 872.1934 | 0 | 881.7727 | 0.0012332 | 672.7633 | 1.2702e-05 | 881.9914 | 0.00062415 | 869.1107 | 0.0019307 | 881.9914 | 0.0017559 | 881.9915 | 0.0014295 | 881.9914 | 0.00078257 | 881.9914 | 0.0013481 | 672.7633 | 1.2408e-05 | 881.9915 | 0.00046786 | 881.7727 | 0.00222 | 995.5931 | 0.00651 | 881.7727 | -0.0012377 | 995.4993 | 5.0004e-05 | 995.5931 | 0.01948 | 869.1107 | 0.0056
| 882.2318 | -0.00039224 | 882.0129 | -0.0013377 | 670.8482 | 0 | 882.2318 | -0.00066366 | 882.0129 | -0.0015189 | 872.4315 | 0 | 882.0129 | -0.00174 | 672.8838 | 2.6031e-05 | 882.2318 | 0 | 869.3448 | 0.001347 | 882.2318 | 0 | 882.2318 | 0 | 882.2318 | 0 | 882.2318 | 0 | 672.8838 | 2.7375e-05 | 882.2318 | 0 | 882.0129 | -0.00155 | 995.7616 | 0.00524 | 882.0129 | -0.0027299 | 995.6689 | 0 | 995.7616 | 0.01972 | 869.3448 | 0.00121
| 882.4722 | 0.00058821 | 882.2531 | 0.00041112 | 670.9716 | 0.00084967 | 882.4722 | 0.00018248 | 882.2531 | 0.0009611 | 872.6696 | 0 | 882.2531 | 0.0011016 | 673.0044 | 1.3632e-05 | 882.4722 | 0.0018101 | 869.579 | 0.0031713 | 882.4722 | 0.0016475 | 882.4722 | 0.00084149 | 882.4722 | 0.00221 | 882.4722 | 0.00097663 | 673.0044 | 1.5186e-05 | 882.4722 | 0.00031854 | 882.2531 | 0.00219 | 995.9302 | 0.00614 | 882.2531 | 0.005501 | 995.8386 | 6.9993e-05 | 995.9302 | 0.01763 | 869.579 | 0.00519
| 882.7126 | 2.4457e-05 | 882.4933 | -0.00070035 | 671.0951 | 0 | 882.7126 | -0.0010793 | 882.4933 | -0.002506 | 872.9078 | 0 | 882.4933 | -0.0016618 | 673.1249 | 2.7846e-05 | 882.7126 | 0 | 869.8132 | -0.0012889 | 882.7126 | 0 | 882.7126 | 0 | 882.7126 | 0 | 882.7126 | 0 | 673.1249 | 2.6947e-05 | 882.7127 | 0 | 882.4933 | -0.0011 | 996.0987 | 0.00517 | 882.4933 | -0.0048666 | 996.0083 | 0 | 996.0987 | 0.01757 | 869.8132 | 0.00388
| 882.9531 | 0.00029898 | 882.7336 | -0.00057689 | 671.2186 | 0.00127 | 882.9531 | 4.9212e-05 | 882.7336 | 0.00052502 | 873.1459 | 0 | 882.7336 | 0.00023249 | 673.2455 | 1.4449e-05 | 882.9531 | 0.0013995 | 870.0473 | 0.0012956 | 882.9531 | 0 | 882.9531 | 0 | 882.9531 | 0.0016438 | 882.9531 | 0.0018907 | 673.2455 | 1.2189e-05 | 882.9531 | 0.00022467 | 882.7336 | 0.00071345 | 996.2672 | 0.0041 | 882.7336 | -0.0010915 | 996.178 | 3.0002e-05 | 996.2672 | 0.01565 | 870.0473 | 0.0038
| 883.1935 | -0.00096131 | 882.9738 | -0.00071426 | 671.3421 | 0 | 883.1935 | -0.00053654 | 882.9738 | -0.0014018 | 873.3841 | 0 | 882.9738 | -0.0018714 | 673.366 | 2.77e-05 | 883.1935 | 0 | 870.2815 | 0.00049351 | 883.1935 | 0 | 883.1935 | 0 | 883.1935 | 0 | 883.1935 | 0 | 673.366 | 2.3312e-05 | 883.1935 | 0 | 882.9738 | -0.00096592 | 996.4357 | 0.00629 | 882.9738 | -0.00033517 | 996.3477 | 0 | 996.4357 | 0.01572 | 870.2815 | 0.00219
| 883.4339 | -9.339e-06 | 883.214 | -6.4598e-05 | 671.4657 | 0.00173 | 883.4339 | 0.00013593 | 883.214 | 0.0024429 | 873.6223 | 0 | 883.214 | 0.00090402 | 673.4865 | 1.3464e-05 | 883.4339 | 0.0012426 | 870.5157 | 0.001087 | 883.4339 | 0.00081014 | 883.4339 | 0.00033775 | 883.4339 | 0.002228 | 883.4339 | 0.00198 | 673.4865 | 1.1761e-05 | 883.4339 | 0.00029552 | 883.214 | 0.00019194 | 996.6043 | 0.00477 | 883.214 | 0.0010726 | 996.5174 | 6.9993e-05 | 996.6043 | 0.01463 | 870.5157 | 0.00391
| 883.6744 | -0.00052555 | 883.4543 | -0.0016487 | 671.5892 | 0 | 883.6744 | -0.00088925 | 883.4543 | -0.0010132 | 873.8604 | 0 | 883.4543 | -0.0015568 | 673.6071 | 2.7801e-05 | 883.6744 | 0 | 870.7499 | -0.0031525 | 883.6744 | 0 | 883.6744 | 0 | 883.6744 | 0 | 883.6744 | 0 | 673.6071 | 2.3203e-05 | 883.6744 | 0 | 883.4543 | -0.00154 | 996.7728 | 0.00696 | 883.4543 | 0.00023359 | 996.6871 | 0 | 996.7728 | 0.01486 | 870.7499 | 0.00223
| 883.9148 | 0.00052597 | 883.6945 | 0.0004777 | 671.7127 | 0.00128 | 883.9148 | -4.3745e-05 | 883.6945 | 0.00077678 | 874.0986 | 0 | 883.6945 | 0.0013062 | 673.7276 | 1.4348e-05 | 883.9148 | 0.0018679 | 870.9841 | 0.0023289 | 883.9148 | 0.0018143 | 883.9148 | 0.00075592 | 883.9148 | 6.5547e-05 | 883.9148 | 0.0023321 | 673.7276 | 1.187e-05 | 883.9148 | 0.00027387 | 883.6945 | 0.00121 | 996.9413 | 0.00649 | 883.6945 | 0.0023422 | 996.8568 | 5.0004e-05 | 996.9413 | 0.01394 | 870.9841 | 0.00449
| 884.1553 | -0.0005427 | 883.9348 | -0.00058008 | 671.8363 | 0 | 884.1553 | -0.00031326 | 883.9348 | -0.0021584 | 874.3368 | 0 | 883.9348 | -0.0017634 | 673.8482 | 2.9235e-05 | 884.1553 | 0 | 871.2183 | 0.00069772 | 884.1553 | 0 | 884.1553 | 0 | 884.1553 | 0 | 884.1553 | 0 | 673.8482 | 2.2137e-05 | 884.1553 | 0 | 883.9348 | -0.0012 | 997.1099 | 0.00543 | 883.9348 | 6.1582e-05 | 997.0265 | 0 | 997.1099 | 0.01423 | 871.2183 | -0.00184
| 884.3958 | 0.00044293 | 884.175 | -0.00011891 | 671.9598 | 0.00050287 | 884.3958 | 1.09e-05 | 884.175 | 0.00025984 | 874.575 | 0 | 884.175 | 0.00096246 | 673.9687 | 1.492e-05 | 884.3958 | 0.001854 | 871.4525 | 0.002158 | 884.3958 | 0.0017464 | 884.3958 | 0.0011072 | 884.3958 | 0.00071009 | 884.3958 | 0.0012132 | 673.9687 | 1.0476e-05 | 884.3958 | 0.00019596 | 884.175 | 0.00155 | 997.2784 | 0.00608 | 884.175 | 0.0033715 | 997.1962 | 6.9993e-05 | 997.2784 | 0.01368 | 871.4524 | 0.00397
| 884.6362 | -0.0002707 | 884.4153 | -0.00080449 | 672.0834 | 0 | 884.6362 | -0.00032417 | 884.4153 | -0.002428 | 874.8132 | 0 | 884.4153 | -0.0018837 | 674.0893 | 2.9156e-05 | 884.6362 | 0 | 871.6866 | -0.0019232 | 884.6362 | 0 | 884.6362 | 0 | 884.6362 | 0 | 884.6362 | 0 | 674.0893 | 2.1599e-05 | 884.6362 | 0 | 884.4153 | -0.0019 | 997.4469 | 0.00575 | 884.4153 | -0.0023454 | 997.3659 | 0 | 997.4469 | 0.01446 | 871.6866 | 0.0052
| 884.8767 | -0.0003111 | 884.6556 | 0.00036886 | 672.207 | 0.00125 | 884.8767 | 7.6967e-05 | 884.6556 | 0.0015821 | 875.0515 | 0 | 884.6556 | 0.0013123 | 674.2098 | 1.4416e-05 | 884.8767 | 0.0023697 | 871.9209 | -0.00080524 | 884.8767 | 0.0010657 | 884.8767 | 0.00076264 | 884.8767 | 0.00095677 | 884.8767 | 0.001771 | 674.2098 | 1.1124e-05 | 884.8767 | 0.00028378 | 884.6556 | 0.00109 | 997.6154 | 0.00556 | 884.6556 | 0.0023748 | 997.5356 | 5.0004e-05 | 997.6154 | 0.01414 | 871.9209 | 0.00326
| 885.1172 | -0.00037349 | 884.8958 | -0.00042356 | 672.3305 | 0 | 885.1172 | -0.00060082 | 884.8958 | -0.002725 | 875.2897 | 0 | 884.8958 | -0.0016962 | 674.3304 | 2.8731e-05 | 885.1172 | 0 | 872.1551 | -0.0017943 | 885.1172 | 0 | 885.1172 | 0 | 885.1172 | 0 | 885.1172 | 0 | 674.3304 | 2.2884e-05 | 885.1172 | 0 | 884.8958 | -0.00178 | 997.784 | 0.00531 | 884.8958 | -0.00065226 | 997.7053 | 0 | 997.784 | 0.01523 | 872.1551 | 0.0013
| 885.3577 | 0.0012614 | 885.1361 | 0.00081387 | 672.4541 | 0.00156 | 885.3577 | -0.00073116 | 885.1361 | 0.00048945 | 875.5279 | 0 | 885.1361 | 0.00087411 | 674.451 | 1.455e-05 | 885.3577 | 0.0011917 | 872.3893 | 0.0031136 | 885.3577 | 0.0033409 | 885.3577 | 0.0017583 | 885.3577 | 0.0028934 | 885.3577 | 0.0022686 | 674.451 | 1.1761e-05 | 885.3577 | 0.00029304 | 885.1361 | 0.00067808 | 997.9525 | 0.00593 | 885.1361 | -0.0018541 | 997.875 | 6.9993e-05 | 997.9525 | 0.01492 | 872.3893 | 0.00299
| 885.5982 | -0.00031866 | 885.3764 | -0.00077138 | 672.5777 | 0 | 885.5982 | -7.6353e-05 | 885.3764 | -0.0014568 | 875.7661 | 0 | 885.3764 | -0.001607 | 674.5715 | 2.8641e-05 | 885.5982 | 0 | 872.6236 | -0.0021524 | 885.5982 | 0 | 885.5982 | 0 | 885.5982 | 0 | 885.5982 | 0 | 674.5715 | 2.4169e-05 | 885.5982 | 0 | 885.3764 | -0.00075887 | 998.121 | 0.00492 | 885.3764 | -0.00086458 | 998.0447 | 0 | 998.121 | 0.01596 | 872.6236 | 0.00082902
| 885.8387 | 6.7971e-05 | 885.6167 | 0.00072941 | 672.7014 | 0.00146 | 885.8387 | -0.00037043 | 885.6167 | 0.00075176 | 876.0044 | 0 | 885.6167 | 0.0011042 | 674.6921 | 1.4427e-05 | 885.8387 | 0.0018504 | 872.8578 | 0.00070169 | 885.8387 | 0.0018112 | 885.8387 | 0.00091097 | 885.8387 | 0.0017089 | 885.8387 | 0.0014366 | 674.6921 | 1.2408e-05 | 885.8387 | 0.00018326 | 885.6167 | 0.00147 | 998.2896 | 0.00649 | 885.6167 | 0.0022602 | 998.2144 | 8.9995e-05 | 998.2896 | 0.01556 | 872.8578 | 0.0057
| 886.0792 | -0.00042209 | 885.857 | 0.00026536 | 672.825 | 0 | 886.0792 | -0.00087796 | 885.857 | -0.0036156 | 876.2426 | 0 | 885.857 | -0.0017706 | 674.8126 | 2.7196e-05 | 886.0792 | 0 | 873.0921 | -0.00070537 | 886.0792 | 0 | 886.0792 | 0 | 886.0792 | 0 | 886.0792 | 0 | 674.8126 | 2.3521e-05 | 886.0792 | 0 | 885.857 | -0.00203 | 998.4581 | 0.00622 | 885.857 | -0.00098755 | 998.3841 | 0 | 998.4581 | 0.01632 | 873.0921 | 0.00209
| 886.3198 | 0.00053648 | 886.0973 | -0.00044595 | 672.9486 | 0.00179 | 886.3198 | -0.00048701 | 886.0973 | 0.00035762 | 876.4809 | 0 | 886.0973 | 0.00067844 | 674.9332 | 1.315e-05 | 886.3198 | 0.00074619 | 873.3264 | 0.00044132 | 886.3198 | 0.00064172 | 886.3198 | 0.00053674 | 886.3198 | 0.0011801 | 886.3198 | 0.0019137 | 674.9332 | 1.1332e-05 | 886.3198 | 0.00017903 | 886.0973 | 0.00086246 | 998.6266 | 0.0079 | 886.0973 | 0.00037472 | 998.5539 | 6.9993e-05 | 998.6266 | 0.01607 | 873.3264 | 0.00254
| 886.5603 | 0.00037199 | 886.3377 | -0.0014684 | 673.0723 | 0 | 886.5603 | -0.0011511 | 886.3377 | -0.0024784 | 876.7192 | 0 | 886.3377 | -0.0021247 | 675.0538 | 2.6547e-05 | 886.5603 | 0 | 873.5606 | -0.0022539 | 886.5603 | 0 | 886.5603 | 0 | 886.5603 | 0 | 886.5603 | 0 | 675.0538 | 1.9886e-05 | 886.5603 | 0 | 886.3377 | -0.00133 | 998.7952 | 0.00526 | 886.3377 | -0.0041077 | 998.7236 | 0 | 998.7952 | 0.01649 | 873.5606 | 0.00277
| 886.8008 | 0.0003347 | 886.578 | -0.00052066 | 673.1959 | 0.00125 | 886.8008 | 0.0004702 | 886.578 | -3.9181e-05 | 876.9575 | 0 | 886.578 | 0.00085752 | 675.1743 | 1.3867e-05 | 886.8008 | 0.00097224 | 873.7949 | 0.00048531 | 886.8008 | 0.0017955 | 886.8008 | 0.00046589 | 886.8008 | 0.00093077 | 886.8008 | 0.0013065 | 675.1743 | 8.7627e-06 | 886.8008 | 0.00026589 | 886.578 | -1.5495e-05 | 998.9637 | 0.00464 | 886.578 | -0.00049813 | 998.8933 | 3.0002e-05 | 998.9637 | 0.01645 | 873.7949 | 0.00423
| 887.0414 | 0.00018137 | 886.8183 | -0.0010314 | 673.3196 | 0 | 887.0414 | -0.00063216 | 886.8183 | -0.0045095 | 877.1957 | 0 | 886.8183 | -0.0018216 | 675.2949 | 2.7308e-05 | 887.0414 | 0 | 874.0292 | 0.00044298 | 887.0414 | 0 | 887.0414 | 0 | 887.0414 | 0 | 887.0414 | 0 | 675.2949 | 2.0315e-05 | 887.0414 | 0 | 886.8183 | -0.00217 | 999.1322 | 0.00598 | 886.8183 | -0.0025439 | 999.063 | 0 | 999.1322 | 0.01639 | 874.0292 | -0.00175
| 887.2819 | 0.00099934 | 887.0587 | 0.00015063 | 673.4432 | 0.00121 | 887.2819 | -0.00037134 | 887.0587 | 0.0017099 | 877.434 | 0 | 887.0587 | 0.0008978 | 675.4155 | 1.38e-05 | 887.2819 | 0.0015026 | 874.2634 | 0.00502 | 887.2819 | 0.0011152 | 887.2819 | 0.00077852 | 887.2819 | 0.002165 | 887.2819 | 0.0018824 | 675.4155 | 1.1761e-05 | 887.2819 | 0.00020621 | 887.0587 | 0.00124 | 999.3008 | 0.00563 | 887.0587 | 0.0011983 | 999.2327 | 6.9993e-05 | 999.3008 | 0.01653 | 874.2634 | 0.00253
| 887.5225 | -0.00019852 | 887.299 | -0.0011451 | 673.5669 | 0 | 887.5225 | -0.0011241 | 887.299 | -0.002671 | 877.6723 | 0 | 887.299 | -0.001612 | 675.536 | 2.7779e-05 | 887.5225 | 0 | 874.4977 | -0.0011692 | 887.5225 | 0 | 887.5225 | 0 | 887.5225 | 0 | 887.5225 | 0 | 675.536 | 2.5454e-05 | 887.5225 | 0 | 887.299 | -0.00070795 | 999.4693 | 0.00408 | 887.299 | -0.0044954 | 999.4025 | 0 | 999.4693 | 0.01611 | 874.4977 | -0.00143
| 887.7631 | 0.00071052 | 887.5394 | -0.00051503 | 673.6906 | 0.00083232 | 887.7631 | -0.00010525 | 887.5394 | -0.00054554 | 877.9106 | 0 | 887.5394 | 0.0012646 | 675.6566 | 1.4236e-05 | 887.7631 | 0.0010934 | 874.7321 | -0.001769 | 887.7631 | 0.0015954 | 887.7631 | 0.00083749 | 887.7631 | 0.0008433 | 887.7631 | 0.0016232 | 675.6566 | 1.3682e-05 | 887.7631 | 0.00015515 | 887.5394 | 0.00122 | 999.6379 | 0.00568 | 887.5394 | 0.0044994 | 999.5722 | 6.9993e-05 | 999.6379 | 0.01637 | 874.7321 | 0.00618
| 888.0037 | -0.0001005 | 887.7797 | -0.0005014 | 673.8143 | 0 | 888.0037 | -0.00031613 | 887.7797 | -0.0030724 | 878.1489 | 0 | 887.7797 | -0.001779 | 675.7772 | 2.7487e-05 | 888.0037 | 0 | 874.9663 | -0.0055232 | 888.0037 | 0 | 888.0037 | 0 | 888.0037 | 0 | 888.0037 | 0 | 675.7772 | 2.6299e-05 | 888.0037 | 0 | 887.7797 | -0.00123 | 999.8064 | 0.00533 | 887.7797 | -0.0038024 | 999.7419 | 0 | 999.8064 | 0.01562 | 874.9663 | 0.00051355
| 888.2443 | 0.00079024 | 888.0201 | -0.0016883 | 673.938 | 0.00173 | 888.2443 | -0.00045582 | 888.0201 | 0.0020629 | 878.3873 | 0 | 888.0201 | 0.00095358 | 675.8977 | 1.3486e-05 | 888.2443 | 0.0015686 | 875.2006 | -0.001415 | 888.2443 | 0.0013715 | 888.2443 | 0 | 888.2443 | 0.00060932 | 888.2443 | 0.0019252 | 675.8977 | 1.2617e-05 | 888.2443 | 0.00035259 | 888.0201 | 0.00136 | 999.9749 | 0.00455 | 888.0201 | 0.0031076 | 999.9117 | 6.9993e-05 | 999.9749 | 0.01612 | 875.2006 | 0.00154
| 888.4849 | -0.00050143 | 888.2605 | -0.00035904 | 674.0617 | 0 | 888.4849 | -0.00050337 | 888.2605 | -0.0023248 | 878.6256 | 0 | 888.2605 | -0.0016597 | 676.0183 | 2.8809e-05 | 888.4848 | 0 | 875.435 | -0.0026486 | 888.4848 | 0 | 888.4849 | 0 | 888.4848 | 0 | 888.4848 | 0 | 676.0183 | 2.1171e-05 | 888.4849 | 0 | 888.2604 | -0.0015 | 1000.1435 | 0.00564 | 888.2605 | 0.0011189 | 1000.0814 | 0 | 1000.1435 | 0.01537 | 875.435 | -0.00101
| 888.7255 | 0.00085274 | 888.5008 | -0.00022801 | 674.1855 | 0.00031212 | 888.7255 | -8.2259e-05 | 888.5008 | 0.001274 | 878.864 | 0 | 888.5008 | 0.0007863 | 676.1389 | 1.5536e-05 | 888.7255 | 0.0016206 | 875.6693 | 0.0052033 | 888.7255 | 0.00025471 | 888.7255 | 0.00064556 | 888.7255 | 0.0012905 | 888.7255 | 0.0012461 | 676.1389 | 8.5541e-06 | 888.7255 | 0.00028793 | 888.5008 | 0.00026246 | 1000.312 | 0.00679 | 888.5008 | 0.0058426 | 1000.2511 | 8.9995e-05 | 1000.312 | 0.01601 | 875.6693 | 0.00457
| 888.9661 | 0.0005403 | 888.7412 | -0.0010503 | 674.3092 | 0 | 888.9661 | -0.00046869 | 888.7412 | -0.0034288 | 879.1023 | 0 | 888.7412 | -0.0020795 | 676.2595 | 2.9414e-05 | 888.9661 | 0 | 875.9036 | -0.0033249 | 888.9661 | 0 | 888.9661 | 0 | 888.9661 | 0 | 888.9661 | 0 | 676.2595 | 2.0424e-05 | 888.9661 | 0 | 888.7412 | -0.00246 | 1000.4806 | 0.00705 | 888.7412 | -0.0020542 | 1000.4209 | 0 | 1000.4806 | 0.01508 | 875.9036 | 0.0017
| 889.2067 | 0.00083455 | 888.9816 | -0.00069981 | 674.433 | 0.0017 | 889.2067 | 0.00091209 | 888.9816 | -0.00026783 | 879.3406 | 0 | 888.9816 | 0.00073305 | 676.3801 | 1.408e-05 | 889.2067 | 0.0010549 | 876.138 | 0.0051698 | 889.2067 | 0.001252 | 889.2067 | 0.00048297 | 889.2067 | 0.00052244 | 889.2067 | 0.0025771 | 676.3801 | 1.2079e-05 | 889.2067 | 0.00019822 | 888.9816 | -0.00016301 | 1000.6491 | 0.00642 | 888.9816 | 0.0015713 | 1000.5906 | 5.0004e-05 | 1000.6491 | 0.01568 | 876.138 | 0.00625
| 889.4473 | -0.00044445 | 889.222 | -0.00035105 | 674.5567 | 0 | 889.4473 | -0.0011224 | 889.222 | -0.0026102 | 879.579 | 0 | 889.222 | -0.0018905 | 676.5006 | 2.7723e-05 | 889.4473 | 0 | 876.3723 | 0.00114 | 889.4473 | 0 | 889.4473 | 0 | 889.4473 | 0 | 889.4473 | 0 | 676.5006 | 2.2566e-05 | 889.4473 | 0 | 889.222 | -0.00093405 | 1000.8176 | 0.00566 | 889.222 | -0.0012141 | 1000.7604 | 0 | 1000.8176 | 0.01464 | 876.3723 | 0.00261
| 889.6879 | 1.4503e-05 | 889.4624 | 0.00010192 | 674.6805 | 0.00113 | 889.6879 | -0.00017192 | 889.4624 | 7.7838e-05 | 879.8174 | 0 | 889.4624 | 0.00081929 | 676.6212 | 1.3721e-05 | 889.6879 | 0.00064161 | 876.6067 | 0.0058117 | 889.6879 | 0.001934 | 889.6879 | 0.0006957 | 889.6879 | 0.00094981 | 889.6879 | 0.0016559 | 676.6212 | 1.0695e-05 | 889.6879 | 0.00036888 | 889.4624 | 0.00196 | 1000.9862 | 0.00556 | 889.4624 | 0.00058976 | 1000.9301 | 5.0004e-05 | 1000.9862 | 0.01523 | 876.6067 | 0.00451
| 889.9286 | -0.00039218 | 889.7028 | -0.00058204 | 674.8043 | 0 | 889.9286 | -0.00022803 | 889.7028 | -0.0028366 | 880.0557 | 0 | 889.7028 | -0.0015977 | 676.7418 | 2.7375e-05 | 889.9286 | 0 | 876.8411 | -0.0015951 | 889.9286 | 0 | 889.9286 | 0 | 889.9286 | 0 | 889.9286 | 0 | 676.7418 | 2.1599e-05 | 889.9286 | 0 | 889.7028 | -0.00207 | 1001.1547 | 0.00726 | 889.7028 | 0.0012054 | 1001.0998 | 0 | 1001.1547 | 0.01429 | 876.8411 | 0.00271
| 890.1693 | -0.00034809 | 889.9432 | -0.00072544 | 674.9281 | 0.00125 | 890.1693 | -0.00062677 | 889.9432 | 4.1967e-05 | 880.2941 | 0 | 889.9432 | 0.0011263 | 676.8624 | 1.3822e-05 | 890.1692 | 0.0018192 | 877.0754 | 0.0049401 | 890.1692 | 0.00088073 | 890.1693 | 0.00025586 | 890.1692 | 0.0013802 | 890.1692 | 0.00074133 | 676.8624 | 1.1124e-05 | 890.1693 | 0.00028175 | 889.9432 | 0.00176 | 1001.3233 | 0.00624 | 889.9432 | 0.00061538 | 1001.2696 | 5.0004e-05 | 1001.3233 | 0.01498 | 877.0754 | 0.00433
| 890.4099 | -0.00077309 | 890.1837 | -0.00016115 | 675.0519 | 0 | 890.4099 | -0.00078805 | 890.1837 | -0.0011269 | 880.5325 | 0 | 890.1837 | -0.0019434 | 676.983 | 2.723e-05 | 890.4099 | 0 | 877.3098 | 0.0007031 | 890.4099 | 0 | 890.4099 | 0 | 890.4099 | 0 | 890.4099 | 0 | 676.983 | 2.3521e-05 | 890.4099 | 0 | 890.1837 | -0.00063837 | 1001.4918 | 0.00505 | 890.1837 | 0.00022973 | 1001.4393 | 0 | 1001.4918 | 0.01417 | 877.3098 | 0.0015
| 890.6506 | 0.00044942 | 890.4241 | -0.00013596 | 675.1757 | 0.00060691 | 890.6506 | -9.6224e-05 | 890.4241 | 8.4025e-05 | 880.7709 | 0 | 890.4241 | 0.00078148 | 677.1036 | 1.3565e-05 | 890.6505 | 0.00046626 | 877.5442 | 0.00029653 | 890.6505 | 0.0020871 | 890.6506 | 0.00068314 | 890.6505 | 0.00081135 | 890.6505 | 0.00098035 | 677.1036 | 1.2408e-05 | 890.6506 | 0.00036421 | 890.4241 | 0.00184 | 1001.6603 | 0.00601 | 890.4241 | 0.00040516 | 1001.6091 | 8.9995e-05 | 1001.6603 | 0.0148 | 877.5442 | 0.00444
| 890.8912 | -0.00037219 | 890.6645 | -0.00067714 | 675.2995 | 0 | 890.8912 | -0.00078813 | 890.6645 | -0.0034681 | 881.0093 | 0 | 890.6645 | -0.0020503 | 677.2242 | 2.9358e-05 | 890.8912 | 0 | 877.7786 | 0.001336 | 890.8912 | 0 | 890.8912 | 0 | 890.8912 | 0 | 890.8912 | 0 | 677.2242 | 2.5454e-05 | 890.8912 | 0 | 890.6645 | -0.00174 | 1001.8289 | 0.00557 | 890.6645 | 0.00087346 | 1001.7789 | 0 | 1001.8289 | 0.01404 | 877.7786 | 0.00349
| 891.1319 | 0.00081452 | 890.905 | -0.00096595 | 675.4233 | 0.00153 | 891.1319 | 0.00010888 | 890.905 | -0.00067986 | 881.2477 | 0 | 890.905 | 0.00070264 | 677.3448 | 1.6018e-05 | 891.1319 | 0.00073586 | 878.0129 | 0.003689 | 891.1319 | 0.00093417 | 891.1319 | 0.0011244 | 891.1319 | 0.0014959 | 891.1319 | 0.0028117 | 677.3448 | 1.3045e-05 | 891.1319 | 0.00022693 | 890.905 | 0.00178 | 1001.9974 | 0.00614 | 890.905 | 0.0030464 | 1001.9486 | 6.9993e-05 | 1001.9974 | 0.0147 | 878.0129 | 0.00562
| 891.3726 | 0.00015563 | 891.1454 | -0.0006547 | 675.5472 | 0 | 891.3726 | -7.913e-05 | 891.1454 | -0.0039202 | 881.4861 | 0 | 891.1454 | -0.0015143 | 677.4654 | 3.0433e-05 | 891.3726 | 0 | 878.2473 | -0.0024025 | 891.3726 | 0 | 891.3726 | 0 | 891.3726 | 0 | 891.3726 | 0 | 677.4654 | 2.2884e-05 | 891.3726 | 0 | 891.1454 | -0.00157 | 1002.166 | 0.00592 | 891.1454 | 0.0048334 | 1002.1184 | 0 | 1002.166 | 0.01403 | 878.2473 | -0.00226
| 891.6133 | 0.0015925 | 891.3859 | 0.00018897 | 675.671 | 0.00081498 | 891.6133 | -0.00022168 | 891.3859 | 0.0006146 | 881.7246 | 0 | 891.3859 | 0.0011044 | 677.586 | 1.4573e-05 | 891.6133 | 0.0015285 | 878.4818 | 0.0018968 | 891.6133 | 0.0018259 | 891.6133 | 0.00063577 | 891.6133 | 0.001637 | 891.6133 | 0.0015165 | 677.586 | 9.8388e-06 | 891.6133 | 0.00036392 | 891.3859 | 0.00080511 | 1002.3345 | 0.00605 | 891.3859 | -0.00059254 | 1002.2881 | 3.0002e-05 | 1002.3345 | 0.01468 | 878.4818 | 0.00374
| 891.854 | 8.4738e-05 | 891.6263 | -0.0012007 | 675.7949 | 0 | 891.854 | -0.00048154 | 891.6263 | -0.00465 | 881.963 | 0 | 891.6263 | -0.0021504 | 677.7065 | 2.8484e-05 | 891.854 | 0 | 878.7162 | -0.00034949 | 891.854 | 0 | 891.854 | 0 | 891.854 | 0 | 891.854 | 0 | 677.7065 | 2.2236e-05 | 891.854 | 0 | 891.6263 | -0.00138 | 1002.5031 | 0.00538 | 891.6263 | -0.0050498 | 1002.4579 | 0 | 1002.5031 | 0.01405 | 878.7162 | 0.00128
| 892.0947 | 0.00016707 | 891.8668 | 0.00015278 | 675.9188 | 0.00175 | 892.0947 | 0.00017384 | 891.8668 | 0.00090425 | 882.2015 | 0 | 891.8668 | 0.0010047 | 677.8271 | 1.4024e-05 | 892.0947 | 0.00091769 | 878.9506 | 0.0040547 | 892.0947 | 0.001485 | 892.0947 | 0.00046819 | 892.0947 | 0.00021971 | 892.0947 | 0.0017858 | 677.8271 | 1.2617e-05 | 892.0947 | 0.00032285 | 891.8668 | 0.00158 | 1002.6716 | 0.00726 | 891.8668 | 0.0055459 | 1002.6277 | 5.0004e-05 | 1002.6716 | 0.01471 | 878.9506 | 0.00393
| 892.3354 | -0.00040568 | 892.1073 | -0.0018795 | 676.0426 | 0 | 892.3354 | -0.00045764 | 892.1073 | -0.0018585 | 882.4399 | 0 | 892.1073 | -0.0023182 | 677.9478 | 2.9179e-05 | 892.3354 | 0 | 879.185 | 0.0011917 | 892.3354 | 0 | 892.3354 | 0 | 892.3354 | 0 | 892.3354 | 0 | 677.9478 | 2.3741e-05 | 892.3354 | 0 | 892.1073 | -0.0022 | 1002.8402 | 0.00471 | 892.1073 | -0.0044808 | 1002.7974 | 0 | 1002.8402 | 0.01415 | 879.185 | 0.00368
| 892.5761 | 0.00090726 | 892.3478 | -0.00037997 | 676.1665 | 0.00048552 | 892.5761 | -0.00021234 | 892.3478 | 0.0013028 | 882.6784 | 0 | 892.3478 | 0.00084284 | 678.0684 | 1.5222e-05 | 892.5761 | 0.00037858 | 879.4194 | 0.0040138 | 892.5761 | 0.0015025 | 892.5761 | 0.00076397 | 892.5761 | 0.0006315 | 892.5761 | 0.002279 | 678.0684 | 1.1332e-05 | 892.5761 | 0.00023185 | 892.3478 | 0.00221 | 1003.0087 | 0.00556 | 892.3478 | 0.0041307 | 1002.9672 | 5.0004e-05 | 1003.0087 | 0.01481 | 879.4194 | 0.00915
| 892.8168 | -0.00014483 | 892.5883 | -0.00066721 | 676.2904 | 0 | 892.8168 | -0.00033795 | 892.5883 | -0.0024937 | 882.9169 | 0 | 892.5883 | -0.0016555 | 678.1889 | 3.0276e-05 | 892.8169 | 0 | 879.6539 | -0.00040159 | 892.8169 | 0 | 892.8168 | 0 | 892.8169 | 0 | 892.8169 | 0 | 678.1889 | 2.3521e-05 | 892.8168 | 0 | 892.5883 | -0.00083351 | 1003.1773 | 0.00629 | 892.5883 | 0.0029455 | 1003.137 | 0 | 1003.1773 | 0.01423 | 879.6539 | -0.00107
| 893.0576 | 0.0001803 | 892.8288 | 0.00010076 | 676.4143 | 0.00104 | 893.0576 | 0.00026765 | 892.8288 | 0.00052151 | 883.1553 | 0 | 892.8288 | 0.0012197 | 678.3096 | 1.5155e-05 | 893.0576 | 0.0010059 | 879.8884 | 0.0020749 | 893.0576 | 0.0020813 | 893.0576 | 0.00086134 | 893.0576 | 0.0010522 | 893.0576 | 0.0017387 | 678.3096 | 1.2617e-05 | 893.0576 | 0.00037509 | 892.8288 | 0.00072625 | 1003.3458 | 0.00557 | 892.8288 | 0.0010168 | 1003.3067 | 5.0004e-05 | 1003.3458 | 0.01484 | 879.8884 | 0.00276
| 893.2983 | -0.00051747 | 893.0693 | -0.000303 | 676.5382 | 0 | 893.2983 | -0.00066693 | 893.0693 | -0.003611 | 883.3939 | 0 | 893.0693 | -0.0021412 | 678.4302 | 2.8484e-05 | 893.2983 | 0 | 880.1228 | 0.00032117 | 893.2983 | 0 | 893.2983 | 0 | 893.2983 | 0 | 893.2983 | 0 | 678.4302 | 2.5025e-05 | 893.2983 | 0 | 893.0693 | -0.00067042 | 1003.5144 | 0.00478 | 893.0693 | -0.0015522 | 1003.4765 | 0 | 1003.5144 | 0.01428 | 880.1228 | 0.00227
| 893.5391 | 0.00011861 | 893.3098 | 1.1395e-05 | 676.6622 | 0.00191 | 893.5391 | -8.9544e-05 | 893.3098 | 0.0011192 | 883.6323 | 0 | 893.3098 | 0.001103 | 678.5508 | 1.343e-05 | 893.5391 | 0.0008302 | 880.3572 | 0.0023955 | 893.5391 | 0.0011357 | 893.5391 | 0.0010386 | 893.5391 | 0.00069142 | 893.5391 | 0.0011497 | 678.5508 | 1.2617e-05 | 893.5391 | 0.00044635 | 893.3098 | 0.00137 | 1003.6829 | 0.00681 | 893.3098 | 0.0043674 | 1003.6463 | 6.9993e-05 | 1003.6829 | 0.0149 | 880.3572 | 0.00493
| 893.7798 | -0.0010972 | 893.5503 | -0.00055735 | 676.7861 | 0 | 893.7798 | -0.00012809 | 893.5503 | -0.0024157 | 883.8708 | 0 | 893.5503 | -0.0016873 | 678.6714 | 2.6894e-05 | 893.7799 | 0 | 880.5917 | 0.00079646 | 893.7799 | 0 | 893.7798 | 0 | 893.7799 | 0 | 893.7799 | 0 | 678.6714 | 2.4169e-05 | 893.7799 | 0 | 893.5503 | -0.00128 | 1003.8515 | 0.00749 | 893.5503 | -0.0045241 | 1003.8161 | 0 | 1003.8515 | 0.0144 | 880.5917 | 0.00489
| 894.0206 | 0.00011062 | 893.7908 | -0.00015612 | 676.9101 | 0.00125 | 894.0206 | 0.0002776 | 893.7908 | 0.00088542 | 884.1093 | 0 | 893.7908 | 0.0010191 | 678.792 | 1.3531e-05 | 894.0206 | 0.0016041 | 880.8262 | 0.0030227 | 894.0206 | 0.00018269 | 894.0206 | 0.0010669 | 894.0206 | 0.00091242 | 894.0206 | 0.0030591 | 678.792 | 1.1761e-05 | 894.0206 | 0.00033253 | 893.7908 | 0.00142 | 1004.02 | 0.00513 | 893.7908 | 0.00010096 | 1003.9859 | 6.9993e-05 | 1004.02 | 0.015 | 880.8262 | 0.00439
| 894.2614 | -0.00080788 | 894.0313 | -0.00019919 | 677.034 | 0 | 894.2614 | -0.00028865 | 894.0313 | -0.0029188 | 884.3478 | 0 | 894.0313 | -0.0018345 | 678.9126 | 2.6703e-05 | 894.2614 | 0 | 881.0607 | 0.0016414 | 894.2614 | 0 | 894.2614 | 0 | 894.2614 | 0 | 894.2614 | 0 | 678.9126 | 2.5454e-05 | 894.2614 | 0 | 894.0313 | -0.00116 | 1004.1886 | 0.0058 | 894.0313 | -0.0010036 | 1004.1557 | 0 | 1004.1886 | 0.01452 | 881.0607 | 0.00225
| 894.5022 | 0.00031226 | 894.2719 | 0.00025559 | 677.158 | 0.00041617 | 894.5022 | -5.5036e-05 | 894.2719 | 0.00099149 | 884.5864 | 0 | 894.2719 | 0.0011408 | 679.0332 | 1.3172e-05 | 894.5022 | 0.0021321 | 881.2952 | 0.0073637 | 894.5022 | 0.0024978 | 894.5022 | 0.00094152 | 894.5022 | 0.0014226 | 894.5022 | 0.0026247 | 679.0332 | 1.3682e-05 | 894.5022 | 0.00042396 | 894.2719 | 0.00062715 | 1004.3571 | 0.00693 | 894.2719 | 0.0033949 | 1004.3254 | 6.9993e-05 | 1004.3571 | 0.01507 | 881.2952 | 0.00208
| 894.743 | -0.00085357 | 894.5124 | -0.0011261 | 677.282 | 0 | 894.743 | -0.00095532 | 894.5124 | -0.0027898 | 884.8249 | 0 | 894.5124 | -0.0020412 | 679.1538 | 2.658e-05 | 894.743 | 0 | 881.5297 | 0.0018248 | 894.743 | 0 | 894.743 | 0 | 894.743 | 0 | 894.743 | 0 | 679.1538 | 2.5454e-05 | 894.743 | 0 | 894.5124 | -0.00133 | 1004.5257 | 0.00617 | 894.5124 | 0.00052408 | 1004.4952 | 0 | 1004.5257 | 0.01459 | 881.5297 | -5.8734e-05
| 894.9838 | 0.00060774 | 894.753 | -0.0010397 | 677.406 | 0.00102 | 894.9838 | -2.1672e-05 | 894.753 | 0.00098263 | 885.0634 | 0 | 894.753 | 0.0008178 | 679.2745 | 1.3464e-05 | 894.9838 | 0.0011096 | 881.7642 | 0.004721 | 894.9838 | 0.0015632 | 894.9838 | 0.00073003 | 894.9838 | 0.00097797 | 894.9838 | 0.0014783 | 679.2745 | 1.1761e-05 | 894.9838 | 0.00023976 | 894.753 | 0.00082296 | 1004.6942 | 0.00754 | 894.753 | 0.0063101 | 1004.665 | 5.0004e-05 | 1004.6942 | 0.0151 | 881.7642 | 0.00451
| 895.2246 | -0.00057777 | 894.9935 | -6.6521e-05 | 677.53 | 0 | 895.2246 | -0.0011248 | 894.9935 | -0.0020976 | 885.302 | 0 | 894.9935 | -0.0017831 | 679.3951 | 2.7118e-05 | 895.2246 | 0 | 881.9987 | -0.00045604 | 895.2246 | 0 | 895.2246 | 0 | 895.2246 | 0 | 895.2246 | 0 | 679.3951 | 2.4806e-05 | 895.2246 | 0 | 894.9935 | -0.00181 | 1004.8628 | 0.00687 | 894.9935 | 0.00068225 | 1004.8348 | 0 | 1004.8628 | 0.01465 | 881.9987 | 0.00038481
| 895.4654 | 0.00033895 | 895.2341 | 0.00030333 | 677.654 | 0.00144 | 895.4654 | 0.00039488 | 895.2341 | -0.00063475 | 885.5405 | 0 | 895.2341 | 0.00091461 | 679.5157 | 1.3721e-05 | 895.4654 | 0.0010216 | 882.2332 | 0.0024319 | 895.4654 | 0.0011998 | 895.4654 | 0.0013034 | 895.4654 | 0.0015926 | 895.4654 | 0.0019053 | 679.5157 | 1.3045e-05 | 895.4654 | 0.00027601 | 895.2341 | 0.000815 | 1005.0313 | 0.00842 | 895.2341 | 0.0043436 | 1005.0046 | 5.0004e-05 | 1005.0313 | 0.01514 | 882.2332 | 0.00236
| 895.7062 | -6.6974e-05 | 895.4746 | -0.0012289 | 677.778 | 0 | 895.7062 | -0.00099079 | 895.4746 | -0.0021288 | 885.7791 | 0 | 895.4746 | -0.0023918 | 679.6363 | 2.6367e-05 | 895.7062 | 0 | 882.4677 | -0.0041922 | 895.7062 | 0 | 895.7062 | 0 | 895.7062 | 0 | 895.7062 | 0 | 679.6363 | 2.6091e-05 | 895.7062 | 0 | 895.4746 | -0.00118 | 1005.1999 | 0.00606 | 895.4746 | -0.0022839 | 1005.1744 | 6.6672e-06 | 1005.1999 | 0.01475 | 882.4677 | 0.00075492
| 895.947 | 0.00080879 | 895.7152 | 0.00020434 | 677.902 | 0.00165 | 895.947 | -0.0001632 | 895.7152 | 0.0013704 | 886.0177 | 0 | 895.7152 | 0.0012297 | 679.7569 | 1.2825e-05 | 895.947 | 0.0010887 | 882.7023 | 0.0024675 | 895.947 | 0.0014804 | 895.947 | 0.00083075 | 895.947 | 0.002131 | 895.947 | 0.0022669 | 679.7569 | 1.3254e-05 | 895.947 | 0.00026141 | 895.7152 | 0.00054096 | 1005.3684 | 0.00654 | 895.7152 | 0.0055403 | 1005.3442 | 5.0004e-05 | 1005.3684 | 0.01518 | 882.7023 | 0.00306
| 896.1879 | 0.00027519 | 895.9558 | -0.0014424 | 678.0261 | 0 | 896.1879 | -0.00088021 | 895.9558 | -0.0017969 | 886.2562 | 0 | 895.9558 | -0.0020849 | 679.8776 | 2.7275e-05 | 896.1879 | 0 | 882.9368 | -0.0034746 | 896.1879 | 0 | 896.1879 | 0 | 896.1879 | 0 | 896.1879 | 0 | 679.8776 | 2.6299e-05 | 896.1879 | 0 | 895.9558 | -0.00236 | 1005.537 | 0.00418 | 895.9558 | 0.0057006 | 1005.514 | 0 | 1005.537 | 0.01477 | 882.9368 | 0.00263
| 896.4287 | -6.958e-06 | 896.1964 | -0.00028868 | 678.1501 | 0.00206 | 896.4287 | 0.00029785 | 896.1964 | 0.0012687 | 886.4948 | 0 | 896.1964 | 0.0007305 | 679.9982 | 1.4584e-05 | 896.4287 | 0.0011003 | 883.1713 | 0.0040923 | 896.4287 | 0.00089924 | 896.4287 | 0.00029597 | 896.4287 | 0.00044462 | 896.4287 | 0.00052859 | 679.9982 | 1.3254e-05 | 896.4287 | 0.0002587 | 896.1964 | 0.00144 | 1005.7055 | 0.0079 | 896.1964 | 0.0047297 | 1005.6838 | 1.0001e-05 | 1005.7055 | 0.01513 | 883.1713 | 0.00513
| 896.6696 | -0.00099374 | 896.437 | -0.00044443 | 678.2742 | 0 | 896.6696 | -0.00071072 | 896.437 | -0.0018186 | 886.7334 | 0 | 896.437 | -0.001775 | 680.1188 | 2.8608e-05 | 896.6696 | 0 | 883.4059 | 0.00086424 | 896.6696 | 0 | 896.6696 | 0 | 896.6696 | 0 | 896.6696 | 0 | 680.1188 | 2.4806e-05 | 896.6696 | 0 | 896.437 | -0.00141 | 1005.8741 | 0.00617 | 896.437 | -0.0022669 | 1005.8536 | 0 | 1005.8741 | 0.0148 | 883.4059 | 0.00162
| 896.9104 | 0.00028539 | 896.6776 | 6.4318e-05 | 678.3982 | 0.00064159 | 896.9104 | -0.0002728 | 896.6776 | 0.0014173 | 886.972 | 0 | 896.6776 | 0.0013588 | 680.2394 | 1.418e-05 | 896.9104 | 0.0016956 | 883.6404 | 0.001868 | 896.9104 | 0.0010799 | 896.9104 | 0.002359 | 896.9104 | 0.0018898 | 896.9104 | 0.0018356 | 680.2394 | 1.1761e-05 | 896.9104 | 0.00038642 | 896.6776 | 0.00148 | 1006.0426 | 0.00586 | 896.6776 | 0.0052736 | 1006.0234 | 3.0002e-05 | 1006.0426 | 0.01515 | 883.6404 | 0.00457
| 897.1513 | -0.00064391 | 896.9182 | -0.00089415 | 678.5223 | 0 | 897.1513 | -0.00078701 | 896.9182 | -0.0015097 | 887.2106 | 0 | 896.9182 | -0.0021119 | 680.3601 | 2.7801e-05 | 897.1513 | 0 | 883.875 | 0.00014032 | 897.1513 | 0 | 897.1513 | 0 | 897.1513 | 0 | 897.1513 | 0 | 680.3601 | 2.4169e-05 | 897.1513 | 0 | 896.9182 | -0.00164 | 1006.2112 | 0.00666 | 896.9182 | -0.0015419 | 1006.1932 | 0 | 1006.2112 | 0.01482 | 883.875 | 0.00594
| 897.3922 | 0.00043588 | 897.1588 | -0.00032969 | 678.6464 | 0.00238 | 897.3922 | 8.3092e-06 | 897.1588 | 0.00025381 | 887.4492 | 0 | 897.1588 | 0.001184 | 680.4807 | 1.3766e-05 | 897.3922 | 0.00088276 | 884.1096 | 0.0015707 | 897.3922 | 0.00090669 | 897.3922 | 0.00046618 | 897.3922 | 0.0014447 | 897.3922 | 0.0015631 | 680.4807 | 1.2408e-05 | 897.3922 | 0.00014304 | 897.1588 | 0.00195 | 1006.3798 | 0.00635 | 897.1588 | 0.0018629 | 1006.363 | 6.9993e-05 | 1006.3798 | 0.01509 | 884.1096 | 0.00264
| 897.6331 | -0.0008281 | 897.3994 | -0.0014012 | 678.7705 | 0 | 897.6331 | -0.00074315 | 897.3994 | -0.0037542 | 887.6879 | 0 | 897.3994 | -0.0024782 | 680.6013 | 2.8428e-05 | 897.633 | 0 | 884.3442 | -0.0042187 | 897.633 | 0 | 897.6331 | 0 | 897.633 | 0 | 897.633 | 0 | 680.6013 | 2.4169e-05 | 897.6331 | 0 | 897.3994 | -0.00153 | 1006.5483 | 0.0061 | 897.3994 | 0.00016329 | 1006.5328 | 0 | 1006.5483 | 0.01479 | 884.3442 | -0.00121
| 897.874 | -0.00021602 | 897.64 | 0.00020493 | 678.8946 | 0.00095371 | 897.874 | -1.992e-06 | 897.64 | -0.0006267 | 887.9265 | 0 | 897.64 | 0.0011176 | 680.7219 | 1.4785e-05 | 897.8739 | 0.001437 | 884.5787 | -0.00040279 | 897.8739 | 0.0022839 | 897.874 | 0.00098672 | 897.8739 | 0.0012235 | 897.8739 | 0.0014595 | 680.7219 | 1.1761e-05 | 897.874 | 0.00040461 | 897.64 | 0.00281 | 1006.7169 | 0.00605 | 897.64 | 0.0013569 | 1006.7026 | 5.0004e-05 | 1006.7169 | 0.01495 | 884.5787 | 0.00537
| 898.1148 | -0.00073081 | 897.8806 | -0.0007792 | 679.0187 | 0 | 898.1148 | -0.00052886 | 897.8806 | -0.0022053 | 888.1652 | 0 | 897.8806 | -0.0020737 | 680.8426 | 2.8865e-05 | 898.1148 | 0 | 884.8134 | 0.00049106 | 898.1148 | 0 | 898.1148 | 0 | 898.1148 | 0 | 898.1148 | 0 | 680.8426 | 2.2884e-05 | 898.1148 | 0 | 897.8806 | -0.00155 | 1006.8854 | 0.00534 | 897.8806 | -0.0020373 | 1006.8725 | 0 | 1006.8854 | 0.01471 | 884.8134 | 0.00149
| 898.3557 | -0.00046145 | 898.1213 | -0.00016134 | 679.1429 | 0.00168 | 898.3557 | -0.00045807 | 898.1213 | 0.00038444 | 888.4038 | 0 | 898.1213 | 0.00072404 | 680.9632 | 1.4236e-05 | 898.3557 | 0.00090916 | 885.0479 | -0.0019728 | 898.3557 | 0.0012979 | 898.3557 | 0.00068273 | 898.3557 | 0.0020153 | 898.3557 | 0.002244 | 680.9632 | 1.1332e-05 | 898.3557 | 0.00022216 | 898.1213 | 0.00146 | 1007.054 | 0.00749 | 898.1213 | -0.00018132 | 1007.0423 | 5.0004e-05 | 1007.054 | 0.01493 | 885.0479 | 0.00666
| 898.5966 | -0.00040405 | 898.3619 | -0.00014119 | 679.267 | 0 | 898.5966 | -0.00037307 | 898.3619 | -0.0034382 | 888.6425 | 0 | 898.3619 | -0.0019932 | 681.0839 | 2.7532e-05 | 898.5966 | 0 | 885.2825 | -0.0018082 | 898.5966 | 0 | 898.5966 | 0 | 898.5966 | 0 | 898.5966 | 0 | 681.0839 | 2.5025e-05 | 898.5966 | 0 | 898.3619 | -0.00117 | 1007.2225 | 0.00448 | 898.3619 | 0.0016354 | 1007.2121 | 0 | 1007.2225 | 0.01478 | 885.2825 | 0.00606
| 898.8376 | 0.00075737 | 898.6026 | -0.00086596 | 679.3912 | 0.00125 | 898.8376 | 0.00060095 | 898.6026 | -0.0013852 | 888.8811 | 0 | 898.6026 | 0.001108 | 681.2045 | 1.3374e-05 | 898.8376 | 0.00087644 | 885.5172 | 0.00031094 | 898.8376 | 0.0016474 | 898.8376 | 0 | 898.8376 | 0.00074222 | 898.8376 | 0.0035425 | 681.2045 | 1.3902e-05 | 898.8376 | 0.00011707 | 898.6026 | 0.00125 | 1007.3911 | 0.00543 | 898.6026 | 0.0034399 | 1007.3819 | 5.0004e-05 | 1007.3911 | 0.01492 | 885.5172 | 0.00564
| 899.0785 | -0.00050747 | 898.8432 | -0.0013298 | 679.5153 | 0 | 899.0785 | -0.00046865 | 898.8432 | -0.0025863 | 889.1198 | 0 | 898.8432 | -0.0023155 | 681.3251 | 2.882e-05 | 899.0785 | 0 | 885.7518 | -0.00075555 | 899.0785 | 0 | 899.0785 | 0 | 899.0785 | 0 | 899.0785 | 0 | 681.3251 | 2.5344e-05 | 899.0785 | 0 | 898.8432 | -0.00346 | 1007.5597 | 0.00424 | 898.8432 | -0.0013851 | 1007.5517 | 0 | 1007.5597 | 0.01465 | 885.7518 | 0.00625
| 899.3194 | 0.0013865 | 899.0839 | -3.2941e-05 | 679.6395 | 0.00098839 | 899.3194 | 0.0003661 | 899.0839 | -0.00033681 | 889.3585 | 0 | 899.0839 | 0.0012109 | 681.4458 | 1.557e-05 | 899.3194 | 0.001815 | 885.9864 | 0.0034661 | 899.3194 | 0.0011795 | 899.3194 | 0.00071514 | 899.3194 | 0.0022331 | 899.3194 | 0.0018286 | 681.4458 | 1.1651e-05 | 899.3194 | 0.00033936 | 899.0839 | 0.00096639 | 1007.7282 | 0.00904 | 899.0839 | -0.0020989 | 1007.7216 | 5.0004e-05 | 1007.7282 | 0.01471 | 885.9864 | 0.00365
| 899.5604 | -0.0006794 | 899.3246 | -0.00097332 | 679.7637 | 0 | 899.5604 | -0.00063236 | 899.3246 | -0.0024774 | 889.5971 | 0 | 899.3246 | -0.0020506 | 681.5664 | 2.9448e-05 | 899.5604 | 0 | 886.221 | -0.0031514 | 899.5604 | 0 | 899.5604 | 0 | 899.5604 | 0 | 899.5604 | 0 | 681.5664 | 2.149e-05 | 899.5604 | 0 | 899.3246 | -0.00146 | 1007.8968 | 0.00512 | 899.3246 | 0.0022273 | 1007.8914 | 0 | 1007.8968 | 0.01453 | 886.221 | 0.00352
| 899.8013 | 0.0011084 | 899.5652 | 0.00021636 | 679.8878 | 0.00191 | 899.8013 | 0.0005082 | 899.5652 | -2.7785e-05 | 889.8358 | 0 | 899.5652 | 0.0010521 | 681.6871 | 1.3979e-05 | 899.8013 | 0.00059833 | 886.4556 | 0.0015787 | 899.8013 | 0.001307 | 899.8013 | 0.00092425 | 899.8013 | 0.0018863 | 899.8013 | 0.0010344 | 681.6871 | 9.8388e-06 | 899.8013 | 0.00029108 | 899.5652 | 0.001 | 1008.0653 | 0.00647 | 899.5652 | 0.0032291 | 1008.0612 | 5.0004e-05 | 1008.0653 | 0.01456 | 886.4556 | 0.00733
| 900.0422 | -0.00047067 | 899.8059 | -0.00082682 | 680.012 | 0 | 900.0422 | -0.0007622 | 899.8059 | -0.0027416 | 890.0745 | 0 | 899.8059 | -0.0019907 | 681.8077 | 2.8764e-05 | 900.0423 | 0 | 886.6903 | -0.0048696 | 900.0423 | 0 | 900.0422 | 0 | 900.0423 | 0 | 900.0423 | 0 | 681.8077 | 2.3521e-05 | 900.0422 | 0 | 899.8059 | -0.00244 | 1008.2339 | 0.00541 | 899.8059 | 0.00040282 | 1008.2311 | 0 | 1008.2339 | 0.01444 | 886.6903 | 0.00128
| 900.2832 | 0.00062724 | 900.0466 | -0.0001556 | 680.1363 | 0.00142 | 900.2832 | -7.4501e-05 | 900.0466 | 0.0017902 | 890.3132 | 0 | 900.0466 | 0.0012865 | 681.9284 | 1.4886e-05 | 900.2832 | 0.0018028 | 886.9249 | 0.0024572 | 900.2832 | 0.0018601 | 900.2832 | 0.00075445 | 900.2832 | 0.0013337 | 900.2832 | 0.0021028 | 681.9284 | 1.3902e-05 | 900.2832 | 0.00012829 | 900.0466 | 0.00088244 | 1008.4025 | 0.006 | 900.0466 | 0.00078331 | 1008.4009 | 6.9993e-05 | 1008.4025 | 0.01448 | 886.9249 | 0.00369
| 900.5242 | -0.00039212 | 900.2873 | -0.00039617 | 680.2605 | 0 | 900.5242 | -0.00077865 | 900.2873 | -0.0032417 | 890.5519 | 0 | 900.2873 | -0.0020945 | 682.049 | 3.0478e-05 | 900.5242 | 0 | 887.1596 | -0.0034389 | 900.5242 | 0 | 900.5242 | 0 | 900.5242 | 0 | 900.5242 | 0 | 682.049 | 2.6947e-05 | 900.5242 | 0 | 900.2873 | -0.00208 | 1008.571 | 0.00599 | 900.2873 | -0.0035137 | 1008.5707 | 0 | 1008.571 | 0.01438 | 887.1596 | 0.00225
| 900.7651 | -0.00013544 | 900.528 | -0.00020316 | 680.3847 | 0.0016 | 900.7651 | -0.00018824 | 900.528 | 0.00075867 | 890.7906 | 0 | 900.528 | 0.00095186 | 682.1697 | 1.5805e-05 | 900.7652 | 0.00085252 | 887.3943 | 0.0063482 | 900.7652 | 0.0011777 | 900.7651 | 0.0002725 | 900.7652 | 0.0015683 | 900.7652 | 0.001616 | 682.1697 | 1.3254e-05 | 900.7651 | 0.00042773 | 900.528 | 0.00073973 | 1008.7396 | 0.00763 | 900.528 | 0.0034444 | 1008.7406 | 6.9993e-05 | 1008.7396 | 0.01438 | 887.3943 | 0.00689
| 901.0062 | -0.0003782 | 900.7687 | -0.0015655 | 680.5089 | 0 | 901.0062 | -0.00067198 | 900.7687 | -0.0045091 | 891.0294 | 0 | 900.7687 | -0.0022693 | 682.2903 | 3.0512e-05 | 901.0061 | 0 | 887.629 | -0.0026537 | 901.0061 | 0 | 901.0062 | 0 | 901.0061 | 0 | 901.0061 | 0 | 682.2903 | 2.2236e-05 | 901.0062 | 0 | 900.7687 | -0.00267 | 1008.9081 | 0.00724 | 900.7687 | -0.0068286 | 1008.9104 | 0 | 1008.9081 | 0.01426 | 887.629 | 0.00394
| 901.2471 | 0.00079101 | 901.0094 | 0.00039234 | 680.6332 | 0.0012 | 901.2471 | 0.00049815 | 901.0094 | -0.0005194 | 891.2681 | 0 | 901.0094 | 0.0014587 | 682.411 | 1.4864e-05 | 901.2471 | 0.0013678 | 887.8636 | -0.00066283 | 901.2471 | 0.0020301 | 901.2471 | 0.00061566 | 901.2471 | 0.0010015 | 901.2471 | 0.0012763 | 682.411 | 9.191e-06 | 901.2471 | 0.00036883 | 901.0094 | 0.00214 | 1009.0767 | 0.00577 | 901.0094 | 0.0044569 | 1009.0802 | 5.0004e-05 | 1009.0767 | 0.01422 | 887.8637 | 0.00286
| 901.4882 | 0.00014573 | 901.2501 | -0.00095837 | 680.7574 | 0 | 901.4882 | -0.00025703 | 901.2501 | -0.0022841 | 891.5068 | 0 | 901.2501 | -0.0017251 | 682.5316 | 2.8731e-05 | 901.4881 | 0 | 888.0983 | -0.0024939 | 901.4881 | 0 | 901.4882 | 0 | 901.4881 | 0 | 901.4881 | 0 | 682.5316 | 1.9678e-05 | 901.4882 | 0 | 901.2501 | -0.00181 | 1009.2453 | 0.00608 | 901.2501 | 0.0018152 | 1009.2501 | 0 | 1009.2453 | 0.01412 | 888.0983 | 0.00381
| 901.7291 | -0.00031635 | 901.4909 | -1.0834e-05 | 680.8817 | 0.00137 | 901.7291 | 0.00014502 | 901.4909 | -0.00022012 | 891.7456 | 0 | 901.4909 | 0.0011823 | 682.6523 | 1.4035e-05 | 901.7291 | 0.0014659 | 888.333 | -0.0031489 | 901.7291 | 0.0011267 | 901.7291 | 0.0005435 | 901.7291 | 0.001194 | 901.7291 | 0.0021746 | 682.6523 | 1.0476e-05 | 901.7291 | 0.00035113 | 901.4909 | 0.00125 | 1009.4138 | 0.00761 | 901.4909 | -0.0024005 | 1009.4199 | 6.9993e-05 | 1009.4138 | 0.01403 | 888.333 | 0.00718
| 901.9702 | -0.00047615 | 901.7316 | -0.00031251 | 681.006 | 0 | 901.9702 | -0.00056027 | 901.7316 | -0.0018227 | 891.9844 | 0 | 901.7316 | -0.0023713 | 682.773 | 2.7331e-05 | 901.9702 | 0 | 888.5677 | 0.00046853 | 901.9702 | 0 | 901.9702 | 0 | 901.9702 | 0 | 901.9702 | 0 | 682.773 | 2.4806e-05 | 901.9701 | 0 | 901.7316 | -0.00173 | 1009.5824 | 0.00705 | 901.7316 | -0.001377 | 1009.5898 | 0 | 1009.5824 | 0.01397 | 888.5677 | 0.00214
| 902.2112 | 0.00056952 | 901.9723 | -0.00064787 | 681.1303 | 0.0014 | 902.2112 | -0.00017171 | 901.9723 | -0.00019544 | 892.2231 | 0 | 901.9723 | 0.00099799 | 682.8936 | 1.3665e-05 | 902.2112 | 0.00029305 | 888.8024 | 0.00058431 | 902.2112 | 0.00032399 | 902.2112 | 0.00041315 | 902.2112 | 0.0013259 | 902.2112 | 0.0017918 | 682.8936 | 1.433e-05 | 902.2112 | 0.00032795 | 901.9723 | 0.00131 | 1009.7509 | 0.00647 | 901.9723 | -0.0023789 | 1009.7596 | 5.0004e-05 | 1009.7509 | 0.01379 | 888.8024 | 0.00524
| 902.4522 | 0.00045253 | 902.2131 | -3.1605e-05 | 681.2546 | 0 | 902.4522 | -0.00039187 | 902.2131 | -0.004403 | 892.4619 | 0 | 902.2131 | -0.0020245 | 683.0143 | 2.6345e-05 | 902.4522 | 0 | 889.0371 | -0.0018941 | 902.4522 | 0 | 902.4522 | 0 | 902.4522 | 0 | 902.4522 | 0 | 683.0143 | 2.4806e-05 | 902.4522 | 0 | 902.2131 | -0.00166 | 1009.9195 | 0.00668 | 902.2131 | 6.8193e-05 | 1009.9295 | 0 | 1009.9195 | 0.01376 | 889.0371 | 0.00551
| 902.6932 | 0.00027443 | 902.4538 | -0.00026936 | 681.3789 | 0.00088435 | 902.6932 | 0.0001356 | 902.4538 | 0.0017501 | 892.7007 | 0 | 902.4538 | 0.00075361 | 683.1349 | 1.306e-05 | 902.6932 | 0.00139 | 889.2719 | 0.0036493 | 902.6932 | 0.001916 | 902.6932 | 0.00075625 | 902.6932 | 0.0006434 | 902.6932 | 0.0031199 | 683.1349 | 1.1442e-05 | 902.6932 | 0.00011939 | 902.4538 | 0.00283 | 1010.0881 | 0.00693 | 902.4538 | 0.0010076 | 1010.0993 | 5.0004e-05 | 1010.0881 | 0.01355 | 889.2718 | 0.00488
| 902.9343 | -0.00024521 | 902.6946 | -0.00077936 | 681.5032 | 0 | 902.9343 | -0.00033475 | 902.6946 | -0.0029466 | 892.9395 | 0 | 902.6946 | -0.001794 | 683.2556 | 2.6726e-05 | 902.9343 | 0 | 889.5065 | -0.003067 | 902.9343 | 0 | 902.9343 | 0 | 902.9343 | 0 | 902.9343 | 0 | 683.2556 | 2.3203e-05 | 902.9343 | 0 | 902.6946 | -0.002 | 1010.2566 | 0.00664 | 902.6946 | -0.0041886 | 1010.2692 | 0 | 1010.2566 | 0.01368 | 889.5065 | -2.3599e-05
| 903.1754 | 0.00067215 | 902.9354 | -0.00015725 | 681.6276 | 0.00137 | 903.1754 | -0.001058 | 902.9354 | 0.0013953 | 893.1783 | 0 | 902.9354 | 0.0011279 | 683.3763 | 1.4259e-05 | 903.1753 | 0.0013109 | 889.7413 | 0.0019126 | 903.1753 | 0.0008763 | 903.1754 | 0.00085289 | 903.1753 | 0.00016733 | 903.1753 | 0.0011465 | 683.3763 | 1.2935e-05 | 903.1753 | 0.00028935 | 902.9353 | 0.00102 | 1010.4252 | 0.00498 | 902.9354 | 0.0015354 | 1010.439 | 6.9993e-05 | 1010.4252 | 0.01352 | 889.7413 | 0.00515
| 903.4164 | -0.0002935 | 903.1761 | -0.0014156 | 681.7519 | 0 | 903.4164 | -0.00059452 | 903.1761 | -0.0039309 | 893.4171 | 0 | 903.1761 | -0.0026314 | 683.4969 | 2.8081e-05 | 903.4164 | 0 | 889.976 | 0.0010035 | 903.4164 | 0 | 903.4164 | 0 | 903.4164 | 0 | 903.4164 | 0 | 683.4969 | 2.5662e-05 | 903.4164 | 0 | 903.1761 | -0.00252 | 1010.5938 | 0.00849 | 903.1761 | 0.0015937 | 1010.6089 | 0 | 1010.5938 | 0.01358 | 889.976 | 0.00161
| 903.6575 | 0.0010122 | 903.4169 | -9.6508e-05 | 681.8762 | 0.00135 | 903.6575 | 0.00021246 | 903.4169 | 0.0010522 | 893.6559 | 0 | 903.4169 | 0.00097397 | 683.6176 | 1.4102e-05 | 903.6575 | 0.00084159 | 890.2108 | 0.0032171 | 903.6575 | 0.0021233 | 903.6575 | 0.00060323 | 903.6575 | 0.0013072 | 903.6575 | 0.0014152 | 683.6176 | 1.3902e-05 | 903.6575 | 0.00032281 | 903.4169 | 0.00264 | 1010.7623 | 0.00469 | 903.4169 | 0.0031968 | 1010.7788 | 5.0004e-05 | 1010.7623 | 0.01328 | 890.2107 | 0.00298
| 903.8986 | -0.00029255 | 903.6577 | -0.00099851 | 682.0006 | 0 | 903.8986 | -0.00057338 | 903.6577 | -0.0021896 | 893.8947 | 0 | 903.6577 | -0.0018841 | 683.7383 | 2.8809e-05 | 903.8985 | 0 | 890.4455 | -0.0041356 | 903.8985 | 0 | 903.8986 | 0 | 903.8985 | 0 | 903.8985 | 0 | 683.7383 | 2.6727e-05 | 903.8986 | 0 | 903.6577 | -0.00167 | 1010.9309 | 0.00626 | 903.6577 | 0.001674 | 1010.9486 | 0 | 1010.9309 | 0.01321 | 890.4455 | 0.00208
| 904.1396 | 0.00059082 | 903.8985 | -0.0004647 | 682.125 | 0.00114 | 904.1396 | 0.00016998 | 903.8985 | 0.0020246 | 894.1335 | 0 | 903.8985 | 0.0011149 | 683.8589 | 1.4976e-05 | 904.1396 | 0.00050365 | 890.6803 | 0.0015491 | 904.1396 | 0.00070406 | 904.1396 | 0.00075952 | 904.1396 | 0.00040684 | 904.1396 | 0.0022972 | 683.8589 | 1.3045e-05 | 904.1396 | 0.00035949 | 903.8985 | 1.8253e-05 | 1011.0995 | 0.00489 | 903.8985 | 0.0067457 | 1011.1185 | 5.0004e-05 | 1011.0995 | 0.01303 | 890.6803 | 0.00571
| 904.3807 | 0.00036174 | 904.1393 | -0.00016995 | 682.2494 | 0 | 904.3807 | -0.00056081 | 904.1393 | -0.0040432 | 894.3724 | 0 | 904.1393 | -0.0021166 | 683.9796 | 3.059e-05 | 904.3807 | 0 | 890.915 | 9.6043e-05 | 904.3807 | 0 | 904.3807 | 0 | 904.3807 | 0 | 904.3807 | 0 | 683.9796 | 2.5454e-05 | 904.3807 | 0 | 904.1393 | -0.00236 | 1011.268 | 0.01025 | 904.1393 | -0.0020823 | 1011.2884 | 0 | 1011.268 | 0.01302 | 890.915 | 0.00413
| 904.6218 | -3.3424e-05 | 904.3801 | -0.00046082 | 682.3737 | 0.00163 | 904.6218 | 0.00040642 | 904.3801 | 0.00019792 | 894.6112 | 0 | 904.3801 | 0.0010563 | 684.1003 | 1.5693e-05 | 904.6218 | 0.0019142 | 891.1498 | 0.0043111 | 904.6218 | 0.00073339 | 904.6218 | 0.00027225 | 904.6218 | 0.0021174 | 904.6218 | 0.0030285 | 684.1003 | 1.2408e-05 | 904.6218 | 0.00034907 | 904.3801 | 0.00017658 | 1011.4366 | 0.00638 | 904.3801 | 0.0011019 | 1011.4582 | 3.0002e-05 | 1011.4366 | 0.0129 | 891.1498 | 0.0014
| 904.8629 | 0.00022691 | 904.6209 | -0.00032811 | 682.4982 | 0 | 904.8629 | -0.00079853 | 904.6209 | -0.0036601 | 894.8501 | 0 | 904.6209 | -0.0019862 | 684.221 | 2.9492e-05 | 904.8629 | 0 | 891.3846 | -0.0047643 | 904.8629 | 0 | 904.8629 | 0 | 904.8629 | 0 | 904.8629 | 0 | 684.221 | 2.3521e-05 | 904.8629 | 0 | 904.6209 | -0.00137 | 1011.6052 | 0.00496 | 904.6209 | -0.0021369 | 1011.6281 | 0 | 1011.6052 | 0.01293 | 891.3846 | 0.00213
| 905.104 | 0.00069747 | 904.8617 | 1.8959e-06 | 682.6226 | 0.00116 | 905.104 | -0.00016696 | 904.8617 | 0.00039701 | 895.0889 | 0 | 904.8617 | 0.0010923 | 684.3416 | 1.4057e-05 | 905.104 | 0.00026051 | 891.6194 | -0.0018447 | 905.104 | 0.0012772 | 905.104 | 0.00087284 | 905.104 | 0.0019295 | 905.104 | 0.0010612 | 684.3416 | 1.1124e-05 | 905.104 | 0.00030048 | 904.8617 | 0.00056837 | 1011.7737 | 0.00593 | 904.8617 | -0.00034904 | 1011.798 | 3.0002e-05 | 1011.7737 | 0.01281 | 891.6194 | 0.00854
| 905.3451 | 0.0001383 | 905.1025 | -0.0011292 | 682.747 | 0 | 905.3451 | -0.00085724 | 905.1025 | -0.0035328 | 895.3278 | 0 | 905.1025 | -0.0025724 | 684.4623 | 2.8137e-05 | 905.3451 | 0 | 891.8542 | -0.00087083 | 905.3451 | 0 | 905.3451 | 0 | 905.3451 | 0 | 905.3451 | 0 | 684.4623 | 2.4169e-05 | 905.3451 | 0 | 905.1025 | -0.00254 | 1011.9423 | 0.00598 | 905.1025 | -0.0021194 | 1011.9678 | 0 | 1011.9423 | 0.01288 | 891.8542 | 0.00135
| 905.5862 | 0.00083604 | 905.3433 | 0.00027883 | 682.8714 | 0.00194 | 905.5862 | 0.00019021 | 905.3433 | -9.0941e-05 | 895.5667 | 0 | 905.3433 | 0.00078525 | 684.583 | 1.4472e-05 | 905.5862 | 0.0013867 | 892.0889 | 0.0033932 | 905.5862 | 0.0017916 | 905.5862 | 0.00087827 | 905.5862 | 0.0018479 | 905.5862 | 0.002415 | 684.583 | 1.3045e-05 | 905.5862 | 0.00041401 | 905.3433 | 0.00179 | 1012.1109 | 0.00608 | 905.3433 | 0.0040573 | 1012.1377 | 5.0004e-05 | 1012.1109 | 0.01276 | 892.0889 | 0.00531
| 905.8274 | -0.00057827 | 905.5842 | -5.2495e-05 | 682.9959 | 0 | 905.8274 | -0.00062311 | 905.5842 | -0.0013408 | 895.8055 | 0 | 905.5842 | -0.0019081 | 684.7037 | 2.6961e-05 | 905.8274 | 0 | 892.3237 | -0.0017463 | 905.8274 | 0 | 905.8274 | 0 | 905.8274 | 0 | 905.8274 | 0 | 684.7037 | 2.6091e-05 | 905.8274 | 0 | 905.5842 | -0.00141 | 1012.2794 | 0.00735 | 905.5842 | -0.008061 | 1012.3076 | 0 | 1012.2794 | 0.0127 | 892.3237 | -0.00061484
| 906.0685 | 9.1883e-06 | 905.825 | -0.00022835 | 683.1203 | 0.00149 | 906.0685 | 0.00050466 | 905.825 | 0.0010164 | 896.0444 | 0 | 905.825 | 0.0014165 | 684.8243 | 1.2836e-05 | 906.0685 | 0.0014583 | 892.5586 | 0.0011383 | 906.0685 | 0.0010777 | 906.0685 | 0.0007949 | 906.0685 | 8.7965e-05 | 906.0685 | 0.0015082 | 684.8243 | 1.3045e-05 | 906.0685 | 0.00021614 | 905.825 | 0.00239 | 1012.448 | 0.00695 | 905.825 | -0.0048641 | 1012.4775 | 5.0004e-05 | 1012.448 | 0.01236 | 892.5586 | 0.00564
| 906.3096 | -7.992e-05 | 906.0658 | -0.00034986 | 683.2448 | 0 | 906.3096 | -0.00032435 | 906.0658 | -0.0019995 | 896.2833 | 0 | 906.0658 | -0.0020632 | 684.945 | 2.6815e-05 | 906.3097 | 0 | 892.7934 | -0.0021639 | 906.3097 | 0 | 906.3096 | 0 | 906.3097 | 0 | 906.3097 | 0 | 684.945 | 2.4806e-05 | 906.3096 | 0 | 906.0658 | -0.00094757 | 1012.6166 | 0.00585 | 906.0658 | -0.00068839 | 1012.6473 | 0 | 1012.6166 | 0.01225 | 892.7934 | 0.00219
| 906.5508 | 0.00058964 | 906.3067 | -5.8644e-06 | 683.3692 | 0.00081498 | 906.5508 | 0.00034258 | 906.3067 | 0.00096919 | 896.5222 | 0 | 906.3067 | 0.0010406 | 685.0657 | 1.4113e-05 | 906.5508 | 8.9859e-05 | 893.0282 | 0.0024587 | 906.5508 | 0.0015173 | 906.5508 | 0.0010913 | 906.5508 | 0.00074887 | 906.5508 | 0.0021287 | 685.0657 | 1.1761e-05 | 906.5508 | 0.00033475 | 906.3067 | 0.00257 | 1012.7852 | 0.00742 | 906.3067 | -0.00036837 | 1012.8172 | 8.9995e-05 | 1012.7852 | 0.01204 | 893.0282 | 0.00587
| 906.792 | -0.00084812 | 906.5476 | -0.00099231 | 683.4937 | 0 | 906.792 | -0.00085151 | 906.5476 | -0.0036572 | 896.7612 | 0 | 906.5476 | -0.0018693 | 685.1864 | 2.8159e-05 | 906.792 | 0 | 893.2631 | -0.002453 | 906.792 | 0 | 906.792 | 0 | 906.792 | 0 | 906.792 | 0 | 685.1864 | 2.4169e-05 | 906.792 | 0 | 906.5476 | -0.0025 | 1012.9537 | 0.00622 | 906.5476 | -0.0062263 | 1012.9871 | 0 | 1012.9537 | 0.01214 | 893.2631 | 0.00389
| 907.0331 | 0.00069812 | 906.7884 | -0.00019805 | 683.6182 | 0.00134 | 907.0331 | 0.00042515 | 906.7884 | 0.00095769 | 897.0001 | 0 | 906.7884 | 0.0012502 | 685.3071 | 1.4035e-05 | 907.0331 | 0.0012566 | 893.4979 | -0.00088714 | 907.0331 | 0 | 907.0331 | 0.00010027 | 907.0331 | 0.00092085 | 907.0331 | 0.0018699 | 685.3071 | 1.2408e-05 | 907.0331 | 0.00022265 | 906.7884 | 0.00274 | 1013.1223 | 0.006 | 906.7884 | 0.0032397 | 1013.157 | 6.9993e-05 | 1013.1223 | 0.01195 | 893.4979 | 0.00559
| 907.2743 | -0.0002281 | 907.0293 | -0.00092169 | 683.7427 | 0 | 907.2743 | -0.00046261 | 907.0293 | -0.0032276 | 897.239 | 0 | 907.0293 | -0.002085 | 685.4278 | 2.7219e-05 | 907.2743 | 0 | 893.7327 | -0.00068985 | 907.2743 | 0 | 907.2743 | 0 | 907.2743 | 0 | 907.2743 | 0 | 685.4278 | 2.7375e-05 | 907.2743 | 0 | 907.0293 | -0.00251 | 1013.2908 | 0.00575 | 907.0293 | -0.0055287 | 1013.3269 | 0 | 1013.2908 | 0.01196 | 893.7327 | 0.00209
| 907.5155 | 0.00051674 | 907.2702 | 0.00019698 | 683.8672 | 0.00098839 | 907.5155 | -0.00010491 | 907.2702 | 0.00014222 | 897.4779 | 0 | 907.2702 | 0.0017235 | 685.5485 | 1.343e-05 | 907.5155 | 0.0015536 | 893.9676 | 0.0023904 | 907.5155 | 0.0041734 | 907.5155 | 0.0012183 | 907.5155 | 0.0016699 | 907.5155 | 0.0017551 | 685.5485 | 1.4967e-05 | 907.5155 | 0.0002768 | 907.2702 | 0.00124 | 1013.4594 | 0.00594 | 907.2702 | 0.0030161 | 1013.4968 | 5.0004e-05 | 1013.4594 | 0.0117 | 893.9676 | 0.00582
| 907.7567 | -0.00065779 | 907.511 | -0.00051258 | 683.9918 | 0 | 907.7567 | -0.00013633 | 907.511 | -0.0015369 | 897.7169 | 0 | 907.511 | -0.0021104 | 685.6692 | 2.8608e-05 | 907.7567 | 0 | 894.2025 | 0.005225 | 907.7567 | 0 | 907.7567 | 0 | 907.7567 | 0 | 907.7567 | 0 | 685.6692 | 2.866e-05 | 907.7567 | 0 | 907.511 | -0.00228 | 1013.628 | 0.00591 | 907.511 | -0.0044032 | 1013.6667 | 0 | 1013.628 | 0.0118 | 894.2024 | 0.00195
| 907.9979 | -0.00023516 | 907.7519 | -0.00060913 | 684.1163 | 0.00151 | 907.9979 | -0.00031157 | 907.7519 | 5.2562e-05 | 897.9558 | 0 | 907.7519 | 0.0014244 | 685.7899 | 1.5513e-05 | 907.9979 | 0.0021017 | 894.4373 | -0.00037592 | 907.9979 | 0.0024033 | 907.9979 | 0.00082158 | 907.9979 | 0.0019343 | 907.9979 | 0.0024062 | 685.7899 | 1.3682e-05 | 907.9979 | 0.00031396 | 907.7519 | 0.00225 | 1013.7966 | 0.00691 | 907.7519 | 2.4343e-05 | 1013.8366 | 3.0002e-05 | 1013.7966 | 0.01156 | 894.4373 | 0.00742
| 908.2391 | -0.00018429 | 907.9928 | -0.00071815 | 684.2408 | 0 | 908.2391 | -0.00059973 | 907.9928 | -0.00060085 | 898.1948 | 0 | 907.9928 | -0.0026105 | 685.9105 | 3.1867e-05 | 908.2391 | 0 | 894.6722 | -0.00065722 | 908.2391 | 0 | 908.2391 | 0 | 908.2391 | 0 | 908.2391 | 0 | 685.9105 | 2.866e-05 | 908.2391 | 0 | 907.9928 | -0.00256 | 1013.9651 | 0.00765 | 907.9928 | 0.0024065 | 1014.0065 | 0 | 1013.9651 | 0.01171 | 894.6722 | 0.00502
| 908.4803 | 0.00062571 | 908.2337 | 2.7286e-05 | 684.3654 | 0.00098839 | 908.4803 | 0.00019088 | 908.2337 | -0.00019119 | 898.4337 | 0 | 908.2337 | 0.0012894 | 686.0312 | 1.669e-05 | 908.4803 | 0.0015276 | 894.907 | 0.00091462 | 908.4803 | 0.0031472 | 908.4803 | 0.00098918 | 908.4803 | 0.0012682 | 908.4803 | 0.0025699 | 686.0312 | 1.4967e-05 | 908.4803 | 0.00041109 | 908.2337 | 0.00096736 | 1014.1337 | 0.00522 | 908.2337 | 0.0039125 | 1014.1764 | 6.9993e-05 | 1014.1337 | 0.01136 | 894.907 | 0.00419
| 908.7215 | -1.1022e-05 | 908.4746 | -0.00074417 | 684.49 | 0 | 908.7215 | -0.00058444 | 908.4746 | -0.0032927 | 898.6727 | 0 | 908.4746 | -0.0024823 | 686.1519 | 3.1553e-05 | 908.7215 | 0 | 895.1419 | -0.0014614 | 908.7215 | 0 | 908.7215 | 0 | 908.7215 | 0 | 908.7215 | 0 | 686.1519 | 2.7057e-05 | 908.7215 | 0 | 908.4746 | -0.0014 | 1014.3023 | 0.00626 | 908.4746 | -0.0019069 | 1014.3463 | 0 | 1014.3023 | 0.01149 | 895.1419 | 0.00415
| 908.9628 | 0.00047172 | 908.7156 | 0.00058955 | 684.6145 | 5.2025e-05 | 908.9628 | -0.00044784 | 908.7156 | 5.692e-05 | 898.9117 | 0 | 908.7156 | 0.0013789 | 686.2726 | 1.4976e-05 | 908.9627 | 0.00030624 | 895.3768 | 0.0044826 | 908.9627 | 0.001908 | 908.9628 | 0.0019657 | 908.9627 | 0.0025267 | 908.9627 | 0.0028378 | 686.2726 | 1.2298e-05 | 908.9628 | 0.00031452 | 908.7156 | 0.00133 | 1014.4709 | 0.0061 | 908.7156 | 0.0039079 | 1014.5162 | 6.9993e-05 | 1014.4709 | 0.01109 | 895.3768 | 0.00364
| 909.204 | -2.8903e-05 | 908.9565 | -0.0010559 | 684.7391 | 0 | 909.204 | -0.00037899 | 908.9565 | -0.0035051 | 899.1506 | 0 | 908.9565 | -0.0026922 | 686.3933 | 2.9055e-05 | 909.204 | 0 | 895.6117 | -0.0016729 | 909.204 | 0 | 909.204 | 0 | 909.204 | 0 | 909.204 | 0 | 686.3933 | 2.149e-05 | 909.204 | 0 | 908.9565 | -0.00331 | 1014.6394 | 0.00564 | 908.9565 | -0.004681 | 1014.6861 | 0 | 1014.6394 | 0.01108 | 895.6117 | 0.00226
| 909.4452 | 0.00042458 | 909.1974 | -0.00076251 | 684.8637 | 0.00253 | 909.4452 | 4.67e-05 | 909.1974 | 0.0015248 | 899.3896 | 0 | 909.1974 | 0.0010842 | 686.514 | 1.4113e-05 | 909.4452 | 0.0020121 | 895.8466 | 0.0074347 | 909.4452 | 0.0013133 | 909.4452 | 0.00069344 | 909.4452 | 0.00069039 | 909.4452 | 0.0017415 | 686.514 | 9.6192e-06 | 909.4452 | 0.00025041 | 909.1974 | 0.00134 | 1014.808 | 0.00705 | 909.1974 | 0.0046231 | 1014.856 | 6.9993e-05 | 1014.808 | 0.011 | 895.8466 | 0.0066
| 909.6865 | 7.5275e-05 | 909.4383 | -0.00071556 | 684.9883 | 0 | 909.6865 | -0.00049349 | 909.4383 | -0.0040027 | 899.6287 | 0 | 909.4383 | -0.0023953 | 686.6347 | 2.7846e-05 | 909.6865 | 0 | 896.0815 | -0.0010962 | 909.6865 | 0 | 909.6865 | 0 | 909.6865 | 0 | 909.6865 | 0 | 686.6347 | 2.1171e-05 | 909.6865 | 0 | 909.4383 | -0.00245 | 1014.9766 | 0.00582 | 909.4383 | -0.0048578 | 1015.0259 | 0 | 1014.9766 | 0.01115 | 896.0815 | -0.00010038
| 909.9277 | 0.0010227 | 909.6793 | -3.6944e-06 | 685.1129 | 0.00048552 | 909.9277 | -0.00015841 | 909.6793 | -0.00028281 | 899.8677 | 0 | 909.6793 | 0.0018002 | 686.7554 | 1.3867e-05 | 909.9277 | 0.0010467 | 896.3164 | -0.0021859 | 909.9277 | 0.0025559 | 909.9277 | 0.0012397 | 909.9277 | 0.0025763 | 909.9277 | 0.0028268 | 686.7554 | 1.198e-05 | 909.9277 | 0.00038133 | 909.6793 | 0.00133 | 1015.1451 | 0.00598 | 909.6793 | 0.0021978 | 1015.1958 | 6.9993e-05 | 1015.1451 | 0.0112 | 896.3164 | 0.00609
| 910.169 | 0.00021069 | 909.9202 | -0.00093396 | 685.2376 | 0 | 910.169 | -0.0011503 | 909.9202 | -0.0023791 | 900.1067 | 0 | 909.9202 | -0.0025838 | 686.8762 | 2.798e-05 | 910.169 | 0 | 896.5513 | 0.0021877 | 910.169 | 0 | 910.169 | 0 | 910.169 | 0 | 910.169 | 0 | 686.8762 | 2.3521e-05 | 910.169 | 0 | 909.9202 | -0.00214 | 1015.3137 | 0.00643 | 909.9202 | -0.0071866 | 1015.3657 | 0 | 1015.3137 | 0.01121 | 896.5513 | 0.00348
| 910.4103 | 0.00051455 | 910.1612 | -0.00043031 | 685.3622 | 0.0013 | 910.4103 | -0.000112 | 910.1612 | -0.00042563 | 900.3457 | 0 | 910.1612 | 0.0010997 | 686.9968 | 1.4315e-05 | 910.4102 | 0.00080666 | 896.7863 | 0.0052666 | 910.4102 | 0.0011472 | 910.4103 | 0.00053572 | 910.4102 | 0.0023273 | 910.4102 | 0.0017158 | 686.9968 | 1.1761e-05 | 910.4103 | 0.00026416 | 910.1612 | 0.00060506 | 1015.4823 | 0.00668 | 910.1612 | 0.0014844 | 1015.5356 | 5.0004e-05 | 1015.4823 | 0.01091 | 896.7863 | 0.00466
| 910.6516 | 0.00039499 | 910.4021 | -7.5469e-05 | 685.4868 | 0 | 910.6516 | -0.00069273 | 910.4021 | -0.0019819 | 900.5847 | 0 | 910.4021 | -0.0021704 | 687.1176 | 2.6916e-05 | 910.6515 | 0 | 897.0212 | -0.005511 | 910.6515 | 0 | 910.6516 | 0 | 910.6515 | 0 | 910.6515 | 0 | 687.1176 | 2.2236e-05 | 910.6516 | 0 | 910.4021 | -0.00090422 | 1015.6509 | 0.0057 | 910.4021 | 0.0028292 | 1015.7055 | 0 | 1015.6509 | 0.01093 | 897.0212 | 0.00248
| 910.8928 | 0.0014253 | 910.6431 | 0.00030519 | 685.6115 | 0.00161 | 910.8928 | 8.8803e-05 | 910.6431 | 0.00088483 | 900.8238 | 0 | 910.6431 | 0.001391 | 687.2383 | 1.2825e-05 | 910.8928 | 0.0025122 | 897.2562 | 0.0017134 | 910.8928 | 0.0033319 | 910.8928 | 0.0014916 | 910.8928 | 7.7532e-05 | 910.8928 | 0.002475 | 687.2383 | 1.0476e-05 | 910.8928 | 0.00034181 | 910.6431 | 0.00209 | 1015.8194 | 0.00543 | 910.6431 | 0.0057373 | 1015.8755 | 6.9993e-05 | 1015.8194 | 0.01057 | 897.2562 | 0.0027
| 911.1341 | 3.6216e-05 | 910.8841 | -0.00026357 | 685.7362 | 0 | 911.1341 | -0.00026723 | 910.8841 | -0.0038378 | 901.0628 | 0 | 910.8841 | -0.0024502 | 687.359 | 2.7431e-05 | 911.1341 | 0 | 897.4911 | -0.0028261 | 911.1341 | 0 | 911.1341 | 0 | 911.1341 | 0 | 911.1341 | 0 | 687.359 | 2.0962e-05 | 911.1341 | 0 | 910.8841 | -0.00238 | 1015.988 | 0.00563 | 910.8841 | -0.0074803 | 1016.0454 | 0 | 1015.988 | 0.01083 | 897.4911 | 0.00107
| 911.3754 | 0.00031954 | 911.125 | -0.00082191 | 685.8608 | 0.0026 | 911.3754 | -0.00033854 | 911.125 | 0.0018821 | 901.3019 | 0 | 911.125 | 0.0010984 | 687.4797 | 1.4785e-05 | 911.3754 | 0.0015964 | 897.7261 | 0.0009087 | 911.3754 | 0.0020586 | 911.3754 | 0.0002879 | 911.3754 | 0.0027621 | 911.3754 | 0.0015565 | 687.4797 | 1.0476e-05 | 911.3754 | 0.00026774 | 911.125 | 0.00166 | 1016.1566 | 0.00624 | 911.125 | 0.0045423 | 1016.2153 | 6.9993e-05 | 1016.1566 | 0.01042 | 897.7261 | 0.00423
| 911.6167 | -0.00055946 | 911.366 | -0.00075959 | 685.9855 | 0 | 911.6167 | -0.00032066 | 911.366 | -0.0046676 | 901.541 | 0 | 911.366 | -0.0024717 | 687.6004 | 2.8999e-05 | 911.6167 | 0 | 897.9611 | 0.002074 | 911.6167 | 0 | 911.6167 | 0 | 911.6167 | 0 | 911.6167 | 0 | 687.6004 | 2.0534e-05 | 911.6167 | 0 | 911.366 | -0.00167 | 1016.3252 | 0.00454 | 911.366 | -0.0035792 | 1016.3852 | 0 | 1016.3252 | 0.01054 | 897.9611 | 0.00354
| 911.858 | 1.3371e-05 | 911.607 | -0.0010134 | 686.1102 | 0.00074563 | 911.858 | -0.00044003 | 911.607 | 0.00082081 | 901.78 | 0 | 911.607 | 0.0010108 | 687.7211 | 1.4293e-05 | 911.858 | 0.0010338 | 898.196 | 0.0020107 | 911.858 | 0.0024807 | 911.858 | 0.0011901 | 911.858 | 0.0019986 | 911.858 | 0.0016763 | 687.7211 | 1.0047e-05 | 911.858 | 0.00037181 | 911.607 | 0.00124 | 1016.4937 | 0.00767 | 911.607 | 0.0018963 | 1016.5551 | 6.9993e-05 | 1016.4937 | 0.0101 | 898.196 | 0.00327
| 912.0994 | -0.00055592 | 911.848 | 0.00017725 | 686.2349 | 0 | 912.0994 | -0.00061903 | 911.848 | -0.0021958 | 902.0191 | 0 | 911.848 | -0.0017443 | 687.8418 | 2.835e-05 | 912.0993 | 0 | 898.431 | 0.0019075 | 912.0993 | 0.00021524 | 912.0994 | 0 | 912.0993 | 0 | 912.0993 | 0 | 687.8418 | 2.3093e-05 | 912.0994 | 0 | 911.848 | -0.00136 | 1016.6623 | 0.00508 | 911.848 | 0.0001712 | 1016.7251 | 0 | 1016.6623 | 0.01035 | 898.431 | 0.00113
| 912.3406 | 0.00065941 | 912.089 | 0.00012785 | 686.3596 | 0.00248 | 912.3406 | 0.00012224 | 912.089 | 0.0012933 | 902.2582 | 0 | 912.089 | 0.0014412 | 687.9626 | 1.4315e-05 | 912.3407 | 0.0018587 | 898.666 | 0.0019734 | 912.3407 | 0.001099 | 912.3406 | 0.00061076 | 912.3407 | 0.0018621 | 912.3407 | 0.0018834 | 687.9626 | 1.3045e-05 | 912.3406 | 0.0004407 | 912.089 | 0.00203 | 1016.8309 | 0.00445 | 912.089 | 0.00097142 | 1016.895 | 8.9995e-05 | 1016.8309 | 0.01019 | 898.6659 | 0.00651
| 912.582 | -0.0004049 | 912.33 | -0.0017662 | 686.4844 | 0 | 912.582 | -0.00076925 | 912.33 | -0.00424 | 902.4973 | 0 | 912.33 | -0.0022795 | 688.0833 | 2.9515e-05 | 912.582 | 0 | 898.9009 | -0.0013844 | 912.582 | 0 | 912.582 | 0 | 912.582 | 0 | 912.582 | 0 | 688.0833 | 2.5454e-05 | 912.582 | 0 | 912.33 | -0.00185 | 1016.9995 | 0.00693 | 912.33 | 0.00023949 | 1017.0649 | 0 | 1016.9995 | 0.01056 | 898.9009 | 0.00261
| 912.8234 | 0.0005794 | 912.571 | 0.00097237 | 686.6091 | 0.00168 | 912.8234 | -3.288e-05 | 912.571 | 0.0011372 | 902.7363 | 0 | 912.571 | 0.0017297 | 688.204 | 1.5413e-05 | 912.8233 | 0.0018813 | 899.1359 | 0.0016743 | 912.8233 | 0.0027732 | 912.8234 | 0.0014639 | 912.8233 | 0.0036074 | 912.8233 | 0.0015707 | 688.204 | 1.3254e-05 | 912.8234 | 0.0002578 | 912.571 | 0.0044 | 1017.168 | 0.00575 | 912.571 | 0.0047967 | 1017.2349 | 8.9995e-05 | 1017.168 | 0.01021 | 899.1359 | 0.00519
| 913.0647 | -0.00050109 | 912.812 | -0.000854 | 686.7339 | 0 | 913.0647 | -0.0014347 | 912.812 | -0.0036546 | 902.9755 | 0 | 912.812 | -0.0026453 | 688.3247 | 2.9358e-05 | 913.0647 | 0 | 899.3709 | -0.0021955 | 913.0647 | 0 | 913.0647 | 0 | 913.0647 | 0 | 913.0647 | 0 | 688.3247 | 2.6299e-05 | 913.0647 | 0 | 912.812 | -0.00214 | 1017.3366 | 0.00752 | 912.812 | -0.0028544 | 1017.4048 | 0 | 1017.3366 | 0.01028 | 899.3709 | 0.00464
| 913.306 | 0.00053919 | 913.0531 | -0.00028823 | 686.8586 | 0.00184 | 913.306 | -9.5181e-05 | 913.0531 | -0.0012305 | 903.2146 | 0 | 913.0531 | 0.0011422 | 688.4454 | 1.4348e-05 | 913.306 | 0.0014834 | 899.606 | 0.0049181 | 913.306 | 0.0030433 | 913.306 | 0 | 913.306 | 0.00024045 | 913.306 | 0.0024786 | 688.4454 | 1.3902e-05 | 913.306 | 0.0002862 | 913.053 | 0.00145 | 1017.5052 | 0.00561 | 913.0531 | -0.0012804 | 1017.5747 | 3.0002e-05 | 1017.5052 | 0.00997 | 899.606 | 0.00409
| 913.5474 | -0.00048186 | 913.2941 | -0.0014341 | 686.9834 | 0 | 913.5474 | -0.0012457 | 913.2941 | -0.0022793 | 903.4537 | 0 | 913.2941 | -0.0027966 | 688.5662 | 2.9044e-05 | 913.5474 | 0 | 899.8409 | -0.0073194 | 913.5474 | 0 | 913.5474 | 0 | 913.5474 | 0 | 913.5474 | 0 | 688.5662 | 2.5454e-05 | 913.5474 | 0 | 913.2941 | -0.0024 | 1017.6738 | 0.00668 | 913.2941 | -0.004823 | 1017.7446 | 0 | 1017.6738 | 0.01024 | 899.8409 | 0.00315
| 913.7888 | 0.0012272 | 913.5351 | 0.00040532 | 687.1082 | 0.00079764 | 913.7888 | 0.00031264 | 913.5351 | 0.00057924 | 903.6928 | 0 | 913.5351 | 0.0014561 | 688.6869 | 1.4897e-05 | 913.7888 | 0.0025934 | 900.076 | -0.00022224 | 913.7888 | 0.0017273 | 913.7888 | 0.0014129 | 913.7888 | 0.0027167 | 913.7888 | 0.0018221 | 688.6869 | 1.2408e-05 | 913.7888 | 0.00027456 | 913.5351 | 0.00169 | 1017.8423 | 0.00688 | 913.5351 | -0.0032588 | 1017.9146 | 5.0004e-05 | 1017.8423 | 0.00986 | 900.076 | 0.00448
| 914.0302 | -0.00090575 | 913.7762 | -9.2514e-05 | 687.233 | 0 | 914.0302 | -0.0015444 | 913.7762 | -0.0023277 | 903.9319 | 0 | 913.7762 | -0.00247 | 688.8076 | 2.9761e-05 | 914.0302 | 0 | 900.311 | 0 | 914.0302 | 0 | 914.0302 | 0 | 914.0302 | 0 | 914.0302 | 0 | 688.8076 | 2.6091e-05 | 914.0302 | 0 | 913.7762 | -0.00196 | 1018.0109 | 0.00471 | 913.7762 | -0.005373 | 1018.0845 | 0 | 1018.0109 | 0.00992 | 900.311 | 0
| 914.2715 | 0.00086214 | 914.0172 | 0.00058302 | 687.3578 | 0.00168 | 914.2715 | 0.00024369 | 914.0172 | 0.00095305 | 904.1711 | 0 | 914.0172 | 0.0016285 | 688.9283 | 1.5054e-05 | 914.2715 | 0.0015259 | 900.546 | 0 | 914.2715 | 0.0019651 | 914.2715 | 0.00182 | 914.2715 | 0.0033515 | 914.2715 | 0.0024255 | 688.9283 | 1.5186e-05 | 914.2716 | 0.00050408 | 914.0172 | 0.00271 | 1018.1795 | 0.00733 | 914.0172 | 0.0012715 | 1018.2545 | 6.9993e-05 | 1018.1795 | 0.00953 | 900.546 | 0
| 914.5129 | 5.995e-05 | 914.2583 | -0.00068755 | 687.4826 | 0 | 914.5129 | -0.00052977 | 914.2583 | -0.0035671 | 904.4103 | 0 | 914.2583 | -0.0023865 | 689.0491 | 2.7644e-05 | 914.5129 | 0 | 900.7811 | 0 | 914.5129 | 0 | 914.5129 | 0 | 914.5129 | 0 | 914.5129 | 0 | 689.0491 | 2.7156e-05 | 914.5129 | 0 | 914.2583 | -0.0038 | 1018.3481 | 0.00566 | 914.2583 | -0.001621 | 1018.4244 | 0 | 1018.3481 | 0.00972 | 900.7811 | 0
| 914.7543 | 0.00099715 | 914.4993 | 1.8253e-05 | 687.6074 | 0.00265 | 914.7543 | -0.00010813 | 914.4993 | 0.00024738 | 904.6494 | 0 | 914.4993 | 0.0013848 | 689.1698 | 1.2646e-05 | 914.7543 | 0.00084018 | 901.0161 | 0 | 914.7543 | 0.0024638 | 914.7543 | 0.0014132 | 914.7543 | 0.00084134 | 914.7543 | 0.0021285 | 689.1698 | 1.3474e-05 | 914.7543 | 0.0002619 | 914.4993 | 0.00385 | 1018.5166 | 0.00614 | 914.4993 | 0.0088725 | 1018.5944 | 5.0004e-05 | 1018.5166 | 0.00934 | 901.0161 | 0
| 914.9957 | -0.00058114 | 914.7404 | -0.00059653 | 687.7322 | 0 | 914.9957 | -0.00055311 | 914.7404 | -0.0026648 | 904.8885 | 0 | 914.7404 | -0.0026375 | 689.2905 | 2.8708e-05 | 914.9957 | 0 | 901.2512 | 0 | 914.9957 | 0 | 914.9957 | 0 | 914.9957 | 0 | 914.9957 | 0.00033718 | 689.2905 | 2.3093e-05 | 914.9957 | 0 | 914.7404 | -5.3494e-05 | 1018.6852 | 0.00469 | 914.7404 | 0.00078964 | 1018.7643 | 0 | 1018.6852 | 0.00969 | 901.2512 | 0
| 915.2372 | 0.00037531 | 914.9815 | -4.5262e-05 | 687.8571 | 0.00132 | 915.2372 | 0.00010456 | 914.9815 | 0.00082032 | 905.1277 | 0 | 914.9815 | 0.0010429 | 689.4113 | 1.6118e-05 | 915.2372 | 0.0016003 | 901.4863 | 0 | 915.2372 | 0.0031024 | 915.2372 | 0.0010736 | 915.2372 | 0.0023569 | 915.2372 | 0.002265 | 689.4113 | 1.1124e-05 | 915.2372 | 0.00035186 | 914.9815 | 0.00252 | 1018.8538 | 0.00681 | 914.9815 | 0.0023431 | 1018.9343 | 5.0004e-05 | 1018.8538 | 0.00941 | 901.4863 | 0
| 915.4786 | 0.00030966 | 915.2225 | 9.4726e-05 | 687.9819 | 0 | 915.4786 | -0.00083369 | 915.2225 | -0.0016277 | 905.3669 | 0 | 915.2225 | -0.0020861 | 689.532 | 3.0881e-05 | 915.4786 | 0 | 901.7213 | 0 | 915.4786 | 0 | 915.4786 | 0 | 915.4786 | 0 | 915.4786 | 0 | 689.532 | 2.4696e-05 | 915.4786 | 0 | 915.2225 | -0.00213 | 1019.0224 | 0.00506 | 915.2225 | 0.00020328 | 1019.1042 | 0 | 1019.0224 | 0.00971 | 901.7213 | 0
| 915.72 | -1.1584e-05 | 915.4636 | 0.00032618 | 688.1068 | 0.00179 | 915.72 | 0.00066187 | 915.4636 | 0.00096184 | 905.6061 | 0 | 915.4636 | 0.0013831 | 689.6527 | 1.4841e-05 | 915.72 | 0.0026324 | 901.9564 | 0 | 915.72 | 0.0020477 | 915.72 | 0.0015074 | 915.72 | 0.0015104 | 915.72 | 0.0026939 | 689.6527 | 1.3792e-05 | 915.72 | 0.00046491 | 915.4636 | 0.00229 | 1019.191 | 0.0064 | 915.4636 | 0.0035375 | 1019.2742 | 5.0004e-05 | 1019.191 | 0.00934 | 901.9564 | 0
| 915.9614 | -0.00055123 | 915.7047 | -0.00112 | 688.2316 | 0 | 915.9614 | -0.00064567 | 915.7047 | -0.0035854 | 905.8453 | 0 | 915.7047 | -0.0026572 | 689.7735 | 2.8843e-05 | 915.9614 | 0 | 902.1915 | 0 | 915.9614 | 0 | 915.9614 | 0 | 915.9614 | 0 | 915.9614 | 0 | 689.7735 | 2.4268e-05 | 915.9614 | 0 | 915.7047 | -0.00275 | 1019.3595 | 0.00589 | 915.7047 | 0.0028101 | 1019.4441 | 0 | 1019.3595 | 0.00956 | 902.1915 | 0
| 916.2029 | 0.0008819 | 915.9458 | 9.9247e-05 | 688.3565 | 8.6698e-05 | 916.2029 | -3.161e-05 | 915.9458 | 0.00046115 | 906.0845 | 0 | 915.9458 | 0.0012554 | 689.8942 | 1.4057e-05 | 916.2029 | 0.00082768 | 902.4266 | 0 | 916.2029 | 0.00025732 | 916.2029 | 0.0011762 | 916.2029 | 0.0017211 | 916.2029 | 0.0039072 | 689.8942 | 1.0695e-05 | 916.2029 | 0.00029324 | 915.9458 | 0.00090872 | 1019.5281 | 0.00549 | 915.9458 | 0.0050893 | 1019.6141 | 5.0004e-05 | 1019.5281 | 0.00907 | 902.4266 | 0
| 916.4443 | -6.5812e-05 | 916.1869 | -0.0012045 | 688.4814 | 0 | 916.4443 | -0.00054934 | 916.1869 | -0.0033832 | 906.3237 | 0 | 916.1869 | -0.0029183 | 690.015 | 2.7846e-05 | 916.4443 | 0 | 902.6616 | 0 | 916.4443 | 0 | 916.4443 | 0 | 916.4443 | 0 | 916.4443 | 0 | 690.015 | 2.4806e-05 | 916.4443 | 0 | 916.1869 | -0.00307 | 1019.6967 | 0.00462 | 916.1869 | 0.0033973 | 1019.784 | 0 | 1019.6967 | 0.00929 | 902.6616 | 0
| 916.6858 | 0.0014929 | 916.428 | -0.00081478 | 688.6063 | 0.00090168 | 916.6858 | -0.00011129 | 916.428 | 0.0009121 | 906.5629 | 0 | 916.428 | 0.00086186 | 690.1357 | 1.3844e-05 | 916.6858 | 0.0021758 | 902.8967 | 0 | 916.6858 | 0.00058035 | 916.6858 | 0.00026982 | 916.6858 | 0.00045338 | 916.6858 | 0.0029495 | 690.1357 | 1.433e-05 | 916.6858 | 0.00039896 | 916.428 | 0.00041114 | 1019.8653 | 0.00473 | 916.428 | 0.00029055 | 1019.954 | 6.9993e-05 | 1019.8653 | 0.009 | 902.8967 | 0
| 916.9272 | -0.00063863 | 916.6692 | -0.00047334 | 688.7313 | 0 | 916.9272 | -0.00045254 | 916.6692 | -0.0041079 | 906.8022 | 0 | 916.6692 | -0.0020469 | 690.2564 | 2.7801e-05 | 916.9273 | 0 | 903.1318 | 0 | 916.9273 | 0 | 916.9272 | 0 | 916.9273 | 0 | 916.9273 | 0 | 690.2564 | 2.4806e-05 | 916.9272 | 0 | 916.6691 | -0.00189 | 1020.0338 | 0.00552 | 916.6692 | -0.0044921 | 1020.124 | 0 | 1020.0338 | 0.00927 | 903.1318 | 0
| 917.1688 | 3.5305e-05 | 916.9103 | 6.3649e-05 | 688.8562 | 0.00097105 | 917.1688 | 0.00018437 | 916.9103 | 0.0014568 | 907.0414 | 0 | 916.9103 | 0.001192 | 690.3772 | 1.408e-05 | 917.1687 | 0.0024036 | 903.3669 | 0 | 917.1687 | 0.0023153 | 917.1688 | 0.0011273 | 917.1687 | 0.0023666 | 917.1687 | 0.0027558 | 690.3772 | 1.0695e-05 | 917.1688 | 0.00023602 | 916.9103 | 0.0011 | 1020.2024 | 0.00596 | 916.9103 | 0.0028141 | 1020.2939 | 0.00011 | 1020.2024 | 0.00874 | 903.3669 | 0
| 917.4102 | -0.00062621 | 917.1514 | -0.00081915 | 688.9811 | 0 | 917.4102 | -0.00072858 | 917.1514 | -0.0028309 | 907.2806 | 0 | 917.1514 | -0.0024446 | 690.4979 | 2.8899e-05 | 917.4102 | 0 | 903.6021 | 0 | 917.4102 | 0 | 917.4102 | 0 | 917.4102 | 0 | 917.4102 | 0 | 690.4979 | 2.1808e-05 | 917.4102 | 0 | 917.1514 | -0.00405 | 1020.371 | 0.00589 | 917.1514 | 0.00050387 | 1020.4639 | 0 | 1020.371 | 0.00865 | 903.6021 | 0
| 917.6517 | 0.00044433 | 917.3925 | 0.0008607 | 689.106 | 0.0014 | 917.6517 | 0.00054066 | 917.3925 | 0.00052016 | 907.5199 | 0 | 917.3925 | 0.001517 | 690.6187 | 1.4942e-05 | 917.6517 | 0.0014531 | 903.8372 | 0 | 917.6517 | 0.0027377 | 917.6517 | 0.0022956 | 917.6517 | 0.0030002 | 917.6517 | 0.0019186 | 690.6187 | 1.1332e-05 | 917.6517 | 0.0006318 | 917.3925 | 0.00285 | 1020.5396 | 0.00765 | 917.3925 | 0.0059323 | 1020.6339 | 3.0002e-05 | 1020.5396 | 0.00842 | 903.8372 | 0
| 917.8932 | 0.00023999 | 917.6337 | -0.001015 | 689.231 | 0 | 917.8932 | -0.00029031 | 917.6337 | -0.0049187 | 907.7592 | 0 | 917.6337 | -0.0030242 | 690.7394 | 2.8271e-05 | 917.8932 | 0 | 904.0723 | 0 | 917.8932 | 0 | 917.8932 | 0 | 917.8932 | 0 | 917.8932 | 0 | 690.7394 | 2.149e-05 | 917.8932 | 0 | 917.6337 | -0.00182 | 1020.7082 | 0.0068 | 917.6337 | -0.0031951 | 1020.8038 | 0 | 1020.7082 | 0.00866 | 904.0723 | 0
| 918.1347 | 0.00053718 | 917.8748 | -0.00066915 | 689.356 | 0.00199 | 918.1347 | 6.4845e-05 | 917.8748 | 0.00045897 | 907.9984 | 0 | 917.8748 | 0.0010176 | 690.8602 | 1.3486e-05 | 918.1347 | 9.8882e-06 | 904.3075 | 0 | 918.1347 | 0.00059029 | 918.1347 | 0 | 918.1347 | 0.00037672 | 918.1347 | 0.0024395 | 690.8602 | 1.0377e-05 | 918.1347 | 0.00020149 | 917.8748 | 2.9287e-05 | 1020.8767 | 0.00825 | 917.8748 | -0.0051194 | 1020.9738 | 8.9995e-05 | 1020.8767 | 0.00866 | 904.3075 | 0
| 918.3762 | -6.1714e-05 | 918.116 | -0.0010095 | 689.481 | 0 | 918.3762 | -0.00033064 | 918.116 | -0.003097 | 908.2377 | 0 | 918.116 | -0.003172 | 690.9809 | 2.7689e-05 | 918.3762 | 0 | 904.5426 | 0 | 918.3762 | 0 | 918.3762 | 0 | 918.3762 | 0 | 918.3762 | 0 | 690.9809 | 2.0205e-05 | 918.3762 | 0 | 918.116 | -0.00092032 | 1021.0453 | 0.00661 | 918.116 | -0.0038188 | 1021.1438 | 0 | 1021.0453 | 0.00889 | 904.5426 | 0
| 918.6177 | 0.00032418 | 918.3571 | 0.0010388 | 689.6059 | 0.00058956 | 918.6177 | 0.00054408 | 918.3571 | 0.00043609 | 908.4769 | 0 | 918.3571 | 0.0015871 | 691.1017 | 1.4337e-05 | 918.6177 | 0.0034191 | 904.7778 | 0 | 918.6177 | 0.0013652 | 918.6177 | 0.0014494 | 918.6177 | 0.0034355 | 918.6177 | 0.0028912 | 691.1017 | 1.0047e-05 | 918.6177 | 0.0004075 | 918.3571 | 0.00195 | 1021.2139 | 0.0052 | 918.3571 | 0.0035144 | 1021.3138 | 5.0004e-05 | 1021.2139 | 0.00863 | 904.7778 | 0
| 918.8593 | 0.0001952 | 918.5983 | -0.0011891 | 689.7309 | 0 | 918.8593 | -0.00069522 | 918.5983 | -0.0038826 | 908.7162 | 0 | 918.5983 | -0.0027754 | 691.2224 | 2.8999e-05 | 918.8592 | 0 | 905.0129 | 0 | 918.8592 | 0 | 918.8593 | 0 | 918.8592 | 0 | 918.8592 | 0 | 691.2224 | 2.5662e-05 | 918.8592 | 0 | 918.5983 | -0.00205 | 1021.3825 | 0.00506 | 918.5983 | -0.0046064 | 1021.4837 | 0 | 1021.3825 | 0.0088 | 905.0129 | 0
| 919.1008 | 0.00043901 | 918.8395 | -0.00046993 | 689.8559 | 0.00088435 | 919.1008 | 0.00029448 | 918.8395 | 0.0027526 | 908.9555 | 0 | 918.8395 | 0.001365 | 691.3432 | 1.4864e-05 | 919.1008 | 0.0019685 | 905.2481 | 0 | 919.1008 | 0.0012409 | 919.1008 | 0.00083004 | 919.1008 | 0.001486 | 919.1008 | 0.0011118 | 691.3432 | 1.5823e-05 | 919.1008 | 0.00044095 | 918.8395 | 0.00073411 | 1021.5511 | 0.00471 | 918.8395 | 0.00052463 | 1021.6537 | 6.9993e-05 | 1021.5511 | 0.00843 | 905.2481 | 0
| 919.3423 | -0.00066993 | 919.0806 | -0.00091101 | 689.981 | 0 | 919.3423 | -0.00093518 | 919.0806 | -0.0050242 | 909.1948 | 0 | 919.0806 | -0.0023229 | 691.4639 | 3.0333e-05 | 919.3423 | 0 | 905.4833 | 0 | 919.3423 | 0 | 919.3423 | 0 | 919.3423 | 0 | 919.3423 | 0 | 691.4639 | 2.6727e-05 | 919.3423 | 0 | 919.0806 | -0.0032 | 1021.7196 | 0.00798 | 919.0806 | -0.0048864 | 1021.8237 | 0 | 1021.7196 | 0.00874 | 905.4833 | 0
| 919.5839 | 0.00071507 | 919.3218 | 0.00021985 | 690.106 | 0.00179 | 919.5839 | 9.6961e-05 | 919.3218 | -0.00049578 | 909.4341 | 0 | 919.3218 | 0.0014797 | 691.5847 | 1.5782e-05 | 919.5838 | 0.0008564 | 905.7184 | 0 | 919.5838 | 0.0014417 | 919.5839 | 0.00086694 | 919.5838 | 0.0014065 | 919.5838 | 0.0013441 | 691.5847 | 1.1124e-05 | 919.5839 | 0.00022259 | 919.3218 | 0.00221 | 1021.8882 | 0.0063 | 919.3218 | -0.00046627 | 1021.9937 | 5.0004e-05 | 1021.8882 | 0.00838 | 905.7184 | 0
| 919.8254 | 8.5257e-05 | 919.563 | -0.0001011 | 690.231 | 0 | 919.8254 | -0.00058207 | 919.563 | -0.0036607 | 909.6735 | 0 | 919.563 | -0.0025482 | 691.7055 | 3.1116e-05 | 919.8254 | 0 | 905.9536 | 0 | 919.8254 | 0 | 919.8254 | 0 | 919.8254 | 0 | 919.8254 | 5.1715e-05 | 691.7055 | 2.4169e-05 | 919.8254 | 0 | 919.563 | -0.0011 | 1022.0568 | 0.00545 | 919.563 | 0.0045201 | 1022.1637 | 0 | 1022.0568 | 0.00858 | 905.9536 | 0
| 920.067 | 0.00053836 | 919.8042 | -1.7951e-05 | 690.3561 | 0.00128 | 920.067 | 0.00072414 | 919.8042 | 0.0013457 | 909.9128 | 0 | 919.8042 | 0.0013209 | 691.8262 | 1.5592e-05 | 920.067 | 0.0014169 | 906.1888 | 0 | 920.067 | 0.0021645 | 920.067 | 0.0011574 | 920.067 | 0.00085767 | 920.067 | 0.0029022 | 691.8262 | 1.3045e-05 | 920.067 | 0.00023443 | 919.8042 | 0.00278 | 1022.2254 | 0.00666 | 919.8042 | 0.002308 | 1022.3337 | 5.0004e-05 | 1022.2254 | 0.00828 | 906.1888 | 0
| 920.3085 | -0.0005042 | 920.0454 | -0.00077022 | 690.4811 | 0 | 920.3085 | -0.0006828 | 920.0454 | -0.0020132 | 910.1521 | 0 | 920.0454 | -0.0022114 | 691.947 | 3.1195e-05 | 920.3085 | 0 | 906.424 | 0 | 920.3085 | 0 | 920.3085 | 0 | 920.3085 | 0 | 920.3085 | 0 | 691.947 | 2.4806e-05 | 920.3085 | 0 | 920.0454 | -0.00286 | 1022.394 | 0.00656 | 920.0454 | 4.0296e-05 | 1022.5036 | 0 | 1022.394 | 0.00849 | 906.424 | 0
| 920.5501 | 0.00071341 | 920.2866 | 0.00013891 | 690.6062 | 0.00165 | 920.5501 | 0.00035982 | 920.2866 | 0.001881 | 910.3914 | 0 | 920.2866 | 0.0013432 | 692.0677 | 1.5961e-05 | 920.5501 | 0.00025527 | 906.6592 | 0 | 920.5501 | 4.818e-05 | 920.5501 | 0.0010236 | 920.5501 | 0.00030336 | 920.5501 | 0.0036451 | 692.0677 | 1.1761e-05 | 920.5501 | 0.00031579 | 920.2866 | 0.00192 | 1022.5625 | 0.00751 | 920.2866 | 0.0056983 | 1022.6736 | 6.9993e-05 | 1022.5625 | 0.00819 | 906.6592 | 0
| 920.7917 | -0.00067277 | 920.5278 | -0.00050519 | 690.7313 | 0 | 920.7917 | -0.00063437 | 920.5278 | -0.0027872 | 910.6308 | 0 | 920.5278 | -0.0028008 | 692.1885 | 3.1374e-05 | 920.7917 | 0 | 906.8944 | 0 | 920.7917 | 0 | 920.7917 | 0 | 920.7917 | 0 | 920.7917 | 0 | 692.1885 | 2.2884e-05 | 920.7917 | 0 | 920.5278 | -0.00239 | 1022.7311 | 0.0055 | 920.5278 | 0.00070238 | 1022.8436 | 0 | 1022.7311 | 0.00838 | 906.8944 | 0
| 921.0333 | 0.00076438 | 920.769 | -0.0003538 | 690.8564 | 0.0002601 | 921.0333 | -0.0004363 | 920.769 | -0.00084101 | 910.8701 | 0 | 920.769 | 0.00081238 | 692.3093 | 1.567e-05 | 921.0333 | 0.0015627 | 907.1296 | 0 | 921.0333 | 0.0023238 | 921.0333 | 0.00089998 | 921.0333 | 0.00077635 | 921.0333 | 0.0011864 | 692.3093 | 1.1124e-05 | 921.0333 | 0.00036335 | 920.769 | 0.00114 | 1022.8997 | 0.00594 | 920.769 | 0.0050809 | 1023.0136 | 6.9993e-05 | 1022.8997 | 0.00813 | 907.1296 | 0
| 921.2748 | -0.00079119 | 921.0103 | -0.00075488 | 690.9815 | 0 | 921.2748 | -0.00098122 | 921.0103 | -0.0028319 | 911.1095 | 0 | 921.0103 | -0.0026719 | 692.43 | 2.994e-05 | 921.2748 | 0 | 907.3649 | 0 | 921.2748 | 0 | 921.2748 | 0 | 921.2748 | 0 | 921.2748 | 0 | 692.43 | 2.3521e-05 | 921.2748 | 0 | 921.0103 | -0.00232 | 1023.0683 | 0.00598 | 921.0103 | 0.0011302 | 1023.1836 | 0 | 1023.0683 | 0.00823 | 907.3649 | 0
| 921.5164 | 0.00025348 | 921.2515 | -0.00043266 | 691.1066 | 0.00081498 | 921.5164 | -0.00013795 | 921.2515 | 0.0011911 | 911.3489 | 0 | 921.2515 | 0.0015116 | 692.5508 | 1.4528e-05 | 921.5164 | 0.00063485 | 907.6001 | 0 | 921.5164 | 0.0026253 | 921.5164 | 0.001396 | 921.5164 | 0.0015133 | 921.5164 | 0.00072435 | 692.5508 | 1.2408e-05 | 921.5164 | 0.00036163 | 921.2515 | 0.00062503 | 1023.2369 | 0.00605 | 921.2515 | 0.0043409 | 1023.3536 | 6.9993e-05 | 1023.2369 | 0.00775 | 907.6001 | 0
| 921.7581 | -0.00027104 | 921.4927 | -0.00051371 | 691.2317 | 0 | 921.7581 | -0.00072652 | 921.4927 | -0.0047991 | 911.5883 | 0 | 921.4927 | -0.0031183 | 692.6716 | 2.7532e-05 | 921.7581 | 0 | 907.8353 | 0 | 921.7581 | 0 | 921.7581 | 0 | 921.7581 | 0 | 921.7581 | 0 | 692.6716 | 2.5454e-05 | 921.7581 | 0 | 921.4927 | -0.00169 | 1023.4054 | 0.00529 | 921.4927 | 0.0013015 | 1023.5236 | 0 | 1023.4054 | 0.00797 | 907.8353 | 0
| 921.9997 | 0.00046127 | 921.734 | 0.00033947 | 691.3569 | 0.00213 | 921.9997 | 0.00012119 | 921.734 | -0.0007763 | 911.8276 | 0 | 921.734 | 0.0015969 | 692.7923 | 1.315e-05 | 921.9997 | 0.0024997 | 908.0706 | 0 | 921.9997 | 0.0043637 | 921.9997 | 0.002119 | 921.9997 | 0.0024939 | 921.9997 | 0.0030156 | 692.7923 | 1.3045e-05 | 921.9997 | 0.00055597 | 921.734 | 0.00156 | 1023.574 | 0.00673 | 921.734 | 0.0076945 | 1023.6936 | 6.9993e-05 | 1023.574 | 0.0078 | 908.0706 | 0
| 922.2413 | -4.0413e-05 | 921.9752 | -0.0011272 | 691.482 | 0 | 922.2413 | -0.0013851 | 921.9752 | -0.0041203 | 912.067 | 0 | 921.9752 | -0.002287 | 692.9131 | 2.7174e-05 | 922.2413 | 0 | 908.3058 | 0 | 922.2413 | 0 | 922.2413 | 0 | 922.2413 | 0 | 922.2413 | 0 | 692.9131 | 2.4169e-05 | 922.2413 | 0 | 921.9752 | -0.0019 | 1023.7426 | 0.00591 | 921.9752 | -0.0048314 | 1023.8636 | 0 | 1023.7426 | 0.0082 | 908.3058 | 0
| 922.4829 | 0.00061939 | 922.2165 | -0.00034105 | 691.6071 | 0.0016 | 922.4829 | -0.0001822 | 922.2165 | 0.00012094 | 912.3064 | 0 | 922.2165 | 0.0012643 | 693.0339 | 1.4192e-05 | 922.4829 | 0.0021396 | 908.5411 | 0 | 922.4829 | 0.0012978 | 922.4829 | 0.00071833 | 922.4829 | 0.0025473 | 922.4829 | 0.0016526 | 693.0339 | 1.1124e-05 | 922.4829 | 0.00038791 | 922.2165 | 0.00239 | 1023.9112 | 0.00679 | 922.2165 | 0.00078053 | 1024.0336 | 6.9993e-05 | 1023.9112 | 0.008 | 908.5411 | 0
| 922.7245 | 0.00020369 | 922.4577 | -0.00050375 | 691.7323 | 0 | 922.7245 | -0.00011935 | 922.4577 | -0.0022848 | 912.5458 | 0 | 922.4577 | -0.0029092 | 693.1547 | 2.7275e-05 | 922.7246 | 0 | 908.7764 | 0 | 922.7246 | 0 | 922.7245 | 0 | 922.7246 | 0 | 922.7246 | 0 | 693.1547 | 2.4169e-05 | 922.7246 | 0 | 922.4577 | -0.00297 | 1024.0798 | 0.0054 | 922.4577 | -0.0036018 | 1024.2036 | 0 | 1024.0798 | 0.00826 | 908.7764 | 0
| 922.9662 | 0.00055008 | 922.699 | -0.00064336 | 691.8575 | 0.00218 | 922.9662 | -0.00018693 | 922.699 | -0.00070507 | 912.7852 | 0 | 922.699 | 0.0010875 | 693.2754 | 1.3352e-05 | 922.9662 | 0.001212 | 909.0116 | 0 | 922.9662 | 0.00052532 | 922.9662 | 0 | 922.9662 | 0.0015058 | 922.9662 | 0.0023851 | 693.2754 | 1.3045e-05 | 922.9662 | 0.00025854 | 922.699 | 0.00196 | 1024.2484 | 0.00586 | 922.699 | 0.0016136 | 1024.3736 | 6.9993e-05 | 1024.2484 | 0.0081 | 909.0116 | 0
| 923.2078 | -0.00011646 | 922.9403 | -0.00096633 | 691.9827 | 0 | 923.2078 | -0.00026466 | 922.9403 | -0.0032203 | 913.0247 | 0 | 922.9403 | -0.0026311 | 693.3962 | 2.7073e-05 | 923.2079 | 0 | 909.2469 | 0 | 923.2079 | 0 | 923.2078 | 0 | 923.2079 | 0 | 923.2079 | 0 | 693.3962 | 2.8012e-05 | 923.2078 | 0 | 922.9403 | -0.00427 | 1024.4169 | 0.00937 | 922.9403 | -0.0045118 | 1024.5437 | 0 | 1024.4169 | 0.00832 | 909.2469 | 0
| 923.4495 | 0.00016621 | 923.1816 | 0.0001148 | 692.1079 | 0.00165 | 923.4495 | -0.00012791 | 923.1816 | 0.0014332 | 913.264 | 0 | 923.1816 | 0.0018445 | 693.517 | 1.3956e-05 | 923.4495 | 0.0015834 | 909.4822 | 0 | 923.4495 | 0.001567 | 923.4495 | 0 | 923.4495 | 0.0014434 | 923.4495 | 0.0022064 | 693.517 | 1.4967e-05 | 923.4495 | 0.00023688 | 923.1816 | 0.00321 | 1024.5855 | 0.00679 | 923.1816 | 0.0059645 | 1024.7137 | 6.9993e-05 | 1024.5855 | 0.00801 | 909.4822 | 0
| 923.6912 | -0.0005188 | 923.4228 | -0.00069636 | 692.2331 | 0 | 923.6912 | -0.00086931 | 923.4228 | -0.0047461 | 913.5035 | 0 | 923.4228 | -0.0025123 | 693.6378 | 2.751e-05 | 923.6912 | 0 | 909.7175 | 0 | 923.6912 | 0 | 923.6912 | 0 | 923.6912 | 0 | 923.6912 | 0.00044317 | 693.6378 | 2.4806e-05 | 923.6912 | 0 | 923.4229 | -0.00193 | 1024.7541 | 0.00708 | 923.4228 | -0.0020802 | 1024.8837 | 0 | 1024.7541 | 0.00811 | 909.7175 | 0
| 923.9329 | 0.00090328 | 923.6641 | -1.792e-05 | 692.3583 | 0.00102 | 923.9329 | 0.0005378 | 923.6641 | 0.0006735 | 913.7429 | 0 | 923.6641 | 0.0013834 | 693.7586 | 1.371e-05 | 923.9328 | 0 | 909.9528 | 0 | 923.9328 | 0.00074522 | 923.9329 | 0.0014352 | 923.9328 | 0.0015959 | 923.9328 | 0.0022586 | 693.7586 | 9.8388e-06 | 923.9329 | 0.00019532 | 923.6641 | 0.00328 | 1024.9227 | 0.00619 | 923.6641 | 0.0014599 | 1025.0537 | 3.0002e-05 | 1024.9227 | 0.0079 | 909.9528 | 0
| 924.1745 | 6.0079e-05 | 923.9054 | -0.000371 | 692.4835 | 0 | 924.1745 | -0.00086556 | 923.9054 | -0.0036402 | 913.9824 | 0 | 923.9054 | -0.0030676 | 693.8793 | 2.7409e-05 | 924.1745 | 0 | 910.188 | 0 | 924.1745 | 0 | 924.1745 | 0 | 924.1745 | 0 | 924.1745 | 0 | 693.8793 | 1.903e-05 | 924.1745 | 0 | 923.9054 | -0.00105 | 1025.0913 | 0.00601 | 923.9054 | -0.00096797 | 1025.2237 | 0 | 1025.0913 | 0.00815 | 910.188 | 0
| 924.4162 | -0.0003236 | 924.1467 | -0.00030178 | 692.6087 | 0.00187 | 924.4162 | 0.00046572 | 924.1467 | -0.0008211 | 914.2219 | 0 | 924.1467 | 0.001776 | 694.0001 | 1.3766e-05 | 924.4162 | 0.0019803 | 910.4233 | 0 | 924.4162 | 0.0014042 | 924.4162 | 0.00097624 | 924.4162 | 0.002352 | 924.4162 | 0.002318 | 694.0001 | 9.191e-06 | 924.4162 | 0.00035201 | 924.1467 | 0.00194 | 1025.2598 | 0.0067 | 924.1467 | 0.0023063 | 1025.3937 | 8.9995e-05 | 1025.2598 | 0.00789 | 910.4233 | 0
| 924.6579 | -0.00067564 | 924.388 | -0.00093839 | 692.734 | 0 | 924.6579 | -0.0014887 | 924.388 | -0.0018251 | 914.4613 | 0 | 924.388 | -0.0028641 | 694.1209 | 2.8159e-05 | 924.6579 | 0 | 910.6587 | 0 | 924.6579 | 0 | 924.6579 | 0 | 924.6579 | 0 | 924.6579 | 0 | 694.1209 | 2.0315e-05 | 924.6579 | 0 | 924.388 | -0.0026 | 1025.4284 | 0.00471 | 924.388 | 0.001043 | 1025.5637 | 0 | 1025.4284 | 0.00796 | 910.6587 | 0
| 924.8996 | 7.9999e-05 | 924.6294 | -0.00010039 | 692.8593 | 0.00224 | 924.8996 | -0.00021192 | 924.6294 | -0.00092505 | 914.7007 | 0 | 924.6294 | 0.00087071 | 694.2417 | 1.4416e-05 | 924.8996 | 0.0023014 | 910.894 | 0 | 924.8996 | 0.0027645 | 924.8996 | 0.00074121 | 924.8996 | 0.0027141 | 924.8996 | 0.0034998 | 694.2417 | 1.1124e-05 | 924.8996 | 0.00028475 | 924.6294 | 0.00136 | 1025.597 | 0.00758 | 924.6294 | -0.00073454 | 1025.7338 | 5.0004e-05 | 1025.597 | 0.00775 | 910.894 | 0
| 925.1413 | -2.6495e-05 | 924.8707 | -0.00084929 | 692.9845 | 0 | 925.1413 | -0.0006859 | 924.8707 | -0.0032775 | 914.9402 | 0 | 924.8707 | -0.0023156 | 694.3625 | 2.9123e-05 | 925.1413 | 0 | 911.1293 | 0 | 925.1413 | 0 | 925.1413 | 0 | 925.1413 | 0 | 925.1413 | 0 | 694.3625 | 2.4169e-05 | 925.1413 | 0 | 924.8707 | -0.00202 | 1025.7656 | 0.00837 | 924.8707 | -0.0021712 | 1025.9038 | 0 | 1025.7656 | 0.00802 | 911.1293 | 0
| 925.383 | -0.00067165 | 925.112 | -0.00034692 | 693.1098 | 0.00128 | 925.383 | 0.00029221 | 925.112 | 0.00027597 | 915.1797 | 0 | 925.112 | 0.0014484 | 694.4833 | 1.4819e-05 | 925.383 | 0.0010069 | 911.3646 | 0 | 925.383 | 0 | 925.383 | 0.00011387 | 925.383 | 0.0017933 | 925.383 | 0.0040765 | 694.4833 | 1.3045e-05 | 925.383 | 0.00028534 | 925.112 | 0.00082602 | 1025.9342 | 0.00573 | 925.112 | 0.0044378 | 1026.0738 | 5.0004e-05 | 1025.9342 | 0.00768 | 911.3646 | 0
| 925.6248 | -0.0010157 | 925.3533 | -0.0013088 | 693.2351 | 0 | 925.6248 | -0.00073591 | 925.3533 | -0.0043437 | 915.4193 | 0 | 925.3533 | -0.0024123 | 694.6041 | 2.9291e-05 | 925.6247 | 0 | 911.6 | 0 | 925.6247 | 0 | 925.6248 | 0 | 925.6247 | 0 | 925.6247 | 0 | 694.6041 | 2.7375e-05 | 925.6248 | 0 | 925.3533 | -0.00198 | 1026.1028 | 0.00793 | 925.3533 | -0.0069988 | 1026.2438 | 0 | 1026.1028 | 0.00793 | 911.6 | 0
| 925.8665 | -2.7552e-05 | 925.5947 | -2.9256e-06 | 693.3604 | 0.0002601 | 925.8665 | 0.00045102 | 925.5947 | 0.00061079 | 915.6588 | 0 | 925.5947 | 0.0015128 | 694.7248 | 1.4651e-05 | 925.8665 | 0.00079445 | 911.8353 | 0 | 925.8665 | 0.0010385 | 925.8665 | 0.0010259 | 925.8665 | 0.0015351 | 925.8665 | 0.0028259 | 694.7248 | 1.433e-05 | 925.8665 | 0.0003203 | 925.5947 | 0.00143 | 1026.2713 | 0.0071 | 925.5947 | 0.0027273 | 1026.4139 | 1.0001e-05 | 1026.2713 | 0.00751 | 911.8353 | 0
| 926.1082 | 0.00017411 | 925.836 | -0.00090361 | 693.4857 | 0 | 926.1082 | -0.00057761 | 925.836 | -0.0035063 | 915.8983 | 0 | 925.836 | -0.00255 | 694.8456 | 2.7723e-05 | 926.1082 | 0 | 912.0707 | 0 | 926.1082 | 0 | 926.1082 | 0 | 926.1082 | 0 | 926.1082 | 0 | 694.8456 | 2.8012e-05 | 926.1082 | 0 | 925.836 | -0.00142 | 1026.4399 | 0.00986 | 925.836 | -0.0025825 | 1026.5839 | 0 | 1026.4399 | 0.00782 | 912.0707 | 0
| 926.35 | 0.00052629 | 926.0774 | 0.00054381 | 693.611 | 0.0017 | 926.35 | 8.2301e-05 | 926.0774 | 2.3003e-05 | 916.1378 | 0 | 926.0774 | 0.001905 | 694.9664 | 1.3307e-05 | 926.3499 | 0.0028058 | 912.306 | 0 | 926.3499 | 0.0039693 | 926.35 | 0.0021906 | 926.3499 | 0.0034302 | 926.3499 | 0.0023355 | 694.9664 | 1.3682e-05 | 926.35 | 0.00065208 | 926.0774 | 0.0029 | 1026.6085 | 0.00612 | 926.0774 | 0.0052307 | 1026.7539 | 5.0004e-05 | 1026.6085 | 0.00765 | 912.306 | 0
| 926.5917 | -0.00059865 | 926.3187 | -0.00058675 | 693.7364 | 0 | 926.5917 | -0.00095089 | 926.3187 | -0.0025712 | 916.3773 | 0 | 926.3187 | -0.0021883 | 695.0872 | 2.5628e-05 | 926.5917 | 0 | 912.5414 | 0 | 926.5917 | 0 | 926.5917 | 0 | 926.5917 | 0 | 926.5917 | 0 | 695.0872 | 2.8012e-05 | 926.5917 | 0 | 926.3187 | -0.00295 | 1026.7771 | 0.00461 | 926.3187 | 0.0049672 | 1026.924 | 0 | 1026.7771 | 0.00797 | 912.5414 | 0
| 926.8334 | -5.6113e-05 | 926.5601 | -0.00078528 | 693.8617 | 0.00135 | 926.8334 | 0.00028459 | 926.5601 | 0.00044789 | 916.6168 | 0 | 926.5601 | 0.0014898 | 695.208 | 1.259e-05 | 926.8335 | 0.0021214 | 912.7768 | 0 | 926.8335 | 0.0008442 | 926.8334 | 0.00084864 | 926.8335 | 0.0014928 | 926.8335 | 0.00099808 | 695.208 | 1.433e-05 | 926.8334 | 0.0003568 | 926.5601 | 0.00186 | 1026.9457 | 0.00575 | 926.5601 | 0.0070611 | 1027.094 | 5.0004e-05 | 1026.9457 | 0.00765 | 912.7768 | 0
| 927.0752 | 2.9639e-05 | 926.8014 | -0.00043422 | 693.9871 | 0 | 927.0752 | -0.00048418 | 926.8014 | -0.0034814 | 916.8563 | 0 | 926.8014 | -0.0030509 | 695.3288 | 2.6882e-05 | 927.0752 | 0 | 913.0121 | 0 | 927.0752 | 0 | 927.0752 | 0 | 927.0752 | 0 | 927.0752 | 0 | 695.3288 | 2.6947e-05 | 927.0752 | 0 | 926.8015 | -0.0031 | 1027.1143 | 0.00582 | 926.8014 | -0.0023727 | 1027.264 | 0 | 1027.1143 | 0.0077 | 913.0122 | 0
| 927.317 | 0.0006494 | 927.0428 | 0.00063787 | 694.1124 | 0.00106 | 927.317 | 0.00045236 | 927.0428 | 0.0014165 | 917.0959 | 0 | 927.0428 | 0.0017105 | 695.4496 | 1.4573e-05 | 927.317 | 0.0010219 | 913.2476 | 0 | 927.317 | 0.0032384 | 927.317 | 0.0013711 | 927.317 | 0.0030239 | 927.317 | 0.0012675 | 695.4496 | 1.3474e-05 | 927.317 | 0.00039385 | 927.0428 | 0.00123 | 1027.2828 | 0.00661 | 927.0428 | 0.003405 | 1027.4341 | 5.0004e-05 | 1027.2828 | 0.00741 | 913.2476 | 0
| 927.5588 | -0.00012053 | 927.2842 | -0.001685 | 694.2378 | 0 | 927.5588 | -0.00032172 | 927.2842 | -0.0024052 | 917.3354 | 0 | 927.2842 | -0.0022388 | 695.5704 | 2.8585e-05 | 927.5588 | 0 | 913.4829 | 0 | 927.5588 | 0 | 927.5588 | 0 | 927.5588 | 0 | 927.5588 | 0 | 695.5704 | 2.6519e-05 | 927.5588 | 0 | 927.2842 | -0.00211 | 1027.4514 | 0.0065 | 927.2842 | 0.0012115 | 1027.6041 | 0 | 1027.4514 | 0.00782 | 913.4829 | 0
| 927.8005 | 0.00024238 | 927.5256 | -0.00046334 | 694.3632 | 0.00116 | 927.8005 | 0.00066643 | 927.5256 | 0.0020543 | 917.575 | 0 | 927.5256 | 0.0019612 | 695.6912 | 1.4214e-05 | 927.8005 | 0.0012903 | 913.7183 | 0 | 927.8005 | 0.0033638 | 927.8005 | 0.0022825 | 927.8005 | 0.0027307 | 927.8005 | 0.0020988 | 695.6912 | 1.3902e-05 | 927.8005 | 0.0003456 | 927.5256 | 0.00233 | 1027.62 | 0.00705 | 927.5256 | 0.00030912 | 1027.7742 | 5.0004e-05 | 1027.62 | 0.00753 | 913.7183 | 0
| 928.0424 | -0.00028002 | 927.767 | -0.00049058 | 694.4886 | 0 | 928.0424 | -0.0012574 | 927.767 | -0.0025236 | 917.8146 | 0 | 927.767 | -0.0019822 | 695.812 | 2.686e-05 | 928.0423 | 0 | 913.9537 | 0 | 928.0423 | 0 | 928.0424 | 0 | 928.0423 | 0 | 928.0423 | 0 | 695.812 | 2.6727e-05 | 928.0424 | 0 | 927.767 | -0.00042599 | 1027.7886 | 0.00795 | 927.767 | -9.9719e-05 | 1027.9442 | 0 | 1027.7886 | 0.00776 | 913.9537 | 0
| 928.2841 | 0.0012004 | 928.0084 | -0.00076642 | 694.614 | 0.00081498 | 928.2841 | -0.00042133 | 928.0084 | 0.0013797 | 918.0541 | 0 | 928.0084 | 0.0013703 | 695.9328 | 1.278e-05 | 928.2841 | 0.0034058 | 914.1891 | 0 | 928.2841 | 0.0018326 | 928.2841 | 0.0015533 | 928.2841 | 0.0014598 | 928.2841 | 0.0026358 | 695.9328 | 1.3682e-05 | 928.2841 | 0.00021504 | 928.0084 | 0.00166 | 1027.9572 | 0.00802 | 928.0084 | 0.0057601 | 1028.1143 | 5.0004e-05 | 1027.9572 | 0.00737 | 914.1892 | 0
| 928.5259 | -0.00027584 | 928.2498 | -2.0578e-05 | 694.7394 | 0 | 928.5259 | -0.00032049 | 928.2498 | -0.004645 | 918.2937 | 0 | 928.2498 | -0.0021565 | 696.0536 | 2.7487e-05 | 928.5259 | 0 | 914.4246 | 0 | 928.5259 | 0 | 928.5259 | 0 | 928.5259 | 0 | 928.5259 | 0 | 696.0536 | 2.5454e-05 | 928.5259 | 0 | 928.2498 | -0.00131 | 1028.1257 | 0.00598 | 928.2498 | -0.0012249 | 1028.2843 | 0 | 1028.1257 | 0.00774 | 914.4246 | 0
| 928.7678 | -0.00044456 | 928.4912 | -0.00024088 | 694.8648 | 0.00144 | 928.7678 | 0.00025406 | 928.4912 | 0.0015842 | 918.5333 | 0 | 928.4912 | 0.0019855 | 696.1744 | 1.4785e-05 | 928.7678 | 0.0036339 | 914.66 | 0 | 928.7678 | 0.0010068 | 928.7678 | 0.0013705 | 928.7678 | 0.0029566 | 928.7678 | 0.0033981 | 696.1744 | 1.1761e-05 | 928.7678 | 0.00026746 | 928.4912 | 0.00225 | 1028.2943 | 0.00552 | 928.4912 | 0.0043359 | 1028.4544 | 5.0004e-05 | 1028.2943 | 0.00736 | 914.66 | 0
| 929.0096 | -0.00024299 | 928.7326 | -0.00061365 | 694.9903 | 0 | 929.0096 | -9.8853e-06 | 928.7326 | -0.0040017 | 918.7729 | 0 | 928.7326 | -0.0031957 | 696.2952 | 2.9526e-05 | 929.0096 | 0 | 914.8954 | 0 | 929.0096 | 0 | 929.0096 | 0 | 929.0096 | 0 | 929.0096 | 0 | 696.2952 | 2.5454e-05 | 929.0096 | 0 | 928.7326 | -0.00286 | 1028.4629 | 0.00696 | 928.7326 | 0.00068328 | 1028.6244 | 0 | 1028.4629 | 0.00762 | 914.8954 | 0
| 929.2514 | -3.1327e-05 | 928.974 | -4.5244e-05 | 695.1157 | 0.00234 | 929.2514 | 0.00039926 | 928.974 | 0.0020855 | 919.0125 | 0 | 928.974 | 0.0012342 | 696.416 | 1.5121e-05 | 929.2514 | 0.001144 | 915.1308 | 0 | 929.2514 | 0.0031085 | 929.2514 | 0.00042195 | 929.2514 | 0.0020063 | 929.2514 | 0.0037107 | 696.416 | 1.3682e-05 | 929.2514 | 0.00026471 | 928.974 | 0.00254 | 1028.6315 | 0.00584 | 928.974 | -0.00070003 | 1028.7945 | 6.9993e-05 | 1028.6315 | 0.00725 | 915.1308 | 0
| 929.4932 | 0.00013129 | 929.2154 | -0.00079791 | 695.2412 | 0 | 929.4932 | -0.00060862 | 929.2154 | -0.0034449 | 919.2521 | 0 | 929.2154 | -0.0030528 | 696.5368 | 2.9358e-05 | 929.4932 | 0 | 915.3663 | 0 | 929.4932 | 0 | 929.4932 | 0 | 929.4932 | 0 | 929.4932 | 0 | 696.5368 | 2.6091e-05 | 929.4932 | 0 | 929.2155 | -0.00269 | 1028.8001 | 0.00951 | 929.2154 | -0.0031398 | 1028.9645 | 0 | 1028.8001 | 0.00755 | 915.3663 | 0
| 929.7351 | 0.00090223 | 929.4569 | -0.0014159 | 695.3667 | 0.00172 | 929.7351 | -2.9546e-06 | 929.4569 | -2.3639e-05 | 919.4917 | 0 | 929.4569 | 0.0015966 | 696.6577 | 1.4573e-05 | 929.7351 | 0.0026094 | 915.6017 | 0 | 929.7351 | 0.00037866 | 929.7351 | 0.00047441 | 929.7351 | 0.0012643 | 929.7351 | 0.0022836 | 696.6577 | 1.2408e-05 | 929.7351 | 0.00030662 | 929.4569 | 0.0027 | 1028.9687 | 0.00753 | 929.4569 | -0.0040385 | 1029.1346 | 8.9995e-05 | 1028.9687 | 0.00716 | 915.6017 | 0
| 929.9769 | -0.0010759 | 929.6983 | -0.00033834 | 695.4921 | 0 | 929.9769 | -0.00025654 | 929.6983 | -0.0020307 | 919.7313 | 0 | 929.6983 | -0.002439 | 696.7785 | 2.8036e-05 | 929.9769 | 0 | 915.8372 | 0 | 929.9769 | 0 | 929.9769 | 0 | 929.9769 | 0 | 929.9769 | 0 | 696.7785 | 2.6727e-05 | 929.9769 | 0 | 929.6983 | -0.00165 | 1029.1372 | 0.00622 | 929.6983 | 0.0039661 | 1029.3046 | 0 | 1029.1372 | 0.0074 | 915.8372 | 0
| 930.2188 | 0.00036574 | 929.9398 | 0.00028526 | 695.6176 | 0.00161 | 930.2188 | -2.4432e-05 | 929.9398 | 0.00080508 | 919.9709 | 0 | 929.9398 | 0.0012097 | 696.8993 | 1.3822e-05 | 930.2188 | 0.0010093 | 916.0726 | 0 | 930.2188 | 0.0028473 | 930.2188 | 0.0010417 | 930.2188 | 0.0012585 | 930.2188 | 0.0020612 | 696.8993 | 1.433e-05 | 930.2188 | 0.00022162 | 929.9398 | 0.00144 | 1029.3058 | 0.00761 | 929.9398 | 0.00063252 | 1029.4747 | 6.9993e-05 | 1029.3058 | 0.00714 | 916.0726 | 0
| 930.4606 | -0.00037338 | 930.1812 | -0.0009825 | 695.7431 | 0 | 930.4606 | -0.00071794 | 930.1812 | -0.0041292 | 920.2106 | 0 | 930.1812 | -0.0031638 | 697.0201 | 2.7308e-05 | 930.4606 | 0 | 916.3081 | 0 | 930.4606 | 0 | 930.4606 | 0 | 930.4606 | 0 | 930.4606 | 0 | 697.0201 | 2.4806e-05 | 930.4606 | 0 | 930.1812 | -0.00367 | 1029.4744 | 0.00694 | 930.1812 | -0.00079161 | 1029.6448 | 0 | 1029.4744 | 0.00748 | 916.3081 | 0
| 930.7025 | 0.00045958 | 930.4227 | -0.00027009 | 695.8686 | 0.00217 | 930.7025 | 0.00048366 | 930.4227 | -0.0010501 | 920.4503 | 0 | 930.4227 | 0.0018935 | 697.1409 | 1.38e-05 | 930.7025 | 0.0013305 | 916.5436 | 0 | 930.7025 | 0.0028405 | 930.7025 | 0.00015611 | 930.7025 | 0.00044832 | 930.7025 | 0.00153 | 697.1409 | 1.0476e-05 | 930.7025 | 0.00037672 | 930.4227 | 0.00085611 | 1029.643 | 0.00589 | 930.4227 | -0.0050853 | 1029.8148 | 8.9995e-05 | 1029.643 | 0.00729 | 916.5436 | 0
| 930.9444 | -0.00048217 | 930.6641 | -0.00065981 | 695.9942 | 0 | 930.9444 | -0.00029094 | 930.6641 | -0.0033691 | 920.6899 | 0 | 930.6641 | -0.0022344 | 697.2617 | 2.7073e-05 | 930.9444 | 0 | 916.7791 | 0 | 930.9444 | 0 | 930.9444 | 0 | 930.9444 | 0 | 930.9444 | 0 | 697.2617 | 2.1599e-05 | 930.9444 | 0 | 930.6641 | -0.00229 | 1029.8116 | 0.00663 | 930.6641 | 0.0026968 | 1029.9849 | 0 | 1029.8116 | 0.00754 | 916.779 | 0
| 931.1863 | 2.084e-05 | 930.9056 | -7.9188e-05 | 696.1197 | 0.00158 | 931.1863 | 0.00015605 | 930.9056 | -0.00033208 | 920.9296 | 0 | 930.9056 | 0.0015589 | 697.3826 | 1.3553e-05 | 931.1863 | 0.0021202 | 917.0145 | 0 | 931.1863 | 0.0037786 | 931.1863 | 0.0010121 | 931.1863 | 0.0011943 | 931.1863 | 0.0026257 | 697.3826 | 1.1761e-05 | 931.1863 | 0.00029886 | 930.9056 | 0.00199 | 1029.9802 | 0.00735 | 930.9056 | 0.0035314 | 1030.155 | 3.0002e-05 | 1029.9802 | 0.00724 | 917.0145 | 0
| 931.4282 | -4.6015e-06 | 931.1471 | -0.00089003 | 696.2452 | 0 | 931.4282 | 3.8628e-05 | 931.1471 | -0.004158 | 921.1693 | 0 | 931.1471 | -0.0028911 | 697.5034 | 2.835e-05 | 931.4282 | 0 | 917.25 | 0 | 931.4282 | 0 | 931.4282 | 0 | 931.4282 | 0 | 931.4282 | 0 | 697.5034 | 2.4806e-05 | 931.4282 | 0 | 931.1471 | -0.00247 | 1030.1488 | 0.00707 | 931.1471 | -0.0015683 | 1030.325 | 0 | 1030.1488 | 0.00736 | 917.25 | 0
| 931.67 | 0.0001534 | 931.3885 | -6.3764e-05 | 696.3708 | 0.00147 | 931.67 | -0.00040677 | 931.3885 | -0.00025978 | 921.4089 | 0 | 931.3885 | 0.0017161 | 697.6242 | 1.5177e-05 | 931.6701 | 0.0013439 | 917.4855 | 0 | 931.6701 | 0.0033665 | 931.67 | 0.00095601 | 931.6701 | 0.0021242 | 931.6701 | 0.0022272 | 697.6242 | 1.3682e-05 | 931.67 | 0.00039506 | 931.3886 | 0.00226 | 1030.3173 | 0.00821 | 931.3885 | 0.0094679 | 1030.4951 | 3.0002e-05 | 1030.3173 | 0.00711 | 917.4855 | 0
| 931.912 | -4.2271e-05 | 931.63 | -0.0003309 | 696.4964 | 0 | 931.912 | -0.0005755 | 931.63 | -0.0038009 | 921.6486 | 0 | 931.63 | -0.0026958 | 697.745 | 2.8473e-05 | 931.912 | 0 | 917.721 | 0 | 931.912 | 0 | 931.912 | 0 | 931.912 | 0 | 931.912 | 0 | 697.745 | 2.6727e-05 | 931.912 | 0 | 931.63 | -0.0022 | 1030.4859 | 0.00578 | 931.63 | -0.0017251 | 1030.6652 | 0 | 1030.4859 | 0.00736 | 917.721 | 0
| 932.1539 | 0.0010052 | 931.8715 | 0.00058252 | 696.6219 | 0.00086701 | 932.1539 | -0.00013701 | 931.8715 | 0.00046389 | 921.8883 | 0 | 931.8715 | 0.0021224 | 697.8658 | 1.3408e-05 | 932.1539 | 0.001343 | 917.9565 | 0 | 932.1539 | 0.0015661 | 932.1539 | 0.0019807 | 932.1539 | 0.0014458 | 932.1539 | 0.0023933 | 697.8658 | 1.3682e-05 | 932.1539 | 0.00024896 | 931.8715 | 0.0016 | 1030.6545 | 0.00633 | 931.8715 | 0.0045166 | 1030.8353 | 5.0004e-05 | 1030.6545 | 0.0071 | 917.9565 | 0
| 932.3958 | -5.2564e-05 | 932.113 | 0.00017247 | 696.7475 | 0 | 932.3958 | -0.00084386 | 932.113 | -0.0024568 | 922.128 | 0 | 932.113 | -0.0025235 | 697.9867 | 2.7409e-05 | 932.3958 | 0 | 918.1921 | 0 | 932.3958 | 0 | 932.3958 | 0 | 932.3958 | 0 | 932.3958 | 0 | 697.9867 | 2.6091e-05 | 932.3958 | 0 | 932.113 | -0.00094271 | 1030.8231 | 0.00749 | 932.113 | -0.0012609 | 1031.0053 | 0 | 1030.8231 | 0.00739 | 918.1921 | 0
| 932.6377 | 0.00010424 | 932.3545 | 1.8464e-05 | 696.8731 | 0.00123 | 932.6377 | 0.00042996 | 932.3545 | -0.00037949 | 922.3677 | 0 | 932.3545 | 0.00083864 | 698.1075 | 1.4192e-05 | 932.6377 | 0.0028881 | 918.4276 | 0 | 932.6377 | 0.00060084 | 932.6377 | 0.00084457 | 932.6377 | 0.001726 | 932.6377 | 0.0020261 | 698.1075 | 1.2408e-05 | 932.6377 | 0.00018044 | 932.3545 | 0.00176 | 1030.9917 | 0.00594 | 932.3545 | 0.0020921 | 1031.1754 | 5.0004e-05 | 1030.9917 | 0.0072 | 918.4275 | 0
| 932.8796 | -0.00078932 | 932.596 | -0.00087047 | 696.9987 | 0 | 932.8796 | -0.00031435 | 932.596 | -0.0033904 | 922.6074 | 0 | 932.596 | -0.0028705 | 698.2283 | 2.7857e-05 | 932.8796 | 0 | 918.6631 | 0 | 932.8796 | 0 | 932.8796 | 0 | 932.8796 | 0 | 932.8796 | 0 | 698.2283 | 2.3521e-05 | 932.8796 | 0 | 932.596 | -0.00304 | 1031.1602 | 0.00563 | 932.596 | -5.7957e-05 | 1031.3455 | 0 | 1031.1602 | 0.00759 | 918.6631 | 0
| 933.1216 | 0.00064724 | 932.8375 | 0.00078403 | 697.1244 | 0.00064159 | 933.1216 | 0.00022087 | 932.8375 | 0.00085382 | 922.8471 | 0 | 932.8375 | 0.001625 | 698.3491 | 1.3789e-05 | 933.1216 | 0.0021254 | 918.8986 | 0 | 933.1216 | 0.0024627 | 933.1216 | 0.0019464 | 933.1216 | 0.0017464 | 933.1216 | 0.001983 | 698.3491 | 1.1124e-05 | 933.1216 | 0.00040578 | 932.8375 | 0.00304 | 1031.3288 | 0.00628 | 932.8375 | 0.0063886 | 1031.5156 | 6.9993e-05 | 1031.3288 | 0.00729 | 918.8986 | 0
| 933.3635 | -5.5453e-05 | 933.0791 | -0.0009009 | 697.25 | 0 | 933.3635 | -0.00063481 | 933.0791 | -0.001721 | 923.0869 | 0 | 933.0791 | -0.0028522 | 698.47 | 2.7823e-05 | 933.3635 | 0 | 919.1342 | 0 | 933.3635 | 0 | 933.3635 | 0 | 933.3635 | 0 | 933.3635 | 0 | 698.47 | 2.6091e-05 | 933.3635 | 0 | 933.0791 | -0.00232 | 1031.4974 | 0.00603 | 933.0791 | 0.0021258 | 1031.6856 | 0 | 1031.4974 | 0.00771 | 919.1342 | 0
| 933.6055 | 9.1122e-05 | 933.3206 | 2.1498e-06 | 697.3756 | 0.00196 | 933.6055 | -0.00015994 | 933.3206 | 0.000723 | 923.3266 | 0 | 933.3206 | 0.0021159 | 698.5908 | 1.4293e-05 | 933.6055 | 0.0017927 | 919.3698 | 0 | 933.6055 | 9.9034e-05 | 933.6055 | 0.00085688 | 933.6055 | 5.1541e-05 | 933.6055 | 0.0042882 | 698.5908 | 1.4967e-05 | 933.6055 | 0.00024404 | 933.3206 | 0.00152 | 1031.666 | 0.00695 | 933.3206 | 0.0033635 | 1031.8557 | 8.9995e-05 | 1031.666 | 0.00745 | 919.3697 | 0
| 933.8474 | -0.00058193 | 933.5621 | -0.0011031 | 697.5013 | 0 | 933.8474 | -0.0001908 | 933.5621 | -0.0030868 | 923.5663 | 0 | 933.5621 | -0.0027741 | 698.7116 | 2.9078e-05 | 933.8474 | 0 | 919.6053 | 0 | 933.8474 | 0 | 933.8474 | 0 | 933.8474 | 0 | 933.8474 | 0 | 698.7116 | 2.5454e-05 | 933.8474 | 0 | 933.5621 | -0.00246 | 1031.8346 | 0.00527 | 933.5621 | -0.010456 | 1032.0258 | 0 | 1031.8346 | 0.00773 | 919.6053 | 0
| 934.0894 | -0.00019774 | 933.8037 | -2.3982e-05 | 697.6269 | 0.00229 | 934.0894 | -0.00032795 | 933.8037 | -0.001657 | 923.8061 | 0 | 933.8037 | 0.0013629 | 698.8325 | 1.5054e-05 | 934.0894 | 0.0020278 | 919.8409 | 0 | 934.0894 | 0.0015301 | 934.0894 | 0.0011526 | 934.0894 | 0.0013236 | 934.0894 | 0.0029212 | 698.8325 | 1.0805e-05 | 934.0894 | 0.00034673 | 933.8036 | 0.00261 | 1032.0032 | 0.00823 | 933.8037 | -0.0016023 | 1032.1959 | 8.9995e-05 | 1032.0032 | 0.00724 | 919.8409 | 0
| 934.3314 | 0.0004766 | 934.0452 | -0.00071702 | 697.7526 | 0 | 934.3314 | -0.0012803 | 934.0452 | -0.0044439 | 924.0458 | 0 | 934.0452 | -0.0032011 | 698.9533 | 2.8216e-05 | 934.3314 | 0 | 920.0764 | 0 | 934.3314 | 0 | 934.3314 | 0 | 934.3314 | 0 | 934.3314 | 0 | 698.9533 | 2.4487e-05 | 934.3314 | 0 | 934.0452 | -0.00287 | 1032.1717 | 0.00496 | 934.0452 | -0.0087817 | 1032.366 | 0 | 1032.1717 | 0.00752 | 920.0764 | 0
| 934.5734 | -0.00015651 | 934.2867 | -0.0007222 | 697.8783 | 0.00179 | 934.5734 | 0.00059331 | 934.2867 | 0.0011898 | 924.2856 | 0 | 934.2867 | 0.0016722 | 699.0741 | 1.343e-05 | 934.5734 | 0.0022956 | 920.312 | 0 | 934.5734 | 0.0012039 | 934.5734 | 0.00032029 | 934.5734 | 0.0016752 | 934.5734 | 0.0017846 | 699.0741 | 1.4012e-05 | 934.5734 | 0.00030077 | 934.2867 | 0.00273 | 1032.3403 | 0.00709 | 934.2867 | -0.005985 | 1032.5361 | 8.9995e-05 | 1032.3403 | 0.00731 | 920.312 | 0
| 934.8154 | -0.00083281 | 934.5283 | -0.00034032 | 698.004 | 0 | 934.8154 | -0.00074441 | 934.5283 | -0.0055795 | 924.5254 | 0 | 934.5283 | -0.0024939 | 699.195 | 2.5449e-05 | 934.8153 | 0 | 920.5476 | 0 | 934.8153 | 0 | 934.8154 | 0 | 934.8153 | 0 | 934.8153 | 0 | 699.195 | 2.62e-05 | 934.8154 | 0 | 934.5283 | -0.00159 | 1032.5089 | 0.00561 | 934.5283 | -0.0053197 | 1032.7062 | 0 | 1032.5089 | 0.00759 | 920.5476 | 0
| 935.0573 | 0.00029501 | 934.7699 | -9.8083e-05 | 698.1297 | 0.00137 | 935.0573 | 2.4852e-05 | 934.7699 | 0.00089404 | 924.7651 | 0 | 934.7699 | 0.0015172 | 699.3158 | 1.2176e-05 | 935.0573 | 0.0017352 | 920.7831 | 0 | 935.0573 | 0.0023197 | 935.0573 | 0.00078349 | 935.0573 | 0.0013045 | 935.0573 | 0.0025502 | 699.3158 | 1.2507e-05 | 935.0573 | 0.00036351 | 934.7699 | 0.0013 | 1032.6775 | 0.00682 | 934.7699 | 0.0048475 | 1032.8763 | 6.9993e-05 | 1032.6775 | 0.0072 | 920.7831 | 0
| 935.2993 | 0.00048805 | 935.0114 | -0.0015627 | 698.2554 | 0 | 935.2993 | -0.00071881 | 935.0114 | -0.0030081 | 925.0049 | 0 | 935.0114 | -0.0030119 | 699.4366 | 2.5326e-05 | 935.2993 | 0 | 921.0187 | 0 | 935.2993 | 0 | 935.2993 | 0 | 935.2993 | 0 | 935.2993 | 0 | 699.4366 | 2.1709e-05 | 935.2993 | 0 | 935.0114 | -0.00333 | 1032.8461 | 0.0055 | 935.0114 | -0.0067529 | 1033.0464 | 0 | 1032.8461 | 0.00751 | 921.0187 | 0
| 935.5413 | 0.00038484 | 935.253 | -0.00036067 | 698.3811 | 0.00172 | 935.5413 | 0.00011223 | 935.253 | 0.0014703 | 925.2448 | 0 | 935.253 | 0.0010097 | 699.5575 | 1.3217e-05 | 935.5414 | 0.0010311 | 921.2543 | 0 | 935.5414 | 0.0030055 | 935.5413 | 0.0018496 | 935.5414 | 0.0016766 | 935.5414 | 0.0026895 | 699.5575 | 9.191e-06 | 935.5413 | 0.0002012 | 935.253 | 0.00379 | 1033.0147 | 0.00589 | 935.253 | 0.0084192 | 1033.2165 | 5.0004e-05 | 1033.0147 | 0.00716 | 921.2543 | 0
| 935.7834 | -0.00096473 | 935.4946 | -0.0011952 | 698.5069 | 0 | 935.7834 | -0.00079567 | 935.4946 | -0.0047888 | 925.4846 | 0 | 935.4946 | -0.0032694 | 699.6783 | 2.7196e-05 | 935.7834 | 0 | 921.49 | 0 | 935.7834 | 0 | 935.7834 | 0 | 935.7834 | 0 | 935.7834 | 0 | 699.6783 | 2.2236e-05 | 935.7834 | 0 | 935.4946 | -0.0038 | 1033.1832 | 0.00793 | 935.4946 | -0.0028238 | 1033.3866 | 0 | 1033.1832 | 0.00729 | 921.49 | 0
| 936.0254 | 0.0009153 | 935.7362 | -0.00030328 | 698.6326 | 0.0016 | 936.0254 | -0.00035695 | 935.7362 | -0.0019334 | 925.7244 | 0 | 935.7362 | 0.0017362 | 699.7992 | 1.4024e-05 | 936.0254 | 0.0018774 | 921.7256 | 0 | 936.0254 | 0.002293 | 936.0254 | 0.00099518 | 936.0254 | 0.0020236 | 936.0254 | 0.0031011 | 699.7992 | 1.3045e-05 | 936.0254 | 0.00038188 | 935.7362 | 0.0014 | 1033.3518 | 0.00615 | 935.7362 | 0.0040676 | 1033.5567 | 6.9993e-05 | 1033.3518 | 0.00687 | 921.7256 | 0
| 936.2674 | -0.00010522 | 935.9777 | -0.00052457 | 698.7584 | 0 | 936.2674 | -0.00059566 | 935.9777 | -0.0058515 | 925.9642 | 0 | 935.9777 | -0.0028999 | 699.92 | 2.9078e-05 | 936.2674 | 0 | 921.9612 | 0 | 936.2674 | 0 | 936.2674 | 0 | 936.2674 | 0 | 936.2674 | 0 | 699.92 | 2.7057e-05 | 936.2674 | 0 | 935.9777 | -0.00056554 | 1033.5204 | 0.00585 | 935.9777 | -0.0031998 | 1033.7268 | 0 | 1033.5204 | 0.00725 | 921.9612 | 0
| 936.5095 | -0.00031996 | 936.2193 | 0.0002586 | 698.8841 | 0.00072829 | 936.5095 | 0.00019596 | 936.2193 | 0.00094875 | 926.204 | 0 | 936.2193 | 0.0016831 | 700.0409 | 1.5121e-05 | 936.5095 | 0.0027103 | 922.1968 | 0 | 936.5095 | 0.0027194 | 936.5095 | 0.0023675 | 936.5095 | 0.0048487 | 936.5095 | 0.0027003 | 700.0409 | 1.4012e-05 | 936.5095 | 0.00030028 | 936.2193 | 0.00246 | 1033.689 | 0.00719 | 936.2193 | 0.0048816 | 1033.8969 | 6.9993e-05 | 1033.689 | 0.00718 | 922.1968 | 0
| 936.7515 | -0.00022491 | 936.4609 | -0.00070543 | 699.0099 | 0 | 936.7515 | -0.00066184 | 936.4609 | -0.0038616 | 926.4438 | 0 | 936.4609 | -0.0029807 | 700.1617 | 2.9235e-05 | 936.7515 | 0 | 922.4324 | 0 | 936.7515 | 0 | 936.7515 | 0 | 936.7515 | 0 | 936.7515 | 0 | 700.1617 | 2.8979e-05 | 936.7515 | 0 | 936.4609 | -0.00177 | 1033.8576 | 0.00972 | 936.4609 | 0.0010714 | 1034.067 | 0 | 1033.8576 | 0.00749 | 922.4324 | 0
| 936.9935 | 0.0002432 | 936.7025 | -0.00019824 | 699.1357 | 0.00076297 | 936.9935 | 0.00031907 | 936.7025 | 0.00018166 | 926.6837 | 0 | 936.7025 | 0.0019783 | 700.2826 | 1.4293e-05 | 936.9935 | 0.0030913 | 922.6681 | 0 | 936.9935 | 0.0015852 | 936.9935 | 0.0008286 | 936.9935 | 0.0018016 | 936.9935 | 0.0016095 | 700.2826 | 1.4967e-05 | 936.9935 | 0.0003287 | 936.7025 | 0.00023957 | 1034.0262 | 0.00538 | 936.7025 | 0.0074076 | 1034.2371 | 8.9995e-05 | 1034.0262 | 0.00711 | 922.6681 | 0
| 937.2356 | -0.00012058 | 936.9442 | -0.00054646 | 699.2615 | 0 | 937.2356 | -0.00087933 | 936.9442 | -0.0066166 | 926.9235 | 0 | 936.9442 | -0.0035648 | 700.4034 | 2.8137e-05 | 937.2356 | 0 | 922.9037 | 0 | 937.2356 | 0 | 937.2356 | 0 | 937.2356 | 0 | 937.2356 | 0 | 700.4034 | 2.4806e-05 | 937.2356 | 0 | 936.9442 | -0.00319 | 1034.1947 | 0.00478 | 936.9442 | -0.00042075 | 1034.4072 | 0 | 1034.1947 | 0.00745 | 922.9037 | 0
| 937.4777 | 0.00012679 | 937.1858 | -0.00022925 | 699.3873 | 0.00057222 | 937.4777 | -0.00043229 | 937.1858 | 0.001175 | 927.1633 | 0 | 937.1858 | 0.0019013 | 700.5243 | 1.4001e-05 | 937.4777 | 0.0022878 | 923.1394 | 0 | 937.4777 | 0.0010356 | 937.4777 | 0.00056821 | 937.4777 | 0.0011735 | 937.4777 | 0.0015712 | 700.5243 | 9.8388e-06 | 937.4777 | 0.0002415 | 937.1858 | 0.00363 | 1034.3633 | 0.00777 | 937.1858 | -0.0020679 | 1034.5773 | 5.0004e-05 | 1034.3633 | 0.00721 | 923.1394 | 0
| 937.7197 | 0.0002171 | 937.4274 | -0.0016206 | 699.5131 | 0 | 937.7197 | -3.9469e-05 | 937.4274 | -0.0061541 | 927.4032 | 0 | 937.4274 | -0.0038467 | 700.6451 | 2.8473e-05 | 937.7197 | 0 | 923.3751 | 0 | 937.7197 | 0 | 937.7197 | 0 | 937.7197 | 0 | 937.7197 | 0 | 700.6451 | 2.2884e-05 | 937.7197 | 0 | 937.4274 | -0.00568 | 1034.5319 | 0.00682 | 937.4274 | -0.00040152 | 1034.7474 | 0 | 1034.5319 | 0.00752 | 923.3751 | 0
| 937.9618 | 0.00065295 | 937.669 | -0.00028244 | 699.639 | 0.00039883 | 937.9618 | 4.9591e-05 | 937.669 | 0.00040297 | 927.6431 | 0 | 937.669 | 0.00098955 | 700.7659 | 1.4584e-05 | 937.9618 | 0.0017866 | 923.6107 | 0 | 937.9618 | 0.0006943 | 937.9618 | 0.00056669 | 937.9618 | 0.0013824 | 937.9618 | 0.0013339 | 700.7659 | 1.3045e-05 | 937.9618 | 0.00024913 | 937.669 | 0.00105 | 1034.7005 | 0.00622 | 937.669 | 1.0121e-06 | 1034.9175 | 5.0004e-05 | 1034.7005 | 0.00712 | 923.6107 | 0
| 938.2039 | 6.2417e-05 | 937.9107 | -0.00079326 | 699.7648 | 0 | 938.2039 | -0.00016433 | 937.9107 | -0.0055052 | 927.8829 | 0 | 937.9107 | -0.0037142 | 700.8868 | 2.835e-05 | 938.2039 | 0 | 923.8464 | 0 | 938.2039 | 0 | 938.2039 | 0 | 938.2039 | 0 | 938.2039 | 0 | 700.8868 | 2.5454e-05 | 938.2039 | 0 | 937.9107 | -0.0028 | 1034.8691 | 0.00722 | 937.9107 | -0.004755 | 1035.0876 | 0 | 1034.8691 | 0.00738 | 923.8464 | 0
| 938.446 | 0.00093549 | 938.1523 | 7.2467e-05 | 699.8907 | 0.0012 | 938.446 | 0.0004768 | 938.1523 | -0.00030359 | 928.1228 | 0 | 938.1523 | 0.0021727 | 701.0077 | 1.3766e-05 | 938.446 | 0.0017249 | 924.082 | 0 | 938.446 | 0.0027843 | 938.446 | 0.00091645 | 938.446 | 0.0029932 | 938.446 | 0.00043155 | 701.0077 | 1.2408e-05 | 938.446 | 0.00021282 | 938.1523 | 0.00427 | 1035.0376 | 0.00563 | 938.1523 | -0.0041604 | 1035.2578 | 6.9993e-05 | 1035.0376 | 0.00719 | 924.082 | 0
| 938.6881 | -0.00054955 | 938.3939 | -0.0002124 | 700.0165 | 0 | 938.6881 | -0.00097004 | 938.3939 | -0.0063449 | 928.3627 | 0 | 938.3939 | -0.0036854 | 701.1285 | 2.8014e-05 | 938.6881 | 0 | 924.3177 | 0 | 938.6881 | 0 | 938.6881 | 0 | 938.6881 | 0 | 938.6881 | 0 | 701.1285 | 2.4378e-05 | 938.6881 | 0 | 938.394 | -0.00156 | 1035.2062 | 0.00531 | 938.3939 | -0.0060313 | 1035.4279 | 0 | 1035.2062 | 0.00745 | 924.3178 | 0
| 938.9302 | 9.5921e-06 | 938.6356 | 0.00050729 | 700.1424 | 0.00192 | 938.9302 | 0.00052148 | 938.6356 | 0.0023082 | 928.6026 | 0 | 938.6356 | 0.0018396 | 701.2494 | 1.4505e-05 | 938.9302 | 0.0026081 | 924.5534 | 0 | 938.9302 | 0.0039356 | 938.9302 | 0.0017157 | 938.9302 | 0.00076271 | 938.9302 | 0.0036114 | 701.2494 | 1.198e-05 | 938.9302 | 0.00044734 | 938.6356 | 0.00163 | 1035.3748 | 0.00767 | 938.6356 | 0.0022382 | 1035.598 | 6.9993e-05 | 1035.3748 | 0.00709 | 924.5534 | 0
| 939.1723 | -0.00029689 | 938.8773 | -0.00017442 | 700.2683 | 0 | 939.1723 | 5.4171e-05 | 938.8773 | -0.0044036 | 928.8425 | 0 | 938.8773 | -0.0029654 | 701.3702 | 2.8507e-05 | 939.1723 | 0 | 924.7891 | 0 | 939.1723 | 0 | 939.1723 | 0 | 939.1723 | 0 | 939.1723 | 0 | 701.3702 | 2.3093e-05 | 939.1723 | 0 | 938.8773 | -0.00261 | 1035.5434 | 0.00452 | 938.8773 | -0.0051227 | 1035.7681 | 0 | 1035.5434 | 0.00739 | 924.7891 | 0
| 939.4144 | 0.0010082 | 939.1189 | -0.00069676 | 700.3942 | 0.00166 | 939.4144 | -0.00029244 | 939.1189 | -0.0010631 | 929.0824 | 0 | 939.1189 | 0.0014842 | 701.4911 | 1.4259e-05 | 939.4144 | 0.001728 | 925.0248 | 0 | 939.4144 | 0.0011192 | 939.4144 | 0.00082623 | 939.4144 | 0.00029006 | 939.4144 | 0.0037152 | 701.4911 | 1.1124e-05 | 939.4144 | 0.0001047 | 939.1189 | 0.00211 | 1035.712 | 0.00677 | 939.1189 | 0.008366 | 1035.9383 | 6.9993e-05 | 1035.712 | 0.00708 | 925.0248 | 0
| 939.6566 | 9.0712e-05 | 939.3606 | -0.00036985 | 700.5201 | 0 | 939.6566 | -0.00049737 | 939.3606 | -0.0044868 | 929.3223 | 0 | 939.3606 | -0.0037518 | 701.6119 | 2.8787e-05 | 939.6565 | 0 | 925.2605 | 0 | 939.6565 | 0 | 939.6566 | 0 | 939.6565 | 0 | 939.6565 | 0 | 701.6119 | 2.2884e-05 | 939.6566 | 0 | 939.3606 | -0.00123 | 1035.8806 | 0.00578 | 939.3606 | -0.0067495 | 1036.1084 | 0 | 1035.8806 | 0.00746 | 925.2605 | 0
| 939.8987 | 0.00059394 | 939.6023 | -0.00047342 | 700.646 | 0.00227 | 939.8987 | -0.00010232 | 939.6023 | 0.00022336 | 929.5623 | 0 | 939.6023 | 0.0020704 | 701.7328 | 1.4785e-05 | 939.8987 | 0.0019161 | 925.4962 | 0 | 939.8987 | 0.0012289 | 939.8987 | 0.00015118 | 939.8987 | 0.0015697 | 939.8987 | 0.0020467 | 701.7328 | 1.1761e-05 | 939.8987 | 0.00017184 | 939.6023 | 0.00228 | 1036.0491 | 0.00684 | 939.6023 | 0.0014603 | 1036.2785 | 3.0002e-05 | 1036.0491 | 0.00714 | 925.4962 | 0
| 940.1408 | -0.00011681 | 939.8439 | -0.0018922 | 700.7719 | 0 | 940.1408 | -0.00026481 | 939.8439 | -0.0063766 | 929.8022 | 0 | 939.8439 | -0.0035653 | 701.8537 | 2.9862e-05 | 940.1408 | 0 | 925.7319 | 0 | 940.1408 | 0 | 940.1408 | 0 | 940.1408 | 0 | 940.1408 | 0 | 701.8537 | 2.0315e-05 | 940.1408 | 0 | 939.8439 | -0.0053 | 1036.2177 | 0.00629 | 939.8439 | -0.0029317 | 1036.4487 | 0 | 1036.2177 | 0.00733 | 925.7319 | 0
| 940.383 | 0.00031785 | 940.0856 | -0.00031061 | 700.8979 | 0.00109 | 940.383 | -0.00047603 | 940.0856 | 0.0012973 | 930.0421 | 0 | 940.0856 | 0.0018116 | 701.9745 | 1.5099e-05 | 940.383 | 0.0039343 | 925.9677 | 0 | 940.383 | 0.0020823 | 940.383 | 0.00113 | 940.383 | 0.0029911 | 940.383 | 0.0038604 | 701.9745 | 8.5541e-06 | 940.383 | 0.00026927 | 940.0856 | 0.00323 | 1036.3863 | 0.00536 | 940.0856 | 0.0001675 | 1036.6188 | 3.0002e-05 | 1036.3863 | 0.00685 | 925.9677 | 0
| 940.6251 | -0.00034581 | 940.3273 | -0.00050847 | 701.0239 | 0 | 940.6251 | -0.00013463 | 940.3273 | -0.0037175 | 930.282 | 0 | 940.3273 | -0.0037328 | 702.0954 | 2.9235e-05 | 940.6251 | 0 | 926.2034 | 0 | 940.6251 | 0 | 940.6251 | 0 | 940.6251 | 0 | 940.6251 | 0 | 702.0954 | 1.5823e-05 | 940.6251 | 0 | 940.3273 | -0.00237 | 1036.5549 | 0.00573 | 940.3273 | 0.00066201 | 1036.7889 | 0 | 1036.5549 | 0.00699 | 926.2034 | 0
| 940.8673 | 0.00040889 | 940.569 | 0.0010447 | 701.1498 | 0.00199 | 940.8673 | -6.2281e-05 | 940.569 | 0.0019001 | 930.522 | 0 | 940.569 | 0.0023531 | 702.2163 | 1.4192e-05 | 940.8673 | 0.00068755 | 926.4391 | 0 | 940.8673 | 0.0044511 | 940.8673 | 0.0034309 | 940.8673 | 0.0047355 | 940.8673 | 0.0045945 | 702.2163 | 7.2693e-06 | 940.8673 | 0.00032897 | 940.569 | 0.00175 | 1036.7235 | 0.00642 | 940.569 | 0.0047592 | 1036.959 | 8.9995e-05 | 1036.7235 | 0.00671 | 926.4392 | 0
| 941.1094 | -5.7251e-05 | 940.8107 | -0.0010882 | 701.2758 | 0 | 941.1094 | -0.00076104 | 940.8107 | -0.0050016 | 930.762 | 0 | 940.8107 | -0.0043056 | 702.3371 | 2.7588e-05 | 941.1094 | 0 | 926.6749 | 0 | 941.1094 | 0 | 941.1094 | 0 | 941.1094 | 0 | 941.1094 | 0 | 702.3371 | 1.8393e-05 | 941.1094 | 0 | 940.8107 | -0.00357 | 1036.892 | 0.00693 | 940.8107 | -0.0072298 | 1037.1292 | 0 | 1036.892 | 0.00706 | 926.6749 | 0
| 941.3516 | 0.00068346 | 941.0524 | -0.00035225 | 701.4018 | 0.00123 | 941.3516 | -0.00019755 | 941.0524 | 0.0013807 | 931.002 | 0 | 941.0524 | 0.0019267 | 702.458 | 1.3609e-05 | 941.3516 | 0.0023477 | 926.9106 | 0 | 941.3516 | 0 | 941.3516 | 0.0018346 | 941.3516 | 0.0028708 | 941.3516 | 0.00030131 | 702.458 | 1.1124e-05 | 941.3516 | 0.00036924 | 941.0524 | 0.00236 | 1037.0606 | 0.00577 | 941.0524 | -0.0043265 | 1037.2993 | 5.0004e-05 | 1037.0606 | 0.00683 | 926.9106 | 0
| 941.5938 | 0.00010377 | 941.2941 | -0.0010696 | 701.5278 | 0 | 941.5938 | -0.00054679 | 941.2941 | -0.0062435 | 931.2419 | 0 | 941.2941 | -0.0038599 | 702.5789 | 2.5796e-05 | 941.5938 | 0 | 927.1464 | 0 | 941.5938 | 0 | 941.5938 | 0 | 941.5938 | 0 | 941.5938 | 0 | 702.5789 | 2.0962e-05 | 941.5938 | 0 | 941.2941 | -0.00336 | 1037.2292 | 0.00796 | 941.2941 | -0.0078753 | 1037.4695 | 0 | 1037.2292 | 0.00712 | 927.1464 | 0
| 941.836 | 0.00066292 | 941.5359 | 0.00031432 | 701.6538 | 0.00050287 | 941.836 | 4.1677e-05 | 941.5359 | 0.003294 | 931.4819 | 0 | 941.5359 | 0.0012131 | 702.6997 | 1.2545e-05 | 941.836 | 0.0029131 | 927.3821 | 0 | 941.836 | 0.004303 | 941.836 | 0.0025391 | 941.836 | 0.0019727 | 941.836 | 0.0036596 | 702.6997 | 9.8388e-06 | 941.836 | 0.00042408 | 941.5359 | 0.00167 | 1037.3978 | 0.00637 | 941.5359 | 0.0080656 | 1037.6396 | 8.9995e-05 | 1037.3978 | 0.00687 | 927.3821 | 0
| 942.0782 | -0.00037556 | 941.7776 | -0.0020843 | 701.7798 | 0 | 942.0782 | -0.0011235 | 941.7776 | -0.010056 | 931.7219 | 0 | 941.7776 | -0.0040415 | 702.8206 | 2.6647e-05 | 942.0782 | 0 | 927.6179 | 0 | 942.0782 | 0 | 942.0782 | 0 | 942.0782 | 0 | 942.0782 | 0 | 702.8206 | 2.1599e-05 | 942.0782 | 0 | 941.7776 | -0.0028 | 1037.5664 | 0.00554 | 941.7776 | -5.6592e-05 | 1037.8097 | 0 | 1037.5664 | 0.00714 | 927.6179 | 0
| 942.3204 | -0.00052116 | 942.0193 | -0.00059047 | 701.9058 | 0.00144 | 942.3204 | 0.00032895 | 942.0193 | 0.000411 | 931.9619 | 0 | 942.0193 | 0.0016016 | 702.9415 | 1.7474e-05 | 942.3204 | 0.0022798 | 927.8537 | 0 | 942.3204 | 0.0039562 | 942.3204 | 0.00050276 | 942.3204 | 0.0010169 | 942.3204 | 0.0025493 | 702.9415 | 1.444e-05 | 942.3204 | 0.00039894 | 942.0193 | -0.00023567 | 1037.7349 | 0.00969 | 942.0193 | 0.0092186 | 1037.9799 | 5.0004e-05 | 1037.7349 | 0.00717 | 927.8537 | 0
| 942.5626 | 0.00087053 | 942.2611 | -0.00063707 | 702.0318 | 0 | 942.5626 | -0.00062401 | 942.2611 | 0.00080452 | 932.2019 | 0 | 942.2611 | 0.0012424 | 703.0624 | 2.1674e-05 | 942.5626 | 0.0050719 | 928.0895 | 0 | 942.5626 | 0.00059631 | 942.5626 | 0.00029383 | 942.5626 | 0.0023924 | 942.5626 | 0.0035609 | 703.0624 | 1.8075e-05 | 942.5626 | 0.00023628 | 942.2611 | 0.00119 | 1037.9035 | 0.00854 | 942.2611 | 0.0058589 | 1038.15 | 0 | 1037.9035 | 0.0073 | 928.0895 | 0
| 942.8048 | -0.0012657 | 942.5028 | -0.00098548 | 702.1579 | 0.00052021 | 942.8048 | -0.0011465 | 942.5028 | -0.0041692 | 932.4419 | 0 | 942.5028 | -0.0038325 | 703.1832 | 1.0193e-05 | 942.8048 | 0 | 928.3253 | 0 | 942.8048 | 0 | 942.8048 | 0 | 942.8048 | 0 | 942.8048 | 0 | 703.1832 | 8.016e-06 | 942.8048 | 0 | 942.5028 | -0.00434 | 1038.0721 | 0.00659 | 942.5028 | -0.0060876 | 1038.3202 | 1.0001e-05 | 1038.0721 | 0.00726 | 928.3253 | 0
| 943.0471 | 0.00084117 | 942.7445 | -0.00024863 | 702.284 | 0 | 943.0471 | -0.00015714 | 942.7445 | 0.0028998 | 932.6819 | 0 | 942.7445 | 0.0019281 | 703.3041 | 9.1849e-06 | 943.047 | 0.0034456 | 928.5611 | 0 | 943.047 | 0.0031989 | 943.0471 | 0.0023608 | 943.047 | 0.0026766 | 943.047 | 0.0041266 | 703.3041 | 9.3008e-06 | 943.0471 | 0.00038811 | 942.7446 | 0.00243 | 1038.2407 | 0.00765 | 942.7445 | 0.0025743 | 1038.4903 | 0 | 1038.2407 | 0.00706 | 928.5611 | 0
| 943.2892 | 0.00059167 | 942.9863 | -0.00028757 | 702.41 | 0.00095371 | 943.2892 | -0.00061266 | 942.9863 | -0.0025564 | 932.9219 | 0 | 942.9863 | -0.0031233 | 703.425 | 8.3896e-06 | 943.2893 | 0 | 928.7969 | 0 | 943.2893 | 0 | 943.2892 | 0 | 943.2893 | 0 | 943.2893 | 0 | 703.425 | 9.0921e-06 | 943.2893 | 0 | 942.9863 | -0.00295 | 1038.4093 | 0.00475 | 942.9863 | 0.00084775 | 1038.6605 | 1.0001e-05 | 1038.4093 | 0.00715 | 928.7969 | 0
| 943.5315 | 0.00051122 | 943.2281 | 4.072e-05 | 702.5361 | 0 | 943.5315 | 0.00024914 | 943.2281 | -0.0026013 | 933.162 | 0 | 943.2281 | 0.0017729 | 703.5459 | 8.468e-06 | 943.5315 | 0.0032157 | 929.0327 | 0 | 943.5315 | 0.0030382 | 943.5315 | 0.00078468 | 943.5315 | 0.0006775 | 943.5315 | 0.0049704 | 703.5459 | 1.1124e-05 | 943.5315 | 0.00045154 | 943.2281 | 0.00156 | 1038.5778 | 0.00867 | 943.2281 | 0.0033052 | 1038.8306 | 6.6672e-06 | 1038.5778 | 0.00688 | 929.0326 | 0
| 943.7737 | -0.00048261 | 943.4698 | -0.00072272 | 702.6622 | 0.0017 | 943.7737 | -0.00020561 | 943.4698 | -0.0081996 | 933.402 | 0 | 943.4698 | -0.0042668 | 703.6667 | 9.5657e-06 | 943.7737 | 0 | 929.2685 | 0 | 943.7737 | 0 | 943.7737 | 0 | 943.7737 | 0 | 943.7737 | 0 | 703.6667 | 7.9172e-06 | 943.7737 | 0 | 943.4698 | -0.00149 | 1038.7464 | 0.007 | 943.4698 | -0.0075462 | 1039.0008 | 1.0001e-05 | 1038.7464 | 0.00716 | 929.2685 | 0
| 944.016 | 0.00047206 | 943.7116 | -0.00057667 | 702.7883 | 0 | 944.016 | 0.000213 | 943.7116 | -0.0017859 | 933.6421 | 0 | 943.7116 | 0.0025651 | 703.7876 | 1.0271e-05 | 944.016 | 0.0016214 | 929.5043 | 0 | 944.016 | 0.0051156 | 944.016 | 0.00088064 | 944.016 | 0.00088975 | 944.016 | 0.0013616 | 703.7876 | 6.314e-06 | 944.016 | 0.00037288 | 943.7116 | 0.00309 | 1038.915 | 0.01035 | 943.7116 | -0.0010849 | 1039.1709 | 6.6672e-06 | 1038.915 | 0.00702 | 929.5043 | 0
| 944.2582 | -0.0003665 | 943.9534 | -0.00066915 | 702.9144 | 0.00031212 | 944.2582 | 0.00020433 | 943.9534 | -0.0039301 | 933.8821 | 0 | 943.9534 | -0.0041586 | 703.9085 | 9.9689e-06 | 944.2582 | 0 | 929.7401 | 0 | 944.2582 | 0 | 944.2582 | 0 | 944.2582 | 0 | 944.2582 | 0 | 703.9085 | 5.4575e-06 | 944.2582 | 0 | 943.9534 | -0.00343 | 1039.0836 | 0.00568 | 943.9534 | -0.005718 | 1039.3411 | 0 | 1039.0836 | 0.00734 | 929.7401 | 0
| 944.5005 | -0.00012568 | 944.1952 | -0.0001198 | 703.0406 | 0 | 944.5005 | 0.0002626 | 944.1952 | 0.00086777 | 934.1222 | 0 | 944.1952 | 0.0021806 | 704.0294 | 8.5464e-06 | 944.5005 | 0.0042981 | 929.976 | 0 | 944.5005 | 0.0018739 | 944.5005 | 0.0025668 | 944.5005 | 0.0017805 | 944.5005 | 0.0029852 | 704.0294 | 8.6639e-06 | 944.5005 | 0.00036721 | 944.1952 | 0.00357 | 1039.2522 | 0.00689 | 944.1952 | 0.0028731 | 1039.5113 | 2.6669e-05 | 1039.2522 | 0.00703 | 929.976 | 0
| 944.7428 | -8.6551e-06 | 944.4369 | 0.0012963 | 703.1667 | 0.00097105 | 944.7428 | -0.00079788 | 944.4369 | -0.0042182 | 934.3622 | 0 | 944.4369 | -0.0037041 | 704.1503 | 8.0312e-06 | 944.7428 | 0 | 930.2118 | 0 | 944.7428 | 7.5099e-06 | 944.7428 | 0.0012151 | 944.7428 | 0 | 944.7428 | 0 | 704.1503 | 1.0047e-05 | 944.7428 | 0 | 944.4369 | -0.00023464 | 1039.4207 | 0.00587 | 944.4369 | -0.0045356 | 1039.6814 | 3.0002e-05 | 1039.4207 | 0.00733 | 930.2118 | 0
| 944.985 | 0.00059072 | 944.6787 | -0.00030291 | 703.2928 | 0 | 944.985 | -0.00023351 | 944.6787 | -0.0011969 | 934.6024 | 0 | 944.6787 | 0.0022237 | 704.2712 | 7.3031e-06 | 944.985 | 0.0044105 | 930.4476 | 0 | 944.985 | 0.0019849 | 944.985 | 0.0016658 | 944.985 | 0.0026472 | 944.985 | 0.0058909 | 704.2712 | 8.7737e-06 | 944.9851 | 0.00029852 | 944.6787 | 0.00192 | 1039.5893 | 0.00756 | 944.6787 | 0.0011316 | 1039.8516 | 6.6672e-06 | 1039.5893 | 0.00706 | 930.4476 | 0
| 945.2274 | 0.0011129 | 944.9205 | -0.00048008 | 703.419 | 0.00142 | 945.2274 | -0.00053653 | 944.9205 | -0.0030402 | 934.8424 | 0 | 944.9205 | -0.0038365 | 704.3921 | 9.8121e-06 | 945.2273 | 0 | 930.6835 | 0 | 945.2273 | 0 | 945.2274 | 0 | 945.2273 | 0 | 945.2273 | 0 | 704.3921 | 6.8411e-06 | 945.2274 | 0 | 944.9205 | -0.00297 | 1039.7579 | 0.00877 | 944.9205 | -0.0010417 | 1040.0218 | 1.0001e-05 | 1039.7579 | 0.00737 | 930.6835 | 0
| 945.4696 | 0.0010259 | 945.1623 | 0.0010066 | 703.5452 | 0 | 945.4696 | 0.0010606 | 945.1623 | -0.00019728 | 935.0825 | 0 | 945.1623 | 0.0022755 | 704.513 | 9.7785e-06 | 945.4696 | 0.0030496 | 930.9194 | 0 | 945.4696 | 0.0042349 | 945.4696 | 0.0033455 | 945.4696 | 0.0028686 | 945.4696 | 0.0033564 | 704.513 | 6.2042e-06 | 945.4696 | 0.00052925 | 945.1623 | 0.00236 | 1039.9265 | 0.00686 | 945.1623 | 0.013694 | 1040.1919 | 0 | 1039.9265 | 0.00706 | 930.9194 | 0
| 945.7119 | -0.0006154 | 945.4041 | -0.00047404 | 703.6713 | 0.00053755 | 945.7119 | -0.0010576 | 945.4041 | -0.0036841 | 935.3226 | 0 | 945.4041 | -0.0032178 | 704.6338 | 1.1156e-05 | 945.7119 | 0 | 931.1552 | 0 | 945.7119 | 0 | 945.7119 | 0 | 945.7119 | 0 | 945.7119 | 0 | 704.6338 | 7.8074e-06 | 945.7119 | 0 | 945.4041 | -0.00398 | 1040.095 | 0.00417 | 945.4041 | -0.0083774 | 1040.3621 | 3.0002e-05 | 1040.095 | 0.00746 | 931.1552 | 0
| 945.9542 | 0.0011563 | 945.646 | -0.00083292 | 703.7975 | 0 | 945.9542 | 0.00040048 | 945.646 | 0.0016998 | 935.5627 | 0 | 945.646 | 0.0028941 | 704.7547 | 9.7225e-06 | 945.9542 | 0.0019019 | 931.3911 | 0 | 945.9542 | 0.001775 | 945.9542 | 0.00062641 | 945.9542 | 0.0021496 | 945.9542 | 0.0024677 | 704.7547 | 7.9172e-06 | 945.9542 | 0.00015835 | 945.646 | 0.00321 | 1040.2636 | 0.00687 | 945.646 | 0.0068122 | 1040.5322 | 6.6672e-06 | 1040.2636 | 0.00731 | 931.3911 | 0
| 946.1965 | -0.0011275 | 945.8878 | -0.0011831 | 703.9237 | 0.00114 | 946.1965 | -3.9837e-06 | 945.8878 | -0.0048387 | 935.8028 | 0 | 945.8878 | -0.0043866 | 704.8756 | 8.3896e-06 | 946.1965 | 0 | 931.627 | 0 | 946.1965 | 0 | 946.1965 | 0 | 946.1965 | 0 | 946.1965 | 0 | 704.8756 | 8.9823e-06 | 946.1965 | 0 | 945.8878 | -0.00295 | 1040.4322 | 0.00522 | 945.8878 | -0.0096343 | 1040.7024 | 3.0002e-05 | 1040.4322 | 0.00756 | 931.6269 | 0
| 946.4388 | 0.00012682 | 946.1296 | 0.00025607 | 704.0499 | 0 | 946.4388 | -0.00030055 | 946.1296 | 0.0023591 | 936.0429 | 0 | 946.1296 | 0.0022928 | 704.9965 | 7.5047e-06 | 946.4388 | 0.0056212 | 931.8629 | 0 | 946.4388 | 0.0034002 | 946.4388 | 0.0026218 | 946.4388 | 0.0024944 | 946.4388 | 0.005363 | 704.9965 | 9.4106e-06 | 946.4388 | 0.00012485 | 946.1296 | 0.0016 | 1040.6008 | 0.00745 | 946.1296 | 0.0013626 | 1040.8726 | 0 | 1040.6008 | 0.0072 | 931.8628 | 0
| 946.6812 | -0.00047689 | 946.3714 | -0.00038765 | 704.1762 | 0.00062425 | 946.6812 | -0.00067642 | 946.3714 | -0.006953 | 936.2831 | 0 | 946.3714 | -0.0040062 | 705.1174 | 7.6167e-06 | 946.6812 | 0 | 932.0988 | 0 | 946.6812 | 0 | 946.6812 | 0 | 946.6812 | 0 | 946.6812 | 0 | 705.1174 | 7.4889e-06 | 946.6812 | 0 | 946.3714 | -0.00411 | 1040.7694 | 0.00621 | 946.3714 | -0.0033313 | 1041.0428 | 0 | 1040.7694 | 0.00734 | 932.0987 | 0
| 946.9235 | 0.0011099 | 946.6133 | 0.00065764 | 704.3024 | 0 | 946.9235 | 0.00028512 | 946.6133 | 0.0040198 | 936.5232 | 0 | 946.6133 | 0.0023509 | 705.2383 | 8.4456e-06 | 946.9235 | 0.0021546 | 932.3347 | 0 | 946.9235 | 0.002333 | 946.9235 | 0.0028018 | 946.9235 | 0.00095994 | 946.9235 | 0.0036926 | 705.2383 | 5.8857e-06 | 946.9235 | 0.00023113 | 946.6133 | 0.00294 | 1040.9379 | 0.00584 | 946.6133 | -0.0031466 | 1041.2129 | 0 | 1040.9379 | 0.00708 | 932.3347 | 0
| 947.1658 | -0.00032679 | 946.8551 | -0.00064613 | 704.4286 | 0.00048552 | 947.1658 | -0.00063915 | 946.8551 | -0.0075114 | 936.7633 | 0 | 946.8551 | -0.0036342 | 705.3592 | 9.2297e-06 | 947.1658 | 0 | 932.5706 | 0 | 947.1658 | 0 | 947.1658 | 0 | 947.1658 | 0 | 947.1658 | 0 | 705.3592 | 3.9531e-06 | 947.1658 | 0 | 946.8551 | -0.003 | 1041.1065 | 0.006 | 946.8551 | -0.0082062 | 1041.3831 | 0 | 1041.1065 | 0.00728 | 932.5706 | 0
| 947.4082 | 0.0011756 | 947.097 | 0.00055746 | 704.5549 | 0 | 947.4082 | -0.0002433 | 947.097 | -0.00024063 | 937.0035 | 0 | 947.097 | 0.0016025 | 705.4801 | 8.58e-06 | 947.4082 | 0.0028641 | 932.8065 | 0 | 947.4082 | 0.0046601 | 947.4082 | 0.0029443 | 947.4082 | 0.0042924 | 947.4082 | 0.0038809 | 705.4801 | 5.2379e-06 | 947.4082 | 0.00035647 | 947.097 | 0.00632 | 1041.2751 | 0.00775 | 947.097 | 0.0014156 | 1041.5533 | 6.6672e-06 | 1041.2751 | 0.00708 | 932.8065 | 0
| 947.6505 | -0.00052233 | 947.3388 | -0.00050312 | 704.6812 | 0.00151 | 947.6505 | 0.00015998 | 947.3388 | -0.0060934 | 937.2437 | 0 | 947.3388 | -0.0027928 | 705.601 | 8.4232e-06 | 947.6505 | 0 | 933.0424 | 0 | 947.6505 | 0 | 947.6505 | 0 | 947.6505 | 0 | 947.6505 | 0 | 705.601 | 5.9846e-06 | 947.6505 | 0 | 947.3388 | -0.00464 | 1041.4437 | 0.00761 | 947.3388 | 0.0042386 | 1041.7235 | 0 | 1041.4437 | 0.00735 | 933.0424 | 0
| 947.8929 | 3.8036e-05 | 947.5807 | -0.00010072 | 704.8074 | 0 | 947.8929 | -0.00052768 | 947.5807 | 0.0014778 | 937.4838 | 0 | 947.5807 | 0.0021679 | 705.7219 | 7.8519e-06 | 947.8929 | 0 | 933.2783 | 0 | 947.8929 | 0.0017672 | 947.8929 | 0.0018074 | 947.8929 | 0.0015581 | 947.8929 | 0.0018254 | 705.7219 | 8.5541e-06 | 947.8929 | 0.00015087 | 947.5807 | 0.00405 | 1041.6122 | 0.00731 | 947.5807 | -0.0017109 | 1041.8937 | 0 | 1041.6122 | 0.00721 | 933.2783 | 0
| 948.1353 | -0.00065422 | 947.8226 | -0.00041652 | 704.9337 | 0.00036414 | 948.1353 | -0.0004169 | 947.8226 | -0.0052866 | 937.724 | 0 | 947.8226 | -0.0036223 | 705.8428 | 8.6248e-06 | 948.1353 | 0 | 933.5142 | 0 | 948.1353 | 0 | 948.1353 | 0 | 948.1353 | 0 | 948.1353 | 0 | 705.8428 | 9.9487e-06 | 948.1353 | 0 | 947.8226 | -0.00109 | 1041.7808 | 0.00737 | 947.8226 | -0.0041115 | 1042.0638 | 0 | 1041.7808 | 0.0074 | 933.5142 | 0
| 948.3776 | 0.00055849 | 948.0644 | -0.00022389 | 705.06 | 0 | 948.3776 | 0.00038015 | 948.0644 | 0.0022387 | 937.9642 | 0 | 948.0644 | 0.0022502 | 705.9637 | 8.468e-06 | 948.3776 | 0.00057091 | 933.7501 | 0 | 948.3776 | 0.0012321 | 948.3776 | 0.0010595 | 948.3776 | 0.003043 | 948.3776 | 0.0046135 | 705.9637 | 8.2356e-06 | 948.3776 | 0.00028542 | 948.0644 | 0.0049 | 1041.9494 | 0.00854 | 948.0644 | 0.0020264 | 1042.234 | 0 | 1041.9494 | 0.00719 | 933.7501 | 0
| 948.62 | -0.00024679 | 948.3063 | -6.6928e-05 | 705.1863 | 0.00232 | 948.62 | -0.00088169 | 948.3063 | -0.0055031 | 938.2043 | 0 | 948.3063 | -0.0032946 | 706.0846 | 8.7592e-06 | 948.62 | 0 | 933.9861 | 0 | 948.62 | 0 | 948.62 | 0 | 948.62 | 0 | 948.62 | 0 | 706.0846 | 7.2693e-06 | 948.62 | 0 | 948.3063 | -0.00581 | 1042.118 | 0.00668 | 948.3063 | -0.0074392 | 1042.4042 | 5.0004e-05 | 1042.118 | 0.00736 | 933.9861 | 0
| 948.8624 | 0.00032189 | 948.5482 | 0.0002836 | 705.3127 | 0 | 948.8624 | 0.00030796 | 948.5482 | 0.0023237 | 938.4445 | 0 | 948.5482 | 0.0017732 | 706.2055 | 7.8183e-06 | 948.8624 | 0.0026015 | 934.222 | 0 | 948.8624 | 0.0039156 | 948.8624 | 0.0035045 | 948.8624 | 0.0023545 | 948.8624 | 0.0031672 | 706.2055 | 6.314e-06 | 948.8624 | 0.00044873 | 948.5482 | 0.00381 | 1042.2866 | 0.00745 | 948.5482 | -0.011143 | 1042.5744 | 0 | 1042.2866 | 0.00706 | 934.222 | 0
| 949.1048 | -0.0010133 | 948.7901 | 0.00022719 | 705.439 | 0.00198 | 949.1048 | -0.00057827 | 948.7901 | -0.0063721 | 938.6847 | 0 | 948.7901 | -0.0040709 | 706.3264 | 7.6167e-06 | 949.1048 | 0.00050003 | 934.4579 | 0 | 949.1048 | 0 | 949.1048 | 0 | 949.1048 | 0 | 949.1048 | 0 | 706.3264 | 8.5541e-06 | 949.1048 | 0 | 948.7901 | -0.00315 | 1042.4551 | 0.00784 | 948.7901 | -0.0024877 | 1042.7446 | 0 | 1042.4551 | 0.00731 | 934.4579 | 0
| 949.3472 | 0.00018346 | 949.032 | 0.00015797 | 705.5653 | 0 | 949.3472 | 7.8668e-05 | 949.032 | 0.0012694 | 938.9249 | 0 | 949.032 | 0.0023124 | 706.4473 | 7.6391e-06 | 949.3472 | 0.0043708 | 934.6939 | 0 | 949.3472 | 0.0058815 | 949.3472 | 0.0025595 | 949.3472 | 0.0041402 | 949.3472 | 0.0036632 | 706.4473 | 7.3791e-06 | 949.3472 | 6.7722e-05 | 949.032 | 0.00336 | 1042.6237 | 0.00733 | 949.032 | 0.010092 | 1042.9148 | 0 | 1042.6237 | 0.00711 | 934.6939 | 0
| 949.5896 | -3.0327e-05 | 949.2739 | -0.00040298 | 705.6917 | 0.00121 | 949.5896 | -0.0010344 | 949.2739 | -0.0053322 | 939.1652 | 0 | 949.2739 | -0.0045572 | 706.5682 | 8.3448e-06 | 949.5896 | 0 | 934.9299 | 0 | 949.5896 | 0 | 949.5896 | 0 | 949.5896 | 0 | 949.5896 | 0 | 706.5682 | 6.8411e-06 | 949.5896 | 0 | 949.2739 | -0.00304 | 1042.7923 | 0.00615 | 949.2739 | -0.0034979 | 1043.085 | 1.0001e-05 | 1042.7923 | 0.00731 | 934.9299 | 0
| 949.832 | 0.00044123 | 949.5158 | 0.00038982 | 705.8181 | 0 | 949.832 | -0.00041807 | 949.5158 | 0.0024432 | 939.4053 | 0 | 949.5158 | 0.001326 | 706.6891 | 9.4873e-06 | 949.832 | 0.0027051 | 935.1658 | 0 | 949.832 | 0.005453 | 949.832 | 0.00208 | 949.832 | 0.0019727 | 949.832 | 0.0043698 | 706.6891 | 5.4575e-06 | 949.832 | 0.00039348 | 949.5158 | 0.00386 | 1042.9608 | 0.00763 | 949.5158 | 0.007131 | 1043.2552 | 0 | 1042.9608 | 0.00691 | 935.1658 | 0
| 950.0744 | -0.00010534 | 949.7577 | -0.0015463 | 705.9444 | 0.00172 | 950.0744 | -0.00049221 | 949.7577 | -0.0057873 | 939.6456 | 0 | 949.7577 | -0.0043801 | 706.81 | 9.9913e-06 | 950.0744 | 0 | 935.4018 | 0 | 950.0744 | 0 | 950.0744 | 0 | 950.0744 | 0 | 950.0744 | 0 | 706.81 | 5.9846e-06 | 950.0744 | 0 | 949.7577 | -0.00475 | 1043.1294 | 0.00512 | 949.7577 | -0.004798 | 1043.4254 | 1.0001e-05 | 1043.1294 | 0.00703 | 935.4018 | 0
| 950.3168 | 0.0005128 | 949.9996 | -0.00075597 | 706.0708 | 0 | 950.3168 | -0.00017318 | 949.9996 | -0.00062744 | 939.8858 | 0 | 949.9996 | 0.0009694 | 706.9309 | 9.5769e-06 | 950.3168 | 0.003231 | 935.6378 | 0 | 950.3168 | 0.00067661 | 950.3168 | 8.3849e-05 | 950.3168 | 0.0015264 | 950.3168 | 0.0037416 | 706.9309 | 6.6324e-06 | 950.3168 | 0.00013286 | 949.9996 | 0.00237 | 1043.298 | 0.00995 | 949.9996 | 0.0026008 | 1043.5956 | 0 | 1043.298 | 0.00688 | 935.6378 | 0
| 950.5593 | -0.00019051 | 950.2415 | -0.00074234 | 706.1972 | 0.00196 | 950.5593 | -0.00071117 | 950.2415 | -0.0063312 | 940.126 | 0 | 950.2415 | -0.0040022 | 707.0518 | 7.5607e-06 | 950.5593 | 0 | 935.8738 | 0 | 950.5593 | 0 | 950.5593 | 0 | 950.5593 | 0 | 950.5593 | 0 | 707.0518 | 7.3791e-06 | 950.5593 | 0 | 950.2415 | -0.00191 | 1043.4666 | 0.00714 | 950.2415 | 0.0053063 | 1043.7658 | 0 | 1043.4666 | 0.00712 | 935.8738 | 0
| 950.8017 | 0.0003438 | 950.4834 | 0.00011599 | 706.3236 | 0 | 950.8017 | -0.00035108 | 950.4834 | 0.0024508 | 940.3663 | 0 | 950.4834 | 0.0019489 | 707.1728 | 7.2023e-06 | 950.8017 | 0.0027752 | 936.1097 | 0 | 950.8017 | 0.0016389 | 950.8017 | 0.0019734 | 950.8017 | 0.0035416 | 950.8017 | 0.0077732 | 707.1728 | 8.5541e-06 | 950.8017 | 0.00026929 | 950.4834 | 0.00168 | 1043.6351 | 0.00552 | 950.4834 | 0.0044818 | 1043.936 | 0 | 1043.6351 | 0.00695 | 936.1097 | 0
| 951.0442 | -0.00069686 | 950.7254 | -3.2618e-05 | 706.4501 | 0.00113 | 951.0442 | -0.0007842 | 950.7254 | -0.0050691 | 940.6066 | 0 | 950.7254 | -0.0040546 | 707.2937 | 7.3591e-06 | 951.0442 | 0 | 936.3458 | 0 | 951.0442 | 0 | 951.0442 | 0 | 951.0442 | 0 | 951.0442 | 0 | 707.2937 | 8.5541e-06 | 951.0442 | 0 | 950.7254 | -0.00138 | 1043.8037 | 0.00515 | 950.7254 | -0.0026023 | 1044.1062 | 1.0001e-05 | 1043.8037 | 0.00726 | 936.3458 | 0
| 951.2866 | 0.00044158 | 950.9673 | -0.0002518 | 706.5765 | 0 | 951.2866 | -0.00016598 | 950.9673 | -0.00084225 | 940.8468 | 0 | 950.9673 | 0.0026551 | 707.4146 | 8.7144e-06 | 951.2866 | 0.0026142 | 936.5818 | 0 | 951.2866 | 0.0046312 | 951.2866 | 0.0026411 | 951.2866 | 0.0046712 | 951.2866 | 0.0047169 | 707.4146 | 1.0695e-05 | 951.2866 | 0.00034621 | 950.9673 | 0.0025 | 1043.9723 | 0.00731 | 950.9673 | -3.1006e-05 | 1044.2764 | 0 | 1043.9723 | 0.00715 | 936.5818 | 0
| 951.5291 | -0.00091954 | 951.2093 | -0.00075227 | 706.7029 | 0.00086701 | 951.5291 | -0.00096154 | 951.2093 | -0.0098128 | 941.0871 | 0 | 951.2093 | -0.0035477 | 707.5355 | 8.86e-06 | 951.5291 | 0 | 936.8178 | 0 | 951.5291 | 0 | 951.5291 | 0 | 951.5291 | 0 | 951.5291 | 0 | 707.5355 | 1.198e-05 | 951.529 | 0 | 951.2093 | -0.00267 | 1044.1409 | 0.00515 | 951.2093 | -0.010364 | 1044.4466 | 1.0001e-05 | 1044.1409 | 0.00741 | 936.8178 | 0
| 951.7715 | 0.001051 | 951.4512 | -0.00035052 | 706.8294 | 0 | 951.7715 | 6.0841e-05 | 951.4512 | -0.0024469 | 941.3274 | 0 | 951.4512 | 0.002441 | 707.6564 | 8.244e-06 | 951.7715 | 0.0042702 | 937.0538 | 0 | 951.7715 | 0.0032307 | 951.7715 | 0.0016675 | 951.7715 | 0.005028 | 951.7715 | 0.0034349 | 707.6564 | 1.2408e-05 | 951.7716 | 0.00022193 | 951.4512 | 0.00365 | 1044.3094 | 0.00837 | 951.4512 | 0.0046926 | 1044.6168 | 0 | 1044.3094 | 0.00706 | 937.0538 | 0
| 952.014 | 3.6454e-05 | 951.6932 | -0.00047721 | 706.9558 | 0.00153 | 952.014 | -0.00098146 | 951.6932 | -0.0056506 | 941.5676 | 0 | 951.6932 | -0.0031896 | 707.7773 | 8.2104e-06 | 952.014 | 0 | 937.2899 | 0 | 952.014 | 0 | 952.014 | 0 | 952.014 | 0 | 952.014 | 0 | 707.7773 | 1.0377e-05 | 952.014 | 0 | 951.6932 | -0.00192 | 1044.478 | 0.00705 | 951.6932 | -0.004197 | 1044.787 | 0 | 1044.478 | 0.00731 | 937.2899 | 0
| 952.2565 | 0.0004287 | 951.9351 | 0.00025131 | 707.0823 | 0 | 952.2565 | -6.8949e-05 | 951.9351 | 0.0020537 | 941.8079 | 0 | 951.9351 | 0.0029906 | 707.8983 | 8.4792e-06 | 952.2565 | 0.0026137 | 937.5259 | 0 | 952.2565 | 0.0042321 | 952.2565 | 0.0018459 | 952.2565 | 0.0047352 | 952.2565 | 0.0038411 | 707.8983 | 6.7313e-06 | 952.2565 | 0.00023704 | 951.9351 | 0.00285 | 1044.6466 | 0.00652 | 951.9351 | 0.0032973 | 1044.9572 | 0 | 1044.6466 | 0.007 | 937.5259 | 0
| 952.499 | -0.00054476 | 952.1771 | -0.001328 | 707.2088 | 0.00097105 | 952.499 | -0.00039216 | 952.1771 | -0.0064678 | 942.0482 | 0 | 952.1771 | -0.0042792 | 708.0192 | 9.4649e-06 | 952.499 | 0 | 937.7619 | 0 | 952.499 | 0 | 952.499 | 0 | 952.499 | 0 | 952.499 | 0 | 708.0192 | 5.9846e-06 | 952.499 | 0 | 952.1771 | -0.00477 | 1044.8151 | 0.00668 | 952.1771 | 0.0020331 | 1045.1274 | 0 | 1044.8151 | 0.00723 | 937.7619 | 0
| 952.7415 | 0.00077243 | 952.4191 | -0.00016193 | 707.3353 | 0 | 952.7415 | -0.00016764 | 952.4191 | 0.00019569 | 942.2886 | 0 | 952.4191 | 0.001831 | 708.1401 | 8.9944e-06 | 952.7415 | 0.0025769 | 937.9979 | 0 | 952.7415 | 0.0030056 | 952.7415 | 0.0015918 | 952.7415 | 0.0050132 | 952.7415 | 0.0033757 | 708.1401 | 4.9194e-06 | 952.7415 | 0.00021917 | 952.4191 | 0.00101 | 1044.9837 | 0.00603 | 952.4191 | 0.012371 | 1045.2976 | 0 | 1044.9837 | 0.00697 | 937.9979 | 0
| 952.9839 | -0.00058995 | 952.661 | -0.0010424 | 707.4618 | 0.00147 | 952.9839 | -0.00084369 | 952.661 | -0.0080338 | 942.5289 | 0 | 952.661 | -0.0040272 | 708.261 | 8.972e-06 | 952.984 | 0 | 938.234 | 0 | 952.984 | 0 | 952.9839 | 0 | 952.984 | 0 | 952.984 | 0 | 708.261 | 5.1281e-06 | 952.984 | 0 | 952.661 | -0.0043 | 1045.1523 | 0.00584 | 952.661 | -0.0034218 | 1045.4678 | 0 | 1045.1523 | 0.00723 | 938.234 | 0
| 953.2265 | 0.00035516 | 952.903 | -0.00049151 | 707.5883 | 0 | 953.2265 | -3.2428e-05 | 952.903 | 0.0041249 | 942.7692 | 0 | 952.903 | 0.0028096 | 708.3819 | 8.4792e-06 | 953.2265 | 0.003312 | 938.47 | 0 | 953.2265 | 0.0020123 | 953.2265 | 0.0021838 | 953.2265 | 0.0016725 | 953.2265 | 0.0045931 | 708.3819 | 6.5226e-06 | 953.2265 | 0.00024189 | 952.903 | 0.00285 | 1045.3209 | 0.00914 | 952.903 | -0.0003014 | 1045.6381 | 0 | 1045.3209 | 0.00697 | 938.47 | 0
| 953.469 | -0.00073664 | 953.145 | 0.00025697 | 707.7149 | 0.0012 | 953.469 | -0.00073529 | 953.145 | -0.0044538 | 943.0095 | 0 | 953.145 | -0.0031523 | 708.5029 | 9.3305e-06 | 953.469 | 0 | 938.7061 | 0 | 953.469 | 0 | 953.469 | 0 | 953.469 | 0 | 953.469 | 0 | 708.5029 | 8.1258e-06 | 953.469 | 0 | 953.145 | -0.00061402 | 1045.4894 | 0.00703 | 953.145 | -0.00081462 | 1045.8083 | 0 | 1045.4894 | 0.00715 | 938.7061 | 0
| 953.7115 | 0.0007189 | 953.387 | 4.3108e-05 | 707.8414 | 0 | 953.7115 | -4.4781e-05 | 953.387 | -0.00055525 | 943.2498 | 0 | 953.387 | 0.0017911 | 708.6238 | 1.0047e-05 | 953.7115 | 0.0022619 | 938.9421 | 0 | 953.7115 | 0.00080057 | 953.7115 | 0.0014894 | 953.7115 | 0.0035521 | 953.7115 | 0.0050909 | 708.6238 | 9.6192e-06 | 953.7115 | 0.00025894 | 953.387 | 0.00335 | 1045.658 | 0.00763 | 953.387 | 0.0052452 | 1045.9785 | 0 | 1045.658 | 0.00696 | 938.9421 | 0
| 953.954 | -0.00022145 | 953.629 | -0.00091684 | 707.9679 | 0.00111 | 953.954 | -0.0006775 | 953.629 | -0.0057481 | 943.4902 | 0 | 953.629 | -0.004565 | 708.7447 | 1.0148e-05 | 953.954 | 0 | 939.1782 | 0 | 953.954 | 0 | 953.954 | 0 | 953.954 | 0 | 953.954 | 0 | 708.7447 | 9.4106e-06 | 953.954 | 0 | 953.629 | -0.00538 | 1045.8266 | 0.00491 | 953.629 | -0.0073433 | 1046.1487 | 0 | 1045.8266 | 0.0073 | 939.1782 | 0
| 954.1966 | 0.00025626 | 953.871 | -0.00048452 | 708.0945 | 0 | 954.1966 | 0.00019145 | 953.871 | -0.001066 | 943.7305 | 0 | 953.871 | 0.0013563 | 708.8657 | 9.6777e-06 | 954.1966 | 0.00028868 | 939.4143 | 0 | 954.1966 | 0.00073839 | 954.1966 | 0.0010189 | 954.1966 | 0.0018597 | 954.1966 | 0.0030116 | 708.8657 | 9.191e-06 | 954.1966 | 0.00015892 | 953.871 | 0.00147 | 1045.9951 | 0.01006 | 953.871 | -0.0039425 | 1046.3189 | 0 | 1045.9951 | 0.00712 | 939.4143 | 0
| 954.4391 | -0.00073517 | 954.113 | -0.0013531 | 708.2211 | 0.0018 | 954.4391 | -0.00074628 | 954.113 | -0.0041763 | 943.9709 | 0 | 954.113 | -0.0040953 | 708.9866 | 8.3896e-06 | 954.4391 | 0 | 939.6504 | 0 | 954.4391 | 0 | 954.4391 | 0 | 954.4391 | 0 | 954.4391 | 0 | 708.9866 | 8.9823e-06 | 954.4391 | 0 | 954.113 | -0.00507 | 1046.1637 | 0.00688 | 954.113 | -0.0095749 | 1046.4892 | 0 | 1046.1637 | 0.00739 | 939.6504 | 0
| 954.6816 | 0.00033082 | 954.355 | 8.8197e-05 | 708.3477 | 0 | 954.6816 | -0.00034768 | 954.355 | 3.4888e-05 | 944.2112 | 0 | 954.355 | 0.0018319 | 709.1075 | 8.7144e-06 | 954.6817 | 0.0030085 | 939.8865 | 0 | 954.6817 | 0.0020178 | 954.6816 | 0.002095 | 954.6817 | 0.0022975 | 954.6817 | 0.0033417 | 709.1075 | 7.6976e-06 | 954.6816 | 0.0003403 | 954.355 | 0.00066926 | 1046.3323 | 0.00886 | 954.355 | 0.0065722 | 1046.6594 | 0 | 1046.3323 | 0.00712 | 939.8865 | 0
| 954.9242 | -0.00022513 | 954.597 | -0.00069083 | 708.4743 | 0.00048552 | 954.9242 | -0.00064151 | 954.597 | -0.0033154 | 944.4516 | 0 | 954.597 | -0.0035475 | 709.2284 | 9.4089e-06 | 954.9242 | 0 | 940.1226 | 0 | 954.9242 | 0 | 954.9242 | 0 | 954.9242 | 0 | 954.9242 | 0 | 709.2284 | 7.0607e-06 | 954.9242 | 0 | 954.597 | -0.00266 | 1046.5008 | 0.00707 | 954.597 | -0.0063882 | 1046.8296 | 0 | 1046.5008 | 0.00728 | 940.1226 | 0
| 955.1667 | 0.00035891 | 954.8391 | -0.0002831 | 708.6009 | 0 | 955.1667 | 0.00010396 | 954.8391 | -0.00010856 | 944.692 | 0 | 954.8391 | 0.0026155 | 709.3494 | 1.0014e-05 | 955.1668 | 0.0028868 | 940.3587 | 0 | 955.1668 | 0.00067719 | 955.1667 | 0.0021495 | 955.1668 | 0.0023086 | 955.1668 | 0.0033438 | 709.3494 | 6.5226e-06 | 955.1667 | 0.00030098 | 954.8391 | 0.00296 | 1046.6694 | 0.00926 | 954.8391 | -0.00091217 | 1046.9998 | 0 | 1046.6694 | 0.00702 | 940.3587 | 0
| 955.4094 | 0.00011069 | 955.0811 | -0.0010099 | 708.7275 | 0.00095371 | 955.4094 | 3.5866e-05 | 955.0811 | -0.0085952 | 944.9324 | 0 | 955.0811 | -0.0037633 | 709.4703 | 9.9689e-06 | 955.4093 | 0 | 940.5948 | 0 | 955.4093 | 0 | 955.4094 | 0 | 955.4093 | 0 | 955.4093 | 0 | 709.4703 | 9.0921e-06 | 955.4094 | 0 | 955.0811 | -0.00389 | 1046.838 | 0.00601 | 955.0811 | -0.013376 | 1047.1701 | 0 | 1046.838 | 0.0073 | 940.5948 | 0
| 955.6519 | 0.00091441 | 955.3231 | -0.00052683 | 708.8541 | 0 | 955.6519 | -0.00020647 | 955.3231 | 0.0022878 | 945.1728 | 0 | 955.3231 | 0.002304 | 709.5912 | 8.86e-06 | 955.6519 | 0.00057986 | 940.8309 | 0 | 955.6519 | 0.0032955 | 955.6519 | 0 | 955.6519 | 0.0013018 | 955.6519 | 0.0024573 | 709.5912 | 8.4443e-06 | 955.6519 | 0.00036035 | 955.3231 | 0.00428 | 1047.0066 | 0.00691 | 955.3231 | 0.0068342 | 1047.3403 | 0 | 1047.0066 | 0.0072 | 940.8309 | 0
| 955.8945 | -0.00068923 | 955.5652 | -0.00017304 | 708.9808 | 0.00079764 | 955.8945 | -0.00021015 | 955.5652 | -0.0038244 | 945.4131 | 0 | 955.5652 | -0.003065 | 709.7122 | 8.468e-06 | 955.8945 | 0 | 941.067 | 0 | 955.8945 | 0 | 955.8945 | 0 | 955.8945 | 0 | 955.8945 | 0 | 709.7122 | 9.3008e-06 | 955.8945 | 0 | 955.5652 | -0.00394 | 1047.1751 | 0.00598 | 955.5652 | -0.0017072 | 1047.5105 | 1.0001e-05 | 1047.1751 | 0.00746 | 941.067 | 0
| 956.1371 | 0.00026888 | 955.8072 | 0.00070604 | 709.1074 | 0.00019118 | 956.1371 | -0.0008257 | 955.8072 | 0.00037901 | 945.6536 | 0 | 955.8072 | 0.0022783 | 709.8331 | 9.1737e-06 | 956.1371 | 0.0018882 | 941.3032 | 0 | 956.1371 | 0.0053464 | 956.1371 | 0.0015327 | 956.1371 | 0.0039201 | 956.1371 | 0.0055168 | 709.8331 | 9.9487e-06 | 956.1371 | 0.00029204 | 955.8072 | 0.00224 | 1047.3437 | 0.00833 | 955.8072 | 0.0027626 | 1047.6808 | 0 | 1047.3437 | 0.00712 | 941.3032 | 0
| 956.3797 | 0.00016108 | 956.0493 | -0.0005997 | 709.2341 | 0.00116 | 956.3797 | -0.00041998 | 956.0493 | -0.0024981 | 945.894 | 0 | 956.0493 | -0.0045583 | 709.9541 | 9.6777e-06 | 956.3797 | 0 | 941.5393 | 0 | 956.3797 | 0 | 956.3797 | 0 | 956.3797 | 0 | 956.3797 | 0 | 709.9541 | 1.0267e-05 | 956.3797 | 0 | 956.0493 | -0.00397 | 1047.5123 | 0.00767 | 956.0493 | 0.00029116 | 1047.851 | 0 | 1047.5123 | 0.00721 | 941.5393 | 0
| 956.6223 | 0.00026482 | 956.2913 | 8.319e-06 | 709.3608 | 0 | 956.6223 | 4.2821e-05 | 956.2913 | 0.00089632 | 946.1344 | 0 | 956.2913 | 0.0032511 | 710.075 | 9.4425e-06 | 956.6223 | 0.0022091 | 941.7755 | 0 | 956.6223 | 0.0037156 | 956.6223 | 0.0017699 | 956.6223 | 0.0017819 | 956.6223 | 0.005269 | 710.075 | 9.8388e-06 | 956.6223 | 0.00030359 | 956.2913 | 0.00474 | 1047.6808 | 0.00779 | 956.2913 | -0.00059488 | 1048.0212 | 0 | 1047.6808 | 0.00697 | 941.7754 | 0
| 956.8649 | -0.00059182 | 956.5334 | -0.00021368 | 709.4874 | 0.00057222 | 956.8649 | -0.0011785 | 956.5334 | -0.0035354 | 946.3748 | 0 | 956.5334 | -0.003442 | 710.1959 | 9.7561e-06 | 956.8649 | 0 | 942.0116 | 0 | 956.8649 | 0 | 956.8649 | 0 | 956.8649 | 0 | 956.8649 | 0 | 710.1959 | 6.7313e-06 | 956.8649 | 0 | 956.5334 | -0.00304 | 1047.8494 | 0.00693 | 956.5334 | -0.0019327 | 1048.1915 | 0 | 1047.8494 | 0.00718 | 942.0116 | 0
| 957.1075 | 0.00051159 | 956.7755 | 0.0014566 | 709.6141 | 0 | 957.1075 | -0.000415 | 956.7755 | 0.00063409 | 946.6153 | 0 | 956.7755 | 0.0027861 | 710.3169 | 1.0294e-05 | 957.1075 | 0.0038263 | 942.2477 | 0 | 957.1075 | 0.0041593 | 957.1075 | 0.0049744 | 957.1075 | 0.0065199 | 957.1075 | 0.0040488 | 710.3169 | 6.7313e-06 | 957.1075 | 0.00049967 | 956.7755 | 0.00577 | 1048.018 | 0.00955 | 956.7755 | 0.0028918 | 1048.3617 | 0 | 1048.018 | 0.00693 | 942.2477 | 0
| 957.3501 | -0.00015952 | 957.0175 | -0.00045181 | 709.7409 | 0.00041617 | 957.3501 | -0.00046284 | 957.0175 | -0.003132 | 946.8557 | 0 | 957.0175 | -0.0030772 | 710.4378 | 9.7225e-06 | 957.3501 | 0 | 942.4839 | 0 | 957.3501 | 0 | 957.3501 | 0 | 957.3501 | 0 | 957.3501 | 0 | 710.4378 | 6.5226e-06 | 957.3501 | 0 | 957.0175 | -0.00316 | 1048.1865 | 0.00717 | 957.0175 | -0.0016105 | 1048.532 | 0 | 1048.1865 | 0.00706 | 942.4839 | 0
| 957.5927 | 0.00044458 | 957.2596 | -0.00052296 | 709.8676 | 0 | 957.5927 | 0.00013144 | 957.2596 | 0.0013394 | 947.0961 | 0 | 957.2596 | 0.0016751 | 710.5588 | 8.7368e-06 | 957.5927 | 0.0010826 | 942.72 | 0 | 957.5927 | 0.0023708 | 957.5927 | 0.0011411 | 957.5927 | 0.0001472 | 957.5927 | 0.0040257 | 710.5588 | 7.2693e-06 | 957.5927 | 0.00044344 | 957.2596 | 0.00192 | 1048.3551 | 0.00849 | 957.2596 | 0.0023274 | 1048.7022 | 0 | 1048.3551 | 0.00689 | 942.72 | 0
| 957.8354 | -0.00031908 | 957.5017 | -0.0010156 | 709.9943 | 0.00128 | 957.8354 | -0.00052851 | 957.5017 | -0.0069716 | 947.3366 | 0 | 957.5017 | -0.0034603 | 710.6797 | 8.3224e-06 | 957.8354 | 0 | 942.9562 | 0 | 957.8354 | 0 | 957.8354 | 0 | 957.8354 | 0 | 957.8354 | 0 | 710.6797 | 7.3791e-06 | 957.8354 | 0 | 957.5017 | -0.00525 | 1048.5237 | 0.00691 | 957.5017 | -0.0014451 | 1048.8725 | 0 | 1048.5237 | 0.00722 | 942.9562 | 0
| 958.078 | 0.000208 | 957.7438 | -0.00061504 | 710.121 | 0 | 958.078 | 0.00030696 | 957.7438 | 0.0018294 | 947.5771 | 0 | 957.7438 | 0.001944 | 710.8007 | 9.0505e-06 | 958.078 | 0.003649 | 943.1924 | 0 | 958.078 | 0.00037054 | 958.078 | 6.223e-05 | 958.078 | 0.0042595 | 958.078 | 0.0032337 | 710.8007 | 7.0607e-06 | 958.078 | 0.00029345 | 957.7438 | 0.00218 | 1048.6922 | 0.00744 | 957.7438 | 0.0022313 | 1049.0427 | 6.6672e-06 | 1048.6922 | 0.00707 | 943.1924 | 0
| 958.3207 | -0.00050861 | 957.9859 | -0.0010809 | 710.2478 | 0.00084967 | 958.3207 | -0.00066491 | 957.9859 | -0.003768 | 947.8176 | 0 | 957.9859 | -0.003772 | 710.9216 | 8.8376e-06 | 958.3207 | 0 | 943.4286 | 0 | 958.3207 | 0 | 958.3207 | 0 | 958.3207 | 0 | 958.3207 | 0 | 710.9216 | 7.1595e-06 | 958.3207 | 0 | 957.9859 | -0.00539 | 1048.8608 | 0.00679 | 957.9859 | -0.008011 | 1049.2129 | 0 | 1048.8608 | 0.00728 | 943.4286 | 0
| 958.5633 | 0.00046953 | 958.228 | 0.00013289 | 710.3745 | 0 | 958.5633 | 0.00019025 | 958.228 | -0.0014616 | 948.058 | 0 | 958.228 | 0.0014494 | 711.0426 | 9.0168e-06 | 958.5633 | 0.0027312 | 943.6648 | 0 | 958.5633 | 0.0025268 | 958.5633 | 0.0015227 | 958.5633 | 0.0042125 | 958.5633 | 0.0038185 | 711.0426 | 6.6324e-06 | 958.5633 | 0.00024595 | 958.228 | 0.0003923 | 1049.0294 | 0.00703 | 958.228 | 0.0086163 | 1049.3832 | 0 | 1049.0294 | 0.00698 | 943.6648 | 0
| 958.806 | 9.8691e-05 | 958.4701 | 5.995e-05 | 710.5013 | 0.00158 | 958.806 | -0.00066029 | 958.4701 | -0.0080294 | 948.2985 | 0 | 958.4701 | -0.0036774 | 711.1635 | 9.2521e-06 | 958.806 | 0 | 943.901 | 0 | 958.806 | 0 | 958.806 | 0 | 958.806 | 0 | 958.806 | 0 | 711.1635 | 9.191e-06 | 958.806 | 0 | 958.4701 | -0.00301 | 1049.1979 | 0.0077 | 958.4701 | -0.0061904 | 1049.5534 | 0 | 1049.1979 | 0.00721 | 943.901 | 0
| 959.0486 | 0.00080139 | 958.7122 | 0.00061735 | 710.6281 | 0 | 959.0486 | -0.00015295 | 958.7122 | 0.0022567 | 948.539 | 0 | 958.7122 | 0.0023183 | 711.2844 | 9.2633e-06 | 959.0486 | 0.002397 | 944.1371 | 0 | 959.0486 | 0.0026511 | 959.0486 | 0.0033116 | 959.0486 | 0.0034746 | 959.0486 | 0.0035218 | 711.2844 | 8.3454e-06 | 959.0486 | 0.00044503 | 958.7122 | 0.00421 | 1049.3665 | 0.00784 | 958.7122 | 0.0043214 | 1049.7237 | 0 | 1049.3665 | 0.00701 | 944.1372 | 0
| 959.2913 | -0.00083559 | 958.9543 | -0.00094481 | 710.7549 | 0.00093636 | 959.2913 | 3.7859e-05 | 958.9543 | -0.0032154 | 948.7795 | 0 | 958.9543 | -0.0034381 | 711.4054 | 9.0729e-06 | 959.2913 | 0 | 944.3734 | 0 | 959.2913 | 0 | 959.2913 | 0 | 959.2913 | 0 | 959.2913 | 0 | 711.4054 | 9.729e-06 | 959.2913 | 0 | 958.9543 | -0.00292 | 1049.535 | 0.00638 | 958.9543 | -0.0078371 | 1049.8939 | 0 | 1049.535 | 0.00732 | 944.3733 | 0
| 959.534 | 0.00044118 | 959.1964 | 0.00027042 | 710.8817 | 0 | 959.534 | -0.00014573 | 959.1964 | -0.00065151 | 949.02 | 0 | 959.1964 | 0.0020717 | 711.5263 | 8.8712e-06 | 959.534 | 0.004767 | 944.6096 | 0 | 959.534 | 0.0018738 | 959.534 | 0.0025481 | 959.534 | 0.0036738 | 959.534 | 0.0044932 | 711.5263 | 6.9509e-06 | 959.534 | 0.00039095 | 959.1964 | 0.00312 | 1049.7036 | 0.00863 | 959.1964 | 0.00040506 | 1050.0642 | 0 | 1049.7036 | 0.00698 | 944.6096 | 0
| 959.7767 | -0.00022715 | 959.4386 | 4.1806e-05 | 711.0085 | 0.00088435 | 959.7767 | -0.00083149 | 959.4386 | -0.003898 | 949.2605 | 0 | 959.4386 | -0.0027883 | 711.6473 | 9.2073e-06 | 959.7767 | 0 | 944.8458 | 0 | 959.7767 | 0 | 959.7767 | 0 | 959.7767 | 0 | 959.7767 | 0 | 711.6473 | 8.1258e-06 | 959.7767 | 0 | 959.4386 | -0.00283 | 1049.8722 | 0.00795 | 959.4386 | -0.0080477 | 1050.2345 | 0 | 1049.8722 | 0.00709 | 944.8458 | 0
| 960.0193 | 0.000924 | 959.6807 | 0.00032354 | 711.1354 | 0 | 960.0193 | -6.2357e-05 | 959.6807 | 0.0031132 | 949.501 | 0 | 959.6807 | 0.0027624 | 711.7682 | 9.8121e-06 | 960.0194 | 0.0021187 | 945.082 | 0 | 960.0194 | 0.0063896 | 960.0193 | 0.0035163 | 960.0194 | 0.0030126 | 960.0194 | 0.003929 | 711.7682 | 1.0377e-05 | 960.0194 | 0.00042876 | 959.6807 | 0.00461 | 1050.0407 | 0.00839 | 959.6807 | 0.0080434 | 1050.4047 | 0 | 1050.0407 | 0.00691 | 945.082 | 0
| 960.2621 | -0.00023738 | 959.9228 | -0.00012839 | 711.2622 | 0.00277 | 960.2621 | -0.00034132 | 959.9228 | -0.004024 | 949.7416 | 0 | 959.9228 | -0.0036698 | 711.8892 | 1.0092e-05 | 960.2621 | 0 | 945.3182 | 0 | 960.2621 | 0 | 960.2621 | 0 | 960.2621 | 0 | 960.2621 | 0 | 711.8892 | 1.2408e-05 | 960.2621 | 0 | 959.9228 | -0.00261 | 1050.2093 | 0.00512 | 959.9228 | -0.0032755 | 1050.575 | 0 | 1050.2093 | 0.00724 | 945.3182 | 0
| 960.5048 | -0.00014789 | 960.165 | -0.00030684 | 711.3891 | 0 | 960.5048 | 6.8093e-05 | 960.165 | 0.0032654 | 949.9821 | 0 | 960.165 | 0.0015077 | 712.0102 | 9.8121e-06 | 960.5048 | 0.0041468 | 945.5545 | 0 | 960.5048 | 0.0017415 | 960.5048 | 0.00062596 | 960.5048 | 0.0048038 | 960.5048 | 0.0080048 | 712.0102 | 1.3474e-05 | 960.5048 | 3.7804e-05 | 960.165 | 5.1035e-05 | 1050.3779 | 0.00979 | 960.165 | -0.0069317 | 1050.7452 | 0 | 1050.3779 | 0.00705 | 945.5545 | 0
| 960.7475 | -0.00077001 | 960.4071 | -0.0020011 | 711.5159 | 0.00032946 | 960.7475 | -0.00017392 | 960.4071 | -0.0042357 | 950.2226 | 0 | 960.4071 | -0.0043107 | 712.1311 | 9.7561e-06 | 960.7475 | 0 | 945.7908 | 0 | 960.7475 | 0 | 960.7475 | 0 | 960.7475 | 0 | 960.7475 | 0 | 712.1311 | 1.0695e-05 | 960.7475 | 0 | 960.4071 | -0.00476 | 1050.5464 | 0.0057 | 960.4071 | 0.0031613 | 1050.9155 | 1.0001e-05 | 1050.5464 | 0.00715 | 945.7908 | 0
| 960.9902 | 0.00051482 | 960.6493 | 0.00011928 | 711.6428 | 0 | 960.9902 | -3.1466e-05 | 960.6493 | 0.0017696 | 950.4632 | 0 | 960.6493 | 0.0018676 | 712.2521 | 9.4873e-06 | 960.9902 | 0.0039832 | 946.027 | 0 | 960.9902 | 0.0017886 | 960.9902 | 0.0020975 | 960.9902 | 0.0011807 | 960.9902 | 0.0035792 | 712.2521 | 8.7737e-06 | 960.9902 | 0.00030101 | 960.6493 | 0.00252 | 1050.715 | 0.00921 | 960.6493 | 0.015503 | 1051.0858 | 0 | 1050.715 | 0.00694 | 946.027 | 0
| 961.2329 | -0.00086545 | 960.8914 | -0.001093 | 711.7697 | 0.00172 | 961.2329 | -0.00054546 | 960.8914 | -0.0069514 | 950.7037 | 0 | 960.8914 | -0.0036568 | 712.373 | 1.0036e-05 | 961.2329 | 0 | 946.2632 | 0 | 961.2329 | 0 | 961.2329 | 0 | 961.2329 | 0 | 961.2329 | 0 | 712.373 | 7.1595e-06 | 961.2329 | 0 | 960.8914 | -0.00272 | 1050.8835 | 0.00819 | 960.8914 | 0.0010513 | 1051.256 | 0 | 1050.8835 | 0.0073 | 946.2632 | 0
| 961.4756 | 0.00096828 | 961.1336 | 0.00078432 | 711.8966 | 0 | 961.4756 | -0.00047654 | 961.1336 | -0.00025217 | 950.9443 | 0 | 961.1336 | 0.0022004 | 712.494 | 9.1289e-06 | 961.4757 | 0.0012901 | 946.4995 | 0 | 961.4757 | 0.0019823 | 961.4756 | 0.0025846 | 961.4757 | 0.0051418 | 961.4757 | 0.0021886 | 712.494 | 7.0607e-06 | 961.4756 | 0.00013236 | 961.1336 | 0.00373 | 1051.0521 | 0.00928 | 961.1336 | 0.0029983 | 1051.4263 | 0 | 1051.0521 | 0.00716 | 946.4995 | 0
| 961.7184 | -0.00043042 | 961.3758 | -0.00022817 | 712.0235 | 0.00084967 | 961.7184 | -0.00060778 | 961.3758 | -0.0053112 | 951.1849 | 0 | 961.3758 | -0.0037824 | 712.615 | 8.8152e-06 | 961.7184 | 0 | 946.7358 | 0 | 961.7184 | 0 | 961.7184 | 0 | 961.7184 | 0 | 961.7184 | 0 | 712.615 | 8.1258e-06 | 961.7184 | 0 | 961.3758 | -0.00169 | 1051.2207 | 0.00589 | 961.3758 | -0.005077 | 1051.5966 | 0 | 1051.2207 | 0.00753 | 946.7358 | 0
| 961.9612 | 0.00085496 | 961.618 | 9.0955e-05 | 712.1504 | 0 | 961.9612 | -0.00079568 | 961.618 | 0.0013753 | 951.4254 | 0 | 961.618 | 0.0019437 | 712.7359 | 8.6584e-06 | 961.9612 | 0.0043331 | 946.972 | 0 | 961.9612 | 0.004351 | 961.9612 | 0.0014456 | 961.9612 | 0.00053851 | 961.9612 | 0.0029208 | 712.7359 | 7.0607e-06 | 961.9612 | 0.00028821 | 961.618 | 0.00178 | 1051.3892 | 0.00919 | 961.618 | 0.0090228 | 1051.7668 | 0 | 1051.3892 | 0.00741 | 946.972 | 0
| 962.2039 | -0.00097867 | 961.8601 | -0.0007236 | 712.2773 | 0.00125 | 962.2039 | -0.00076719 | 961.8601 | -0.0044489 | 951.666 | 0 | 961.8601 | -0.0041668 | 712.8569 | 8.972e-06 | 962.2039 | 0 | 947.2083 | 0 | 962.2039 | 0 | 962.2039 | 0 | 962.2039 | 0 | 962.2039 | 0 | 712.8569 | 7.5878e-06 | 962.2039 | 0 | 961.8601 | -0.00191 | 1051.5578 | 0.00563 | 961.8601 | -0.00083156 | 1051.9371 | 3.0002e-05 | 1051.5578 | 0.00766 | 947.2083 | 0
| 962.4467 | 0.00028807 | 962.1023 | 0.00063251 | 712.4043 | 0 | 962.4467 | 0.00020774 | 962.1023 | -0.0024713 | 951.9066 | 0 | 962.1023 | 0.0024144 | 712.9778 | 9.3081e-06 | 962.4467 | 0.0052902 | 947.4446 | 0 | 962.4467 | 0.0065706 | 962.4467 | 0.0022412 | 962.4467 | 0.0030851 | 962.4467 | 0.0037156 | 712.9778 | 5.6661e-06 | 962.4467 | 0.00024003 | 962.1023 | 0.00418 | 1051.7263 | 0.00928 | 962.1023 | 0.0026473 | 1052.1074 | 0 | 1051.7263 | 0.00722 | 947.4446 | 0
| 962.6895 | 9.6466e-05 | 962.3445 | -0.0010741 | 712.5312 | 0.00039883 | 962.6895 | -0.00035876 | 962.3445 | -0.0064512 | 952.1472 | 0 | 962.3445 | -0.0040866 | 713.0988 | 8.5576e-06 | 962.6894 | 0 | 947.6809 | 0 | 962.6894 | 0 | 962.6895 | 0 | 962.6894 | 0 | 962.6894 | 0 | 713.0988 | 8.2356e-06 | 962.6894 | 0 | 962.3445 | -0.00519 | 1051.8949 | 0.00621 | 962.3445 | -0.0014237 | 1052.2777 | 0 | 1051.8949 | 0.00732 | 947.6809 | 0
| 962.9322 | 0.00063856 | 962.5867 | 0.0014846 | 712.6582 | 0 | 962.9322 | 0.00049691 | 962.5867 | -0.00057364 | 952.3878 | 0 | 962.5867 | 0.0019014 | 713.2198 | 8.6248e-06 | 962.9322 | 0.0068231 | 947.9172 | 0 | 962.9322 | 0.0054599 | 962.9322 | 0.0034254 | 962.9322 | 0.0044026 | 962.9322 | 0.0056319 | 713.2198 | 7.1595e-06 | 962.9322 | 0.00046984 | 962.5867 | 0.00565 | 1052.0635 | 0.00698 | 962.5867 | 0.0067881 | 1052.4479 | 0 | 1052.0635 | 0.00698 | 947.9172 | 0
| 963.175 | -8.6373e-05 | 962.8289 | 7.2794e-06 | 712.7852 | 0.00093636 | 963.175 | 0.00031107 | 962.8289 | -0.0036766 | 952.6284 | 0 | 962.8289 | -0.0036167 | 713.3407 | 8.468e-06 | 963.175 | 0 | 948.1535 | 0 | 963.175 | 0 | 963.175 | 0 | 963.175 | 0 | 963.175 | 0 | 713.3407 | 9.0921e-06 | 963.175 | 0 | 962.8289 | -0.00074458 | 1052.232 | 0.0096 | 962.8289 | -0.0023344 | 1052.6182 | 1.0001e-05 | 1052.232 | 0.00739 | 948.1535 | 0
| 963.4178 | 2.6061e-05 | 963.0711 | -0.0001583 | 712.9122 | 0 | 963.4178 | -0.00034925 | 963.0711 | -0.00097188 | 952.869 | 0 | 963.0711 | 0.0012715 | 713.4617 | 8.636e-06 | 963.4178 | 0.0039673 | 948.3898 | 0 | 963.4178 | 0.0037332 | 963.4178 | 0.002774 | 963.4178 | 0.00097976 | 963.4178 | 0.002166 | 713.4617 | 6.2042e-06 | 963.4178 | 0.00035468 | 963.0711 | 0.00444 | 1052.4006 | 0.00724 | 963.0711 | -0.0012457 | 1052.7885 | 0 | 1052.4006 | 0.00714 | 948.3898 | 0
| 963.6606 | -6.046e-05 | 963.3133 | -0.0011505 | 713.0392 | 0.0016 | 963.6606 | -0.001135 | 963.3133 | -0.0072099 | 953.1097 | 0 | 963.3133 | -0.0039845 | 713.5827 | 9.5769e-06 | 963.6606 | 0 | 948.6262 | 0 | 963.6606 | 0 | 963.6606 | 0 | 963.6606 | 0 | 963.6606 | 0 | 713.5827 | 5.9846e-06 | 963.6606 | 0 | 963.3133 | -0.00403 | 1052.5691 | 0.00635 | 963.3133 | -0.0019156 | 1052.9588 | 0 | 1052.5691 | 0.00748 | 948.6262 | 0
| 963.9034 | -0.00023636 | 963.5556 | 0.00042696 | 713.1662 | 0 | 963.9034 | 0.00023052 | 963.5556 | 0.0020875 | 953.3503 | 0 | 963.5556 | 0.0019453 | 713.7037 | 8.5464e-06 | 963.9034 | 0.0031708 | 948.8625 | 0 | 963.9034 | 0.0039688 | 963.9034 | 0.0031048 | 963.9034 | 0.0022377 | 963.9034 | 0.0053293 | 713.7037 | 5.1281e-06 | 963.9034 | 0.00029124 | 963.5556 | 0.00112 | 1052.7377 | 0.00747 | 963.5556 | -0.0023889 | 1053.1291 | 0 | 1052.7377 | 0.00728 | 948.8625 | 0
| 964.1462 | -0.00011124 | 963.7978 | -0.00031296 | 713.2932 | 0.00116 | 964.1462 | -0.0011392 | 963.7978 | -0.0026009 | 953.5909 | 0 | 963.7978 | -0.0037344 | 713.8246 | 9.7785e-06 | 964.1462 | 0 | 949.0988 | 0 | 964.1462 | 0 | 964.1462 | 0 | 964.1462 | 0 | 964.1462 | 0 | 713.8246 | 6.5226e-06 | 964.1462 | 0 | 963.7978 | -0.00176 | 1052.9062 | 0.01071 | 963.7978 | -0.0026902 | 1053.2994 | 0 | 1052.9062 | 0.0075 | 949.0988 | 0
| 964.389 | 0.0007901 | 964.04 | -0.0005261 | 713.4202 | 0 | 964.389 | -0.0001077 | 964.04 | 0.00085277 | 953.8315 | 0 | 964.04 | 0.0013624 | 713.9456 | 8.3448e-06 | 964.389 | 0.0021371 | 949.3351 | 0 | 964.389 | 0.0013053 | 964.389 | 0.0015296 | 964.389 | 0.0017448 | 964.389 | 0.0022316 | 713.9456 | 8.2356e-06 | 964.389 | 0.00033103 | 964.04 | 0.00173 | 1053.0748 | 0.00877 | 964.04 | 0.001335 | 1053.4696 | 6.6672e-06 | 1053.0748 | 0.00723 | 949.3351 | 0
| 964.6318 | 0.00036137 | 964.2822 | -0.00051428 | 713.5473 | 0.00172 | 964.6318 | -0.00083463 | 964.2822 | -0.0067758 | 954.0722 | 0 | 964.2822 | -0.0036852 | 714.0666 | 9.0953e-06 | 964.6318 | 0 | 949.5715 | 0 | 964.6318 | 0 | 964.6318 | 0 | 964.6318 | 0 | 964.6318 | 0 | 714.0666 | 7.4889e-06 | 964.6318 | 0 | 964.2822 | -0.0044 | 1053.2434 | 0.00955 | 964.2822 | -0.0036152 | 1053.6399 | 0 | 1053.2434 | 0.00743 | 949.5715 | 0
| 964.8746 | 1.8199e-05 | 964.5245 | -0.00029348 | 713.6743 | 0 | 964.8746 | 2.3602e-05 | 964.5245 | -0.0014806 | 954.3129 | 0 | 964.5245 | 0.0016915 | 714.1875 | 7.8183e-06 | 964.8746 | 0.002549 | 949.8078 | 0 | 964.8746 | 0.0028637 | 964.8746 | 0.00143 | 964.8746 | 0.0018674 | 964.8746 | 0.0026147 | 714.1875 | 8.016e-06 | 964.8746 | 0.00028481 | 964.5245 | 0.00395 | 1053.4119 | 0.00712 | 964.5245 | -0.0013663 | 1053.8102 | 0 | 1053.4119 | 0.00721 | 949.8078 | 0
| 965.1174 | -0.00021991 | 964.7667 | -0.00019482 | 713.8014 | 0.00134 | 965.1174 | -0.0011674 | 964.7667 | -0.005491 | 954.5535 | 0 | 964.7667 | -0.0037189 | 714.3085 | 8.7816e-06 | 965.1175 | 0 | 950.0441 | 0 | 965.1175 | 0 | 965.1174 | 0 | 965.1175 | 0 | 965.1175 | 0 | 714.3085 | 7.9172e-06 | 965.1174 | 0 | 964.7667 | -0.00316 | 1053.5805 | 0.00577 | 964.7667 | -0.0016282 | 1053.9805 | 3.0002e-05 | 1053.5805 | 0.00749 | 950.0441 | 0
| 965.3603 | 0.00089318 | 965.009 | -9.4578e-05 | 713.9285 | 0 | 965.3603 | 8.5188e-05 | 965.009 | 0.0041307 | 954.7943 | 0 | 965.009 | 0.0014276 | 714.4295 | 9.2857e-06 | 965.3603 | 0.001837 | 950.2805 | 0 | 965.3603 | 0 | 965.3603 | 0.0011683 | 965.3603 | 0.0020882 | 965.3603 | 0.0025028 | 714.4295 | 8.5541e-06 | 965.3603 | 0.00031116 | 965.009 | 0.00066324 | 1053.749 | 0.00642 | 965.009 | 0.0015125 | 1054.1508 | 0 | 1053.749 | 0.00735 | 950.2805 | 0
| 965.6031 | -0.0005634 | 965.2512 | -0.00021628 | 714.0556 | 0.00032946 | 965.6031 | -0.00097526 | 965.2512 | -0.0037944 | 955.0349 | 0 | 965.2512 | -0.0042075 | 714.5505 | 9.7337e-06 | 965.6031 | 0 | 950.5169 | 0 | 965.6031 | 0 | 965.6031 | 0 | 965.6031 | 0 | 965.6031 | 0 | 714.5505 | 8.016e-06 | 965.6032 | 0 | 965.2512 | -0.00295 | 1053.9176 | 0.00872 | 965.2512 | -0.0043957 | 1054.3211 | 0 | 1053.9176 | 0.00761 | 950.5169 | 0
| 965.846 | 6.3931e-06 | 965.4935 | -0.00033 | 714.1826 | 0 | 965.846 | -0.00013556 | 965.4935 | 0.00078545 | 955.2756 | 0 | 965.4935 | 0.0021122 | 714.6715 | 9.1513e-06 | 965.846 | 0.0026066 | 950.7532 | 0 | 965.846 | 0.001168 | 965.846 | 0.0017725 | 965.846 | 0.00030939 | 965.846 | 0.0028687 | 714.6715 | 6.4128e-06 | 965.846 | 0.00048447 | 965.4935 | 0.00045554 | 1054.0861 | 0.00781 | 965.4935 | 0.0049847 | 1054.4914 | 0 | 1054.0861 | 0.00735 | 950.7532 | 0
| 966.0889 | -0.00028096 | 965.7358 | -0.0012086 | 714.3098 | 0.00184 | 966.0889 | -0.00062852 | 965.7358 | -0.0060109 | 955.5163 | 0 | 965.7358 | -0.0040217 | 714.7924 | 9.2297e-06 | 966.0888 | 0 | 950.9896 | 0 | 966.0888 | 0 | 966.0889 | 0 | 966.0888 | 0 | 966.0888 | 0 | 714.7924 | 7.8074e-06 | 966.0889 | 0 | 965.7358 | -0.00419 | 1054.2547 | 0.00826 | 965.7358 | -0.010176 | 1054.6617 | 0 | 1054.2547 | 0.00755 | 950.9896 | 0
| 966.3317 | 0.0010491 | 965.978 | 0.00011725 | 714.4369 | 0 | 966.3317 | 0.00082518 | 965.978 | -0.00071959 | 955.757 | 0 | 965.978 | 0.001871 | 714.9134 | 8.7816e-06 | 966.3317 | 0.0045413 | 951.226 | 0 | 966.3317 | 0.0010834 | 966.3317 | 0.0017903 | 966.3317 | 0.0012483 | 966.3317 | 0.0045542 | 714.9134 | 7.6976e-06 | 966.3317 | 0.00021242 | 965.978 | 0.0033 | 1054.4232 | 0.00649 | 965.978 | 0.0032595 | 1054.832 | 0 | 1054.4232 | 0.00735 | 951.226 | 0
| 966.5746 | -0.00086593 | 966.2203 | -0.0014218 | 714.564 | 0 | 966.5746 | -0.00065485 | 966.2203 | -0.0041833 | 955.9977 | 0 | 966.2203 | -0.0043785 | 715.0344 | 7.5159e-06 | 966.5746 | 0 | 951.4624 | 0 | 966.5746 | 0 | 966.5746 | 0 | 966.5746 | 0 | 966.5746 | 0 | 715.0344 | 1.0377e-05 | 966.5746 | 0 | 966.2203 | -0.0036 | 1054.5918 | 0.00707 | 966.2203 | -0.011389 | 1055.0023 | 0 | 1054.5918 | 0.00751 | 951.4624 | 0
| 966.8174 | 0.0012396 | 966.4626 | -9.7619e-05 | 714.6911 | 0 | 966.8174 | 0.00058388 | 966.4626 | 0.0018192 | 956.2384 | 0 | 966.4626 | 0.0023649 | 715.1554 | 7.8743e-06 | 966.8175 | 0.0015762 | 951.6988 | 0 | 966.8175 | 0.006089 | 966.8174 | 0.0008296 | 966.8175 | 0.0039047 | 966.8175 | 0.0033639 | 715.1554 | 9.0921e-06 | 966.8174 | 0.00042182 | 966.4626 | 0.00194 | 1054.7603 | 0.00867 | 966.4626 | 0.0092045 | 1055.1726 | 0 | 1054.7603 | 0.00702 | 951.6988 | 0
| 967.0604 | -0.00071932 | 966.7049 | -0.00099477 | 714.8183 | 0.00081498 | 967.0604 | -0.00051439 | 966.7049 | -0.0046153 | 956.4791 | 0 | 966.7049 | -0.0039603 | 715.2764 | 9.3305e-06 | 967.0603 | 0 | 951.9352 | 0 | 967.0603 | 0 | 967.0604 | 0 | 967.0603 | 0 | 967.0603 | 0 | 715.2764 | 9.5204e-06 | 967.0604 | 0 | 966.7049 | -0.003 | 1054.9289 | 0.00615 | 966.7049 | -0.0045122 | 1055.3429 | 0 | 1054.9289 | 0.00729 | 951.9352 | 0
| 967.3032 | 0.0014221 | 966.9472 | 6.6047e-06 | 714.9455 | 0 | 967.3032 | -0.00036996 | 966.9472 | -4.2152e-07 | 956.7198 | 0 | 966.9472 | 0.002365 | 715.3973 | 1.0014e-05 | 967.3032 | 0.0036806 | 952.1716 | 0 | 967.3032 | 0.0025499 | 967.3032 | 0.0020184 | 967.3032 | 0.0033959 | 967.3032 | 0.0027271 | 715.3973 | 7.4889e-06 | 967.3032 | 0.00036615 | 966.9472 | 0.00288 | 1055.0974 | 0.00944 | 966.9472 | 0.0007417 | 1055.5132 | 0 | 1055.0974 | 0.00695 | 952.1716 | 0
| 967.5461 | -2.24e-05 | 967.1895 | -0.00039403 | 715.0726 | 0.00093636 | 967.5461 | -0.0008716 | 967.1895 | -0.0043928 | 956.9606 | 0 | 967.1895 | -0.0039635 | 715.5183 | 1.0383e-05 | 967.5461 | 0 | 952.408 | 0 | 967.5461 | 0 | 967.5461 | 0 | 967.5461 | 0 | 967.5461 | 0 | 715.5183 | 7.6976e-06 | 967.5461 | 0 | 967.1895 | -0.00249 | 1055.266 | 0.00675 | 967.1895 | -2.7707e-05 | 1055.6835 | 0 | 1055.266 | 0.0073 | 952.408 | 0
| 967.7891 | 0.0002797 | 967.4318 | 0.0007657 | 715.1998 | 0 | 967.7891 | -0.00024906 | 967.4318 | -0.0025536 | 957.2014 | 0 | 967.4318 | 0.0026357 | 715.6393 | 9.3081e-06 | 967.789 | 0.0033301 | 952.6444 | 0 | 967.789 | 0.0060929 | 967.7891 | 0.0022948 | 967.789 | 0.005738 | 967.789 | 0.0035141 | 715.6393 | 6.0944e-06 | 967.7891 | 0.00039855 | 967.4318 | 0.00721 | 1055.4345 | 0.00715 | 967.4318 | 0.0083249 | 1055.8538 | 0 | 1055.4345 | 0.00695 | 952.6444 | 0
| 968.0319 | -0.0011952 | 967.6741 | -0.0013598 | 715.327 | 0.00177 | 968.0319 | -0.00022544 | 967.6741 | -0.0053644 | 957.4421 | 0 | 967.6741 | -0.0036026 | 715.7603 | 1.0036e-05 | 968.0319 | 0 | 952.8809 | 0 | 968.0319 | 0 | 968.0319 | 0 | 968.0319 | 0 | 968.0319 | 0 | 715.7603 | 6.9509e-06 | 968.0319 | 0 | 967.6741 | -0.00309 | 1055.6031 | 0.0103 | 967.6741 | -0.0012953 | 1056.0241 | 0 | 1055.6031 | 0.00733 | 952.8809 | 0
| 968.2748 | -2.1033e-06 | 967.9164 | -1.7792e-05 | 715.4543 | 0 | 968.2748 | -0.0001164 | 967.9164 | -0.00044669 | 957.6829 | 0 | 967.9164 | 0.0014943 | 715.8813 | 9.3865e-06 | 968.2749 | 0.0019645 | 953.1172 | 0 | 968.2749 | 0.0010315 | 968.2748 | 0.00090424 | 968.2749 | 0.0032361 | 968.2749 | 0.0048487 | 715.8813 | 6.6324e-06 | 968.2748 | 0.0002575 | 967.9164 | 0.00059049 | 1055.7716 | 0.01006 | 967.9164 | 9.7496e-05 | 1056.1944 | 0 | 1055.7716 | 0.00713 | 953.1173 | 0
| 968.5178 | 0.00016291 | 968.1587 | 6.738e-05 | 715.5815 | 0.00224 | 968.5178 | -0.00053163 | 968.1587 | -0.0073356 | 957.9236 | 0 | 968.1587 | -0.0042201 | 716.0023 | 1.0294e-05 | 968.5178 | 0 | 953.3537 | 0 | 968.5178 | 0 | 968.5178 | 0 | 968.5178 | 0 | 968.5178 | 0 | 716.0023 | 9.729e-06 | 968.5178 | 0 | 968.1587 | -0.00259 | 1055.9402 | 0.00559 | 968.1587 | -0.0021738 | 1056.3647 | 1.0001e-05 | 1055.9402 | 0.00747 | 953.3537 | 0
| 968.7607 | 0.00069079 | 968.401 | -3.1048e-05 | 715.7087 | 0 | 968.7607 | 0.00020999 | 968.401 | 0.0020071 | 958.1644 | 0 | 968.401 | 0.0027967 | 716.1233 | 9.6217e-06 | 968.7607 | 0.0019851 | 953.5901 | 0 | 968.7607 | 0.0018184 | 968.7607 | 0.00077455 | 968.7607 | 0 | 968.7607 | 0.0055814 | 716.1233 | 1.198e-05 | 968.7607 | 0.00040273 | 968.401 | 0.00378 | 1056.1087 | 0.00949 | 968.401 | 0.0013331 | 1056.535 | 0 | 1056.1087 | 0.00722 | 953.5901 | 0
| 969.0037 | -0.00016095 | 968.6434 | -0.00085417 | 715.836 | 0.00146 | 969.0037 | -0.00047893 | 968.6434 | -0.0028179 | 958.4052 | 0 | 968.6434 | -0.0046823 | 716.2443 | 9.7561e-06 | 969.0036 | 0 | 953.8266 | 0 | 969.0036 | 0 | 969.0037 | 0 | 969.0036 | 0 | 969.0036 | 0 | 716.2443 | 1.1552e-05 | 969.0037 | 0 | 968.6434 | -0.0024 | 1056.2773 | 0.00605 | 968.6434 | -0.00062537 | 1056.7053 | 0 | 1056.2773 | 0.00749 | 953.8266 | 0
| 969.2466 | 0.00013138 | 968.8857 | 0.00055277 | 715.9632 | 0 | 969.2466 | -1.3707e-05 | 968.8857 | 0.0030472 | 958.6459 | 0 | 968.8857 | 0.0021032 | 716.3652 | 9.6553e-06 | 969.2466 | 0.0031833 | 954.063 | 0 | 969.2466 | 0.0061771 | 969.2466 | 0.0032594 | 969.2466 | 0.0039772 | 969.2466 | 0.0036414 | 716.3652 | 9.6192e-06 | 969.2466 | 0.00067004 | 968.8857 | 0.00266 | 1056.4458 | 0.00765 | 968.8857 | -0.0059947 | 1056.8756 | 0 | 1056.4458 | 0.00717 | 954.063 | 0
| 969.4896 | -0.00021613 | 969.128 | -0.0012303 | 716.0905 | 0.00116 | 969.4896 | -0.00024463 | 969.128 | -0.0059286 | 958.8868 | 0 | 969.128 | -0.0035134 | 716.4862 | 9.1737e-06 | 969.4895 | 0 | 954.2995 | 0 | 969.4895 | 0 | 969.4896 | 0 | 969.4895 | 0 | 969.4895 | 0 | 716.4862 | 7.5878e-06 | 969.4896 | 0 | 969.128 | -0.00445 | 1056.6144 | 0.00941 | 969.128 | -0.00093064 | 1057.046 | 0 | 1056.6144 | 0.00745 | 954.2995 | 0
| 969.7325 | 9.1792e-05 | 969.3704 | 0.00011321 | 716.2178 | 0 | 969.7325 | -9.4442e-05 | 969.3704 | 0.00078629 | 959.1276 | 0 | 969.3704 | 0.0023698 | 716.6072 | 8.0088e-06 | 969.7325 | 0.0031244 | 954.536 | 0 | 969.7325 | 0.0010083 | 969.7325 | 0.0012441 | 969.7325 | 0.0036385 | 969.7325 | 0.0042048 | 716.6072 | 7.1595e-06 | 969.7325 | 0.00027204 | 969.3704 | 0.00332 | 1056.7829 | 0.00744 | 969.3704 | 0.0037555 | 1057.2163 | 0 | 1056.7829 | 0.00728 | 954.536 | 0
| 969.9755 | -5.7222e-05 | 969.6127 | -0.0011833 | 716.3451 | 0.00098839 | 969.9755 | -0.00067262 | 969.6127 | -0.004845 | 959.3683 | 0 | 969.6127 | -0.0030281 | 716.7282 | 6.9558e-06 | 969.9755 | 0 | 954.7725 | 0 | 969.9755 | 0 | 969.9755 | 0 | 969.9755 | 0 | 969.9755 | 0 | 716.7282 | 6.5226e-06 | 969.9755 | 0 | 969.6127 | -0.00364 | 1056.9515 | 0.0063 | 969.6127 | 0.0018035 | 1057.3866 | 0 | 1056.9515 | 0.00763 | 954.7725 | 0
| 970.2184 | 0.00060378 | 969.8551 | -0.00082061 | 716.4724 | 0 | 970.2184 | -9.596e-05 | 969.8551 | 0.003435 | 959.6092 | 0 | 969.8551 | 0.0018204 | 716.8492 | 8.1096e-06 | 970.2184 | 0.0017576 | 955.0089 | 0 | 970.2184 | 0.003715 | 970.2184 | 0.00098537 | 970.2184 | 0.0030657 | 970.2184 | 0.0033588 | 716.8492 | 4.9194e-06 | 970.2184 | 0.00029922 | 969.8551 | 0.00365 | 1057.12 | 0.00904 | 969.8551 | 0.0033114 | 1057.5569 | 0 | 1057.12 | 0.00748 | 955.0089 | 0
| 970.4614 | -0.00022897 | 970.0974 | -0.00089412 | 716.5997 | 0.00065893 | 970.4614 | -0.00044154 | 970.0974 | -0.0056171 | 959.85 | 0 | 970.0974 | -0.0039529 | 716.9702 | 9.8793e-06 | 970.4614 | 0 | 955.2454 | 0 | 970.4614 | 0 | 970.4614 | 0 | 970.4614 | 0 | 970.4614 | 0 | 716.9702 | 5.5563e-06 | 970.4614 | 0 | 970.0974 | -0.00199 | 1057.2886 | 0.00858 | 970.0974 | -0.00043451 | 1057.7272 | 0 | 1057.2886 | 0.00765 | 955.2454 | 0
| 970.7044 | 0.00052686 | 970.3398 | 0.00033121 | 716.727 | 0 | 970.7044 | 0.00017499 | 970.3398 | 0.0046707 | 960.0908 | 0 | 970.3398 | 0.0019928 | 717.0912 | 9.9689e-06 | 970.7044 | 0.0032319 | 955.4819 | 0 | 970.7044 | 0.0036026 | 970.7044 | 0.0018578 | 970.7044 | 0.0034603 | 970.7044 | 0.002501 | 717.0912 | 1.0157e-05 | 970.7044 | 0.00023732 | 970.3398 | 0.00070225 | 1057.4571 | 0.00672 | 970.3398 | 0.008981 | 1057.8976 | 0 | 1057.4571 | 0.00738 | 955.4819 | 0
| 970.9474 | -0.00059139 | 970.5822 | -0.00048257 | 716.8543 | 0.00088435 | 970.9474 | -0.0010736 | 970.5822 | -0.0038449 | 960.3317 | 0 | 970.5822 | -0.0043903 | 717.2122 | 1.0115e-05 | 970.9474 | 0 | 955.7184 | 0 | 970.9474 | 0 | 970.9474 | 0 | 970.9474 | 0 | 970.9474 | 0 | 717.2122 | 1.2837e-05 | 970.9474 | 0 | 970.5822 | -0.00539 | 1057.6256 | 0.00948 | 970.5822 | -0.0041827 | 1058.0679 | 0 | 1057.6256 | 0.00758 | 955.7184 | 0
| 971.1904 | 0.00044814 | 970.8246 | 1.8582e-05 | 716.9817 | 0 | 971.1904 | -0.00056886 | 970.8246 | -0.0015717 | 960.5725 | 0 | 970.8246 | 0.0020078 | 717.3332 | 9.9353e-06 | 971.1904 | 0.0041302 | 955.9549 | 0 | 971.1904 | 0.0027043 | 971.1904 | 0.0018154 | 971.1904 | 0.0011152 | 971.1904 | 0.0031751 | 717.3332 | 1.2408e-05 | 971.1904 | 0.00036426 | 970.8246 | 0.00168 | 1057.7942 | 0.00837 | 970.8246 | -0.0035609 | 1058.2382 | 0 | 1057.7942 | 0.00738 | 955.9549 | 0
| 971.4333 | 0.00016121 | 971.0669 | -0.0010304 | 717.109 | 0.00151 | 971.4333 | -0.00085102 | 971.0669 | -0.0046401 | 960.8134 | 0 | 971.0669 | -0.0048511 | 717.4542 | 1.0215e-05 | 971.4334 | 0 | 956.1914 | 0 | 971.4334 | 0 | 971.4333 | 0 | 971.4334 | 0 | 971.4334 | 0 | 717.4542 | 9.729e-06 | 971.4334 | 0 | 971.0669 | -0.00591 | 1057.9627 | 0.0071 | 971.0669 | -0.00072203 | 1058.4085 | 0 | 1057.9627 | 0.00756 | 956.1914 | 0
| 971.6764 | 0.0012295 | 971.3093 | -0.00016167 | 717.2364 | 0 | 971.6764 | 0.00013652 | 971.3093 | 0.0013078 | 961.0542 | 0 | 971.3093 | 0.0018794 | 717.5752 | 9.5209e-06 | 971.6764 | 0.0027159 | 956.4279 | 0 | 971.6764 | 0.0013029 | 971.6764 | 0.00044823 | 971.6764 | 0.00050479 | 971.6764 | 0.0037653 | 717.5752 | 8.3454e-06 | 971.6764 | 0.00042395 | 971.3093 | 0.00449 | 1058.1313 | 0.00756 | 971.3093 | -0.0035796 | 1058.5789 | 0 | 1058.1313 | 0.00727 | 956.4279 | 0
| 971.9194 | 0.00017391 | 971.5517 | -0.00062245 | 717.3638 | 0.00163 | 971.9194 | -0.00064223 | 971.5517 | -0.0034807 | 961.295 | 0 | 971.5517 | -0.0042203 | 717.6962 | 8.3896e-06 | 971.9194 | 0 | 956.6644 | 0 | 971.9194 | 0 | 971.9194 | 0 | 971.9194 | 0 | 971.9194 | 0 | 717.6962 | 9.191e-06 | 971.9194 | 0 | 971.5517 | -0.00313 | 1058.2998 | 0.00682 | 971.5517 | -0.0051458 | 1058.7492 | 1.0001e-05 | 1058.2998 | 0.00748 | 956.6644 | 0
| 972.1624 | 0.00050666 | 971.7941 | 0.00063556 | 717.4912 | 0 | 972.1624 | 0.00010682 | 971.7941 | 0.00019102 | 961.5359 | 0 | 971.7941 | 0.0025072 | 717.8172 | 7.6951e-06 | 972.1624 | 0.0062378 | 956.9009 | 0 | 972.1624 | 0.0035519 | 972.1624 | 0.0031532 | 972.1624 | 0.0025292 | 972.1624 | 0.0034593 | 717.8172 | 7.8074e-06 | 972.1624 | 0.00030242 | 971.7941 | 0.00158 | 1058.4684 | 0.00805 | 971.7941 | 0.0087369 | 1058.9195 | 0 | 1058.4684 | 0.00723 | 956.9009 | 0
| 972.4055 | -0.00086548 | 972.0365 | -0.00092385 | 717.6186 | 0.00114 | 972.4055 | -0.0010969 | 972.0365 | -0.0083996 | 961.7768 | 0 | 972.0365 | -0.0047774 | 717.9382 | 9.0505e-06 | 972.4054 | 0 | 957.1375 | 0 | 972.4054 | 0 | 972.4055 | 0 | 972.4054 | 0 | 972.4054 | 0 | 717.9382 | 7.6976e-06 | 972.4055 | 0 | 972.0365 | -0.00319 | 1058.6369 | 0.00682 | 972.0365 | -0.0016988 | 1059.0899 | 0 | 1058.6369 | 0.00745 | 957.1375 | 0
| 972.6484 | -9.3472e-05 | 972.2789 | 9.8225e-05 | 717.746 | 0 | 972.6484 | 0.00034304 | 972.2789 | -0.00037282 | 962.0177 | 0 | 972.2789 | 0.0022456 | 718.0593 | 9.0953e-06 | 972.6485 | 0.00023557 | 957.374 | 0 | 972.6485 | 0.0050259 | 972.6484 | 0.0027637 | 972.6485 | 0.0017686 | 972.6485 | 0.0045028 | 718.0593 | 8.016e-06 | 972.6484 | 0.00044982 | 972.2789 | 0.00348 | 1058.8055 | 0.00698 | 972.2789 | 0.0012168 | 1059.2602 | 0 | 1058.8055 | 0.00718 | 957.374 | 0
| 972.8915 | -4.3737e-05 | 972.5213 | -0.00090533 | 717.8734 | 0.00144 | 972.8915 | -0.0013411 | 972.5213 | -0.0055401 | 962.2586 | 0 | 972.5213 | -0.0046338 | 718.1803 | 9.7337e-06 | 972.8915 | 0 | 957.6106 | 0 | 972.8915 | 0 | 972.8915 | 0 | 972.8915 | 0 | 972.8915 | 0 | 718.1803 | 6.314e-06 | 972.8915 | 0 | 972.5213 | -0.00376 | 1058.974 | 0.00575 | 972.5213 | 0.00098873 | 1059.4305 | 0 | 1058.974 | 0.00747 | 957.6106 | 0
| 973.1346 | 0.00064385 | 972.7637 | 0.00010453 | 718.0009 | 0 | 973.1346 | 0.00043048 | 972.7637 | 0.002487 | 962.4995 | 0 | 972.7637 | 0.0031047 | 718.3013 | 7.5159e-06 | 973.1346 | 0.0029493 | 957.8471 | 0 | 973.1346 | 0.0028972 | 973.1346 | 0.0019533 | 973.1346 | 0.0035183 | 973.1346 | 0.0033694 | 718.3013 | 6.2042e-06 | 973.1346 | 0.00021049 | 972.7637 | 0.003 | 1059.1425 | 0.00759 | 972.7637 | 0.0095132 | 1059.6009 | 0 | 1059.1425 | 0.00725 | 957.8471 | 0
| 973.3776 | 0.000832 | 973.0062 | -0.001321 | 718.1283 | 0.00146 | 973.3776 | -0.001175 | 973.0062 | -0.0078532 | 962.7404 | 0 | 973.0062 | -0.003716 | 718.4223 | 8.3224e-06 | 973.3776 | 0 | 958.0837 | 0 | 973.3776 | 0 | 973.3776 | 0 | 973.3776 | 0 | 973.3776 | 0 | 718.4223 | 4.6998e-06 | 973.3776 | 0 | 973.0062 | -0.00539 | 1059.3111 | 0.0041 | 973.0062 | -0.012182 | 1059.7712 | 1.0001e-05 | 1059.3111 | 0.00758 | 958.0837 | 0
| 973.6207 | 0.00044118 | 973.2486 | -0.00040931 | 718.2558 | 0 | 973.6207 | -4.5599e-05 | 973.2486 | 0.00063001 | 962.9813 | 0 | 973.2486 | 0.0019387 | 718.5433 | 7.2807e-06 | 973.6207 | 0.0035994 | 958.3203 | 0 | 973.6207 | 0.0035279 | 973.6207 | 0.00050017 | 973.6207 | 0.0014953 | 973.6207 | 0.0036383 | 718.5433 | 6.314e-06 | 973.6207 | 0.00034846 | 973.2486 | 0.003 | 1059.4796 | 0.00784 | 973.2486 | -0.0067368 | 1059.9416 | 0 | 1059.4796 | 0.00743 | 958.3202 | 0
| 973.8637 | 0.00040056 | 973.491 | -0.0011697 | 718.3833 | 0.00055488 | 973.8637 | -0.00053761 | 973.491 | -0.0037202 | 963.2222 | 0 | 973.491 | -0.0048181 | 718.6643 | 8.8936e-06 | 973.8637 | 0 | 958.5568 | 0 | 973.8637 | 0 | 973.8637 | 0 | 973.8637 | 0 | 973.8637 | 0 | 718.6643 | 3.9531e-06 | 973.8637 | 0 | 973.491 | -0.00377 | 1059.6481 | 0.00598 | 973.491 | -0.002519 | 1060.1119 | 0 | 1059.6481 | 0.00767 | 958.5568 | 0
| 974.1068 | 0.00052802 | 973.7335 | 0.0011367 | 718.5108 | 0 | 974.1068 | 0.00035032 | 973.7335 | 0.0042065 | 963.4631 | 0 | 973.7335 | 0.002526 | 718.7853 | 8.916e-06 | 974.1068 | 0.0022394 | 958.7934 | 0 | 974.1068 | 0.0065999 | 974.1068 | 0.0042423 | 974.1068 | 0.0045669 | 974.1068 | 0.0033984 | 718.7853 | 6.4128e-06 | 974.1068 | 0.00043885 | 973.7335 | 0.00286 | 1059.8167 | 0.00626 | 973.7335 | 0.018357 | 1060.2822 | 0 | 1059.8167 | 0.00736 | 958.7934 | 0
| 974.3499 | -0.00035212 | 973.9759 | -0.00017535 | 718.6382 | 0.0012 | 974.3499 | -0.00087604 | 973.9759 | -0.0069421 | 963.7041 | 0 | 973.9759 | -0.0042843 | 718.9063 | 9.4985e-06 | 974.3499 | 0 | 959.03 | 0 | 974.3499 | 0 | 974.3499 | 0 | 974.3499 | 0 | 974.3499 | 0 | 718.9063 | 7.8074e-06 | 974.3498 | 0 | 973.9759 | -0.00591 | 1059.9852 | 0.00656 | 973.9759 | -0.00067841 | 1060.4526 | 0 | 1059.9852 | 0.00747 | 959.03 | 0
| 974.593 | 0.00040374 | 974.2183 | -7.6574e-05 | 718.7658 | 0 | 974.593 | 0.00049692 | 974.2183 | 0.0012623 | 963.945 | 0 | 974.2183 | 0.0017578 | 719.0273 | 8.9384e-06 | 974.593 | 0.0021214 | 959.2665 | 0 | 974.593 | 0.0037695 | 974.593 | 0.00076591 | 974.593 | 0.0011202 | 974.593 | 0.0036882 | 719.0273 | 9.3008e-06 | 974.593 | 0.000388 | 974.2183 | 0.00157 | 1060.1538 | 0.00733 | 974.2183 | 0.0070028 | 1060.6229 | 0 | 1060.1538 | 0.00716 | 959.2665 | 0
| 974.8361 | -2.4714e-05 | 974.4608 | -0.00021001 | 718.8933 | 0.00102 | 974.8361 | -0.00043656 | 974.4608 | -0.0081549 | 964.186 | 0 | 974.4608 | -0.0042073 | 719.1483 | 8.0872e-06 | 974.8361 | 0 | 959.5031 | 0 | 974.8361 | 0 | 974.8361 | 0 | 974.8361 | 0 | 974.8361 | 0 | 719.1483 | 5.7759e-06 | 974.8361 | 0 | 974.4608 | -0.00365 | 1060.3223 | 0.00596 | 974.4608 | -0.0049183 | 1060.7933 | 0 | 1060.3223 | 0.0074 | 959.5031 | 0
| 975.0792 | 0.0011802 | 974.7033 | -4.5101e-06 | 719.0208 | 0 | 975.0792 | -1.5129e-05 | 974.7033 | 0.0025502 | 964.4269 | 0 | 974.7033 | 0.0023489 | 719.2694 | 8.524e-06 | 975.0792 | 0.0025424 | 959.7397 | 0 | 975.0792 | 0.0041302 | 975.0792 | 0.0031261 | 975.0792 | 0.0024865 | 975.0792 | 0.0060256 | 719.2694 | 5.1281e-06 | 975.0792 | 0.00021596 | 974.7033 | 0.00125 | 1060.4908 | 0.00881 | 974.7033 | 0.00085825 | 1060.9636 | 0 | 1060.4908 | 0.00719 | 959.7397 | 0
| 975.3223 | -0.00090265 | 974.9457 | -0.00076511 | 719.1483 | 0.00097105 | 975.3223 | -0.0006197 | 974.9457 | -0.0071268 | 964.6679 | 0 | 974.9457 | -0.0036233 | 719.3904 | 8.1096e-06 | 975.3223 | 0 | 959.9763 | 0 | 975.3223 | 0 | 975.3223 | 0 | 975.3223 | 0 | 975.3223 | 0 | 719.3904 | 5.1281e-06 | 975.3223 | 0 | 974.9457 | -0.00346 | 1060.6594 | 0.01069 | 974.9457 | -0.0088519 | 1061.134 | 1.0001e-05 | 1060.6594 | 0.00759 | 959.9763 | 0
| 975.5654 | 6.7712e-05 | 975.1882 | 4.2947e-05 | 719.2759 | 0 | 975.5654 | -9.6118e-05 | 975.1882 | 0.00019607 | 964.9089 | 0 | 975.1882 | 0.0021152 | 719.5114 | 8.4008e-06 | 975.5654 | 0.0049658 | 960.213 | 0 | 975.5654 | 0.001358 | 975.5654 | 0.0012881 | 975.5654 | 0.0022195 | 975.5654 | 0.004112 | 719.5114 | 7.4889e-06 | 975.5654 | 0.00034565 | 975.1882 | 0.00378 | 1060.8279 | 0.01004 | 975.1882 | -0.00010499 | 1061.3043 | 6.6672e-06 | 1060.8279 | 0.00744 | 960.2129 | 0
| 975.8085 | -0.00046131 | 975.4307 | -0.00089528 | 719.4035 | 0.00191 | 975.8085 | 7.428e-05 | 975.4307 | -0.0075777 | 965.1498 | 0 | 975.4307 | -0.0044383 | 719.6324 | 8.58e-06 | 975.8085 | 0 | 960.4496 | 0 | 975.8085 | 0 | 975.8085 | 0 | 975.8085 | 0 | 975.8085 | 0 | 719.6324 | 6.4128e-06 | 975.8085 | 0 | 975.4307 | -0.00337 | 1060.9964 | 0.00805 | 975.4307 | -0.0049325 | 1061.4747 | 1.0001e-05 | 1060.9964 | 0.00788 | 960.4496 | 0
| 976.0516 | 0.0010425 | 975.6731 | -0.0006777 | 719.531 | 0 | 976.0516 | -0.00038735 | 975.6731 | -0.0005736 | 965.3908 | 0 | 975.6731 | 0.0022388 | 719.7534 | 9.4873e-06 | 976.0516 | 0.003076 | 960.6862 | 0 | 976.0516 | 0.00011903 | 976.0516 | 0.0016583 | 976.0516 | 0.004046 | 976.0516 | 0.0049115 | 719.7534 | 7.0607e-06 | 976.0516 | 0.00025961 | 975.6731 | 0.00268 | 1061.165 | 0.00844 | 975.6731 | 0.00044534 | 1061.645 | 0 | 1061.165 | 0.00764 | 960.6862 | 0
| 976.2947 | -0.00095825 | 975.9156 | -8.9988e-05 | 719.6586 | 0.00093636 | 976.2947 | -0.0005672 | 975.9156 | -0.0064864 | 965.6318 | 0 | 975.9156 | -0.0037353 | 719.8745 | 1.0148e-05 | 976.2947 | 0 | 960.9228 | 0 | 976.2947 | 0 | 976.2947 | 0 | 976.2947 | 0 | 976.2947 | 0 | 719.8745 | 5.1281e-06 | 976.2947 | 0 | 975.9156 | -0.00555 | 1061.3335 | 0.01083 | 975.9156 | -0.004024 | 1061.8154 | 0 | 1061.3335 | 0.00785 | 960.9228 | 0
| 976.5379 | 0.00010778 | 976.1581 | -0.00012617 | 719.7862 | 0 | 976.5379 | 0.0003419 | 976.1581 | -0.00089912 | 965.8728 | 0 | 976.1581 | 0.0014215 | 719.9955 | 9.7785e-06 | 976.5379 | 0.0036723 | 961.1594 | 0 | 976.5379 | 0.0043326 | 976.5379 | 0.0029471 | 976.5379 | 0.0024949 | 976.5379 | 0.0023304 | 719.9955 | 4.3814e-06 | 976.5379 | 0.00017643 | 976.1581 | 0.00147 | 1061.502 | 0.01078 | 976.1581 | 0.0030562 | 1061.9857 | 0 | 1061.502 | 0.00752 | 961.1594 | 0
| 976.781 | 2.0035e-05 | 976.4006 | -0.00062811 | 719.9138 | 0.00106 | 976.781 | -0.00128 | 976.4006 | -0.00095651 | 966.1138 | 0 | 976.4006 | -0.0039878 | 720.1165 | 1.0014e-05 | 976.781 | 0 | 961.3961 | 0 | 976.781 | 0.001756 | 976.781 | 0 | 976.781 | 0 | 976.781 | 0 | 720.1165 | 3.9531e-06 | 976.781 | 0 | 976.4006 | -0.00252 | 1061.6706 | 0.00895 | 976.4006 | 0.0014868 | 1062.1561 | 0 | 1061.6706 | 0.00775 | 961.3961 | 0
| 977.0242 | 0.00048051 | 976.6431 | -0.00022053 | 720.0415 | 0 | 977.0242 | 3.4914e-05 | 976.6431 | 0.0011977 | 966.3548 | 0 | 976.6431 | 0.0016239 | 720.2375 | 9.7225e-06 | 977.0242 | 0.0019968 | 961.6327 | 0 | 977.0242 | 0.0044175 | 977.0242 | 0.0017135 | 977.0242 | 0.0040665 | 977.0242 | 0.0012515 | 720.2375 | 6.7313e-06 | 977.0242 | 0.0002419 | 976.6431 | 0.00354 | 1061.8391 | 0.01083 | 976.6431 | 0.0064004 | 1062.3265 | 0 | 1061.8391 | 0.00756 | 961.6327 | 0
| 977.2673 | 1.3863e-05 | 976.8856 | -0.00044063 | 720.1691 | 0.00147 | 977.2673 | -0.00069972 | 976.8856 | -0.0083642 | 966.5958 | 0 | 976.8856 | -0.0056401 | 720.3585 | 9.6217e-06 | 977.2673 | 0 | 961.8694 | 0 | 977.2673 | 0 | 977.2673 | 0 | 977.2673 | 0 | 977.2673 | 0 | 720.3585 | 8.7737e-06 | 977.2673 | 0 | 976.8856 | -0.00545 | 1062.0076 | 0.00746 | 976.8856 | 0.0027431 | 1062.4968 | 0 | 1062.0076 | 0.00797 | 961.8694 | 0
| 977.5105 | 0.00071228 | 977.1281 | 0.00020356 | 720.2967 | 0 | 977.5105 | 3.6979e-05 | 977.1281 | 0.0015804 | 966.8369 | 0 | 977.1281 | 0.0029692 | 720.4796 | 8.1656e-06 | 977.5105 | 0.0061413 | 962.106 | 0 | 977.5105 | 0.0020609 | 977.5105 | 0.0007052 | 977.5105 | 0.0009604 | 977.5105 | 0.002327 | 720.4796 | 9.3008e-06 | 977.5105 | 0.00028503 | 977.1281 | 0.00462 | 1062.1762 | 0.00942 | 977.1281 | 0.0080643 | 1062.6672 | 0 | 1062.1762 | 0.00797 | 962.106 | 0
| 977.7537 | -2.8302e-05 | 977.3706 | -0.0012321 | 720.4244 | 0.00187 | 977.7537 | -0.0010393 | 977.3706 | -0.0057239 | 967.0779 | 0 | 977.3706 | -0.0050372 | 720.6006 | 8.3896e-06 | 977.7537 | 0 | 962.3427 | 0 | 977.7537 | 0 | 977.7537 | 0 | 977.7537 | 0 | 977.7537 | 0 | 720.6006 | 6.4128e-06 | 977.7537 | 0 | 977.3706 | -0.00378 | 1062.3447 | 0.01073 | 977.3706 | 0.0023487 | 1062.8375 | 0 | 1062.3447 | 0.00841 | 962.3427 | 0
| 977.9968 | 0.00080846 | 977.6131 | -0.00034045 | 720.5521 | 0 | 977.9968 | -0.0001264 | 977.6131 | 0.002271 | 967.3189 | 0 | 977.6131 | 0.0028684 | 720.7216 | 8.3224e-06 | 977.9968 | 0.0022319 | 962.5793 | 0 | 977.9968 | 0.00036868 | 977.9968 | 0.001618 | 977.9968 | 0.00042451 | 977.9968 | 0.002599 | 720.7216 | 6.8411e-06 | 977.9968 | 0.00021337 | 977.6132 | 0.00641 | 1062.5132 | 0.0109 | 977.6131 | 0.0048273 | 1063.0079 | 6.6672e-06 | 1062.5132 | 0.00811 | 962.5793 | 0
| 978.24 | 0.00012838 | 977.8557 | -0.00082771 | 720.6797 | 0.00137 | 978.24 | -0.00026038 | 977.8557 | -0.0064512 | 967.5599 | 0 | 977.8557 | -0.0046886 | 720.8427 | 8.9944e-06 | 978.24 | 0 | 962.816 | 0 | 978.24 | 0 | 978.24 | 0 | 978.24 | 0 | 978.24 | 0 | 720.8427 | 6.7313e-06 | 978.24 | 0 | 977.8557 | 0.0008559 | 1062.6817 | 0.00958 | 977.8557 | -0.00056706 | 1063.1783 | 0 | 1062.6817 | 0.00827 | 962.816 | 0
| 978.4832 | 0.00065628 | 978.0982 | -0.00019555 | 720.8074 | 0 | 978.4832 | 0.00018757 | 978.0982 | 0.0038994 | 967.801 | 0 | 978.0982 | 0.0020335 | 720.9637 | 9.0281e-06 | 978.4832 | 0.0037127 | 963.0527 | 0 | 978.4832 | 0.0027929 | 978.4832 | 0.0016992 | 978.4832 | 0.003353 | 978.4832 | 0.0019153 | 720.9637 | 8.2356e-06 | 978.4832 | 0.00050752 | 978.0982 | 0.0016 | 1062.8503 | 0.00889 | 978.0982 | 0.0090766 | 1063.3486 | 0 | 1062.8503 | 0.00798 | 963.0527 | 0
| 978.7264 | 7.4648e-05 | 978.3407 | -0.00056799 | 720.9351 | 0.00058956 | 978.7264 | 1.4099e-05 | 978.3407 | -0.008071 | 968.0421 | 0 | 978.3407 | -0.0042053 | 721.0847 | 9.9129e-06 | 978.7264 | 0 | 963.2894 | 0 | 978.7264 | 0 | 978.7264 | 0 | 978.7264 | 0 | 978.7264 | 0 | 721.0847 | 8.9823e-06 | 978.7264 | 0 | 978.3407 | -0.00308 | 1063.0188 | 0.00772 | 978.3407 | -0.005281 | 1063.519 | 0 | 1063.0188 | 0.00827 | 963.2894 | 0
| 978.9696 | 0.00071919 | 978.5833 | -0.0003318 | 721.0628 | 0 | 978.9696 | 0.00016186 | 978.5833 | -0.0004803 | 968.2831 | 0 | 978.5833 | 0.0022201 | 721.2057 | 9.9689e-06 | 978.9696 | 6.9476e-05 | 963.5261 | 0 | 978.9696 | 0.0049312 | 978.9696 | 0.00060134 | 978.9696 | 0.0015788 | 978.9696 | 0.0058273 | 721.2057 | 8.9823e-06 | 978.9696 | 0.00036038 | 978.5833 | 0.00299 | 1063.1873 | 0.01028 | 978.5833 | 0.0054929 | 1063.6894 | 0 | 1063.1873 | 0.00798 | 963.5261 | 0
| 979.2128 | -0.00077277 | 978.8258 | -0.00012425 | 721.1906 | 0.00052021 | 979.2128 | -0.00036524 | 978.8258 | -0.0048129 | 968.5242 | 0 | 978.8258 | -0.0048525 | 721.3268 | 8.3896e-06 | 979.2128 | 0 | 963.7628 | 0 | 979.2128 | 0 | 979.2128 | 0 | 979.2128 | 0 | 979.2128 | 0 | 721.3268 | 9.4106e-06 | 979.2128 | 0 | 978.8258 | -0.00425 | 1063.3559 | 0.00784 | 978.8258 | -0.0030697 | 1063.8598 | 0 | 1063.3559 | 0.00815 | 963.7628 | 0
| 979.456 | 0.00051143 | 979.0684 | 0.00065538 | 721.3183 | 0 | 979.456 | -0.00028895 | 979.0684 | 0.00099423 | 968.7653 | 0 | 979.0684 | 0.0020213 | 721.4478 | 7.2807e-06 | 979.456 | 0.002235 | 963.9995 | 0 | 979.456 | 0.0043477 | 979.456 | 0.0042345 | 979.456 | 0.0053625 | 979.456 | 0.0030364 | 721.4478 | 7.1595e-06 | 979.456 | 0.00035525 | 979.0684 | 0.00221 | 1063.5244 | 0.01092 | 979.0684 | 0.0070588 | 1064.0301 | 6.6672e-06 | 1063.5244 | 0.00787 | 963.9995 | 0
| 979.6992 | -4.4047e-05 | 979.3109 | -0.0012692 | 721.4461 | 0.00106 | 979.6992 | -0.00046268 | 979.3109 | -0.0075621 | 969.0063 | 0 | 979.3109 | -0.0039704 | 721.5688 | 6.8102e-06 | 979.6992 | 0 | 964.2362 | 0 | 979.6992 | 0 | 979.6992 | 0 | 979.6992 | 0 | 979.6992 | 0 | 721.5688 | 7.2693e-06 | 979.6992 | 0 | 979.3109 | -0.00829 | 1063.6929 | 0.00793 | 979.3109 | 0.001072 | 1064.2005 | 0 | 1063.6929 | 0.00802 | 964.2362 | 0
| 979.9424 | 0.00089166 | 979.5535 | 0.00025245 | 721.5738 | 0 | 979.9424 | -0.00031752 | 979.5535 | 0.0031367 | 969.2474 | 0 | 979.5535 | 0.0030014 | 721.6899 | 7.1687e-06 | 979.9425 | 0.0050989 | 964.4729 | 0 | 979.9425 | 0 | 979.9424 | 0.0033239 | 979.9425 | 0.0063591 | 979.9425 | 0.0056447 | 721.6899 | 6.9509e-06 | 979.9424 | 0.00044487 | 979.5535 | 0.00345 | 1063.8614 | 0.00939 | 979.5535 | 0.0065636 | 1064.3709 | 0 | 1063.8614 | 0.00773 | 964.4729 | 0
| 980.1857 | -0.00035665 | 979.796 | -0.00020704 | 721.7016 | 0.0006936 | 980.1857 | -0.00043236 | 979.796 | -0.0064459 | 969.4886 | 0 | 979.796 | -0.0043803 | 721.8109 | 7.5383e-06 | 980.1857 | 0 | 964.7096 | 0 | 980.1857 | 0 | 980.1857 | 0 | 980.1857 | 0 | 980.1857 | 0 | 721.8109 | 8.8725e-06 | 980.1857 | 0 | 979.796 | -0.0037 | 1064.03 | 0.01018 | 979.796 | 0.0066943 | 1064.5412 | 0 | 1064.03 | 0.00798 | 964.7096 | 0
| 980.429 | 0.0010713 | 980.0386 | 0.00022973 | 721.8294 | 0 | 980.429 | -6.0966e-06 | 980.0386 | 0.0019227 | 969.7297 | 0 | 980.0386 | 0.0021802 | 721.9319 | 7.5383e-06 | 980.4289 | 0.0038301 | 964.9464 | 0 | 980.4289 | 0.0026432 | 980.429 | 0.0019178 | 980.4289 | 0.0025894 | 980.4289 | 0.0021877 | 721.9319 | 8.5541e-06 | 980.429 | 0.00037346 | 980.0386 | 0.00253 | 1064.1985 | 0.01294 | 980.0386 | 0.012296 | 1064.7116 | 0 | 1064.1985 | 0.00792 | 964.9464 | 0
| 980.6722 | -0.00027405 | 980.2812 | -0.00072112 | 721.9572 | 0.00039883 | 980.6722 | -0.0010826 | 980.2812 | -0.0037175 | 969.9708 | 0 | 980.2812 | -0.0056527 | 722.053 | 7.8967e-06 | 980.6722 | 0 | 965.183 | 0 | 980.6722 | 0 | 980.6722 | 0 | 980.6722 | 0 | 980.6722 | 0 | 722.053 | 7.0607e-06 | 980.6722 | 0 | 980.2812 | -0.00196 | 1064.367 | 0.01087 | 980.2812 | 0.00054935 | 1064.882 | 0 | 1064.367 | 0.00831 | 965.183 | 0
| 980.9154 | -4.2945e-05 | 980.5238 | 7.808e-05 | 722.085 | 0 | 980.9154 | 0.00017005 | 980.5238 | -0.0014991 | 970.2119 | 0 | 980.5238 | 0.0032471 | 722.174 | 8.3448e-06 | 980.9154 | 0.0011817 | 965.4198 | 0 | 980.9154 | 0.0043001 | 980.9154 | 0.0024704 | 980.9154 | 0.0018378 | 980.9154 | 0.0040103 | 722.174 | 6.314e-06 | 980.9154 | 0.00029483 | 980.5238 | 0.00254 | 1064.5355 | 0.01206 | 980.5238 | 0.0098211 | 1065.0524 | 6.6672e-06 | 1064.5355 | 0.00848 | 965.4198 | 0
| 981.1587 | 9.2533e-05 | 980.7664 | -0.00055313 | 722.2128 | 0.0006936 | 981.1587 | -0.00029885 | 980.7664 | -0.0045826 | 970.453 | 0 | 980.7664 | -0.0044895 | 722.295 | 9.0953e-06 | 981.1587 | 0 | 965.6566 | 0 | 981.1587 | 0 | 981.1587 | 0 | 981.1587 | 0 | 981.1587 | 0 | 722.295 | 5.5563e-06 | 981.1587 | 0 | 980.7663 | -0.00247 | 1064.7041 | 0.01146 | 980.7664 | -0.0025775 | 1065.2228 | 0 | 1064.7041 | 0.00885 | 965.6566 | 0
| 981.402 | 0.00031168 | 981.0089 | 0.00022774 | 722.3406 | 0 | 981.402 | -0.00026045 | 981.0089 | -2.4229e-05 | 970.6942 | 0 | 981.0089 | 0.0031199 | 722.4161 | 9.2297e-06 | 981.4019 | 0.001086 | 965.8933 | 0 | 981.4019 | 0.0013447 | 981.402 | 0.0018027 | 981.4019 | 0.002244 | 981.4019 | 0.0061503 | 722.4161 | 7.3791e-06 | 981.402 | 0.00056309 | 981.0089 | 0.0036 | 1064.8726 | 0.00916 | 981.0089 | 0.0068698 | 1065.3932 | 0 | 1064.8726 | 0.00906 | 965.8933 | 0
| 981.6452 | -0.00025981 | 981.2515 | -0.00052113 | 722.4684 | 0.00192 | 981.6452 | -0.00091933 | 981.2515 | -0.0035328 | 970.9353 | 0 | 981.2515 | -0.0045969 | 722.5371 | 8.7928e-06 | 981.6452 | 0 | 966.1301 | 0 | 981.6452 | 0 | 981.6452 | 0 | 981.6452 | 0 | 981.6452 | 0 | 722.5371 | 6.314e-06 | 981.6452 | 0 | 981.2515 | -0.00163 | 1065.0411 | 0.01261 | 981.2515 | 0.002573 | 1065.5635 | 0 | 1065.0411 | 0.0095 | 966.1301 | 0
| 981.8885 | 0.0013511 | 981.4941 | -0.00023048 | 722.5963 | 0 | 981.8885 | -0.00015058 | 981.4941 | -0.0016053 | 971.1765 | 0 | 981.4941 | 0.002465 | 722.6582 | 8.8152e-06 | 981.8885 | 0.0041429 | 966.3668 | 0 | 981.8885 | 0.007485 | 981.8885 | 0.0041183 | 981.8885 | 0.0056381 | 981.8885 | 0.0028609 | 722.6582 | 7.3791e-06 | 981.8885 | 0.00024159 | 981.4941 | 0.00062402 | 1065.2096 | 0.01028 | 981.4941 | -0.00032869 | 1065.7339 | 0 | 1065.2096 | 0.00991 | 966.3668 | 0
| 982.1318 | -6.669e-05 | 981.7367 | -0.00095724 | 722.7242 | 0.00116 | 982.1318 | -0.00089039 | 981.7367 | -0.0065573 | 971.4176 | 0 | 981.7367 | -0.0045696 | 722.7792 | 9.2857e-06 | 982.1318 | 0 | 966.6036 | 0 | 982.1318 | 0 | 982.1318 | 0 | 982.1318 | 0 | 982.1318 | 0 | 722.7792 | 6.2042e-06 | 982.1318 | 0 | 981.7367 | -0.00276 | 1065.3781 | 0.01326 | 981.7367 | 0.0049753 | 1065.9043 | 0 | 1065.3781 | 0.01044 | 966.6036 | 0
| 982.3751 | 0.00088103 | 981.9793 | -0.00054388 | 722.852 | 0 | 982.3751 | -0.00062688 | 981.9793 | 5.8455e-05 | 971.6588 | 0 | 981.9793 | 0.00277 | 722.9003 | 8.86e-06 | 982.3751 | 0.0016429 | 966.8403 | 0 | 982.3751 | 0.0054116 | 982.3751 | 0 | 982.3751 | 0.0038232 | 982.3751 | 0.0035506 | 722.9003 | 7.8074e-06 | 982.3751 | 0.000269 | 981.9793 | 0.00443 | 1065.5466 | 0.01287 | 981.9793 | 0.0077575 | 1066.0747 | 6.6672e-06 | 1065.5466 | 0.0105 | 966.8403 | 0
| 982.6183 | -0.00077313 | 982.222 | -0.00063377 | 722.9799 | 0.0018 | 982.6183 | -0.0013263 | 982.222 | -0.00049201 | 971.8999 | 0 | 982.222 | -0.0048936 | 723.0213 | 8.4792e-06 | 982.6184 | 0 | 967.0771 | 0 | 982.6184 | 0 | 982.6183 | 0 | 982.6184 | 0 | 982.6184 | 0 | 723.0213 | 7.3791e-06 | 982.6183 | 0 | 982.222 | -0.00172 | 1065.7152 | 0.01479 | 982.222 | -0.0015453 | 1066.2451 | 3.0002e-05 | 1065.7152 | 0.01064 | 967.0771 | 0
| 982.8617 | -0.00021523 | 982.4646 | 0.0010234 | 723.1078 | 0 | 982.8617 | 0.00041236 | 982.4646 | 0.0020623 | 972.1411 | 0 | 982.4646 | 0.0031142 | 723.1423 | 8.244e-06 | 982.8617 | 0.0051806 | 967.3139 | 0 | 982.8617 | 0.0068524 | 982.8617 | 0.0039121 | 982.8617 | 0.0044455 | 982.8617 | 0.0055945 | 723.1423 | 9.191e-06 | 982.8617 | 0.00056617 | 982.4646 | 0.00655 | 1065.8837 | 0.0097 | 982.4646 | 0.0036376 | 1066.4155 | 0 | 1065.8837 | 0.01046 | 967.3139 | 0
| 983.105 | -0.00025005 | 982.7072 | -0.0011918 | 723.2357 | 0.00095371 | 983.105 | -0.00056332 | 982.7072 | -0.0034889 | 972.3823 | 0 | 982.7072 | -0.0048724 | 723.2634 | 8.3672e-06 | 983.105 | 0 | 967.5507 | 0 | 983.105 | 0 | 983.105 | 0 | 983.105 | 0 | 983.105 | 0 | 723.2634 | 8.6639e-06 | 983.105 | 0 | 982.7072 | -0.00736 | 1066.0522 | 0.01092 | 982.7072 | -0.009931 | 1066.5859 | 0 | 1066.0522 | 0.01085 | 967.5507 | 0
| 983.3483 | 0.0002877 | 982.9498 | 0.00045504 | 723.3637 | 0 | 983.3483 | 0.00021505 | 982.9498 | 0.00068401 | 972.6235 | 0 | 982.9498 | 0.0025482 | 723.3844 | 8.7816e-06 | 983.3483 | 0.0034444 | 967.7875 | 0 | 983.3483 | 0.0039788 | 983.3483 | 0.0026995 | 983.3483 | 0.0022175 | 983.3483 | 0.004103 | 723.3844 | 1.0586e-05 | 983.3483 | 0.00028052 | 982.9498 | 0.00256 | 1066.2207 | 0.01318 | 982.9498 | 0.006046 | 1066.7563 | 0 | 1066.2207 | 0.01122 | 967.7875 | 0
| 983.5916 | -0.00033289 | 983.1925 | -0.0016345 | 723.4916 | 0.00166 | 983.5916 | -0.00022575 | 983.1925 | -0.0090118 | 972.8647 | 0 | 983.1925 | -0.0046761 | 723.5055 | 8.188e-06 | 983.5916 | 0 | 968.0243 | 0 | 983.5916 | 0 | 983.5916 | 0 | 983.5916 | 0 | 983.5916 | 0 | 723.5055 | 8.7737e-06 | 983.5916 | 0 | 983.1925 | -0.00306 | 1066.3892 | 0.01408 | 983.1925 | -0.0060571 | 1066.9267 | 0 | 1066.3892 | 0.01176 | 968.0243 | 0
| 983.835 | 0.0002448 | 983.4351 | 0.00068352 | 723.6195 | 0.00024332 | 983.835 | 0.00067442 | 983.4351 | -0.00097014 | 973.1059 | 0 | 983.4351 | 0.0032418 | 723.6265 | 8.244e-06 | 983.8349 | 0.0032259 | 968.2611 | 0 | 983.8349 | 0.0028326 | 983.835 | 0.0033155 | 983.8349 | 0.0039543 | 983.8349 | 0.0057615 | 723.6265 | 7.9172e-06 | 983.835 | 0.0003829 | 983.4351 | 0.0023 | 1066.5577 | 0.01362 | 983.4351 | 0.0039942 | 1067.0971 | 0 | 1066.5577 | 0.01166 | 968.2611 | 0
| 984.0782 | -5.7128e-05 | 983.6778 | -0.00020723 | 723.7475 | 0.00065893 | 984.0782 | -0.0009316 | 983.6778 | -0.0034564 | 973.3471 | 0 | 983.6778 | -0.0043145 | 723.7476 | 7.3815e-06 | 984.0783 | 0 | 968.4979 | 0 | 984.0783 | 0 | 984.0782 | 0 | 984.0783 | 0 | 984.0783 | 0 | 723.7476 | 4.6998e-06 | 984.0783 | 0 | 983.6777 | -0.00513 | 1066.7263 | 0.01219 | 983.6778 | -0.00034387 | 1067.2675 | 1.0001e-05 | 1066.7263 | 0.01182 | 968.4979 | 0
| 984.3216 | 0.00012802 | 983.9204 | -0.00053253 | 723.8755 | 0 | 984.3216 | 6.8379e-05 | 983.9204 | -0.00034702 | 973.5883 | 0 | 983.9204 | 0.0027875 | 723.8686 | 8.2888e-06 | 984.3216 | 0.0011208 | 968.7347 | 0 | 984.3216 | 0.002878 | 984.3216 | 0.0006674 | 984.3216 | 0.0028177 | 984.3216 | 0.0023063 | 723.8686 | 7.3791e-06 | 984.3216 | 0.00024046 | 983.9204 | 0.00499 | 1066.8948 | 0.01528 | 983.9204 | 0.0040029 | 1067.4379 | 0 | 1066.8948 | 0.0122 | 968.7347 | 0
| 984.5649 | -0.00085338 | 984.1631 | -0.00073802 | 724.0034 | 0.00086701 | 984.5649 | -0.00074606 | 984.1631 | -0.0050406 | 973.8295 | 0 | 984.1631 | -0.0039692 | 723.9897 | 8.916e-06 | 984.565 | 0 | 968.9716 | 0 | 984.565 | 0 | 984.5649 | 0 | 984.565 | 0 | 984.565 | 0 | 723.9897 | 7.9172e-06 | 984.5649 | 0 | 984.1631 | -0.00458 | 1067.0633 | 0.01572 | 984.1631 | -0.0020996 | 1067.6083 | 0 | 1067.0633 | 0.01301 | 968.9716 | 0
| 984.8083 | 0.00044184 | 984.4057 | -0.00072328 | 724.1314 | 0 | 984.8083 | 0.00040813 | 984.4057 | -0.0010603 | 974.0707 | 0 | 984.4057 | 0.0019718 | 724.1107 | 9.4985e-06 | 984.8083 | 0.0062473 | 969.2084 | 0 | 984.8083 | 0.00074037 | 984.8083 | 0 | 984.8083 | 0.0013548 | 984.8083 | 0.0039446 | 724.1107 | 7.6976e-06 | 984.8083 | 0.00025606 | 984.4057 | 0.00017615 | 1067.2318 | 0.01519 | 984.4057 | 0.0043716 | 1067.7787 | 0 | 1067.2318 | 0.01352 | 969.2084 | 0
| 985.0517 | 8.5008e-06 | 984.6484 | -0.0013153 | 724.2594 | 0.00031212 | 985.0517 | -0.00047481 | 984.6484 | -0.0077377 | 974.312 | 0 | 984.6484 | -0.0052659 | 724.2318 | 9.5209e-06 | 985.0517 | 0 | 969.4453 | 0 | 985.0517 | 0 | 985.0517 | 0 | 985.0517 | 0 | 985.0517 | 0 | 724.2318 | 4.6998e-06 | 985.0517 | 0 | 984.6484 | -0.00197 | 1067.4003 | 0.01572 | 984.6484 | -0.0015954 | 1067.9491 | 0 | 1067.4003 | 0.01391 | 969.4452 | 0
| 985.295 | 0.00092929 | 984.891 | -0.00011703 | 724.3874 | 0 | 985.295 | -0.00032129 | 984.891 | 0.0039019 | 974.5532 | 0 | 984.891 | 0.0029009 | 724.3528 | 8.4792e-06 | 985.295 | 0.0024677 | 969.6821 | 0 | 985.295 | 0.0030342 | 985.295 | 0.0011539 | 985.295 | 0 | 985.295 | 0.0041228 | 724.3528 | 5.0292e-06 | 985.295 | 0.00020684 | 984.891 | 0.00626 | 1067.5688 | 0.0147 | 984.891 | 0.0097767 | 1068.1195 | 0 | 1067.5688 | 0.0143 | 969.6821 | 0
| 985.5384 | -0.00029631 | 985.1337 | -8.479e-05 | 724.5155 | 0.00108 | 985.5384 | -0.00036804 | 985.1337 | -0.0059493 | 974.7945 | 0 | 985.1337 | -0.0052952 | 724.4739 | 9.7225e-06 | 985.5384 | 0 | 969.9189 | 0 | 985.5384 | 0 | 985.5384 | 0 | 985.5384 | 0 | 985.5384 | 0 | 724.4739 | 7.4889e-06 | 985.5384 | 0 | 985.1337 | -0.0053 | 1067.7373 | 0.01595 | 985.1337 | -0.0025266 | 1068.2899 | 1.0001e-05 | 1067.7373 | 0.01452 | 969.9189 | 0
| 985.7818 | 2.8004e-05 | 985.3764 | 0.0004186 | 724.6435 | 0 | 985.7818 | 0.00057298 | 985.3764 | 0.002637 | 975.0358 | 0 | 985.3764 | 0.0027524 | 724.595 | 9.3865e-06 | 985.7818 | 0.0068505 | 970.1558 | 0 | 985.7818 | 0.0046703 | 985.7818 | 0.0049167 | 985.7818 | 0.0051492 | 985.7818 | 0.0058978 | 724.595 | 1.0805e-05 | 985.7818 | 0.00040535 | 985.3764 | 0.00645 | 1067.9059 | 0.01456 | 985.3764 | 0.0068575 | 1068.4603 | 0 | 1067.9059 | 0.01485 | 970.1558 | 0
| 986.0251 | 0.00051235 | 985.6191 | -0.00055102 | 724.7716 | 0.00102 | 986.0251 | -0.0011107 | 985.6191 | -0.0042485 | 975.277 | 0 | 985.6191 | -0.005471 | 724.716 | 1.0999e-05 | 986.0252 | 0 | 970.3926 | 0 | 986.0252 | 0 | 986.0251 | 0 | 986.0252 | 0 | 986.0252 | 0 | 724.716 | 8.2356e-06 | 986.0252 | 0 | 985.6191 | -0.00584 | 1068.0744 | 0.01598 | 985.6191 | -0.010171 | 1068.6307 | 0 | 1068.0744 | 0.01473 | 970.3926 | 0
| 986.2686 | 0.00094385 | 985.8618 | -0.00038416 | 724.8996 | 0 | 986.2686 | 0.00016679 | 985.8618 | 0.0030985 | 975.5182 | 0 | 985.8618 | 0.0033513 | 724.8371 | 9.7561e-06 | 986.2686 | 0.0039502 | 970.6295 | 0 | 986.2686 | 0.0053736 | 986.2686 | 0.0031629 | 986.2686 | 0.0028165 | 986.2686 | 0.0040921 | 724.8371 | 7.3791e-06 | 986.2686 | 0.00025716 | 985.8618 | 0.00334 | 1068.2429 | 0.0141 | 985.8618 | 0.0055733 | 1068.8011 | 0 | 1068.2429 | 0.01505 | 970.6295 | 0
| 986.512 | -0.00033085 | 986.1045 | -0.0013092 | 725.0277 | 0.00158 | 986.512 | -0.00022678 | 986.1045 | -0.007278 | 975.7596 | 0 | 986.1045 | -0.0045899 | 724.9581 | 1.0171e-05 | 986.512 | 0 | 970.8664 | 0 | 986.512 | 0 | 986.512 | 0 | 986.512 | 0 | 986.512 | 0 | 724.9581 | 5.8857e-06 | 986.512 | 0 | 986.1045 | -0.00727 | 1068.4114 | 0.01593 | 986.1045 | 0.0024016 | 1068.9715 | 1.0001e-05 | 1068.4114 | 0.01477 | 970.8664 | 0
| 986.7554 | 0.00070614 | 986.3472 | -5.2836e-05 | 725.1558 | 0 | 986.7554 | 0.00015171 | 986.3472 | 0.0011803 | 976.0009 | 0 | 986.3472 | 0.0024571 | 725.0792 | 8.972e-06 | 986.7554 | 0.0069773 | 971.1033 | 0 | 986.7554 | 0.0036071 | 986.7554 | 0.00027659 | 986.7554 | 0.0019077 | 986.7554 | 0.0073903 | 725.0792 | 7.9172e-06 | 986.7554 | 0.00039649 | 986.3472 | 0.00087758 | 1068.5799 | 0.01391 | 986.3472 | 0.0082296 | 1069.1419 | 0 | 1068.5799 | 0.01513 | 971.1033 | 0
| 986.9988 | -0.00015873 | 986.5899 | -0.00082007 | 725.2839 | 0.00084967 | 986.9988 | -0.00075352 | 986.5899 | -0.0067466 | 976.2421 | 0 | 986.5899 | -0.0050277 | 725.2002 | 9.0505e-06 | 986.9988 | 0 | 971.3401 | 0 | 986.9988 | 0 | 986.9988 | 0 | 986.9988 | 0 | 986.9988 | 0 | 725.2002 | 7.8074e-06 | 986.9988 | 0 | 986.5899 | -0.00574 | 1068.7484 | 0.0159 | 986.5899 | -0.025151 | 1069.3123 | 0 | 1068.7484 | 0.01476 | 971.3401 | 0
| 987.2422 | 0.00053451 | 986.8326 | 2.8231e-05 | 725.412 | 0 | 987.2422 | 0.00041485 | 986.8326 | 0.0042811 | 976.4835 | 0 | 986.8326 | 0.0022862 | 725.3213 | 8.5576e-06 | 987.2422 | 0.0036085 | 971.577 | 0 | 987.2422 | 0.0045124 | 987.2422 | 0.0020792 | 987.2422 | 0.0054556 | 987.2422 | 0.0060452 | 725.3213 | 7.4889e-06 | 987.2422 | 0.00021795 | 986.8326 | 0.00432 | 1068.9169 | 0.01376 | 986.8326 | -0.0021433 | 1069.4827 | 0 | 1068.9169 | 0.01517 | 971.577 | 0
| 987.4856 | -0.00056306 | 987.0753 | -0.00076257 | 725.5401 | 0.00097105 | 987.4856 | -0.0011665 | 987.0753 | -0.0089608 | 976.7247 | 0 | 987.0753 | -0.0053727 | 725.4424 | 9.0953e-06 | 987.4856 | 0 | 971.8139 | 0 | 987.4856 | 0 | 987.4856 | 0 | 987.4856 | 0 | 987.4856 | 0 | 725.4424 | 7.5878e-06 | 987.4856 | 0 | 987.0753 | -0.00386 | 1069.0854 | 0.01593 | 987.0753 | -0.0044232 | 1069.6532 | 0 | 1069.0854 | 0.01471 | 971.8139 | 0
| 987.729 | 0.00098413 | 987.318 | 0.00069385 | 725.6682 | 0 | 987.729 | 0.00035961 | 987.318 | -0.0013865 | 976.9661 | 0 | 987.318 | 0.0021628 | 725.5634 | 8.7592e-06 | 987.729 | 0.0070135 | 972.0508 | 0 | 987.729 | 0.012217 | 987.729 | 0.0055432 | 987.729 | 0.0085404 | 987.729 | 0.0094928 | 725.5634 | 7.8074e-06 | 987.729 | 0.0004066 | 987.318 | 0.00228 | 1069.2539 | 0.01378 | 987.318 | 0.0041218 | 1069.8236 | 0 | 1069.2539 | 0.01513 | 972.0508 | 0
| 987.9725 | -0.00015427 | 987.5607 | -0.00084022 | 725.7964 | 0.00104 | 987.9725 | -0.00079983 | 987.5607 | -0.0036906 | 977.2074 | 0 | 987.5607 | -0.00534 | 725.6845 | 8.972e-06 | 987.9725 | 0 | 972.2877 | 0 | 987.9725 | 0 | 987.9725 | 0 | 987.9725 | 0 | 987.9725 | 0 | 725.6845 | 7.4889e-06 | 987.9725 | 0 | 987.5607 | -0.00337 | 1069.4224 | 0.01528 | 987.5607 | 0.0048451 | 1069.994 | 1.0001e-05 | 1069.4224 | 0.01451 | 972.2877 | 0
| 988.2159 | 0.00050173 | 987.8035 | -0.00043685 | 725.9245 | 0 | 988.2159 | -0.00032466 | 987.8035 | -0.00056461 | 977.4487 | 0 | 987.8035 | 0.001967 | 725.8056 | 8.7928e-06 | 988.2159 | 0.0075435 | 972.5247 | 0 | 988.2159 | 0.0023701 | 988.2159 | 0.0012138 | 988.2159 | 0.0028261 | 988.2159 | 0.0053895 | 725.8056 | 7.4889e-06 | 988.2159 | 0.00028618 | 987.8035 | 0.00357 | 1069.5909 | 0.01406 | 987.8035 | 0.00059781 | 1070.1644 | 0 | 1069.5909 | 0.01497 | 972.5247 | 0
| 988.4594 | -4.231e-07 | 988.0462 | -0.0010441 | 726.0527 | 0 | 988.4594 | -0.00062746 | 988.0462 | -0.006063 | 977.69 | 0 | 988.0462 | -0.0047919 | 725.9266 | 1.166e-05 | 988.4594 | 0 | 972.7615 | 0 | 988.4594 | 0 | 988.4594 | 0 | 988.4594 | 0 | 988.4594 | 0 | 725.9266 | 6.9509e-06 | 988.4593 | 0 | 988.0462 | -0.00501 | 1069.7594 | 0.01551 | 988.0462 | 0.00047361 | 1070.3348 | 0 | 1069.7594 | 0.01431 | 972.7615 | 0
| 988.7028 | 0.00025542 | 988.2889 | -0.00078899 | 726.1809 | 0 | 988.7028 | 0.00041076 | 988.2889 | -0.0037978 | 977.9314 | 0 | 988.2889 | 0.002814 | 726.0477 | 1.156e-05 | 988.7028 | 0.003013 | 972.9985 | 0 | 988.7028 | 0.00042395 | 988.7028 | 0 | 988.7028 | 0.0036319 | 988.7028 | 0.0021114 | 726.0477 | 7.8074e-06 | 988.7028 | 0.00022708 | 988.2889 | 0.00086153 | 1069.9279 | 0.01373 | 988.2889 | 0.0075432 | 1070.5053 | 0 | 1069.9279 | 0.01489 | 972.9985 | 0
| 988.9463 | 4.3258e-05 | 988.5317 | -0.001033 | 726.3091 | 0.0018 | 988.9463 | -0.0005044 | 988.5317 | -0.010145 | 978.1727 | 0 | 988.5317 | -0.0057903 | 726.1688 | 1.1884e-05 | 988.9463 | 0 | 973.2354 | 0 | 988.9463 | 0 | 988.9463 | 0 | 988.9463 | 0 | 988.9463 | 0 | 726.1688 | 8.7737e-06 | 988.9463 | 0 | 988.5317 | -0.00573 | 1070.0964 | 0.01523 | 988.5317 | -0.0093552 | 1070.6757 | 0 | 1070.0964 | 0.01419 | 973.2354 | 0
| 989.1898 | 0.00073381 | 988.7744 | -0.00073465 | 726.4373 | 0 | 989.1898 | 3.9577e-05 | 988.7744 | -0.00022571 | 978.4141 | 0 | 988.7744 | 0.0028059 | 726.2898 | 9.1513e-06 | 989.1897 | 0.002819 | 973.4724 | 0 | 989.1897 | 0 | 989.1898 | 0.0019495 | 989.1897 | 0.0020899 | 989.1897 | 0.0041053 | 726.2898 | 9.729e-06 | 989.1898 | 0.00032997 | 988.7744 | 0.00156 | 1070.2649 | 0.01355 | 988.7744 | -0.00053816 | 1070.8461 | 6.6672e-06 | 1070.2649 | 0.0148 | 973.4724 | 0
| 989.4332 | 0.00011307 | 989.0172 | -0.00071357 | 726.5655 | 0.00125 | 989.4332 | -0.00078635 | 989.0172 | -0.0079474 | 978.6555 | 0 | 989.0172 | -0.0057959 | 726.4109 | 9.2073e-06 | 989.4332 | 0 | 973.7093 | 0 | 989.4332 | 0 | 989.4332 | 0 | 989.4332 | 0 | 989.4332 | 0 | 726.4109 | 1.0586e-05 | 989.4332 | 0 | 989.0172 | -0.00214 | 1070.4334 | 0.0157 | 989.0172 | 0.00037768 | 1071.0166 | 0 | 1070.4334 | 0.01411 | 973.7093 | 0
| 989.6767 | 0.00059877 | 989.2599 | 7.0205e-06 | 726.6937 | 0 | 989.6767 | -0.00037883 | 989.2599 | 0.0023776 | 978.8968 | 0 | 989.2599 | 0.0022559 | 726.532 | 8.524e-06 | 989.6767 | 0.004045 | 973.9462 | 0 | 989.6767 | 0.0048626 | 989.6767 | 0.0024226 | 989.6767 | 0.0031311 | 989.6767 | 0.0074048 | 726.532 | 1.1761e-05 | 989.6767 | 0.0004047 | 989.2599 | 0.00528 | 1070.6019 | 0.01519 | 989.2599 | 0.0074179 | 1071.187 | 0 | 1070.6019 | 0.01478 | 973.9462 | 0
| 989.9202 | -0.00010632 | 989.5027 | -0.00078995 | 726.8219 | 0.00177 | 989.9202 | -0.00083665 | 989.5027 | -0.0103 | 979.1382 | 0 | 989.5027 | -0.0063932 | 726.653 | 9.7225e-06 | 989.9202 | 0 | 974.1832 | 0 | 989.9202 | 0 | 989.9202 | 0 | 989.9202 | 0 | 989.9202 | 0 | 726.653 | 9.9487e-06 | 989.9202 | 0 | 989.5027 | -0.0051 | 1070.7704 | 0.01598 | 989.5027 | -0.0054939 | 1071.3574 | 0 | 1070.7704 | 0.01413 | 974.1832 | 0
| 990.1636 | 0.00053774 | 989.7455 | 0.00033726 | 726.9502 | 0 | 990.1636 | -0.00056612 | 989.7455 | 0.0008408 | 979.3796 | 0 | 989.7455 | 0.0037634 | 726.7741 | 8.6024e-06 | 990.1637 | 0.0080786 | 974.4202 | 0 | 990.1637 | 0.0086042 | 990.1636 | 0.0038513 | 990.1637 | 0.0039876 | 990.1637 | 0.0054397 | 726.7741 | 9.191e-06 | 990.1636 | 0.00043404 | 989.7455 | 0.00058891 | 1070.9389 | 0.01345 | 989.7455 | 0.010385 | 1071.5278 | 0 | 1070.9389 | 0.01481 | 974.4202 | 0
| 990.4072 | -0.00017379 | 989.9882 | -0.0014287 | 727.0784 | 0.00102 | 990.4072 | -0.00046689 | 989.9882 | -0.011289 | 979.6209 | 0 | 989.9882 | -0.006742 | 726.8952 | 1.0227e-05 | 990.4072 | 0 | 974.6571 | 0 | 990.4072 | 0 | 990.4072 | 0 | 990.4072 | 0 | 990.4072 | 0 | 726.8952 | 5.3477e-06 | 990.4072 | 0 | 989.9882 | -0.00636 | 1071.1074 | 0.01546 | 989.9882 | -0.010301 | 1071.6983 | 0 | 1071.1074 | 0.01427 | 974.6571 | 0
| 990.6506 | 0.0007519 | 990.231 | -8.084e-05 | 727.2067 | 0 | 990.6506 | -0.00011059 | 990.231 | 0.0018773 | 979.8623 | 0 | 990.231 | 0.0024752 | 727.0163 | 9.1513e-06 | 990.6507 | 0.0051797 | 974.8941 | 0 | 990.6507 | 0.00018179 | 990.6506 | 0.00038574 | 990.6507 | 0.0048768 | 990.6507 | 0.00589 | 727.0163 | 6.8411e-06 | 990.6506 | 0.00025519 | 990.231 | 0.00421 | 1071.2759 | 0.01338 | 990.231 | 0.012958 | 1071.8687 | 0 | 1071.2759 | 0.01498 | 974.8941 | 0
| 990.8942 | -0.00028051 | 990.4738 | -0.0015993 | 727.335 | 0.00168 | 990.8942 | -0.00081605 | 990.4738 | -0.0062275 | 980.1038 | 0 | 990.4738 | -0.0060138 | 727.1373 | 1.0507e-05 | 990.8942 | 0 | 975.131 | 0 | 990.8942 | 0 | 990.8942 | 0 | 990.8942 | 0 | 990.8942 | 0 | 727.1373 | 3.8543e-06 | 990.8942 | 0 | 990.4738 | -0.00575 | 1071.4444 | 0.01565 | 990.4738 | -0.00731 | 1072.0391 | 0 | 1071.4444 | 0.01454 | 975.131 | 0
| 991.1377 | 3.9628e-06 | 990.7166 | 0.00066387 | 727.4633 | 0 | 991.1377 | 0.00028845 | 990.7166 | 0.0044249 | 980.3452 | 0 | 990.7166 | 0.0033355 | 727.2584 | 1.0036e-05 | 991.1377 | 0.01075 | 975.368 | 0 | 991.1377 | 0.0039495 | 991.1377 | 0.0044749 | 991.1377 | 0.0030914 | 991.1377 | 0.004514 | 727.2584 | 5.5563e-06 | 991.1377 | 0.00026568 | 990.7166 | 0.00351 | 1071.6129 | 0.01477 | 990.7166 | 0.0049975 | 1072.2096 | 6.6672e-06 | 1071.6129 | 0.01515 | 975.368 | 0
| 991.3812 | -0.00022222 | 990.9594 | -0.00060768 | 727.5916 | 0.00153 | 991.3812 | -0.00065691 | 990.9594 | -0.0081526 | 980.5865 | 0 | 990.9594 | -0.0062791 | 727.3795 | 9.0281e-06 | 991.3812 | 0 | 975.605 | 0 | 991.3812 | 0 | 991.3812 | 0 | 991.3812 | 0 | 991.3812 | 0 | 727.3795 | 8.3454e-06 | 991.3812 | 0 | 990.9594 | -0.00565 | 1071.7814 | 0.01595 | 990.9594 | -0.0052562 | 1072.38 | 0 | 1071.7814 | 0.01476 | 975.605 | 0
| 991.6248 | 0.001057 | 991.2022 | 2.7331e-06 | 727.7199 | 0 | 991.6248 | 0.00024282 | 991.2022 | 0.0049888 | 980.828 | 0 | 991.2022 | 0.0040197 | 727.5006 | 7.5607e-06 | 991.6247 | 0.0073644 | 975.842 | 0 | 991.6247 | 0.0026343 | 991.6248 | 0.0017661 | 991.6247 | 0.0014489 | 991.6247 | 0.0060548 | 727.5006 | 1.1124e-05 | 991.6248 | 9.6135e-05 | 991.2022 | 0.00535 | 1071.9499 | 0.01417 | 991.2022 | 0.0048522 | 1072.5504 | 0 | 1071.9499 | 0.01517 | 975.842 | 0
| 991.8683 | -0.00010296 | 991.445 | -0.001716 | 727.8483 | 0.0018 | 991.8683 | -0.0013101 | 991.445 | -0.0073017 | 981.0694 | 0 | 991.445 | -0.0062659 | 727.6216 | 6.7318e-06 | 991.8683 | 0 | 976.079 | 0 | 991.8683 | 0 | 991.8683 | 0 | 991.8683 | 0 | 991.8683 | 0.00021928 | 727.6216 | 1.0695e-05 | 991.8683 | 0 | 991.445 | -0.00509 | 1072.1184 | 0.01583 | 991.445 | -0.00095816 | 1072.7209 | 0 | 1072.1184 | 0.0148 | 976.079 | 0
| 992.1118 | 0.00083302 | 991.6878 | -0.00049409 | 727.9766 | 0 | 992.1118 | 0.00077181 | 991.6878 | -0.00056283 | 981.3109 | 0 | 991.6878 | 0.0026553 | 727.7427 | 7.2807e-06 | 992.1118 | 0.0035417 | 976.316 | 0 | 992.1118 | 0.0061937 | 992.1118 | 0.0020859 | 992.1118 | 0.0010609 | 992.1118 | 0.0051659 | 727.7427 | 8.2356e-06 | 992.1118 | 0.00026839 | 991.6878 | 0.00608 | 1072.2869 | 0.0147 | 991.6878 | 0.012539 | 1072.8913 | 6.6672e-06 | 1072.2869 | 0.01503 | 976.316 | 0
| 992.3553 | -0.00021282 | 991.9306 | -0.00077128 | 728.1049 | 0.00173 | 992.3553 | -0.00024355 | 991.9306 | -0.0093741 | 981.5523 | 0 | 991.9306 | -0.006308 | 727.8638 | 8.4456e-06 | 992.3553 | 0 | 976.553 | 0 | 992.3553 | 0 | 992.3553 | 0 | 992.3553 | 0 | 992.3553 | 0 | 727.8638 | 1.0476e-05 | 992.3554 | 0 | 991.9306 | -0.00725 | 1072.4554 | 0.01591 | 991.9306 | -0.018472 | 1073.0618 | 1.0001e-05 | 1072.4554 | 0.0147 | 976.553 | 0
| 992.5989 | 0.00054642 | 992.1734 | -0.00021214 | 728.2333 | 0 | 992.5989 | 0.00030327 | 992.1734 | 0.0066306 | 981.7937 | 0 | 992.1734 | 0.0027866 | 727.9849 | 8.1432e-06 | 992.5989 | 0.0050204 | 976.79 | 0 | 992.5989 | 0.005713 | 992.5989 | 0.0021909 | 992.5989 | 0.003383 | 992.5989 | 0.0049492 | 727.9849 | 1.1014e-05 | 992.5989 | 0.00038874 | 992.1734 | 0.00243 | 1072.6238 | 0.01524 | 992.1734 | 0.024032 | 1073.2322 | 0 | 1072.6238 | 0.0148 | 976.79 | 0
| 992.8425 | -0.00084792 | 992.4162 | -0.00035053 | 728.3617 | 0.00095371 | 992.8425 | -0.00051895 | 992.4162 | -0.0062581 | 982.0352 | 0 | 992.4162 | -0.0049121 | 728.106 | 1.0014e-05 | 992.8425 | 0 | 977.027 | 0 | 992.8425 | 0 | 992.8425 | 0 | 992.8425 | 0 | 992.8425 | 0 | 728.106 | 1.1651e-05 | 992.8425 | 0 | 992.4162 | -0.00374 | 1072.7923 | 0.01581 | 992.4162 | 0.0029401 | 1073.4027 | 1.0001e-05 | 1072.7923 | 0.01454 | 977.027 | 0
| 993.086 | 6.7616e-05 | 992.659 | -4.2202e-05 | 728.4901 | 0 | 993.086 | -0.00018199 | 992.659 | 0.001927 | 982.2767 | 0 | 992.659 | 0.0034131 | 728.227 | 1.0406e-05 | 993.086 | 0.0050452 | 977.2641 | 0 | 993.086 | 0.002651 | 993.086 | 0.00366 | 993.086 | 0.0080665 | 993.086 | 0.0050403 | 728.227 | 8.7737e-06 | 993.086 | 0.00033617 | 992.659 | 0.00338 | 1072.9608 | 0.01366 | 992.659 | 0.0058203 | 1073.5731 | 0 | 1072.9608 | 0.01486 | 977.2641 | 0
| 993.3296 | -0.00027212 | 992.9019 | -0.00015038 | 728.6185 | 0.00055488 | 993.3296 | -0.00029236 | 992.9019 | -0.0054893 | 982.5181 | 0 | 992.9019 | -0.0059504 | 728.3481 | 1.1347e-05 | 993.3296 | 0 | 977.5011 | 0 | 993.3296 | 0 | 993.3296 | 0 | 993.3296 | 0 | 993.3296 | 0 | 728.3481 | 9.6192e-06 | 993.3296 | 0 | 992.9019 | -0.00427 | 1073.1293 | 0.01542 | 992.9019 | -0.014747 | 1073.7435 | 0 | 1073.1293 | 0.01474 | 977.5011 | 0
| 993.5732 | 0.00012324 | 993.1447 | -0.00042922 | 728.7469 | 0 | 993.5732 | 0.00071779 | 993.1447 | 0.00027515 | 982.7596 | 0 | 993.1447 | 0.0032584 | 728.4692 | 9.4649e-06 | 993.5732 | 0.0022497 | 977.7382 | 0 | 993.5732 | 0.0027185 | 993.5732 | 0.00038542 | 993.5732 | 0.0025168 | 993.5732 | 0.0061004 | 728.4692 | 9.6192e-06 | 993.5732 | 0.00031319 | 993.1447 | 0.00388 | 1073.2978 | 0.01391 | 993.1447 | 0.0038296 | 1073.914 | 6.6672e-06 | 1073.2978 | 0.01509 | 977.7382 | 0
| 993.8168 | -0.00063236 | 993.3875 | -0.0015385 | 728.8753 | 0.00125 | 993.8168 | -0.00099115 | 993.3875 | -0.008542 | 983.0011 | 0 | 993.3875 | -0.0062493 | 728.5903 | 9.6217e-06 | 993.8168 | 0 | 977.9752 | 0 | 993.8168 | 0 | 993.8168 | 0 | 993.8168 | 0 | 993.8168 | 0 | 728.5903 | 9.9487e-06 | 993.8168 | 0 | 993.3875 | -0.00906 | 1073.4663 | 0.01526 | 993.3875 | 0.00066907 | 1074.0845 | 0 | 1073.4663 | 0.01475 | 977.9752 | 0
| 994.0604 | 0.00027847 | 993.6304 | 0.00040832 | 729.0037 | 0 | 994.0604 | 0.00048624 | 993.6304 | 0.00094832 | 983.2426 | 0 | 993.6304 | 0.0022974 | 728.7114 | 7.5943e-06 | 994.0603 | 0.0074242 | 978.2123 | 0 | 994.0603 | 0.0028536 | 994.0604 | 0.0027262 | 994.0603 | 0.0043063 | 994.0603 | 0.0073767 | 728.7114 | 1.0476e-05 | 994.0604 | 0.00023864 | 993.6304 | 0.00456 | 1073.6348 | 0.01383 | 993.6304 | 0.010223 | 1074.2549 | 0 | 1073.6348 | 0.01514 | 978.2123 | 0
| 994.304 | -0.00030429 | 993.8732 | -0.0010437 | 729.1322 | 0.00194 | 994.304 | 0.00046495 | 993.8732 | -0.010931 | 983.4841 | 0 | 993.8732 | -0.0050868 | 728.8325 | 8.1096e-06 | 994.3039 | 0 | 978.4493 | 0 | 994.3039 | 0 | 994.304 | 0 | 994.3039 | 0 | 994.3039 | 0 | 728.8325 | 8.8725e-06 | 994.304 | 0 | 993.8732 | -0.00902 | 1073.8033 | 0.01561 | 993.8732 | 0.001732 | 1074.4253 | 1.0001e-05 | 1073.8033 | 0.01467 | 978.4493 | 0
| 994.5475 | 0.00037256 | 994.1161 | -0.00017003 | 729.2607 | 0 | 994.5475 | 2.2799e-05 | 994.1161 | 0.00024166 | 983.7256 | 0 | 994.1161 | 0.0033932 | 728.9535 | 8.1432e-06 | 994.5475 | 0.0059675 | 978.6863 | 0 | 994.5475 | 0.00098522 | 994.5475 | 0.0018677 | 994.5475 | 0.0035848 | 994.5475 | 0.0042768 | 728.9535 | 1.0586e-05 | 994.5476 | 0.00020827 | 994.1161 | 0.00218 | 1073.9717 | 0.01385 | 994.1161 | -0.0040154 | 1074.5958 | 0 | 1073.9717 | 0.0151 | 978.6863 | 0
| 994.7911 | -7.2857e-06 | 994.3589 | -0.00053255 | 729.3891 | 0.00189 | 994.7911 | -0.00055851 | 994.3589 | -0.0057505 | 983.9671 | 0 | 994.3589 | -0.0059898 | 729.0746 | 9.8345e-06 | 994.7912 | 0 | 978.9235 | 0 | 994.7912 | 0 | 994.7911 | 0 | 994.7912 | 0 | 994.7912 | 0 | 729.0746 | 8.9823e-06 | 994.7911 | 0 | 994.359 | -0.0068 | 1074.1402 | 0.01537 | 994.3589 | -0.006638 | 1074.7663 | 0 | 1074.1402 | 0.01457 | 978.9235 | 0
| 995.0348 | 0.00010611 | 994.6018 | -0.0001325 | 729.5176 | 0 | 995.0348 | 0.00052205 | 994.6018 | -0.00075194 | 984.2086 | 0 | 994.6018 | 0.0028613 | 729.1957 | 1.0271e-05 | 995.0348 | 0.003285 | 979.1605 | 0 | 995.0348 | 0.0021685 | 995.0348 | 0.0038703 | 995.0348 | 0.0095845 | 995.0348 | 0.0029728 | 729.1957 | 7.9172e-06 | 995.0348 | 0.00023315 | 994.6018 | 0.00347 | 1074.3087 | 0.01371 | 994.6018 | 0.0063523 | 1074.9367 | 0 | 1074.3087 | 0.01507 | 979.1605 | 0
| 995.2784 | -0.00052647 | 994.8447 | -0.00021671 | 729.6461 | 0.00084967 | 995.2784 | -0.00098576 | 994.8447 | -0.0078079 | 984.4501 | 0 | 994.8447 | -0.0057789 | 729.3168 | 9.1289e-06 | 995.2784 | 0 | 979.3976 | 0 | 995.2784 | 0 | 995.2784 | 0 | 995.2784 | 0 | 995.2784 | 0 | 729.3168 | 5.7759e-06 | 995.2784 | 0 | 994.8447 | -0.00513 | 1074.4772 | 0.01563 | 994.8447 | -0.0042775 | 1075.1072 | 1.0001e-05 | 1074.4772 | 0.01454 | 979.3976 | 0
| 995.522 | 5.0464e-05 | 995.0876 | 0.00014558 | 729.7746 | 0 | 995.522 | 0.00034592 | 995.0876 | 0.0037827 | 984.6917 | 0 | 995.0876 | 0.0037188 | 729.4379 | 9.1849e-06 | 995.522 | 0.0053055 | 979.6346 | 0 | 995.522 | 0.0094502 | 995.522 | 0.0030165 | 995.522 | 0.0029325 | 995.522 | 0.0075048 | 729.4379 | 6.2042e-06 | 995.522 | 0.00035149 | 995.0875 | 0.00343 | 1074.6457 | 0.01419 | 995.0876 | -0.0063292 | 1075.2776 | 0 | 1074.6457 | 0.01509 | 979.6346 | 0
| 995.7656 | -0.00060264 | 995.3304 | -0.00073502 | 729.9031 | 0.00146 | 995.7656 | -9.6791e-05 | 995.3304 | -0.0074685 | 984.9332 | 0 | 995.3304 | -0.005922 | 729.559 | 9.0729e-06 | 995.7657 | 0 | 979.8718 | 0 | 995.7657 | 0 | 995.7656 | 0 | 995.7657 | 0 | 995.7657 | 0 | 729.559 | 7.0607e-06 | 995.7656 | 0 | 995.3304 | -0.00669 | 1074.8142 | 0.0159 | 995.3304 | -0.0043872 | 1075.4481 | 3.0002e-05 | 1074.8142 | 0.01464 | 979.8718 | 0
| 996.0093 | 0.00020549 | 995.5733 | -0.0003087 | 730.0317 | 0 | 996.0093 | 0.00026422 | 995.5733 | -0.0017503 | 985.1747 | 0 | 995.5733 | 0.0036976 | 729.6801 | 8.524e-06 | 996.0093 | 0.0026499 | 980.1088 | 0 | 996.0093 | 0.002687 | 996.0093 | 0.002282 | 996.0093 | 0.0057071 | 996.0093 | 0.0088939 | 729.6801 | 6.2042e-06 | 996.0093 | 0.00039777 | 995.5733 | 0.00279 | 1074.9826 | 0.01519 | 995.5733 | 0.00054128 | 1075.6185 | 0 | 1074.9826 | 0.01516 | 980.1088 | 0
| 996.2529 | -0.00020184 | 995.8162 | -0.00032653 | 730.1602 | 0.00137 | 996.2529 | -0.00089021 | 995.8162 | -0.0090758 | 985.4163 | 0 | 995.8162 | -0.0071152 | 729.8012 | 8.3896e-06 | 996.2529 | 0 | 980.3459 | 0 | 996.2529 | 0 | 996.2529 | 0 | 996.2529 | 0 | 996.2529 | 0 | 729.8012 | 6.4128e-06 | 996.2529 | 0 | 995.8162 | -0.00643 | 1075.1511 | 0.01584 | 995.8162 | -0.0081324 | 1075.789 | 1.0001e-05 | 1075.1511 | 0.01475 | 980.346 | 0
| 996.4966 | 0.00014337 | 996.0591 | -0.00012784 | 730.2887 | 0 | 996.4966 | -8.7984e-05 | 996.0591 | 0.0050572 | 985.6578 | 0 | 996.0591 | 0.0038721 | 729.9223 | 8.0648e-06 | 996.4966 | 0.0057901 | 980.5831 | 0 | 996.4966 | 0.0059849 | 996.4966 | 0.0057694 | 996.4966 | 0.0068937 | 996.4966 | 0.0062063 | 729.9223 | 6.314e-06 | 996.4966 | 0.00028591 | 996.0591 | 0.00477 | 1075.3196 | 0.01503 | 996.0591 | -0.0019505 | 1075.9595 | 0 | 1075.3196 | 0.01505 | 980.5831 | 0
| 996.7402 | 0.00011373 | 996.302 | -0.0021166 | 730.4173 | 0.00095371 | 996.7402 | -0.00084501 | 996.302 | -0.0074059 | 985.8994 | 0 | 996.302 | -0.0069874 | 730.0434 | 1.0014e-05 | 996.7402 | 0 | 980.8202 | 0 | 996.7402 | 0 | 996.7402 | 0 | 996.7402 | 0 | 996.7402 | 0 | 730.0434 | 9.4106e-06 | 996.7402 | 0 | 996.302 | -0.00699 | 1075.4881 | 0.016 | 996.302 | -0.0056709 | 1076.1299 | 0 | 1075.4881 | 0.0147 | 980.8202 | 0
| 996.9839 | 0.00040859 | 996.5449 | -0.00023352 | 730.5459 | 0 | 996.9839 | 0.000293 | 996.5449 | -0.0022484 | 986.141 | 0 | 996.5449 | 0.0040136 | 730.1645 | 1.0215e-05 | 996.9839 | 0.0057439 | 981.0573 | 0 | 996.9839 | 0.0094882 | 996.9839 | 0.0030108 | 996.9839 | 0.0035176 | 996.9839 | 0.0018156 | 730.1645 | 6.4128e-06 | 996.9839 | 0.00045013 | 996.5449 | -0.00044318 | 1075.6566 | 0.01452 | 996.5449 | 0.0035222 | 1076.3004 | 0 | 1075.6566 | 0.01492 | 981.0573 | 0
| 997.2276 | -0.00036299 | 996.7878 | -0.00027268 | 730.6745 | 0.00091902 | 997.2276 | -0.000602 | 996.7878 | -0.0099169 | 986.3826 | 0 | 996.7878 | -0.005555 | 730.2855 | 9.7785e-06 | 997.2276 | 0 | 981.2944 | 0 | 997.2276 | 0 | 997.2276 | 0 | 997.2276 | 0 | 997.2276 | 0 | 730.2855 | 9.191e-06 | 997.2276 | 0 | 996.7878 | -0.00189 | 1075.825 | 0.01597 | 996.7878 | 0.0015619 | 1076.4709 | 0 | 1075.825 | 0.01469 | 981.2944 | 0
| 997.4713 | 0.00023655 | 997.0307 | -1.2957e-05 | 730.8031 | 0 | 997.4713 | 0.00070157 | 997.0307 | 0.0045207 | 986.6241 | 0 | 997.0307 | 0.0034962 | 730.4067 | 8.2664e-06 | 997.4713 | 0.0031974 | 981.5316 | 0 | 997.4713 | 0.0075418 | 997.4713 | 0.0010864 | 997.4713 | 0.0064787 | 997.4713 | 0.0042292 | 730.4067 | 6.8411e-06 | 997.4713 | 0.00035235 | 997.0307 | 0.00555 | 1075.9935 | 0.01487 | 997.0307 | 0.0075849 | 1076.6413 | 0 | 1075.9935 | 0.01492 | 981.5316 | 0
| 997.715 | -0.00039752 | 997.2736 | -0.00052474 | 730.9317 | 0.00139 | 997.715 | -0.00016221 | 997.2736 | -0.0049295 | 986.8657 | 0 | 997.2736 | -0.0069401 | 730.5277 | 7.6951e-06 | 997.7149 | 0 | 981.7687 | 0 | 997.7149 | 0 | 997.715 | 0 | 997.7149 | 0 | 997.7149 | 0 | 730.5277 | 9.3008e-06 | 997.715 | 0 | 997.2736 | -0.00629 | 1076.162 | 0.01584 | 997.2736 | -0.011789 | 1076.8118 | 0 | 1076.162 | 0.01469 | 981.7687 | 0
| 997.9586 | 0.00031923 | 997.5165 | 4.9676e-05 | 731.0603 | 0 | 997.9586 | -0.00020823 | 997.5165 | 0.0016759 | 987.1073 | 0 | 997.5165 | 0.0033712 | 730.6489 | 8.0088e-06 | 997.9586 | 0.003757 | 982.0058 | 0 | 997.9586 | 0.0036781 | 997.9586 | 0.0038661 | 997.9586 | 0.0020974 | 997.9586 | 0.0063938 | 730.6489 | 6.0944e-06 | 997.9586 | 0.00051894 | 997.5166 | 0.00658 | 1076.3305 | 0.01429 | 997.5165 | 0.0096523 | 1076.9823 | 0 | 1076.3305 | 0.01503 | 982.0058 | 0
| 998.2023 | -4.262e-05 | 997.7595 | -0.00067438 | 731.1889 | 0.0003468 | 998.2023 | -0.00068756 | 997.7595 | -0.003401 | 987.3489 | 0 | 997.7595 | -0.0062242 | 730.7699 | 7.7511e-06 | 998.2023 | 0 | 982.243 | 0 | 998.2023 | 0 | 998.2023 | 0 | 998.2023 | 0 | 998.2023 | 0 | 730.7699 | 8.7737e-06 | 998.2023 | 0 | 997.7595 | -0.00427 | 1076.4989 | 0.01576 | 997.7595 | 0.0043444 | 1077.1527 | 0 | 1076.4989 | 0.01477 | 982.243 | 0
| 998.446 | 0.00013717 | 998.0024 | -3.9862e-05 | 731.3176 | 0 | 998.446 | -0.00031917 | 998.0024 | -0.00075967 | 987.5905 | 0 | 998.0024 | 0.0044146 | 730.891 | 8.468e-06 | 998.446 | 0.0036855 | 982.4801 | 0 | 998.446 | 0.0054663 | 998.446 | 0.0021217 | 998.446 | 0.005556 | 998.446 | 0.0070075 | 730.891 | 1.0904e-05 | 998.446 | 0.00025778 | 998.0024 | 0.00741 | 1076.6674 | 0.01415 | 998.0024 | -0.0099235 | 1077.3232 | 0 | 1076.6674 | 0.01515 | 982.4801 | 0
| 998.6898 | -0.00060675 | 998.2453 | -0.00071586 | 731.4463 | 0.00132 | 998.6898 | -0.0011028 | 998.2453 | -0.0093531 | 987.8322 | 0 | 998.2453 | -0.0074316 | 731.0122 | 9.1849e-06 | 998.6897 | 0 | 982.7173 | 0 | 998.6897 | 0 | 998.6898 | 0 | 998.6897 | 0 | 998.6897 | 0 | 731.0122 | 1.1651e-05 | 998.6898 | 0 | 998.2453 | -0.01015 | 1076.8359 | 0.01598 | 998.2453 | -0.006077 | 1077.4937 | 1.0001e-05 | 1076.8359 | 0.01471 | 982.7173 | 0
| 998.9335 | 6.8759e-05 | 998.4883 | 0.00048514 | 731.5749 | 0 | 998.9335 | -0.00029546 | 998.4883 | -0.0017375 | 988.0738 | 0 | 998.4883 | 0.0035005 | 731.1332 | 1.0047e-05 | 998.9334 | 0.0055328 | 982.9545 | 0 | 998.9334 | 0.0029456 | 998.9335 | 0.0046006 | 998.9334 | 0.0084964 | 998.9334 | 0.0058887 | 731.1332 | 9.6192e-06 | 998.9335 | 0.00029864 | 998.4883 | 0.00308 | 1077.0043 | 0.01473 | 998.4883 | 0.0086781 | 1077.6642 | 0 | 1077.0043 | 0.01512 | 982.9545 | 0
| 999.1772 | -0.00075411 | 998.7312 | -0.00096379 | 731.7036 | 0.00084967 | 999.1772 | -0.00058312 | 998.7312 | -0.0085717 | 988.3154 | 0 | 998.7312 | -0.0076918 | 731.2544 | 9.5657e-06 | 999.1772 | 0 | 983.1916 | 0 | 999.1772 | 0 | 999.1772 | 0 | 999.1772 | 0 | 999.1772 | 0 | 731.2544 | 5.9846e-06 | 999.1772 | 0 | 998.7312 | -0.0058 | 1077.1728 | 0.01593 | 998.7312 | -0.00037502 | 1077.8347 | 1.0001e-05 | 1077.1728 | 0.01464 | 983.1916 | 0
| 999.4209 | -0.00012998 | 998.9742 | 4.0024e-05 | 731.8323 | 0 | 999.4209 | 9.5447e-05 | 998.9742 | 0.0037585 | 988.5571 | 0 | 998.9742 | 0.0038052 | 731.3755 | 9.5993e-06 | 999.4209 | 0.0068416 | 983.4288 | 0 | 999.4209 | 0.0081737 | 999.4209 | 0.0016806 | 999.4209 | 0.0082904 | 999.4209 | 0.010178 | 731.3755 | 7.2693e-06 | 999.4209 | 0.0002168 | 998.9742 | 0.00579 | 1077.3413 | 0.01492 | 998.9742 | 0.0032477 | 1078.0051 | 0 | 1077.3413 | 0.01513 | 983.4288 | 0
| 999.6646 | -0.00050439 | 999.2171 | -0.0010491 | 731.961 | 0.00053755 | 999.6646 | -0.00080162 | 999.2171 | -0.0063919 | 988.7987 | 0 | 999.2171 | -0.0076469 | 731.4966 | 1.0451e-05 | 999.6646 | 0 | 983.666 | 0 | 999.6646 | 0 | 999.6646 | 0 | 999.6646 | 0 | 999.6646 | 0 | 731.4966 | 5.6661e-06 | 999.6646 | 0 | 999.2171 | -0.00596 | 1077.5098 | 0.01579 | 999.2171 | 0.013856 | 1078.1756 | 1.0001e-05 | 1077.5098 | 0.01472 | 983.6659 | 0
| 999.9084 | -0.00045222 | 999.4601 | 0.00026982 | 732.0897 | 0 | 999.9084 | 0.00014298 | 999.4601 | -0.00039988 | 989.0403 | 0 | 999.4601 | 0.004826 | 731.6177 | 1.0742e-05 | 999.9084 | 0.0041079 | 983.9031 | 0 | 999.9084 | 0.009493 | 999.9084 | 0.0036075 | 999.9084 | 0.0050795 | 999.9084 | 0.0052974 | 731.6177 | 6.5226e-06 | 999.9084 | 0.0002001 | 999.4601 | 0.00234 | 1077.6782 | 0.01427 | 999.4601 | 0.012884 | 1078.3461 | 0 | 1077.6782 | 0.0152 | 983.9031 | 0
| 1000.1521 | -0.0010548 | 999.703 | -0.001049 | 732.2185 | 0.00102 | 1000.1521 | -0.00051913 | 999.703 | -0.0095376 | 989.282 | 0 | 999.703 | -0.0057456 | 731.7388 | 9.2073e-06 | 1000.1521 | 0 | 984.1403 | 0 | 1000.1521 | 0 | 1000.1521 | 0 | 1000.1521 | 0 | 1000.1521 | 0 | 731.7388 | 6.2042e-06 | 1000.1521 | 0 | 999.703 | -0.00676 | 1077.8467 | 0.01588 | 999.703 | -0.0012531 | 1078.5166 | 1.0001e-05 | 1077.8467 | 0.01479 | 984.1403 | 0
| 1000.3959 | 0.00093898 | 999.946 | -0.00046393 | 732.3472 | 0 | 1000.3959 | 0.00017649 | 999.946 | 0.0074475 | 989.5237 | 0 | 999.946 | 0.0030558 | 731.8599 | 8.5576e-06 | 1000.3959 | 0.0035499 | 984.3776 | 0 | 1000.3959 | 0.0046314 | 1000.3959 | 0.0032223 | 1000.3959 | 0.0047194 | 1000.3959 | 0.0084874 | 731.8599 | 8.9823e-06 | 1000.3959 | 0.00027676 | 999.946 | 0.00519 | 1078.0152 | 0.01394 | 999.946 | 0.0026969 | 1078.687 | 0 | 1078.0152 | 0.0151 | 984.3776 | 0
| 1000.6396 | -0.0011223 | 1000.189 | -0.00076731 | 732.476 | 0.00062425 | 1000.6396 | -0.00064241 | 1000.189 | -0.0076282 | 989.7653 | 0 | 1000.189 | -0.0077407 | 731.981 | 8.244e-06 | 1000.6396 | 0 | 984.6147 | 0 | 1000.6396 | 0 | 1000.6396 | 0 | 1000.6396 | 0 | 1000.6396 | 0 | 731.981 | 9.5204e-06 | 1000.6396 | 0 | 1000.189 | -0.00423 | 1078.1836 | 0.01567 | 1000.189 | -0.00053767 | 1078.8575 | 1.0001e-05 | 1078.1836 | 0.01475 | 984.6147 | 0
| 1000.8834 | 0.00023939 | 1000.432 | 3.8479e-05 | 732.6047 | 0 | 1000.8834 | -2.3392e-05 | 1000.432 | 0.00369 | 990.007 | 0 | 1000.432 | 0.0035484 | 732.1021 | 8.916e-06 | 1000.8834 | 0.0077198 | 984.8519 | 0 | 1000.8834 | 0 | 1000.8834 | 0.0029904 | 1000.8834 | 0.00048974 | 1000.8834 | 0.003222 | 732.1021 | 1.0157e-05 | 1000.8834 | 0.00020872 | 1000.432 | 0.00161 | 1078.3521 | 0.0141 | 1000.432 | 0.0052178 | 1079.028 | 0 | 1078.3521 | 0.01502 | 984.8519 | 0
| 1001.1271 | 0.00028266 | 1000.6749 | -0.00044849 | 732.7335 | 0.00102 | 1001.1271 | -0.00096512 | 1000.6749 | -0.0066825 | 990.2487 | 0 | 1000.6749 | -0.008485 | 732.2232 | 8.6584e-06 | 1001.1271 | 0 | 985.0892 | 0 | 1001.1271 | 0 | 1001.1271 | 0 | 1001.1271 | 0 | 1001.1271 | 0 | 732.2232 | 1.0267e-05 | 1001.1271 | 0 | 1000.6749 | -0.00493 | 1078.5205 | 0.0156 | 1000.6749 | -0.0023421 | 1079.1985 | 0 | 1078.5205 | 0.01472 | 985.0892 | 0
| 1001.3709 | 0.000389 | 1000.9179 | -0.00018408 | 732.8623 | 0 | 1001.3709 | 3.6631e-05 | 1000.9179 | 0.0055723 | 990.4904 | 0 | 1000.9179 | 0.0041532 | 732.3443 | 8.4792e-06 | 1001.3709 | 0.0068866 | 985.3264 | 0 | 1001.3709 | 0.00142 | 1001.3709 | 0.0022492 | 1001.3709 | 0.0057993 | 1001.3709 | 0.0068787 | 732.3443 | 1.0047e-05 | 1001.3709 | 0.00024761 | 1000.9179 | 0.00657 | 1078.689 | 0.01496 | 1000.9179 | 0.0076673 | 1079.369 | 6.6672e-06 | 1078.689 | 0.01505 | 985.3264 | 0
| 1001.6147 | -0.00040767 | 1001.1609 | 1.7159e-05 | 732.9911 | 0.00045084 | 1001.6147 | -0.00083239 | 1001.1609 | -0.014888 | 990.7321 | 0 | 1001.1609 | -0.0064122 | 732.4654 | 9.4201e-06 | 1001.6147 | 0 | 985.5636 | 0 | 1001.6147 | 0 | 1001.6147 | 0 | 1001.6147 | 0 | 1001.6147 | 0 | 732.4654 | 1.0267e-05 | 1001.6147 | 0 | 1001.1609 | -0.00342 | 1078.8575 | 0.01572 | 1001.1609 | 0.014246 | 1079.5395 | 1.0001e-05 | 1078.8575 | 0.01474 | 985.5636 | 0
| 1001.8585 | 0.00047958 | 1001.4039 | 6.99e-05 | 733.1199 | 0 | 1001.8585 | 0.00079345 | 1001.4039 | -0.001635 | 990.9738 | 0 | 1001.4039 | 0.0044041 | 732.5865 | 8.4456e-06 | 1001.8585 | 0.0030836 | 985.8008 | 0 | 1001.8585 | 0.0026345 | 1001.8585 | 0.00036877 | 1001.8585 | 0.0033629 | 1001.8585 | 0.0058639 | 732.5865 | 8.016e-06 | 1001.8585 | 0.0002805 | 1001.4039 | 0.00327 | 1079.0259 | 0.01552 | 1001.4039 | -0.0022234 | 1079.71 | 0 | 1079.0259 | 0.01513 | 985.8008 | 0
| 1002.1023 | -0.0005551 | 1001.6469 | -8.7645e-05 | 733.2487 | 0.00098839 | 1002.1023 | -0.0008662 | 1001.6469 | -0.0020598 | 991.2155 | 0 | 1001.6469 | -0.0065027 | 732.7076 | 9.0168e-06 | 1002.1023 | 0 | 986.0381 | 0 | 1002.1023 | 0 | 1002.1023 | 0 | 1002.1023 | 0 | 1002.1023 | 0 | 732.7076 | 1.0157e-05 | 1002.1023 | 0 | 1001.6469 | -0.00446 | 1079.1944 | 0.01577 | 1001.6469 | -0.0079796 | 1079.8805 | 1.0001e-05 | 1079.1944 | 0.01472 | 986.0381 | 0
| 1002.3461 | 0.00039436 | 1001.8899 | 6.4131e-06 | 733.3776 | 0 | 1002.3461 | 7.925e-05 | 1001.8899 | 0.0064578 | 991.4572 | 0 | 1001.8899 | 0.0042174 | 732.8288 | 8.244e-06 | 1002.3461 | 0.0090161 | 986.2753 | 0 | 1002.3461 | 0.010007 | 1002.3461 | 0.008498 | 1002.3461 | 0.011051 | 1002.3461 | 0.0070841 | 732.8288 | 9.5204e-06 | 1002.3461 | 0.00064303 | 1001.8899 | 0.00497 | 1079.3629 | 0.01424 | 1001.8899 | 0.0050066 | 1080.051 | 0 | 1079.3629 | 0.01515 | 986.2753 | 0
| 1002.5898 | -0.00063494 | 1002.1329 | -0.00050347 | 733.5064 | 0.00041617 | 1002.5898 | -0.00057348 | 1002.1329 | -0.010743 | 991.699 | 0 | 1002.1329 | -0.0070991 | 732.9499 | 9.7561e-06 | 1002.5899 | 0 | 986.5126 | 0 | 1002.5899 | 0 | 1002.5898 | 0 | 1002.5899 | 0 | 1002.5899 | 0 | 732.9499 | 7.6976e-06 | 1002.5898 | 0 | 1002.1329 | -0.00675 | 1079.5313 | 0.01568 | 1002.1329 | -0.010145 | 1080.2214 | 0 | 1079.5313 | 0.01477 | 986.5126 | 0
| 1002.8337 | 0.00063607 | 1002.3759 | -4.4937e-05 | 733.6353 | 0 | 1002.8337 | -5.2603e-05 | 1002.3759 | 0.0065333 | 991.9407 | 0 | 1002.3759 | 0.0031394 | 733.071 | 9.4425e-06 | 1002.8337 | 0.0039854 | 986.7498 | 0 | 1002.8337 | 0.00459 | 1002.8337 | 0.0020215 | 1002.8337 | 0.0046095 | 1002.8337 | 0.0090366 | 733.071 | 7.0607e-06 | 1002.8337 | 0.0003157 | 1002.3759 | 0.00111 | 1079.6998 | 0.0145 | 1002.3759 | 0.01501 | 1080.3919 | 0 | 1079.6998 | 0.01518 | 986.7498 | 0
| 1003.0775 | -0.00044434 | 1002.619 | -0.00027694 | 733.7642 | 8.6698e-05 | 1003.0775 | -0.00076193 | 1002.619 | -0.0057042 | 992.1824 | 0 | 1002.619 | -0.0075886 | 733.1921 | 9.6441e-06 | 1003.0775 | 0 | 986.9871 | 0 | 1003.0775 | 0 | 1003.0775 | 0 | 1003.0775 | 0 | 1003.0775 | 0 | 733.1921 | 8.9823e-06 | 1003.0775 | 0 | 1002.619 | -0.0012 | 1079.8682 | 0.0159 | 1002.619 | -0.019786 | 1080.5624 | 0 | 1079.8682 | 0.01479 | 986.9871 | 0
| 1003.3214 | 0.0002407 | 1002.862 | -0.00065463 | 733.8931 | 0 | 1003.3214 | -1.2169e-05 | 1002.862 | 0.00029348 | 992.4242 | 0 | 1002.862 | 0.0021679 | 733.3132 | 9.5433e-06 | 1003.3213 | 0.0013994 | 987.2244 | 0 | 1003.3213 | 0.0059793 | 1003.3214 | 0.0025899 | 1003.3213 | 0.0025017 | 1003.3213 | 0.0072045 | 733.3132 | 1.0377e-05 | 1003.3214 | 0.00032149 | 1002.862 | 0.0035 | 1080.0367 | 0.01436 | 1002.862 | 0.012383 | 1080.7329 | 0 | 1080.0367 | 0.01506 | 987.2244 | 0
| 1003.5651 | -0.00062333 | 1003.105 | -0.0011551 | 734.0219 | 0.00022542 | 1003.5651 | -0.00099771 | 1003.105 | -0.012854 | 992.6659 | 0 | 1003.105 | -0.0083816 | 733.4343 | 9.2073e-06 | 1003.5652 | 0 | 987.4616 | 0 | 1003.5652 | 0 | 1003.5651 | 0 | 1003.5652 | 0 | 1003.5652 | 0 | 733.4343 | 8.8725e-06 | 1003.5651 | 0 | 1003.105 | -0.00828 | 1080.2051 | 0.01576 | 1003.105 | 0.0099739 | 1080.9034 | 0 | 1080.2051 | 0.01472 | 987.4616 | 0
| 1003.809 | 0.00030825 | 1003.3481 | 0.00033418 | 734.1509 | 0 | 1003.809 | 0.00012294 | 1003.3481 | 0.0013656 | 992.9077 | 0 | 1003.3481 | 0.0057038 | 733.5554 | 8.972e-06 | 1003.809 | 0.00992 | 987.6989 | 0 | 1003.809 | 0.011482 | 1003.809 | 0.0056685 | 1003.809 | 0.011196 | 1003.809 | 0.0062648 | 733.5554 | 8.9823e-06 | 1003.809 | 0.00031108 | 1003.348 | 0.00613 | 1080.3736 | 0.01471 | 1003.3481 | 0.012334 | 1081.0739 | 6.6672e-06 | 1080.3736 | 0.01502 | 987.6989 | 0
| 1004.0529 | -0.0003279 | 1003.5911 | -0.00077031 | 734.2798 | 0.00179 | 1004.0529 | -0.00071724 | 1003.5911 | -0.012624 | 993.1495 | 0 | 1003.5911 | -0.0074336 | 733.6766 | 8.636e-06 | 1004.0528 | 0 | 987.9362 | 0 | 1004.0528 | 0 | 1004.0529 | 0 | 1004.0528 | 0 | 1004.0528 | 0 | 733.6766 | 1.1761e-05 | 1004.0529 | 0 | 1003.5911 | -0.00906 | 1080.5421 | 0.01577 | 1003.5911 | -0.01224 | 1081.2444 | 0 | 1080.5421 | 0.01472 | 987.9362 | 0
| 1004.2967 | 0.00083368 | 1003.8341 | -0.000273 | 734.4087 | 0 | 1004.2967 | 0.00036386 | 1003.8341 | 0.0066259 | 993.3912 | 0 | 1003.8341 | 0.0041265 | 733.7977 | 9.5657e-06 | 1004.2967 | 0.0031713 | 988.1735 | 0 | 1004.2967 | 0.0074354 | 1004.2967 | 0.0009397 | 1004.2967 | 0.00032349 | 1004.2967 | 0.0046313 | 733.7977 | 1.187e-05 | 1004.2967 | 0.00016683 | 1003.8341 | 0.0081 | 1080.7105 | 0.01468 | 1003.8341 | 0.024303 | 1081.4149 | 0 | 1080.7105 | 0.01509 | 988.1735 | 0
| 1004.5405 | -0.00080832 | 1004.0772 | 1.757e-05 | 734.5377 | 0.00116 | 1004.5405 | -0.00033422 | 1004.0772 | -0.0099002 | 993.633 | 0 | 1004.0772 | -0.0085199 | 733.9188 | 6.7766e-06 | 1004.5405 | 0 | 988.4108 | 0 | 1004.5405 | 0 | 1004.5405 | 0 | 1004.5405 | 0 | 1004.5405 | 0 | 733.9188 | 6.6324e-06 | 1004.5405 | 0 | 1004.0772 | -0.00681 | 1080.879 | 0.01591 | 1004.0772 | -0.011703 | 1081.5854 | 0 | 1080.879 | 0.01514 | 988.4108 | 0
| 1004.7844 | 0.0010814 | 1004.3202 | -0.00088197 | 734.6666 | 0 | 1004.7844 | -0.00059319 | 1004.3202 | -0.012306 | 993.8748 | 0 | 1004.3202 | -0.0082757 | 734.0399 | 1.8381e-05 | 1004.7844 | 0 | 988.6481 | 0 | 1004.7844 | 0 | 1004.7844 | 0 | 1004.7844 | 0 | 1004.7844 | 0 | 734.0399 | 1.5714e-05 | 1004.7844 | 0 | 1004.3202 | -0.00885 | 1081.0474 | 0.01626 | 1004.3202 | -0.01599 | 1081.7559 | 0 | 1081.0474 | 0.0151 | 988.6481 | 0
| 1005.0283 | 0.00056435 | 1004.5633 | 0.00012197 | 734.7956 | 0.00113 | 1005.0283 | -7.9852e-05 | 1004.5633 | 0.0074112 | 994.1166 | 0 | 1004.5633 | 0.0025608 | 734.161 | 1.4897e-05 | 1005.0283 | 0.011015 | 988.8854 | 0 | 1005.0283 | 0.0087148 | 1005.0283 | 0.0053699 | 1005.0283 | 0.0047364 | 1005.0283 | 0.0077924 | 734.161 | 1.3474e-05 | 1005.0283 | 0.00025249 | 1004.5633 | 0.00554 | 1081.2159 | 0.01449 | 1004.5633 | 0.0067954 | 1081.9264 | 5.0004e-05 | 1081.2159 | 0.01511 | 988.8854 | 0
| 1005.2721 | -0.00013061 | 1004.8063 | 7.1993e-05 | 734.9246 | 0 | 1005.2721 | -0.0008587 | 1004.8063 | -0.0097667 | 994.3584 | 0 | 1004.8063 | -0.0071976 | 734.2822 | 2.8428e-05 | 1005.2721 | 0 | 989.1227 | 0 | 1005.2721 | 0 | 1005.2721 | 0 | 1005.2721 | 0 | 1005.2721 | 0 | 734.2822 | 2.5234e-05 | 1005.2721 | 0 | 1004.8063 | -0.00373 | 1081.3843 | 0.0163 | 1004.8063 | 0.010716 | 1082.097 | 0 | 1081.3843 | 0.01477 | 989.1227 | 0
| 1005.516 | 2.049e-05 | 1005.0494 | 0.00052392 | 735.0536 | 0.00086701 | 1005.516 | -0.0003977 | 1005.0494 | 0.00051072 | 994.6002 | 0 | 1005.0494 | 0.0044249 | 734.4033 | 1.3789e-05 | 1005.516 | 0.0055058 | 989.36 | 0 | 1005.516 | 0.0068726 | 1005.516 | 0.0045677 | 1005.516 | 0.0075604 | 1005.516 | 0.0097196 | 734.4033 | 1.2189e-05 | 1005.516 | 0.00027582 | 1005.0494 | 0.00744 | 1081.5528 | 0.01403 | 1005.0494 | 0.00051828 | 1082.2675 | 3.0002e-05 | 1081.5528 | 0.0152 | 989.36 | 0
| 1005.7599 | -0.00058926 | 1005.2925 | -0.001102 | 735.1826 | 0 | 1005.7599 | -0.00041894 | 1005.2925 | -0.0087632 | 994.842 | 0 | 1005.2925 | -0.0085336 | 734.5244 | 2.7588e-05 | 1005.7599 | 0 | 989.5973 | 0 | 1005.7599 | 0 | 1005.7599 | 0 | 1005.7599 | 0 | 1005.7599 | 0 | 734.5244 | 2.4378e-05 | 1005.7599 | 0 | 1005.2925 | -0.00762 | 1081.7212 | 0.01628 | 1005.2925 | -0.019024 | 1082.438 | 0 | 1081.7212 | 0.01478 | 989.5973 | 0
| 1006.0038 | -0.00014346 | 1005.5356 | -0.00028549 | 735.3116 | 0.00041617 | 1006.0038 | 4.3654e-05 | 1005.5356 | -0.0054639 | 995.0838 | 0 | 1005.5356 | 0.0034921 | 734.6455 | 1.4001e-05 | 1006.0038 | 0.0030125 | 989.8347 | 0 | 1006.0038 | 0 | 1006.0038 | 0.0034149 | 1006.0038 | 0.0036203 | 1006.0038 | 0.0099665 | 734.6455 | 1.2617e-05 | 1006.0038 | 0.00023311 | 1005.5356 | 0.00277 | 1081.8897 | 0.01447 | 1005.5356 | 0.010101 | 1082.6085 | 5.0004e-05 | 1081.8897 | 0.01514 | 989.8347 | 0
| 1006.2477 | -0.00032305 | 1005.7786 | -0.00067014 | 735.4406 | 0 | 1006.2477 | -0.0010398 | 1005.7786 | -0.013676 | 995.3256 | 0 | 1005.7786 | -0.0088048 | 734.7667 | 2.8529e-05 | 1006.2477 | 0 | 990.072 | 0 | 1006.2477 | 0 | 1006.2477 | 0 | 1006.2477 | 0 | 1006.2477 | 0 | 734.7667 | 2.7375e-05 | 1006.2477 | 0 | 1005.7786 | -0.00751 | 1082.0581 | 0.01616 | 1005.7786 | -0.012439 | 1082.779 | 0 | 1082.0581 | 0.01471 | 990.072 | 0
| 1006.4916 | 0.00076129 | 1006.0217 | -0.00020717 | 735.5697 | 0.00187 | 1006.4916 | -0.00011552 | 1006.0217 | 0.0023478 | 995.5674 | 0 | 1006.0217 | 0.0035903 | 734.8878 | 1.4785e-05 | 1006.4916 | 0.012475 | 990.3093 | 0 | 1006.4916 | 0.0024278 | 1006.4916 | 0.0025447 | 1006.4916 | 0 | 1006.4916 | 0 | 734.8878 | 1.4967e-05 | 1006.4916 | 0.0002452 | 1006.0217 | 0.00711 | 1082.2265 | 0.01384 | 1006.0217 | 0.015351 | 1082.9495 | 1.0001e-05 | 1082.2265 | 0.01514 | 990.3093 | 0
| 1006.7355 | 0.00023896 | 1006.2648 | -0.00043039 | 735.6987 | 0 | 1006.7355 | -0.00053218 | 1006.2648 | -0.016614 | 995.8093 | 0 | 1006.2648 | -0.0071848 | 735.0089 | 2.8608e-05 | 1006.7355 | 0 | 990.5466 | 0 | 1006.7355 | 0 | 1006.7355 | 0 | 1006.7355 | 0 | 1006.7355 | 0 | 735.0089 | 2.9297e-05 | 1006.7355 | 0 | 1006.2648 | -0.00214 | 1082.395 | 0.01586 | 1006.2648 | 6.4433e-05 | 1083.12 | 0 | 1082.395 | 0.01469 | 990.5466 | 0
| 1006.9794 | 0.00021247 | 1006.5079 | -4.4743e-05 | 735.8278 | 0.00101 | 1006.9794 | 0.00044821 | 1006.5079 | 0.0084155 | 996.0511 | 0 | 1006.5079 | 0.0053592 | 735.13 | 1.4102e-05 | 1006.9794 | 0.0046077 | 990.784 | 0 | 1006.9794 | 0.0082729 | 1006.9794 | 0.0012923 | 1006.9794 | 0.0027561 | 1006.9794 | 0.0075651 | 735.13 | 1.433e-05 | 1006.9794 | 0.0004751 | 1006.5079 | 0.00702 | 1082.5634 | 0.01414 | 1006.5079 | 0.0044681 | 1083.2905 | 3.0002e-05 | 1082.5634 | 0.01515 | 990.784 | 0
| 1007.2233 | -0.00028152 | 1006.751 | -0.00046353 | 735.9569 | 0 | 1007.2233 | -0.000638 | 1006.751 | -0.014474 | 996.293 | 0 | 1006.751 | -0.0080889 | 735.2512 | 2.6894e-05 | 1007.2233 | 0 | 991.0214 | 0 | 1007.2233 | 0 | 1007.2233 | 0 | 1007.2233 | 0 | 1007.2233 | 0 | 735.2512 | 2.6727e-05 | 1007.2233 | 0 | 1006.751 | -0.00848 | 1082.7319 | 0.01601 | 1006.751 | 0.01193 | 1083.461 | 0 | 1082.7319 | 0.0147 | 991.0214 | 0
| 1007.4672 | 0.00025235 | 1006.9941 | -0.00062668 | 736.086 | 0.00142 | 1007.4672 | 0.00029652 | 1006.9941 | 0.0073559 | 996.5349 | 0 | 1006.9941 | 0.0023367 | 735.3723 | 1.3228e-05 | 1007.4672 | 0.0042011 | 991.2587 | 0 | 1007.4672 | 0.0055234 | 1007.4672 | 0.00057682 | 1007.4672 | 0.011122 | 1007.4672 | 0.0039919 | 735.3723 | 1.2408e-05 | 1007.4672 | 0.00010486 | 1006.9941 | 0.0081 | 1082.9003 | 0.01357 | 1006.9941 | 0.011835 | 1083.6316 | 5.0004e-05 | 1082.9003 | 0.01514 | 991.2587 | 0
| 1007.7112 | -0.00068076 | 1007.2372 | -0.00026648 | 736.2151 | 0 | 1007.7112 | -0.00064652 | 1007.2372 | -0.0088991 | 996.7767 | 0 | 1007.2372 | -0.010202 | 735.4934 | 2.6446e-05 | 1007.7112 | 0 | 991.4961 | 0 | 1007.7112 | 0 | 1007.7112 | 0 | 1007.7112 | 0 | 1007.7112 | 0 | 735.4934 | 2.866e-05 | 1007.7112 | 0 | 1007.2372 | -0.00456 | 1083.0687 | 0.01594 | 1007.2372 | -0.016559 | 1083.8021 | 0 | 1083.0687 | 0.01476 | 991.4961 | 0
| 1007.9551 | -5.3284e-05 | 1007.4803 | -0.00046677 | 736.3442 | 0.0007803 | 1007.9551 | 0.00024194 | 1007.4803 | 0.0059619 | 997.0186 | 0 | 1007.4803 | 0.0044575 | 735.6146 | 1.3632e-05 | 1007.9551 | 0.0044534 | 991.7335 | 0 | 1007.9551 | 0.0062792 | 1007.9551 | 0.0066206 | 1007.9551 | 0.0065448 | 1007.9551 | 0.011175 | 735.6146 | 1.6471e-05 | 1007.9551 | 0.00047517 | 1007.4803 | 0.00752 | 1083.2372 | 0.01428 | 1007.4803 | -0.007637 | 1083.9726 | 1.0001e-05 | 1083.2372 | 0.01516 | 991.7335 | 0
| 1008.199 | -0.00066315 | 1007.7234 | -0.00082065 | 736.4733 | 0 | 1008.199 | -0.00069409 | 1007.7234 | -0.0079182 | 997.2605 | 0 | 1007.7234 | -0.0086022 | 735.7357 | 2.7308e-05 | 1008.1991 | 0 | 991.9708 | 0 | 1008.1991 | 0 | 1008.199 | 0 | 1008.1991 | 0 | 1008.1991 | 0 | 735.7357 | 3.0153e-05 | 1008.199 | 0 | 1007.7234 | -0.00823 | 1083.4056 | 0.01624 | 1007.7234 | 0.0084318 | 1084.1431 | 0 | 1083.4056 | 0.0148 | 991.9708 | 0
| 1008.443 | 0.0011659 | 1007.9666 | -0.00017044 | 736.6024 | 0.00132 | 1008.443 | -0.00014223 | 1007.9666 | 0.0051323 | 997.5024 | 0 | 1007.9666 | 0.0049594 | 735.8568 | 1.4102e-05 | 1008.443 | 0.0045534 | 992.2082 | 0 | 1008.443 | 0.0084453 | 1008.443 | 0.0042806 | 1008.443 | 0.011814 | 1008.443 | 0.0057442 | 735.8568 | 1.3902e-05 | 1008.443 | 0.00018512 | 1007.9666 | 0.00852 | 1083.5741 | 0.01377 | 1007.9666 | 0.023425 | 1084.3136 | 3.0002e-05 | 1083.5741 | 0.01516 | 992.2082 | 0
| 1008.687 | -0.00026421 | 1008.2097 | 0.00026403 | 736.7316 | 0 | 1008.687 | -0.0004953 | 1008.2097 | -0.0046533 | 997.7443 | 0 | 1008.2097 | -0.0080422 | 735.9779 | 3.022e-05 | 1008.687 | 0 | 992.4456 | 0 | 1008.687 | 0 | 1008.687 | 0 | 1008.687 | 0 | 1008.687 | 0 | 735.9779 | 2.9297e-05 | 1008.687 | 0 | 1008.2097 | -0.0073 | 1083.7425 | 0.01624 | 1008.2097 | 0.00026522 | 1084.4841 | 0 | 1083.7425 | 0.01478 | 992.4456 | 0
| 1008.9309 | 0.00052124 | 1008.4528 | -0.00038208 | 736.8607 | 0.00137 | 1008.9309 | 0.00015927 | 1008.4528 | -0.0046194 | 997.9861 | 0 | 1008.4528 | 0.0044601 | 736.0991 | 1.632e-05 | 1008.9309 | 0.0063573 | 992.683 | 0 | 1008.9309 | 0.0063175 | 1008.9309 | 0.0034089 | 1008.9309 | 0 | 1008.9309 | 0.0068719 | 736.0991 | 1.5615e-05 | 1008.9309 | 0.00029877 | 1008.4528 | 0.0057 | 1083.9109 | 0.01382 | 1008.4528 | -0.0072316 | 1084.6547 | 1.0001e-05 | 1083.9109 | 0.01512 | 992.683 | 0
| 1009.1749 | -0.00059376 | 1008.6959 | -1.7212e-05 | 736.9899 | 0 | 1009.1749 | -0.00018972 | 1008.6959 | -0.0086411 | 998.2281 | 0 | 1008.6959 | -0.0084079 | 736.2202 | 2.9884e-05 | 1009.1749 | 0 | 992.9204 | 0 | 1009.1749 | 0 | 1009.1749 | 0 | 1009.1749 | 0 | 1009.1749 | 0 | 736.2202 | 3.1218e-05 | 1009.1749 | 0 | 1008.696 | -0.00604 | 1084.0794 | 0.01645 | 1008.6959 | -0.0079477 | 1084.8252 | 0 | 1084.0794 | 0.01471 | 992.9204 | 0
| 1009.4189 | 5.5117e-05 | 1008.9391 | 6.6847e-06 | 737.1191 | 0.00101 | 1009.4189 | 0.00029857 | 1008.9391 | -0.0010549 | 998.47 | 0 | 1008.9391 | 0.004601 | 736.3413 | 1.3665e-05 | 1009.4189 | 0.0069357 | 993.1578 | 0 | 1009.4189 | 0.01442 | 1009.4189 | 0.0071458 | 1009.4189 | 0.0090262 | 1009.4189 | 0.0087749 | 736.3413 | 1.5615e-05 | 1009.4189 | 0.00046169 | 1008.9391 | 0.01011 | 1084.2478 | 0.01366 | 1008.9391 | -0.0063238 | 1084.9957 | 6.9993e-05 | 1084.2478 | 0.01512 | 993.1578 | 0
| 1009.6628 | -0.00030276 | 1009.1822 | -0.00063069 | 737.2483 | 0 | 1009.6628 | -0.000655 | 1009.1822 | -0.015028 | 998.7119 | 0 | 1009.1822 | -0.0095781 | 736.4625 | 2.7689e-05 | 1009.6628 | 0 | 993.3952 | 0 | 1009.6628 | 0 | 1009.6628 | 0 | 1009.6628 | 0 | 1009.6628 | 0 | 736.4625 | 3.1218e-05 | 1009.6628 | 0 | 1009.1822 | -0.01099 | 1084.4162 | 0.01607 | 1009.1822 | 0.0074276 | 1085.1662 | 0 | 1084.4162 | 0.01475 | 993.3952 | 0
| 1009.9068 | 0.001137 | 1009.4254 | -0.00067854 | 737.3775 | 0.00108 | 1009.9068 | 9.6689e-05 | 1009.4254 | 0.0059802 | 998.9539 | 0 | 1009.4254 | 0.0057063 | 736.5836 | 1.4113e-05 | 1009.9068 | 0 | 993.6326 | 0 | 1009.9068 | 0 | 1009.9068 | 0 | 1009.9068 | 0.008492 | 1009.9068 | 0.0058894 | 736.5836 | 1.5823e-05 | 1009.9068 | 0.00028234 | 1009.4254 | 0.0041 | 1084.5847 | 0.01514 | 1009.4254 | 0.016093 | 1085.3368 | 3.0002e-05 | 1084.5847 | 0.01517 | 993.6326 | 0
| 1010.1508 | 0.00017476 | 1009.6685 | -0.0014891 | 737.5067 | 0 | 1010.1508 | -0.001039 | 1009.6685 | -0.010572 | 999.1957 | 0 | 1009.6685 | -0.01212 | 736.7047 | 2.8216e-05 | 1010.1508 | 0 | 993.8701 | 0 | 1010.1508 | 0 | 1010.1508 | 0 | 1010.1508 | 0 | 1010.1508 | 0 | 736.7047 | 3.0153e-05 | 1010.1508 | 0 | 1009.6685 | -0.00771 | 1084.7531 | 0.01637 | 1009.6685 | -0.0072443 | 1085.5073 | 0 | 1084.7531 | 0.01477 | 993.8701 | 0
| 1010.3948 | 0.00061361 | 1009.9117 | 0.00033071 | 737.636 | 0.00144 | 1010.3948 | 0.00046473 | 1009.9117 | -0.0051932 | 999.4377 | 0 | 1009.9117 | 0.0047777 | 736.8259 | 1.4236e-05 | 1010.3948 | 0.004409 | 994.1075 | 0 | 1010.3948 | 0.00089842 | 1010.3948 | 0.0041373 | 1010.3948 | 0.0046373 | 1010.3948 | 0.0087378 | 736.8259 | 1.4539e-05 | 1010.3948 | 0.00032421 | 1009.9117 | 0.00789 | 1084.9215 | 0.01345 | 1009.9117 | -0.002262 | 1085.6778 | 5.0004e-05 | 1084.9215 | 0.01515 | 994.1075 | 0
| 1010.6388 | -0.00054646 | 1010.1548 | -0.0013402 | 737.7652 | 0 | 1010.6388 | -0.0009943 | 1010.1548 | -0.016278 | 999.6796 | 0 | 1010.1548 | -0.0090033 | 736.947 | 2.8395e-05 | 1010.6388 | 0 | 994.3449 | 0 | 1010.6388 | 0 | 1010.6388 | 0 | 1010.6388 | 0 | 1010.6388 | 0 | 736.947 | 2.8012e-05 | 1010.6388 | 0 | 1010.1549 | -0.00423 | 1085.09 | 0.01593 | 1010.1548 | -0.0051967 | 1085.8484 | 0 | 1085.09 | 0.01473 | 994.3449 | 0
| 1010.8828 | 0.0003338 | 1010.398 | 2.5353e-05 | 737.8945 | 0.00071094 | 1010.8828 | 0.00021039 | 1010.398 | -0.0007783 | 999.9216 | 0 | 1010.398 | 0.0042585 | 737.0682 | 1.4315e-05 | 1010.8828 | 0.0051379 | 994.5823 | 0 | 1010.8828 | 0.0044411 | 1010.8828 | 0.004458 | 1010.8828 | 0.0081333 | 1010.8828 | 0.012516 | 737.0682 | 1.3682e-05 | 1010.8828 | 0.00025944 | 1010.398 | 0.01002 | 1085.2584 | 0.01373 | 1010.398 | -0.0064587 | 1086.0189 | 1.0001e-05 | 1085.2584 | 0.01511 | 994.5823 | 0
| 1011.1268 | 3.6441e-05 | 1010.6412 | -0.0010202 | 738.0237 | 0 | 1011.1268 | -0.0011107 | 1010.6412 | -0.018157 | 1000.1636 | 0 | 1010.6412 | -0.010099 | 737.1893 | 2.7375e-05 | 1011.1268 | 0 | 994.8198 | 0 | 1011.1268 | 0 | 1011.1268 | 0 | 1011.1268 | 0 | 1011.1268 | 0 | 737.1893 | 2.6091e-05 | 1011.1268 | 0 | 1010.6412 | -0.00438 | 1085.4268 | 0.01617 | 1010.6412 | 0.0049607 | 1086.1894 | 0 | 1085.4268 | 0.01469 | 994.8198 | 0
| 1011.3709 | 4.3836e-05 | 1010.8844 | -6.6958e-06 | 738.153 | 0.00065893 | 1011.3709 | -0.00010816 | 1010.8844 | 0.0079674 | 1000.4055 | 0 | 1010.8844 | 0.0049409 | 737.3104 | 1.3139e-05 | 1011.3709 | 0 | 995.0573 | 0 | 1011.3709 | 0.0058251 | 1011.3709 | 0.0035907 | 1011.3709 | 0.0065754 | 1011.3709 | 0.0063809 | 737.3104 | 1.2408e-05 | 1011.3709 | 0.00032774 | 1010.8844 | 0.00616 | 1085.5952 | 0.01491 | 1010.8844 | 0.017196 | 1086.36 | 3.0002e-05 | 1085.5952 | 0.01512 | 995.0572 | 0
| 1011.6149 | -0.00051989 | 1011.1275 | 0.00034128 | 738.2823 | 0 | 1011.6149 | -0.00022036 | 1011.1275 | -0.0096611 | 1000.6475 | 0 | 1011.1275 | -0.0084858 | 737.4316 | 2.6658e-05 | 1011.6149 | 0 | 995.2947 | 0 | 1011.6149 | 0 | 1011.6149 | 0 | 1011.6149 | 0 | 1011.6149 | 0 | 737.4316 | 2.4806e-05 | 1011.6149 | 0 | 1011.1275 | -0.00688 | 1085.7637 | 0.01554 | 1011.1275 | 0.013172 | 1086.5305 | 0 | 1085.7637 | 0.01468 | 995.2947 | 0
| 1011.8589 | 0.00040454 | 1011.3707 | 1.7045e-05 | 738.4116 | 0.0014 | 1011.8589 | 1.6919e-05 | 1011.3707 | 0.0032028 | 1000.8895 | 0 | 1011.3707 | 0.005539 | 737.5527 | 1.3643e-05 | 1011.8589 | 0.0070696 | 995.5322 | 0 | 1011.8589 | 0.0093301 | 1011.8589 | 0.0055207 | 1011.8589 | 0.0069864 | 1011.8589 | 0.0088603 | 737.5527 | 1.2408e-05 | 1011.859 | 0.00031895 | 1011.3707 | 0.00728 | 1085.9321 | 0.01477 | 1011.3707 | 0.01549 | 1086.701 | 5.0004e-05 | 1085.9321 | 0.01512 | 995.5322 | 0
| 1012.103 | -0.00023532 | 1011.6139 | -0.0015304 | 738.5409 | 0 | 1012.103 | -0.00096151 | 1011.6139 | -0.016679 | 1001.1315 | 0 | 1011.6139 | -0.011248 | 737.6739 | 2.7196e-05 | 1012.103 | 0 | 995.7696 | 0 | 1012.103 | 0 | 1012.103 | 0 | 1012.103 | 0 | 1012.103 | 0 | 737.6739 | 2.6727e-05 | 1012.103 | 0 | 1011.6139 | -0.00797 | 1086.1005 | 0.01616 | 1011.6139 | -0.021746 | 1086.8716 | 0 | 1086.1005 | 0.01471 | 995.7696 | 0
| 1012.347 | 0.00057867 | 1011.8571 | 0.00030417 | 738.6703 | 0.00177 | 1012.347 | -0.00048632 | 1011.8571 | 0.0046102 | 1001.3735 | 0 | 1011.8571 | 0.0065659 | 737.795 | 1.3688e-05 | 1012.347 | 0.0024477 | 996.0071 | 0 | 1012.347 | 0.00058051 | 1012.347 | 0.0083882 | 1012.347 | 0.012186 | 1012.347 | 0.010563 | 737.795 | 1.433e-05 | 1012.347 | 0.00027401 | 1011.8571 | 0.00735 | 1086.2689 | 0.01444 | 1011.8571 | 0.0067935 | 1087.0421 | 6.9993e-05 | 1086.2689 | 0.01517 | 996.0071 | 0
| 1012.5911 | -8.1139e-05 | 1012.1003 | -0.0002286 | 738.7996 | 0 | 1012.5911 | -0.00066372 | 1012.1003 | -0.014399 | 1001.6155 | 0 | 1012.1003 | -0.010705 | 737.9162 | 2.751e-05 | 1012.5911 | 0 | 996.2446 | 0 | 1012.5911 | 0 | 1012.5911 | 0 | 1012.5911 | 0 | 1012.5911 | 0 | 737.9162 | 2.7375e-05 | 1012.5911 | 0 | 1012.1003 | -0.0084 | 1086.4374 | 0.01638 | 1012.1003 | -0.01877 | 1087.2127 | 0 | 1086.4374 | 0.0148 | 996.2446 | 0
| 1012.8351 | -0.00018191 | 1012.3435 | -4.0968e-05 | 738.929 | 0.00257 | 1012.8351 | -0.00012166 | 1012.3435 | -0.0012509 | 1001.8575 | 0 | 1012.3435 | 0.0056395 | 738.0373 | 1.3979e-05 | 1012.8351 | 0.006778 | 996.4821 | 0 | 1012.8351 | 0.0041745 | 1012.8351 | 0.0066383 | 1012.8351 | 0.00434 | 1012.8351 | 0.016768 | 738.0373 | 1.3045e-05 | 1012.8351 | 0.00028922 | 1012.3435 | 0.00677 | 1086.6058 | 0.01391 | 1012.3435 | 0.013118 | 1087.3832 | 5.0004e-05 | 1086.6058 | 0.01515 | 996.4821 | 0
| 1013.0792 | -0.00060294 | 1012.5867 | -0.00072876 | 739.0584 | 0 | 1013.0792 | -0.00070326 | 1012.5867 | -0.023347 | 1002.0995 | 0 | 1012.5867 | -0.0097633 | 738.1584 | 2.686e-05 | 1013.0792 | 0 | 996.7195 | 0 | 1013.0792 | 0 | 1013.0792 | 0 | 1013.0792 | 0 | 1013.0792 | 0 | 738.1584 | 2.7375e-05 | 1013.0792 | 0 | 1012.5867 | -0.00468 | 1086.7742 | 0.01623 | 1012.5867 | -0.040322 | 1087.5537 | 0 | 1086.7742 | 0.01479 | 996.7195 | 0
| 1013.3232 | 0.00093748 | 1012.8299 | -2.3207e-05 | 739.1877 | 0.00168 | 1013.3232 | -0.00017428 | 1012.8299 | 0.0029142 | 1002.3415 | 0 | 1012.8299 | 0.0058113 | 738.2796 | 1.2982e-05 | 1013.3232 | 0.0079658 | 996.957 | 0 | 1013.3232 | 0.0084701 | 1013.3232 | 0.0057121 | 1013.3232 | 0.0066816 | 1013.3232 | 0.0091106 | 738.2796 | 1.433e-05 | 1013.3232 | 0.00038485 | 1012.8299 | 0.00579 | 1086.9426 | 0.01403 | 1012.8299 | 0.018364 | 1087.7243 | 1.0001e-05 | 1086.9426 | 0.01511 | 996.957 | 0
| 1013.5673 | -0.00088127 | 1013.0731 | -0.00075551 | 739.3171 | 0 | 1013.5673 | 7.195e-05 | 1013.0731 | -0.006213 | 1002.5835 | 0 | 1013.0731 | -0.011286 | 738.4007 | 2.8406e-05 | 1013.5673 | 0 | 997.1945 | 0 | 1013.5673 | 0 | 1013.5673 | 0 | 1013.5673 | 0 | 1013.5673 | 0 | 738.4007 | 3.1218e-05 | 1013.5673 | 0 | 1013.0731 | -0.01136 | 1087.111 | 0.01614 | 1013.0731 | -0.0013865 | 1087.8948 | 0 | 1087.111 | 0.01477 | 997.1945 | 0
| 1013.8114 | 0.00026577 | 1013.3164 | -0.00041429 | 739.4465 | 0.00093636 | 1013.8114 | 0.0002295 | 1013.3164 | 0.0047598 | 1002.8256 | 0 | 1013.3164 | 0.0044337 | 738.5219 | 1.5861e-05 | 1013.8114 | 0.0087828 | 997.432 | 0 | 1013.8114 | 0.0014936 | 1013.8114 | 0.00087857 | 1013.8114 | 0.006736 | 1013.8114 | 0.0091994 | 738.5219 | 1.6899e-05 | 1013.8114 | 0.00036575 | 1013.3164 | -0.00205 | 1087.2794 | 0.01456 | 1013.3164 | 0.0069264 | 1088.0654 | 3.0002e-05 | 1087.2794 | 0.01514 | 997.432 | 0
| 1014.0555 | -0.00033029 | 1013.5596 | -0.001104 | 739.5759 | 0 | 1014.0555 | -0.00057662 | 1013.5596 | -0.016064 | 1003.0676 | 0 | 1013.5596 | -0.012796 | 738.643 | 2.9078e-05 | 1014.0555 | 0 | 997.6696 | 0 | 1014.0555 | 0 | 1014.0555 | 0 | 1014.0555 | 0 | 1014.0555 | 0 | 738.643 | 2.9945e-05 | 1014.0555 | 0 | 1013.5596 | -0.01058 | 1087.4479 | 0.0163 | 1013.5596 | -0.0097654 | 1088.2359 | 0 | 1087.4479 | 0.0147 | 997.6696 | 0
| 1014.2996 | 0.00066795 | 1013.8028 | -0.00012847 | 739.7054 | 0.00052021 | 1014.2996 | 0.0004703 | 1013.8028 | -0.0017986 | 1003.3096 | 0 | 1013.8028 | 0.0056518 | 738.7642 | 1.3632e-05 | 1014.2996 | 0 | 997.907 | 0 | 1014.2996 | 0.012757 | 1014.2996 | 0.0029523 | 1014.2996 | 0.0094788 | 1014.2996 | 0.0086694 | 738.7642 | 1.3045e-05 | 1014.2996 | 0.00015223 | 1013.8028 | 0.00446 | 1087.6163 | 0.01442 | 1013.8028 | -0.0041434 | 1088.4065 | 6.9993e-05 | 1087.6163 | 0.01507 | 997.907 | 0
| 1014.5437 | -0.00022888 | 1014.046 | -0.0010342 | 739.8348 | 0 | 1014.5437 | -0.0010571 | 1014.046 | -0.013922 | 1003.5517 | 0 | 1014.046 | -0.010485 | 738.8853 | 2.7823e-05 | 1014.5437 | 0 | 998.1446 | 0 | 1014.5437 | 0 | 1014.5437 | 0 | 1014.5437 | 0 | 1014.5437 | 0 | 738.8853 | 2.8012e-05 | 1014.5437 | 0 | 1014.046 | -0.017 | 1087.7847 | 0.01628 | 1014.046 | -0.0046595 | 1088.577 | 0 | 1087.7847 | 0.01451 | 998.1446 | 0
| 1014.7878 | -3.3963e-05 | 1014.2893 | -0.00082129 | 739.9643 | 0.00217 | 1014.7878 | 0.00029414 | 1014.2893 | -0.0032287 | 1003.7938 | 0 | 1014.2893 | 0.0031596 | 739.0065 | 1.4741e-05 | 1014.7878 | 0.009995 | 998.3821 | 0 | 1014.7878 | 0.0074234 | 1014.7878 | 0.0071457 | 1014.7878 | 0.0014043 | 1014.7878 | 0.0082165 | 739.0065 | 1.4967e-05 | 1014.7878 | 0.0003691 | 1014.2893 | 0.00498 | 1087.9531 | 0.0143 | 1014.2893 | 0.0067428 | 1088.7476 | 3.0002e-05 | 1087.9531 | 0.01497 | 998.3821 | 0
| 1015.0319 | -5.9894e-05 | 1014.5325 | -0.00098395 | 740.0937 | 0 | 1015.0319 | -0.00058305 | 1014.5325 | -0.012316 | 1004.0358 | 0 | 1014.5325 | -0.0097813 | 739.1276 | 2.7118e-05 | 1015.0319 | 0 | 998.6196 | 0 | 1015.0319 | 0 | 1015.0319 | 0 | 1015.0319 | 0 | 1015.0319 | 0 | 739.1276 | 3.0582e-05 | 1015.0319 | 0 | 1014.5325 | -0.00691 | 1088.1215 | 0.0163 | 1014.5325 | -0.023448 | 1088.9181 | 0 | 1088.1215 | 0.01429 | 998.6196 | 0
| 1015.276 | 0.0002304 | 1014.7758 | 0.00020377 | 740.2232 | 0.00158 | 1015.276 | -0.00029491 | 1014.7758 | 0.00079745 | 1004.2779 | 0 | 1014.7758 | 0.0085204 | 739.2488 | 1.278e-05 | 1015.276 | 0.002829 | 998.8572 | 0 | 1015.276 | 0.0075787 | 1015.276 | 0.0064908 | 1015.276 | 0.0094403 | 1015.276 | 0.0094451 | 739.2488 | 1.5615e-05 | 1015.276 | 0.0001873 | 1014.7758 | 0.00721 | 1088.2899 | 0.01335 | 1014.7758 | 0.024996 | 1089.0887 | 3.0002e-05 | 1088.2899 | 0.01479 | 998.8572 | 0
| 1015.5201 | -0.00034833 | 1015.019 | -0.00078611 | 740.3527 | 0 | 1015.5201 | -0.00065165 | 1015.019 | -0.022953 | 1004.52 | 0 | 1015.019 | -0.01268 | 739.3699 | 2.6154e-05 | 1015.5201 | 0 | 999.0947 | 0 | 1015.5201 | 0 | 1015.5201 | 0 | 1015.5201 | 0 | 1015.5201 | 0 | 739.3699 | 3.1218e-05 | 1015.5201 | 0 | 1015.019 | -0.01201 | 1088.4583 | 0.01561 | 1015.019 | -0.014956 | 1089.2592 | 0 | 1088.4583 | 0.01418 | 999.0947 | 0
| 1015.7643 | 0.00020434 | 1015.2623 | -0.0006145 | 740.4822 | 0.00106 | 1015.7643 | -1.9924e-05 | 1015.2623 | -0.0040412 | 1004.762 | 0 | 1015.2623 | 0.0047748 | 739.4911 | 1.3844e-05 | 1015.7643 | 0.003219 | 999.3323 | 0 | 1015.7643 | 0.0025501 | 1015.7643 | 0.0067532 | 1015.7643 | 0.0030563 | 1015.7643 | 0.010392 | 739.4911 | 1.5615e-05 | 1015.7643 | 0.00030165 | 1015.2623 | 0.00235 | 1088.6267 | 0.01398 | 1015.2623 | -0.0057912 | 1089.4298 | 3.0002e-05 | 1088.6267 | 0.01482 | 999.3323 | 0
| 1016.0084 | -0.0005452 | 1015.5055 | 8.5912e-08 | 740.6117 | 0 | 1016.0084 | -0.00067598 | 1015.5055 | -0.016221 | 1005.0041 | 0 | 1015.5055 | -0.0099378 | 739.6122 | 2.6345e-05 | 1016.0084 | 0 | 999.5698 | 0 | 1016.0084 | 0 | 1016.0084 | 0 | 1016.0084 | 0 | 1016.0084 | 0 | 739.6122 | 3.0582e-05 | 1016.0084 | 0 | 1015.5055 | -0.00041307 | 1088.7952 | 0.01596 | 1015.5055 | -0.012772 | 1089.6003 | 0 | 1088.7952 | 0.01426 | 999.5698 | 0
| 1016.2526 | 0.0010417 | 1015.7488 | 0.0005881 | 740.7412 | 0.00186 | 1016.2526 | -7.7033e-05 | 1015.7488 | 0.0025794 | 1005.2462 | 0 | 1015.7488 | 0.0034885 | 739.7334 | 1.2937e-05 | 1016.2525 | 0.007017 | 999.8074 | 0 | 1016.2525 | 0.016643 | 1016.2526 | 0.0099017 | 1016.2525 | 0.0079664 | 1016.2525 | 0.010552 | 739.7334 | 1.4967e-05 | 1016.2526 | 0.00037428 | 1015.7488 | 0.00666 | 1088.9636 | 0.01336 | 1015.7488 | 0.029798 | 1089.7709 | 3.0002e-05 | 1088.9636 | 0.01487 | 999.8074 | 0
| 1016.4967 | -8.3925e-05 | 1015.9921 | -0.0013411 | 740.8708 | 0 | 1016.4967 | -0.0014541 | 1015.9921 | -0.010868 | 1005.4883 | 0 | 1015.9921 | -0.01232 | 739.8546 | 2.5225e-05 | 1016.4967 | 0 | 1000.0449 | 0 | 1016.4967 | 0 | 1016.4967 | 0 | 1016.4967 | 0 | 1016.4967 | 0 | 739.8546 | 2.6727e-05 | 1016.4967 | 0 | 1015.9921 | -0.01141 | 1089.132 | 0.01608 | 1015.9921 | -0.034419 | 1089.9415 | 0 | 1089.132 | 0.01439 | 1000.0449 | 0
| 1016.7408 | -0.00033428 | 1016.2353 | -0.00086205 | 741.0003 | 0.00248 | 1016.7408 | 0.000195 | 1016.2353 | 0.008035 | 1005.7305 | 0 | 1016.2353 | 0.0054696 | 739.9757 | 1.2568e-05 | 1016.7408 | 0.0079034 | 1000.2825 | 0 | 1016.7408 | 0.0017013 | 1016.7408 | 0.0026078 | 1016.7408 | 0.0097132 | 1016.7408 | 0.0080169 | 739.9757 | 1.198e-05 | 1016.7409 | 0.00029165 | 1016.2354 | 0.00219 | 1089.3004 | 0.01445 | 1016.2353 | 0.027412 | 1090.112 | 3.0002e-05 | 1089.3004 | 0.01501 | 1000.2825 | 0
| 1016.985 | 5.5995e-05 | 1016.4786 | 0.00041277 | 741.1299 | 0 | 1016.985 | -0.00073728 | 1016.4786 | -0.012923 | 1005.9726 | 0 | 1016.4786 | -0.010638 | 740.0969 | 2.7465e-05 | 1016.985 | 0 | 1000.5201 | 0 | 1016.985 | 0 | 1016.985 | 0 | 1016.985 | 0 | 1016.985 | 0 | 740.0969 | 2.6299e-05 | 1016.985 | 0 | 1016.4786 | -0.00596 | 1089.4688 | 0.01635 | 1016.4786 | -0.014411 | 1090.2826 | 0 | 1089.4688 | 0.01451 | 1000.5201 | 0
| 1017.2292 | 0.00037461 | 1016.7219 | 8.9075e-05 | 741.2595 | 0.00118 | 1017.2292 | 0.000652 | 1016.7219 | -0.004566 | 1006.2147 | 0 | 1016.7219 | 0.0081745 | 740.218 | 1.5121e-05 | 1017.2292 | 0 | 1000.7577 | 0 | 1017.2292 | 0 | 1017.2292 | 0.0071096 | 1017.2292 | 0 | 1017.2292 | 0 | 740.218 | 1.4539e-05 | 1017.2292 | 0.0001277 | 1016.7219 | 0.00784 | 1089.6372 | 0.01347 | 1016.7219 | 0.016147 | 1090.4531 | 3.0002e-05 | 1089.6372 | 0.01505 | 1000.7577 | 0
| 1017.4733 | 8.7551e-05 | 1016.9652 | 9.1565e-05 | 741.389 | 0 | 1017.4733 | -0.00013535 | 1016.9652 | -0.011613 | 1006.4568 | 0 | 1016.9652 | -0.010517 | 740.3392 | 2.9728e-05 | 1017.4733 | 0 | 1000.9952 | 0 | 1017.4733 | 0 | 1017.4733 | 0 | 1017.4733 | 0 | 1017.4733 | 0 | 740.3392 | 2.8012e-05 | 1017.4733 | 0 | 1016.9652 | -0.00899 | 1089.8056 | 0.01603 | 1016.9652 | -0.0054278 | 1090.6237 | 0 | 1089.8056 | 0.0146 | 1000.9952 | 0
| 1017.7175 | 0.00053994 | 1017.2085 | 0.00026246 | 741.5186 | 0.00039883 | 1017.7175 | -0.00019911 | 1017.2085 | 0.00042494 | 1006.699 | 0 | 1017.2085 | 0.0071451 | 740.4603 | 1.4763e-05 | 1017.7175 | 0 | 1001.2328 | 0 | 1017.7175 | 0 | 1017.7175 | 0.0046475 | 1017.7175 | 0 | 1017.7175 | 0 | 740.4603 | 1.3682e-05 | 1017.7175 | 0.0003048 | 1017.2085 | 0.00553 | 1089.974 | 0.01419 | 1017.2085 | 0.0059896 | 1090.7942 | 3.0002e-05 | 1089.974 | 0.01513 | 1001.2328 | 0
| 1017.9617 | 0.00039331 | 1017.4518 | -0.0010025 | 741.6482 | 0 | 1017.9617 | -0.0010567 | 1017.4518 | -0.014276 | 1006.9411 | 0 | 1017.4518 | -0.012713 | 740.5815 | 2.8406e-05 | 1017.9617 | 0 | 1001.4705 | 0 | 1017.9617 | 0 | 1017.9617 | 0 | 1017.9617 | 0 | 1017.9617 | 0 | 740.5815 | 2.6091e-05 | 1017.9617 | 0 | 1017.4518 | -0.01337 | 1090.1424 | 0.01621 | 1017.4518 | -0.035045 | 1090.9648 | 0 | 1090.1424 | 0.0147 | 1001.4705 | 0
| 1018.2059 | 0.00071845 | 1017.6951 | -5.8072e-05 | 741.7779 | 0.0012 | 1018.2059 | 0.00016067 | 1017.6951 | 0.010901 | 1007.1833 | 0 | 1017.6951 | 0.0058144 | 740.7026 | 1.3744e-05 | 1018.2059 | 0 | 1001.7081 | 0 | 1018.2059 | 0 | 1018.2059 | 0.0060737 | 1018.2059 | 0 | 1018.2059 | 0 | 740.7026 | 1.2408e-05 | 1018.2059 | 0.00022716 | 1017.6951 | 0.01369 | 1090.3108 | 0.01428 | 1017.6951 | 0.0023129 | 1091.1354 | 3.0002e-05 | 1090.3108 | 0.01516 | 1001.7081 | 0
| 1018.4501 | 0.00048521 | 1017.9384 | -0.0014109 | 741.9075 | 0 | 1018.4501 | 1.2316e-05 | 1017.9384 | -0.022874 | 1007.4254 | 0 | 1017.9384 | -0.014845 | 740.8238 | 2.7409e-05 | 1018.4501 | 0 | 1001.9457 | 0 | 1018.4501 | 0 | 1018.4501 | 0 | 1018.4501 | 0 | 1018.4501 | 0 | 740.8238 | 2.6727e-05 | 1018.4501 | 0 | 1017.9384 | -0.01142 | 1090.4792 | 0.01642 | 1017.9384 | -0.010052 | 1091.3059 | 0 | 1090.4792 | 0.01476 | 1001.9457 | 0
| 1018.6943 | 0.00096134 | 1018.1817 | 0.00058122 | 742.0371 | 0.00058956 | 1018.6943 | 0.00053698 | 1018.1817 | 0.011484 | 1007.6676 | 0 | 1018.1817 | 0.0073631 | 740.945 | 1.4192e-05 | 1018.6943 | 0 | 1002.1833 | 0 | 1018.6943 | 0 | 1018.6943 | 0.0064592 | 1018.6943 | 0 | 1018.6943 | 0 | 740.945 | 1.433e-05 | 1018.6943 | 9.9715e-05 | 1018.1817 | 0.01247 | 1090.6476 | 0.01454 | 1018.1817 | 0.016932 | 1091.4765 | 3.0002e-05 | 1090.6476 | 0.01517 | 1002.1833 | 0
| 1018.9385 | 7.0361e-06 | 1018.425 | -0.00052875 | 742.1668 | 0 | 1018.9385 | -0.00061979 | 1018.425 | -0.009846 | 1007.9097 | 0 | 1018.425 | -0.011107 | 741.0661 | 2.8507e-05 | 1018.9385 | 0 | 1002.4209 | 0 | 1018.9385 | 0 | 1018.9385 | 0 | 1018.9385 | 0 | 1018.9385 | 0 | 741.0661 | 2.866e-05 | 1018.9385 | 0 | 1018.425 | -0.00627 | 1090.816 | 0.01617 | 1018.425 | -0.0039885 | 1091.6471 | 0 | 1090.816 | 0.01478 | 1002.4209 | 0
| 1019.1827 | 0.0008246 | 1018.6683 | 0.00036943 | 742.2965 | 0.00116 | 1019.1827 | -0.0001873 | 1018.6683 | 0.0018442 | 1008.1519 | 0 | 1018.6683 | 0.008834 | 741.1873 | 1.4841e-05 | 1019.1827 | 0 | 1002.6585 | 0 | 1019.1827 | 0 | 1019.1827 | 0.006715 | 1019.1827 | 0 | 1019.1827 | 0 | 741.1873 | 1.433e-05 | 1019.1827 | 0.00033742 | 1018.6683 | 0.00038238 | 1090.9844 | 0.01437 | 1018.6683 | 0.028839 | 1091.8176 | 1.0001e-05 | 1090.9844 | 0.01516 | 1002.6585 | 0
| 1019.4269 | 0.00057542 | 1018.9116 | -0.00081179 | 742.4262 | 0 | 1019.4269 | -0.0006565 | 1018.9116 | -0.022122 | 1008.3941 | 0 | 1018.9116 | -0.011722 | 741.3085 | 2.8641e-05 | 1019.4269 | 0 | 1002.8962 | 0 | 1019.4269 | 0 | 1019.4269 | 0 | 1019.4269 | 0 | 1019.4269 | 0 | 741.3085 | 2.9297e-05 | 1019.4269 | 0 | 1018.9116 | -0.00417 | 1091.1528 | 0.01626 | 1018.9116 | 0.011214 | 1091.9882 | 0 | 1091.1528 | 0.0148 | 1002.8962 | 0
| 1019.6711 | 0.00060021 | 1019.155 | 0.00034552 | 742.5559 | 0.00158 | 1019.6711 | -0.00034656 | 1019.155 | 0.0031832 | 1008.6363 | 0 | 1019.155 | 0.01071 | 741.4296 | 1.4348e-05 | 1019.6711 | 0 | 1003.1338 | 0 | 1019.6711 | 0 | 1019.6711 | 0.0069361 | 1019.6711 | 0 | 1019.6711 | 0 | 741.4296 | 1.4967e-05 | 1019.6711 | 0.00028187 | 1019.155 | 0.00694 | 1091.3212 | 0.01507 | 1019.155 | 0.0045407 | 1092.1588 | 1.0001e-05 | 1091.3212 | 0.01515 | 1003.1338 | 0
| 1019.9153 | -6.6785e-05 | 1019.3983 | -0.00052479 | 742.6856 | 0 | 1019.9153 | -0.00043629 | 1019.3983 | -0.015797 | 1008.8785 | 0 | 1019.3983 | -0.012591 | 741.5508 | 2.77e-05 | 1019.9153 | 0 | 1003.3714 | 0 | 1019.9153 | 0 | 1019.9153 | 0 | 1019.9153 | 0 | 1019.9153 | 0 | 741.5508 | 2.866e-05 | 1019.9153 | 0 | 1019.3983 | -0.00834 | 1091.4896 | 0.01619 | 1019.3983 | 0.0060701 | 1092.3294 | 0 | 1091.4896 | 0.01477 | 1003.3714 | 0
| 1020.1596 | 0.00097416 | 1019.6416 | -0.0001501 | 742.8153 | 0.0014 | 1020.1596 | 0.00020421 | 1019.6416 | -0.0019387 | 1009.1207 | 0 | 1019.6416 | 0.0059112 | 741.672 | 1.3464e-05 | 1020.1596 | 0 | 1003.6091 | 0 | 1020.1596 | 0 | 1020.1596 | 0.0032944 | 1020.1596 | 0 | 1020.1596 | 0 | 741.672 | 1.3682e-05 | 1020.1596 | 0.00027391 | 1019.6416 | 0.00566 | 1091.6579 | 0.0141 | 1019.6416 | 0.01691 | 1092.4999 | 5.0004e-05 | 1091.6579 | 0.01512 | 1003.6091 | 0
| 1020.4038 | -0.00089292 | 1019.885 | -0.00052133 | 742.945 | 0 | 1020.4038 | -0.00040801 | 1019.885 | -0.020079 | 1009.3629 | 0 | 1019.885 | -0.01323 | 741.7931 | 2.5998e-05 | 1020.4038 | 0 | 1003.8467 | 0 | 1020.4038 | 0 | 1020.4038 | 0 | 1020.4038 | 0 | 1020.4038 | 0 | 741.7931 | 2.8012e-05 | 1020.4038 | 0 | 1019.885 | 0 | 1091.8263 | 0.0164 | 1019.885 | -0.02195 | 1092.6705 | 0 | 1091.8263 | 0.0148 | 1003.8467 | 0
| 1020.6481 | 0.00047587 | 1020.1283 | -0.00075369 | 743.0748 | 0.00153 | 1020.6481 | -0.00018095 | 1020.1283 | -0.0099824 | 1009.6052 | 0 | 1020.1283 | 0.0050045 | 741.9143 | 1.2624e-05 | 1020.6481 | 0 | 1004.0844 | 0 | 1020.6481 | 0 | 1020.6481 | 0.0040531 | 1020.6481 | 0 | 1020.6481 | 0 | 741.9143 | 1.433e-05 | 1020.6481 | 0.00017963 | 1020.1283 | 0 | 1091.9947 | 0.01435 | 1020.1283 | 0.015844 | 1092.8411 | 3.0002e-05 | 1091.9947 | 0.01514 | 1004.0844 | 0
| 1020.8923 | -0.00067749 | 1020.3717 | -0.00078596 | 743.2045 | 0 | 1020.8923 | -0.00068353 | 1020.3717 | -0.021183 | 1009.8474 | 0 | 1020.3717 | -0.013102 | 742.0354 | 2.6031e-05 | 1020.8923 | 0 | 1004.322 | 0 | 1020.8923 | 0 | 1020.8923 | 0 | 1020.8923 | 0 | 1020.8923 | 0 | 742.0354 | 2.4059e-05 | 1020.8923 | 0 | 1020.3717 | 0 | 1092.1631 | 0.01633 | 1020.3717 | -0.038126 | 1093.0117 | 0 | 1092.1631 | 0.01479 | 1004.322 | 0
| 1021.1366 | 0.00084971 | 1020.615 | -0.00028411 | 743.3343 | 0.00177 | 1021.1366 | 3.9446e-06 | 1020.615 | 0.011184 | 1010.0896 | 0 | 1020.615 | 0.0081392 | 742.1566 | 1.3453e-05 | 1021.1366 | 0 | 1004.5597 | 0 | 1021.1366 | 0 | 1021.1366 | 0.0065625 | 1021.1366 | 0 | 1021.1366 | 0 | 742.1566 | 9.729e-06 | 1021.1366 | 0.0002037 | 1020.615 | 0 | 1092.3315 | 0.0137 | 1020.615 | 0.0039983 | 1093.1822 | 5.0004e-05 | 1092.3315 | 0.01514 | 1004.5597 | 0
| 1021.3809 | -5.3908e-05 | 1020.8584 | -0.00016641 | 743.4641 | 0 | 1021.3809 | -0.00011232 | 1020.8584 | -0.020061 | 1010.3318 | 0 | 1020.8584 | -0.011624 | 742.2778 | 2.9179e-05 | 1021.3808 | 0 | 1004.7974 | 0 | 1021.3808 | 0 | 1021.3809 | 0 | 1021.3808 | 0 | 1021.3808 | 0 | 742.2778 | 2.2137e-05 | 1021.3809 | 0 | 1020.8584 | 0 | 1092.4999 | 0.01605 | 1020.8584 | -0.033665 | 1093.3528 | 0 | 1092.4999 | 0.01478 | 1004.7974 | 0
| 1021.6251 | 0.00082182 | 1021.1017 | -0.00087288 | 743.5939 | 0.00046818 | 1021.6251 | -0.00018985 | 1021.1017 | 0.0085291 | 1010.5741 | 0 | 1021.1017 | 0.0050988 | 742.399 | 1.5782e-05 | 1021.6251 | 0 | 1005.0351 | 0 | 1021.6251 | 0 | 1021.6251 | 0.00088018 | 1021.6251 | 0 | 1021.6251 | 0 | 742.399 | 1.2408e-05 | 1021.6251 | 0.00037924 | 1021.1017 | 0 | 1092.6683 | 0.01468 | 1021.1017 | 0.013658 | 1093.5234 | 5.0004e-05 | 1092.6683 | 0.01514 | 1005.0351 | 0
| 1021.8694 | -0.00040008 | 1021.3451 | -0.00040229 | 743.7237 | 0 | 1021.8694 | -0.00082224 | 1021.3451 | -0.022895 | 1010.8163 | 0 | 1021.3451 | -0.012772 | 742.5201 | 3.04e-05 | 1021.8694 | 0 | 1005.2728 | 0 | 1021.8694 | 0 | 1021.8694 | 0 | 1021.8694 | 0 | 1021.8694 | 0 | 742.5201 | 2.6727e-05 | 1021.8694 | 0 | 1021.3451 | 0 | 1092.8366 | 0.01617 | 1021.3451 | 0.0054059 | 1093.694 | 0 | 1092.8366 | 0.0148 | 1005.2728 | 0
| 1022.1136 | 0.00040283 | 1021.5885 | 0.00015703 | 743.8535 | 0.0012 | 1022.1136 | 1.4496e-05 | 1021.5885 | 0.0063331 | 1011.0586 | 0 | 1021.5885 | 0.0055162 | 742.6413 | 1.4785e-05 | 1022.1137 | 0 | 1005.5104 | 0 | 1022.1137 | 0 | 1022.1136 | 0.0051975 | 1022.1137 | 0 | 1022.1137 | 0 | 742.6413 | 1.433e-05 | 1022.1137 | 0.00023329 | 1021.5885 | 0 | 1093.005 | 0.01481 | 1021.5885 | 0.0064784 | 1093.8646 | 5.0004e-05 | 1093.005 | 0.01519 | 1005.5104 | 0
| 1022.358 | 0.00041407 | 1021.8318 | -9.0531e-05 | 743.9833 | 0 | 1022.358 | -0.00035558 | 1021.8318 | 0 | 1011.3008 | 0 | 1021.8318 | 0 | 742.7625 | 2.8171e-05 | 1022.358 | 0 | 1005.7482 | 0 | 1022.358 | 0 | 1022.358 | 0 | 1022.358 | 0 | 1022.358 | 0 | 742.7625 | 2.6299e-05 | 1022.358 | 0 | 1021.8319 | 0 | 1093.1734 | 0.01617 | 1021.8318 | 0.017769 | 1094.0351 | 0 | 1093.1734 | 0.0148 | 1005.7482 | 0
| 1022.6022 | 9.9158e-06 | 1022.0752 | 4.6131e-05 | 744.1132 | 0.00147 | 1022.6022 | -2.7116e-06 | 1022.0752 | 0 | 1011.5431 | 0 | 1022.0752 | 0 | 742.8836 | 1.3632e-05 | 1022.6022 | 0 | 1005.9858 | 0 | 1022.6022 | 0 | 1022.6022 | 0.0071804 | 1022.6022 | 0 | 1022.6022 | 0 | 742.8836 | 1.2189e-05 | 1022.6022 | 0.00028998 | 1022.0752 | 0 | 1093.3418 | 0.01484 | 1022.0752 | 0.00017141 | 1094.2057 | 3.0002e-05 | 1093.3418 | 0.01514 | 1005.9858 | 0
| 1022.8466 | -0.00014042 | 1022.3186 | -0.0012607 | 744.243 | 0 | 1022.8466 | -0.00054879 | 1022.3186 | 0 | 1011.7854 | 0 | 1022.3186 | 0 | 743.0048 | 2.8294e-05 | 1022.8465 | 0 | 1006.2236 | 0 | 1022.8465 | 0 | 1022.8466 | 0 | 1022.8465 | 0 | 1022.8465 | 0 | 743.0048 | 2.7803e-05 | 1022.8466 | 0 | 1022.3186 | 0 | 1093.5102 | 0.01607 | 1022.3186 | -0.026516 | 1094.3763 | 0 | 1093.5102 | 0.01478 | 1006.2236 | 0
| 1023.0908 | 0.00089918 | 1022.562 | -0.0002783 | 744.3729 | 0.00177 | 1023.0908 | -0.00049715 | 1022.562 | 0 | 1012.0276 | 0 | 1022.562 | 0 | 743.126 | 1.492e-05 | 1023.0909 | 0 | 1006.4612 | 0 | 1023.0909 | 0 | 1023.0908 | 0.0035199 | 1023.0909 | 0 | 1023.0909 | 0 | 743.126 | 1.5823e-05 | 1023.0908 | 0.0005034 | 1022.562 | 0 | 1093.6785 | 0.01419 | 1022.562 | -0.015224 | 1094.5469 | 6.9993e-05 | 1093.6785 | 0.01515 | 1006.4612 | 0
| 1023.3351 | -0.00013397 | 1022.8054 | -0.00089577 | 744.5028 | 0 | 1023.3351 | -0.00013522 | 1022.8054 | 0 | 1012.27 | 0 | 1022.8054 | 0 | 743.2472 | 2.8395e-05 | 1023.3352 | 0 | 1006.699 | 0 | 1023.3352 | 0 | 1023.3351 | 0 | 1023.3352 | 0 | 1023.3352 | 0 | 743.2472 | 2.866e-05 | 1023.3351 | 0 | 1022.8054 | 0 | 1093.8469 | 0.01617 | 1022.8054 | 0.00098689 | 1094.7175 | 0 | 1093.8469 | 0.01476 | 1006.699 | 0
| 1023.5795 | 0.00040089 | 1023.0488 | -0.00050749 | 744.6327 | 0.00149 | 1023.5795 | 0.00024112 | 1023.0488 | 0 | 1012.5123 | 0 | 1023.0488 | 0 | 743.3683 | 1.3565e-05 | 1023.5795 | 0 | 1006.9367 | 0 | 1023.5795 | 0 | 1023.5795 | 0 | 1023.5795 | 0 | 1023.5795 | 0 | 743.3683 | 1.3045e-05 | 1023.5795 | 0.00020423 | 1023.0488 | 0 | 1094.0153 | 0.01403 | 1023.0488 | -0.0075831 | 1094.8881 | 5.0004e-05 | 1094.0153 | 0.01513 | 1006.9367 | 0
| 1023.8238 | 2.0703e-05 | 1023.2922 | -0.00077844 | 744.7626 | 0 | 1023.8238 | -0.0012043 | 1023.2922 | 0 | 1012.7546 | 0 | 1023.2922 | 0 | 743.4895 | 2.6367e-05 | 1023.8238 | 0 | 1007.1744 | 0 | 1023.8238 | 0 | 1023.8238 | 0 | 1023.8238 | 0 | 1023.8238 | 0 | 743.4895 | 2.5981e-05 | 1023.8238 | 0 | 1023.2922 | 0 | 1094.1837 | 0.01621 | 1023.2922 | -0.018714 | 1095.0587 | 0 | 1094.1837 | 0.01473 | 1007.1744 | 0
| 1024.0681 | 0.00030548 | 1023.5356 | -0.00012644 | 744.8925 | 0.00123 | 1024.0681 | 0.00020074 | 1023.5356 | 0 | 1012.9968 | 0 | 1023.5356 | 0 | 743.6107 | 1.2859e-05 | 1024.0681 | 0 | 1007.4122 | 0 | 1024.0681 | 0 | 1024.0681 | 0.0049259 | 1024.0681 | 0 | 1024.0681 | 0 | 743.6107 | 1.2935e-05 | 1024.0681 | 0.00022654 | 1023.5356 | 0 | 1094.352 | 0.014 | 1023.5356 | 0.016562 | 1095.2293 | 1.0001e-05 | 1094.352 | 0.01513 | 1007.4122 | 0
| 1024.3125 | -0.00047153 | 1023.779 | -0.00048748 | 745.0224 | 0 | 1024.3125 | -0.00042091 | 1023.779 | 0 | 1013.2392 | 0 | 1023.779 | 0 | 743.7319 | 2.8159e-05 | 1024.3125 | 0 | 1007.6499 | 0 | 1024.3125 | 0 | 1024.3125 | 0 | 1024.3125 | 0 | 1024.3125 | 0 | 743.7319 | 2.5981e-05 | 1024.3125 | 0 | 1023.779 | 0 | 1094.5204 | 0.01637 | 1023.779 | 0 | 1095.3999 | 0 | 1094.5204 | 0.01475 | 1007.6499 | 0
| 1024.5568 | 0.0002324 | 1024.0224 | 0.00020925 | 745.1524 | 0.00165 | 1024.5568 | -0.00032339 | 1024.0224 | 0 | 1013.4815 | 0 | 1024.0224 | 0 | 743.853 | 1.5357e-05 | 1024.5568 | 0 | 1007.8876 | 0 | 1024.5568 | 0 | 1024.5568 | 0.0089767 | 1024.5568 | 0 | 1024.5568 | 0 | 743.853 | 1.3045e-05 | 1024.5568 | 0.00035196 | 1024.0224 | 0 | 1094.6888 | 0.01416 | 1024.0224 | 0 | 1095.5704 | 5.0004e-05 | 1094.6888 | 0.01516 | 1007.8876 | 0
| 1024.8011 | -0.00077529 | 1024.2658 | -0.00091411 | 745.2823 | 0 | 1024.8011 | -0.00031657 | 1024.2658 | 0 | 1013.7238 | 0 | 1024.2658 | 0 | 743.9742 | 2.9448e-05 | 1024.8011 | 0 | 1008.1254 | 0 | 1024.8011 | 0 | 1024.8011 | 0 | 1024.8011 | 0 | 1024.8011 | 0 | 743.9742 | 2.5454e-05 | 1024.8012 | 0 | 1024.2658 | 0 | 1094.8572 | 0.01624 | 1024.2658 | 0 | 1095.741 | 0 | 1094.8572 | 0.01473 | 1008.1254 | 0
| 1025.0455 | 0.001299 | 1024.5093 | -0.00070265 | 745.4123 | 0.0012 | 1025.0455 | 7.4809e-05 | 1024.5093 | 0 | 1013.9661 | 0 | 1024.5093 | 0 | 744.0954 | 1.4158e-05 | 1025.0455 | 0 | 1008.3632 | 0 | 1025.0455 | 0 | 1025.0455 | 3.1733e-06 | 1025.0455 | 0 | 1025.0455 | 0 | 744.0954 | 1.2408e-05 | 1025.0455 | 0.00031281 | 1024.5093 | 0 | 1095.0255 | 0.01372 | 1024.5093 | 0 | 1095.9116 | 5.0004e-05 | 1095.0255 | 0.01513 | 1008.3632 | 0
| 1025.2898 | -0.00069707 | 1024.7527 | -0.0011135 | 745.5423 | 0 | 1025.2898 | -0.00054725 | 1024.7527 | 0 | 1014.2085 | 0 | 1024.7527 | 0 | 744.2166 | 2.9649e-05 | 1025.2898 | 0 | 1008.6009 | 0 | 1025.2898 | 0 | 1025.2898 | 0 | 1025.2898 | 0 | 1025.2898 | 0 | 744.2166 | 2.9945e-05 | 1025.2898 | 0 | 1024.7527 | 0 | 1095.1939 | 0.01624 | 1024.7527 | 0 | 1096.0822 | 0 | 1095.1939 | 0.01466 | 1008.6009 | 0
| 1025.5342 | 0.00077405 | 1024.9961 | -0.00097333 | 745.6723 | 0.00142 | 1025.5342 | 0.00058411 | 1024.9961 | 0 | 1014.4509 | 0 | 1024.9961 | 0 | 744.3378 | 1.5704e-05 | 1025.5342 | 0 | 1008.8387 | 0 | 1025.5342 | 0 | 1025.5342 | 6.3856e-06 | 1025.5342 | 0 | 1025.5342 | 0 | 744.3378 | 1.7536e-05 | 1025.5342 | 0.00040052 | 1024.9961 | 0 | 1095.3623 | 0.0138 | 1024.9961 | 0 | 1096.2528 | 6.9993e-05 | 1095.3623 | 0.01511 | 1008.8387 | 0
| 1025.7786 | 1.3073e-05 | 1025.2395 | -0.00047055 | 745.8023 | 0 | 1025.7786 | -0.00075205 | 1025.2395 | 0 | 1014.6932 | 0 | 1025.2395 | 0 | 744.4589 | 3.1587e-05 | 1025.7786 | 0 | 1009.0765 | 0 | 1025.7786 | 0 | 1025.7786 | 0 | 1025.7786 | 0 | 1025.7786 | 0 | 744.4589 | 3.3788e-05 | 1025.7786 | 0 | 1025.2395 | 0 | 1095.5306 | 0.01645 | 1025.2395 | 0 | 1096.4234 | 0 | 1095.5306 | 0.01471 | 1009.0765 | 0
| 1026.0229 | -0.00014011 | 1025.483 | 0.00033982 | 745.9323 | 0.00229 | 1026.0229 | 0.00050221 | 1025.483 | 0 | 1014.9355 | 0 | 1025.483 | 0 | 744.5801 | 1.6118e-05 | 1026.023 | 0 | 1009.3142 | 0 | 1026.023 | 0 | 1026.0229 | 7.7222e-06 | 1026.023 | 0 | 1026.023 | 0 | 744.5801 | 1.6252e-05 | 1026.023 | 0.0005151 | 1025.483 | 0 | 1095.699 | 0.01445 | 1025.483 | 0 | 1096.594 | 5.0004e-05 | 1095.699 | 0.01519 | 1009.3142 | 0
| 1026.2673 | 1.4987e-05 | 1025.7264 | -0.00090697 | 746.0623 | 0 | 1026.2673 | -0.00054826 | 1025.7264 | 0 | 1015.1779 | 0 | 1025.7264 | 0 | 744.7013 | 3.0769e-05 | 1026.2673 | 0 | 1009.552 | 0 | 1026.2673 | 0 | 1026.2673 | 0 | 1026.2673 | 0 | 1026.2673 | 0 | 744.7013 | 3.3151e-05 | 1026.2673 | 0 | 1025.7264 | 0 | 1095.8673 | 0.01617 | 1025.7264 | 0 | 1096.7646 | 0 | 1095.8673 | 0.01307 | 1009.552 | 0
| 1026.5117 | 0.00064976 | 1025.9699 | 0.00013596 | 746.1924 | 0.00057222 | 1026.5117 | 0.00058938 | 1025.9699 | 0 | 1015.4203 | 0 | 1025.9699 | 0 | 744.8225 | 1.492e-05 | 1026.5117 | 0 | 1009.7898 | 0 | 1026.5117 | 0 | 1026.5117 | 5.1082e-06 | 1026.5117 | 0 | 1026.5117 | 0 | 744.8225 | 1.6899e-05 | 1026.5117 | 0.00041395 | 1025.9699 | 0 | 1096.0357 | 0.00971 | 1025.9699 | 0 | 1096.9352 | 3.0002e-05 | 1096.0357 | 0.00836 | 1009.7898 | 0
| 1026.7561 | -0.00036413 | 1026.2133 | -0.0029609 | 746.3224 | 0 | 1026.7561 | -0.00069849 | 1026.2133 | 0 | 1015.6627 | 0 | 1026.2133 | 0 | 744.9437 | 2.9448e-05 | 1026.7561 | 0 | 1010.0276 | 0 | 1026.7561 | 0 | 1026.7561 | 0 | 1026.7561 | 0 | 1026.7561 | 0 | 744.9437 | 2.9945e-05 | 1026.7561 | 0 | 1026.2133 | 0 | 1096.2041 | 0.00045705 | 1026.2133 | 0 | 1097.1058 | 0 | 1096.2041 | 0.00327 | 1010.0276 | 0
| 1027.0005 | 0.0008438 | 1026.4568 | -0.0018794 | 746.4525 | 0.00029479 | 1027.0005 | -0.000693 | 1026.4568 | 0 | 1015.9051 | 0 | 1026.4568 | 0 | 745.0648 | 1.4662e-05 | 1027.0005 | 0 | 1010.2654 | 0 | 1027.0005 | 0 | 1027.0005 | 0 | 1027.0005 | 0 | 1027.0005 | 0 | 745.0648 | 1.3045e-05 | 1027.0005 | 0 | 1026.4568 | 0 | 1096.3724 | 0 | 1026.4568 | 0 | 1097.2764 | 6.9993e-05 | 1096.3724 | 0.00022355 | 1010.2654 | 0
| 1027.2449 | -0.00071141 | 1026.7002 | -0.0026374 | 746.5825 | 0 | 1027.2449 | -0.00039235 | 1026.7002 | 0 | 1016.1475 | 0 | 1026.7002 | 0 | 745.186 | 2.9212e-05 | 1027.2449 | 0 | 1010.5032 | 0 | 1027.2449 | 0 | 1027.2449 | 0 | 1027.2449 | 0 | 1027.2449 | 0 | 745.186 | 2.7375e-05 | 1027.2449 | 0 | 1026.7002 | 0 | 1096.5408 | 0 | 1026.7002 | 0 | 1097.447 | 0 | 1096.5408 | 0.0002081 | 1010.5032 | 0
| 1027.4893 | 5.5163e-05 | 1026.9437 | -0.0022129 | 746.7126 | 0.00102 | 1027.4893 | 0.0003719 | 1026.9437 | 0 | 1016.3898 | 0 | 1026.9437 | 0 | 745.3072 | 1.4741e-05 | 1027.4893 | 0 | 1010.741 | 0 | 1027.4893 | 0 | 1027.4893 | 0 | 1027.4893 | 0 | 1027.4893 | 0 | 745.3072 | 1.4868e-05 | 1027.4893 | 0 | 1026.9437 | 0 | 1096.7091 | 5.2751e-05 | 1026.9437 | 0 | 1097.6176 | 6.9993e-05 | 1096.7091 | 0.00018544 | 1010.741 | 0
| 1027.7338 | 5.6668e-05 | 1027.1872 | -0.002802 | 746.8427 | 0 | 1027.7338 | -0.00034963 | 1027.1872 | 0 | 1016.6323 | 0 | 1027.1872 | 0 | 745.4284 | 2.835e-05 | 1027.7337 | 0 | 1010.9788 | 0 | 1027.7337 | 0 | 1027.7338 | 0 | 1027.7337 | 0 | 1027.7337 | 0 | 745.4284 | 2.9835e-05 | 1027.7338 | 0 | 1027.1872 | 0 | 1096.8775 | 0 | 1027.1872 | 0 | 1097.7882 | 0 | 1096.8775 | 0.00024441 | 1010.9788 | 0
| 1027.9781 | 0.00063828 | 1027.4306 | -0.0020809 | 746.9729 | 0.00076297 | 1027.9781 | 0.00053103 | 1027.4306 | 0 | 1016.8747 | 0 | 1027.4306 | 0 | 745.5496 | 2.0643e-05 | 1027.9782 | 0 | 1011.2166 | 0 | 1027.9782 | 0 | 1027.9781 | 0 | 1027.9782 | 0 | 1027.9782 | 0 | 745.5496 | 2.3257e-05 | 1027.9781 | 4.3508e-05 | 1027.4306 | 0 | 1097.0459 | 0.00068578 | 1027.4306 | 0 | 1097.9588 | 6.9993e-05 | 1097.0459 | 0.0002648 | 1011.2166 | 0

## Integration (hidden)
LED Item # | M365L2 |  | M365L3 |  | M365LP1 |  | M385LP1 |  | M385L2 |  | M405L4 |  | M405LP1 |  | M455L3 |  | M455L4 |  | M470L5 |  | M470L4 |  | M505L3 |  | M505L4 |  | M530L4 |  | M590L3 |  | M590L4 |  | M617L4 |  | M625L3 |  | M625L4 |  | M660L3 |  | M780L3 |  | M810L3 |  | M850L3 |  | M940L3 |  | MCWHL6 |  | MCWHL8-C5
| Area Under Normalized Curve |  | Area Under Normalized Curve |  | Area Under Normalized Curve |  | Area Under Normalized Curve |  | Area Under Normalized Curve |  | Area Under Normalized Curve |  | Area Under Normalized Curve |  | Area Under Normalized Curve |  | Area Under Normalized Curve |  | Area Under Normalized Curve |  | Area Under Normalized Curve |  | Area Under Normalized Curve |  | Area Under Normalized Curve |  | Area Under Normalized Curve |  | Area Under Normalized Curve |  | Area Under Normalized Curve |  | Area Under Normalized Curve |  | Area Under Normalized Curve |  | Area Under Normalized Curve |  | Area Under Normalized Curve |  | Area Under Normalized Curve |  | Area Under Normalized Curve |  | Area Under Normalized Curve |  | Area Under Normalized Curve |  | Area Under Normalized Curve |  | Area Under Normalized Curve
| Total | #REF! | Total | 12.0411 | Total | 13.4132 | Total | 12.562 | Total | 13.4323 | Total | 16.0289 | Total | 16.3791 | Total | 24.0532 | Total | 22.729 | Total | 32.5337 | Total | #REF! | Total | #REF! | Total | 40.986 | Total | 41.3202 | Total | #REF! | Total | 19.7106 | Total | 20.7268 | Total | 19.2314 | Total | 25.537 | Total | 25.537 | Total | 37.4574 | Total | 36.3782 | Total | 34.5024 | Total | 73.1931 | Total | 0 | Total | 90.9354
Integration
| #REF! |  | 0.0001666 |  | -0.0001475 |  | 1.9878e-06 |  | 0 |  | 0 |  | 0 |  | 1.235e-06 |  | 0 |  | 0 |  | #REF! |  | #REF! |  | 0 |  | 1.0495e-06 |  | #REF! |  | 0 |  | 0 |  | 0 |  | 0 |  | 0 |  | 0.00027559 |  | 0 |  | 2.8399e-06 |  | 0.00060798 |  | 0 |  | 0
| #REF! |  | 5.0945e-05 |  | -4.1043e-05 |  | 0 |  | 0 |  | 0 |  | 0 |  | 1.1579e-06 |  | 0 |  | 0 |  | #REF! |  | #REF! |  | 0 |  | 1.3389e-06 |  | #REF! |  | 0 |  | 0 |  | 0 |  | 0 |  | 0 |  | 0.00029017 |  | 0 |  | 2.3238e-06 |  | 0.00059263 |  | 0 |  | 0
| #REF! |  | 6.3786e-05 |  | -3.2511e-06 |  | 4.9567e-05 |  | 0 |  | 0 |  | 0 |  | 1.0312e-06 |  | 0 |  | 0 |  | #REF! |  | #REF! |  | 0 |  | 1.3391e-06 |  | #REF! |  | 0 |  | 0 |  | 0 |  | 0 |  | 0 |  | 0.00028482 |  | 0 |  | 0 |  | 0.0005919 |  | 0 |  | 0
| #REF! |  | 9.0717e-05 |  | 7.1318e-05 |  | 4.9571e-05 |  | 0 |  | 0 |  | 0 |  | 9.3943e-07 |  | 0 |  | 0 |  | #REF! |  | #REF! |  | 0 |  | 1.6588e-06 |  | #REF! |  | 0 |  | 0 |  | 0 |  | 0 |  | 0 |  | 0.00029405 |  | 0 |  | 0 |  | 0.00059654 |  | 0 |  | 0
| #REF! |  | 7.5787e-05 |  | 0.00010229 |  | 2.1809e-05 |  | 0 |  | 0 |  | 0 |  | 8.8585e-07 |  | 0 |  | 0 |  | #REF! |  | #REF! |  | 0 |  | 1.6589e-06 |  | #REF! |  | 0 |  | 0 |  | 0 |  | 0 |  | 0 |  | 0.00019682 |  | 0 |  | 2.3241e-06 |  | 0.00059658 |  | 0 |  | 0
| #REF! |  | 8.7614e-06 |  | 7.1956e-05 |  | 2.1808e-05 |  | 0 |  | 0 |  | 0 |  | 9.1029e-07 |  | 0 |  | 0 |  | #REF! |  | #REF! |  | 0 |  | 1.2778e-06 |  | #REF! |  | 0 |  | 0 |  | 0 |  | 0 |  | 0 |  | 0.0001569 |  | 0 |  | 2.3241e-06 |  | 0.00059124 |  | 0 |  | 0
| #REF! |  | 5.3767e-06 |  | -1.0674e-05 |  | 1.8834e-05 |  | 0 |  | 0 |  | 0 |  | 9.1577e-07 |  | 0 |  | 0 |  | #REF! |  | #REF! |  | 0 |  | 1.2779e-06 |  | #REF! |  | 0 |  | 0 |  | 0 |  | 0 |  | 0 |  | 0.00020273 |  | 0 |  | 2.3244e-06 |  | 0.00058744 |  | 0 |  | 0
| #REF! |  | 0.00016531 |  | 2.1699e-05 |  | 1.8834e-05 |  | 0 |  | 0 |  | 0 |  | 8.9819e-07 |  | 0 |  | 0 |  | #REF! |  | #REF! |  | 0 |  | 1.819e-06 |  | #REF! |  | 0 |  | 0 |  | 0 |  | 0 |  | 0 |  | 0.00026955 |  | 0 |  | 2.3244e-06 |  | 0.00058748 |  | 0 |  | 0
| #REF! |  | 0.00012151 |  | 4.0407e-05 |  | 0 |  | 0 |  | 0 |  | 0 |  | 8.928e-07 |  | 0 |  | 0 |  | #REF! |  | #REF! |  | 0 |  | 1.8193e-06 |  | #REF! |  | 0 |  | 0 |  | 0 |  | 0 |  | 0 |  | 0.00031181 |  | 0 |  | 7.7481e-07 |  | 0.00059059 |  | 0 |  | 0
| #REF! |  | 0.00012679 |  | 0.00018438 |  | 7.948e-06 |  | 0 |  | 0 |  | 0 |  | 9.0193e-07 |  | 0 |  | 0 |  | #REF! |  | #REF! |  | 0 |  | 2.9683e-06 |  | #REF! |  | 0 |  | 0 |  | 0 |  | 0 |  | 0 |  | 0.00022042 |  | 0 |  | 1.2915e-06 |  | 0.00059443 |  | 0 |  | 0
| #REF! |  | 0.00011238 |  | 0.00020674 |  | 3.3718e-05 |  | 0 |  | 0 |  | 0 |  | 9.075e-07 |  | 0 |  | 0 |  | #REF! |  | #REF! |  | 0 |  | 2.9685e-06 |  | #REF! |  | 0 |  | 0 |  | 0 |  | 0 |  | 0 |  | 0.00016053 |  | 0 |  | 4.3912e-06 |  | 0.00060219 |  | 0 |  | 0
| #REF! |  | 0.00011972 |  | 2.0376e-05 |  | 4.1662e-05 |  | 0 |  | 0 |  | 0 |  | 8.5641e-07 |  | 0 |  | 0 |  | #REF! |  | #REF! |  | 0 |  | 1.5733e-06 |  | #REF! |  | 0 |  | 0 |  | 0 |  | 0 |  | 0 |  | 0.00023043 |  | 0 |  | 3.8748e-06 |  | 0.00060834 |  | 0 |  | 0
| #REF! |  | 0.0001425 |  | -7.1375e-06 |  | 1.5894e-05 |  | 0 |  | 0 |  | 0 |  | 8.4849e-07 |  | 0 |  | 0 |  | #REF! |  | #REF! |  | 0 |  | 1.5733e-06 |  | #REF! |  | 0 |  | 0 |  | 0 |  | 0 |  | 0 |  | 0.00026042 |  | 0 |  | 2.325e-06 |  | 0.00061226 |  | 0 |  | 0
| #REF! |  | 6.8086e-05 |  | -5.7102e-06 |  | 0 |  | 0 |  | 0 |  | 0 |  | 8.967e-07 |  | 0 |  | 0 |  | #REF! |  | #REF! |  | 0 |  | 2.0019e-06 |  | #REF! |  | 0 |  | 0 |  | 0 |  | 0 |  | 0 |  | 0.00027962 |  | 0 |  | 2.3252e-06 |  | 0.00060918 |  | 0 |  | 0
| #REF! |  | 4.613e-05 |  | 8.4069e-07 |  | 1.8829e-05 |  | 0 |  | 0 |  | 0 |  | 9.6432e-07 |  | 0 |  | 0 |  | #REF! |  | #REF! |  | 0 |  | 2.0019e-06 |  | #REF! |  | 0 |  | 0 |  | 0 |  | 0 |  | 0 |  | 0.000315 |  | 0 |  | 7.7506e-07 |  | 0.00060542 |  | 0 |  | 0
| #REF! |  | 4.8429e-05 |  | -4.0304e-05 |  | 1.8829e-05 |  | 0 |  | 0 |  | 0 |  | 1.0058e-06 |  | 0 |  | 0 |  | #REF! |  | #REF! |  | 0 |  | 1.1761e-06 |  | #REF! |  | 0 |  | 0 |  | 0 |  | 0 |  | 0 |  | 0.00039567 |  | 0 |  | 7.7511e-07 |  | 0.00060926 |  | 0 |  | 0
| #REF! |  | 0.00013977 |  | -6.8586e-05 |  | 1.2882e-05 |  | 0 |  | 0 |  | 0 |  | 1.0145e-06 |  | 0 |  | 0 |  | #REF! |  | #REF! |  | 0 |  | 1.1762e-06 |  | #REF! |  | 0 |  | 0 |  | 0 |  | 0 |  | 0 |  | 0.00038033 |  | 0 |  | 7.7516e-07 |  | 0.00061699 |  | 0 |  | 0
| #REF! |  | 0.00017182 |  | -4.6354e-05 |  | 1.2882e-05 |  | 0 |  | 0 |  | 0 |  | 1.0041e-06 |  | 0 |  | 0 |  | #REF! |  | #REF! |  | 0 |  | 1.8228e-06 |  | #REF! |  | 0 |  | 0 |  | 0 |  | 0 |  | 0 |  | 0.00030198 |  | 0 |  | 1.292e-06 |  | 0.00062548 |  | 0 |  | 0
| #REF! |  | 6.5632e-05 |  | 3.7539e-05 |  | 1.7836e-05 |  | 0 |  | 0 |  | 0 |  | 1.0212e-06 |  | 0 |  | 0 |  | #REF! |  | #REF! |  | 0 |  | 1.823e-06 |  | #REF! |  | 0 |  | 0 |  | 0 |  | 0 |  | 0 |  | 0.00031199 |  | 0 |  | 1.292e-06 |  | 0.00063167 |  | 0 |  | 0
| #REF! |  | 7.8625e-05 |  | 5.8281e-05 |  | 1.7834e-05 |  | 0 |  | 0 |  | 0 |  | 1.0877e-06 |  | 0 |  | 0 |  | #REF! |  | #REF! |  | 0 |  | 1.8683e-06 |  | #REF! |  | 0 |  | 0 |  | 0 |  | 0 |  | 0 |  | 0.00032738 |  | 0 |  | 1.2921e-06 |  | 0.00063709 |  | 0 |  | 0
| #REF! |  | 8.7584e-05 |  | -9.1381e-06 |  | 7.3139e-05 |  | 0 |  | 0 |  | 0 |  | 1.1645e-06 |  | 0 |  | 0 |  | #REF! |  | #REF! |  | 0 |  | 1.8685e-06 |  | #REF! |  | 0 |  | 0 |  | 0 |  | 0 |  | 0 |  | 0.00032202 |  | 0 |  | 2.8428e-06 |  | 0.00063713 |  | 0 |  | 0
| #REF! |  | 7.9336e-05 |  | -6.5704e-05 |  | 0.00010095 |  | 0 |  | 0 |  | 0 |  | 1.1604e-06 |  | 0 |  | 0 |  | #REF! |  | #REF! |  | 0 |  | 1.1001e-06 |  | #REF! |  | 0 |  | 0 |  | 0 |  | 0 |  | 0 |  | 0.00036276 |  | 0 |  | 2.3261e-06 |  | 0.00062791 |  | 0 |  | 0
| #REF! |  | 0.00011883 |  | -3.2418e-05 |  | 2.7805e-05 |  | 0 |  | 0 |  | 0 |  | 1.0812e-06 |  | 0 |  | 0 |  | #REF! |  | #REF! |  | 0 |  | 1.1002e-06 |  | #REF! |  | 0 |  | 0 |  | 0 |  | 0 |  | 0 |  | 0.00032975 |  | 0 |  | 2.3261e-06 |  | 0.00061415 |  | 0 |  | 0
| #REF! |  | 0.00011514 |  | 6.3259e-05 |  | 4.3693e-05 |  | 0 |  | 0 |  | 0 |  | 1.0075e-06 |  | 0 |  | 0 |  | #REF! |  | #REF! |  | 0 |  | 2.9071e-06 |  | #REF! |  | 0 |  | 0 |  | 0 |  | 0 |  | 0 |  | 0.00025213 |  | 0 |  | 2.3264e-06 |  | 0.00060497 |  | 0 |  | 0
| #REF! |  | 6.9744e-05 |  | 1.9709e-05 |  | 7.3415e-05 |  | 0 |  | 0 |  | 0 |  | 9.1068e-07 |  | 0 |  | 0 |  | #REF! |  | #REF! |  | 0 |  | 2.9076e-06 |  | #REF! |  | 0 |  | 0 |  | 0 |  | 0 |  | 0 |  | 0.0003144 |  | 0 |  | 2.3264e-06 |  | 0.00061035 |  | 0 |  | 0
| #REF! |  | -5.2742e-06 |  | -6.2244e-06 |  | 2.9719e-05 |  | 0 |  | 0 |  | 0 |  | 8.034e-07 |  | 0 |  | 0 |  | #REF! |  | #REF! |  | 0 |  | 1.5971e-06 |  | #REF! |  | 0 |  | 0 |  | 0 |  | 0 |  | 0 |  | 0.00035286 |  | 0 |  | 2.3264e-06 |  | 0.000615 |  | 0 |  | 0
| #REF! |  | 6.7148e-05 |  | 4.1539e-05 |  | 2.3774e-05 |  | 0 |  | 0 |  | 0 |  | 6.8826e-07 |  | 0 |  | 0 |  | #REF! |  | #REF! |  | 0 |  | 1.5972e-06 |  | #REF! |  | 0 |  | 0 |  | 0 |  | 0 |  | 0 |  | 0.00026833 |  | 0 |  | 0 |  | 0.00061354 |  | 0 |  | 0
| #REF! |  | 0.00012497 |  | -6.4056e-05 |  | 2.3776e-05 |  | 0 |  | 0 |  | 0 |  | 6.3711e-07 |  | 0 |  | 0 |  | #REF! |  | #REF! |  | 0 |  | 1.2224e-06 |  | #REF! |  | 0 |  | 0 |  | 0 |  | 0 |  | 0 |  | 0.00031907 |  | 0 |  | 0 |  | 0.0006097 |  | 0 |  | 0
| #REF! |  | 9.0259e-05 |  | -5.4394e-05 |  | 0 |  | 0 |  | 0 |  | 0 |  | 6.9442e-07 |  | 0 |  | 0 |  | #REF! |  | #REF! |  | 0 |  | 1.2225e-06 |  | #REF! |  | 0 |  | 0 |  | 0 |  | 0 |  | 0 |  | 0.00035369 |  | 0 |  | 2.3268e-06 |  | 0.00060974 |  | 0 |  | 0
| #REF! |  | 6.9209e-05 |  | 0.00013896 |  | 0 |  | 0 |  | 0 |  | 0 |  | 7.5538e-07 |  | 0 |  | 0 |  | #REF! |  | #REF! |  | 0 |  | 2.5407e-06 |  | #REF! |  | 0 |  | 0 |  | 0 |  | 0 |  | 0 |  | 0.00026067 |  | 0 |  | 2.327e-06 |  | 0.00061362 |  | 0 |  | 0
| #REF! |  | 6.371e-05 |  | 0.00016817 |  | 7.9968e-05 |  | 0 |  | 0 |  | 0 |  | 7.8357e-07 |  | 0 |  | 0 |  | #REF! |  | #REF! |  | 0 |  | 2.5407e-06 |  | #REF! |  | 0 |  | 0 |  | 0 |  | 0 |  | 0 |  | 0.00022993 |  | 0 |  | 7.7566e-07 |  | 0.00060828 |  | 0 |  | 0
| #REF! |  | 0.00011165 |  | 5.8982e-05 |  | 9.8831e-05 |  | 0 |  | 0 |  | 0 |  | 8.3723e-07 |  | 0 |  | 0 |  | #REF! |  | #REF! |  | 0 |  | 1.0824e-06 |  | #REF! |  | 0 |  | 0 |  | 0 |  | 0 |  | 0 |  | 0.0002261 |  | 0 |  | 1.2929e-06 |  | 0.0006014 |  | 0 |  | 0
| #REF! |  | 2.3547e-05 |  | 4.7147e-05 |  | 4.1644e-05 |  | 0 |  | 0 |  | 0 |  | 8.6711e-07 |  | 0 |  | 0 |  | #REF! |  | #REF! |  | 0 |  | 1.0824e-06 |  | #REF! |  | 0 |  | 0 |  | 0 |  | 0 |  | 0 |  | 0.00022304 |  | 0 |  | 2.8447e-06 |  | 0.00060374 |  | 0 |  | 0
| #REF! |  | -1.5596e-05 |  | 0.00010698 |  | 2.2779e-05 |  | 0 |  | 0 |  | 0 |  | 8.1658e-07 |  | 0 |  | 0 |  | #REF! |  | #REF! |  | 0 |  | 1.717e-06 |  | #REF! |  | 0 |  | 0 |  | 0 |  | 0 |  | 0 |  | 0.00026766 |  | 0 |  | 2.3273e-06 |  | 0.00061301 |  | 0 |  | 0
| #REF! |  | 5.8825e-05 |  | 9.9744e-05 |  | 2.4759e-05 |  | 0 |  | 0 |  | 0 |  | 7.5261e-07 |  | 0 |  | 0 |  | #REF! |  | #REF! |  | 0 |  | 1.7171e-06 |  | #REF! |  | 0 |  | 0 |  | 0 |  | 0 |  | 0 |  | 0.00030537 |  | 0 |  | 7.7586e-07 |  | 0.00061921 |  | 0 |  | 0
| #REF! |  | 0.00011373 |  | 4.3604e-05 |  | 2.4757e-05 |  | 0 |  | 0 |  | 0 |  | 7.722e-07 |  | 0 |  | 0 |  | #REF! |  | #REF! |  | 0 |  | 1.2144e-06 |  | #REF! |  | 0 |  | 0 |  | 0 |  | 0 |  | 0 |  | 0.00034152 |  | 0 |  | 1.2931e-06 |  | 0.00061459 |  | 0 |  | 0
| #REF! |  | 0.00010212 |  | -3.7878e-05 |  | 6.4534e-05 |  | 0 |  | 0 |  | 0 |  | 8.5759e-07 |  | 0 |  | 0 |  | #REF! |  | #REF! |  | 0 |  | 1.2145e-06 |  | #REF! |  | 0 |  | 0 |  | 0 |  | 0 |  | 0 |  | 0.0003108 |  | 0 |  | 1.2932e-06 |  | 0.00060698 |  | 0 |  | 0
| #REF! |  | 1.5081e-05 |  | -0.00011274 |  | 6.4534e-05 |  | 0 |  | 0 |  | 0 |  | 9.2042e-07 |  | 0 |  | 0 |  | #REF! |  | #REF! |  | 0 |  | 9.0731e-07 |  | #REF! |  | 0 |  | 0 |  | 0 |  | 0 |  | 0 |  | 0.00024464 |  | 0 |  | 2.8452e-06 |  | 0.00061082 |  | 0 |  | 0
| #REF! |  | 0.00010908 |  | -5.2623e-05 |  | 1.9806e-05 |  | 0 |  | 0 |  | 0 |  | 9.6992e-07 |  | 0 |  | 0 |  | #REF! |  | #REF! |  | 0 |  | 9.0745e-07 |  | #REF! |  | 0 |  | 0 |  | 0 |  | 0 |  | 0 |  | 0.00033007 |  | 0 |  | 4.3971e-06 |  | 0.00062014 |  | 0 |  | 0
| #REF! |  | 0.00019663 |  | -2.8404e-06 |  | 1.9804e-05 |  | 0 |  | 0 |  | 0 |  | 1.017e-06 |  | 0 |  | 0 |  | #REF! |  | #REF! |  | 0 |  | 1.0207e-06 |  | #REF! |  | 0 |  | 0 |  | 0 |  | 0 |  | 0 |  | 0.00029776 |  | 0 |  | 7.502e-06 |  | 0.00062552 |  | 0 |  | 0
| #REF! |  | 0.00016834 |  | -1.6334e-05 |  | 1.6832e-05 |  | 0 |  | 0 |  | 0 |  | 1.0305e-06 |  | 0 |  | 0 |  | #REF! |  | #REF! |  | 0 |  | 1.0209e-06 |  | #REF! |  | 0 |  | 0 |  | 0 |  | 0 |  | 0 |  | 0.00020313 |  | 0 |  | 7.502e-06 |  | 0.00062479 |  | 0 |  | 0
| #REF! |  | 7.7217e-05 |  | -2.9479e-05 |  | 1.6834e-05 |  | 0 |  | 0 |  | 0 |  | 9.4081e-07 |  | 0 |  | 0 |  | #REF! |  | #REF! |  | 0 |  | 1.9236e-06 |  | #REF! |  | 0 |  | 0 |  | 0 |  | 0 |  | 0 |  | 0.00031011 |  | 0 |  | 2.8458e-06 |  | 0.00062329 |  | 0 |  | 0
| #REF! |  | -1.7055e-05 |  | -7.821e-05 |  | 4.9504e-06 |  | 0 |  | 0 |  | 0 |  | 8.6218e-07 |  | 0 |  | 0 |  | #REF! |  | #REF! |  | 0 |  | 1.9237e-06 |  | #REF! |  | 0 |  | 0 |  | 0 |  | 0 |  | 0 |  | 0.00041402 |  | 0 |  | 5.1741e-07 |  | 0.00062411 |  | 0 |  | 0
| #REF! |  | 2.1766e-05 |  | -3.5454e-05 |  | 2.8769e-05 |  | 0 |  | 0 |  | 0 |  | 8.335e-07 |  | 0 |  | 0 |  | #REF! |  | #REF! |  | 0 |  | 1.4185e-06 |  | #REF! |  | 0 |  | 0 |  | 0 |  | 0 |  | 0 |  | 0.00038403 |  | 0 |  | 5.1748e-07 |  | 0.00062645 |  | 0 |  | 0
| #REF! |  | 0.00012143 |  | -2.9419e-05 |  | 6.2427e-05 |  | 0 |  | 0 |  | 0 |  | 8.9338e-07 |  | 0 |  | 0 |  | #REF! |  | #REF! |  | 0 |  | 1.4186e-06 |  | #REF! |  | 0 |  | 0 |  | 0 |  | 0 |  | 0 |  | 0.00031248 |  | 0 |  | 2.8461e-06 |  | 0.00062419 |  | 0 |  | 0
| #REF! |  | 0.00014513 |  | -8.711e-05 |  | 5.4488e-05 |  | 0 |  | 0 |  | 0 |  | 9.3374e-07 |  | 0 |  | 0 |  | #REF! |  | #REF! |  | 0 |  | 1.9675e-06 |  | #REF! |  | 0 |  | 0 |  | 0 |  | 0 |  | 0 |  | 0.00032327 |  | 0 |  | 2.3288e-06 |  | 0.00062346 |  | 0 |  | 0
| #REF! |  | 9.5969e-05 |  | -0.00014122 |  | 5.9434e-05 |  | 0 |  | 0 |  | 0 |  | 9.4656e-07 |  | 0 |  | 0 |  | #REF! |  | #REF! |  | 0 |  | 1.9677e-06 |  | #REF! |  | 0 |  | 0 |  | 0 |  | 0 |  | 0 |  | 0.000341 |  | 0 |  | 0 |  | 0.00062735 |  | 0 |  | 0
| #REF! |  | 6.1875e-05 |  | -6.1063e-05 |  | 4.3562e-05 |  | 0 |  | 0 |  | 0 |  | 1.0077e-06 |  | 0 |  | 0 |  | #REF! |  | #REF! |  | 0 |  | 1.7594e-06 |  | #REF! |  | 0 |  | 0 |  | 0 |  | 0 |  | 0 |  | 0.00023169 |  | 0 |  | 2.0702e-06 |  | 0.00063196 |  | 0 |  | 0
| #REF! |  | -1.7739e-05 |  | -3.4211e-05 |  | 3.9595e-06 |  | 0 |  | 0 |  | 0 |  | 1.0406e-06 |  | 0 |  | 0 |  | #REF! |  | #REF! |  | 0 |  | 1.7594e-06 |  | #REF! |  | 0 |  | 0 |  | 0 |  | 0 |  | 0 |  | 0.00028407 |  | 0 |  | 2.8469e-06 |  | 0.00063051 |  | 0 |  | 0
| #REF! |  | -2.4766e-05 |  | 2.2324e-05 |  | 3.9592e-06 |  | 0 |  | 0 |  | 0 |  | 1.0059e-06 |  | 0 |  | 0 |  | #REF! |  | #REF! |  | 0 |  | 1.9251e-06 |  | #REF! |  | 0 |  | 0 |  | 0 |  | 0 |  | 0 |  | 0.00040725 |  | 0 |  | 7.7636e-07 |  | 0.00062281 |  | 0 |  | 0
| #REF! |  | 5.1247e-05 |  | 6.7927e-05 |  | 9.8989e-06 |  | 0 |  | 0 |  | 0 |  | 8.5647e-07 |  | 0 |  | 0 |  | #REF! |  | #REF! |  | 0 |  | 1.9252e-06 |  | #REF! |  | 0 |  | 0 |  | 0 |  | 0 |  | 0 |  | 0.0003018 |  | 0 |  | 2.3294e-06 |  | 0.00062285 |  | 0 |  | 0
| #REF! |  | 6.3976e-05 |  | 3.9795e-05 |  | 9.8989e-06 |  | 0 |  | 0 |  | 0 |  | 6.9897e-07 |  | 0 |  | 0 |  | #REF! |  | #REF! |  | 0 |  | 2.1895e-06 |  | #REF! |  | 0 |  | 0 |  | 0 |  | 0 |  | 0 |  | 0.00014333 |  | 0 |  | 2.3294e-06 |  | 0.00062986 |  | 0 |  | 0
| #REF! |  | 0.00010936 |  | 0.00011072 |  | 3.1675e-05 |  | 0 |  | 0 |  | 0 |  | 6.0563e-07 |  | 0 |  | 0 |  | #REF! |  | #REF! |  | 0 |  | 2.1897e-06 |  | #REF! |  | 0 |  | 0 |  | 0 |  | 0 |  | 0 |  | 0.00018414 |  | 0 |  | 7.7651e-07 |  | 0.00063525 |  | 0 |  | 0
| #REF! |  | 9.9933e-05 |  | 0.00015851 |  | 3.1673e-05 |  | 0 |  | 0 |  | 0 |  | 5.9403e-07 |  | 0 |  | 0 |  | #REF! |  | #REF! |  | 0 |  | 2.2845e-06 |  | #REF! |  | 0 |  | 0 |  | 0 |  | 0 |  | 0 |  | 0.00031572 |  | 0 |  | 7.7656e-07 |  | 0.00063144 |  | 0 |  | 0
| #REF! |  | 2.9881e-05 |  | 3.3635e-05 |  | 6.5071e-05 |  | 0 |  | 0 |  | 0 |  | 6.7596e-07 |  | 0 |  | 0 |  | #REF! |  | #REF! |  | 0 |  | 2.2847e-06 |  | #REF! |  | 0 |  | 0 |  | 0 |  | 0 |  | 0 |  | 0.00021552 |  | 0 |  | 7.7661e-07 |  | 0.00063071 |  | 0 |  | 0
| #REF! |  | 0.00013159 |  | -7.4072e-05 |  | 6.5065e-05 |  | 0 |  | 0 |  | 0 |  | 7.7298e-07 |  | 0 |  | 0 |  | #REF! |  | #REF! |  | 0 |  | 1.275e-06 |  | #REF! |  | 0 |  | 0 |  | 0 |  | 0 |  | 0 |  | 0.00014468 |  | 0 |  | 1.2944e-06 |  | 0.00064076 |  | 0 |  | 0
| #REF! |  | 0.0001821 |  | -2.4065e-05 |  | 0 |  | 0 |  | 0 |  | 0 |  | 9.1419e-07 |  | 0 |  | 0 |  | #REF! |  | #REF! |  | 0 |  | 1.2752e-06 |  | #REF! |  | 0 |  | 0 |  | 0 |  | 0 |  | 0 |  | 0.00028266 |  | 0 |  | 5.1778e-07 |  | 0.00064774 |  | 0 |  | 0
| #REF! |  | 0.00010025 |  | -3.737e-05 |  | 0 |  | 0 |  | 0 |  | 0 |  | 1.051e-06 |  | 0 |  | 0 |  | #REF! |  | #REF! |  | 0 |  | 8.8328e-07 |  | #REF! |  | 0 |  | 0 |  | 0 |  | 0 |  | 0 |  | 0.00034813 |  | 0 |  | 0 |  | 0.00064389 |  | 0 |  | 0
| #REF! |  | 0.0001484 |  | 5.5352e-05 |  | 2.7709e-05 |  | 0 |  | 0 |  | 0 |  | 1.1432e-06 |  | 0 |  | 0 |  | #REF! |  | #REF! |  | 0 |  | 9.0788e-07 |  | #REF! |  | 0 |  | 0 |  | 0 |  | 0 |  | 0 |  | 0.00038746 |  | 0 |  | 7.7676e-07 |  | 0.00063781 |  | 0 |  | 0
| #REF! |  | 0.00011818 |  | 4.614e-05 |  | 2.7709e-05 |  | 0 |  | 0 |  | 0 |  | 1.122e-06 |  | 0 |  | 0 |  | #REF! |  | #REF! |  | 0 |  | 1.001e-06 |  | #REF! |  | 0 |  | 0 |  | 0 |  | 0 |  | 0 |  | 0.00028426 |  | 0 |  | 1.2946e-06 |  | 0.00064478 |  | 0 |  | 0
| #REF! |  | 2.6991e-05 |  | -3.935e-05 |  | 0 |  | 0 |  | 0 |  | 0 |  | 1.0438e-06 |  | 0 |  | 0 |  | #REF! |  | #REF! |  | 0 |  | 9.7661e-07 |  | #REF! |  | 0 |  | 0 |  | 0 |  | 0 |  | 0 |  | 0.00018951 |  | 0 |  | 1.2948e-06 |  | 0.00064941 |  | 0 |  | 0
| #REF! |  | 1.5498e-05 |  | -5.5678e-05 |  | 0 |  | 0 |  | 0 |  | 0 |  | 9.4254e-07 |  | 0 |  | 0 |  | #REF! |  | #REF! |  | 0 |  | 1.0361e-06 |  | #REF! |  | 0 |  | 0 |  | 0 |  | 0 |  | 0 |  | 0.0002342 |  | 0 |  | 1.2947e-06 |  | 0.00064251 |  | 0 |  | 0
| #REF! |  | -2.804e-06 |  | -9.1554e-06 |  | 1.6822e-05 |  | 0 |  | 0 |  | 0 |  | 8.4603e-07 |  | 0 |  | 0 |  | #REF! |  | #REF! |  | 0 |  | 1.0362e-06 |  | #REF! |  | 0 |  | 0 |  | 0 |  | 0 |  | 0 |  | 0.00031282 |  | 0 |  | 2.8487e-06 |  | 0.00063566 |  | 0 |  | 0
| #REF! |  | -9.0286e-06 |  | -0.00012654 |  | 1.6822e-05 |  | 0 |  | 0 |  | 0 |  | 8.6077e-07 |  | 0 |  | 0 |  | #REF! |  | #REF! |  | 0 |  | 5.8628e-07 |  | #REF! |  | 0 |  | 0 |  | 0 |  | 0 |  | 0 |  | 0.00035905 |  | 0 |  | 2.3307e-06 |  | 0.00063874 |  | 0 |  | 0
| #REF! |  | 4.2804e-05 |  | -0.00016223 |  | 1.7809e-05 |  | 0 |  | 0 |  | 0 |  | 9.0597e-07 |  | 0 |  | 0 |  | #REF! |  | #REF! |  | 0 |  | 5.8637e-07 |  | #REF! |  | 0 |  | 0 |  | 0 |  | 0 |  | 0 |  | 0.00027894 |  | 0 |  | 3.8851e-06 |  | 0.00063879 |  | 0 |  | 0
| #REF! |  | 9.3867e-05 |  | 0.00019257 |  | 2.4752e-05 |  | 0 |  | 0 |  | 0 |  | 9.2133e-07 |  | 0 |  | 0 |  | #REF! |  | #REF! |  | 0 |  | 2.7089e-06 |  | #REF! |  | 0 |  | 0 |  | 0 |  | 0 |  | 0 |  | 0.00027742 |  | 0 |  | 3.8848e-06 |  | 0.00062573 |  | 0 |  | 0
| #REF! |  | 9.0453e-05 |  | 0.000173 |  | 6.4573e-05 |  | 0 |  | 0 |  | 0 |  | 8.9628e-07 |  | 0 |  | 0 |  | #REF! |  | #REF! |  | 0 |  | 2.7093e-06 |  | #REF! |  | 0 |  | 0 |  | 0 |  | 0 |  | 0 |  | 0.00025197 |  | 0 |  | 7.7706e-07 |  | 0.00061806 |  | 0 |  | 0
| #REF! |  | 5.7913e-05 |  | -4.1836e-05 |  | 9.63e-05 |  | 0 |  | 0 |  | 0 |  | 8.9942e-07 |  | 0 |  | 0 |  | #REF! |  | #REF! |  | 0 |  | 6.562e-07 |  | #REF! |  | 0 |  | 0 |  | 0 |  | 0 |  | 0 |  | 0.00021422 |  | 0 |  | 1.2951e-06 |  | 0.00062273 |  | 0 |  | 0
| #REF! |  | 7.362e-05 |  | -3.171e-05 |  | 5.3514e-05 |  | 0 |  | 0 |  | 0 |  | 9.1905e-07 |  | 0 |  | 0 |  | #REF! |  | #REF! |  | 0 |  | 6.563e-07 |  | #REF! |  | 0 |  | 0 |  | 0 |  | 0 |  | 0 |  | 0.00031986 |  | 0 |  | 2.8496e-06 |  | 0.00063124 |  | 0 |  | 0
| #REF! |  | 8.3057e-05 |  | 6.7664e-05 |  | 1.484e-05 |  | 0 |  | 0 |  | 0 |  | 9.16e-07 |  | 0 |  | 0 |  | #REF! |  | #REF! |  | 0 |  | 1.6392e-06 |  | #REF! |  | 0 |  | 0 |  | 0 |  | 0 |  | 0 |  | 0.00034298 |  | 0 |  | 2.3315e-06 |  | 0.00062893 |  | 0 |  | 0
| #REF! |  | 1.3689e-05 |  | 0.00014307 |  | 4.5505e-05 |  | 0 |  | 0 |  | 0 |  | 8.9103e-07 |  | 0 |  | 0 |  | #REF! |  | #REF! |  | 0 |  | 1.6393e-06 |  | #REF! |  | 0 |  | 0 |  | 0 |  | 0 |  | 0 |  | 0.00034072 |  | 0 |  | 0 |  | 0.00061976 |  | 0 |  | 0
| #REF! |  | 2.9295e-05 |  | 4.6778e-05 |  | 6.2362e-05 |  | 0 |  | 0 |  | 0 |  | 9.0272e-07 |  | 0 |  | 0 |  | #REF! |  | #REF! |  | 0 |  | 1.0154e-06 |  | #REF! |  | 0 |  | 0 |  | 0 |  | 0 |  | 0 |  | 0.00034688 |  | 0 |  | 5.1818e-07 |  | 0.00060974 |  | 0 |  | 0
| #REF! |  | -1.5753e-05 |  | -7.0731e-05 |  | 3.466e-05 |  | 0 |  | 0 |  | 0 |  | 9.1372e-07 |  | 0 |  | 0 |  | #REF! |  | #REF! |  | 0 |  | 1.0154e-06 |  | #REF! |  | 0 |  | 0 |  | 0 |  | 0 |  | 0 |  | 0.00036929 |  | 0 |  | 1.2954e-06 |  | 0.00060597 |  | 0 |  | 0
| #REF! |  | -3.3953e-05 |  | -5.5256e-05 |  | 2.673e-05 |  | 0 |  | 0 |  | 0 |  | 9.1381e-07 |  | 0 |  | 0 |  | #REF! |  | #REF! |  | 0 |  | 9.9974e-07 |  | #REF! |  | 0 |  | 0 |  | 0 |  | 0 |  | 0 |  | 0.00041708 |  | 0 |  | 7.7731e-07 |  | 0.00061368 |  | 0 |  | 0
| #REF! |  | 0.00011248 |  | -8.1724e-05 |  | 8.9222e-06 |  | 0 |  | 0 |  | 0 |  | 9.1075e-07 |  | 0 |  | 0 |  | #REF! |  | #REF! |  | 0 |  | 9.9974e-07 |  | #REF! |  | 0 |  | 0 |  | 0 |  | 0 |  | 0 |  | 0.00042713 |  | 0 |  | 0 |  | 0.00062991 |  | 0 |  | 0
| #REF! |  | 0.00013654 |  | -0.00012235 |  | 2.8753e-05 |  | 0 |  | 0 |  | 0 |  | 9.3895e-07 |  | 0 |  | 0 |  | #REF! |  | #REF! |  | 0 |  | 1.11e-06 |  | #REF! |  | 0 |  | 0 |  | 0 |  | 0 |  | 0 |  | 0.00039169 |  | 0 |  | 5.1828e-07 |  | 0.00064306 |  | 0 |  | 0
| #REF! |  | 1.0931e-05 |  | -2.431e-05 |  | 6.6336e-05 |  | 0 |  | 0 |  | 0 |  | 9.9162e-07 |  | 0 |  | 0 |  | #REF! |  | #REF! |  | 0 |  | 1.11e-06 |  | #REF! |  | 0 |  | 0 |  | 0 |  | 0 |  | 0 |  | 0.00036473 |  | 0 |  | 1.2957e-06 |  | 0.00064927 |  | 0 |  | 0
| #REF! |  | 7.8543e-06 |  | -2.0313e-05 |  | 3.7585e-05 |  | 0 |  | 0 |  | 0 |  | 1.0142e-06 |  | 0 |  | 0 |  | #REF! |  | #REF! |  | 0 |  | 6.4989e-07 |  | #REF! |  | 0 |  | 0 |  | 0 |  | 0 |  | 0 |  | 0.00018199 |  | 0 |  | 1.2958e-06 |  | 0.00065008 |  | 0 |  | 0
| #REF! |  | 7.6339e-05 |  | -4.279e-05 |  | 2.0769e-05 |  | 0 |  | 0 |  | 0 |  | 1.0076e-06 |  | 0 |  | 0 |  | #REF! |  | #REF! |  | 0 |  | 6.4994e-07 |  | #REF! |  | 0 |  | 0 |  | 0 |  | 0 |  | 0 |  | 0.00010411 |  | 0 |  | 2.8507e-06 |  | 0.00065321 |  | 0 |  | 0
| #REF! |  | 1.6347e-05 |  | -3.9643e-05 |  | 6.1418e-05 |  | 0 |  | 0 |  | 0 |  | 1.0279e-06 |  | 0 |  | 0 |  | #REF! |  | #REF! |  | 0 |  | 1.1823e-06 |  | #REF! |  | 0 |  | 0 |  | 0 |  | 0 |  | 0 |  | 0.00026377 |  | 0 |  | 2.3327e-06 |  | 0.0006571 |  | 0 |  | 0
| #REF! |  | 5.5445e-05 |  | 1.511e-05 |  | 7.1296e-05 |  | 0 |  | 0 |  | 0 |  | 1.0743e-06 |  | 0 |  | 0 |  | #REF! |  | #REF! |  | 0 |  | 1.1824e-06 |  | #REF! |  | 0 |  | 0 |  | 0 |  | 0 |  | 0 |  | 0.00030619 |  | 0 |  | 3.8878e-06 |  | 0.00066482 |  | 0 |  | 0
| #REF! |  | 5.9058e-05 |  | 2.7068e-05 |  | 3.0659e-05 |  | 0 |  | 0 |  | 0 |  | 1.0945e-06 |  | 0 |  | 0 |  | #REF! |  | #REF! |  | 0 |  | 1.3989e-06 |  | #REF! |  | 0 |  | 0 |  | 0 |  | 0 |  | 0 |  | 0.0003286 |  | 0 |  | 4.4065e-06 |  | 0.00066876 |  | 0 |  | 0
| #REF! |  | 3.3131e-05 |  | -5.0434e-05 |  | 0 |  | 0 |  | 0 |  | 0 |  | 1.0207e-06 |  | 0 |  | 0 |  | #REF! |  | #REF! |  | 0 |  | 1.399e-06 |  | #REF! |  | 0 |  | 0 |  | 0 |  | 0 |  | 0 |  | 0.00031934 |  | 0 |  | 5.1841e-07 |  | 0.00066182 |  | 0 |  | 0
| #REF! |  | 0.00016226 |  | -4.1854e-05 |  | 0 |  | 0 |  | 0 |  | 0 |  | 9.1492e-07 |  | 0 |  | 0 |  | #REF! |  | #REF! |  | 0 |  | 1.6534e-06 |  | #REF! |  | 0 |  | 0 |  | 0 |  | 0 |  | 0 |  | 0.00026229 |  | 0 |  | 2.0739e-06 |  | 0.00064879 |  | 0 |  | 0
| #REF! |  | 9.262e-05 |  | 3.1062e-05 |  | 5.8166e-05 |  | 0 |  | 0 |  | 0 |  | 8.8679e-07 |  | 0 |  | 0 |  | #REF! |  | #REF! |  | 0 |  | 1.6534e-06 |  | #REF! |  | 0 |  | 0 |  | 0 |  | 0 |  | 0 |  | 0.00017652 |  | 0 |  | 4.4071e-06 |  | 0.00063722 |  | 0 |  | 0
| #REF! |  | 1.8137e-05 |  | 8.6177e-05 |  | 6.1139e-05 |  | 0 |  | 0 |  | 0 |  | 8.9727e-07 |  | 0 |  | 0 |  | #REF! |  | #REF! |  | 0 |  | 1.4224e-06 |  | #REF! |  | 0 |  | 0 |  | 0 |  | 0 |  | 0 |  | 0.00020045 |  | 0 |  | 2.3333e-06 |  | 0.00063957 |  | 0 |  | 0
| #REF! |  | 0.00011563 |  | 1.3278e-06 |  | 2.9671e-05 |  | 0 |  | 0 |  | 0 |  | 9.1998e-07 |  | 0 |  | 0 |  | #REF! |  | #REF! |  | 0 |  | 1.4224e-06 |  | #REF! |  | 0 |  | 0 |  | 0 |  | 0 |  | 0 |  | 0.00014891 |  | 0 |  | 0 |  | 0.00063961 |  | 0 |  | 0
| #REF! |  | 0.00012825 |  | 8.4566e-06 |  | 2.6698e-05 |  | 0 |  | 0 |  | 0 |  | 9.0163e-07 |  | 0 |  | 0 |  | #REF! |  | #REF! |  | 0 |  | 1.4644e-06 |  | #REF! |  | 0 |  | 0 |  | 0 |  | 0 |  | 0 |  | 0.00012191 |  | 0 |  | 2.0743e-06 |  | 0.00063426 |  | 0 |  | 0
| #REF! |  | 0.00011865 |  | 5.5119e-06 |  | 9.8876e-06 |  | 0 |  | 0 |  | 0 |  | 9.1762e-07 |  | 0 |  | 0 |  | #REF! |  | #REF! |  | 0 |  | 1.4645e-06 |  | #REF! |  | 0 |  | 0 |  | 0 |  | 0 |  | 0 |  | 0.00025233 |  | 0 |  | 2.8522e-06 |  | 0.00062967 |  | 0 |  | 0
| #REF! |  | 2.4493e-05 |  | -6.5463e-05 |  | 9.8876e-06 |  | 0 |  | 0 |  | 0 |  | 8.8895e-07 |  | 0 |  | 0 |  | #REF! |  | #REF! |  | 0 |  | 1.038e-06 |  | #REF! |  | 0 |  | 0 |  | 0 |  | 0 |  | 0 |  | 0.0003573 |  | 0 |  | 1.2965e-06 |  | 0.00063202 |  | 0 |  | 0
| #REF! |  | 1.5792e-05 |  | -9.1529e-05 |  | 0 |  | 0 |  | 0 |  | 0 |  | 8.192e-07 |  | 0 |  | 0 |  | #REF! |  | #REF! |  | 0 |  | 1.0381e-06 |  | #REF! |  | 0 |  | 0 |  | 0 |  | 0 |  | 0 |  | 0.00038662 |  | 0 |  | 1.2965e-06 |  | 0.0006382 |  | 0 |  | 0
| #REF! |  | 8.228e-05 |  | -8.966e-05 |  | 0 |  | 0 |  | 0 |  | 0 |  | 7.9909e-07 |  | 0 |  | 0 |  | #REF! |  | #REF! |  | 0 |  | 1.6488e-06 |  | #REF! |  | 0 |  | 0 |  | 0 |  | 0 |  | 0 |  | 0.00039207 |  | 0 |  | 7.7801e-07 |  | 0.00064368 |  | 0 |  | 0
| #REF! |  | 5.8136e-05 |  | -2.6269e-05 |  | 2.0762e-05 |  | 0 |  | 0 |  | 0 |  | 7.9358e-07 |  | 0 |  | 0 |  | #REF! |  | #REF! |  | 0 |  | 1.6491e-06 |  | #REF! |  | 0 |  | 0 |  | 0 |  | 0 |  | 0 |  | 0.00043298 |  | 0 |  | 7.7801e-07 |  | 0.00064522 |  | 0 |  | 0
| #REF! |  | 0.00014811 |  | -2.2175e-05 |  | 2.076e-05 |  | 0 |  | 0 |  | 0 |  | 8.0222e-07 |  | 0 |  | 0 |  | #REF! |  | #REF! |  | 0 |  | 1.4727e-06 |  | #REF! |  | 0 |  | 0 |  | 0 |  | 0 |  | 0 |  | 0.00050173 |  | 0 |  | 7.7806e-07 |  | 0.00063836 |  | 0 |  | 0
| #REF! |  | 0.00018298 |  | -0.0001288 |  | 4.3497e-05 |  | 0 |  | 0 |  | 0 |  | 8.2371e-07 |  | 0 |  | 0 |  | #REF! |  | #REF! |  | 0 |  | 1.4729e-06 |  | #REF! |  | 0 |  | 0 |  | 0 |  | 0 |  | 0 |  | 0.00039753 |  | 0 |  | 0 |  | 0.00063605 |  | 0 |  | 0
| #REF! |  | 0.00010423 |  | -7.8683e-05 |  | 4.3497e-05 |  | 0 |  | 0 |  | 0 |  | 8.8124e-07 |  | 0 |  | 0 |  | #REF! |  | #REF! |  | 0 |  | 1.9479e-06 |  | #REF! |  | 0 |  | 0 |  | 0 |  | 0 |  | 0 |  | 0.00026169 |  | 0 |  | 0 |  | 0.00063531 |  | 0 |  | 0
| #REF! |  | 3.9404e-05 |  | 2.5417e-06 |  | 4.9428e-05 |  | 0 |  | 0 |  | 0 |  | 9.7924e-07 |  | 0 |  | 0 |  | #REF! |  | #REF! |  | 0 |  | 1.9482e-06 |  | #REF! |  | 0 |  | 0 |  | 0 |  | 0 |  | 0 |  | 0.00032656 |  | 0 |  | 7.7821e-07 |  | 0.00063844 |  | 0 |  | 0
| #REF! |  | 4.5418e-05 |  | -6.1868e-05 |  | 9.0046e-05 |  | 0 |  | 0 |  | 0 |  | 1.0883e-06 |  | 0 |  | 0 |  | #REF! |  | #REF! |  | 0 |  | 9.4612e-07 |  | #REF! |  | 0 |  | 0 |  | 0 |  | 0 |  | 0 |  | 0.0002957 |  | 0 |  | 4.4096e-06 |  | 0.00063617 |  | 0 |  | 0
| #REF! |  | 9.9566e-05 |  | 1.4142e-05 |  | 5.7426e-05 |  | 0 |  | 0 |  | 0 |  | 1.1752e-06 |  | 0 |  | 0 |  | #REF! |  | #REF! |  | 0 |  | 9.4619e-07 |  | #REF! |  | 0 |  | 0 |  | 0 |  | 0 |  | 0 |  | 0.00030035 |  | 0 |  | 4.4102e-06 |  | 0.00062926 |  | 0 |  | 0
| #REF! |  | 5.1023e-05 |  | 1.9107e-05 |  | 2.3738e-05 |  | 0 |  | 0 |  | 0 |  | 1.1899e-06 |  | 0 |  | 0 |  | #REF! |  | #REF! |  | 0 |  | 5.7534e-07 |  | #REF! |  | 0 |  | 0 |  | 0 |  | 0 |  | 0 |  | 0.00033048 |  | 0 |  | 1.2971e-06 |  | 0.00063007 |  | 0 |  | 0
| #REF! |  | 6.4306e-05 |  | -6.5958e-05 |  | 2.2749e-05 |  | 0 |  | 0 |  | 0 |  | 1.1179e-06 |  | 0 |  | 0 |  | #REF! |  | #REF! |  | 0 |  | 5.7538e-07 |  | #REF! |  | 0 |  | 0 |  | 0 |  | 0 |  | 0 |  | 0.00032585 |  | 0 |  | 1.2972e-06 |  | 0.00063162 |  | 0 |  | 0
| #REF! |  | 0.00010548 |  | -3.0144e-05 |  | 1.5814e-05 |  | 0 |  | 0 |  | 0 |  | 1.0395e-06 |  | 0 |  | 0 |  | #REF! |  | #REF! |  | 0 |  | 1.0448e-06 |  | #REF! |  | 0 |  | 0 |  | 0 |  | 0 |  | 0 |  | 0.00032666 |  | 0 |  | 1.2973e-06 |  | 0.00063633 |  | 0 |  | 0
| #REF! |  | 0.00013422 |  | -6.9695e-05 |  | 2.9652e-06 |  | 0 |  | 0 |  | 0 |  | 9.9788e-07 |  | 0 |  | 0 |  | #REF! |  | #REF! |  | 0 |  | 1.0449e-06 |  | #REF! |  | 0 |  | 0 |  | 0 |  | 0 |  | 0 |  | 0.00024131 |  | 0 |  | 5.1894e-07 |  | 0.00063556 |  | 0 |  | 0
| #REF! |  | 0.0001499 |  | -7.0057e-05 |  | 6.928e-06 |  | 0 |  | 0 |  | 0 |  | 9.6491e-07 |  | 0 |  | 0 |  | #REF! |  | #REF! |  | 0 |  | 1.623e-06 |  | #REF! |  | 0 |  | 0 |  | 0 |  | 0 |  | 0 |  | 0.00024288 |  | 0 |  | 5.1894e-07 |  | 0.00063564 |  | 0 |  | 0
| #REF! |  | 6.3955e-05 |  | -5.8782e-06 |  | 3.9619e-06 |  | 0 |  | 0 |  | 0 |  | 9.4785e-07 |  | 0 |  | 0 |  | #REF! |  | #REF! |  | 0 |  | 1.6232e-06 |  | #REF! |  | 0 |  | 0 |  | 0 |  | 0 |  | 0 |  | 0.00029427 |  | 0 |  | 1.2974e-06 |  | 0.00063642 |  | 0 |  | 0
| #REF! |  | 7.3717e-05 |  | 7.1186e-05 |  | 0 |  | 0 |  | 0 |  | 0 |  | 8.6519e-07 |  | 0 |  | 0 |  | #REF! |  | #REF! |  | 0 |  | 1.1677e-06 |  | #REF! |  | 0 |  | 0 |  | 0 |  | 0 |  | 0 |  | 0.00039392 |  | 0 |  | 1.2975e-06 |  | 0.00063337 |  | 0 |  | 0
| #REF! |  | 1.7801e-05 |  | 0.00010313 |  | 1.3835e-05 |  | 0 |  | 0 |  | 0 |  | 7.9423e-07 |  | 0 |  | 0 |  | #REF! |  | #REF! |  | 0 |  | 1.1679e-06 |  | #REF! |  | 0 |  | 0 |  | 0 |  | 0 |  | 0 |  | 0.0003646 |  | 0 |  | 2.8546e-06 |  | 0.00063573 |  | 0 |  | 0
| #REF! |  | 8.2116e-05 |  | 3.2162e-05 |  | 6.1379e-05 |  | 0 |  | 0 |  | 0 |  | 8.0717e-07 |  | 0 |  | 0 |  | #REF! |  | #REF! |  | 0 |  | 1.6329e-06 |  | #REF! |  | 0 |  | 0 |  | 0 |  | 0 |  | 0 |  | 0.00023948 |  | 0 |  | 2.8547e-06 |  | 0.00063886 |  | 0 |  | 0
| #REF! |  | 0.00017022 |  | 3.0834e-05 |  | 0.00012162 |  | 0 |  | 0 |  | 0 |  | 8.6106e-07 |  | 0 |  | 0 |  | #REF! |  | #REF! |  | 0 |  | 1.6331e-06 |  | #REF! |  | 0 |  | 0 |  | 0 |  | 0 |  | 0 |  | 0.00024876 |  | 0 |  | 2.8549e-06 |  | 0.00063581 |  | 0 |  | 0
| #REF! |  | 8.0516e-05 |  | 4.5682e-05 |  | 7.4087e-05 |  | 0 |  | 0 |  | 0 |  | 8.7951e-07 |  | 0 |  | 0 |  | #REF! |  | #REF! |  | 0 |  | 1.1188e-06 |  | #REF! |  | 0 |  | 0 |  | 0 |  | 0 |  | 0 |  | 0.0002565 |  | 0 |  | 2.336e-06 |  | 0.00062272 |  | 0 |  | 0
| #REF! |  | 4.0829e-05 |  | 4.8498e-05 |  | 6.6097e-05 |  | 0 |  | 0 |  | 0 |  | 8.3664e-07 |  | 0 |  | 0 |  | #REF! |  | #REF! |  | 0 |  | 1.1189e-06 |  | #REF! |  | 0 |  | 0 |  | 3.6807e-07 |  | 0 |  | 0 |  | 0.00031754 |  | 0 |  | 7.7871e-07 |  | 0.00061267 |  | 0 |  | 0
| #REF! |  | 2.8625e-05 |  | 8.4845e-05 |  | 6.6103e-05 |  | 0 |  | 0 |  | 0 |  | 8.1528e-07 |  | 0 |  | 0 |  | #REF! |  | #REF! |  | 0 |  | 1.471e-06 |  | #REF! |  | 0 |  | 0 |  | 5.9028e-07 |  | 0 |  | 0 |  | 0.00039099 |  | 0 |  | 1.2979e-06 |  | 0.00061661 |  | 0 |  | 0
| #REF! |  | 1.0483e-05 |  | 0.00012435 |  | 0 |  | 0 |  | 0 |  | 0 |  | 8.6068e-07 |  | 0 |  | 0 |  | #REF! |  | #REF! |  | 0 |  | 1.5837e-06 |  | #REF! |  | 0 |  | 0 |  | 4.6182e-07 |  | 0 |  | 0 |  | 0.00039408 |  | 0 |  | 2.8555e-06 |  | 0.00062434 |  | 0 |  | 0
| #REF! |  | 2.335e-05 |  | 3.9026e-05 |  | 0 |  | 0 |  | 0 |  | 0 |  | 9.3971e-07 |  | 0 |  | 0 |  | #REF! |  | #REF! |  | 0 |  | 1.1662e-06 |  | #REF! |  | 0 |  | 0 |  | 6.2577e-07 |  | 0 |  | 0 |  | 0.00038795 |  | 0 |  | 2.3364e-06 |  | 0.00062674 |  | 0 |  | 0
| #REF! |  | 6.3181e-05 |  | -4.5416e-05 |  | 2.9641e-06 |  | 0 |  | 0 |  | 0 |  | 9.7287e-07 |  | 0 |  | 0 |  | #REF! |  | #REF! |  | 0 |  | 1.0538e-06 |  | #REF! |  | 0 |  | 0 |  | 7.3693e-07 |  | 0 |  | 0 |  | 0.00035781 |  | 0 |  | 2.3364e-06 |  | 0.0006306 |  | 0 |  | 0
| #REF! |  | -1.987e-05 |  | -5.9263e-05 |  | 2.9644e-06 |  | 0 |  | 0 |  | 0 |  | 9.5388e-07 |  | 0 |  | 0 |  | #REF! |  | #REF! |  | 0 |  | 5.2504e-07 |  | #REF! |  | 0 |  | 0 |  | 7.015e-07 |  | 0 |  | 0 |  | 0.0003586 |  | 0 |  | 2.3366e-06 |  | 0.00063528 |  | 0 |  | 0
| #REF! |  | 4.1401e-05 |  | 1.8264e-05 |  | 7.6346e-05 |  | 0 |  | 0 |  | 0 |  | 9.0434e-07 |  | 0 |  | 0 |  | #REF! |  | #REF! |  | 0 |  | 5.2512e-07 |  | #REF! |  | 0 |  | 0 |  | 7.37e-07 |  | 0 |  | 0 |  | 0.00045601 |  | 0 |  | 2.3367e-06 |  | 0.00064537 |  | 0 |  | 0
| #REF! |  | 0.00010661 |  | 4.9124e-05 |  | 7.634e-05 |  | 0 |  | 0 |  | 0 |  | 9.1729e-07 |  | 0 |  | 0 |  | #REF! |  | #REF! |  | 0 |  | 1.7179e-06 |  | #REF! |  | 0 |  | 0 |  | 8.6021e-07 |  | 0 |  | 0 |  | 0.00042667 |  | 0 |  | 2.3369e-06 |  | 0.00065082 |  | 0 |  | 0
| #REF! |  | 1.0291e-05 |  | -0.00010546 |  | 2.4696e-05 |  | 0 |  | 0 |  | 0 |  | 9.2526e-07 |  | 0 |  | 0 |  | #REF! |  | #REF! |  | 0 |  | 1.718e-06 |  | #REF! |  | 0 |  | 0 |  | 9.7675e-07 |  | 0 |  | 0 |  | 0.00035249 |  | 0 |  | 7.7896e-07 |  | 0.00065396 |  | 0 |  | 0
| #REF! |  | 3.8397e-05 |  | -0.00015451 |  | 4.252e-05 |  | 0 |  | 0 |  | 0 |  | 9.5537e-07 |  | 0 |  | 0 |  | #REF! |  | #REF! |  | 0 |  | 5.8605e-07 |  | #REF! |  | 0 |  | 0 |  | 9.0054e-07 |  | 0 |  | 0 |  | 0.0003293 |  | 0 |  | 7.7906e-07 |  | 0.00065087 |  | 0 |  | 0
| #REF! |  | 2.3691e-05 |  | 1.6935e-05 |  | 1.7823e-05 |  | 0 |  | 0 |  | 0 |  | 9.8724e-07 |  | 0 |  | 0 |  | #REF! |  | #REF! |  | 0 |  | 5.861e-07 |  | #REF! |  | 0 |  | 0 |  | 8.0742e-07 |  | 0 |  | 0 |  | 0.0002845 |  | 0 |  | 2.337e-06 |  | 0.00064322 |  | 0 |  | 0
| #REF! |  | -1.3981e-05 |  | 3.3528e-06 |  | 0 |  | 0 |  | 0 |  | 0 |  | 9.8181e-07 |  | 0 |  | 0 |  | #REF! |  | #REF! |  | 0 |  | 9.1594e-07 |  | #REF! |  | 0 |  | 0 |  | 7.6063e-07 |  | 0 |  | 0 |  | 0.00023117 |  | 0 |  | 2.3373e-06 |  | 0.00064326 |  | 0 |  | 0
| #REF! |  | 4.8146e-05 |  | -8.1001e-05 |  | 7.6333e-05 |  | 0 |  | 0 |  | 0 |  | 9.9355e-07 |  | 0 |  | 0 |  | #REF! |  | #REF! |  | 0 |  | 9.1607e-07 |  | #REF! |  | 0 |  | 0 |  | 6.8439e-07 |  | 0 |  | 0 |  | 0.00020102 |  | 0 |  | 2.3373e-06 |  | 0.0006479 |  | 0 |  | 0
| #REF! |  | 7.3601e-05 |  | 7.4356e-06 |  | 0.0001464 |  | 0 |  | 0 |  | 0 |  | 9.8619e-07 |  | 0 |  | 0 |  | #REF! |  | #REF! |  | 0 |  | 1.6368e-06 |  | #REF! |  | 0 |  | 0 |  | 6.201e-07 |  | 0 |  | 0 |  | 0.00020954 |  | 0 |  | 2.3376e-06 |  | 0.00065877 |  | 0 |  | 0
| #REF! |  | -3.0361e-07 |  | -7.7346e-05 |  | 0.00012142 |  | 0 |  | 0 |  | 0 |  | 1.0304e-06 |  | 0 |  | 0 |  | #REF! |  | #REF! |  | 0 |  | 1.637e-06 |  | #REF! |  | 0 |  | 0 |  | 5.9071e-07 |  | 0 |  | 0 |  | 0.00031549 |  | 0 |  | 2.3375e-06 |  | 0.00065726 |  | 0 |  | 0
| #REF! |  | -5.149e-05 |  | -0.00013154 |  | 5.136e-05 |  | 0 |  | 0 |  | 0 |  | 1.0623e-06 |  | 0 |  | 0 |  | #REF! |  | #REF! |  | 0 |  | 9.2287e-07 |  | #REF! |  | 0 |  | 0 |  | 6.2016e-07 |  | 0 |  | 0 |  | 0.00027297 |  | 0 |  | 2.3378e-06 |  | 0.00065035 |  | 0 |  | 0
| #REF! |  | 2.8838e-05 |  | -3.8467e-05 |  | 2.568e-05 |  | 0 |  | 0 |  | 0 |  | 1.0164e-06 |  | 0 |  | 0 |  | #REF! |  | #REF! |  | 0 |  | 9.23e-07 |  | #REF! |  | 0 |  | 0 |  | 6.148e-07 |  | 0 |  | 0 |  | 0.00021886 |  | 0 |  | 7.7926e-07 |  | 0.00064265 |  | 0 |  | 0
| #REF! |  | 0.00013093 |  | 1.293e-05 |  | 5.3395e-05 |  | 0 |  | 0 |  | 0 |  | 9.3619e-07 |  | 0 |  | 0 |  | #REF! |  | #REF! |  | 0 |  | 1.689e-06 |  | #REF! |  | 0 |  | 0 |  | 4.9766e-07 |  | 0 |  | 0 |  | 0.00030163 |  | 0 |  | 1.2989e-06 |  | 0.00063264 |  | 0 |  | 0
| #REF! |  | 0.00016995 |  | -1.7513e-05 |  | 7.7098e-05 |  | 0 |  | 0 |  | 0 |  | 8.804e-07 |  | 0 |  | 0 |  | #REF! |  | #REF! |  | 0 |  | 1.6891e-06 |  | #REF! |  | 0 |  | 0 |  | 4.5078e-07 |  | 0 |  | 0 |  | 0.00025911 |  | 0 |  | 1.2989e-06 |  | 0.00062572 |  | 0 |  | 0
| #REF! |  | 0.00020502 |  | -1.2395e-06 |  | 4.938e-05 |  | 0 |  | 0 |  | 0 |  | 8.8661e-07 |  | 0 |  | 0 |  | #REF! |  | #REF! |  | 0 |  | 1.4417e-06 |  | #REF! |  | 0 |  | 0 |  | 4.9169e-07 |  | 0 |  | 0 |  | 0.00026918 |  | 0 |  | 7.7941e-07 |  | 0.00062344 |  | 0 |  | 0
| #REF! |  | 0.00023323 |  | 6.3266e-05 |  | 3.4563e-05 |  | 0 |  | 0 |  | 0 |  | 8.5726e-07 |  | 0 |  | 0 |  | #REF! |  | #REF! |  | 0 |  | 1.4418e-06 |  | #REF! |  | 0 |  | 0 |  | 5.2059e-07 |  | 0 |  | 0 |  | 0.00022322 |  | 0 |  | 0 |  | 0.00062808 |  | 0 |  | 0
| #REF! |  | 9.9128e-05 |  | 9.1105e-05 |  | 3.4566e-05 |  | 0 |  | 0 |  | 0 |  | 8.1801e-07 |  | 0 |  | 0 |  | #REF! |  | #REF! |  | 0 |  | 1.364e-06 |  | #REF! |  | 0 |  | 0 |  | 6.5525e-07 |  | 0 |  | 0 |  | 0.00014123 |  | 0 |  | 0 |  | 0.00063663 |  | 0 |  | 0
| #REF! |  | -3.7352e-05 |  | 4.9025e-05 |  | 5.9245e-06 |  | 0 |  | 0 |  | 0 |  | 8.266e-07 |  | 0 |  | 0 |  | #REF! |  | #REF! |  | 0 |  | 1.3641e-06 |  | #REF! |  | 0 |  | 0 |  | 7.8991e-07 |  | 0 |  | 0 |  | 0.0002731 |  | 0 |  | 0 |  | 0.00063981 |  | 0 |  | 0
| #REF! |  | 1.155e-05 |  | -6.2036e-05 |  | 5.925e-06 |  | 0 |  | 0 |  | 0 |  | 8.844e-07 |  | 0 |  | 0 |  | #REF! |  | #REF! |  | 0 |  | 1.1186e-06 |  | #REF! |  | 0 |  | 0 |  | 8.6641e-07 |  | 0 |  | 0 |  | 0.00042938 |  | 0 |  | 5.1971e-07 |  | 0.00063826 |  | 0 |  | 0
| #REF! |  | 4.7253e-06 |  | -3.6792e-05 |  | 4.5422e-05 |  | 0 |  | 0 |  | 0 |  | 8.9666e-07 |  | 0 |  | 0 |  | #REF! |  | #REF! |  | 0 |  | 1.1186e-06 |  | #REF! |  | 0 |  | 0 |  | 9.3676e-07 |  | 0 |  | 0 |  | 0.00030979 |  | 0 |  | 5.1971e-07 |  | 0.00062979 |  | 0 |  | 0
| #REF! |  | 4.3802e-06 |  | 3.1125e-05 |  | 4.5422e-05 |  | 0 |  | 0 |  | 0 |  | 8.2675e-07 |  | 0 |  | 0 |  | #REF! |  | #REF! |  | 0 |  | 9.5911e-07 |  | #REF! |  | 0 |  | 0 |  | 9.7764e-07 |  | 0 |  | 0 |  | 0.00031987 |  | 0 |  | 5.1974e-07 |  | 0.00062055 |  | 0 |  | 0
| #REF! |  | 0.00010909 |  | 3.047e-05 |  | 2.6658e-05 |  | 0 |  | 0 |  | 0 |  | 7.5996e-07 |  | 0 |  | 0 |  | #REF! |  | #REF! |  | 0 |  | 9.5911e-07 |  | #REF! |  | 0 |  | 0 |  | 1.0186e-06 |  | 0 |  | 0 |  | 0.00040392 |  | 0 |  | 5.1978e-07 |  | 0.00062523 |  | 0 |  | 0
| #REF! |  | 0.00020009 |  | 9.2877e-05 |  | 4.5462e-05 |  | 0 |  | 0 |  | 0 |  | 7.9377e-07 |  | 0 |  | 0 |  | #REF! |  | #REF! |  | 0 |  | 1.5986e-06 |  | #REF! |  | 0 |  | 0 |  | 8.9543e-07 |  | 0 |  | 0 |  | 0.00047979 |  | 0 |  | 5.1978e-07 |  | 0.00063765 |  | 0 |  | 0
| #REF! |  | 0.00015778 |  | 0.0001059 |  | 1.8803e-05 |  | 0 |  | 0 |  | 0 |  | 8.9253e-07 |  | 0 |  | 0 |  | #REF! |  | #REF! |  | 0 |  | 1.5987e-06 |  | #REF! |  | 0 |  | 0 |  | 8.6657e-07 |  | 0 |  | 0 |  | 0.00055872 |  | 0 |  | 1.2995e-06 |  | 0.00064771 |  | 0 |  | 0
| #REF! |  | 0.00015083 |  | -2.0886e-05 |  | 3.1668e-05 |  | 0 |  | 0 |  | 0 |  | 9.147e-07 |  | 0 |  | 0 |  | #REF! |  | #REF! |  | 0 |  | 8.3192e-07 |  | #REF! |  | 0 |  | 0 |  | 9.0213e-07 |  | 0 |  | 0 |  | 0.00027866 |  | 0 |  | 1.2996e-06 |  | 0.00064315 |  | 0 |  | 0
| #REF! |  | 0.00014523 |  | -2.6642e-05 |  | 0.0001313 |  | 0 |  | 0 |  | 0 |  | 8.9147e-07 |  | 0 |  | 0 |  | #REF! |  | #REF! |  | 0 |  | 8.3198e-07 |  | #REF! |  | 0 |  | 0 |  | 8.9018e-07 |  | 0 |  | 0 |  | 0.00012111 |  | 0 |  | 5.1988e-07 |  | 0.00063928 |  | 0 |  | 0
| #REF! |  | 7.1925e-05 |  | 2.8502e-05 |  | 0.0001313 |  | 0 |  | 0 |  | 0 |  | 8.9822e-07 |  | 0 |  | 0 |  | #REF! |  | #REF! |  | 0 |  | 1.3953e-06 |  | #REF! |  | 0 |  | 0 |  | 7.9034e-07 |  | 0 |  | 0 |  | 0.00023641 |  | 0 |  | 5.1988e-07 |  | 0.00064706 |  | 0 |  | 0
| #REF! |  | 0.00011831 |  | 8.0601e-05 |  | 5.536e-05 |  | 0 |  | 0 |  | 0 |  | 9.2583e-07 |  | 0 |  | 0 |  | #REF! |  | #REF! |  | 0 |  | 1.3954e-06 |  | #REF! |  | 0 |  | 0 |  | 6.5561e-07 |  | 0 |  | 0 |  | 0.00045594 |  | 0 |  | 2.8597e-06 |  | 0.00065179 |  | 0 |  | 0
| #REF! |  | 0.00010836 |  | 9.2016e-05 |  | 2.3692e-05 |  | 0 |  | 0 |  | 0 |  | 8.72e-07 |  | 0 |  | 0 |  | #REF! |  | #REF! |  | 0 |  | 1.4628e-06 |  | #REF! |  | 0 |  | 0 |  | 7.5559e-07 |  | 0 |  | 0 |  | 0.00055426 |  | 0 |  | 2.3396e-06 |  | 0.00064715 |  | 0 |  | 0
| #REF! |  | 8.7001e-05 |  | -8.7324e-06 |  | 0 |  | 0 |  | 0 |  | 0 |  | 8.2781e-07 |  | 0 |  | 0 |  | #REF! |  | #REF! |  | 0 |  | 1.4628e-06 |  | #REF! |  | 0 |  | 0 |  | 1.0311e-06 |  | 0 |  | 0 |  | 0.00037856 |  | 0 |  | 2.3399e-06 |  | 0.00063558 |  | 0 |  | 0
| #REF! |  | 0.00016437 |  | -5.8917e-05 |  | 1.3852e-05 |  | 0 |  | 0 |  | 0 |  | 8.5481e-07 |  | 0 |  | 0 |  | #REF! |  | #REF! |  | 0 |  | 8.7344e-07 |  | #REF! |  | 0 |  | 0 |  | 1.2597e-06 |  | 0 |  | 0 |  | 0.00032437 |  | 0 |  | 2.3399e-06 |  | 0.00062938 |  | 0 |  | 0
| #REF! |  | 0.00016682 |  | -7.3545e-05 |  | 4.9386e-05 |  | 0 |  | 0 |  | 0 |  | 8.5305e-07 |  | 0 |  | 0 |  | #REF! |  | #REF! |  | 0 |  | 8.7344e-07 |  | #REF! |  | 0 |  | 0 |  | 1.1834e-06 |  | 0 |  | 0 |  | 0.00037319 |  | 0 |  | 0 |  | 0.00063179 |  | 0 |  | 0
| #REF! |  | 5.5416e-05 |  | -7.5182e-05 |  | 3.5535e-05 |  | 0 |  | 0 |  | 0 |  | 8.2183e-07 |  | 0 |  | 0 |  | #REF! |  | #REF! |  | 0 |  | 1.3411e-06 |  | #REF! |  | 0 |  | 0 |  | 8.5501e-07 |  | 0 |  | 0 |  | 0.00038405 |  | 0 |  | 0 |  | 0.00063802 |  | 0 |  | 0
| #REF! |  | 6.0544e-05 |  | -0.00015284 |  | 8.7665e-05 |  | 0 |  | 0 |  | 0 |  | 8.3042e-07 |  | 0 |  | 0 |  | #REF! |  | #REF! |  | 0 |  | 1.3412e-06 |  | #REF! |  | 0 |  | 0 |  | 5.0362e-07 |  | 0 |  | 0 |  | 0.0003647 |  | 0 |  | 7.8011e-07 |  | 0.00064344 |  | 0 |  | 0
| #REF! |  | 0.00013513 |  | -0.00012987 |  | 0.00012229 |  | 0 |  | 0 |  | 0 |  | 8.9924e-07 |  | 0 |  | 0 |  | #REF! |  | #REF! |  | 0 |  | 9.1542e-07 |  | #REF! |  | 0 |  | 0 |  | 2.6357e-07 |  | 0 |  | 0 |  | 0.00030047 |  | 0 |  | 7.8011e-07 |  | 0.0006443 |  | 0 |  | 0
| #REF! |  | 0.00018079 |  | 3.8618e-05 |  | 0.00010293 |  | 0 |  | 0 |  | 0 |  | 9.5519e-07 |  | 0 |  | 0 |  | #REF! |  | #REF! |  | 0 |  | 9.1548e-07 |  | #REF! |  | 0 |  | 0 |  | 2.5216e-07 |  | 0 |  | 0 |  | 0.00031131 |  | 0 |  | 7.8016e-07 |  | 0.00063811 |  | 0 |  | 0
| #REF! |  | 0.00016272 |  | 6.2302e-05 |  | 6.8304e-05 |  | 0 |  | 0 |  | 0 |  | 9.3063e-07 |  | 0 |  | 0 |  | #REF! |  | #REF! |  | 0 |  | 1.3667e-06 |  | #REF! |  | 0 |  | 0 |  | 6.3912e-07 |  | 0 |  | 0 |  | 0.00033224 |  | 0 |  | 1.3004e-06 |  | 0.00063505 |  | 0 |  | 0
| #REF! |  | 0.00010747 |  | 2.0734e-06 |  | 2.0725e-05 |  | 0 |  | 0 |  | 0 |  | 8.2881e-07 |  | 0 |  | 0 |  | #REF! |  | #REF! |  | 0 |  | 1.3668e-06 |  | #REF! |  | 0 |  | 0 |  | 9.4974e-07 |  | 0 |  | 0 |  | 0.00027959 |  | 0 |  | 1.3004e-06 |  | 0.00063122 |  | 0 |  | 0
| #REF! |  | 0.00015044 |  | -0.00012018 |  | 5.9304e-05 |  | 0 |  | 0 |  | 0 |  | 7.7969e-07 |  | 0 |  | 0 |  | #REF! |  | #REF! |  | 0 |  | 2.0644e-07 |  | #REF! |  | 0 |  | 0 |  | 9.9066e-07 |  | 0 |  | 0 |  | 0.0002099 |  | 0 |  | 7.8026e-07 |  | 0.00062893 |  | 0 |  | 0
| #REF! |  | 0.00013609 |  | -5.6762e-05 |  | 0.00011143 |  | 0 |  | 0 |  | 0 |  | 8.1415e-07 |  | 0 |  | 0 |  | #REF! |  | #REF! |  | 0 |  | 2.0646e-07 |  | #REF! |  | 0 |  | 0 |  | 8.499e-07 |  | 0 |  | 0 |  | 0.00036484 |  | 0 |  | 2.3409e-06 |  | 0.00062975 |  | 0 |  | 0
| #REF! |  | 4.4216e-05 |  | -3.2498e-05 |  | 7.8787e-05 |  | 0 |  | 0 |  | 0 |  | 8.7501e-07 |  | 0 |  | 0 |  | #REF! |  | #REF! |  | 0 |  | 1.1748e-06 |  | #REF! |  | 0 |  | 0 |  | 7.9159e-07 |  | 0 |  | 0 |  | 0.00040047 |  | 0 |  | 2.3411e-06 |  | 0.00063207 |  | 0 |  | 0
| #REF! |  | 4.8465e-05 |  | -8.9966e-05 |  | 5.0342e-05 |  | 0 |  | 0 |  | 0 |  | 9.1554e-07 |  | 0 |  | 0 |  | #REF! |  | #REF! |  | 0 |  | 1.1748e-06 |  | #REF! |  | 0 |  | 0 |  | 9.1499e-07 |  | 0 |  | 0 |  | 0.00033157 |  | 0 |  | 2.3411e-06 |  | 0.00063448 |  | 0 |  | 0
| #REF! |  | 0.00016275 |  | 3.1045e-06 |  | 4.4407e-05 |  | 0 |  | 0 |  | 0 |  | 9.2659e-07 |  | 0 |  | 0 |  | #REF! |  | #REF! |  | 0 |  | 9.782e-07 |  | #REF! |  | 0 |  | 0 |  | 8.4456e-07 |  | 0 |  | 0 |  | 0.0003827 |  | 0 |  | 2.3412e-06 |  | 0.00063138 |  | 0 |  | 0
| #REF! |  | 0.0001251 |  | -2.591e-05 |  | 2.2697e-05 |  | 0 |  | 0 |  | 0 |  | 9.5624e-07 |  | 0 |  | 0 |  | #REF! |  | #REF! |  | 0 |  | 9.7827e-07 |  | #REF! |  | 0 |  | 0 |  | 7.3273e-07 |  | 0 |  | 0 |  | 0.0003719 |  | 0 |  | 2.3414e-06 |  | 0.00063069 |  | 0 |  | 0
| #REF! |  | -2.3339e-05 |  | -0.00011413 |  | 4.0498e-05 |  | 0 |  | 0 |  | 0 |  | 9.7589e-07 |  | 0 |  | 0 |  | #REF! |  | #REF! |  | 0 |  | 6.6207e-07 |  | #REF! |  | 0 |  | 0 |  | 7.5019e-07 |  | 0 |  | 0 |  | 0.00044009 |  | 0 |  | 2.3415e-06 |  | 0.00062991 |  | 0 |  | 0
| #REF! |  | -1.5983e-05 |  | -7.6893e-05 |  | 4.9378e-05 |  | 0 |  | 0 |  | 0 |  | 9.372e-07 |  | 0 |  | 0 |  | #REF! |  | #REF! |  | 0 |  | 6.6207e-07 |  | #REF! |  | 0 |  | 0 |  | 9.9644e-07 |  | 0 |  | 0 |  | 0.00042772 |  | 0 |  | 2.3415e-06 |  | 0.0006315 |  | 0 |  | 0
| #REF! |  | 0.00012526 |  | 2.6837e-05 |  | 3.1575e-05 |  | 0 |  | 0 |  | 0 |  | 9.4465e-07 |  | 0 |  | 0 |  | #REF! |  | #REF! |  | 0 |  | 1.588e-06 |  | #REF! |  | 0 |  | 0 |  | 1.1784e-06 |  | 0 |  | 0 |  | 0.00032856 |  | 0 |  | 2.3417e-06 |  | 0.00063542 |  | 0 |  | 0
| #REF! |  | 0.00016417 |  | 4.212e-06 |  | 0 |  | 0 |  | 0 |  | 0 |  | 1.0252e-06 |  | 0 |  | 0 |  | #REF! |  | #REF! |  | 0 |  | 1.5881e-06 |  | #REF! |  | 0 |  | 0 |  | 1.1086e-06 |  | 0 |  | 0 |  | 0.00040452 |  | 0 |  | 7.8061e-07 |  | 0.00063778 |  | 0 |  | 0
| #REF! |  | 6.715e-05 |  | -6.3927e-05 |  | 3.758e-05 |  | 0 |  | 0 |  | 0 |  | 1.1438e-06 |  | 0 |  | 0 |  | #REF! |  | #REF! |  | 0 |  | 5.6812e-07 |  | #REF! |  | 0 |  | 0 |  | 9.5026e-07 |  | 0 |  | 0 |  | 0.00049677 |  | 0 |  | 7.8066e-07 |  | 0.00063085 |  | 0 |  | 0
| #REF! |  | 4.7398e-05 |  | -3.0268e-05 |  | 3.9553e-05 |  | 0 |  | 0 |  | 0 |  | 1.1396e-06 |  | 0 |  | 0 |  | #REF! |  | #REF! |  | 0 |  | 5.6812e-07 |  | #REF! |  | 0 |  | 0 |  | 7.9195e-07 |  | 0 |  | 0 |  | 0.00042237 |  | 0 |  | 0 |  | 0.00062697 |  | 0 |  | 0
| #REF! |  | 6.9791e-05 |  | 4.1435e-06 |  | 1.9733e-06 |  | 0 |  | 0 |  | 0 |  | 9.7256e-07 |  | 0 |  | 0 |  | #REF! |  | #REF! |  | 0 |  | 1.4733e-06 |  | #REF! |  | 0 |  | 0 |  | 7.2758e-07 |  | 0 |  | 0 |  | 0.000355 |  | 0 |  | 5.2048e-07 |  | 0.00062783 |  | 0 |  | 0
| #REF! |  | 0.00011597 |  | -7.0024e-06 |  | 3.8479e-05 |  | 0 |  | 0 |  | 0 |  | 9.2218e-07 |  | 0 |  | 0 |  | #REF! |  | #REF! |  | 0 |  | 1.4735e-06 |  | #REF! |  | 0 |  | 0 |  | 7.0409e-07 |  | 0 |  | 0 |  | 0.00031779 |  | 0 |  | 1.3013e-06 |  | 0.00063093 |  | 0 |  | 0
| #REF! |  | 0.0001655 |  | -3.6587e-05 |  | 8.4952e-05 |  | 0 |  | 0 |  | 0 |  | 9.8494e-07 |  | 0 |  | 0 |  | #REF! |  | #REF! |  | 0 |  | 1.1604e-06 |  | #REF! |  | 0 |  | 0 |  | 6.9813e-07 |  | 0 |  | 0 |  | 0.00037365 |  | 0 |  | 1.3013e-06 |  | 0.00062791 |  | 0 |  | 0
| #REF! |  | 0.0001218 |  | -2.6258e-05 |  | 6.3243e-05 |  | 0 |  | 0 |  | 0 |  | 1.0212e-06 |  | 0 |  | 0 |  | #REF! |  | #REF! |  | 0 |  | 1.1606e-06 |  | #REF! |  | 0 |  | 0 |  | 6.8608e-07 |  | 0 |  | 0 |  | 0.00037132 |  | 0 |  | 2.8632e-06 |  | 0.00062171 |  | 0 |  | 0
| #REF! |  | 8.1834e-05 |  | -3.3762e-05 |  | 1.6772e-05 |  | 0 |  | 0 |  | 0 |  | 9.2173e-07 |  | 0 |  | 0 |  | #REF! |  | #REF! |  | 0 |  | 6.2799e-07 |  | #REF! |  | 0 |  | 0 |  | 7.741e-07 |  | 0 |  | 0 |  | 0.00037522 |  | 0 |  | 2.8632e-06 |  | 0.00062408 |  | 0 |  | 0
| #REF! |  | 3.6334e-05 |  | -5.6023e-05 |  | 5.5243e-05 |  | 0 |  | 0 |  | 0 |  | 8.6827e-07 |  | 0 |  | 0 |  | #REF! |  | #REF! |  | 0 |  | 6.2808e-07 |  | #REF! |  | 0 |  | 0 |  | 8.0964e-07 |  | 0 |  | 0 |  | 0.00036904 |  | 0 |  | 2.8632e-06 |  | 0.00062412 |  | 0 |  | 0
| #REF! |  | -7.2003e-05 |  | -0.00013809 |  | 5.5243e-05 |  | 0 |  | 0 |  | 0 |  | 9.421e-07 |  | 0 |  | 0 |  | #REF! |  | #REF! |  | 0 |  | 9.6213e-07 |  | #REF! |  | 0 |  | 0 |  | 8.567e-07 |  | 0 |  | 0 |  | 0.00033648 |  | 0 |  | 2.8635e-06 |  | 0.00062024 |  | 0 |  | 0
| #REF! |  | -5.6931e-05 |  | -0.00014505 |  | 2.3674e-05 |  | 0 |  | 0 |  | 0 |  | 1.0172e-06 |  | 0 |  | 0 |  | #REF! |  | #REF! |  | 0 |  | 9.6221e-07 |  | #REF! |  | 0 |  | 0 |  | 8.0979e-07 |  | 0 |  | 0 |  | 0.00024147 |  | 0 |  | 1.3016e-06 |  | 0.00061334 |  | 0 |  | 0
| #REF! |  | 8.0053e-06 |  | 0.00010289 |  | 2.3674e-05 |  | 0 |  | 0 |  | 0 |  | 1.019e-06 |  | 0 |  | 0 |  | #REF! |  | #REF! |  | 0 |  | 2.2164e-06 |  | #REF! |  | 0 |  | 0 |  | 7.1579e-07 |  | 0 |  | 0 |  | 0.0002756 |  | 0 |  | 7.8101e-07 |  | 0.00061183 |  | 0 |  | 0
| #REF! |  | 2.071e-05 |  | 0.00016586 |  | 6.9048e-06 |  | 0 |  | 0 |  | 0 |  | 9.6132e-07 |  | 0 |  | 0 |  | #REF! |  | #REF! |  | 0 |  | 2.2166e-06 |  | #REF! |  | 0 |  | 0 |  | 6.3933e-07 |  | 0 |  | 0 |  | 0.00046527 |  | 0 |  | 7.8106e-07 |  | 0.00061028 |  | 0 |  | 0
| #REF! |  | 3.8705e-05 |  | 2.4843e-05 |  | 6.9048e-06 |  | 0 |  | 0 |  | 0 |  | 9.7678e-07 |  | 0 |  | 0 |  | #REF! |  | #REF! |  | 0 |  | 9.2443e-07 |  | #REF! |  | 0 |  | 0 |  | 7.0387e-07 |  | 0 |  | 0 |  | 0.00041877 |  | 0 |  | 2.8639e-06 |  | 0.00060799 |  | 0 |  | 0
| #REF! |  | 6.7522e-05 |  | 7.3054e-05 |  | 3.1562e-05 |  | 0 |  | 0 |  | 0 |  | 1.0143e-06 |  | 0 |  | 0 |  | #REF! |  | #REF! |  | 0 |  | 9.2456e-07 |  | #REF! |  | 0 |  | 0 |  | 9.2684e-07 |  | 0 |  | 0 |  | 0.00040484 |  | 0 |  | 2.8641e-06 |  | 0.00061036 |  | 0 |  | 0
| #REF! |  | 0.0001285 |  | 3.3235e-05 |  | 3.1562e-05 |  | 0 |  | 0 |  | 0 |  | 9.8609e-07 |  | 0 |  | 0 |  | #REF! |  | #REF! |  | 0 |  | 4.9819e-07 |  | #REF! |  | 0 |  | 0 |  | 9.6791e-07 |  | 0 |  | 0 |  | 0.00042816 |  | 0 |  | 1.3019e-06 |  | 0.00062052 |  | 0 |  | 0
| #REF! |  | 0.00010368 |  | -6.2311e-06 |  | 7.2806e-05 |  | 0 |  | 0 |  | 0 |  | 9.3875e-07 |  | 0 |  | 0 |  | #REF! |  | #REF! |  | 0 |  | 4.9823e-07 |  | #REF! |  | 0 |  | 0 |  | 8.7992e-07 |  | 0 |  | 0 |  | 0.00048553 |  | 0 |  | 2.8645e-06 |  | 0.00063289 |  | 0 |  | 0
| #REF! |  | 5.8065e-06 |  | 4.3646e-05 |  | 7.28e-05 |  | 0 |  | 0 |  | 0 |  | 9.5913e-07 |  | 0 |  | 0 |  | #REF! |  | #REF! |  | 0 |  | 5.9532e-07 |  | #REF! |  | 0 |  | 0 |  | 8.6252e-07 |  | 0 |  | 0 |  | 0.00041578 |  | 0 |  | 2.3436e-06 |  | 0.00063685 |  | 0 |  | 0
| #REF! |  | -3.0581e-05 |  | -5.9599e-05 |  | 0 |  | 0 |  | 0 |  | 0 |  | 1.0366e-06 |  | 0 |  | 0 |  | #REF! |  | #REF! |  | 0 |  | 5.9536e-07 |  | #REF! |  | 0 |  | 0 |  | 9.2701e-07 |  | 0 |  | 0 |  | 0.00026453 |  | 0 |  | 2.3438e-06 |  | 0.00063146 |  | 0 |  | 0
| #REF! |  | 9.7934e-06 |  | -1.7975e-05 |  | 0 |  | 0 |  | 0 |  | 0 |  | 1.0422e-06 |  | 0 |  | 0 |  | #REF! |  | #REF! |  | 0 |  | 9.2872e-07 |  | #REF! |  | 0 |  | 0 |  | 9.1564e-07 |  | 0 |  | 0 |  | 0.00031653 |  | 0 |  | 2.8648e-06 |  | 0.00062607 |  | 0 |  | 0
| #REF! |  | 1.5422e-05 |  | 1.0873e-05 |  | 5.2269e-05 |  | 0 |  | 0 |  | 0 |  | 9.9927e-07 |  | 0 |  | 0 |  | #REF! |  | #REF! |  | 0 |  | 9.2885e-07 |  | #REF! |  | 0 |  | 0 |  | 8.6328e-07 |  | 0 |  | 0 |  | 0.00022779 |  | 0 |  | 5.2088e-07 |  | 0.00062064 |  | 0 |  | 0
| #REF! |  | 5.1104e-05 |  | -5.7774e-05 |  | 5.4242e-05 |  | 0 |  | 0 |  | 0 |  | 9.6914e-07 |  | 0 |  | 0 |  | #REF! |  | #REF! |  | 0 |  | 7.1962e-07 |  | #REF! |  | 0 |  | 0 |  | 9.2778e-07 |  | 0 |  | 0 |  | 0.00025496 |  | 0 |  | 5.2091e-07 |  | 0.00061913 |  | 0 |  | 0
| #REF! |  | 0.00014244 |  | -7.6933e-06 |  | 5.0298e-05 |  | 0 |  | 0 |  | 0 |  | 9.4525e-07 |  | 0 |  | 0 |  | #REF! |  | #REF! |  | 0 |  | 7.1968e-07 |  | #REF! |  | 0 |  | 0 |  | 1.0509e-06 |  | 0 |  | 0 |  | 0.00041743 |  | 0 |  | 5.2094e-07 |  | 0.00061917 |  | 0 |  | 0
| #REF! |  | 0.00019837 |  | -1.0218e-05 |  | 4.8316e-05 |  | 0 |  | 0 |  | 0 |  | 9.2134e-07 |  | 0 |  | 0 |  | #REF! |  | #REF! |  | 0 |  | 1.3611e-06 |  | #REF! |  | 0 |  | 0 |  | 1.0389e-06 |  | 0 |  | 0 |  | 0.00037791 |  | 0 |  | 5.2098e-07 |  | 0.00062158 |  | 0 |  | 0
| #REF! |  | 0.00015631 |  | 2.9474e-05 |  | 0 |  | 0 |  | 0 |  | 0 |  | 8.5123e-07 |  | 0 |  | 0 |  | #REF! |  | #REF! |  | 0 |  | 1.3612e-06 |  | #REF! |  | 0 |  | 0 |  | 9.0986e-07 |  | 0 |  | 0 |  | 0.00034064 |  | 0 |  | 2.8654e-06 |  | 0.0006161 |  | 0 |  | 0
| #REF! |  | 0.00015915 |  | 4.1208e-05 |  | 0 |  | 0 |  | 0 |  | 0 |  | 8.254e-07 |  | 0 |  | 0 |  | #REF! |  | #REF! |  | 0 |  | 8.5931e-07 |  | #REF! |  | 0 |  | 0 |  | 6.928e-07 |  | 0 |  | 0 |  | 0.00033681 |  | 0 |  | 2.8656e-06 |  | 0.00060532 |  | 0 |  | 0
| #REF! |  | 0.00015067 |  | -2.9464e-05 |  | 8.3023e-05 |  | 0 |  | 0 |  | 0 |  | 8.7538e-07 |  | 0 |  | 0 |  | #REF! |  | #REF! |  | 0 |  | 8.5944e-07 |  | #REF! |  | 0 |  | 0 |  | 5.8739e-07 |  | 0 |  | 0 |  | 0.00026753 |  | 0 |  | 1.3026e-06 |  | 0.00059915 |  | 0 |  | 0
| #REF! |  | 0.00010373 |  | -3.9032e-05 |  | 8.3016e-05 |  | 0 |  | 0 |  | 0 |  | 9.5526e-07 |  | 0 |  | 0 |  | #REF! |  | #REF! |  | 0 |  | 7.7852e-07 |  | #REF! |  | 0 |  | 0 |  | 7.399e-07 |  | 0 |  | 0 |  | 0.00020778 |  | 0 |  | 7.8161e-07 |  | 0.00059919 |  | 0 |  | 0
| #REF! |  | 0.00021643 |  | 0.00011605 |  | 5.2256e-05 |  | 0 |  | 0 |  | 0 |  | 9.8435e-07 |  | 0 |  | 0 |  | #REF! |  | #REF! |  | 0 |  | 1.2699e-06 |  | #REF! |  | 0 |  | 0 |  | 9.276e-07 |  | 0 |  | 0 |  | 0.00023517 |  | 0 |  | 0 |  | 0.00060773 |  | 0 |  | 0
| #REF! |  | 0.00023224 |  | 0.00015023 |  | 5.2256e-05 |  | 0 |  | 0 |  | 0 |  | 9.499e-07 |  | 0 |  | 0 |  | #REF! |  | #REF! |  | 0 |  | 1.6166e-06 |  | #REF! |  | 0 |  | 0 |  | 1.0573e-06 |  | 0 |  | 0 |  | 0.00034929 |  | 0 |  | 5.2111e-07 |  | 0.00061242 |  | 0 |  | 0
| #REF! |  | 0.00010144 |  | -2.032e-05 |  | 1.3803e-05 |  | 0 |  | 0 |  | 0 |  | 9.4814e-07 |  | 0 |  | 0 |  | #REF! |  | #REF! |  | 0 |  | 1.1255e-06 |  | #REF! |  | 0 |  | 0 |  | 9.5181e-07 |  | 0 |  | 0 |  | 0.00038502 |  | 0 |  | 4.4297e-06 |  | 0.00061169 |  | 0 |  | 0
| #REF! |  | 1.1004e-05 |  | -3.4655e-05 |  | 1.3802e-05 |  | 0 |  | 0 |  | 0 |  | 9.6413e-07 |  | 0 |  | 0 |  | #REF! |  | #REF! |  | 0 |  | 1.217e-06 |  | #REF! |  | 0 |  | 0 |  | 9.0477e-07 |  | 0 |  | 0 |  | 0.00043007 |  | 0 |  | 3.9088e-06 |  | 0.00060551 |  | 0 |  | 0
| #REF! |  | 9.6502e-05 |  | 4.4332e-06 |  | 3.7463e-05 |  | 0 |  | 0 |  | 0 |  | 9.7284e-07 |  | 0 |  | 0 |  | #REF! |  | #REF! |  | 0 |  | 1.217e-06 |  | #REF! |  | 0 |  | 0 |  | 1.0279e-06 |  | 0 |  | 0 |  | 0.00045882 |  | 0 |  | 7.8176e-07 |  | 0.00059934 |  | 0 |  | 0
| #REF! |  | 0.00019279 |  | 1.9171e-05 |  | 5.3274e-05 |  | 0 |  | 0 |  | 0 |  | 9.7653e-07 |  | 0 |  | 0 |  | #REF! |  | #REF! |  | 0 |  | 9.9081e-07 |  | #REF! |  | 0 |  | 0 |  | 1.0333e-06 |  | 0 |  | 0 |  | 0.00037811 |  | 0 |  | 1.303e-06 |  | 0.00060016 |  | 0 |  | 0
| #REF! |  | 0.00018125 |  | -5.2873e-05 |  | 1.5809e-05 |  | 0 |  | 0 |  | 0 |  | 9.5385e-07 |  | 0 |  | 0 |  | #REF! |  | #REF! |  | 0 |  | 9.9088e-07 |  | #REF! |  | 0 |  | 0 |  | 1.0926e-06 |  | 0 |  | 0 |  | 0.00024123 |  | 0 |  | 5.2121e-07 |  | 0.0006002 |  | 0 |  | 0
| #REF! |  | 5.9764e-05 |  | -5.7211e-05 |  | 0 |  | 0 |  | 0 |  | 0 |  | 9.4716e-07 |  | 0 |  | 0 |  | #REF! |  | #REF! |  | 0 |  | 7.9949e-07 |  | #REF! |  | 0 |  | 0 |  | 1.0752e-06 |  | 0 |  | 0 |  | 0.0002785 |  | 0 |  | 5.2128e-07 |  | 0.00059787 |  | 0 |  | 0
| #REF! |  | 4.1791e-05 |  | 3.8134e-05 |  | 2.9571e-05 |  | 0 |  | 0 |  | 0 |  | 9.6009e-07 |  | 0 |  | 0 |  | #REF! |  | #REF! |  | 0 |  | 7.9955e-07 |  | #REF! |  | 0 |  | 0 |  | 1.2278e-06 |  | 0 |  | 0 |  | 0.0003906 |  | 0 |  | 2.867e-06 |  | 0.00059484 |  | 0 |  | 0
| #REF! |  | 0.0001411 |  | 3.6289e-05 |  | 2.9574e-05 |  | 0 |  | 0 |  | 0 |  | 9.9034e-07 |  | 0 |  | 0 |  | #REF! |  | #REF! |  | 0 |  | 1.1299e-06 |  | #REF! |  | 0 |  | 0 |  | 1.2339e-06 |  | 0 |  | 0 |  | 0.00030829 |  | 0 |  | 2.3459e-06 |  | 0.00059484 |  | 0 |  | 0
| #REF! |  | 0.00011721 |  | -7.1208e-05 |  | 0 |  | 0 |  | 0 |  | 0 |  | 9.5279e-07 |  | 0 |  | 0 |  | #REF! |  | #REF! |  | 0 |  | 1.1299e-06 |  | #REF! |  | 0 |  | 0 |  | 9.8716e-07 |  | 0 |  | 0 |  | 0.00038908 |  | 0 |  | 0 |  | 0.00059876 |  | 0 |  | 0
| #REF! |  | 9.5405e-05 |  | -5.2652e-05 |  | 0 |  | 0 |  | 0 |  | 0 |  | 8.9009e-07 |  | 0 |  | 0 |  | #REF! |  | #REF! |  | 0 |  | 1.0688e-06 |  | #REF! |  | 0 |  | 0 |  | 7.2837e-07 |  | 0 |  | 0 |  | 0.00044657 |  | 0 |  | 0 |  | 0.00060501 |  | 0 |  | 0
| #REF! |  | 9.0599e-05 |  | -2.1768e-05 |  | 1.0842e-05 |  | 0 |  | 0 |  | 0 |  | 8.6916e-07 |  | 0 |  | 0 |  | #REF! |  | #REF! |  | 0 |  | 1.0689e-06 |  | #REF! |  | 0 |  | 0 |  | 5.9319e-07 |  | 0 |  | 0 |  | 0.0003099 |  | 0 |  | 7.8206e-07 |  | 0.00061049 |  | 0 |  | 0
| #REF! |  | 0.00011434 |  | 9.9799e-07 |  | 2.3684e-05 |  | 0 |  | 0 |  | 0 |  | 8.9518e-07 |  | 0 |  | 0 |  | #REF! |  | #REF! |  | 0 |  | 1.1884e-06 |  | #REF! |  | 0 |  | 0 |  | 8.0515e-07 |  | 0 |  | 0 |  | 0.00037129 |  | 0 |  | 1.3034e-06 |  | 0.00061208 |  | 0 |  | 0
| #REF! |  | 0.0001279 |  | 9.1953e-06 |  | 1.9744e-05 |  | 0 |  | 0 |  | 0 |  | 8.9202e-07 |  | 0 |  | 0 |  | #REF! |  | #REF! |  | 0 |  | 1.1886e-06 |  | #REF! |  | 0 |  | 0 |  | 9.2276e-07 |  | 0 |  | 0 |  | 0.00037364 |  | 0 |  | 5.2144e-07 |  | 0.00061056 |  | 0 |  | 0
| #REF! |  | 6.2782e-05 |  | 9.6461e-06 |  | 6.8993e-06 |  | 0 |  | 0 |  | 0 |  | 8.5893e-07 |  | 0 |  | 0 |  | #REF! |  | #REF! |  | 0 |  | 1.3965e-06 |  | #REF! |  | 0 |  | 0 |  | 9.4044e-07 |  | 0 |  | 0 |  | 0.000355 |  | 0 |  | 0 |  | 0.00060823 |  | 0 |  | 0
| #REF! |  | 3.3289e-05 |  | 1.63e-05 |  | 2.6609e-05 |  | 0 |  | 0 |  | 0 |  | 8.5339e-07 |  | 0 |  | 0 |  | #REF! |  | #REF! |  | 0 |  | 1.3965e-06 |  | #REF! |  | 0 |  | 0 |  | 8.9335e-07 |  | 0 |  | 0 |  | 0.00035269 |  | 0 |  | 7.8221e-07 |  | 0.00060905 |  | 0 |  | 0
| #REF! |  | 0.00013122 |  | 1.8513e-05 |  | 2.6609e-05 |  | 0 |  | 0 |  | 0 |  | 9.3343e-07 |  | 0 |  | 0 |  | #REF! |  | #REF! |  | 0 |  | 9.1974e-07 |  | #REF! |  | 0 |  | 0 |  | 8.4627e-07 |  | 0 |  | 0 |  | 0.00023075 |  | 0 |  | 1.3038e-06 |  | 0.0006068 |  | 0 |  | 0
| #REF! |  | 0.00026645 |  | 3.7174e-05 |  | 7.8843e-06 |  | 0 |  | 0 |  | 0 |  | 1.0296e-06 |  | 0 |  | 0 |  | #REF! |  | #REF! |  | 0 |  | 9.1981e-07 |  | #REF! |  | 0 |  | 0 |  | 7.4614e-07 |  | 0 |  | 0 |  | 0.00021282 |  | 0 |  | 2.8683e-06 |  | 0.00059825 |  | 0 |  | 0
| #REF! |  | 0.00020215 |  | 5.3366e-05 |  | 7.8843e-06 |  | 0 |  | 0 |  | 0 |  | 1.034e-06 |  | 0 |  | 0 |  | #REF! |  | #REF! |  | 0 |  | 1.8338e-06 |  | #REF! |  | 0 |  | 0 |  | 5.4637e-07 |  | 0 |  | 0 |  | 0.00030219 |  | 0 |  | 2.8685e-06 |  | 0.00059363 |  | 0 |  | 0
| #REF! |  | 7.0593e-05 |  | 6.5703e-05 |  | 6.1382e-05 |  | 0 |  | 0 |  | 0 |  | 9.6378e-07 |  | 0 |  | 0 |  | #REF! |  | #REF! |  | 0 |  | 1.834e-06 |  | #REF! |  | 0 |  | 0 |  | 5.4637e-07 |  | 0 |  | 0 |  | 0.00030494 |  | 0 |  | 1.3039e-06 |  | 0.00059677 |  | 0 |  | 0
| #REF! |  | 4.2734e-05 |  | -1.1321e-05 |  | 6.1376e-05 |  | 0 |  | 0 |  | 0 |  | 9.1644e-07 |  | 0 |  | 0 |  | #REF! |  | #REF! |  | 0 |  | 1.064e-06 |  | #REF! |  | 0 |  | 0 |  | 8.2899e-07 |  | 0 |  | 0 |  | 0.00030028 |  | 0 |  | 7.8241e-07 |  | 0.00060221 |  | 0 |  | 0
| #REF! |  | 7.7724e-05 |  | -6.513e-05 |  | 1.5767e-05 |  | 0 |  | 0 |  | 0 |  | 9.387e-07 |  | 0 |  | 0 |  | #REF! |  | #REF! |  | 0 |  | 1.064e-06 |  | #REF! |  | 0 |  | 0 |  | 1.1117e-06 |  | 0 |  | 0 |  | 0.00043676 |  | 0 |  | 2.3472e-06 |  | 0.00060695 |  | 0 |  | 0
| #REF! |  | 8.9921e-05 |  | -0.00013497 |  | 2.0704e-05 |  | 0 |  | 0 |  | 0 |  | 9.2885e-07 |  | 0 |  | 0 |  | #REF! |  | #REF! |  | 0 |  | 4.0345e-07 |  | #REF! |  | 0 |  | 0 |  | 1.1292e-06 |  | 0 |  | 0 |  | 0.00043831 |  | 0 |  | 2.3474e-06 |  | 0.00060773 |  | 0 |  | 0
| #REF! |  | 7.6205e-05 |  | -7.9641e-05 |  | 4.4356e-05 |  | 0 |  | 0 |  | 0 |  | 9.2761e-07 |  | 0 |  | 0 |  | #REF! |  | #REF! |  | 0 |  | 4.0351e-07 |  | #REF! |  | 0 |  | 0 |  | 1.0525e-06 |  | 0 |  | 0 |  | 0.00036764 |  | 0 |  | 2.3475e-06 |  | 0.00060548 |  | 0 |  | 0
| #REF! |  | 5.6483e-05 |  | 1.1533e-05 |  | 3.9414e-05 |  | 0 |  | 0 |  | 0 |  | 9.2902e-07 |  | 0 |  | 0 |  | #REF! |  | #REF! |  | 0 |  | 5.2187e-07 |  | #REF! |  | 0 |  | 0 |  | 9.174e-07 |  | 0 |  | 0 |  | 0.00039251 |  | 0 |  | 2.8692e-06 |  | 0.00060237 |  | 0 |  | 0
| #REF! |  | 6.5086e-05 |  | -1.753e-05 |  | 1.5766e-05 |  | 0 |  | 0 |  | 0 |  | 9.4371e-07 |  | 0 |  | 0 |  | #REF! |  | #REF! |  | 0 |  | 5.2194e-07 |  | #REF! |  | 0 |  | 0 |  | 8.0559e-07 |  | 0 |  | 0 |  | 0.00037855 |  | 0 |  | 1.3043e-06 |  | 0.00060085 |  | 0 |  | 0
| #REF! |  | 0.0001728 |  | -0.00010342 |  | 2.4652e-05 |  | 0 |  | 0 |  | 0 |  | 9.3711e-07 |  | 0 |  | 0 |  | #REF! |  | #REF! |  | 0 |  | 5.0254e-07 |  | #REF! |  | 0 |  | 0 |  | 6.8192e-07 |  | 0 |  | 0 |  | 0.00031249 |  | 0 |  | 7.8261e-07 |  | 0.00060167 |  | 0 |  | 0
| #REF! |  | 0.00015782 |  | 1.4287e-05 |  | 2.8593e-05 |  | 0 |  | 0 |  | 0 |  | 9.4512e-07 |  | 0 |  | 0 |  | #REF! |  | #REF! |  | 0 |  | 5.0261e-07 |  | #REF! |  | 0 |  | 0 |  | 7.3507e-07 |  | 0 |  | 0 |  | 0.00037937 |  | 0 |  | 2.348e-06 |  | 0.0005986 |  | 0 |  | 0
| #REF! |  | 0.00013087 |  | 4.5412e-05 |  | 1.9705e-05 |  | 0 |  | 0 |  | 0 |  | 1.0198e-06 |  | 0 |  | 0 |  | #REF! |  | #REF! |  | 0 |  | 7.0427e-07 |  | #REF! |  | 0 |  | 0 |  | 9.1756e-07 |  | 0 |  | 0 |  | 0.0004299 |  | 0 |  | 2.348e-06 |  | 0.00059082 |  | 0 |  | 0
| #REF! |  | 0.00011427 |  | 1.1304e-05 |  | 3.744e-05 |  | 0 |  | 0 |  | 0 |  | 1.0204e-06 |  | 0 |  | 0 |  | #REF! |  | #REF! |  | 0 |  | 7.0432e-07 |  | #REF! |  | 0 |  | 0 |  | 9.3508e-07 |  | 0 |  | 0 |  | 0.00040041 |  | 0 |  | 7.8271e-07 |  | 0.0005909 |  | 0 |  | 0
| #REF! |  | 6.5475e-05 |  | 0.000136 |  | 3.7437e-05 |  | 0 |  | 0 |  | 0 |  | 9.4837e-07 |  | 0 |  | 0 |  | #REF! |  | #REF! |  | 0 |  | 1.7029e-06 |  | #REF! |  | 0 |  | 0 |  | 9.1765e-07 |  | 0 |  | 0 |  | 0.00038875 |  | 0 |  | 7.8276e-07 |  | 0.00059479 |  | 0 |  | 0
| #REF! |  | 8.5487e-06 |  | -4.2623e-05 |  | 6.8178e-05 |  | 0 |  | 0 |  | 0 |  | 9.3481e-07 |  | 0 |  | 0 |  | #REF! |  | #REF! |  | 0 |  | 1.703e-06 |  | #REF! |  | 0 |  | 0 |  | 9.2369e-07 |  | 0 |  | 0 |  | 0.00034057 |  | 0 |  | 7.8281e-07 |  | 0.00059949 |  | 0 |  | 0
| #REF! |  | 7.2101e-05 |  | -0.00016969 |  | 9.8789e-05 |  | 0 |  | 0 |  | 0 |  | 9.6818e-07 |  | 0 |  | 0 |  | #REF! |  | #REF! |  | 0 |  | 1.0693e-06 |  | #REF! |  | 0 |  | 0 |  | 9.5942e-07 |  | 0 |  | 0 |  | 0.00038647 |  | 0 |  | 7.8281e-07 |  | 0.00060108 |  | 0 |  | 0
| #REF! |  | 0.00017368 |  | -2.5212e-05 |  | 7.3959e-05 |  | 0 |  | 0 |  | 0 |  | 1.0199e-06 |  | 0 |  | 0 |  | #REF! |  | #REF! |  | 0 |  | 1.0694e-06 |  | #REF! |  | 0 |  | 0 |  | 9.2377e-07 |  | 0 |  | 0 |  | 0.00038805 |  | 0 |  | 0 |  | 0.00060035 |  | 0 |  | 0
| #REF! |  | 0.00016568 |  | -2.6271e-06 |  | 4.3344e-05 |  | 0 |  | 0 |  | 0 |  | 1.0288e-06 |  | 0 |  | 0 |  | #REF! |  | #REF! |  | 0 |  | 1.157e-06 |  | #REF! |  | 0 |  | 0 |  | 7.7045e-07 |  | 0 |  | 0 |  | 0.0004114 |  | 0 |  | 0 |  | 0.00060116 |  | 0 |  | 0
| #REF! |  | 0.00011937 |  | -5.9948e-06 |  | 3.7434e-05 |  | 0 |  | 0 |  | 0 |  | 9.9292e-07 |  | 0 |  | 0 |  | #REF! |  | #REF! |  | 0 |  | 1.1572e-06 |  | #REF! |  | 0 |  | 0 |  | 7.4682e-07 |  | 0 |  | 0 |  | 0.00043865 |  | 0 |  | 7.8291e-07 |  | 0.00060198 |  | 0 |  | 0
| #REF! |  | 1.894e-05 |  | -2.9589e-05 |  | 3.7434e-05 |  | 0 |  | 0 |  | 0 |  | 9.4687e-07 |  | 0 |  | 0 |  | #REF! |  | #REF! |  | 0 |  | 1.4553e-06 |  | #REF! |  | 0 |  | 0 |  | 9.0589e-07 |  | 0 |  | 0 |  | 0.00036632 |  | 0 |  | 7.8296e-07 |  | 0.00060276 |  | 0 |  | 0
| #REF! |  | 2.8609e-05 |  | -6.7132e-05 |  | 1.2805e-05 |  | 0 |  | 0 |  | 0 |  | 8.5378e-07 |  | 0 |  | 0 |  | #REF! |  | #REF! |  | 0 |  | 1.4556e-06 |  | #REF! |  | 0 |  | 0 |  | 1.1241e-06 |  | 0 |  | 0 |  | 0.00043793 |  | 0 |  | 7.8301e-07 |  | 0.00059583 |  | 0 |  | 0
| #REF! |  | 0.0001138 |  | -1.0832e-05 |  | 1.2806e-05 |  | 0 |  | 0 |  | 0 |  | 7.8351e-07 |  | 0 |  | 0 |  | #REF! |  | #REF! |  | 0 |  | 1.3944e-06 |  | #REF! |  | 0 |  | 0 |  | 1.2008e-06 |  | 0 |  | 0 |  | 0.00043949 |  | 0 |  | 2.8711e-06 |  | 0.00058961 |  | 0 |  | 0
| #REF! |  | 9.4488e-05 |  | -1.3511e-05 |  | 2.955e-06 |  | 0 |  | 0 |  | 0 |  | 7.5214e-07 |  | 0 |  | 0 |  | #REF! |  | #REF! |  | 0 |  | 1.3946e-06 |  | #REF! |  | 0 |  | 0 |  | 1.0945e-06 |  | 0 |  | 0 |  | 0.00051341 |  | 0 |  | 2.8714e-06 |  | 0.00058809 |  | 0 |  | 0
| #REF! |  | 0.00010297 |  | -2.3013e-05 |  | 3.7511e-05 |  | 0 |  | 0 |  | 0 |  | 7.8242e-07 |  | 0 |  | 0 |  | #REF! |  | #REF! |  | 0 |  | 1.699e-06 |  | #REF! |  | 0 |  | 0 |  | 9.943e-07 |  | 0 |  | 0 |  | 0.00043021 |  | 0 |  | 7.8311e-07 |  | 0.00059202 |  | 0 |  | 0
| #REF! |  | 9.3927e-05 |  | 3.9599e-05 |  | 5.7206e-05 |  | 0 |  | 0 |  | 0 |  | 8.9525e-07 |  | 0 |  | 0 |  | #REF! |  | #REF! |  | 0 |  | 1.699e-06 |  | #REF! |  | 0 |  | 0 |  | 9.0606e-07 |  | 0 |  | 0 |  | 0.00034388 |  | 0 |  | 2.3495e-06 |  | 0.00059361 |  | 0 |  | 0
| #REF! |  | 7.9131e-05 |  | 8.5133e-05 |  | 2.2655e-05 |  | 0 |  | 0 |  | 0 |  | 9.9337e-07 |  | 0 |  | 0 |  | #REF! |  | #REF! |  | 0 |  | 1.6786e-06 |  | #REF! |  | 0 |  | 0 |  | 8.7108e-07 |  | 0 |  | 0 |  | 0.00023826 |  | 0 |  | 4.4379e-06 |  | 0.0005921 |  | 0 |  | 0
| #REF! |  | 0.00014413 |  | 2.3111e-05 |  | 3.9393e-05 |  | 0 |  | 0 |  | 0 |  | 1.0138e-06 |  | 0 |  | 0 |  | #REF! |  | #REF! |  | 0 |  | 1.6787e-06 |  | #REF! |  | 0 |  | 0 |  | 8.5967e-07 |  | 0 |  | 0 |  | 0.00017757 |  | 0 |  | 4.4382e-06 |  | 0.0005991 |  | 0 |  | 0
| #REF! |  | 0.00018348 |  | -6.5663e-05 |  | 3.9397e-05 |  | 0 |  | 0 |  | 0 |  | 9.4351e-07 |  | 0 |  | 0 |  | #REF! |  | #REF! |  | 0 |  | 1.7531e-07 |  | #REF! |  | 0 |  | 0 |  | 8.3609e-07 |  | 0 |  | 0 |  | 0.00031749 |  | 0 |  | 2.872e-06 |  | 0.00060462 |  | 0 |  | 0
| #REF! |  | 0.0001543 |  | -6.9507e-05 |  | 3.9393e-05 |  | 0 |  | 0 |  | 0 |  | 8.3744e-07 |  | 0 |  | 0 |  | #REF! |  | #REF! |  | 0 |  | 1.7532e-07 |  | #REF! |  | 0 |  | 0 |  | 9.1227e-07 |  | 0 |  | 0 |  | 0.00024114 |  | 0 |  | 2.8722e-06 |  | 0.00060462 |  | 0 |  | 0
| #REF! |  | 0.00013744 |  | -7.5451e-05 |  | 5.6174e-05 |  | 0 |  | 0 |  | 0 |  | 7.666e-07 |  | 0 |  | 0 |  | #REF! |  | #REF! |  | 0 |  | 1.2486e-06 |  | #REF! |  | 0 |  | 0 |  | 9.7704e-07 |  | 0 |  | 0 |  | 0.00023104 |  | 0 |  | 2.8722e-06 |  | 0.00060077 |  | 0 |  | 0
| #REF! |  | 9.6144e-05 |  | -4.7426e-05 |  | 2.072e-05 |  | 0 |  | 0 |  | 0 |  | 8.1848e-07 |  | 0 |  | 0 |  | #REF! |  | #REF! |  | 0 |  | 1.2486e-06 |  | #REF! |  | 0 |  | 0 |  | 1.0007e-06 |  | 0 |  | 0 |  | 0.00033543 |  | 0 |  | 5.2224e-07 |  | 0.00059847 |  | 0 |  | 0
| #REF! |  | 2.3716e-05 |  | -1.5514e-06 |  | 3.9387e-06 |  | 0 |  | 0 |  | 0 |  | 9.1786e-07 |  | 0 |  | 0 |  | #REF! |  | #REF! |  | 0 |  | 1.3057e-06 |  | #REF! |  | 0 |  | 0 |  | 9.3005e-07 |  | 0 |  | 0 |  | 0.00041639 |  | 0 |  | 5.2228e-07 |  | 0.00060007 |  | 0 |  | 0
| #REF! |  | 1.0956e-05 |  | 4.2678e-06 |  | 1.9697e-05 |  | 0 |  | 0 |  | 0 |  | 9.9126e-07 |  | 0 |  | 0 |  | #REF! |  | #REF! |  | 0 |  | 1.3059e-06 |  | #REF! |  | 0 |  | 0 |  | 8.6535e-07 |  | 0 |  | 0 |  | 0.00041642 |  | 0 |  | 1.3057e-06 |  | 0.00060166 |  | 0 |  | 0
| #REF! |  | 4.0957e-05 |  | -3.1125e-05 |  | 1.9695e-05 |  | 0 |  | 0 |  | 0 |  | 9.9373e-07 |  | 0 |  | 0 |  | #REF! |  | #REF! |  | 0 |  | 1.0398e-06 |  | #REF! |  | 0 |  | 0 |  | 8.9498e-07 |  | 0 |  | 0 |  | 0.0003604 |  | 0 |  | 1.3059e-06 |  | 0.00060404 |  | 0 |  | 0
| #REF! |  | 0.00012747 |  | -0.00014901 |  | 0 |  | 0 |  | 0 |  | 0 |  | 9.5866e-07 |  | 0 |  | 0 |  | #REF! |  | #REF! |  | 0 |  | 1.04e-06 |  | #REF! |  | 0 |  | 0 |  | 8.364e-07 |  | 0 |  | 0 |  | 0.00036663 |  | 0 |  | 1.3058e-06 |  | 0.00060248 |  | 0 |  | 0
| #REF! |  | 2.7591e-05 |  | -0.00018015 |  | 0 |  | 0 |  | 0 |  | 0 |  | 9.3037e-07 |  | 0 |  | 0 |  | #REF! |  | #REF! |  | 0 |  | 8.8572e-07 |  | #REF! |  | 0 |  | 0 |  | 7.9534e-07 |  | 0 |  | 0 |  | 0.00033473 |  | 0 |  | 1.3059e-06 |  | 0.00059551 |  | 0 |  | 0
| #REF! |  | 2.3725e-05 |  | -7.1986e-05 |  | 7.3821e-05 |  | 0 |  | 0 |  | 0 |  | 8.9026e-07 |  | 0 |  | 0 |  | #REF! |  | #REF! |  | 0 |  | 8.8585e-07 |  | #REF! |  | 0 |  | 0 |  | 6.5986e-07 |  | 0 |  | 0 |  | 0.00031142 |  | 0 |  | 1.3059e-06 |  | 0.00058781 |  | 0 |  | 0
| #REF! |  | 0.00016157 |  | -2.4904e-05 |  | 7.382e-05 |  | 0 |  | 0 |  | 0 |  | 8.7307e-07 |  | 0 |  | 0 |  | #REF! |  | #REF! |  | 0 |  | 9.8576e-07 |  | #REF! |  | 0 |  | 0 |  | 6.1274e-07 |  | 0 |  | 0 |  | 0.00042509 |  | 0 |  | 7.8366e-07 |  | 0.00058002 |  | 0 |  | 0
| #REF! |  | 0.0001076 |  | -8.2395e-07 |  | 9.846e-06 |  | 0 |  | 0 |  | 0 |  | 8.6019e-07 |  | 0 |  | 0 |  | #REF! |  | #REF! |  | 0 |  | 9.8576e-07 |  | #REF! |  | 0 |  | 0 |  | 6.3639e-07 |  | 0 |  | 0 |  | 0.00051543 |  | 0 |  | 0 |  | 0.0005785 |  | 0 |  | 0
| #REF! |  | 7.8854e-05 |  | -1.5273e-05 |  | 9.8469e-06 |  | 0 |  | 0 |  | 0 |  | 8.6574e-07 |  | 0 |  | 0 |  | #REF! |  | #REF! |  | 0 |  | 8.5409e-07 |  | #REF! |  | 0 |  | 0 |  | 6.8358e-07 |  | 0 |  | 0 |  | 0.00045937 |  | 0 |  | 5.2248e-07 |  | 0.00058395 |  | 0 |  | 0
| #REF! |  | 0.00017809 |  | -7.31e-05 |  | 8.8613e-06 |  | 0 |  | 0 |  | 0 |  | 9.1026e-07 |  | 0 |  | 0 |  | #REF! |  | #REF! |  | 0 |  | 8.5416e-07 |  | #REF! |  | 0 |  | 0 |  | 7.3083e-07 |  | 0 |  | 0 |  | 0.00039947 |  | 0 |  | 1.3062e-06 |  | 0.00059103 |  | 0 |  | 0
| #REF! |  | 0.00017369 |  | -4.9064e-05 |  | 8.8613e-06 |  | 0 |  | 0 |  | 0 |  | 9.6333e-07 |  | 0 |  | 0 |  | #REF! |  | #REF! |  | 0 |  | 6.2726e-07 |  | #REF! |  | 0 |  | 0 |  | 7.3083e-07 |  | 0 |  | 0 |  | 0.00041583 |  | 0 |  | 1.3063e-06 |  | 0.00059337 |  | 0 |  | 0
| #REF! |  | 6.6167e-05 |  | 5.9859e-05 |  | 4.9223e-06 |  | 0 |  | 0 |  | 0 |  | 1.0072e-06 |  | 0 |  | 0 |  | #REF! |  | #REF! |  | 0 |  | 6.2735e-07 |  | #REF! |  | 0 |  | 0 |  | 8.5432e-07 |  | 0 |  | 0 |  | 0.00038317 |  | 0 |  | 2.874e-06 |  | 0.00058566 |  | 0 |  | 0
| #REF! |  | 5.2722e-05 |  | -2.4557e-05 |  | 1.5777e-05 |  | 0 |  | 0 |  | 0 |  | 1.0165e-06 |  | 0 |  | 0 |  | #REF! |  | #REF! |  | 0 |  | 1.9993e-07 |  | #REF! |  | 0 |  | 0 |  | 9.0152e-07 |  | 0 |  | 0 |  | 0.00036993 |  | 0 |  | 2.874e-06 |  | 0.00057709 |  | 0 |  | 0
| #REF! |  | 2.2102e-05 |  | -8.1058e-05 |  | 1.4792e-05 |  | 0 |  | 0 |  | 0 |  | 9.6906e-07 |  | 0 |  | 0 |  | #REF! |  | #REF! |  | 0 |  | 1.9995e-07 |  | #REF! |  | 0 |  | 0 |  | 8.0176e-07 |  | 0 |  | 0 |  | 0.00038319 |  | 0 |  | 1.3064e-06 |  | 0.0005709 |  | 0 |  | 0
| #REF! |  | -3.7271e-05 |  | 6.9723e-05 |  | 2.0713e-05 |  | 0 |  | 0 |  | 0 |  | 9.3766e-07 |  | 0 |  | 0 |  | #REF! |  | #REF! |  | 0 |  | 1.6584e-06 |  | #REF! |  | 0 |  | 0 |  | 8.1333e-07 |  | 0 |  | 0 |  | 0.00047513 |  | 0 |  | 7.8391e-07 |  | 0.00057015 |  | 0 |  | 0
| #REF! |  | 3.7075e-05 |  | 2.5137e-05 |  | 6.8953e-05 |  | 0 |  | 0 |  | 0 |  | 1.0167e-06 |  | 0 |  | 0 |  | #REF! |  | #REF! |  | 0 |  | 1.6586e-06 |  | #REF! |  | 0 |  | 0 |  | 1.0015e-06 |  | 0 |  | 0 |  | 0.00044945 |  | 0 |  | 2.3519e-06 |  | 0.00056941 |  | 0 |  | 0
| #REF! |  | 0.00010828 |  | 1.7417e-05 |  | 8.572e-05 |  | 0 |  | 0 |  | 0 |  | 1.1415e-06 |  | 0 |  | 0 |  | #REF! |  | #REF! |  | 0 |  | 1.4308e-06 |  | #REF! |  | 0 |  | 0 |  | 1.1493e-06 |  | 0 |  | 0 |  | 0.0003996 |  | 0 |  | 2.3519e-06 |  | 0.00056785 |  | 0 |  | 0
| #REF! |  | 3.6397e-05 |  | 9.5765e-05 |  | 3.3547e-05 |  | 0 |  | 0 |  | 0 |  | 1.1655e-06 |  | 0 |  | 0 |  | #REF! |  | #REF! |  | 0 |  | 1.431e-06 |  | #REF! |  | 0 |  | 0 |  | 1.0609e-06 |  | 0 |  | 0 |  | 0.00031341 |  | 0 |  | 2.352e-06 |  | 0.00057338 |  | 0 |  | 0
| #REF! |  | 4.8924e-05 |  | 7.692e-05 |  | 1.8747e-05 |  | 0 |  | 0 |  | 0 |  | 1.0737e-06 |  | 0 |  | 0 |  | #REF! |  | #REF! |  | 0 |  | 9.5752e-07 |  | #REF! |  | 0 |  | 0 |  | 8.5463e-07 |  | 0 |  | 0 |  | 0.00031341 |  | 0 |  | 2.8747e-06 |  | 0.00057806 |  | 0 |  | 0
| #REF! |  | 0.00017586 |  | 4.2543e-05 |  | 2.2683e-05 |  | 0 |  | 0 |  | 0 |  | 9.6191e-07 |  | 0 |  | 0 |  | #REF! |  | #REF! |  | 0 |  | 9.5766e-07 |  | #REF! |  | 0 |  | 0 |  | 7.3721e-07 |  | 0 |  | 0 |  | 0.00035994 |  | 0 |  | 2.8751e-06 |  | 0.0005742 |  | 0 |  | 0
| #REF! |  | 0.00016836 |  | 4.8792e-05 |  | 3.937e-06 |  | 0 |  | 0 |  | 0 |  | 9.231e-07 |  | 0 |  | 0 |  | #REF! |  | #REF! |  | 0 |  | 1.3719e-06 |  | #REF! |  | 0 |  | 0 |  | 6.6646e-07 |  | 0 |  | 0 |  | 0.00042464 |  | 0 |  | 4.4433e-06 |  | 0.00056566 |  | 0 |  | 0
| #REF! |  | 5.8005e-05 |  | 8.1324e-05 |  | 0 |  | 0 |  | 0 |  | 0 |  | 9.2442e-07 |  | 0 |  | 0 |  | #REF! |  | #REF! |  | 0 |  | 1.372e-06 |  | #REF! |  | 0 |  | 0 |  | 6.0719e-07 |  | 0 |  | 0 |  | 0.00045895 |  | 0 |  | 2.8753e-06 |  | 0.00056258 |  | 0 |  | 0
| #REF! |  | 4.1245e-05 |  | -1.1007e-05 |  | 1.5786e-05 |  | 0 |  | 0 |  | 0 |  | 9.7444e-07 |  | 0 |  | 0 |  | #REF! |  | #REF! |  | 0 |  | 4.9943e-07 |  | #REF! |  | 0 |  | 0 |  | 7.3069e-07 |  | 0 |  | 0 |  | 0.00039976 |  | 0 |  | 2.8753e-06 |  | 0.00057119 |  | 0 |  | 0
| #REF! |  | 4.8586e-05 |  | -8.5444e-05 |  | 4.8263e-05 |  | 0 |  | 0 |  | 0 |  | 9.5847e-07 |  | 0 |  | 0 |  | #REF! |  | #REF! |  | 0 |  | 4.9951e-07 |  | #REF! |  | 0 |  | 0 |  | 7.7798e-07 |  | 0 |  | 0 |  | 0.00046287 |  | 0 |  | 4.4442e-06 |  | 0.00057353 |  | 0 |  | 0
| #REF! |  | 0.00011155 |  | 1.423e-05 |  | 5.8128e-05 |  | 0 |  | 0 |  | 0 |  | 8.6406e-07 |  | 0 |  | 0 |  | #REF! |  | #REF! |  | 0 |  | 1.2862e-06 |  | #REF! |  | 0 |  | 0 |  | 7.1932e-07 |  | 0 |  | 0 |  | 0.00050814 |  | 0 |  | 2.3528e-06 |  | 0.00057126 |  | 0 |  | 0
| #REF! |  | 0.0002081 |  | 2.8755e-05 |  | 4.9271e-05 |  | 0 |  | 0 |  | 0 |  | 7.9056e-07 |  | 0 |  | 0 |  | #REF! |  | #REF! |  | 0 |  | 1.2864e-06 |  | #REF! |  | 0 |  | 0 |  | 8.0166e-07 |  | 0 |  | 0 |  | 0.00048476 |  | 0 |  | 7.8426e-07 |  | 0.00057282 |  | 0 |  | 0
| #REF! |  | 0.00015764 |  | 3.5938e-05 |  | 2.3622e-05 |  | 0 |  | 0 |  | 0 |  | 8.0662e-07 |  | 0 |  | 0 |  | #REF! |  | #REF! |  | 0 |  | 1.1423e-06 |  | #REF! |  | 0 |  | 0 |  | 9.5485e-07 |  | 0 |  | 0 |  | 0.00037255 |  | 0 |  | 1.3073e-06 |  | 0.0005752 |  | 0 |  | 0
| #REF! |  | 0.00013305 |  | 7.0796e-05 |  | 3.6413e-05 |  | 0 |  | 0 |  | 0 |  | 8.7225e-07 |  | 0 |  | 0 |  | #REF! |  | #REF! |  | 0 |  | 1.1424e-06 |  | #REF! |  | 0 |  | 0 |  | 1.1088e-06 |  | 0 |  | 0 |  | 0.0003149 |  | 0 |  | 1.3073e-06 |  | 0.00057835 |  | 0 |  | 0
| #REF! |  | 0.00010826 |  | -0.00011763 |  | 3.6417e-05 |  | 0 |  | 0 |  | 0 |  | 9.0058e-07 |  | 0 |  | 0 |  | #REF! |  | #REF! |  | 0 |  | 1.2837e-06 |  | #REF! |  | 0 |  | 0 |  | 9.0831e-07 |  | 0 |  | 0 |  | 0.00032739 |  | 0 |  | 1.3074e-06 |  | 0.00057605 |  | 0 |  | 0
| #REF! |  | 4.1438e-05 |  | -0.00017056 |  | 0 |  | 0 |  | 0 |  | 0 |  | 9.3163e-07 |  | 0 |  | 0 |  | #REF! |  | #REF! |  | 0 |  | 1.2839e-06 |  | #REF! |  | 0 |  | 0 |  | 6.2503e-07 |  | 0 |  | 0 |  | 0.00025354 |  | 0 |  | 1.3074e-06 |  | 0.00057531 |  | 0 |  | 0
| #REF! |  | 6.0611e-05 |  | -2.7522e-05 |  | 0 |  | 0 |  | 0 |  | 0 |  | 9.3905e-07 |  | 0 |  | 0 |  | #REF! |  | #REF! |  | 0 |  | 6.4216e-07 |  | #REF! |  | 0 |  | 0 |  | 5.251e-07 |  | 0 |  | 0 |  | 0.00035488 |  | 0 |  | 1.3074e-06 |  | 0.00057297 |  | 0 |  | 0
| #REF! |  | 9.744e-05 |  | 9.7808e-06 |  | 0 |  | 0 |  | 0 |  | 0 |  | 9.2484e-07 |  | 0 |  | 0 |  | #REF! |  | #REF! |  | 0 |  | 6.4225e-07 |  | #REF! |  | 0 |  | 0 |  | 6.6076e-07 |  | 0 |  | 0 |  | 0.00050054 |  | 0 |  | 1.3075e-06 |  | 0.00056836 |  | 0 |  | 0
| #REF! |  | 9.8287e-05 |  | -9.8299e-06 |  | 0 |  | 0 |  | 0 |  | 0 |  | 8.9774e-07 |  | 0 |  | 0 |  | #REF! |  | #REF! |  | 0 |  | 7.5748e-07 |  | #REF! |  | 0 |  | 0 |  | 8.6676e-07 |  | 0 |  | 0 |  | 0.00034461 |  | 0 |  | 7.8456e-07 |  | 0.00056369 |  | 0 |  | 0
| #REF! |  | 0.00013906 |  | 2.4811e-05 |  | 1.0823e-05 |  | 0 |  | 0 |  | 0 |  | 9.2253e-07 |  | 0 |  | 0 |  | #REF! |  | #REF! |  | 0 |  | 7.5754e-07 |  | #REF! |  | 0 |  | 0 |  | 9.3166e-07 |  | 0 |  | 0 |  | 0.0002994 |  | 0 |  | 2.3538e-06 |  | 0.00056372 |  | 0 |  | 0
| #REF! |  | 7.7673e-05 |  | 0.00015167 |  | 1.0824e-05 |  | 0 |  | 0 |  | 0 |  | 9.7073e-07 |  | 0 |  | 0 |  | #REF! |  | #REF! |  | 0 |  | 2.0725e-06 |  | #REF! |  | 0 |  | 0 |  | 9.8496e-07 |  | 0 |  | 0 |  | 0.0003197 |  | 0 |  | 2.3538e-06 |  | 0.00057156 |  | 0 |  | 0
| #REF! |  | 5.2346e-05 |  | 7.1785e-05 |  | 5.9015e-05 |  | 0 |  | 0 |  | 0 |  | 9.8812e-07 |  | 0 |  | 0 |  | #REF! |  | #REF! |  | 0 |  | 2.0728e-06 |  | #REF! |  | 0 |  | 0 |  | 9.3235e-07 |  | 0 |  | 0 |  | 0.00039224 |  | 0 |  | 2.3538e-06 |  | 0.00057627 |  | 0 |  | 0
| #REF! |  | 9.0519e-05 |  | -9.241e-05 |  | 5.9015e-05 |  | 0 |  | 0 |  | 0 |  | 9.8441e-07 |  | 0 |  | 0 |  | #REF! |  | #REF! |  | 0 |  | 6.5752e-07 |  | #REF! |  | 0 |  | 0 |  | 8.027e-07 |  | 0 |  | 0 |  | 0.00050999 |  | 0 |  | 2.3541e-06 |  | 0.00057393 |  | 0 |  | 0
| #REF! |  | 2.584e-05 |  | -3.0287e-05 |  | 0 |  | 0 |  | 0 |  | 0 |  | 9.5669e-07 |  | 0 |  | 0 |  | #REF! |  | #REF! |  | 0 |  | 6.5752e-07 |  | #REF! |  | 0 |  | 0 |  | 6.1374e-07 |  | 0 |  | 0 |  | 0.00050304 |  | 0 |  | 2.3541e-06 |  | 0.00057011 |  | 0 |  | 0
| #REF! |  | 5.4699e-05 |  | 6.2146e-05 |  | 0 |  | 0 |  | 0 |  | 0 |  | 9.1784e-07 |  | 0 |  | 0 |  | #REF! |  | #REF! |  | 0 |  | 1.0361e-06 |  | #REF! |  | 0 |  | 0 |  | 5.726e-07 |  | 0 |  | 0 |  | 0.00046092 |  | 0 |  | 4.447e-06 |  | 0.00056933 |  | 0 |  | 0
| #REF! |  | 0.00017745 |  | 2.3213e-05 |  | 3.2468e-05 |  | 0 |  | 0 |  | 0 |  | 8.9559e-07 |  | 0 |  | 0 |  | #REF! |  | #REF! |  | 0 |  | 1.0361e-06 |  | #REF! |  | 0 |  | 0 |  | 5.9017e-07 |  | 0 |  | 0 |  | 0.00052569 |  | 0 |  | 2.8777e-06 |  | 0.00057092 |  | 0 |  | 0
| #REF! |  | 0.00016855 |  | -4.3034e-05 |  | 3.2468e-05 |  | 0 |  | 0 |  | 0 |  | 9.3152e-07 |  | 0 |  | 0 |  | #REF! |  | #REF! |  | 0 |  | 1.7367e-06 |  | #REF! |  | 0 |  | 0 |  | 5.9022e-07 |  | 0 |  | 0 |  | 0.00047346 |  | 0 |  | 7.8481e-07 |  | 0.00057096 |  | 0 |  | 0
| #REF! |  | 8.6334e-05 |  | -9.7327e-05 |  | 1.8694e-05 |  | 0 |  | 0 |  | 0 |  | 9.4698e-07 |  | 0 |  | 0 |  | #REF! |  | #REF! |  | 0 |  | 1.737e-06 |  | #REF! |  | 0 |  | 0 |  | 6.7869e-07 |  | 0 |  | 0 |  | 0.00034556 |  | 0 |  | 0 |  | 0.0005749 |  | 0 |  | 0
| #REF! |  | 0.00013045 |  | -9.5775e-05 |  | 2.6583e-05 |  | 0 |  | 0 |  | 0 |  | 9.1801e-07 |  | 0 |  | 0 |  | #REF! |  | #REF! |  | 0 |  | 9.342e-07 |  | #REF! |  | 0 |  | 0 |  | 7.3754e-07 |  | 0 |  | 0 |  | 0.00046182 |  | 0 |  | 2.0931e-06 |  | 0.00057805 |  | 0 |  | 0
| #REF! |  | 0.00015548 |  | 1.4617e-05 |  | 5.7079e-05 |  | 0 |  | 0 |  | 0 |  | 8.8532e-07 |  | 0 |  | 0 |  | #REF! |  | #REF! |  | 0 |  | 9.3433e-07 |  | #REF! |  | 0 |  | 0 |  | 7.3761e-07 |  | 0 |  | 0 |  | 0.00053752 |  | 0 |  | 2.0932e-06 |  | 0.00057107 |  | 0 |  | 0
| #REF! |  | 0.00015361 |  | -6.6444e-05 |  | 0.00013032 |  | 0 |  | 0 |  | 0 |  | 9.1129e-07 |  | 0 |  | 0 |  | #REF! |  | #REF! |  | 0 |  | 6.9553e-07 |  | #REF! |  | 0 |  | 0 |  | 6.7276e-07 |  | 0 |  | 0 |  | 0.00038539 |  | 0 |  | 5.2331e-07 |  | 0.00055859 |  | 0 |  | 0
| #REF! |  | 0.00015786 |  | -3.0034e-05 |  | 0.00010474 |  | 0 |  | 0 |  | 0 |  | 9.7991e-07 |  | 0 |  | 0 |  | #REF! |  | #REF! |  | 0 |  | 6.9563e-07 |  | #REF! |  | 0 |  | 0 |  | 6.7276e-07 |  | 0 |  | 0 |  | 0.00029336 |  | 0 |  | 1.3084e-06 |  | 0.00054536 |  | 0 |  | 0
| #REF! |  | 9.2384e-05 |  | 1.3458e-05 |  | 2.3609e-05 |  | 0 |  | 0 |  | 0 |  | 1.0178e-06 |  | 0 |  | 0 |  | #REF! |  | #REF! |  | 0 |  | 7.9187e-07 |  | #REF! |  | 0 |  | 0 |  | 6.3711e-07 |  | 0 |  | 0 |  | 0.00029103 |  | 0 |  | 4.4487e-06 |  | 0.00054305 |  | 0 |  | 0
| #REF! |  | 0.00013318 |  | -3.6491e-05 |  | 0 |  | 0 |  | 0 |  | 0 |  | 9.8928e-07 |  | 0 |  | 0 |  | #REF! |  | #REF! |  | 0 |  | 7.9199e-07 |  | #REF! |  | 0 |  | 0 |  | 5.8432e-07 |  | 0 |  | 0 |  | 0.00029417 |  | 0 |  | 3.6636e-06 |  | 0.00055089 |  | 0 |  | 0
| #REF! |  | 0.00021664 |  | 1.4401e-05 |  | 1.0846e-05 |  | 0 |  | 0 |  | 0 |  | 8.6948e-07 |  | 0 |  | 0 |  | #REF! |  | #REF! |  | 0 |  | 7.3119e-07 |  | #REF! |  | 0 |  | 0 |  | 5.7291e-07 |  | 0 |  | 0 |  | 0.0003574 |  | 0 |  | 0 |  | 0.00056263 |  | 0 |  | 0
| #REF! |  | 0.00021726 |  | -2.5794e-05 |  | 3.2488e-05 |  | 0 |  | 0 |  | 0 |  | 7.7116e-07 |  | 0 |  | 0 |  | #REF! |  | #REF! |  | 0 |  | 7.3129e-07 |  | #REF! |  | 0 |  | 0 |  | 6.2565e-07 |  | 0 |  | 0 |  | 0.00045888 |  | 0 |  | 0 |  | 0.00057281 |  | 0 |  | 0
| #REF! |  | 0.00015526 |  | -3.0073e-05 |  | 2.164e-05 |  | 0 |  | 0 |  | 0 |  | 8.0208e-07 |  | 0 |  | 0 |  | #REF! |  | #REF! |  | 0 |  | 1.3494e-06 |  | #REF! |  | 0 |  | 0 |  | 7.851e-07 |  | 0 |  | 0 |  | 0.00058764 |  | 0 |  | 2.0938e-06 |  | 0.00057281 |  | 0 |  | 0
| #REF! |  | 0.0001261 |  | 5.4507e-05 |  | 0 |  | 0 |  | 0 |  | 0 |  | 9.018e-07 |  | 0 |  | 0 |  | #REF! |  | #REF! |  | 0 |  | 1.3496e-06 |  | #REF! |  | 0 |  | 0 |  | 9.2713e-07 |  | 0 |  | 0 |  | 0.00053542 |  | 0 |  | 2.8793e-06 |  | 0.00056508 |  | 0 |  | 0
| #REF! |  | 0.00012979 |  | 4.7327e-05 |  | 2.0704e-05 |  | 0 |  | 0 |  | 0 |  | 1.0211e-06 |  | 0 |  | 0 |  | #REF! |  | #REF! |  | 0 |  | 1.3234e-06 |  | #REF! |  | 0 |  | 0 |  | 9.5069e-07 |  | 0 |  | 0 |  | 0.00037074 |  | 0 |  | 7.8521e-07 |  | 0.00055884 |  | 0 |  | 0
| #REF! |  | 7.3645e-05 |  | -2.8133e-05 |  | 3.4475e-05 |  | 0 |  | 0 |  | 0 |  | 1.067e-06 |  | 0 |  | 0 |  | #REF! |  | #REF! |  | 0 |  | 1.3234e-06 |  | #REF! |  | 0 |  | 0 |  | 8.6233e-07 |  | 0 |  | 0 |  | 0.00041994 |  | 0 |  | 7.8531e-07 |  | 0.00055809 |  | 0 |  | 0
| #REF! |  | 0.00011922 |  | -6.4249e-05 |  | 6.5032e-05 |  | 0 |  | 0 |  | 0 |  | 1.0465e-06 |  | 0 |  | 0 |  | #REF! |  | #REF! |  | 0 |  | 7.3489e-07 |  | #REF! |  | 0 |  | 0 |  | 8.6225e-07 |  | 0 |  | 0 |  | 0.00044338 |  | 0 |  | 7.8531e-07 |  | 0.00056203 |  | 0 |  | 0
| #REF! |  | 0.0001736 |  | -6.97e-05 |  | 8.0776e-05 |  | 0 |  | 0 |  | 0 |  | 1.0424e-06 |  | 0 |  | 0 |  | #REF! |  | #REF! |  | 0 |  | 7.35e-07 |  | #REF! |  | 0 |  | 0 |  | 8.4482e-07 |  | 0 |  | 0 |  | 0.00042702 |  | 0 |  | 0 |  | 0.00056051 |  | 0 |  | 0
| #REF! |  | 0.00011697 |  | 7.8682e-06 |  | 2.9506e-05 |  | 0 |  | 0 |  | 0 |  | 1.0436e-06 |  | 0 |  | 0 |  | #REF! |  | #REF! |  | 0 |  | 9.8774e-07 |  | #REF! |  | 0 |  | 0 |  | 7.7386e-07 |  | 0 |  | 0 |  | 0.00054645 |  | 0 |  | 2.0944e-06 |  | 0.00055582 |  | 0 |  | 0
| #REF! |  | 2.5605e-05 |  | -6.6575e-06 |  | 4.9175e-06 |  | 0 |  | 0 |  | 0 |  | 1.0393e-06 |  | 0 |  | 0 |  | #REF! |  | #REF! |  | 0 |  | 9.8774e-07 |  | #REF! |  | 0 |  | 0 |  | 6.9684e-07 |  | 0 |  | 0 |  | 0.00054418 |  | 0 |  | 2.88e-06 |  | 0.00055355 |  | 0 |  | 0
| #REF! |  | 3.6391e-05 |  | 2.8229e-05 |  | 3.9418e-05 |  | 0 |  | 0 |  | 0 |  | 9.968e-07 |  | 0 |  | 0 |  | #REF! |  | #REF! |  | 0 |  | 1.2807e-06 |  | #REF! |  | 0 |  | 0 |  | 7.7946e-07 |  | 0 |  | 0 |  | 0.00045049 |  | 0 |  | 1.3091e-06 |  | 0.00055511 |  | 0 |  | 0
| #REF! |  | 3.4426e-05 |  | 1.0982e-05 |  | 8.6631e-05 |  | 0 |  | 0 |  | 0 |  | 9.6083e-07 |  | 0 |  | 0 |  | #REF! |  | #REF! |  | 0 |  | 1.2809e-06 |  | #REF! |  | 0 |  | 0 |  | 1.0632e-06 |  | 0 |  | 0 |  | 0.00047629 |  | 0 |  | 1.3092e-06 |  | 0.00055827 |  | 0 |  | 0
| #REF! |  | 2.3567e-05 |  | 7.6136e-05 |  | 5.2122e-05 |  | 0 |  | 0 |  | 0 |  | 9.4058e-07 |  | 0 |  | 0 |  | #REF! |  | #REF! |  | 0 |  | 1.9803e-06 |  | #REF! |  | 0 |  | 0 |  | 1.1405e-06 |  | 0 |  | 0 |  | 0.00047085 |  | 0 |  | 1.3092e-06 |  | 0.00055284 |  | 0 |  | 0
| #REF! |  | 9.9816e-05 |  | 0.00014525 |  | 6.8841e-06 |  | 0 |  | 0 |  | 0 |  | 8.9293e-07 |  | 0 |  | 0 |  | #REF! |  | #REF! |  | 0 |  | 1.9803e-06 |  | #REF! |  | 0 |  | 0 |  | 9.8093e-07 |  | 0 |  | 0 |  | 0.00048884 |  | 0 |  | 5.2374e-07 |  | 0.00054975 |  | 0 |  | 0
| #REF! |  | 7.646e-05 |  | 1.168e-05 |  | 6.8835e-06 |  | 0 |  | 0 |  | 0 |  | 8.4095e-07 |  | 0 |  | 0 |  | #REF! |  | #REF! |  | 0 |  | 1.262e-06 |  | #REF! |  | 0 |  | 0 |  | 8.3898e-07 |  | 0 |  | 0 |  | 0.00051227 |  | 0 |  | 0 |  | 0.00054585 |  | 0 |  | 0
| #REF! |  | 8.6452e-05 |  | 5.1844e-05 |  | 3.2454e-05 |  | 0 |  | 0 |  | 0 |  | 8.0266e-07 |  | 0 |  | 0 |  | #REF! |  | #REF! |  | 0 |  | 1.262e-06 |  | #REF! |  | 0 |  | 0 |  | 7.796e-07 |  | 0 |  | 0 |  | 0.00040222 |  | 0 |  | 7.8561e-07 |  | 0.0005467 |  | 0 |  | 0
| #REF! |  | 8.8337e-05 |  | 9.0585e-05 |  | 3.2451e-05 |  | 0 |  | 0 |  | 0 |  | 8.4172e-07 |  | 0 |  | 0 |  | #REF! |  | #REF! |  | 0 |  | 7.578e-07 |  | #REF! |  | 0 |  | 0 |  | 9.2772e-07 |  | 0 |  | 0 |  | 0.00047485 |  | 0 |  | 7.8571e-07 |  | 0.00054982 |  | 0 |  | 0
| #REF! |  | 9.3049e-05 |  | 5.5126e-05 |  | 3.8351e-05 |  | 0 |  | 0 |  | 0 |  | 9.686e-07 |  | 0 |  | 0 |  | #REF! |  | #REF! |  | 0 |  | 7.5791e-07 |  | #REF! |  | 0 |  | 0 |  | 1.1049e-06 |  | 0 |  | 0 |  | 0.00053658 |  | 0 |  | 7.8571e-07 |  | 0.00055142 |  | 0 |  | 0
| #REF! |  | 0.00015581 |  | -1.3381e-05 |  | 5.7078e-05 |  | 0 |  | 0 |  | 0 |  | 1.1216e-06 |  | 0 |  | 0 |  | #REF! |  | #REF! |  | 0 |  | 6.5463e-07 |  | #REF! |  | 0 |  | 0 |  | 1.1578e-06 |  | 0 |  | 0 |  | 0.00031713 |  | 0 |  | 1.3096e-06 |  | 0.00054911 |  | 0 |  | 0
| #REF! |  | 0.00014316 |  | -8.0334e-05 |  | 7.2806e-05 |  | 0 |  | 0 |  | 0 |  | 1.1315e-06 |  | 0 |  | 0 |  | #REF! |  | #REF! |  | 0 |  | 6.5482e-07 |  | #REF! |  | 0 |  | 0 |  | 1.1226e-06 |  | 0 |  | 0 |  | 0.0002609 |  | 0 |  | 5.2384e-07 |  | 0.00053821 |  | 0 |  | 0
| #REF! |  | 9.006e-05 |  | -5.3635e-06 |  | 5.408e-05 |  | 0 |  | 0 |  | 0 |  | 9.7001e-07 |  | 0 |  | 0 |  | #REF! |  | #REF! |  | 0 |  | 9.5706e-07 |  | #REF! |  | 0 |  | 0 |  | 1.005e-06 |  | 0 |  | 0 |  | 0.00031014 |  | 0 |  | 5.2388e-07 |  | 0.00053278 |  | 0 |  | 0
| #REF! |  | 8.5771e-05 |  | 0.00010655 |  | 0 |  | 0 |  | 0 |  | 0 |  | 8.3576e-07 |  | 0 |  | 0 |  | #REF! |  | #REF! |  | 0 |  | 9.5706e-07 |  | #REF! |  | 0 |  | 0 |  | 8.9277e-07 |  | 0 |  | 0 |  | 0.00035857 |  | 0 |  | 2.8815e-06 |  | 0.00053278 |  | 0 |  | 0
| #REF! |  | 9.5868e-05 |  | 6.3014e-05 |  | 0 |  | 0 |  | 0 |  | 0 |  | 8.3328e-07 |  | 0 |  | 0 |  | #REF! |  | #REF! |  | 0 |  | 1.0394e-06 |  | #REF! |  | 0 |  | 0 |  | 7.3315e-07 |  | 0 |  | 0 |  | 0.00044378 |  | 0 |  | 2.3577e-06 |  | 0.00054222 |  | 0 |  | 0
| #REF! |  | 0.00011966 |  | 1.7076e-05 |  | 3.1464e-05 |  | 0 |  | 0 |  | 0 |  | 9.2128e-07 |  | 0 |  | 0 |  | #REF! |  | #REF! |  | 0 |  | 1.0395e-06 |  | #REF! |  | 0 |  | 0 |  | 4.4369e-07 |  | 0 |  | 0 |  | 0.00048597 |  | 0 |  | 2.3577e-06 |  | 0.00055472 |  | 0 |  | 0
| #REF! |  | 0.00012651 |  | 0.0001656 |  | 3.4418e-05 |  | 0 |  | 0 |  | 0 |  | 9.4976e-07 |  | 0 |  | 0 |  | #REF! |  | #REF! |  | 0 |  | 1.4561e-06 |  | #REF! |  | 0 |  | 0 |  | 2.9559e-07 |  | 0 |  | 0 |  | 0.00050553 |  | 0 |  | 2.358e-06 |  | 0.00056101 |  | 0 |  | 0
| #REF! |  | 0.00010078 |  | 0.00020634 |  | 1.8687e-05 |  | 0 |  | 0 |  | 0 |  | 8.7492e-07 |  | 0 |  | 0 |  | #REF! |  | #REF! |  | 0 |  | 1.4561e-06 |  | #REF! |  | 0 |  | 0 |  | 4.6073e-07 |  | 0 |  | 0 |  | 0.00042977 |  | 0 |  | 2.3579e-06 |  | 0.00055714 |  | 0 |  | 0
| #REF! |  | 6.1948e-05 |  | 0.00014027 |  | 1.5731e-05 |  | 0 |  | 0 |  | 0 |  | 8.3591e-07 |  | 0 |  | 0 |  | #REF! |  | #REF! |  | 0 |  | 1.6355e-06 |  | #REF! |  | 0 |  | 0 |  | 7.3268e-07 |  | 0 |  | 0 |  | 0.00045712 |  | 0 |  | 6.0265e-06 |  | 0.00054698 |  | 0 |  | 0
| #REF! |  | 8.9477e-05 |  | 2.8533e-05 |  | 2.4577e-05 |  | 0 |  | 0 |  | 0 |  | 8.8243e-07 |  | 0 |  | 0 |  | #REF! |  | #REF! |  | 0 |  | 1.6357e-06 |  | #REF! |  | 0 |  | 0 |  | 9.1608e-07 |  | 0 |  | 0 |  | 0.00052204 |  | 0 |  | 6.0265e-06 |  | 0.0005408 |  | 0 |  | 0
| #REF! |  | 0.00014446 |  | -8.1338e-06 |  | 2.4579e-05 |  | 0 |  | 0 |  | 0 |  | 9.5187e-07 |  | 0 |  | 0 |  | #REF! |  | #REF! |  | 0 |  | 1.8429e-06 |  | #REF! |  | 0 |  | 0 |  | 8.5727e-07 |  | 0 |  | 0 |  | 0.00052751 |  | 0 |  | 2.3583e-06 |  | 0.00053845 |  | 0 |  | 0
| #REF! |  | 0.00013783 |  | -5.9611e-05 |  | 7.8806e-05 |  | 0 |  | 0 |  | 0 |  | 9.6054e-07 |  | 0 |  | 0 |  | #REF! |  | #REF! |  | 0 |  | 1.8432e-06 |  | #REF! |  | 0 |  | 0 |  | 6.7999e-07 |  | 0 |  | 0 |  | 0.00055646 |  | 0 |  | 0 |  | 0.00054083 |  | 0 |  | 0
| #REF! |  | 0.0001135 |  | -9.5758e-05 |  | 8.4718e-05 |  | 0 |  | 0 |  | 0 |  | 9.4143e-07 |  | 0 |  | 0 |  | #REF! |  | #REF! |  | 0 |  | 1.043e-06 |  | #REF! |  | 0 |  | 0 |  | 7.0919e-07 |  | 0 |  | 0 |  | 0.00050573 |  | 0 |  | 5.2411e-07 |  | 0.00054012 |  | 0 |  | 0
| #REF! |  | 0.00014333 |  | -9.8565e-05 |  | 5.5063e-05 |  | 0 |  | 0 |  | 0 |  | 9.6744e-07 |  | 0 |  | 0 |  | #REF! |  | #REF! |  | 0 |  | 1.0431e-06 |  | #REF! |  | 0 |  | 0 |  | 8.7495e-07 |  | 0 |  | 0 |  | 0.00039862 |  | 0 |  | 2.8828e-06 |  | 0.00053305 |  | 0 |  | 0
| #REF! |  | 0.00018724 |  | -8.8239e-05 |  | 7.1819e-05 |  | 0 |  | 0 |  | 0 |  | 1.0066e-06 |  | 0 |  | 0 |  | #REF! |  | #REF! |  | 0 |  | 5.554e-07 |  | #REF! |  | 0 |  | 0 |  | 9.224e-07 |  | 0 |  | 0 |  | 0.00036974 |  | 0 |  | 4.4555e-06 |  | 0.00052608 |  | 0 |  | 0
| #REF! |  | 0.00017915 |  | -2.5672e-05 |  | 5.1169e-05 |  | 0 |  | 0 |  | 0 |  | 1.0189e-06 |  | 0 |  | 0 |  | #REF! |  | #REF! |  | 0 |  | 5.5548e-07 |  | #REF! |  | 0 |  | 0 |  | 7.9791e-07 |  | 0 |  | 0 |  | 0.00038775 |  | 0 |  | 6.028e-06 |  | 0.00052924 |  | 0 |  | 0
| #REF! |  | 0.00020384 |  | -6.2504e-05 |  | 2.8507e-05 |  | 0 |  | 0 |  | 0 |  | 9.8001e-07 |  | 0 |  | 0 |  | #REF! |  | #REF! |  | 0 |  | 1.5497e-06 |  | #REF! |  | 0 |  | 0 |  | 5.6175e-07 |  | 0 |  | 0 |  | 0.0004839 |  | 0 |  | 4.4558e-06 |  | 0.00054097 |  | 0 |  | 0
| #REF! |  | 0.00020941 |  | -3.7305e-05 |  | 5.7252e-05 |  | 0 |  | 0 |  | 0 |  | 9.5284e-07 |  | 0 |  | 0 |  | #REF! |  | #REF! |  | 0 |  | 1.5499e-06 |  | #REF! |  | 0 |  | 0 |  | 5.9763e-07 |  | 0 |  | 0 |  | 0.0004855 |  | 0 |  | 1.3106e-06 |  | 0.00054726 |  | 0 |  | 0
| #REF! |  | 0.00012576 |  | -3.0078e-05 |  | 5.7257e-05 |  | 0 |  | 0 |  | 0 |  | 9.3611e-07 |  | 0 |  | 0 |  | #REF! |  | #REF! |  | 0 |  | 1.0436e-06 |  | #REF! |  | 0 |  | 0 |  | 7.6283e-07 |  | 0 |  | 0 |  | 0.00032447 |  | 0 |  | 7.8636e-07 |  | 0.00054886 |  | 0 |  | 0
| #REF! |  | 9.8457e-05 |  | 2.8962e-05 |  | 6.4621e-05 |  | 0 |  | 0 |  | 0 |  | 9.1327e-07 |  | 0 |  | 0 |  | #REF! |  | #REF! |  | 0 |  | 1.0438e-06 |  | #REF! |  | 0 |  | 0 |  | 8.2789e-07 |  | 0 |  | 0 |  | 0.00033778 |  | 0 |  | 2.3594e-06 |  | 0.00054577 |  | 0 |  | 0
| #REF! |  | 0.0001063 |  | 6.443e-05 |  | 8.4325e-05 |  | 0 |  | 0 |  | 0 |  | 9.2194e-07 |  | 0 |  | 0 |  | #REF! |  | #REF! |  | 0 |  | 5.9295e-07 |  | #REF! |  | 0 |  | 0 |  | 8.1635e-07 |  | 0 |  | 0 |  | 0.00035579 |  | 0 |  | 2.8837e-06 |  | 0.00053955 |  | 0 |  | 0
| #REF! |  | 0.00010515 |  | -6.9748e-05 |  | 6.5901e-05 |  | 0 |  | 0 |  | 0 |  | 9.9391e-07 |  | 0 |  | 0 |  | #REF! |  | #REF! |  | 0 |  | 5.9295e-07 |  | #REF! |  | 0 |  | 0 |  | 8.1643e-07 |  | 0 |  | 0 |  | 0.00042463 |  | 0 |  | 1.3108e-06 |  | 0.00053332 |  | 0 |  | 0
| #REF! |  | 0.00010965 |  | -0.00010901 |  | 4.6193e-05 |  | 0 |  | 0 |  | 0 |  | 1.0676e-06 |  | 0 |  | 0 |  | #REF! |  | #REF! |  | 0 |  | 5.7791e-07 |  | #REF! |  | 0 |  | 0 |  | 8.5773e-07 |  | 0 |  | 0 |  | 0.0004911 |  | 0 |  | 7.8656e-07 |  | 0.0005302 |  | 0 |  | 0
| #REF! |  | 0.00011488 |  | 1.3582e-05 |  | 3.7351e-05 |  | 0 |  | 0 |  | 0 |  | 1.0808e-06 |  | 0 |  | 0 |  | #REF! |  | #REF! |  | 0 |  | 5.78e-07 |  | #REF! |  | 0 |  | 0 |  | 8.9305e-07 |  | 0 |  | 0 |  | 0.00052163 |  | 0 |  | 7.8656e-07 |  | 0.00053258 |  | 0 |  | 0
| #REF! |  | 0.00015525 |  | 6.2349e-05 |  | 6.7887e-05 |  | 0 |  | 0 |  | 0 |  | 1.0257e-06 |  | 0 |  | 0 |  | #REF! |  | #REF! |  | 0 |  | 1.0299e-06 |  | #REF! |  | 0 |  | 0 |  | 9.4659e-07 |  | 0 |  | 0 |  | 0.00056546 |  | 0 |  | 1.3109e-06 |  | 0.00053496 |  | 0 |  | 0
| #REF! |  | 0.00014842 |  | 2.2384e-05 |  | 6.0024e-05 |  | 0 |  | 0 |  | 0 |  | 1.0319e-06 |  | 0 |  | 0 |  | #REF! |  | #REF! |  | 0 |  | 1.0299e-06 |  | #REF! |  | 0 |  | 0 |  | 1.0535e-06 |  | 0 |  | 0 |  | 0.00049275 |  | 0 |  | 5.2444e-07 |  | 0.00053734 |  | 0 |  | 0
| #REF! |  | 9.7156e-05 |  | 1.3943e-05 |  | 2.9483e-05 |  | 0 |  | 0 |  | 0 |  | 1.0438e-06 |  | 0 |  | 0 |  | #REF! |  | #REF! |  | 0 |  | 1.4683e-06 |  | #REF! |  | 0 |  | 0 |  | 1.036e-06 |  | 0 |  | 0 |  | 0.00044194 |  | 0 |  | 5.2444e-07 |  | 0.00053972 |  | 0 |  | 0
| #REF! |  | 7.6222e-05 |  | -4.5722e-05 |  | 0.00010202 |  | 0 |  | 0 |  | 0 |  | 1.0208e-06 |  | 0 |  | 0 |  | #REF! |  | #REF! |  | 0 |  | 1.4688e-06 |  | #REF! |  | 0 |  | 0 |  | 9.3513e-07 |  | 0 |  | 0 |  | 0.00048265 |  | 0 |  | 5.2448e-07 |  | 0.0005421 |  | 0 |  | 0
| #REF! |  | 9.0277e-05 |  | 4.5728e-05 |  | 0.00010201 |  | 0 |  | 0 |  | 0 |  | 9.8621e-07 |  | 0 |  | 0 |  | #REF! |  | #REF! |  | 0 |  | 1.4771e-06 |  | #REF! |  | 0 |  | 0 |  | 9.5284e-07 |  | 0 |  | 0 |  | 0.00050299 |  | 0 |  | 5.2448e-07 |  | 0.00054053 |  | 0 |  | 0
| #REF! |  | 5.2121e-05 |  | 0.00012153 |  | 0 |  | 0 |  | 0 |  | 0 |  | 9.212e-07 |  | 0 |  | 0 |  | #REF! |  | #REF! |  | 0 |  | 1.4773e-06 |  | #REF! |  | 0 |  | 0 |  | 1.0003e-06 |  | 0 |  | 0 |  | 0.00050849 |  | 0 |  | 2.885e-06 |  | 0.00053431 |  | 0 |  | 0
| #REF! |  | 0.00012767 |  | 3.8107e-05 |  | 0 |  | 0 |  | 0 |  | 0 |  | 8.8525e-07 |  | 0 |  | 0 |  | #REF! |  | #REF! |  | 0 |  | 1.1439e-06 |  | #REF! |  | 0 |  | 0 |  | 9.6448e-07 |  | 0 |  | 0 |  | 0.00057737 |  | 0 |  | 2.3604e-06 |  | 0.00052887 |  | 0 |  | 0
| #REF! |  | 7.8339e-05 |  | -2.7686e-05 |  | 5.4051e-05 |  | 0 |  | 0 |  | 0 |  | 8.6913e-07 |  | 0 |  | 0 |  | #REF! |  | #REF! |  | 0 |  | 1.1439e-06 |  | #REF! |  | 0 |  | 0 |  | 8.3989e-07 |  | 0 |  | 0 |  | 0.00056802 |  | 0 |  | 0 |  | 0.00052656 |  | 0 |  | 0
| #REF! |  | -1.6672e-05 |  | -5.1383e-05 |  | 5.6017e-05 |  | 0 |  | 0 |  | 0 |  | 8.7293e-07 |  | 0 |  | 0 |  | #REF! |  | #REF! |  | 0 |  | 1.1899e-06 |  | #REF! |  | 0 |  | 0 |  | 8.9345e-07 |  | 0 |  | 0 |  | 0.00052581 |  | 0 |  | 5.2461e-07 |  | 0.00052894 |  | 0 |  | 0
| #REF! |  | 0.00011797 |  | -2.7091e-05 |  | 1.9701e-06 |  | 0 |  | 0 |  | 0 |  | 8.6991e-07 |  | 0 |  | 0 |  | #REF! |  | #REF! |  | 0 |  | 1.1899e-06 |  | #REF! |  | 0 |  | 0 |  | 9.3547e-07 |  | 0 |  | 0 |  | 0.00043194 |  | 0 |  | 1.3115e-06 |  | 0.00053445 |  | 0 |  | 0
| #REF! |  | 0.0001227 |  | 8.8231e-05 |  | 2.3639e-05 |  | 0 |  | 0 |  | 0 |  | 8.7487e-07 |  | 0 |  | 0 |  | #REF! |  | #REF! |  | 0 |  | 1.7724e-06 |  | #REF! |  | 0 |  | 0 |  | 7.7561e-07 |  | 0 |  | 0 |  | 0.00043429 |  | 0 |  | 1.3116e-06 |  | 0.00053993 |  | 0 |  | 0
| #REF! |  | 3.0088e-05 |  | 0.00013262 |  | 6.2945e-05 |  | 0 |  | 0 |  | 0 |  | 9.2021e-07 |  | 0 |  | 0 |  | #REF! |  | #REF! |  | 0 |  | 1.7727e-06 |  | #REF! |  | 0 |  | 0 |  | 6.6322e-07 |  | 0 |  | 0 |  | 0.00050631 |  | 0 |  | 1.3116e-06 |  | 0.00054387 |  | 0 |  | 0
| #REF! |  | 3.5458e-05 |  | -2.7537e-05 |  | 3.9303e-05 |  | 0 |  | 0 |  | 0 |  | 9.5751e-07 |  | 0 |  | 0 |  | #REF! |  | #REF! |  | 0 |  | 1.0258e-06 |  | #REF! |  | 0 |  | 0 |  | 7.7575e-07 |  | 0 |  | 0 |  | 0.00050086 |  | 0 |  | 1.3117e-06 |  | 0.00054312 |  | 0 |  | 0
| #REF! |  | 0.0001243 |  | -2.5214e-05 |  | 2.0634e-05 |  | 0 |  | 0 |  | 0 |  | 8.7503e-07 |  | 0 |  | 0 |  | #REF! |  | #REF! |  | 0 |  | 1.0261e-06 |  | #REF! |  | 0 |  | 0 |  | 9.7698e-07 |  | 0 |  | 0 |  | 0.00055725 |  | 0 |  | 1.3118e-06 |  | 0.00053768 |  | 0 |  | 0
| #REF! |  | 0.00013378 |  | 9.6551e-05 |  | 5.9044e-05 |  | 0 |  | 0 |  | 0 |  | 8.1115e-07 |  | 0 |  | 0 |  | #REF! |  | #REF! |  | 0 |  | 8.4516e-07 |  | #REF! |  | 0 |  | 0 |  | 8.7667e-07 |  | 0 |  | 0 |  | 0.00059016 |  | 0 |  | 7.8711e-07 |  | 0.00053615 |  | 0 |  | 0
| #REF! |  | 0.00013283 |  | 0.00012826 |  | 6.0027e-05 |  | 0 |  | 0 |  | 0 |  | 8.4913e-07 |  | 0 |  | 0 |  | #REF! |  | #REF! |  | 0 |  | 8.4516e-07 |  | #REF! |  | 0 |  | 0 |  | 6.2205e-07 |  | 0 |  | 0 |  | 0.00051971 |  | 0 |  | 0 |  | 0.00053537 |  | 0 |  | 0
| #REF! |  | 0.00013267 |  | 3.509e-05 |  | 2.1615e-05 |  | 0 |  | 0 |  | 0 |  | 9.2844e-07 |  | 0 |  | 0 |  | #REF! |  | #REF! |  | 0 |  | 9.3921e-07 |  | #REF! |  | 0 |  | 0 |  | 5.7457e-07 |  | 0 |  | 0 |  | 0.00048455 |  | 0 |  | 0 |  | 0.00053152 |  | 0 |  | 0
| #REF! |  | 0.00013444 |  | -7.3677e-05 |  | 3.6352e-05 |  | 0 |  | 0 |  | 0 |  | 9.2861e-07 |  | 0 |  | 0 |  | #REF! |  | #REF! |  | 0 |  | 9.3935e-07 |  | #REF! |  | 0 |  | 0 |  | 7.936e-07 |  | 0 |  | 0 |  | 0.00035852 |  | 0 |  | 7.8721e-07 |  | 0.00052056 |  | 0 |  | 0
| #REF! |  | 0.00018664 |  | -6.0385e-05 |  | 5.3094e-05 |  | 0 |  | 0 |  | 0 |  | 8.8891e-07 |  | 0 |  | 0 |  | #REF! |  | #REF! |  | 0 |  | 1.0604e-06 |  | #REF! |  | 0 |  | 0 |  | 1.0302e-06 |  | 0 |  | 0 |  | 0.000274 |  | 0 |  | 7.8721e-07 |  | 0.00050964 |  | 0 |  | 0
| #REF! |  | 0.00016645 |  | -3.4616e-05 |  | 2.9514e-05 |  | 0 |  | 0 |  | 0 |  | 9.6645e-07 |  | 0 |  | 0 |  | #REF! |  | #REF! |  | 0 |  | 1.0604e-06 |  | #REF! |  | 0 |  | 0 |  | 1.0423e-06 |  | 0 |  | 0 |  | 0.00042355 |  | 0 |  | 3.9363e-06 |  | 0.00051123 |  | 0 |  | 0
| #REF! |  | 0.00010525 |  | -5.4772e-05 |  | 1.2772e-05 |  | 0 |  | 0 |  | 0 |  | 1.1136e-06 |  | 0 |  | 0 |  | #REF! |  | #REF! |  | 0 |  | 1.3257e-06 |  | #REF! |  | 0 |  | 0 |  | 9.5362e-07 |  | 0 |  | 0 |  | 0.00041966 |  | 0 |  | 4.4614e-06 |  | 0.00051753 |  | 0 |  | 0
| #REF! |  | 5.5695e-05 |  | -0.00014162 |  | 6.402e-05 |  | 0 |  | 0 |  | 0 |  | 1.1583e-06 |  | 0 |  | 0 |  | #REF! |  | #REF! |  | 0 |  | 1.3259e-06 |  | #REF! |  | 0 |  | 0 |  | 1.0778e-06 |  | 0 |  | 0 |  | 0.00039539 |  | 0 |  | 2.8868e-06 |  | 0.00052379 |  | 0 |  | 0
| #REF! |  | 1.1996e-05 |  | -0.00016876 |  | 6.402e-05 |  | 0 |  | 0 |  | 0 |  | 1.0789e-06 |  | 0 |  | 0 |  | #REF! |  | #REF! |  | 0 |  | 6.094e-07 |  | #REF! |  | 0 |  | 0 |  | 1.2913e-06 |  | 0 |  | 0 |  | 0.00054579 |  | 0 |  | 2.3621e-06 |  | 0.00052464 |  | 0 |  | 0
| #REF! |  | 3.0673e-05 |  | -6.915e-05 |  | 5.4032e-05 |  | 0 |  | 0 |  | 0 |  | 1.0039e-06 |  | 0 |  | 0 |  | #REF! |  | #REF! |  | 0 |  | 6.0949e-07 |  | #REF! |  | 0 |  | 0 |  | 1.3327e-06 |  | 0 |  | 0 |  | 0.0007024 |  | 0 |  | 0 |  | 0.00051916 |  | 0 |  | 0
| #REF! |  | 0.00012099 |  | 2.5168e-05 |  | 6.8802e-05 |  | 0 |  | 0 |  | 0 |  | 1.0312e-06 |  | 0 |  | 0 |  | #REF! |  | #REF! |  | 0 |  | 9.0586e-07 |  | #REF! |  | 0 |  | 0 |  | 1.1192e-06 |  | 0 |  | 0 |  | 0.00070244 |  | 0 |  | 0 |  | 0.00051136 |  | 0 |  | 0
| #REF! |  | 0.00012975 |  | 5.6984e-05 |  | 2.5576e-05 |  | 0 |  | 0 |  | 0 |  | 1.0562e-06 |  | 0 |  | 0 |  | #REF! |  | #REF! |  | 0 |  | 9.0599e-07 |  | #REF! |  | 0 |  | 0 |  | 9.1798e-07 |  | 0 |  | 0 |  | 0.00043543 |  | 0 |  | 7.8746e-07 |  | 0.00051061 |  | 0 |  | 0
| #REF! |  | 8.608e-05 |  | 1.7392e-05 |  | 1.7698e-05 |  | 0 |  | 0 |  | 0 |  | 9.91e-07 |  | 0 |  | 0 |  | #REF! |  | #REF! |  | 0 |  | 1.1983e-06 |  | #REF! |  | 0 |  | 0 |  | 7.7016e-07 |  | 0 |  | 0 |  | 0.00033597 |  | 0 |  | 7.8751e-07 |  | 0.00051766 |  | 0 |  | 0
| #REF! |  | 1.8691e-05 |  | -6.2836e-05 |  | 6.092e-05 |  | 0 |  | 0 |  | 0 |  | 9.7806e-07 |  | 0 |  | 0 |  | #REF! |  | #REF! |  | 0 |  | 1.1985e-06 |  | #REF! |  | 0 |  | 0 |  | 6.9904e-07 |  | 0 |  | 0 |  | 0.0004723 |  | 0 |  | 2.3627e-06 |  | 0.00052243 |  | 0 |  | 0
| #REF! |  | 1.3419e-05 |  | -4.7682e-05 |  | 5.4027e-05 |  | 0 |  | 0 |  | 0 |  | 1.0129e-06 |  | 0 |  | 0 |  | #REF! |  | #REF! |  | 0 |  | 1.4555e-06 |  | #REF! |  | 0 |  | 0 |  | 6.9911e-07 |  | 0 |  | 0 |  | 0.00049736 |  | 0 |  | 2.8877e-06 |  | 0.00052008 |  | 0 |  | 0
| #REF! |  | 0.00014229 |  | 6.3272e-05 |  | 0 |  | 0 |  | 0 |  | 0 |  | 1.0371e-06 |  | 0 |  | 0 |  | #REF! |  | #REF! |  | 0 |  | 1.4557e-06 |  | #REF! |  | 0 |  | 0 |  | 6.8755e-07 |  | 0 |  | 0 |  | 0.00053734 |  | 0 |  | 1.3127e-06 |  | 0.00051384 |  | 0 |  | 0
| #REF! |  | 0.00025242 |  | 0.00011547 |  | 0 |  | 0 |  | 0 |  | 0 |  | 9.5775e-07 |  | 0 |  | 0 |  | #REF! |  | #REF! |  | 0 |  | 1.3554e-06 |  | #REF! |  | 0 |  | 0 |  | 6.5779e-07 |  | 0 |  | 0 |  | 0.00058438 |  | 0 |  | 7.8766e-07 |  | 0.00051466 |  | 0 |  | 0
| #REF! |  | 0.00011957 |  | 1.8661e-05 |  | 0 |  | 0 |  | 0 |  | 0 |  | 8.9133e-07 |  | 0 |  | 0 |  | #REF! |  | #REF! |  | 0 |  | 1.3556e-06 |  | #REF! |  | 0 |  | 0 |  | 6.4015e-07 |  | 0 |  | 0 |  | 0.00044105 |  | 0 |  | 7.8766e-07 |  | 0.00052096 |  | 0 |  | 0
| #REF! |  | 0.0001164 |  | -1.9442e-05 |  | 0 |  | 0 |  | 0 |  | 0 |  | 9.0569e-07 |  | 0 |  | 0 |  | #REF! |  | #REF! |  | 0 |  | 1.0457e-06 |  | #REF! |  | 0 |  | 0 |  | 7.2905e-07 |  | 0 |  | 0 |  | 0.00033297 |  | 0 |  | 1.3129e-06 |  | 0.00052413 |  | 0 |  | 0
| #REF! |  | 0.00024195 |  | -2.7226e-06 |  | 1.1787e-05 |  | 0 |  | 0 |  | 0 |  | 9.4178e-07 |  | 0 |  | 0 |  | #REF! |  | #REF! |  | 0 |  | 1.0459e-06 |  | #REF! |  | 0 |  | 0 |  | 7.4068e-07 |  | 0 |  | 0 |  | 0.00047634 |  | 0 |  | 2.8883e-06 |  | 0.00051786 |  | 0 |  | 0
| #REF! |  | 0.00015865 |  | 5.1783e-05 |  | 3.5412e-05 |  | 0 |  | 0 |  | 0 |  | 1.0361e-06 |  | 0 |  | 0 |  | #REF! |  | #REF! |  | 0 |  | 2.4835e-06 |  | #REF! |  | 0 |  | 0 |  | 7.0538e-07 |  | 0 |  | 0 |  | 0.00048655 |  | 0 |  | 2.3634e-06 |  | 0.00050692 |  | 0 |  | 0
| #REF! |  | 0.00020586 |  | 7.5273e-05 |  | 2.3629e-05 |  | 0 |  | 0 |  | 0 |  | 1.1591e-06 |  | 0 |  | 0 |  | #REF! |  | #REF! |  | 0 |  | 2.4835e-06 |  | #REF! |  | 0 |  | 0 |  | 7.352e-07 |  | 0 |  | 0 |  | 0.00040353 |  | 0 |  | 7.8781e-07 |  | 0.00050226 |  | 0 |  | 0
| #REF! |  | 0.00022386 |  | 3.0796e-06 |  | 0 |  | 0 |  | 0 |  | 0 |  | 1.2473e-06 |  | 0 |  | 0 |  | #REF! |  | #REF! |  | 0 |  | 1.2945e-06 |  | #REF! |  | 0 |  | 0 |  | 7.7666e-07 |  | 0 |  | 0 |  | 0.00058535 |  | 0 |  | 1.3131e-06 |  | 0.00050621 |  | 0 |  | 0
| #REF! |  | 0.00010485 |  | 2.4363e-05 |  | 0 |  | 0 |  | 0 |  | 0 |  | 1.1909e-06 |  | 0 |  | 0 |  | #REF! |  | #REF! |  | 0 |  | 1.2947e-06 |  | #REF! |  | 0 |  | 0 |  | 7.883e-07 |  | 0 |  | 0 |  | 0.00061438 |  | 0 |  | 1.3132e-06 |  | 0.00051251 |  | 0 |  | 0
| #REF! |  | 8.1469e-05 |  | 7.6506e-05 |  | 0 |  | 0 |  | 0 |  | 0 |  | 1.0537e-06 |  | 0 |  | 0 |  | #REF! |  | #REF! |  | 0 |  | 1.0226e-06 |  | #REF! |  | 0 |  | 0 |  | 8.4125e-07 |  | 0 |  | 0 |  | 0.00051646 |  | 0 |  | 1.3132e-06 |  | 0.00051176 |  | 0 |  | 0
| #REF! |  | 7.1949e-05 |  | -7.8497e-05 |  | 2.9467e-06 |  | 0 |  | 0 |  | 0 |  | 9.5011e-07 |  | 0 |  | 0 |  | #REF! |  | #REF! |  | 0 |  | 1.0226e-06 |  | #REF! |  | 0 |  | 0 |  | 9.6613e-07 |  | 0 |  | 0 |  | 0.00037203 |  | 0 |  | 2.8892e-06 |  | 0.00050549 |  | 0 |  | 0
| #REF! |  | 7.9513e-05 |  | -0.00011612 |  | 2.9464e-06 |  | 0 |  | 0 |  | 0 |  | 9.1658e-07 |  | 0 |  | 0 |  | #REF! |  | #REF! |  | 0 |  | 1.1604e-06 |  | #REF! |  | 0 |  | 0 |  | 9.8439e-07 |  | 0 |  | 0 |  | 0.00031798 |  | 0 |  | 2.8894e-06 |  | 0.00049846 |  | 0 |  | 0
| #REF! |  | 2.5103e-05 |  | -3.9363e-06 |  | 3.0444e-05 |  | 0 |  | 0 |  | 0 |  | 9.6696e-07 |  | 0 |  | 0 |  | #REF! |  | #REF! |  | 0 |  | 1.1606e-06 |  | #REF! |  | 0 |  | 0 |  | 7.4156e-07 |  | 0 |  | 0 |  | 0.00058942 |  | 0 |  | 5.2534e-07 |  | 0.00049536 |  | 0 |  | 0
| #REF! |  | -3.347e-05 |  | -4.5472e-05 |  | 5.5052e-05 |  | 0 |  | 0 |  | 0 |  | 1.0093e-06 |  | 0 |  | 0 |  | #REF! |  | #REF! |  | 0 |  | 5.3289e-07 |  | #REF! |  | 0 |  | 0 |  | 6.2898e-07 |  | 0 |  | 0 |  | 0.00066862 |  | 0 |  | 0 |  | 0.00050166 |  | 0 |  | 0
| #REF! |  | 4.8705e-05 |  | -2.2817e-05 |  | 2.4608e-05 |  | 0 |  | 0 |  | 0 |  | 1.0298e-06 |  | 0 |  | 0 |  | #REF! |  | #REF! |  | 0 |  | 5.3289e-07 |  | #REF! |  | 0 |  | 0 |  | 7.7085e-07 |  | 0 |  | 0 |  | 0.0005793 |  | 0 |  | 2.3643e-06 |  | 0.00050953 |  | 0 |  | 0
| #REF! |  | 0.00013064 |  | 6.4142e-05 |  | 0 |  | 0 |  | 0 |  | 0 |  | 1.0398e-06 |  | 0 |  | 0 |  | #REF! |  | #REF! |  | 0 |  | 1.1632e-06 |  | #REF! |  | 0 |  | 0 |  | 1.0315e-06 |  | 0 |  | 0 |  | 0.0004672 |  | 0 |  | 2.8899e-06 |  | 0.00051267 |  | 0 |  | 0
| #REF! |  | 7.4577e-05 |  | 4.6547e-05 |  | 5.1062e-05 |  | 0 |  | 0 |  | 0 |  | 1.0373e-06 |  | 0 |  | 0 |  | #REF! |  | #REF! |  | 0 |  | 1.1632e-06 |  | #REF! |  | 0 |  | 0 |  | 1.2039e-06 |  | 0 |  | 0 |  | 0.00037159 |  | 0 |  | 2.8899e-06 |  | 0.00051349 |  | 0 |  | 0
| #REF! |  | 7.2164e-05 |  | 3.4967e-05 |  | 5.1062e-05 |  | 0 |  | 0 |  | 0 |  | 1.0548e-06 |  | 0 |  | 0 |  | #REF! |  | #REF! |  | 0 |  | 1.1287e-06 |  | #REF! |  | 0 |  | 0 |  | 1.2217e-06 |  | 0 |  | 0 |  | 0.00044769 |  | 0 |  | 2.3646e-06 |  | 0.00051355 |  | 0 |  | 0
| #REF! |  | 0.00016749 |  | 6.0023e-05 |  | 0 |  | 0 |  | 0 |  | 0 |  | 1.0498e-06 |  | 0 |  | 0 |  | #REF! |  | #REF! |  | 0 |  | 1.1287e-06 |  | #REF! |  | 0 |  | 0 |  | 1.1382e-06 |  | 0 |  | 0 |  | 0.00042496 |  | 0 |  | 7.8821e-07 |  | 0.00051826 |  | 0 |  | 0
| #REF! |  | 0.00019315 |  | 2.3864e-05 |  | 0 |  | 0 |  | 0 |  | 0 |  | 1.086e-06 |  | 0 |  | 0 |  | #REF! |  | #REF! |  | 0 |  | 1.032e-06 |  | #REF! |  | 0 |  | 0 |  | 1.0256e-06 |  | 0 |  | 0 |  | 0.00036537 |  | 0 |  | 1.3139e-06 |  | 0.00051983 |  | 0 |  | 0
| #REF! |  | 0.00018349 |  | 7.2544e-06 |  | 5.204e-05 |  | 0 |  | 0 |  | 0 |  | 1.1352e-06 |  | 0 |  | 0 |  | #REF! |  | #REF! |  | 0 |  | 1.032e-06 |  | #REF! |  | 0 |  | 0 |  | 1.0495e-06 |  | 0 |  | 0 |  | 0.0004352 |  | 0 |  | 1.3139e-06 |  | 0.0005144 |  | 0 |  | 0
| #REF! |  | 0.00012413 |  | 1.8664e-05 |  | 5.204e-05 |  | 0 |  | 0 |  | 0 |  | 1.1221e-06 |  | 0 |  | 0 |  | #REF! |  | #REF! |  | 0 |  | 1.1615e-06 |  | #REF! |  | 0 |  | 0 |  | 1.0854e-06 |  | 0 |  | 0 |  | 0.00057635 |  | 0 |  | 1.3139e-06 |  | 0.00050735 |  | 0 |  | 0
| #REF! |  | 0.00014366 |  | 2.0953e-07 |  | 3.3384e-05 |  | 0 |  | 0 |  | 0 |  | 1.0401e-06 |  | 0 |  | 0 |  | #REF! |  | #REF! |  | 0 |  | 1.1615e-06 |  | #REF! |  | 0 |  | 0 |  | 1.044e-06 |  | 0 |  | 0 |  | 0.00053564 |  | 0 |  | 5.2561e-07 |  | 0.00049957 |  | 0 |  | 0
| #REF! |  | 0.00015183 |  | 1.0325e-05 |  | 6.3893e-05 |  | 0 |  | 0 |  | 0 |  | 9.4209e-07 |  | 0 |  | 0 |  | #REF! |  | #REF! |  | 0 |  | 7.6192e-07 |  | #REF! |  | 0 |  | 0 |  | 8.7788e-07 |  | 0 |  | 0 |  | 0.00043447 |  | 0 |  | 5.2561e-07 |  | 0.000498 |  | 0 |  | 0
| #REF! |  | 0.00010458 |  | 5.0014e-05 |  | 5.1129e-05 |  | 0 |  | 0 |  | 0 |  | 9.3207e-07 |  | 0 |  | 0 |  | #REF! |  | #REF! |  | 0 |  | 7.6192e-07 |  | #REF! |  | 0 |  | 0 |  | 6.5241e-07 |  | 0 |  | 0 |  | 0.00052548 |  | 0 |  | 2.8909e-06 |  | 0.00049332 |  | 0 |  | 0
| #REF! |  | 0.00019945 |  | -5.7095e-05 |  | 3.5379e-05 |  | 0 |  | 0 |  | 0 |  | 9.7698e-07 |  | 0 |  | 0 |  | #REF! |  | #REF! |  | 0 |  | 6.4683e-07 |  | #REF! |  | 0 |  | 0 |  | 7.0005e-07 |  | 0 |  | 0 |  | 0.00064156 |  | 0 |  | 2.8912e-06 |  | 0.00049411 |  | 0 |  | 0
| #REF! |  | 0.00021674 |  | -9.8791e-05 |  | 1.5743e-05 |  | 0 |  | 0 |  | 0 |  | 1.0286e-06 |  | 0 |  | 0 |  | #REF! |  | #REF! |  | 0 |  | 6.4692e-07 |  | #REF! |  | 0 |  | 0 |  | 8.9015e-07 |  | 0 |  | 0 |  | 0.00056555 |  | 0 |  | 1.3142e-06 |  | 0.00049888 |  | 0 |  | 0
| #REF! |  | 6.4941e-05 |  | -1.652e-05 |  | 4.1329e-05 |  | 0 |  | 0 |  | 0 |  | 1.0404e-06 |  | 0 |  | 0 |  | #REF! |  | #REF! |  | 0 |  | 1.3396e-06 |  | #REF! |  | 0 |  | 0 |  | 1.0681e-06 |  | 0 |  | 0 |  | 0.00042907 |  | 0 |  | 7.8856e-07 |  | 0.00050358 |  | 0 |  | 0
| #REF! |  | 4.0048e-05 |  | 3.5659e-05 |  | 7.3729e-05 |  | 0 |  | 0 |  | 0 |  | 1.0262e-06 |  | 0 |  | 0 |  | #REF! |  | #REF! |  | 0 |  | 1.34e-06 |  | #REF! |  | 0 |  | 0 |  | 9.8467e-07 |  | 0 |  | 0 |  | 0.00043066 |  | 0 |  | 2.3657e-06 |  | 0.00050205 |  | 0 |  | 0
| #REF! |  | 0.00014941 |  | -2.5134e-05 |  | 3.3378e-05 |  | 0 |  | 0 |  | 0 |  | 9.467e-07 |  | 0 |  | 0 |  | #REF! |  | #REF! |  | 0 |  | 7.7982e-07 |  | #REF! |  | 0 |  | 0 |  | 7.7087e-07 |  | 0 |  | 0 |  | 0.00044167 |  | 0 |  | 2.8916e-06 |  | 0.00049659 |  | 0 |  | 0
| #REF! |  | 0.00018937 |  | -2.6605e-05 |  | 2.2582e-05 |  | 0 |  | 0 |  | 0 |  | 8.6403e-07 |  | 0 |  | 0 |  | #REF! |  | #REF! |  | 0 |  | 7.7982e-07 |  | #REF! |  | 0 |  | 0 |  | 7.8915e-07 |  | 0 |  | 0 |  | 0.00047308 |  | 0 |  | 5.2578e-07 |  | 0.00049976 |  | 0 |  | 0
| #REF! |  | 0.00010492 |  | 1.0368e-05 |  | 4.3243e-05 |  | 0 |  | 0 |  | 0 |  | 8.554e-07 |  | 0 |  | 0 |  | #REF! |  | #REF! |  | 0 |  | 1.0645e-06 |  | #REF! |  | 0 |  | 0 |  | 7.7764e-07 |  | 0 |  | 0 |  | 0.00052722 |  | 0 |  | 0 |  | 0.00050917 |  | 0 |  | 0
| #REF! |  | 5.4201e-05 |  | -4.2895e-05 |  | 5.0115e-05 |  | 0 |  | 0 |  | 0 |  | 9.3249e-07 |  | 0 |  | 0 |  | #REF! |  | #REF! |  | 0 |  | 1.0647e-06 |  | #REF! |  | 0 |  | 0 |  | 7.4778e-07 |  | 0 |  | 0 |  | 0.00059947 |  | 0 |  | 2.3661e-06 |  | 0.00051708 |  | 0 |  | 0
| #REF! |  | 0.00010625 |  | -2.8403e-05 |  | 3.5356e-05 |  | 0 |  | 0 |  | 0 |  | 1.0513e-06 |  | 0 |  | 0 |  | #REF! |  | #REF! |  | 0 |  | 1.0308e-06 |  | #REF! |  | 0 |  | 0 |  | 7.3627e-07 |  | 0 |  | 0 |  | 0.00065597 |  | 0 |  | 2.8921e-06 |  | 0.00051316 |  | 0 |  | 0
| #REF! |  | 3.1646e-05 |  | -8.8146e-05 |  | 9.8298e-06 |  | 0 |  | 0 |  | 0 |  | 1.0743e-06 |  | 0 |  | 0 |  | #REF! |  | #REF! |  | 0 |  | 1.031e-06 |  | #REF! |  | 0 |  | 0 |  | 7.6613e-07 |  | 0 |  | 0 |  | 0.00060186 |  | 0 |  | 5.2588e-07 |  | 0.0005077 |  | 0 |  | 0
| #REF! |  | 6.0987e-05 |  | -5.4585e-05 |  | 3.9263e-06 |  | 0 |  | 0 |  | 0 |  | 1.0508e-06 |  | 0 |  | 0 |  | #REF! |  | #REF! |  | 0 |  | 1.3066e-06 |  | #REF! |  | 0 |  | 0 |  | 8.43e-07 |  | 0 |  | 0 |  | 0.00046928 |  | 0 |  | 0 |  | 0.00049989 |  | 0 |  | 0
| #REF! |  | 0.00016233 |  | 8.1635e-05 |  | 0 |  | 0 |  | 0 |  | 0 |  | 1.0092e-06 |  | 0 |  | 0 |  | #REF! |  | #REF! |  | 0 |  | 1.3066e-06 |  | #REF! |  | 0 |  | 0 |  | 8.6076e-07 |  | 0 |  | 0 |  | 0.00046225 |  | 0 |  | 7.8886e-07 |  | 0.00049364 |  | 0 |  | 0
| #REF! |  | 0.0001534 |  | 7.0861e-05 |  | 0 |  | 0 |  | 0 |  | 0 |  | 9.3709e-07 |  | 0 |  | 0 |  | #REF! |  | #REF! |  | 0 |  | 8.5327e-07 |  | #REF! |  | 0 |  | 0 |  | 9.6744e-07 |  | 0 |  | 0 |  | 0.00055328 |  | 0 |  | 7.8891e-07 |  | 0.00048972 |  | 0 |  | 0
| #REF! |  | 0.00015317 |  | 9.8264e-05 |  | 1.0798e-05 |  | 0 |  | 0 |  | 0 |  | 8.4444e-07 |  | 0 |  | 0 |  | #REF! |  | #REF! |  | 0 |  | 8.5339e-07 |  | #REF! |  | 0 |  | 0 |  | 1.0028e-06 |  | 0 |  | 0 |  | 0.00042382 |  | 0 |  | 0 |  | 0.00049446 |  | 0 |  | 0
| #REF! |  | 8.9091e-05 |  | 0.00010006 |  | 1.0798e-05 |  | 0 |  | 0 |  | 0 |  | 8.2842e-07 |  | 0 |  | 0 |  | #REF! |  | #REF! |  | 0 |  | 1.1968e-06 |  | #REF! |  | 0 |  | 0 |  | 8.7859e-07 |  | 0 |  | 0 |  | 0.00037128 |  | 0 |  | 5.2601e-07 |  | 0.00050237 |  | 0 |  | 0
| #REF! |  | 4.4947e-05 |  | 8.289e-05 |  | 1.4723e-05 |  | 0 |  | 0 |  | 0 |  | 9.4277e-07 |  | 0 |  | 0 |  | #REF! |  | #REF! |  | 0 |  | 1.3555e-06 |  | #REF! |  | 0 |  | 0 |  | 7.0659e-07 |  | 0 |  | 0 |  | 0.00037128 |  | 0 |  | 2.8929e-06 |  | 0.00050629 |  | 0 |  | 0
| #REF! |  | -1.9608e-05 |  | 7.3229e-05 |  | 4.9157e-05 |  | 0 |  | 0 |  | 0 |  | 1.0288e-06 |  | 0 |  | 0 |  | #REF! |  | #REF! |  | 0 |  | 9.9696e-07 |  | #REF! |  | 0 |  | 0 |  | 7.8416e-07 |  | 0 |  | 0 |  | 0.00031869 |  | 0 |  | 2.8932e-06 |  | 0.00050394 |  | 0 |  | 0
| #REF! |  | 3.6654e-05 |  | -8.379e-05 |  | 6.7806e-05 |  | 0 |  | 0 |  | 0 |  | 9.8337e-07 |  | 0 |  | 0 |  | #REF! |  | #REF! |  | 0 |  | 8.3853e-07 |  | #REF! |  | 0 |  | 0 |  | 9.4453e-07 |  | 0 |  | 0 |  | 0.00041529 |  | 0 |  | 2.8932e-06 |  | 0.00049851 |  | 0 |  | 0
| #REF! |  | 6.7395e-05 |  | -0.00013764 |  | 3.3372e-05 |  | 0 |  | 0 |  | 0 |  | 8.8634e-07 |  | 0 |  | 0 |  | #REF! |  | #REF! |  | 0 |  | 8.0944e-07 |  | #REF! |  | 0 |  | 0 |  | 9.0245e-07 |  | 0 |  | 0 |  | 0.00053148 |  | 0 |  | 2.8934e-06 |  | 0.00049615 |  | 0 |  | 0
| #REF! |  | 4.2202e-05 |  | -9.4065e-05 |  | 7.8674e-05 |  | 0 |  | 0 |  | 0 |  | 8.7771e-07 |  | 0 |  | 0 |  | #REF! |  | #REF! |  | 0 |  | 8.0956e-07 |  | #REF! |  | 0 |  | 0 |  | 6.8849e-07 |  | 0 |  | 0 |  | 0.00054093 |  | 0 |  | 4.4717e-06 |  | 0.00049226 |  | 0 |  | 0
| #REF! |  | 0.00011302 |  | -2.0972e-06 |  | 0.00010032 |  | 0 |  | 0 |  | 0 |  | 9.4125e-07 |  | 0 |  | 0 |  | #REF! |  | #REF! |  | 0 |  | 1.5736e-06 |  | #REF! |  | 0 |  | 0 |  | 5.1657e-07 |  | 0 |  | 0 |  | 0.00046952 |  | 0 |  | 3.9461e-06 |  | 0.0004915 |  | 0 |  | 0
| #REF! |  | 0.00014734 |  | 7.2201e-05 |  | 4.716e-05 |  | 0 |  | 0 |  | 0 |  | 9.5431e-07 |  | 0 |  | 0 |  | #REF! |  | #REF! |  | 0 |  | 1.5738e-06 |  | #REF! |  | 0 |  | 0 |  | 5.7633e-07 |  | 0 |  | 0 |  | 0.00051666 |  | 0 |  | 7.8921e-07 |  | 0.00049154 |  | 0 |  | 0
| #REF! |  | 0.0001658 |  | 8.7359e-05 |  | 2.5518e-05 |  | 0 |  | 0 |  | 0 |  | 9.1396e-07 |  | 0 |  | 0 |  | #REF! |  | #REF! |  | 0 |  | 1.3183e-06 |  | #REF! |  | 0 |  | 0 |  | 6.4775e-07 |  | 0 |  | 0 |  | 0.00049392 |  | 0 |  | 7.8921e-07 |  | 0.00049549 |  | 0 |  | 0
| #REF! |  | 0.0001422 |  | 5.889e-05 |  | 8.5466e-05 |  | 0 |  | 0 |  | 0 |  | 8.9654e-07 |  | 0 |  | 0 |  | #REF! |  | #REF! |  | 0 |  | 1.3185e-06 |  | #REF! |  | 0 |  | 0 |  | 7.1301e-07 |  | 0 |  | 0 |  | 0.00047194 |  | 0 |  | 2.3679e-06 |  | 0.00049706 |  | 0 |  | 0
| #REF! |  | 0.00012263 |  | 6.4308e-05 |  | 8.5458e-05 |  | 0 |  | 0 |  | 0 |  | 8.7608e-07 |  | 0 |  | 0 |  | #REF! |  | #REF! |  | 0 |  | 1.7135e-06 |  | #REF! |  | 0 |  | 0 |  | 8.3751e-07 |  | 0 |  | 0 |  | 0.0005772 |  | 0 |  | 2.3679e-06 |  | 0.00049238 |  | 0 |  | 0
| #REF! |  | 8.176e-05 |  | 0.00010336 |  | 1.5703e-05 |  | 0 |  | 0 |  | 0 |  | 8.1262e-07 |  | 0 |  | 0 |  | #REF! |  | #REF! |  | 0 |  | 1.7135e-06 |  | #REF! |  | 0 |  | 0 |  | 9.9794e-07 |  | 0 |  | 0 |  | 0.00047752 |  | 0 |  | 2.3679e-06 |  | 0.00048302 |  | 0 |  | 0
| #REF! |  | 0.00014834 |  | -1.3296e-05 |  | 3.931e-05 |  | 0 |  | 0 |  | 0 |  | 7.4611e-07 |  | 0 |  | 0 |  | #REF! |  | #REF! |  | 0 |  | 8.5423e-07 |  | #REF! |  | 0 |  | 0 |  | 1.0694e-06 |  | 0 |  | 0 |  | 0.00046257 |  | 0 |  | 4.4734e-06 |  | 0.00047906 |  | 0 |  | 0
| #REF! |  | 0.00018153 |  | -5.176e-05 |  | 5.3049e-05 |  | 0 |  | 0 |  | 0 |  | 8.1276e-07 |  | 0 |  | 0 |  | #REF! |  | #REF! |  | 0 |  | 8.5435e-07 |  | #REF! |  | 0 |  | 0 |  | 9.7432e-07 |  | 0 |  | 0 |  | 0.00053882 |  | 0 |  | 2.1051e-06 |  | 0.00047991 |  | 0 |  | 0
| #REF! |  | 0.00011113 |  | -0.0001842 |  | 2.9441e-05 |  | 0 |  | 0 |  | 0 |  | 9.5341e-07 |  | 0 |  | 0 |  | #REF! |  | #REF! |  | 0 |  | 1.1076e-06 |  | #REF! |  | 0 |  | 0 |  | 7.7238e-07 |  | 0 |  | 0 |  | 0.00038568 |  | 0 |  | 5.2631e-07 |  | 0.00047916 |  | 0 |  | 0
| #REF! |  | 0.00013538 |  | -0.00014463 |  | 7.866e-05 |  | 0 |  | 0 |  | 0 |  | 9.9831e-07 |  | 0 |  | 0 |  | #REF! |  | #REF! |  | 0 |  | 1.1077e-06 |  | #REF! |  | 0 |  | 0 |  | 6.6567e-07 |  | 0 |  | 0 |  | 0.00038411 |  | 0 |  | 1.3158e-06 |  | 0.00047994 |  | 0 |  | 0
| #REF! |  | 0.00016727 |  | 7.0991e-06 |  | 7.8667e-05 |  | 0 |  | 0 |  | 0 |  | 9.591e-07 |  | 0 |  | 0 |  | #REF! |  | #REF! |  | 0 |  | 8.573e-07 |  | #REF! |  | 0 |  | 0 |  | 6.8947e-07 |  | 0 |  | 0 |  | 0.00052475 |  | 0 |  | 7.8951e-07 |  | 0.00047997 |  | 0 |  | 0
| #REF! |  | 0.00014668 |  | -7.298e-05 |  | 1.2757e-05 |  | 0 |  | 0 |  | 0 |  | 9.4051e-07 |  | 0 |  | 0 |  | #REF! |  | #REF! |  | 0 |  | 8.573e-07 |  | #REF! |  | 0 |  | 0 |  | 8.2622e-07 |  | 0 |  | 0 |  | 0.00049179 |  | 0 |  | 7.8956e-07 |  | 0.00048236 |  | 0 |  | 0
| #REF! |  | 0.00012509 |  | -2.9088e-05 |  | 1.2757e-05 |  | 0 |  | 0 |  | 0 |  | 9.5669e-07 |  | 0 |  | 0 |  | #REF! |  | #REF! |  | 0 |  | 1.3972e-06 |  | #REF! |  | 0 |  | 0 |  | 1.0642e-06 |  | 0 |  | 0 |  | 0.00050989 |  | 0 |  | 1.316e-06 |  | 0.00048475 |  | 0 |  | 0
| #REF! |  | 0.00017552 |  | 2.8761e-05 |  | 0 |  | 0 |  | 0 |  | 0 |  | 9.3064e-07 |  | 0 |  | 0 |  | #REF! |  | #REF! |  | 0 |  | 1.3972e-06 |  | #REF! |  | 0 |  | 0 |  | 1.165e-06 |  | 0 |  | 0 |  | 0.0005586 |  | 0 |  | 1.316e-06 |  | 0.00048239 |  | 0 |  | 0
| #REF! |  | 0.00028467 |  | -4.0578e-05 |  | 2.0653e-05 |  | 0 |  | 0 |  | 0 |  | 8.771e-07 |  | 0 |  | 0 |  | #REF! |  | #REF! |  | 0 |  | 6.4605e-07 |  | #REF! |  | 0 |  | 0 |  | 1.0753e-06 |  | 0 |  | 0 |  | 0.00048399 |  | 0 |  | 7.8966e-07 |  | 0.00047928 |  | 0 |  | 0
| #REF! |  | 0.00029173 |  | 2.5267e-07 |  | 8.5167e-05 |  | 0 |  | 0 |  | 0 |  | 8.28e-07 |  | 0 |  | 0 |  | #REF! |  | #REF! |  | 0 |  | 6.4614e-07 |  | #REF! |  | 0 |  | 0 |  | 9.0327e-07 |  | 0 |  | 0 |  | 0.00050448 |  | 0 |  | 7.8966e-07 |  | 0.00046991 |  | 0 |  | 0
| #REF! |  | 0.00021593 |  | 3.5448e-05 |  | 7.3358e-05 |  | 0 |  | 0 |  | 0 |  | 8.3492e-07 |  | 0 |  | 0 |  | #REF! |  | #REF! |  | 0 |  | 7.1363e-07 |  | #REF! |  | 0 |  | 0 |  | 8.9785e-07 |  | 0 |  | 0 |  | 0.00064278 |  | 0 |  | 7.8971e-07 |  | 0.00046519 |  | 0 |  | 0
| #REF! |  | 0.00017989 |  | -8.0352e-06 |  | 1.3757e-05 |  | 0 |  | 0 |  | 0 |  | 8.5235e-07 |  | 0 |  | 0 |  | #REF! |  | #REF! |  | 0 |  | 7.1363e-07 |  | #REF! |  | 0 |  | 0 |  | 9.6927e-07 |  | 0 |  | 0 |  | 0.00065693 |  | 0 |  | 0 |  | 0.00046991 |  | 0 |  | 0
| #REF! |  | 0.00018151 |  | -3.3701e-07 |  | 5.1129e-05 |  | 0 |  | 0 |  | 0 |  | 8.5866e-07 |  | 0 |  | 0 |  | #REF! |  | #REF! |  | 0 |  | 6.3888e-07 |  | #REF! |  | 0 |  | 0 |  | 9.8095e-07 |  | 0 |  | 0 |  | 0.00054227 |  | 0 |  | 5.2654e-07 |  | 0.00047783 |  | 0 |  | 0
| #REF! |  | 0.00017463 |  | 6.2927e-05 |  | 4.6223e-05 |  | 0 |  | 0 |  | 0 |  | 8.9228e-07 |  | 0 |  | 0 |  | #REF! |  | #REF! |  | 0 |  | 6.3888e-07 |  | #REF! |  | 0 |  | 0 |  | 9.0343e-07 |  | 0 |  | 0 |  | 0.00059964 |  | 0 |  | 5.2654e-07 |  | 0.00048097 |  | 0 |  | 0
| #REF! |  | 0.00011947 |  | -5.3662e-06 |  | 1.5734e-05 |  | 0 |  | 0 |  | 0 |  | 9.3533e-07 |  | 0 |  | 0 |  | #REF! |  | #REF! |  | 0 |  | 4.0346e-07 |  | #REF! |  | 0 |  | 0 |  | 8.681e-07 |  | 0 |  | 0 |  | 0.00072543 |  | 0 |  | 5.2658e-07 |  | 0.00047629 |  | 0 |  | 0
| #REF! |  | 0.00020408 |  | 8.3986e-06 |  | 4.9092e-05 |  | 0 |  | 0 |  | 0 |  | 9.6833e-07 |  | 0 |  | 0 |  | #REF! |  | #REF! |  | 0 |  | 4.0357e-07 |  | #REF! |  | 0 |  | 0 |  | 9.2183e-07 |  | 0 |  | 0 |  | 0.00067596 |  | 0 |  | 4.4762e-06 |  | 0.0004771 |  | 0 |  | 0
| #REF! |  | 0.00020394 |  | 9.6669e-05 |  | 5.598e-05 |  | 0 |  | 0 |  | 0 |  | 9.2545e-07 |  | 0 |  | 0 |  | #REF! |  | #REF! |  | 0 |  | 1.1549e-06 |  | #REF! |  | 0 |  | 0 |  | 8.6818e-07 |  | 0 |  | 0 |  | 0.00053609 |  | 0 |  | 3.9496e-06 |  | 0.00048263 |  | 0 |  | 0
| #REF! |  | 0.00014078 |  | 0.00010582 |  | 2.2618e-05 |  | 0 |  | 0 |  | 0 |  | 9.1673e-07 |  | 0 |  | 0 |  | #REF! |  | #REF! |  | 0 |  | 1.1553e-06 |  | #REF! |  | 0 |  | 0 |  | 8.6818e-07 |  | 0 |  | 0 |  | 0.00051097 |  | 0 |  | 7.8996e-07 |  | 0.00048424 |  | 0 |  | 0
| #REF! |  | 0.00016484 |  | 0.00010902 |  | 0 |  | 0 |  | 0 |  | 0 |  | 9.2927e-07 |  | 0 |  | 0 |  | #REF! |  | #REF! |  | 0 |  | 1.4366e-06 |  | #REF! |  | 0 |  | 0 |  | 8.9818e-07 |  | 0 |  | 0 |  | 0.00054241 |  | 0 |  | 1.3167e-06 |  | 0.00048109 |  | 0 |  | 0
| #REF! |  | 9.325e-05 |  | 1.9847e-05 |  | 1.5698e-05 |  | 0 |  | 0 |  | 0 |  | 9.5801e-07 |  | 0 |  | 0 |  | #REF! |  | #REF! |  | 0 |  | 1.437e-06 |  | #REF! |  | 0 |  | 0 |  | 9.1597e-07 |  | 0 |  | 0 |  | 0.00053697 |  | 0 |  | 5.2671e-07 |  | 0.00047486 |  | 0 |  | 0
| #REF! |  | 9.3213e-05 |  | 5.5949e-05 |  | 1.5696e-05 |  | 0 |  | 0 |  | 0 |  | 9.6548e-07 |  | 0 |  | 0 |  | #REF! |  | #REF! |  | 0 |  | 1.6875e-06 |  | #REF! |  | 0 |  | 0 |  | 9.2757e-07 |  | 0 |  | 0 |  | 0.00048587 |  | 0 |  | 5.2671e-07 |  | 0.00046779 |  | 0 |  | 0
| #REF! |  | 0.00018495 |  | 8.8445e-05 |  | 4.1203e-05 |  | 0 |  | 0 |  | 0 |  | 9.5249e-07 |  | 0 |  | 0 |  | #REF! |  | #REF! |  | 0 |  | 1.688e-06 |  | #REF! |  | 0 |  | 0 |  | 9.93e-07 |  | 0 |  | 0 |  | 0.00041669 |  | 0 |  | 2.8971e-06 |  | 0.000467 |  | 0 |  | 0
| #REF! |  | 0.00012513 |  | 5.1393e-05 |  | 4.1206e-05 |  | 0 |  | 0 |  | 0 |  | 1.0148e-06 |  | 0 |  | 0 |  | #REF! |  | #REF! |  | 0 |  | 9.8337e-07 |  | #REF! |  | 0 |  | 0 |  | 1.1658e-06 |  | 0 |  | 0 |  | 0.0005913 |  | 0 |  | 2.8971e-06 |  | 0.00047257 |  | 0 |  | 0
| #REF! |  | 0.00013 |  | -0.00011656 |  | 8.2592e-05 |  | 0 |  | 0 |  | 0 |  | 1.0373e-06 |  | 0 |  | 0 |  | #REF! |  | #REF! |  | 0 |  | 9.8337e-07 |  | #REF! |  | 0 |  | 0 |  | 1.2435e-06 |  | 0 |  | 0 |  | 0.00055434 |  | 0 |  | 2.8973e-06 |  | 0.00047886 |  | 0 |  | 0
| #REF! |  | 0.00021746 |  | -0.000186 |  | 9.0466e-05 |  | 0 |  | 0 |  | 0 |  | 1.0304e-06 |  | 0 |  | 0 |  | #REF! |  | #REF! |  | 0 |  | 9.5959e-07 |  | #REF! |  | 0 |  | 0 |  | 1.172e-06 |  | 0 |  | 0 |  | 0.00037904 |  | 0 |  | 2.3706e-06 |  | 0.00047892 |  | 0 |  | 0
| #REF! |  | 0.00017879 |  | 0.0001153 |  | 4.9069e-05 |  | 0 |  | 0 |  | 0 |  | 9.7633e-07 |  | 0 |  | 0 |  | #REF! |  | #REF! |  | 0 |  | 1.0175e-06 |  | #REF! |  | 0 |  | 0 |  | 1.0769e-06 |  | 0 |  | 0 |  | 0.00045768 |  | 0 |  | 2.3708e-06 |  | 0.00047341 |  | 0 |  | 0
| #REF! |  | 0.00015623 |  | 0.00019304 |  | 6.8729e-05 |  | 0 |  | 0 |  | 0 |  | 9.2657e-07 |  | 0 |  | 0 |  | #REF! |  | #REF! |  | 0 |  | 9.1689e-07 |  | #REF! |  | 0 |  | 0 |  | 9.4012e-07 |  | 0 |  | 0 |  | 0.00051434 |  | 0 |  | 2.3708e-06 |  | 0.00046794 |  | 0 |  | 0
| #REF! |  | 0.00017194 |  | -1.1786e-06 |  | 5.5977e-05 |  | 0 |  | 0 |  | 0 |  | 9.1224e-07 |  | 0 |  | 0 |  | #REF! |  | #REF! |  | 0 |  | 8.5901e-07 |  | #REF! |  | 0 |  | 0 |  | 7.4953e-07 |  | 0 |  | 0 |  | 0.00046479 |  | 0 |  | 0 |  | 0.00046558 |  | 0 |  | 0
| #REF! |  | 0.00018246 |  | -4.4815e-05 |  | 8.2524e-05 |  | 0 |  | 0 |  | 0 |  | 8.5624e-07 |  | 0 |  | 0 |  | #REF! |  | #REF! |  | 0 |  | 5.079e-07 |  | #REF! |  | 0 |  | 0 |  | 6.6651e-07 |  | 0 |  | 0 |  | 0.00045069 |  | 0 |  | 0 |  | 0.00046721 |  | 0 |  | 0
| #REF! |  | 0.00022847 |  | -8.3702e-07 |  | 0.00014459 |  | 0 |  | 0 |  | 0 |  | 8.1261e-07 |  | 0 |  | 0 |  | #REF! |  | #REF! |  | 0 |  | 5.0797e-07 |  | #REF! |  | 0 |  | 0 |  | 7.9725e-07 |  | 0 |  | 0 |  | 0.00053092 |  | 0 |  | 2.3712e-06 |  | 0.00047665 |  | 0 |  | 0
| #REF! |  | 0.00023006 |  | 2.6422e-05 |  | 0.00014877 |  | 0 |  | 0 |  | 0 |  | 7.9454e-07 |  | 0 |  | 0 |  | #REF! |  | #REF! |  | 0 |  | 1.9894e-06 |  | #REF! |  | 0 |  | 0 |  | 1.041e-06 |  | 0 |  | 0 |  | 0.00056714 |  | 0 |  | 2.8982e-06 |  | 0.00048219 |  | 0 |  | 0
| #REF! |  | 0.00022022 |  | 0.00015723 |  | 5.8267e-05 |  | 0 |  | 0 |  | 0 |  | 8.165e-07 |  | 0 |  | 0 |  | #REF! |  | #REF! |  | 0 |  | 2.3507e-06 |  | #REF! |  | 0 |  | 0 |  | 1.1011e-06 |  | 0 |  | 0 |  | 0.00058369 |  | 0 |  | 2.8982e-06 |  | 0.000483 |  | 0 |  | 0
| #REF! |  | 0.00024658 |  | 0.00013745 |  | 3.2443e-05 |  | 0 |  | 0 |  | 0 |  | 8.2149e-07 |  | 0 |  | 0 |  | #REF! |  | #REF! |  | 0 |  | 8.2417e-07 |  | #REF! |  | 0 |  | 0 |  | 1.065e-06 |  | 0 |  | 0 |  | 0.0005916 |  | 0 |  | 2.3715e-06 |  | 0.00047359 |  | 0 |  | 0
| #REF! |  | 0.00014868 |  | -3.339e-05 |  | 5.1079e-05 |  | 0 |  | 0 |  | 0 |  | 8.0715e-07 |  | 0 |  | 0 |  | #REF! |  | #REF! |  | 0 |  | 4.629e-07 |  | #REF! |  | 0 |  | 0 |  | 1.0528e-06 |  | 0 |  | 0 |  | 0.00049326 |  | 0 |  | 7.9051e-07 |  | 0.00046179 |  | 0 |  | 0
| #REF! |  | 6.7465e-05 |  | 5.6644e-05 |  | 4.2231e-05 |  | 0 |  | 0 |  | 0 |  | 8.3153e-07 |  | 0 |  | 0 |  | #REF! |  | #REF! |  | 0 |  | 1.3339e-06 |  | #REF! |  | 0 |  | 0 |  | 1.059e-06 |  | 0 |  | 0 |  | 0.00045868 |  | 0 |  | 1.3175e-06 |  | 0.00046025 |  | 0 |  | 0
| #REF! |  | 8.3629e-05 |  | 0.00011502 |  | 7.5573e-05 |  | 0 |  | 0 |  | 0 |  | 8.8763e-07 |  | 0 |  | 0 |  | #REF! |  | #REF! |  | 0 |  | 1.3339e-06 |  | #REF! |  | 0 |  | 0 |  | 1.0535e-06 |  | 0 |  | 0 |  | 0.00047995 |  | 0 |  | 2.8989e-06 |  | 0.00046579 |  | 0 |  | 0
| #REF! |  | 0.00013758 |  | 2.3046e-05 |  | 8.9343e-05 |  | 0 |  | 0 |  | 0 |  | 9.3455e-07 |  | 0 |  | 0 |  | #REF! |  | #REF! |  | 0 |  | 7.3867e-07 |  | #REF! |  | 0 |  | 0 |  | 1.0537e-06 |  | 0 |  | 0 |  | 0.00046267 |  | 0 |  | 2.3718e-06 |  | 0.00046975 |  | 0 |  | 0
| #REF! |  | 9.3104e-05 |  | -0.00010313 |  | 0.00010975 |  | 0 |  | 0 |  | 0 |  | 9.3322e-07 |  | 0 |  | 0 |  | #REF! |  | #REF! |  | 0 |  | 7.3878e-07 |  | #REF! |  | 0 |  | 0 |  | 1.0591e-06 |  | 0 |  | 0 |  | 0.00050834 |  | 0 |  | 3.9531e-06 |  | 0.00046899 |  | 0 |  | 0
| #REF! |  | 5.9784e-05 |  | -0.00010178 |  | 0.00010484 |  | 0 |  | 0 |  | 0 |  | 9.358e-07 |  | 0 |  | 0 |  | #REF! |  | #REF! |  | 0 |  | 1.1949e-06 |  | #REF! |  | 0 |  | 0 |  | 8.8684e-07 |  | 0 |  | 0 |  | 0.00053745 |  | 0 |  | 3.9536e-06 |  | 0.00046584 |  | 0 |  | 0
| #REF! |  | 0.00013309 |  | -7.2286e-06 |  | 9.2394e-05 |  | 0 |  | 0 |  | 0 |  | 1.0144e-06 |  | 0 |  | 0 |  | #REF! |  | #REF! |  | 0 |  | 1.1951e-06 |  | #REF! |  | 0 |  | 0 |  | 7.6773e-07 |  | 0 |  | 0 |  | 0.00059104 |  | 0 |  | 7.9071e-07 |  | 0.00046197 |  | 0 |  | 0
| #REF! |  | 0.0001003 |  | 9.3475e-05 |  | 8.2564e-05 |  | 0 |  | 0 |  | 0 |  | 1.0861e-06 |  | 0 |  | 0 |  | #REF! |  | #REF! |  | 0 |  | 1.3017e-06 |  | #REF! |  | 0 |  | 0 |  | 7.555e-07 |  | 0 |  | 0 |  | 0.00050604 |  | 0 |  | 7.9076e-07 |  | 0.00046197 |  | 0 |  | 0
| #REF! |  | 0.00014555 |  | 6.7307e-05 |  | 0.00011197 |  | 0 |  | 0 |  | 0 |  | 1.0501e-06 |  | 0 |  | 0 |  | #REF! |  | #REF! |  | 0 |  | 1.3017e-06 |  | #REF! |  | 0 |  | 0 |  | 9.463e-07 |  | 0 |  | 0 |  | 0.00049112 |  | 0 |  | 2.3723e-06 |  | 0.00046279 |  | 0 |  | 0
| #REF! |  | 0.00016136 |  | -3.1891e-05 |  | 0.00015213 |  | 0 |  | 0 |  | 0 |  | 9.8345e-07 |  | 0 |  | 0 |  | #REF! |  | #REF! |  | 0 |  | 6.8115e-07 |  | #REF! |  | 0 |  | 0 |  | 9.9407e-07 |  | 0 |  | 0 |  | 0.00064223 |  | 0 |  | 6.0629e-06 |  | 0.00046672 |  | 0 |  | 0
| #REF! |  | 0.00015874 |  | 0.00012429 |  | 0.00016853 |  | 0 |  | 0 |  | 0 |  | 9.3659e-07 |  | 0 |  | 0 |  | #REF! |  | #REF! |  | 0 |  | 6.8105e-07 |  | #REF! |  | 0 |  | 0 |  | 9.0473e-07 |  | 0 |  | 0 |  | 0.00053841 |  | 0 |  | 4.4816e-06 |  | 0.00046127 |  | 0 |  | 0
| #REF! |  | 0.00026329 |  | 0.00022512 |  | 0.00019625 |  | 0 |  | 0 |  | 0 |  | 9.5921e-07 |  | 0 |  | 0 |  | #REF! |  | #REF! |  | 0 |  | 1.635e-06 |  | #REF! |  | 0 |  | 0 |  | 8.1563e-07 |  | 0 |  | 0 |  | 0.00049118 |  | 0 |  | 1.3181e-06 |  | 0.00045812 |  | 0 |  | 0
| #REF! |  | 0.00022268 |  | 0.00016899 |  | 0.00019851 |  | 0 |  | 0 |  | 0 |  | 9.8728e-07 |  | 0 |  | 0 |  | #REF! |  | #REF! |  | 0 |  | 1.649e-06 |  | #REF! |  | 0 |  | 0 |  | 8.9878e-07 |  | 0 |  | 0 |  | 0.00061559 |  | 0 |  | 1.3183e-06 |  | 0.00046209 |  | 0 |  | 0
| #REF! |  | 5.2171e-05 |  | -6.2808e-06 |  | 0.00021321 |  | 0 |  | 0 |  | 0 |  | 9.5867e-07 |  | 0 |  | 0 |  | #REF! |  | #REF! |  | 0 |  | 1.0419e-06 |  | #REF! |  | 0 |  | 0 |  | 1.0536e-06 |  | 0 |  | 0 |  | 0.00054556 |  | 0 |  | 7.9096e-07 |  | 0.00046684 |  | 0 |  | 0
| #REF! |  | 6.7711e-05 |  | -4.5962e-05 |  | 0.00017589 |  | 0 |  | 0 |  | 0 |  | 8.5701e-07 |  | 0 |  | 0 |  | #REF! |  | #REF! |  | 0 |  | 1.0283e-06 |  | #REF! |  | 0 |  | 0 |  | 9.1109e-07 |  | 0 |  | 0 |  | 0.00048891 |  | 0 |  | 2.3729e-06 |  | 0.00047317 |  | 0 |  | 0
| #REF! |  | 0.00015434 |  | 5.6572e-05 |  | 0.000177 |  | 0 |  | 0 |  | 0 |  | 7.947e-07 |  | 0 |  | 0 |  | #REF! |  | #REF! |  | 0 |  | 1.0605e-06 |  | #REF! |  | 0 |  | 0 |  | 6.6106e-07 |  | 0 |  | 0 |  | 0.00061567 |  | 0 |  | 2.373e-06 |  | 0.0004771 |  | 0 |  | 0
| #REF! |  | 8.7675e-05 |  | 8.0945e-05 |  | 0.00024373 |  | 0 |  | 0 |  | 0 |  | 8.34e-07 |  | 0 |  | 0 |  | #REF! |  | #REF! |  | 0 |  | 1.0606e-06 |  | #REF! |  | 0 |  | 0 |  | 6.0724e-07 |  | 0 |  | 0 |  | 0.00052831 |  | 0 |  | 7.9106e-07 |  | 0.00048107 |  | 0 |  | 0
| #REF! |  | 9.5624e-05 |  | 9.9045e-05 |  | 0.00026805 |  | 0 |  | 0 |  | 0 |  | 9.4263e-07 |  | 0 |  | 0 |  | #REF! |  | #REF! |  | 0 |  | 1.1381e-06 |  | #REF! |  | 0 |  | 0 |  | 7.9199e-07 |  | 0 |  | 0 |  | 0.00043543 |  | 0 |  | 7.9111e-07 |  | 0.00047638 |  | 0 |  | 0
| #REF! |  | 0.00012724 |  | 2.4175e-05 |  | 0.00032007 |  | 0 |  | 0 |  | 0 |  | 1.0225e-06 |  | 0 |  | 0 |  | #REF! |  | #REF! |  | 0 |  | 1.1383e-06 |  | #REF! |  | 0 |  | 0 |  | 8.397e-07 |  | 0 |  | 0 |  | 0.00050948 |  | 0 |  | 0 |  | 0.00046538 |  | 0 |  | 0
| #REF! |  | 0.00010388 |  | -2.6249e-05 |  | 0.00033025 |  | 0 |  | 0 |  | 0 |  | 1.0301e-06 |  | 0 |  | 0 |  | #REF! |  | #REF! |  | 0 |  | 1.3862e-06 |  | #REF! |  | 0 |  | 0 |  | 7.6271e-07 |  | 0 |  | 0 |  | 0.00052133 |  | 0 |  | 5.2744e-07 |  | 0.00045439 |  | 0 |  | 0
| #REF! |  | 0.0001861 |  | 6.4458e-05 |  | 0.000324 |  | 0 |  | 0 |  | 0 |  | 9.9886e-07 |  | 0 |  | 0 |  | #REF! |  | #REF! |  | 0 |  | 1.3864e-06 |  | #REF! |  | 0 |  | 0 |  | 7.4497e-07 |  | 0 |  | 0 |  | 0.00054731 |  | 0 |  | 1.3187e-06 |  | 0.0004536 |  | 0 |  | 0
| #REF! |  | 0.00029906 |  | 7.5262e-05 |  | 0.00033534 |  | 0 |  | 0 |  | 0 |  | 9.2221e-07 |  | 0 |  | 0 |  | #REF! |  | #REF! |  | 0 |  | 6.7334e-07 |  | #REF! |  | 0 |  | 0 |  | 8.9368e-07 |  | 0 |  | 0 |  | 0.00065922 |  | 0 |  | 1.3187e-06 |  | 0.0004576 |  | 0 |  | 0
| #REF! |  | 0.00019117 |  | 3.2811e-05 |  | 0.0004009 |  | 0 |  | 0 |  | 0 |  | 8.8797e-07 |  | 0 |  | 0 |  | #REF! |  | #REF! |  | 0 |  | 6.7343e-07 |  | #REF! |  | 0 |  | 0 |  | 9.7084e-07 |  | 0 |  | 0 |  | 0.00055368 |  | 0 |  | 1.3188e-06 |  | 0.00045523 |  | 0 |  | 0
| #REF! |  | 0.00011149 |  | 6.476e-05 |  | 0.00047272 |  | 0 |  | 0 |  | 0 |  | 9.4475e-07 |  | 0 |  | 0 |  | #REF! |  | #REF! |  | 0 |  | 1.3536e-06 |  | #REF! |  | 0 |  | 0 |  | 8.9314e-07 |  | 0 |  | 0 |  | 0.00042215 |  | 0 |  | 7.9126e-07 |  | 0.00045602 |  | 0 |  | 0
| #REF! |  | 0.00014293 |  | 7.7104e-05 |  | 0.00046706 |  | 0 |  | 0 |  | 0 |  | 1.0303e-06 |  | 0 |  | 0 |  | #REF! |  | #REF! |  | 0 |  | 1.3534e-06 |  | #REF! |  | 0 |  | 0 |  | 8.2164e-07 |  | 0 |  | 0 |  | 0.00060968 |  | 0 |  | 0 |  | 0.00045923 |  | 0 |  | 0
| #REF! |  | 0.00017816 |  | 8.6653e-07 |  | 0.00054114 |  | 0 |  | 0 |  | 0 |  | 1.0952e-06 |  | 0 |  | 0 |  | #REF! |  | #REF! |  | 0 |  | 5.1703e-07 |  | #REF! |  | 0 |  | 0 |  | 8.6936e-07 |  | 0 |  | 0 |  | 0.00064828 |  | 0 |  | 2.1103e-06 |  | 0.0004608 |  | 0 |  | 0
| #REF! |  | 0.00017085 |  | -8.3946e-05 |  | 0.00063212 |  | 0 |  | 0 |  | 0 |  | 1.159e-06 |  | 0 |  | 0 |  | #REF! |  | #REF! |  | 0 |  | 5.1703e-07 |  | #REF! |  | 0 |  | 0 |  | 8.6394e-07 |  | 0 |  | 0 |  | 0.00056485 |  | 0 |  | 2.9017e-06 |  | 0.00045062 |  | 0 |  | 0
| #REF! |  | 0.00010487 |  | -7.6847e-05 |  | 0.00070455 |  | 0 |  | 0 |  | 0 |  | 1.1871e-06 |  | 0 |  | 0 |  | #REF! |  | #REF! |  | 0 |  | 8.5369e-07 |  | #REF! |  | 0 |  | 0 |  | 6.7916e-07 |  | 0 |  | 0 |  | 0.00054122 |  | 0 |  | 1.3191e-06 |  | 0.00044196 |  | 0 |  | 0
| #REF! |  | 0.00013107 |  | -2.9831e-05 |  | 0.00077234 |  | 0 |  | 0 |  | 0 |  | 1.0886e-06 |  | 0 |  | 0 |  | #REF! |  | #REF! |  | 0 |  | 8.5382e-07 |  | #REF! |  | 0 |  | 0 |  | 5.6601e-07 |  | 0 |  | 0 |  | 0.00047662 |  | 0 |  | 1.3191e-06 |  | 0.00044905 |  | 0 |  | 0
| #REF! |  | 0.00014364 |  | -3.1514e-05 |  | 0.00084697 |  | 0 |  | 0 |  | 0 |  | 9.3011e-07 |  | 0 |  | 0 |  | #REF! |  | #REF! |  | 0 |  | 5.9414e-07 |  | #REF! |  | 0 |  | 0 |  | 6.6153e-07 |  | 0 |  | 0 |  | 0.00048771 |  | 0 |  | 7.9146e-07 |  | 0.00045777 |  | 0 |  | 0
| #REF! |  | 7.4781e-05 |  | -1.5742e-05 |  | 0.00097136 |  | 0 |  | 0 |  | 0 |  | 8.1712e-07 |  | 0 |  | 0 |  | #REF! |  | #REF! |  | 0 |  | 5.9423e-07 |  | #REF! |  | 0 |  | 0 |  | 8.1636e-07 |  | 0 |  | 0 |  | 0.00055783 |  | 0 |  | 7.9156e-07 |  | 0.00045619 |  | 0 |  | 0
| #REF! |  | 4.6094e-05 |  | 9.3649e-05 |  | 0.0010069 |  | 0 |  | 0 |  | 0 |  | 7.9215e-07 |  | 0 |  | 0 |  | #REF! |  | #REF! |  | 0 |  | 1.5156e-06 |  | #REF! |  | 0 |  | 0 |  | 7.57e-07 |  | 0 |  | 0 |  | 0.00059573 |  | 0 |  | 7.9156e-07 |  | 0.0004468 |  | 0 |  | 0
| #REF! |  | 0.00015242 |  | 7.7564e-05 |  | 0.0011393 |  | 0 |  | 0 |  | 0 |  | 8.3593e-07 |  | 0 |  | 0 |  | #REF! |  | #REF! |  | 0 |  | 1.5156e-06 |  | #REF! |  | 0 |  | 0 |  | 6.7934e-07 |  | 0 |  | 0 |  | 0.00049329 |  | 0 |  | 7.9161e-07 |  | 0.00044758 |  | 0 |  | 0
| #REF! |  | 0.00017368 |  | -1.2062e-05 |  | 0.0012873 |  | 0 |  | 0 |  | 0 |  | 8.9968e-07 |  | 0 |  | 0 |  | #REF! |  | #REF! |  | 0 |  | 1.5328e-06 |  | #REF! |  | 0 |  | 0 |  | 6.9103e-07 |  | 0 |  | 0 |  | 0.00048462 |  | 0 |  | 7.9161e-07 |  | 0.00045783 |  | 0 |  | 0
| #REF! |  | 6.849e-05 |  | -3.0006e-06 |  | 0.0014032 |  | 0 |  | 0 |  | 0 |  | 9.821e-07 |  | 0 |  | 0 |  | #REF! |  | #REF! |  | 0 |  | 1.533e-06 |  | #REF! |  | 0 |  | 0 |  | 6.794e-07 |  | 0 |  | 0 |  | 0.00058477 |  | 0 |  | 0 |  | 0.00046498 |  | 0 |  | 0
| #REF! |  | 8.5356e-05 |  | 7.5324e-06 |  | 0.0015785 |  | 0 |  | 0 |  | 0 |  | 1.0015e-06 |  | 0 |  | 0 |  | #REF! |  | #REF! |  | 0 |  | 9.4529e-07 |  | #REF! |  | 0 |  | 0 |  | 5.4234e-07 |  | 0 |  | 0 |  | 0.00052015 |  | 0 |  | 2.1112e-06 |  | 0.00046025 |  | 0 |  | 0
| #REF! |  | 0.00011706 |  | -1.3714e-05 |  | 0.001808 |  | 0 |  | 0 |  | 0 |  | 9.722e-07 |  | 0 |  | 0 |  | #REF! |  | #REF! |  | 0 |  | 9.4529e-07 |  | #REF! |  | 0 |  | 0 |  | 5.3622e-07 |  | 0 |  | 0 |  | 0.00047525 |  | 0 |  | 2.903e-06 |  | 0.00045476 |  | 0 |  | 0
| #REF! |  | 0.00011415 |  | 1.0357e-06 |  | 0.0021314 |  | 0 |  | 0 |  | 0 |  | 9.3044e-07 |  | 0 |  | 0 |  | #REF! |  | #REF! |  | 0 |  | 1.0071e-06 |  | #REF! |  | 0 |  | 0 |  | 7.5727e-07 |  | 0 |  | 0 |  | 0.00045952 |  | 0 |  | 1.3196e-06 |  | 0.00045558 |  | 0 |  | 0
| #REF! |  | 0.00014575 |  | 0.00012152 |  | 0.00234 |  | 0 |  | 0 |  | 0 |  | 8.68e-07 |  | 0 |  | 0 |  | #REF! |  | #REF! |  | 0 |  | 1.0072e-06 |  | #REF! |  | 0 |  | 0 |  | 1.0432e-06 |  | 0 |  | 0 |  | 0.00042408 |  | 0 |  | 1.3197e-06 |  | 0.00045403 |  | 0 |  | 0
| #REF! |  | 0.00015762 |  | 8.4013e-05 |  | 0.0025891 |  | 0 |  | 0 |  | 0 |  | 8.4185e-07 |  | 0 |  | 0 |  | #REF! |  | #REF! |  | 0 |  | 8.6339e-07 |  | #REF! |  | 0 |  | 0 |  | 1.1026e-06 |  | 0 |  | 0 |  | 0.00040361 |  | 0 |  | 7.9186e-07 |  | 0.00045012 |  | 0 |  | 0
| #REF! |  | 0.00014402 |  | -6.9622e-05 |  | 0.0030046 |  | 0 |  | 0 |  | 0 |  | 8.9626e-07 |  | 0 |  | 0 |  | #REF! |  | #REF! |  | 0 |  | 8.6339e-07 |  | #REF! |  | 0 |  | 0 |  | 8.2292e-07 |  | 0 |  | 0 |  | 0.00055969 |  | 0 |  | 2.3756e-06 |  | 0.00044145 |  | 0 |  | 0
| #REF! |  | 2.7954e-05 |  | -3.1605e-05 |  | 0.0032443 |  | 0 |  | 7.0442e-07 |  | 0 |  | 1.0287e-06 |  | 0 |  | 0 |  | #REF! |  | #REF! |  | 0 |  | 1.5241e-06 |  | #REF! |  | 0 |  | 0 |  | 6.5576e-07 |  | 0 |  | 0 |  | 0.00058023 |  | 0 |  | 2.9037e-06 |  | 0.00043675 |  | 0 |  | 0
| #REF! |  | -5.6794e-08 |  | -0.00010121 |  | 0.0036784 |  | 0 |  | 1.3731e-07 |  | 0 |  | 1.0912e-06 |  | 0 |  | 0 |  | #REF! |  | #REF! |  | 0 |  | 1.5241e-06 |  | #REF! |  | 0 |  | 0 |  | 5.7806e-07 |  | 0 |  | 0 |  | 0.00048487 |  | 0 |  | 5.2794e-07 |  | 0.00044308 |  | 0 |  | 0
| #REF! |  | 0.00013835 |  | 5.2605e-07 |  | 0.004199 |  | 0 |  | -3.6088e-08 |  | 0 |  | 1.0469e-06 |  | 0 |  | 0 |  | #REF! |  | #REF! |  | 0 |  | 1.6851e-06 |  | #REF! |  | 0 |  | 0 |  | 7.5686e-07 |  | 0 |  | 0 |  | 0.00049196 |  | 0 |  | 2.1119e-06 |  | 0.00045333 |  | 0 |  | 0
| #REF! |  | 0.00022868 |  | 0.0001694 |  | 0.0044265 |  | 0 |  | 1.3944e-07 |  | 0 |  | 8.9946e-07 |  | 0 |  | 0 |  | #REF! |  | #REF! |  | 0 |  | 1.6853e-06 |  | #REF! |  | 0 |  | 0 |  | 9.1178e-07 |  | 0 |  | 0 |  | 0.00045575 |  | 0 |  | 2.9041e-06 |  | 0.00045812 |  | 0 |  | 0
| #REF! |  | 0.00020283 |  | 0.0001397 |  | 0.0047073 |  | 0 |  | 6.2594e-07 |  | 0 |  | 7.6655e-07 |  | 0 |  | 0 |  | #REF! |  | #REF! |  | 0 |  | 9.9668e-07 |  | #REF! |  | 0 |  | 0 |  | 9.3032e-07 |  | 0 |  | 0 |  | 0.00050858 |  | 0 |  | 1.3201e-06 |  | 0.00044944 |  | 0 |  | 0
| #REF! |  | 0.00022245 |  | 0.00011956 |  | 0.0052438 |  | 0 |  | 3.7094e-07 |  | 0 |  | 7.6086e-07 |  | 0 |  | 0 |  | #REF! |  | #REF! |  | 0 |  | 9.9668e-07 |  | #REF! |  | 0 |  | 0 |  | 8.2919e-07 |  | 0 |  | 0 |  | 0.00067263 |  | 0 |  | 5.2804e-07 |  | 0.00043449 |  | 0 |  | 0
| #REF! |  | 0.00025258 |  | 6.3071e-05 |  | 0.0058176 |  | 0 |  | 1.1013e-07 |  | 0 |  | 8.5409e-07 |  | 0 |  | 0 |  | #REF! |  | #REF! |  | 0 |  | 8.6008e-07 |  | #REF! |  | 0 |  | 0 |  | 6.6825e-07 |  | 0 |  | 0 |  | 0.00068529 |  | 0 |  | 0 |  | 0.00042427 |  | 0 |  | 0
| #REF! |  | 0.00016869 |  | 0.00014348 |  | 0.0061584 |  | 0 |  | 3.0428e-07 |  | 0 |  | 9.6218e-07 |  | 0 |  | 0 |  | #REF! |  | #REF! |  | 0 |  | 1.1092e-06 |  | #REF! |  | 0 |  | 0 |  | 7.3379e-07 |  | 0 |  | 0 |  | 0.00055048 |  | 0 |  | 2.3763e-06 |  | 0.00042351 |  | 0 |  | 0
| #REF! |  | 0.00018668 |  | 0.00013155 |  | 0.006666 |  | 0 |  | 1.4855e-07 |  | 0 |  | 1.0347e-06 |  | 0 |  | 0 |  | #REF! |  | #REF! |  | 0 |  | 1.2649e-06 |  | #REF! |  | 0 |  | 0 |  | 9.3653e-07 |  | 0 |  | 0 |  | 0.0004795 |  | 0 |  | 2.9046e-06 |  | 0.00043218 |  | 0 |  | 0
| #REF! |  | 0.00016902 |  | 2.6118e-05 |  | 0.0071758 |  | 0 |  | 3.7683e-07 |  | 0 |  | 1.0785e-06 |  | 0 |  | 0 |  | #REF! |  | #REF! |  | 0 |  | 1.0157e-06 |  | #REF! |  | 0 |  | 0 |  | 1.0977e-06 |  | 0 |  | 0 |  | 0.0004535 |  | 0 |  | 1.3204e-06 |  | 0.00044009 |  | 0 |  | 0
| #REF! |  | 6.2225e-05 |  | 3.1259e-05 |  | 0.0078472 |  | 0 |  | 8.5684e-07 |  | 0 |  | 1.113e-06 |  | 0 |  | 0 |  | #REF! |  | #REF! |  | 0 |  | 5.5395e-07 |  | #REF! |  | 0 |  | 0 |  | 1.05e-06 |  | 0 |  | 0 |  | 0.00038175 |  | 0 |  | 7.9226e-07 |  | 0.0004417 |  | 0 |  | 0
| #REF! |  | 0.00010698 |  | 7.8106e-05 |  | 0.008595 |  | 0 |  | 8.386e-07 |  | 0 |  | 1.1405e-06 |  | 0 |  | 0 |  | #REF! |  | #REF! |  | 0 |  | 5.5411e-07 |  | #REF! |  | 0 |  | 0 |  | 8.8279e-07 |  | 0 |  | 0 |  | 0.00051903 |  | 0 |  | 2.3768e-06 |  | 0.00044646 |  | 0 |  | 0
| #REF! |  | 0.00015192 |  | 7.5725e-05 |  | 0.0091723 |  | 0 |  | 7.1446e-07 |  | 0 |  | 1.1217e-06 |  | 0 |  | 0 |  | #REF! |  | #REF! |  | 0 |  | 8.0637e-07 |  | #REF! |  | 0 |  | 0 |  | 7.6333e-07 |  | 0 |  | 0 |  | 0.00060501 |  | 0 |  | 2.9052e-06 |  | 0.00045119 |  | 0 |  | 0
| #REF! |  | 0.00013491 |  | 3.6151e-05 |  | 0.010001 |  | 0 |  | -1.4935e-08 |  | 0 |  | 1.0607e-06 |  | 0 |  | 0 |  | #REF! |  | #REF! |  | 0 |  | 8.0661e-07 |  | #REF! |  | 0 |  | 0 |  | 7.0403e-07 |  | 0 |  | 0 |  | 0.00052462 |  | 0 |  | 2.9053e-06 |  | 0.00044731 |  | 0 |  | 0
| #REF! |  | 0.00019308 |  | 0.00011608 |  | 0.010546 |  | 0 |  | -4.5102e-07 |  | 0 |  | 1.0056e-06 |  | 0 |  | 0 |  | #REF! |  | #REF! |  | 0 |  | 1.1497e-06 |  | #REF! |  | 0 |  | 0 |  | 6.8007e-07 |  | 0 |  | 0 |  | 0.00040076 |  | 0 |  | 2.9053e-06 |  | 0.00044178 |  | 0 |  | 0
| #REF! |  | 0.00023177 |  | 9.9455e-05 |  | 0.010871 |  | 0 |  | 8.8526e-08 |  | 0 |  | 9.9949e-07 |  | 0 |  | 0 |  | #REF! |  | #REF! |  | 0 |  | 1.1501e-06 |  | #REF! |  | 0 |  | 0 |  | 7.2186e-07 |  | 0 |  | 0 |  | 0.00038816 |  | 0 |  | 2.9055e-06 |  | 0.00044339 |  | 0 |  | 0
| #REF! |  | 0.00015471 |  | -5.216e-05 |  | 0.011305 |  | 0 |  | 1.1942e-07 |  | 0 |  | 9.6878e-07 |  | 0 |  | 0 |  | #REF! |  | #REF! |  | 0 |  | 2.0366e-07 |  | #REF! |  | 0 |  | 0 |  | 8.6518e-07 |  | 0 |  | 0 |  | 0.00051282 |  | 0 |  | 2.3772e-06 |  | 0.00045049 |  | 0 |  | 0
| #REF! |  | 5.5042e-05 |  | -8.0283e-05 |  | 0.012052 |  | 0 |  | -5.0907e-08 |  | 0 |  | 9.0269e-07 |  | 0 |  | 0 |  | #REF! |  | #REF! |  | 0 |  | 2.0372e-07 |  | #REF! |  | 0 |  | 0 |  | 9.4868e-07 |  | 0 |  | 0 |  | 0.00047106 |  | 0 |  | 2.3775e-06 |  | 0.00044345 |  | 0 |  | 0
| #REF! |  | 1.0148e-05 |  | 3.1319e-05 |  | 0.012948 |  | 0 |  | -3.7367e-07 |  | 0 |  | 8.9831e-07 |  | 0 |  | 0 |  | #REF! |  | #REF! |  | 0 |  | 9.6589e-07 |  | #REF! |  | 0 |  | 0 |  | 8.592e-07 |  | 0 |  | 0 |  | 0.00032588 |  | 0 |  | 2.3775e-06 |  | 0.00042451 |  | 0 |  | 0
| #REF! |  | 0.00012393 |  | 1.8912e-05 |  | 0.01357 |  | 0 |  | 2.5393e-07 |  | 0 |  | 9.7333e-07 |  | 0 |  | 0 |  | #REF! |  | #REF! |  | 0 |  | 9.6617e-07 |  | #REF! |  | 0 |  | 0 |  | 6.5635e-07 |  | 0 |  | 0 |  | 0.00038745 |  | 0 |  | 2.3775e-06 |  | 0.00041428 |  | 0 |  | 0
| #REF! |  | 0.00025731 |  | -0.00012919 |  | 0.01411 |  | 0 |  | 5.9938e-07 |  | 0 |  | 1.0284e-06 |  | 0 |  | 0 |  | #REF! |  | #REF! |  | 0 |  | 1.202e-06 |  | #REF! |  | 0 |  | 0 |  | 5.4303e-07 |  | 0 |  | 0 |  | 0.00054136 |  | 0 |  | 2.3777e-06 |  | 0.00041904 |  | 0 |  | 0
| #REF! |  | 0.00017881 |  | -4.133e-05 |  | 0.014759 |  | 0 |  | 2.6949e-07 |  | 0 |  | 9.9351e-07 |  | 0 |  | 0 |  | #REF! |  | #REF! |  | 0 |  | 1.2024e-06 |  | #REF! |  | 0 |  | 0 |  | 7.8825e-07 |  | 0 |  | 0 |  | 0.00059269 |  | 0 |  | 0 |  | 0.00042696 |  | 0 |  | 0
| #REF! |  | 0.0001639 |  | 0.00025042 |  | 0.015499 |  | 0 |  | 1.7911e-07 |  | 0 |  | 9.0973e-07 |  | 0 |  | 0 |  | #REF! |  | #REF! |  | 0 |  | 2.5867e-06 |  | #REF! |  | 0 |  | 0 |  | 1.1284e-06 |  | 0 |  | 0 |  | 0.00058401 |  | 0 |  | 0 |  | 0.00042617 |  | 0 |  | 0
| #REF! |  | 0.00019339 |  | 0.00015203 |  | 0.016009 |  | 0 |  | 4.8996e-08 |  | 0 |  | 8.304e-07 |  | 0 |  | 0 |  | #REF! |  | #REF! |  | 0 |  | 2.5867e-06 |  | #REF! |  | 0 |  | 0 |  | 1.2419e-06 |  | 0 |  | 0 |  | 0.00053432 |  | 0 |  | 2.378e-06 |  | 0.00042067 |  | 0 |  | 0
| #REF! |  | 0.00018786 |  | -6.4883e-05 |  | 0.016562 |  | 0 |  | -1.6379e-07 |  | 0 |  | 7.935e-07 |  | 0 |  | 0 |  | #REF! |  | #REF! |  | 0 |  | 9.4243e-07 |  | #REF! |  | 0 |  | 0 |  | 1.0329e-06 |  | 0 |  | 0 |  | 0.00060855 |  | 0 |  | 2.9066e-06 |  | 0.0004207 |  | 0 |  | 0
| #REF! |  | 0.00022734 |  | -2.5068e-05 |  | 0.017335 |  | 0 |  | -1.0684e-07 |  | 0 |  | 7.9288e-07 |  | 0 |  | 0 |  | #REF! |  | #REF! |  | 0 |  | 9.4243e-07 |  | #REF! |  | 0 |  | 0 |  | 7.5216e-07 |  | 0 |  | 0 |  | 0.00059122 |  | 0 |  | 1.3213e-06 |  | 0.00042309 |  | 0 |  | 0
| #REF! |  | 0.00021411 |  | 4.762e-05 |  | 0.018219 |  | 0 |  | 5.2433e-07 |  | 0 |  | 8.3993e-07 |  | 0 |  | 0 |  | #REF! |  | #REF! |  | 0 |  | 1.3662e-06 |  | #REF! |  | 0 |  | 0 |  | 6.7504e-07 |  | 0 |  | 0 |  | 0.00052571 |  | 0 |  | 7.9276e-07 |  | 0.00042546 |  | 0 |  | 0
| #REF! |  | 0.00018307 |  | -7.6341e-06 |  | 0.018892 |  | 0 |  | 5.4001e-07 |  | 0 |  | 9.5563e-07 |  | 0 |  | 0 |  | #REF! |  | #REF! |  | 0 |  | 1.3662e-06 |  | #REF! |  | 0 |  | 0 |  | 7.946e-07 |  | 0 |  | 0 |  | 0.00054393 |  | 0 |  | 2.3784e-06 |  | 0.00042393 |  | 0 |  | 0
| #REF! |  | 0.0001413 |  | -4.0282e-05 |  | 0.01959 |  | 0 |  | 3.9491e-07 |  | 0 |  | 1.0882e-06 |  | 0 |  | 0 |  | #REF! |  | #REF! |  | 0 |  | 1.0249e-06 |  | #REF! |  | 0 |  | 0 |  | 9.3194e-07 |  | 0 |  | 0 |  | 0.00050209 |  | 0 |  | 2.3786e-06 |  | 0.00042393 |  | 0 |  | 0
| #REF! |  | 8.668e-05 |  | 4.2621e-05 |  | 0.020367 |  | 0 |  | 3.4148e-07 |  | 0 |  | 1.2178e-06 |  | 0 |  | 0 |  | #REF! |  | #REF! |  | 0 |  | 1.0249e-06 |  | #REF! |  | 0 |  | 0 |  | 9.4367e-07 |  | 0 |  | 0 |  | 0.0004437 |  | 0 |  | 0 |  | 0.00043107 |  | 0 |  | 0
| #REF! |  | 6.591e-05 |  | -4.6022e-05 |  | 0.021128 |  | 0 |  | 9.6949e-08 |  | 0 |  | 1.2378e-06 |  | 0 |  | 0 |  | #REF! |  | #REF! |  | 0 |  | 8.5558e-07 |  | #REF! |  | 0 |  | 0 |  | 8.241e-07 |  | 0 |  | 0 |  | 0.00049502 |  | 0 |  | 0 |  | 0.00043817 |  | 0 |  | 0
| #REF! |  | 0.0001275 |  | -3.9078e-05 |  | 0.021983 |  | 0 |  | -4.4103e-08 |  | 0 |  | 1.1822e-06 |  | 0 |  | 0 |  | #REF! |  | #REF! |  | 0 |  | 8.557e-07 |  | #REF! |  | 0 |  | 0 |  | 7.7021e-07 |  | 0 |  | 0 |  | 0.0005693 |  | 0 |  | 7.9296e-07 |  | 0.00044612 |  | 0 |  | 0
| #REF! |  | 0.00016323 |  | 6.1366e-05 |  | 0.023082 |  | 0 |  | 5.3172e-07 |  | 0 |  | 1.1066e-06 |  | 0 |  | 0 |  | #REF! |  | #REF! |  | 0 |  | 9.1118e-07 |  | #REF! |  | 0 |  | 0 |  | 7.9972e-07 |  | 0 |  | 0 |  | 0.00059694 |  | 0 |  | 7.9296e-07 |  | 0.00044612 |  | 0 |  | 0
| #REF! |  | 0.00012398 |  | 4.5981e-05 |  | 0.023917 |  | 0 |  | 6.452e-07 |  | 0 |  | 1.0735e-06 |  | 0 |  | 0 |  | #REF! |  | #REF! |  | 0 |  | 9.1118e-07 |  | #REF! |  | 0 |  | 0 |  | 7.5801e-07 |  | 0 |  | 0 |  | 0.00059698 |  | 0 |  | 2.379e-06 |  | 0.00043826 |  | 0 |  | 0
| #REF! |  | 2.8495e-05 |  | 8.2474e-05 |  | 0.024641 |  | 0 |  | 2.1024e-07 |  | 0 |  | 1.0792e-06 |  | 0 |  | 0 |  | #REF! |  | #REF! |  | 0 |  | 1.1515e-06 |  | #REF! |  | 0 |  | 0 |  | 7.0472e-07 |  | 0 |  | 0 |  | 0.0005599 |  | 0 |  | 2.3792e-06 |  | 0.00043039 |  | 0 |  | 0
| #REF! |  | 3.3993e-05 |  | 0.00012679 |  | 0.02559 |  | 0 |  | 7.4721e-07 |  | 0 |  | 1.0554e-06 |  | 0 |  | 0 |  | #REF! |  | #REF! |  | 0 |  | 1.1515e-06 |  | #REF! |  | 0 |  | 0 |  | 6.8694e-07 |  | 0 |  | 0 |  | 0.00051962 |  | 0 |  | 7.9306e-07 |  | 0.00042012 |  | 0 |  | 0
| #REF! |  | 6.0842e-06 |  | 3.9624e-05 |  | 0.026692 |  | 0 |  | 6.9729e-07 |  | 0 |  | 1.0167e-06 |  | 0 |  | 0 |  | #REF! |  | #REF! |  | 0 |  | 5.4645e-07 |  | #REF! |  | 0 |  | 0 |  | 8.1213e-07 |  | 0 |  | 0 |  | 0.00058366 |  | 0 |  | 2.9081e-06 |  | 0.00041701 |  | 0 |  | 0
| #REF! |  | 2.9495e-05 |  | 2.4094e-05 |  | 0.028168 |  | 0 |  | 4.1728e-07 |  | 0 |  | 9.6607e-07 |  | 0 |  | 0 |  | #REF! |  | #REF! |  | 0 |  | 5.4653e-07 |  | #REF! |  | 0 |  | 0 |  | 8.839e-07 |  | 0 |  | 0 |  | 0.00065001 |  | 0 |  | 2.9083e-06 |  | 0.00041543 |  | 0 |  | 0
| #REF! |  | 8.9159e-05 |  | 3.4016e-05 |  | 0.029235 |  | 0 |  | -1.1497e-07 |  | 0 |  | 9.2548e-07 |  | 0 |  | 0 |  | #REF! |  | #REF! |  | 0 |  | 8.2337e-07 |  | #REF! |  | 0 |  | 0 |  | 8.8397e-07 |  | 0 |  | 0 |  | 0.00070376 |  | 0 |  | 1.3219e-06 |  | 0.00041862 |  | 0 |  | 0
| #REF! |  | 0.00012315 |  | 5.5933e-05 |  | 0.030284 |  | 0 |  | 2.0527e-08 |  | 0 |  | 9.5927e-07 |  | 0 |  | 0 |  | #REF! |  | #REF! |  | 0 |  | 8.2337e-07 |  | #REF! |  | 0 |  | 0 |  | 8.6618e-07 |  | 0 |  | 0 |  | 0.00068717 |  | 0 |  | 1.322e-06 |  | 0.0004281 |  | 0 |  | 0
| #REF! |  | 0.00023065 |  | 4.792e-05 |  | 0.031242 |  | 0 |  | 4.5865e-07 |  | 0 |  | 1.0432e-06 |  | 0 |  | 0 |  | #REF! |  | #REF! |  | 0 |  | 8.6127e-07 |  | #REF! |  | 0 |  | 0 |  | 8.9632e-07 |  | 0 |  | 0 |  | 0.00069279 |  | 0 |  | 1.3221e-06 |  | 0.0004321 |  | 0 |  | 0
| #REF! |  | 0.000195 |  | -8.021e-06 |  | 0.032164 |  | 0 |  | 6.497e-07 |  | 0 |  | 1.0733e-06 |  | 0 |  | 0 |  | #REF! |  | #REF! |  | 0 |  | 8.614e-07 |  | #REF! |  | 0 |  | 0 |  | 1.0037e-06 |  | 0 |  | 0 |  | 0.0006288 |  | 0 |  | 1.3221e-06 |  | 0.00043052 |  | 0 |  | 0
| #REF! |  | 0.0001904 |  | -4.1646e-05 |  | 0.033354 |  | 0 |  | 9.1074e-07 |  | 0 |  | 1.0026e-06 |  | 0 |  | 0 |  | #REF! |  | #REF! |  | 0 |  | 6.7727e-07 |  | #REF! |  | 0 |  | 0 |  | 1.0216e-06 |  | 0 |  | 0 |  | 0.00058618 |  | 0 |  | 1.3222e-06 |  | 0.00042423 |  | 0 |  | 0
| #REF! |  | 0.00023276 |  | -1.506e-05 |  | 0.03479 |  | 0 |  | 2.1385e-07 |  | 0 |  | 9.6954e-07 |  | 0 |  | 0 |  | #REF! |  | #REF! |  | 0 |  | 6.7727e-07 |  | #REF! |  | 0 |  | 0 |  | 1.0873e-06 |  | 0 |  | 0 |  | 0.00063915 |  | 0 |  | 5.2891e-07 |  | 0.00042347 |  | 0 |  | 0
| #REF! |  | 0.00014993 |  | 1.9936e-05 |  | 0.036448 |  | 0 |  | 6.8508e-08 |  | 0 |  | 9.6766e-07 |  | 0 |  | 0 |  | #REF! |  | #REF! |  | 0 |  | 9.6488e-07 |  | #REF! |  | 0 |  | 0 |  | 1.3144e-06 |  | 0 |  | 0 |  | 0.00058464 |  | 0 |  | 5.2891e-07 |  | 0.00042505 |  | 0 |  | 0
| #REF! |  | 9.2784e-05 |  | 8.6528e-05 |  | 0.037935 |  | 0 |  | 1.5877e-07 |  | 0 |  | 9.9717e-07 |  | 0 |  | 0 |  | #REF! |  | #REF! |  | 0 |  | 9.6502e-07 |  | #REF! |  | 0 |  | 0 |  | 1.4642e-06 |  | 0 |  | 0 |  | 0.00060684 |  | 0 |  | 1.3224e-06 |  | 0.00042115 |  | 0 |  | 0
| #REF! |  | 0.00015252 |  | 8.4084e-05 |  | 0.039429 |  | 0 |  | 9.5416e-08 |  | 0 |  | 1.0178e-06 |  | 0 |  | 0 |  | #REF! |  | #REF! |  | 0 |  | 2.8139e-07 |  | #REF! |  | 0 |  | 0 |  | 1.2672e-06 |  | 0 |  | 0 |  | 0.00063607 |  | 0 |  | 7.9346e-07 |  | 0.00041167 |  | 0 |  | 0
| #REF! |  | 0.00022101 |  | -2.9582e-05 |  | 0.040759 |  | 0 |  | 5.1497e-07 |  | 0 |  | 9.8975e-07 |  | 0 |  | 0 |  | #REF! |  | #REF! |  | 0 |  | 2.8139e-07 |  | #REF! |  | 0 |  | 0 |  | 8.8437e-07 |  | 0 |  | 0 |  | 0.00059186 |  | 0 |  | 7.9346e-07 |  | 0.00040616 |  | 0 |  | 0
| #REF! |  | 0.00020348 |  | -3.3129e-05 |  | 0.042467 |  | 0 |  | 3.1979e-07 |  | 0 |  | 9.9413e-07 |  | 0 |  | 0 |  | #REF! |  | #REF! |  | 0 |  | 6.4271e-07 |  | #REF! |  | 0 |  | 0 |  | 6.6895e-07 |  | 0 |  | 0 |  | 0.00065745 |  | 0 |  | 1.3225e-06 |  | 0.00040932 |  | 0 |  | 0
| #REF! |  | 0.00014737 |  | 6.3641e-05 |  | 0.044328 |  | 0 |  | 2.6537e-07 |  | 0 |  | 1.013e-06 |  | 0 |  | 0 |  | #REF! |  | #REF! |  | 0 |  | 6.428e-07 |  | #REF! |  | 0 |  | 0 |  | 7.531e-07 |  | 0 |  | 0 |  | 0.00068677 |  | 0 |  | 1.3226e-06 |  | 0.00041175 |  | 0 |  | 0
| #REF! |  | 6.4035e-05 |  | 0.00014741 |  | 0.046297 |  | 0 |  | 1.1952e-07 |  | 0 |  | 1.0681e-06 |  | 0 |  | 0 |  | #REF! |  | #REF! |  | 0 |  | 1.1538e-06 |  | #REF! |  | 0 |  | 0 |  | 8.2491e-07 |  | 0 |  | 0 |  | 0.00059352 |  | 0 |  | 7.9356e-07 |  | 0.00041254 |  | 0 |  | 0
| #REF! |  | 0.00010139 |  | 2.6701e-05 |  | 0.048036 |  | 0 |  | -2.2526e-07 |  | 0 |  | 1.045e-06 |  | 0 |  | 0 |  | #REF! |  | #REF! |  | 0 |  | 1.1538e-06 |  | #REF! |  | 0 |  | 0 |  | 7.3537e-07 |  | 0 |  | 0 |  | 0.00060304 |  | 0 |  | 0 |  | 0.00041572 |  | 0 |  | 0
| #REF! |  | 0.00013316 |  | -7.2073e-05 |  | 0.049428 |  | 0 |  | 1.7632e-07 |  | 0 |  | 9.6801e-07 |  | 0 |  | 0 |  | #REF! |  | #REF! |  | 0 |  | 1.1956e-07 |  | #REF! |  | 0 |  | 0 |  | 6.3409e-07 |  | 0 |  | 0 |  | 0.00067421 |  | 0 |  | 0 |  | 0.00042049 |  | 0 |  | 0
| #REF! |  | 8.0063e-05 |  | -7.8632e-05 |  | 0.051234 |  | 0 |  | 4.8546e-07 |  | 0 |  | 9.5056e-07 |  | 0 |  | 0 |  | #REF! |  | #REF! |  | 0 |  | 1.1958e-07 |  | #REF! |  | 0 |  | 0 |  | 5.6784e-07 |  | 0 |  | 0 |  | 0.00072164 |  | 0 |  | 0 |  | 0.00042207 |  | 0 |  | 0
| #REF! |  | 0.00012672 |  | -9.4192e-05 |  | 0.05324 |  | 0 |  | 1.6154e-07 |  | 0 |  | 9.7695e-07 |  | 0 |  | 0 |  | #REF! |  | #REF! |  | 0 |  | 5.6527e-07 |  | #REF! |  | 0 |  | 0 |  | 5.1387e-07 |  | 0 |  | 0 |  | 0.00066007 |  | 0 |  | 0 |  | 0.00041897 |  | 0 |  | 0
| #REF! |  | 0.00017728 |  | -9.0341e-05 |  | 0.055235 |  | 0 |  | -3.7598e-07 |  | 0 |  | 9.7883e-07 |  | 0 |  | 0 |  | #REF! |  | #REF! |  | 0 |  | 5.6527e-07 |  | #REF! |  | 0 |  | 0 |  | 4.6045e-07 |  | 0 |  | 0 |  | 0.00067904 |  | 0 |  | 2.3811e-06 |  | 0.0004158 |  | 0 |  | 0
| #REF! |  | 0.00015341 |  | 2.3577e-05 |  | 0.057135 |  | 0 |  | 1.3042e-07 |  | 0 |  | 9.5378e-07 |  | 0 |  | 0 |  | #REF! |  | #REF! |  | 0 |  | 1.1635e-06 |  | #REF! |  | 0 |  | 0 |  | 5.5623e-07 |  | 0 |  | 0 |  | 0.00057947 |  | 0 |  | 2.9107e-06 |  | 0.00041425 |  | 0 |  | 0
| #REF! |  | 7.3149e-05 |  | 9.4561e-05 |  | 0.05927 |  | 0 |  | 5.564e-07 |  | 0 |  | 9.408e-07 |  | 0 |  | 0 |  | #REF! |  | #REF! |  | 0 |  | 1.1633e-06 |  | #REF! |  | 0 |  | 0 |  | 7.7125e-07 |  | 0 |  | 0 |  | 0.00045061 |  | 0 |  | 2.9107e-06 |  | 0.00041425 |  | 0 |  | 0
| #REF! |  | 9.2728e-05 |  | 7.1009e-05 |  | 0.061674 |  | 0 |  | 5.2071e-07 |  | 0 |  | 1.0021e-06 |  | 0 |  | 0 |  | #REF! |  | #REF! |  | 0 |  | 9.8519e-07 |  | #REF! |  | 0 |  | 0 |  | 8.0065e-07 |  | 0 |  | 0 |  | 0.00064517 |  | 0 |  | 2.3814e-06 |  | 0.0004143 |  | 0 |  | 0
| #REF! |  | 0.00012824 |  | 0.00010318 |  | 0.064101 |  | 0 |  | 3.177e-07 |  | 0 |  | 1.0792e-06 |  | 0 |  | 0 |  | #REF! |  | #REF! |  | 0 |  | 9.8533e-07 |  | #REF! |  | 0 |  | 0 |  | 6.8712e-07 |  | 0 |  | 0 |  | 0.00064675 |  | 0 |  | 5.5564e-06 |  | 0.00041272 |  | 0 |  | 0
| #REF! |  | 0.00010617 |  | 3.9255e-05 |  | 0.06609 |  | 0 |  | -2.9809e-09 |  | 0 |  | 1.0806e-06 |  | 0 |  | 0 |  | #REF! |  | #REF! |  | 0 |  | 1.1107e-06 |  | #REF! |  | 0 |  | 0 |  | 6.2761e-07 |  | 0 |  | 0 |  | 0.00053689 |  | 0 |  | 5.5564e-06 |  | 0.00040721 |  | 0 |  | 0
| #REF! |  | 2.4453e-05 |  | -1.25e-05 |  | 0.068098 |  | 0 |  | 7.7119e-08 |  | 0 |  | 1.0104e-06 |  | 0 |  | 0 |  | #REF! |  | #REF! |  | 0 |  | 1.1109e-06 |  | #REF! |  | 0 |  | 0 |  | 8.1921e-07 |  | 0 |  | 0 |  | 0.00064525 |  | 0 |  | 7.9391e-07 |  | 0.00039933 |  | 0 |  | 0
| #REF! |  | -6.9006e-05 |  | 2.2487e-05 |  | 0.070333 |  | 0 |  | 1.1639e-07 |  | 0 |  | 9.04e-07 |  | 0 |  | 0 |  | #REF! |  | #REF! |  | 0 |  | 9.788e-07 |  | #REF! |  | 0 |  | 0 |  | 1.0109e-06 |  | 0 |  | 0 |  | 0.00059385 |  | 0 |  | 7.9401e-07 |  | 0.00039854 |  | 0 |  | 0
| #REF! |  | 5.1941e-05 |  | -7.1008e-05 |  | 0.072662 |  | 0 |  | 3.7977e-07 |  | 0 |  | 8.5584e-07 |  | 0 |  | 0 |  | #REF! |  | #REF! |  | 0 |  | 9.788e-07 |  | #REF! |  | 0 |  | 0 |  | 1.035e-06 |  | 0 |  | 0 |  | 0.00056305 |  | 0 |  | 0 |  | 0.00040489 |  | 0 |  | 0
| #REF! |  | 0.00017813 |  | -9.6325e-05 |  | 0.074713 |  | 0 |  | 2.5635e-07 |  | 0 |  | 8.4832e-07 |  | 0 |  | 0 |  | #REF! |  | #REF! |  | 0 |  | 1.0249e-06 |  | #REF! |  | 0 |  | 0 |  | 9.2132e-07 |  | 0 |  | 0 |  | 0.00055043 |  | 0 |  | 0 |  | 0.00040966 |  | 0 |  | 0
| #REF! |  | 0.00015749 |  | 2.3056e-05 |  | 0.076546 |  | 0 |  | 1.1307e-07 |  | 0 |  | 8.9845e-07 |  | 0 |  | 0 |  | #REF! |  | #REF! |  | 0 |  | 1.025e-06 |  | #REF! |  | 0 |  | 0 |  | 8.3779e-07 |  | 0 |  | 0 |  | 0.000435 |  | 0 |  | 3.9703e-06 |  | 0.00040652 |  | 0 |  | 0
| #REF! |  | 0.00012395 |  | 9.573e-05 |  | 0.078052 |  | 0 |  | 3.5374e-07 |  | 0 |  | 9.2985e-07 |  | 0 |  | 0 |  | #REF! |  | #REF! |  | 0 |  | 9.341e-07 |  | #REF! |  | 0 |  | 0 |  | 9.1526e-07 |  | 0 |  | 0 |  | 0.00052519 |  | 0 |  | 3.9706e-06 |  | 0.0004018 |  | 0 |  | 0
| #REF! |  | 7.0309e-05 |  | 4.5418e-05 |  | 0.079831 |  | 0 |  | -1.7217e-07 |  | 0 |  | 9.1356e-07 |  | 0 |  | 0 |  | #REF! |  | #REF! |  | 0 |  | 9.3424e-07 |  | #REF! |  | 0 |  | 0 |  | 9.1526e-07 |  | 0 |  | 0 |  | 0.00053231 |  | 0 |  | 7.9416e-07 |  | 0.00040259 |  | 0 |  | 0
| #REF! |  | 0.00013161 |  | 1.835e-05 |  | 0.082011 |  | 0 |  | -2.3026e-07 |  | 0 |  | 8.9618e-07 |  | 0 |  | 0 |  | #REF! |  | #REF! |  | 0 |  | 6.463e-07 |  | #REF! |  | 0 |  | 0 |  | 8.9761e-07 |  | 0 |  | 0 |  | 0.00043821 |  | 0 |  | 1.3236e-06 |  | 0.00040816 |  | 0 |  | 0
| #REF! |  | 8.3903e-05 |  | 0.00011427 |  | 0.083791 |  | 0 |  | 4.852e-07 |  | 0 |  | 8.2717e-07 |  | 0 |  | 0 |  | #REF! |  | #REF! |  | 0 |  | 6.4639e-07 |  | #REF! |  | 0 |  | 0 |  | 9.2701e-07 |  | 0 |  | 0 |  | 0.00051735 |  | 0 |  | 2.9121e-06 |  | 0.00041767 |  | 0 |  | 0
| #REF! |  | -1.9955e-06 |  | 3.6197e-05 |  | 0.08522 |  | 0 |  | 1.1976e-06 |  | 0 |  | 7.8149e-07 |  | 0 |  | 0 |  | #REF! |  | #REF! |  | 0 |  | 0 |  | #REF! |  | 0 |  | 0 |  | 1.0229e-06 |  | 0 |  | 0 |  | 0.00059965 |  | 0 |  | 2.3828e-06 |  | 0.00042087 |  | 0 |  | 0
| #REF! |  | 5.6613e-05 |  | -6.9535e-05 |  | 0.086832 |  | 0 |  | 8.0298e-07 |  | 0 |  | 7.8595e-07 |  | 0 |  | 0 |  | #REF! |  | #REF! |  | 0 |  | 0 |  | #REF! |  | 0 |  | 0 |  | 1.0175e-06 |  | 0 |  | 0 |  | 0.00055377 |  | 0 |  | 2.3828e-06 |  | 0.00041612 |  | 0 |  | 0
| #REF! |  | 0.00017768 |  | 1.3751e-05 |  | 0.088772 |  | 0 |  | 8.407e-08 |  | 0 |  | 8.6618e-07 |  | 0 |  | 0 |  | #REF! |  | #REF! |  | 0 |  | 1.1548e-06 |  | #REF! |  | 0 |  | 0 |  | 8.6758e-07 |  | 0 |  | 0 |  | 0.00056567 |  | 0 |  | 2.9125e-06 |  | 0.00040349 |  | 0 |  | 0
| #REF! |  | 0.00011435 |  | 0.00011911 |  | 0.090598 |  | 0 |  | 2.8997e-07 |  | 0 |  | 9.7156e-07 |  | 0 |  | 0 |  | #REF! |  | #REF! |  | 0 |  | 1.155e-06 |  | #REF! |  | 0 |  | 0 |  | 8.5537e-07 |  | 0 |  | 0 |  | 0.0005309 |  | 0 |  | 1.3239e-06 |  | 0.00039164 |  | 0 |  | 0
| #REF! |  | 4.8996e-05 |  | 6.7641e-05 |  | 0.091908 |  | 0 |  | 4.7954e-07 |  | 0 |  | 9.7594e-07 |  | 0 |  | 0 |  | #REF! |  | #REF! |  | 0 |  | 5.8647e-07 |  | #REF! |  | 0 |  | 0 |  | 9.5737e-07 |  | 0 |  | 0 |  | 0.00041461 |  | 0 |  | 7.9436e-07 |  | 0.00038929 |  | 0 |  | 0
| #REF! |  | 0.00030205 |  | -5.8296e-05 |  | 0.093097 |  | 0 |  | 6.8103e-07 |  | 0 |  | 9.4845e-07 |  | 0 |  | 0 |  | #REF! |  | #REF! |  | 0 |  | 5.8655e-07 |  | #REF! |  | 0 |  | 0 |  | 9.636e-07 |  | 0 |  | 0 |  | 0.00048428 |  | 0 |  | 7.9441e-07 |  | 0.00039248 |  | 0 |  | 0
| #REF! |  | 0.00035469 |  | 1.1607e-05 |  | 0.09444 |  | 0 |  | 2.2595e-07 |  | 0 |  | 9.3842e-07 |  | 0 |  | 0 |  | #REF! |  | #REF! |  | 0 |  | 1.1621e-06 |  | #REF! |  | 0 |  | 0 |  | 8.4377e-07 |  | 0 |  | 0 |  | 0.0006639 |  | 0 |  | 1.324e-06 |  | 0.00040435 |  | 0 |  | 0
| #REF! |  | 0.0001881 |  | 0.00013604 |  | 0.095539 |  | 0 |  | -2.6069e-07 |  | 0 |  | 9.8552e-07 |  | 0 |  | 0 |  | #REF! |  | #REF! |  | 0 |  | 1.1623e-06 |  | #REF! |  | 0 |  | 0 |  | 7.1785e-07 |  | 0 |  | 0 |  | 0.00065286 |  | 0 |  | 1.3242e-06 |  | 0.00041071 |  | 0 |  | 0
| #REF! |  | 0.0001033 |  | -3.9925e-05 |  | 0.097218 |  | 0 |  | 4.0878e-07 |  | 0 |  | 1.0439e-06 |  | 0 |  | 0 |  | #REF! |  | #REF! |  | 0 |  | 1.1649e-06 |  | #REF! |  | 0 |  | 0 |  | 6.4047e-07 |  | 0 |  | 0 |  | 0.00049146 |  | 0 |  | 1.3241e-06 |  | 0.00041074 |  | 0 |  | 0
| #REF! |  | 0.0001129 |  | -0.00021532 |  | 0.098745 |  | 0 |  | 6.7268e-07 |  | 0 |  | 1.0891e-06 |  | 0 |  | 0 |  | #REF! |  | #REF! |  | 0 |  | 1.1651e-06 |  | #REF! |  | 0 |  | 0 |  | 6.2879e-07 |  | 0 |  | 0 |  | 0.00053578 |  | 0 |  | 5.2971e-07 |  | 0.00040045 |  | 0 |  | 0
| #REF! |  | 0.00017045 |  | -0.00011118 |  | 0.09978 |  | 0 |  | 2.3142e-07 |  | 0 |  | 1.1386e-06 |  | 0 |  | 0 |  | #REF! |  | #REF! |  | 0 |  | 4.9378e-07 |  | #REF! |  | 0 |  | 0 |  | 6.3432e-07 |  | 0 |  | 0 |  | 0.00064428 |  | 0 |  | 0 |  | 0.00039021 |  | 0 |  | 0
| #REF! |  | 0.00019039 |  | -4.7269e-06 |  | 0.10096 |  | 0 |  | 2.1332e-07 |  | 0 |  | 1.1299e-06 |  | 0 |  | 0 |  | #REF! |  | #REF! |  | 0 |  | 4.9385e-07 |  | #REF! |  | 0 |  | 0 |  | 6.9401e-07 |  | 0 |  | 0 |  | 0.00069177 |  | 0 |  | 2.3838e-06 |  | 0.00039338 |  | 0 |  | 0
| #REF! |  | 0.0001306 |  | 2.6403e-05 |  | 0.10203 |  | 0 |  | 5.0316e-07 |  | 0 |  | 1.0704e-06 |  | 0 |  | 0 |  | #REF! |  | #REF! |  | 0 |  | 9.3131e-07 |  | #REF! |  | 0 |  | 0 |  | 6.5226e-07 |  | 0 |  | 0 |  | 0.00065303 |  | 0 |  | 4.5031e-06 |  | 0.00039894 |  | 0 |  | 0
| #REF! |  | 3.552e-05 |  | -3.5361e-05 |  | 0.1025 |  | 0 |  | 6.615e-07 |  | 0 |  | 1.0265e-06 |  | 0 |  | 0 |  | #REF! |  | #REF! |  | 0 |  | 9.3131e-07 |  | #REF! |  | 0 |  | 0 |  | 5.6251e-07 |  | 0 |  | 0 |  | 0.00053746 |  | 0 |  | 2.1191e-06 |  | 0.00039973 |  | 0 |  | 0
| #REF! |  | 3.4468e-05 |  | -3.653e-05 |  | 0.10321 |  | 0 |  | 9.1055e-08 |  | 0 |  | 1.0034e-06 |  | 0 |  | 0 |  | #REF! |  | #REF! |  | 0 |  | 5.8589e-07 |  | #REF! |  | 0 |  | 0 |  | 6.4679e-07 |  | 0 |  | 0 |  | 0.00062461 |  | 0 |  | 2.1192e-06 |  | 0.00039345 |  | 0 |  | 0
| #REF! |  | 8.8707e-05 |  | -0.00012242 |  | 0.10356 |  | 0 |  | 3.5227e-07 |  | 0 |  | 9.8399e-07 |  | 0 |  | 0 |  | #REF! |  | #REF! |  | 0 |  | 5.8581e-07 |  | #REF! |  | 0 |  | 0 |  | 7.9066e-07 |  | 0 |  | 0 |  | 0.00079877 |  | 0 |  | 2.914e-06 |  | 0.00039187 |  | 0 |  | 0
| #REF! |  | 0.00018254 |  | -0.00010019 |  | 0.10419 |  | 0 |  | 1.007e-06 |  | 0 |  | 9.6903e-07 |  | 0 |  | 0 |  | #REF! |  | #REF! |  | 0 |  | 6.6043e-07 |  | #REF! |  | 0 |  | 0 |  | 9.1001e-07 |  | 0 |  | 0 |  | 0.00074895 |  | 0 |  | 1.3246e-06 |  | 0.00039743 |  | 0 |  | 0
| #REF! |  | 0.00020117 |  | 0.00013986 |  | 0.10495 |  | 0 |  | 2.3884e-07 |  | 0 |  | 9.8847e-07 |  | 0 |  | 0 |  | #REF! |  | #REF! |  | 0 |  | 6.6034e-07 |  | #REF! |  | 0 |  | 0 |  | 7.9626e-07 |  | 0 |  | 0 |  | 0.00071257 |  | 0 |  | 5.2988e-07 |  | 0.00040142 |  | 0 |  | 0
| #REF! |  | 0.00010126 |  | 5.734e-05 |  | 0.10529 |  | 0 |  | -2.3664e-07 |  | 0 |  | 1.0036e-06 |  | 0 |  | 0 |  | #REF! |  | #REF! |  | 0 |  | 4.4465e-07 |  | #REF! |  | 0 |  | 0 |  | 6.1062e-07 |  | 0 |  | 0 |  | 0.00080046 |  | 0 |  | 2.1196e-06 |  | 0.000403 |  | 0 |  | 0
| #REF! |  | 9.0181e-05 |  | -1.9421e-07 |  | 0.10588 |  | 0 |  | 7.1372e-08 |  | 0 |  | 9.8041e-07 |  | 0 |  | 0 |  | #REF! |  | #REF! |  | 0 |  | 4.4458e-07 |  | #REF! |  | 0 |  | 0 |  | 5.4483e-07 |  | 0 |  | 0 |  | 0.00067382 |  | 0 |  | 2.9145e-06 |  | 0.00039748 |  | 0 |  | 0
| #REF! |  | 0.0001407 |  | 5.3453e-06 |  | 0.10609 |  | 0 |  | 4.73e-07 |  | 0 |  | 9.7861e-07 |  | 0 |  | 0 |  | #REF! |  | #REF! |  | 0 |  | 9.9775e-07 |  | #REF! |  | 0 |  | 0 |  | 5.9899e-07 |  | 0 |  | 0 |  | 0.00052341 |  | 0 |  | 2.9147e-06 |  | 0.00039117 |  | 0 |  | 0
| #REF! |  | 0.00018139 |  | -5.7009e-06 |  | 0.10691 |  | 0 |  | -3.7543e-08 |  | 0 |  | 9.9116e-07 |  | 0 |  | 0 |  | #REF! |  | #REF! |  | 0 |  | 9.9789e-07 |  | #REF! |  | 0 |  | 0 |  | 7.8472e-07 |  | 0 |  | 0 |  | 0.00058917 |  | 0 |  | 2.9147e-06 |  | 0.00038724 |  | 0 |  | 0
| #REF! |  | 0.00020107 |  | 2.3212e-05 |  | 0.1077 |  | 0 |  | -5.7196e-07 |  | 0 |  | 9.9313e-07 |  | 0 |  | 0 |  | #REF! |  | #REF! |  | 0 |  | 4.753e-07 |  | #REF! |  | 0 |  | 0 |  | 9.1641e-07 |  | 0 |  | 0 |  | 0.00066682 |  | 0 |  | 7.9496e-07 |  | 0.00038726 |  | 0 |  | 0
| #REF! |  | 0.00020422 |  | -1.8578e-05 |  | 0.10809 |  | 0 |  | 8.6684e-08 |  | 0 |  | 1.0108e-06 |  | 0 |  | 0 |  | #REF! |  | #REF! |  | 0 |  | 4.7537e-07 |  | #REF! |  | 0 |  | 0 |  | 9.2202e-07 |  | 0 |  | 0 |  | 0.0006193 |  | 0 |  | 0 |  | 0.00039281 |  | 0 |  | 0
| #REF! |  | 0.00019901 |  | 3.011e-05 |  | 0.10773 |  | 0 |  | 4.2842e-07 |  | 0 |  | 1.076e-06 |  | 0 |  | 0 |  | #REF! |  | #REF! |  | 0 |  | 1.3469e-06 |  | #REF! |  | 0 |  | 0 |  | 7.4242e-07 |  | 0 |  | 0 |  | 0.00053222 |  | 0 |  | 5.3001e-07 |  | 0.00039917 |  | 0 |  | 0
| #REF! |  | 0.00012833 |  | 1.9522e-05 |  | 0.1077 |  | 0 |  | 2.5685e-07 |  | 0 |  | 1.0679e-06 |  | 0 |  | 0 |  | #REF! |  | #REF! |  | 0 |  | 1.3471e-06 |  | #REF! |  | 0 |  | 0 |  | 6.6491e-07 |  | 0 |  | 0 |  | 0.00056156 |  | 0 |  | 5.3004e-07 |  | 0.00039919 |  | 0 |  | 0
| #REF! |  | 5.7291e-05 |  | -5.3874e-05 |  | 0.10823 |  | 0 |  | 3.4021e-07 |  | 0 |  | 9.6641e-07 |  | 0 |  | 0 |  | #REF! |  | #REF! |  | 0 |  | 9.1785e-07 |  | #REF! |  | 0 |  | 0 |  | 8.0899e-07 |  | 0 |  | 0 |  | 0.00049028 |  | 0 |  | 5.3008e-07 |  | 0.00039523 |  | 0 |  | 0
| #REF! |  | 2.6966e-05 |  | -2.8352e-05 |  | 0.10836 |  | 0 |  | 1.5222e-07 |  | 0 |  | 8.2828e-07 |  | 0 |  | 0 |  | #REF! |  | #REF! |  | 0 |  | 9.1799e-07 |  | #REF! |  | 0 |  | 0 |  | 9.3441e-07 |  | 0 |  | 0 |  | 0.00053787 |  | 0 |  | 2.9156e-06 |  | 0.00039449 |  | 0 |  | 0
| #REF! |  | 0.00010353 |  | 3.9763e-06 |  | 0.1087 |  | 0 |  | 2.464e-07 |  | 0 |  | 7.7125e-07 |  | 0 |  | 0 |  | #REF! |  | #REF! |  | 0 |  | 4.1606e-07 |  | #REF! |  | 0 |  | 0 |  | 9.2834e-07 |  | 0 |  | 0 |  | 0.00070897 |  | 0 |  | 2.9156e-06 |  | 0.00040162 |  | 0 |  | 0
| #REF! |  | 0.00018295 |  | -5.2751e-05 |  | 0.10906 |  | 0 |  | 2.0745e-07 |  | 0 |  | 8.46e-07 |  | 0 |  | 0 |  | #REF! |  | #REF! |  | 0 |  | 4.1612e-07 |  | #REF! |  | 0 |  | 0 |  | 8.6259e-07 |  | 0 |  | 0 |  | 0.00062505 |  | 0 |  | 2.9156e-06 |  | 0.00040481 |  | 0 |  | 0
| #REF! |  | 0.00010752 |  | -2.852e-08 |  | 0.10942 |  | 0 |  | -6.0088e-08 |  | 0 |  | 9.2005e-07 |  | 0 |  | 0 |  | #REF! |  | #REF! |  | 0 |  | 8.5524e-07 |  | #REF! |  | 0 |  | 0 |  | 8.9274e-07 |  | 0 |  | 0 |  | 0.00053632 |  | 0 |  | 2.3858e-06 |  | 0.00040165 |  | 0 |  | 0
| #REF! |  | 6.187e-05 |  | 0.00014347 |  | 0.1096 |  | 0 |  | 6.8451e-09 |  | 0 |  | 9.352e-07 |  | 0 |  | 0 |  | #REF! |  | #REF! |  | 0 |  | 8.5536e-07 |  | #REF! |  | 0 |  | 0 |  | 8.4482e-07 |  | 0 |  | 0 |  | 0.00055857 |  | 0 |  | 2.3858e-06 |  | 0.00039773 |  | 0 |  | 0
| #REF! |  | 7.6332e-06 |  | 0.00012071 |  | 0.1093 |  | 0 |  | -4.7789e-08 |  | 0 |  | 9.3959e-07 |  | 0 |  | 0 |  | #REF! |  | #REF! |  | 0 |  | 1.0511e-06 |  | #REF! |  | 0 |  | 0 |  | 7.2484e-07 |  | 0 |  | 0 |  | 0.00052213 |  | 0 |  | 2.3859e-06 |  | 0.0003906 |  | 0 |  | 0
| #REF! |  | 6.628e-05 |  | 2.2139e-05 |  | 0.10951 |  | 0 |  | -1.7817e-08 |  | 0 |  | 9.1331e-07 |  | 0 |  | 0 |  | #REF! |  | #REF! |  | 0 |  | 1.0513e-06 |  | #REF! |  | 0 |  | 0 |  | 6.4121e-07 |  | 0 |  | 0 |  | 0.00046511 |  | 0 |  | 2.3859e-06 |  | 0.00038587 |  | 0 |  | 0
| #REF! |  | 0.00018854 |  | -1.1069e-05 |  | 0.11012 |  | 0 |  | 1.966e-07 |  | 0 |  | 8.977e-07 |  | 0 |  | 0 |  | #REF! |  | #REF! |  | 0 |  | 1.0274e-06 |  | #REF! |  | 0 |  | 0 |  | 7.4343e-07 |  | 0 |  | 0 |  | 0.00064739 |  | 0 |  | 2.3861e-06 |  | 0.00038194 |  | 0 |  | 0
| #REF! |  | 0.00021374 |  | 4.7561e-05 |  | 0.11027 |  | 0 |  | 3.0077e-07 |  | 0 |  | 8.9762e-07 |  | 0 |  | 0 |  | #REF! |  | #REF! |  | 0 |  | 1.0275e-06 |  | #REF! |  | 0 |  | 0 |  | 9.169e-07 |  | 0 |  | 0 |  | 0.0006252 |  | 0 |  | 7.9541e-07 |  | 0.00038352 |  | 0 |  | 0
| #REF! |  | 0.00023476 |  | 2.058e-05 |  | 0.11066 |  | 0 |  | 4.5933e-07 |  | 0 |  | 9.8065e-07 |  | 0 |  | 0 |  | #REF! |  | #REF! |  | 0 |  | 4.3521e-07 |  | #REF! |  | 0 |  | 0 |  | 9.5276e-07 |  | 0 |  | 0 |  | 0.00043981 |  | 0 |  | 7.9541e-07 |  | 0.00038513 |  | 0 |  | 0
| #REF! |  | 0.00020729 |  | -8.5831e-05 |  | 0.11131 |  | 0 |  | 5.2053e-07 |  | 0 |  | 1.0202e-06 |  | 0 |  | 0 |  | #REF! |  | #REF! |  | 0 |  | 4.3527e-07 |  | #REF! |  | 0 |  | 0 |  | 8.9921e-07 |  | 0 |  | 0 |  | 0.00051275 |  | 0 |  | 0 |  | 0.00038199 |  | 0 |  | 0
| #REF! |  | 0.00013148 |  | -9.9289e-06 |  | 0.11159 |  | 0 |  | -8.1593e-09 |  | 0 |  | 9.3608e-07 |  | 0 |  | 0 |  | #REF! |  | #REF! |  | 0 |  | 8.0948e-07 |  | #REF! |  | 0 |  | 0 |  | 7.6134e-07 |  | 0 |  | 0 |  | 0.00059679 |  | 0 |  | 5.3031e-07 |  | 0.00038042 |  | 0 |  | 0
| #REF! |  | 0.00013682 |  | -1.3102e-05 |  | 0.11191 |  | 0 |  | -9.4628e-08 |  | 0 |  | 8.6584e-07 |  | 0 |  | 0 |  | #REF! |  | #REF! |  | 0 |  | 8.096e-07 |  | #REF! |  | 0 |  | 0 |  | 7.3741e-07 |  | 0 |  | 0 |  | 0.00057539 |  | 0 |  | 1.3259e-06 |  | 0.00037884 |  | 0 |  | 0
| #REF! |  | 0.00016521 |  | -2.8275e-05 |  | 0.11218 |  | 0 |  | 1.8676e-07 |  | 0 |  | 9.4566e-07 |  | 0 |  | 0 |  | #REF! |  | #REF! |  | 0 |  | 6.6998e-07 |  | #REF! |  | 0 |  | 0 |  | 7.6764e-07 |  | 0 |  | 0 |  | 0.00061747 |  | 0 |  | 7.9556e-07 |  | 0.00038285 |  | 0 |  | 0
| #REF! |  | 9.2171e-05 |  | 3.4843e-05 |  | 0.11238 |  | 0 |  | 8.1641e-07 |  | 0 |  | 1.0945e-06 |  | 0 |  | 0 |  | #REF! |  | #REF! |  | 0 |  | 6.7008e-07 |  | #REF! |  | 0 |  | 0 |  | 8.8152e-07 |  | 0 |  | 0 |  | 0.00063016 |  | 0 |  | 7.9556e-07 |  | 0.00038681 |  | 0 |  | 0
| #REF! |  | 0.00020663 |  | 5.2354e-05 |  | 0.1128 |  | 0 |  | 9.8732e-07 |  | 0 |  | 1.131e-06 |  | 0 |  | 0 |  | #REF! |  | #REF! |  | 0 |  | 9.227e-07 |  | #REF! |  | 0 |  | 0 |  | 1.0491e-06 |  | 0 |  | 0 |  | 0.00041773 |  | 0 |  | 1.326e-06 |  | 0.00038523 |  | 0 |  | 0
| #REF! |  | 0.00030915 |  | 0.0001401 |  | 0.11223 |  | 0 |  | 7.2457e-07 |  | 0 |  | 1.1178e-06 |  | 0 |  | 0 |  | #REF! |  | #REF! |  | 0 |  | 9.2283e-07 |  | #REF! |  | 0 |  | 0 |  | 1.1685e-06 |  | 0 |  | 0 |  | 0.00045425 |  | 0 |  | 2.9174e-06 |  | 0.00037656 |  | 0 |  | 0
| #REF! |  | 0.00023018 |  | 6.0894e-05 |  | 0.11143 |  | 0 |  | 5.088e-07 |  | 0 |  | 1.1085e-06 |  | 0 |  | 0 |  | #REF! |  | #REF! |  | 0 |  | 5.691e-07 |  | #REF! |  | 0 |  | 0 |  | 1.1212e-06 |  | 0 |  | 0 |  | 0.00071823 |  | 0 |  | 4.5091e-06 |  | 0.00036308 |  | 0 |  | 0
| #REF! |  | 0.00019603 |  | -7.557e-05 |  | 0.1113 |  | 0 |  | -2.714e-07 |  | 0 |  | 1.1248e-06 |  | 0 |  | 0 |  | #REF! |  | #REF! |  | 0 |  | 5.6918e-07 |  | #REF! |  | 0 |  | 0 |  | 9.1185e-07 |  | 0 |  | 0 |  | 0.00071352 |  | 0 |  | 2.9176e-06 |  | 0.00035914 |  | 0 |  | 0
| #REF! |  | 0.00023217 |  | -6.9433e-05 |  | 0.11081 |  | 0 |  | 1.9292e-08 |  | 0 |  | 1.1086e-06 |  | 0 |  | 0 |  | #REF! |  | #REF! |  | 0 |  | 2.3666e-07 |  | #REF! |  | 0 |  | 0 |  | 7.857e-07 |  | 0 |  | 0 |  | 0.00065648 |  | 0 |  | 1.3263e-06 |  | 0.00036233 |  | 0 |  | 0
| #REF! |  | 0.00021512 |  | -3.8217e-06 |  | 0.11002 |  | 0 |  | 2.2806e-07 |  | 0 |  | 1.0533e-06 |  | 0 |  | 0 |  | #REF! |  | #REF! |  | 0 |  | 2.3669e-07 |  | #REF! |  | 0 |  | 0 |  | 7.4937e-07 |  | 0 |  | 0 |  | 0.00054707 |  | 0 |  | 2.9178e-06 |  | 0.00036233 |  | 0 |  | 0
| #REF! |  | 0.00022744 |  | 3.3333e-05 |  | 0.10934 |  | 0 |  | 6.0801e-07 |  | 0 |  | 9.8055e-07 |  | 0 |  | 0 |  | #REF! |  | #REF! |  | 0 |  | 8.4649e-07 |  | #REF! |  | 0 |  | 0 |  | 7.7345e-07 |  | 0 |  | 0 |  | 0.00052335 |  | 0 |  | 2.9182e-06 |  | 0.00035762 |  | 0 |  | 0
| #REF! |  | 0.00020213 |  | 5.7901e-05 |  | 0.1078 |  | 5.2246e-06 |  | 9.8655e-07 |  | 0 |  | 8.6183e-07 |  | 0 |  | 0 |  | #REF! |  | #REF! |  | 0 |  | 8.4661e-07 |  | #REF! |  | 0 |  | 0 |  | 6.8354e-07 |  | 0 |  | 0 |  | 0.00060264 |  | 0 |  | 5.3054e-07 |  | 0.00035366 |  | 0 |  | 0
| #REF! |  | 0.00024084 |  | 5.4801e-05 |  | 0.10638 |  | 9.0475e-05 |  | 4.2887e-07 |  | 0 |  | 7.884e-07 |  | 0 |  | 0 |  | #REF! |  | #REF! |  | 0 |  | 5.9951e-07 |  | #REF! |  | 0 |  | 0 |  | 6.8361e-07 |  | 0 |  | 0 |  | 0.00049959 |  | 0 |  | 0 |  | 0.00035685 |  | 0 |  | 0
| #REF! |  | 0.00028792 |  | 5.3266e-05 |  | 0.10548 |  | 6.0767e-05 |  | 1.2976e-07 |  | 0 |  | 7.8652e-07 |  | 0 |  | 0 |  | #REF! |  | #REF! |  | 0 |  | 5.996e-07 |  | #REF! |  | 0 |  | 0 |  | 8.0986e-07 |  | 0 |  | 0 |  | 0.0006685 |  | 0 |  | 0 |  | 0.00036161 |  | 0 |  | 0
| #REF! |  | 9.7695e-05 |  | 0.00015149 |  | 0.10372 |  | 7.9743e-05 |  | 4.0068e-07 |  | 0 |  | 8.7455e-07 |  | 0 |  | 0 |  | #REF! |  | #REF! |  | 0 |  | 1.8196e-06 |  | #REF! |  | 0 |  | 0 |  | 8.5797e-07 |  | 0 |  | 0 |  | 0.00074626 |  | 0 |  | 0 |  | 0.00036322 |  | 0 |  | 0
| #REF! |  | 6.976e-05 |  | 4.8467e-05 |  | 0.10176 |  | 5.2624e-05 |  | 4.5874e-07 |  | 0 |  | 9.9903e-07 |  | 0 |  | 0 |  | #REF! |  | #REF! |  | 0 |  | 1.8199e-06 |  | #REF! |  | 0 |  | 0 |  | 7.9214e-07 |  | 0 |  | 0 |  | 0.00064955 |  | 0 |  | 7.9596e-07 |  | 0.00036483 |  | 0 |  | 0
| #REF! |  | 0.00014765 |  | -1.7038e-05 |  | 0.099737 |  | 4.4463e-05 |  | -2.2761e-07 |  | 0 |  | 1.0939e-06 |  | 0 |  | 0 |  | #REF! |  | #REF! |  | 0 |  | 7.0054e-07 |  | #REF! |  | 0 |  | 0 |  | 7.7982e-07 |  | 0 |  | 0 |  | 0.00065673 |  | 0 |  | 7.9601e-07 |  | 0.00036881 |  | 0 |  | 0
| #REF! |  | 1.9211e-05 |  | 4.9674e-05 |  | 0.098081 |  | 7.7788e-05 |  | -2.491e-07 |  | 0 |  | 1.1655e-06 |  | 0 |  | 0 |  | #REF! |  | #REF! |  | 0 |  | 7.0064e-07 |  | #REF! |  | 0 |  | 0 |  | 8.6975e-07 |  | 0 |  | 0 |  | 0.00059411 |  | 0 |  | 7.9606e-07 |  | 0.00037122 |  | 0 |  | 0
| #REF! |  | -3.7566e-05 |  | -1.1949e-05 |  | 0.096059 |  | 2.9576e-05 |  | 5.2801e-07 |  | 0 |  | 1.1103e-06 |  | 0 |  | 0 |  | #REF! |  | #REF! |  | 0 |  | 7.5833e-07 |  | #REF! |  | 0 |  | 0 |  | 8.7599e-07 |  | 0 |  | 0 |  | 0.00063059 |  | 0 |  | 7.9606e-07 |  | 0.00036804 |  | 0 |  | 0
| #REF! |  | 0.0001239 |  | 3.3858e-05 |  | 0.09361 |  | 2.5943e-06 |  | 4.1134e-07 |  | 0 |  | 1.074e-06 |  | 0 |  | 0 |  | #REF! |  | #REF! |  | 0 |  | 7.5844e-07 |  | #REF! |  | 0 |  | 0 |  | 8.2801e-07 |  | 0 |  | 0 |  | 0.00057352 |  | 0 |  | 0 |  | 0.00036172 |  | 0 |  | 0
| #REF! |  | 0.00018663 |  | 8.4397e-05 |  | 0.091794 |  | 5.5858e-05 |  | 8.1978e-08 |  | 0 |  | 1.025e-06 |  | 0 |  | 0 |  | #REF! |  | #REF! |  | 0 |  | 1.5327e-06 |  | #REF! |  | 0 |  | 0 |  | 8.1015e-07 |  | 0 |  | 0 |  | 0.00051485 |  | 0 |  | 0 |  | 0.00036016 |  | 0 |  | 0
| #REF! |  | 0.00014611 |  | 1.6533e-05 |  | 0.089701 |  | 3.8677e-05 |  | 1.3927e-07 |  | 0 |  | 9.7542e-07 |  | 0 |  | 0 |  | #REF! |  | #REF! |  | 0 |  | 1.533e-06 |  | #REF! |  | 0 |  | 0 |  | 8.0406e-07 |  | 0 |  | 0 |  | 0.00061802 |  | 0 |  | 7.9621e-07 |  | 0.00036177 |  | 0 |  | 0
| #REF! |  | 0.00021373 |  | -1.3859e-05 |  | 0.087258 |  | -1.9221e-05 |  | 1.4893e-07 |  | 0 |  | 9.2451e-07 |  | 0 |  | 0 |  | #REF! |  | #REF! |  | 0 |  | 7.0534e-07 |  | #REF! |  | 0 |  | 0 |  | 8.2192e-07 |  | 0 |  | 0 |  | 0.00072116 |  | 0 |  | 1.327e-06 |  | 0.00036256 |  | 0 |  | 0
| #REF! |  | 0.00019692 |  | 6.9141e-05 |  | 0.085054 |  | 4.6798e-05 |  | 6.0133e-07 |  | 0 |  | 9.1014e-07 |  | 0 |  | 0 |  | #REF! |  | #REF! |  | 0 |  | 7.0544e-07 |  | #REF! |  | 0 |  | 0 |  | 8.2816e-07 |  | 0 |  | 0 |  | 0.00069899 |  | 0 |  | 5.3081e-07 |  | 0.00036258 |  | 0 |  | 0
| #REF! |  | 8.327e-05 |  | 2.2287e-05 |  | 0.08319 |  | 0.00013522 |  | 4.2667e-07 |  | 0 |  | 9.4219e-07 |  | 0 |  | 0 |  | #REF! |  | #REF! |  | 0 |  | 7.118e-07 |  | #REF! |  | 0 |  | 0 |  | 7.9797e-07 |  | 0 |  | 0 |  | 0.00061096 |  | 0 |  | 0 |  | 0.00035785 |  | 0 |  | 0
| #REF! |  | 0.00014959 |  | -7.9703e-05 |  | 0.081007 |  | 8.0763e-06 |  | 1.7211e-07 |  | 0 |  | 9.7748e-07 |  | 0 |  | 0 |  | #REF! |  | #REF! |  | 0 |  | 7.119e-07 |  | #REF! |  | 0 |  | 0 |  | 6.7171e-07 |  | 0 |  | 0 |  | 0.00060703 |  | 0 |  | 7.9631e-07 |  | 0.00035866 |  | 0 |  | 0
| #REF! |  | 0.00021382 |  | -3.0039e-05 |  | 0.078947 |  | -1.6105e-05 |  | -1.434e-07 |  | 0 |  | 1.0422e-06 |  | 0 |  | 0 |  | #REF! |  | #REF! |  | 0 |  | 6.7761e-07 |  | #REF! |  | 0 |  | 0 |  | 5.5216e-07 |  | 0 |  | 0 |  | 0.0006475 |  | 0 |  | 1.3273e-06 |  | 0.00036263 |  | 0 |  | 0
| #REF! |  | 0.00022926 |  | -1.3593e-05 |  | 0.076653 |  | 8.8184e-05 |  | -8.1946e-07 |  | 0 |  | 1.0379e-06 |  | 0 |  | 0 |  | #REF! |  | #REF! |  | 0 |  | 6.7771e-07 |  | #REF! |  | 0 |  | 0 |  | 5.4604e-07 |  | 0 |  | 0 |  | 0.00063881 |  | 0 |  | 5.3091e-07 |  | 0.000369 |  | 0 |  | 0
| #REF! |  | 0.00023953 |  | -6.1744e-05 |  | 0.074177 |  | 9.2706e-06 |  | -4.5539e-07 |  | 0 |  | 9.6436e-07 |  | 0 |  | 0 |  | #REF! |  | #REF! |  | 0 |  | 1.2811e-06 |  | #REF! |  | 0 |  | 0 |  | 5.8795e-07 |  | 0 |  | 0 |  | 0.00064044 |  | 0 |  | 2.1238e-06 |  | 0.00036664 |  | 0 |  | 0
| #REF! |  | 0.00017999 |  | -5.8061e-05 |  | 0.072021 |  | -2.705e-05 |  | 3.6027e-07 |  | 0 |  | 8.6511e-07 |  | 0 |  | 0 |  | #REF! |  | #REF! |  | 0 |  | 1.2813e-06 |  | #REF! |  | 0 |  | 0 |  | 6.4841e-07 |  | 0 |  | 0 |  | 0.00057933 |  | 0 |  | 6.1062e-06 |  | 0.00035633 |  | 0 |  | 0
| #REF! |  | 0.00021188 |  | -1.7063e-05 |  | 0.069819 |  | 5.0042e-05 |  | 5.869e-07 |  | 0 |  | 8.6134e-07 |  | 0 |  | 0 |  | #REF! |  | #REF! |  | 0 |  | 6.4629e-07 |  | #REF! |  | 0 |  | 0 |  | 7.3839e-07 |  | 0 |  | 0 |  | 0.00049289 |  | 0 |  | 3.9823e-06 |  | 0.00035161 |  | 0 |  | 0
| #REF! |  | 0.00020226 |  | -4.9772e-05 |  | 0.068158 |  | 7.5921e-05 |  | 5.1251e-07 |  | 0 |  | 9.4441e-07 |  | 0 |  | 0 |  | #REF! |  | #REF! |  | 0 |  | 6.4638e-07 |  | #REF! |  | 0 |  | 0 |  | 8.2229e-07 |  | 0 |  | 0 |  | 0.00056829 |  | 0 |  | 2.3895e-06 |  | 0.00035082 |  | 0 |  | 0
| #REF! |  | 0.00011269 |  | -3.9583e-05 |  | 0.065956 |  | 3.3897e-05 |  | 2.835e-07 |  | 0 |  | 9.8097e-07 |  | 0 |  | 0 |  | #REF! |  | #REF! |  | 0 |  | 1.1801e-06 |  | #REF! |  | 0 |  | 0 |  | 8.1003e-07 |  | 0 |  | 0 |  | 0.00069532 |  | 0 |  | 2.3895e-06 |  | 0.00035719 |  | 0 |  | 0
| #REF! |  | 9.0487e-05 |  | 6.9226e-05 |  | 0.06358 |  | 2.0767e-05 |  | 6.7138e-07 |  | 0 |  | 9.4576e-07 |  | 0 |  | 0 |  | #REF! |  | #REF! |  | 0 |  | 1.1803e-06 |  | #REF! |  | 0 |  | 0 |  | 7.7428e-07 |  | 0 |  | 0 |  | 0.00071993 |  | 0 |  | 0 |  | 0.00036036 |  | 0 |  | 0
| #REF! |  | 8.3764e-05 |  | 6.6381e-05 |  | 0.061401 |  | -1.2275e-05 |  | 7.1081e-07 |  | 0 |  | 9.0488e-07 |  | 0 |  | 0 |  | #REF! |  | #REF! |  | 0 |  | 6.5999e-07 |  | #REF! |  | 0 |  | 0 |  | 7.3236e-07 |  | 0 |  | 0 |  | 0.0007224 |  | 0 |  | 0 |  | 0.0003612 |  | 0 |  | 0
| #REF! |  | 0.00019073 |  | -3.084e-05 |  | 0.05979 |  | -5.3371e-05 |  | 7.7437e-07 |  | 0 |  | 9.4773e-07 |  | 0 |  | 0 |  | #REF! |  | #REF! |  | 0 |  | 6.6008e-07 |  | #REF! |  | 0 |  | 0 |  | 7.5647e-07 |  | 0 |  | 0 |  | 0.00073114 |  | 0 |  | 0 |  | 0.00035961 |  | 0 |  | 0
| #REF! |  | 0.0002379 |  | -0.00010107 |  | 0.058259 |  | -4.1989e-06 |  | 8.5546e-07 |  | 0 |  | 1.0749e-06 |  | 0 |  | 0 |  | #REF! |  | #REF! |  | 0 |  | 9.5643e-07 |  | #REF! |  | 0 |  | 0 |  | 9.1253e-07 |  | 0 |  | 0 |  | 0.00070498 |  | 0 |  | 5.3111e-07 |  | 0.00035884 |  | 0 |  | 0
| #REF! |  | 0.00017728 |  | -5.7256e-05 |  | 0.056031 |  | -1.8139e-06 |  | -2.262e-08 |  | 0 |  | 1.1315e-06 |  | 0 |  | 0 |  | #REF! |  | #REF! |  | 0 |  | 9.5657e-07 |  | #REF! |  | 0 |  | 0 |  | 9.7234e-07 |  | 0 |  | 0 |  | 0.00062242 |  | 0 |  | 5.3111e-07 |  | 0.00035487 |  | 0 |  | 0
| #REF! |  | 0.00014907 |  | 3.3782e-05 |  | 0.054503 |  | 4.0165e-05 |  | -3.1528e-07 |  | 0 |  | 1.0466e-06 |  | 0 |  | 0 |  | #REF! |  | #REF! |  | 0 |  | 6.6293e-07 |  | #REF! |  | 0 |  | 0 |  | 9.3666e-07 |  | 0 |  | 0 |  | 0.00058756 |  | 0 |  | 5.3118e-07 |  | 0.00035015 |  | 0 |  | 0
| #REF! |  | 0.00015502 |  | 1.1996e-05 |  | 0.0529 |  | 4.5294e-05 |  | 1.7723e-07 |  | 0 |  | 9.6048e-07 |  | 0 |  | 0 |  | #REF! |  | #REF! |  | 0 |  | 6.6302e-07 |  | #REF! |  | 0 |  | 0 |  | 9.9092e-07 |  | 0 |  | 0 |  | 0.00063679 |  | 0 |  | 1.3279e-06 |  | 0.00035174 |  | 0 |  | 0
| #REF! |  | 0.00024124 |  | -0.00010648 |  | 0.051544 |  | -7.7348e-06 |  | -1.7851e-07 |  | 0 |  | 9.6496e-07 |  | 0 |  | 0 |  | #REF! |  | #REF! |  | 0 |  | 6.9121e-07 |  | #REF! |  | 0 |  | 0 |  | 1.1532e-06 |  | 0 |  | 0 |  | 0.00052086 |  | 0 |  | 1.3279e-06 |  | 0.00035651 |  | 0 |  | 0
| #REF! |  | 0.00025794 |  | -8.933e-05 |  | 0.050485 |  | 3.3274e-05 |  | -1.5665e-07 |  | 0 |  | 1.0014e-06 |  | 0 |  | 0 |  | #REF! |  | #REF! |  | 0 |  | 6.9131e-07 |  | #REF! |  | 0 |  | 0 |  | 1.2013e-06 |  | 0 |  | 0 |  | 0.00057413 |  | 0 |  | 1.3281e-06 |  | 0.00035893 |  | 0 |  | 0
| #REF! |  | 0.00019659 |  | 9.5137e-05 |  | 0.049126 |  | 5.9675e-05 |  | 5.1908e-07 |  | 0 |  | 9.9084e-07 |  | 0 |  | 0 |  | #REF! |  | #REF! |  | 0 |  | 1.3158e-06 |  | #REF! |  | 0 |  | 0 |  | 1.0152e-06 |  | 0 |  | 0 |  | 0.00072184 |  | 0 |  | 1.3281e-06 |  | 0.00035337 |  | 0 |  | 0
| #REF! |  | 0.0001507 |  | 7.6036e-05 |  | 0.048002 |  | -1.812e-05 |  | -1.6885e-07 |  | 0 |  | 9.5436e-07 |  | 0 |  | 0 |  | #REF! |  | #REF! |  | 0 |  | 1.3158e-06 |  | #REF! |  | 0 |  | 0 |  | 7.3885e-07 |  | 0 |  | 0 |  | 0.00062976 |  | 0 |  | 2.9218e-06 |  | 0.0003526 |  | 0 |  | 0
| #REF! |  | 7.6914e-05 |  | 2.7063e-05 |  | 0.047097 |  | -1.4255e-05 |  | -8.9229e-08 |  | 0 |  | 9.9471e-07 |  | 0 |  | 0 |  | #REF! |  | #REF! |  | 0 |  | 8.0083e-07 |  | #REF! |  | 0 |  | 0 |  | 6.0693e-07 |  | 0 |  | 0 |  | 0.0006441 |  | 0 |  | 2.3909e-06 |  | 0.00035501 |  | 0 |  | 0
| #REF! |  | 9.0868e-05 |  | 0.0001291 |  | 0.045927 |  | 0.00010056 |  | 4.843e-07 |  | 0 |  | 1.0331e-06 |  | 0 |  | 0 |  | #REF! |  | #REF! |  | 0 |  | 8.0072e-07 |  | #REF! |  | 0 |  | 0 |  | 6.1864e-07 |  | 0 |  | 0 |  | 0.00074024 |  | 0 |  | 7.9696e-07 |  | 0.00035741 |  | 0 |  | 0
| #REF! |  | 0.00018584 |  | 0.0001515 |  | 0.044726 |  | 0.00010117 |  | 4.053e-07 |  | 0 |  | 9.6837e-07 |  | 0 |  | 0 |  | #REF! |  | #REF! |  | 0 |  | 6.6206e-07 |  | #REF! |  | 0 |  | 0 |  | 6.7853e-07 |  | 0 |  | 0 |  | 0.00076645 |  | 0 |  | 1.3283e-06 |  | 0.00035821 |  | 0 |  | 0
| #REF! |  | 0.00020777 |  | 0.00011134 |  | 0.043706 |  | 3.3701e-05 |  | 4.3843e-09 |  | 0 |  | 8.7776e-07 |  | 0 |  | 0 |  | #REF! |  | #REF! |  | 0 |  | 6.6215e-07 |  | #REF! |  | 0 |  | 0 |  | 7.4454e-07 |  | 0 |  | 0 |  | 0.00073711 |  | 0 |  | 2.9224e-06 |  | 0.00035187 |  | 0 |  | 0
| #REF! |  | 0.00019154 |  | 0.00011266 |  | 0.042998 |  | -2.0758e-05 |  | -2.6472e-07 |  | 0 |  | 8.9294e-07 |  | 0 |  | 0 |  | #REF! |  | #REF! |  | 0 |  | 9.084e-07 |  | #REF! |  | 0 |  | 0 |  | 7.3288e-07 |  | 0 |  | 0 |  | 0.00058067 |  | 0 |  | 2.3912e-06 |  | 0.00034634 |  | 0 |  | 0
| #REF! |  | 0.00011363 |  | 0.00013597 |  | 0.042319 |  | 6.8048e-06 |  | -4.217e-10 |  | 0 |  | 9.8607e-07 |  | 0 |  | 0 |  | #REF! |  | #REF! |  | 0 |  | 9.0853e-07 |  | #REF! |  | 0 |  | 0 |  | 7.0327e-07 |  | 0 |  | 0 |  | 0.00058468 |  | 0 |  | 0 |  | 0.00034 |  | 0 |  | 0
| #REF! |  | 4.9892e-05 |  | 0.0001193 |  | 0.041329 |  | 2.8945e-05 |  | 5.2195e-07 |  | 0 |  | 1.0516e-06 |  | 0 |  | 0 |  | #REF! |  | #REF! |  | 0 |  | 9.6462e-07 |  | #REF! |  | 0 |  | 0 |  | 6.4904e-07 |  | 0 |  | 0 |  | 0.00067127 |  | 0 |  | 0 |  | 0.00033841 |  | 0 |  | 0
| #REF! |  | 0.00017271 |  | 5.122e-05 |  | 0.040706 |  | 2.1587e-05 |  | 8.0204e-07 |  | 0 |  | 9.6989e-07 |  | 0 |  | 0 |  | #REF! |  | #REF! |  | 0 |  | 9.6476e-07 |  | #REF! |  | 0 |  | 0 |  | 5.6457e-07 |  | 0 |  | 0 |  | 0.00063079 |  | 0 |  | 7.9716e-07 |  | 0.00034241 |  | 0 |  | 0
| #REF! |  | 0.00021885 |  | -1.018e-06 |  | 0.040578 |  | 3.0758e-05 |  | 2.4264e-07 |  | 0 |  | 8.6604e-07 |  | 0 |  | 0 |  | #REF! |  | #REF! |  | 0 |  | 8.7291e-07 |  | #REF! |  | 0 |  | 0 |  | 5.1027e-07 |  | 0 |  | 0 |  | 0.00069439 |  | 0 |  | 7.9716e-07 |  | 0.00034958 |  | 0 |  | 0
| #REF! |  | 0.00011989 |  | 6.2601e-06 |  | 0.040069 |  | 3.8861e-05 |  | 2.4351e-07 |  | 0 |  | 8.3394e-07 |  | 0 |  | 0 |  | #REF! |  | #REF! |  | 0 |  | 8.7303e-07 |  | #REF! |  | 0 |  | 0 |  | 5.2261e-07 |  | 0 |  | 0 |  | 0.00069201 |  | 0 |  | 2.3916e-06 |  | 0.00035117 |  | 0 |  | 0
| #REF! |  | 0.00019054 |  | 5.447e-05 |  | 0.039516 |  | 3.7459e-05 |  | 5.5101e-07 |  | 0 |  | 8.7681e-07 |  | 0 |  | 0 |  | #REF! |  | #REF! |  | 0 |  | 1.0563e-06 |  | #REF! |  | 0 |  | 0 |  | 6.8495e-07 |  | 0 |  | 0 |  | 0.00057128 |  | 0 |  | 2.3918e-06 |  | 0.00034245 |  | 0 |  | 0
| #REF! |  | 0.0002215 |  | -2.3743e-05 |  | 0.039297 |  | 2.4104e-05 |  | 2.6052e-07 |  | 0 |  | 9.3544e-07 |  | 0 |  | 0 |  | #REF! |  | #REF! |  | 0 |  | 1.0563e-06 |  | #REF! |  | 0 |  | 0 |  | 8.7138e-07 |  | 0 |  | 0 |  | 0.00051096 |  | 0 |  | 2.3918e-06 |  | 0.00033534 |  | 0 |  | 0
| #REF! |  | 0.0002298 |  | -0.00018554 |  | 0.038981 |  | -5.3422e-06 |  | -1.0751e-07 |  | 0 |  | 1.0009e-06 |  | 0 |  | 0 |  | #REF! |  | #REF! |  | 0 |  | 2.3138e-07 |  | #REF! |  | 0 |  | 0 |  | 9.6148e-07 |  | 0 |  | 0 |  | 0.00062297 |  | 0 |  | 2.9235e-06 |  | 0.00033929 |  | 0 |  | 0
| #REF! |  | 0.0001699 |  | -2.8968e-05 |  | 0.038458 |  | 5.7065e-05 |  | -1.3428e-07 |  | 0 |  | 1.0835e-06 |  | 0 |  | 0 |  | #REF! |  | #REF! |  | 0 |  | 2.3142e-07 |  | #REF! |  | 0 |  | 0 |  | 9.7329e-07 |  | 0 |  | 0 |  | 0.00061192 |  | 0 |  | 1.3289e-06 |  | 0.00035126 |  | 0 |  | 0
| #REF! |  | 4.4399e-05 |  | 0.00013651 |  | 0.037773 |  | 9.6487e-05 |  | -2.187e-08 |  | 0 |  | 1.1219e-06 |  | 0 |  | 0 |  | #REF! |  | #REF! |  | 0 |  | 1.2074e-06 |  | #REF! |  | 0 |  | 0 |  | 1.064e-06 |  | 0 |  | 0 |  | 0.00060795 |  | 0 |  | 1.3289e-06 |  | 0.00035841 |  | 0 |  | 0
| #REF! |  | 0.00014079 |  | 8.2765e-05 |  | 0.0378 |  | 3.645e-05 |  | 1.5258e-07 |  | 0 |  | 1.0817e-06 |  | 0 |  | 0 |  | #REF! |  | #REF! |  | 0 |  | 1.2076e-06 |  | #REF! |  | 0 |  | 0 |  | 1.1906e-06 |  | 0 |  | 0 |  | 0.00081065 |  | 0 |  | 5.3161e-07 |  | 0.00036241 |  | 0 |  | 0
| #REF! |  | 0.00019688 |  | 0.00027323 |  | 0.037687 |  | 0.00016887 |  | 2.7946e-07 |  | 0 |  | 1.0389e-06 |  | 0 |  | 0 |  | #REF! |  | #REF! |  | 0 |  | 2.8791e-06 |  | #REF! |  | 0 |  | 0 |  | 1.0283e-06 |  | 0 |  | 0 |  | 0.00079401 |  | 0 |  | 5.3164e-07 |  | 0.00036402 |  | 0 |  | 0
| #REF! |  | 0.0001795 |  | 0.00030851 |  | 0.036955 |  | 0.00021583 |  | 3.1037e-07 |  | 0 |  | 1.0376e-06 |  | 0 |  | 0 |  | #REF! |  | #REF! |  | 0 |  | 2.8795e-06 |  | #REF! |  | 0 |  | 0 |  | 8.0549e-07 |  | 0 |  | 0 |  | 0.00065571 |  | 0 |  | 2.924e-06 |  | 0.00036402 |  | 0 |  | 0
| #REF! |  | 0.00017388 |  | 7.4102e-05 |  | 0.036347 |  | 3.385e-05 |  | 2.2511e-07 |  | 0 |  | 1.0126e-06 |  | 0 |  | 0 |  | #REF! |  | #REF! |  | 0 |  | 7.3912e-07 |  | #REF! |  | 0 |  | 0 |  | 6.4883e-07 |  | 0 |  | 0 |  | 0.00050314 |  | 0 |  | 2.9242e-06 |  | 0.00035848 |  | 0 |  | 0
| #REF! |  | 0.000135 |  | 3.217e-05 |  | 0.036078 |  | -2.2404e-05 |  | 5.0177e-07 |  | 0 |  | 9.8606e-07 |  | 0 |  | 0 |  | #REF! |  | #REF! |  | 0 |  | 7.3912e-07 |  | #REF! |  | 0 |  | 0 |  | 6.8519e-07 |  | 0 |  | 0 |  | 0.00052384 |  | 0 |  | 1.3292e-06 |  | 0.00035135 |  | 0 |  | 0
| #REF! |  | 0.00018279 |  | 8.3385e-05 |  | 0.035988 |  | -1.1048e-05 |  | 7.0462e-07 |  | 0 |  | 9.8497e-07 |  | 0 |  | 0 |  | #REF! |  | #REF! |  | 0 |  | 7.5611e-07 |  | #REF! |  | 0 |  | 0 |  | 9.0202e-07 |  | 0 |  | 0 |  | 0.0007083 |  | 0 |  | 7.9761e-07 |  | 0.00034819 |  | 0 |  | 0
| #REF! |  | 0.00020602 |  | 0.00012056 |  | 0.03563 |  | 2.0026e-07 |  | 2.9951e-07 |  | 0 |  | 1.007e-06 |  | 0 |  | 0 |  | #REF! |  | #REF! |  | 0 |  | 7.5622e-07 |  | #REF! |  | 0 |  | 0 |  | 9.7425e-07 |  | 0 |  | 0 |  | 0.0006988 |  | 0 |  | 0 |  | 0.00034423 |  | 0 |  | 0
| #REF! |  | 0.00024987 |  | 0.0001314 |  | 0.034991 |  | 9.371e-05 |  | 3.3496e-07 |  | 0 |  | 9.6923e-07 |  | 0 |  | 0 |  | #REF! |  | #REF! |  | 0 |  | 1.0015e-06 |  | #REF! |  | 0 |  | 0 |  | 8.3596e-07 |  | 0 |  | 0 |  | 0.00061215 |  | 0 |  | 0 |  | 0.00033946 |  | 0 |  | 0
| #REF! |  | 0.00024901 |  | 0.00011748 |  | 0.034503 |  | 0.00014239 |  | 5.6557e-07 |  | 0 |  | 9.4727e-07 |  | 0 |  | 0 |  | #REF! |  | #REF! |  | 0 |  | 1.0017e-06 |  | #REF! |  | 0 |  | 0 |  | 6.9772e-07 |  | 0 |  | 0 |  | 0.0006583 |  | 0 |  | 7.9766e-07 |  | 0.00033631 |  | 0 |  | 0
| #REF! |  | 0.00026918 |  | 6.9679e-05 |  | 0.034036 |  | 7.2915e-05 |  | 3.5203e-07 |  | 0 |  | 9.605e-07 |  | 0 |  | 0 |  | #REF! |  | #REF! |  | 0 |  | 9.308e-07 |  | #REF! |  | 0 |  | 0 |  | 8.3603e-07 |  | 0 |  | 0 |  | 0.00070282 |  | 0 |  | 7.9771e-07 |  | 0.0003379 |  | 0 |  | 0
| #REF! |  | 0.00031363 |  | 7.0964e-05 |  | 0.033285 |  | 3.8778e-05 |  | 1.2134e-07 |  | 0 |  | 1.0488e-06 |  | 0 |  | 0 |  | #REF! |  | #REF! |  | 0 |  | 9.3081e-07 |  | #REF! |  | 0 |  | 0 |  | 1.1245e-06 |  | 0 |  | 0 |  | 0.00058444 |  | 0 |  | 7.9771e-07 |  | 0.00034032 |  | 0 |  | 0
| #REF! |  | 0.00028409 |  | 0.00015408 |  | 0.032656 |  | 3.8387e-05 |  | 2.7876e-07 |  | 0 |  | 1.0752e-06 |  | 0 |  | 0 |  | #REF! |  | #REF! |  | 0 |  | 1.0701e-06 |  | #REF! |  | 0 |  | 0 |  | 1.0282e-06 |  | 0 |  | 0 |  | 0.00053991 |  | 0 |  | 1.3296e-06 |  | 0.00034032 |  | 0 |  | 0
| #REF! |  | 0.00032554 |  | 0.0001821 |  | 0.032162 |  | 0.00010113 |  | 4.1317e-07 |  | 0 |  | 9.9784e-07 |  | 0 |  | 0 |  | #REF! |  | #REF! |  | 0 |  | 1.0702e-06 |  | #REF! |  | 0 |  | 0 |  | 7.2131e-07 |  | 0 |  | 0 |  | 0.00068944 |  | 0 |  | 1.3297e-06 |  | 0.00033716 |  | 0 |  | 0
| #REF! |  | 0.00034389 |  | 0.00015171 |  | 0.031698 |  | 0.00014248 |  | 4.5309e-07 |  | 0 |  | 9.4312e-07 |  | 0 |  | 0 |  | #REF! |  | #REF! |  | 0 |  | 1.1017e-06 |  | #REF! |  | 0 |  | 0 |  | 6.2503e-07 |  | 0 |  | 0 |  | 0.00088824 |  | 0 |  | 4.521e-06 |  | 0.00033319 |  | 0 |  | 0
| #REF! |  | 0.00026606 |  | 0.00011638 |  | 0.031187 |  | 4.4382e-05 |  | 6.8255e-07 |  | 0 |  | 9.5887e-07 |  | 0 |  | 0 |  | #REF! |  | #REF! |  | 0 |  | 1.1017e-06 |  | #REF! |  | 0 |  | 0 |  | 7.6338e-07 |  | 0 |  | 0 |  | 0.00070066 |  | 0 |  | 3.7234e-06 |  | 0.00033721 |  | 0 |  | 0
| #REF! |  | 0.00021031 |  | 0.00010259 |  | 0.030379 |  | -1.7473e-05 |  | 6.7151e-07 |  | 0 |  | 1.013e-06 |  | 0 |  | 0 |  | #REF! |  | #REF! |  | 0 |  | 4.1813e-07 |  | #REF! |  | 0 |  | 0 |  | 8.8999e-07 |  | 0 |  | 0 |  | 0.00055751 |  | 0 |  | 5.3194e-07 |  | 0.00034436 |  | 0 |  | 0
| #REF! |  | 0.00022456 |  | 0.00017254 |  | 0.02973 |  | 1.6488e-05 |  | 5.0687e-07 |  | 0 |  | 9.8793e-07 |  | 0 |  | 0 |  | #REF! |  | #REF! |  | 0 |  | 4.1819e-07 |  | #REF! |  | 0 |  | 0 |  | 8.5424e-07 |  | 0 |  | 0 |  | 0.0007699 |  | 0 |  | 5.3194e-07 |  | 0.00034757 |  | 0 |  | 0
| #REF! |  | 0.0001276 |  | 0.00022332 |  | 0.029201 |  | 9.2369e-05 |  | 6.0474e-07 |  | 0 |  | 9.5715e-07 |  | 0 |  | 0 |  | #REF! |  | #REF! |  | 0 |  | 1.4888e-06 |  | #REF! |  | 0 |  | 0 |  | 7.2768e-07 |  | 0 |  | 0 |  | 0.00092022 |  | 0 |  | 5.3198e-07 |  | 0.00034121 |  | 0 |  | 0
| #REF! |  | 0.00022773 |  | 0.00023695 |  | 0.028603 |  | 0.00011496 |  | 3.1101e-07 |  | 0 |  | 9.8802e-07 |  | 0 |  | 0 |  | #REF! |  | #REF! |  | 0 |  | 1.4888e-06 |  | #REF! |  | 0 |  | 0 |  | 6.1958e-07 |  | 0 |  | 0 |  | 0.00081131 |  | 0 |  | 5.3198e-07 |  | 0.00033566 |  | 0 |  | 0
| #REF! |  | 0.00030258 |  | 0.00022771 |  | 0.02801 |  | 8.3697e-05 |  | -3.9128e-09 |  | 0 |  | 1.0108e-06 |  | 0 |  | 0 |  | #REF! |  | #REF! |  | 0 |  | 4.9581e-07 |  | #REF! |  | 0 |  | 0 |  | 5.3562e-07 |  | 0 |  | 0 |  | 0.00070875 |  | 0 |  | 0 |  | 0.00033886 |  | 0 |  | 0
| #REF! |  | 0.00023645 |  | 7.0101e-05 |  | 0.02722 |  | -2.8209e-05 |  | -1.269e-07 |  | 0 |  | 1.0026e-06 |  | 0 |  | 0 |  | #REF! |  | #REF! |  | 0 |  | 4.9588e-07 |  | #REF! |  | 0 |  | 0 |  | 4.8743e-07 |  | 0 |  | 0 |  | 0.00066822 |  | 0 |  | 0 |  | 0.00034604 |  | 0 |  | 0
| #REF! |  | 0.00027291 |  | -4.0404e-05 |  | 0.0267 |  | -7.2444e-05 |  | -2.7133e-07 |  | 0 |  | 9.5093e-07 |  | 0 |  | 0 |  | #REF! |  | #REF! |  | 0 |  | 1.7615e-07 |  | #REF! |  | 0 |  | 0 |  | 4.6334e-07 |  | 0 |  | 0 |  | 0.00064917 |  | 0 |  | 5.3208e-07 |  | 0.00035163 |  | 0 |  | 0
| #REF! |  | 0.00021107 |  | 0.00016796 |  | 0.0263 |  | 3.9654e-05 |  | -1.6765e-07 |  | 0 |  | 9.5669e-07 |  | 0 |  | 0 |  | #REF! |  | #REF! |  | 0 |  | 1.7615e-07 |  | #REF! |  | 0 |  | 0 |  | 4.331e-07 |  | 0 |  | 0 |  | 0.00068258 |  | 0 |  | 2.9264e-06 |  | 0.00035163 |  | 0 |  | 0
| #REF! |  | 0.00016387 |  | 0.00022589 |  | 0.025577 |  | 3.8985e-05 |  | 5.3106e-07 |  | 0 |  | 1.0362e-06 |  | 0 |  | 0 |  | #REF! |  | #REF! |  | 0 |  | 6.184e-07 |  | #REF! |  | 0 |  | 0 |  | 5.8947e-07 |  | 0 |  | 0 |  | 0.00058874 |  | 0 |  | 2.3945e-06 |  | 0.00034768 |  | 0 |  | 0
| #REF! |  | 0.00020691 |  | 0.00016533 |  | 0.024863 |  | 6.2981e-05 |  | 7.632e-07 |  | 0 |  | 1.0406e-06 |  | 0 |  | 0 |  | #REF! |  | #REF! |  | 0 |  | 6.1848e-07 |  | #REF! |  | 0 |  | 0 |  | 8.1191e-07 |  | 0 |  | 0 |  | 0.00057525 |  | 0 |  | 7.9816e-07 |  | 0.00034611 |  | 0 |  | 0
| #REF! |  | 0.00022122 |  | 0.00016481 |  | 0.024217 |  | 0.00012866 |  | 2.1605e-07 |  | 0 |  | 9.6883e-07 |  | 0 |  | 0 |  | #REF! |  | #REF! |  | 0 |  | 6.716e-07 |  | #REF! |  | 0 |  | 0 |  | 9.9242e-07 |  | 0 |  | 0 |  | 0.00063493 |  | 0 |  | 7.9821e-07 |  | 0.00034611 |  | 0 |  | 0
| #REF! |  | 0.0001956 |  | 0.00014475 |  | 0.023751 |  | 9.5913e-05 |  | 4.4088e-07 |  | 0 |  | 8.8374e-07 |  | 0 |  | 0 |  | #REF! |  | #REF! |  | 0 |  | 6.716e-07 |  | #REF! |  | 0 |  | 0 |  | 9.6832e-07 |  | 0 |  | 0 |  | 0.00069465 |  | 0 |  | 7.9826e-07 |  | 0.00034772 |  | 0 |  | 0
| #REF! |  | 0.00023116 |  | 0.00020838 |  | 0.023001 |  | 4.4882e-05 |  | 4.5956e-07 |  | 0 |  | 8.6427e-07 |  | 0 |  | 0 |  | #REF! |  | #REF! |  | 0 |  | 9.5901e-07 |  | #REF! |  | 0 |  | 0 |  | 8.0031e-07 |  | 0 |  | 0 |  | 0.00075517 |  | 0 |  | 7.9826e-07 |  | 0.00034615 |  | 0 |  | 0
| #REF! |  | 0.00026746 |  | 0.00014386 |  | 0.022228 |  | 1.767e-05 |  | 3.675e-07 |  | 0 |  | 8.6238e-07 |  | 0 |  | 0 |  | #REF! |  | #REF! |  | 0 |  | 9.5915e-07 |  | #REF! |  | 0 |  | 0 |  | 6.5014e-07 |  | 0 |  | 0 |  | 0.0007958 |  | 0 |  | 7.9831e-07 |  | 0.00033503 |  | 0 |  | 0
| #REF! |  | 0.00026377 |  | 0.0001091 |  | 0.021741 |  | 8.5508e-06 |  | 9.1703e-07 |  | 0 |  | 8.5111e-07 |  | 0 |  | 0 |  | #REF! |  | #REF! |  | 0 |  | 5.9329e-07 |  | #REF! |  | 0 |  | 0 |  | 5.3586e-07 |  | 0 |  | 0 |  | 0.00086026 |  | 0 |  | 7.9831e-07 |  | 0.00032787 |  | 0 |  | 0
| #REF! |  | 0.00023734 |  | 8.3868e-05 |  | 0.021293 |  | 1.4966e-05 |  | 5.208e-07 |  | 0 |  | 9.337e-07 |  | 0 |  | 0 |  | #REF! |  | #REF! |  | 0 |  | 5.9346e-07 |  | #REF! |  | 0 |  | 0 |  | 5.1793e-07 |  | 0 |  | 0 |  | 0.00075606 |  | 0 |  | 2.3952e-06 |  | 0.00032709 |  | 0 |  | 0
| #REF! |  | 0.00011192 |  | -2.6105e-05 |  | 0.020822 |  | 3.7855e-05 |  | 3.7235e-07 |  | 0 |  | 1.0895e-06 |  | 0 |  | 0 |  | #REF! |  | #REF! |  | 0 |  | 1.0801e-06 |  | #REF! |  | 0 |  | 0 |  | 5.7175e-07 |  | 0 |  | 0 |  | 0.00071711 |  | 0 |  | 2.3951e-06 |  | 0.00033746 |  | 0 |  | 0
| #REF! |  | 0.00012566 |  | 2.5956e-05 |  | 0.020324 |  | 3.0366e-05 |  | 9.4955e-07 |  | 0 |  | 1.1779e-06 |  | 0 |  | 0 |  | #REF! |  | #REF! |  | 0 |  | 1.0801e-06 |  | #REF! |  | 0 |  | 0 |  | 6.4413e-07 |  | 0 |  | 0 |  | 0.00079197 |  | 0 |  | 2.3954e-06 |  | 0.00034624 |  | 0 |  | 0
| #REF! |  | 0.00018442 |  | 5.6832e-05 |  | 0.019937 |  | 6.4396e-05 |  | 8.022e-07 |  | 0 |  | 1.1627e-06 |  | 0 |  | 0 |  | #REF! |  | #REF! |  | 0 |  | 5.5554e-07 |  | #REF! |  | 0 |  | 0 |  | 8.8514e-07 |  | 0 |  | 0 |  | 0.00077207 |  | 0 |  | 2.3954e-06 |  | 0.00034703 |  | 0 |  | 0
| #REF! |  | 0.00026653 |  | 0.00011099 |  | 0.019517 |  | 9.8115e-05 |  | 2.3957e-07 |  | 0 |  | 1.0727e-06 |  | 0 |  | 0 |  | #REF! |  | #REF! |  | 0 |  | 5.5554e-07 |  | #REF! |  | 0 |  | 0 |  | 1.0293e-06 |  | 0 |  | 0 |  | 0.00072914 |  | 0 |  | 7.9851e-07 |  | 0.00034228 |  | 0 |  | 0
| #REF! |  | 0.00033802 |  | 0.0001851 |  | 0.01897 |  | 0.00010763 |  | 1.3316e-07 |  | 0 |  | 9.5728e-07 |  | 0 |  | 0 |  | #REF! |  | #REF! |  | 0 |  | 9.8841e-07 |  | #REF! |  | 0 |  | 0 |  | 9.6875e-07 |  | 0 |  | 0 |  | 0.00069256 |  | 0 |  | 1.3309e-06 |  | 0.00033354 |  | 0 |  | 0
| #REF! |  | 0.00028368 |  | 6.847e-05 |  | 0.018341 |  | 5.9607e-05 |  | 1.2916e-07 |  | 0 |  | 9.0494e-07 |  | 0 |  | 0 |  | #REF! |  | #REF! |  | 0 |  | 9.8855e-07 |  | #REF! |  | 0 |  | 0 |  | 7.7649e-07 |  | 0 |  | 0 |  | 0.00069973 |  | 0 |  | 4.5252e-06 |  | 0.00033195 |  | 0 |  | 0
| #REF! |  | 0.00031592 |  | 6.2849e-05 |  | 0.017806 |  | 6.952e-05 |  | 5.9588e-07 |  | 0 |  | 9.006e-07 |  | 0 |  | 0 |  | #REF! |  | #REF! |  | 0 |  | 4.753e-07 |  | #REF! |  | 0 |  | 0 |  | 6.8072e-07 |  | 0 |  | 0 |  | 0.00060667 |  | 0 |  | 3.9931e-06 |  | 0.00033199 |  | 0 |  | 0
| #REF! |  | 0.00024641 |  | 0.00012207 |  | 0.017527 |  | 8.7581e-05 |  | 1.1544e-06 |  | 0 |  | 9.0068e-07 |  | 0 |  | 0 |  | #REF! |  | #REF! |  | 0 |  | 4.753e-07 |  | #REF! |  | 0 |  | 0 |  | 7.2901e-07 |  | 0 |  | 0 |  | 0.00067752 |  | 0 |  | 2.3958e-06 |  | 0.00033518 |  | 0 |  | 0
| #REF! |  | 0.00024429 |  | 0.00016228 |  | 0.01716 |  | 8.6771e-05 |  | 5.867e-07 |  | 0 |  | 8.887e-07 |  | 0 |  | 0 |  | #REF! |  | #REF! |  | 0 |  | 1.1602e-06 |  | #REF! |  | 0 |  | 0 |  | 6.6285e-07 |  | 0 |  | 0 |  | 0.00058517 |  | 0 |  | 2.9284e-06 |  | 0.00033518 |  | 0 |  | 0
| #REF! |  | 0.00030144 |  | 0.00022523 |  | 0.016566 |  | 0.00010401 |  | -9.7958e-08 |  | 0 |  | 8.7419e-07 |  | 0 |  | 0 |  | #REF! |  | #REF! |  | 0 |  | 1.1602e-06 |  | #REF! |  | 0 |  | 0 |  | 6.1462e-07 |  | 0 |  | 0 |  | 0.00059639 |  | 0 |  | 2.9286e-06 |  | 0.0003392 |  | 0 |  | 0
| #REF! |  | 0.00024489 |  | 0.00023938 |  | 0.016014 |  | 0.00012459 |  | -6.5725e-08 |  | 0 |  | 8.6229e-07 |  | 0 |  | 0 |  | #REF! |  | #REF! |  | 0 |  | 1.4129e-06 |  | #REF! |  | 0 |  | 0 |  | 6.3261e-07 |  | 0 |  | 0 |  | 0.0008273 |  | 0 |  | 2.3961e-06 |  | 0.00034079 |  | 0 |  | 0
| #REF! |  | 0.00025581 |  | 0.00018453 |  | 0.015809 |  | 9.5174e-05 |  | 1.5549e-07 |  | 0 |  | 8.119e-07 |  | 0 |  | 0 |  | #REF! |  | #REF! |  | 0 |  | 1.4129e-06 |  | #REF! |  | 0 |  | 0 |  | 7.712e-07 |  | 0 |  | 0 |  | 0.00070154 |  | 0 |  | 0 |  | 0.00034161 |  | 0 |  | 0
| #REF! |  | 0.00030308 |  | 0.00011759 |  | 0.015593 |  | 6.9762e-06 |  | -1.8913e-07 |  | 0 |  | 7.5638e-07 |  | 0 |  | 0 |  | #REF! |  | #REF! |  | 0 |  | 8.9271e-07 |  | #REF! |  | 0 |  | 0 |  | 7.712e-07 |  | 0 |  | 0 |  | 0.00063385 |  | 0 |  | 0 |  | 0.00033763 |  | 0 |  | 0
| #REF! |  | 0.00031759 |  | 0.00014166 |  | 0.015129 |  | 4.6853e-05 |  | -2.0415e-07 |  | 0 |  | 8.447e-07 |  | 0 |  | 0 |  | #REF! |  | #REF! |  | 0 |  | 8.9271e-07 |  | #REF! |  | 0 |  | 0 |  | 6.3267e-07 |  | 0 |  | 0 |  | 0.00069685 |  | 0 |  | 7.9881e-07 |  | 0.00032652 |  | 0 |  | 0
| #REF! |  | 0.0002991 |  | 0.00017947 |  | 0.014942 |  | 4.7743e-05 |  | -8.8885e-08 |  | 0 |  | 1.0296e-06 |  | 0 |  | 0 |  | #REF! |  | #REF! |  | 0 |  | 5.9407e-07 |  | #REF! |  | 0 |  | 0 |  | 5.0036e-07 |  | 0 |  | 0 |  | 0.00056146 |  | 0 |  | 7.9886e-07 |  | 0.00032175 |  | 0 |  | 0
| #REF! |  | 0.0002875 |  | 0.00012144 |  | 0.014601 |  | 9.4982e-06 |  | -1.1582e-07 |  | 0 |  | 1.1225e-06 |  | 0 |  | 0 |  | #REF! |  | #REF! |  | 0 |  | 5.9407e-07 |  | #REF! |  | 0 |  | 0 |  | 4.3979e-07 |  | 0 |  | 0 |  | 0.00059813 |  | 0 |  | 3.9946e-06 |  | 0.00031938 |  | 0 |  | 0
| #REF! |  | 0.00036586 |  | 0.00011641 |  | 0.014013 |  | 3.546e-05 |  | 3.1061e-08 |  | 0 |  | 1.055e-06 |  | 0 |  | 0 |  | #REF! |  | #REF! |  | 0 |  | 9.4359e-07 |  | #REF! |  | 0 |  | 0 |  | 5.2391e-07 |  | 0 |  | 0 |  | 0.00070167 |  | 0 |  | 3.9946e-06 |  | 0.00032177 |  | 0 |  | 0
| #REF! |  | 0.00042798 |  | 0.00031745 |  | 0.013849 |  | 0.00015528 |  | 9.2058e-08 |  | 0 |  | 9.4336e-07 |  | 0 |  | 0 |  | #REF! |  | #REF! |  | 0 |  | 9.4359e-07 |  | #REF! |  | 0 |  | 0 |  | 7.7697e-07 |  | 0 |  | 0 |  | 0.00062609 |  | 0 |  | 7.9891e-07 |  | 0.0003226 |  | 0 |  | 0
| #REF! |  | 0.00029706 |  | 0.00042611 |  | 0.0137 |  | 0.00023365 |  | 4.3536e-07 |  | 0 |  | 9.0992e-07 |  | 0 |  | 0 |  | #REF! |  | #REF! |  | 0 |  | 1.0004e-06 |  | #REF! |  | 0 |  | 0 |  | 1.09e-06 |  | 0 |  | 0 |  | 0.00061892 |  | 0 |  | 1.3317e-06 |  | 0.00031623 |  | 0 |  | 0
| #REF! |  | 0.00021714 |  | 0.00029637 |  | 0.013406 |  | 0.00010932 |  | 6.6401e-07 |  | 0 |  | 9.4778e-07 |  | 0 |  | 0 |  | #REF! |  | #REF! |  | 0 |  | 1.0004e-06 |  | #REF! |  | 0 |  | 0 |  | 1.1989e-06 |  | 0 |  | 0 |  | 0.00056555 |  | 0 |  | 1.3317e-06 |  | 0.00030906 |  | 0 |  | 0
| #REF! |  | 0.00025739 |  | 0.00024167 |  | 0.013166 |  | 1.5773e-05 |  | 3.4666e-07 |  | 0 |  | 9.8455e-07 |  | 0 |  | 0 |  | #REF! |  | #REF! |  | 0 |  | 6.7097e-07 |  | #REF! |  | 0 |  | 0 |  | 1.0487e-06 |  | 0 |  | 0 |  | 0.00051225 |  | 0 |  | 7.9901e-07 |  | 0.00030273 |  | 0 |  | 0
| #REF! |  | 0.00039 |  | 0.00015657 |  | 0.012945 |  | -2.4126e-05 |  | 2.7233e-07 |  | 0 |  | 1.0129e-06 |  | 0 |  | 0 |  | #REF! |  | #REF! |  | 0 |  | 6.7097e-07 |  | #REF! |  | 0 |  | 0 |  | 7.956e-07 |  | 0 |  | 0 |  | 0.00064688 |  | 0 |  | 7.9906e-07 |  | 0.00030352 |  | 0 |  | 0
| #REF! |  | 0.00047194 |  | 0.00013111 |  | 0.0127 |  | 1.9806e-06 |  | 3.485e-07 |  | 0 |  | 1.0344e-06 |  | 0 |  | 0 |  | #REF! |  | #REF! |  | 0 |  | 1.1729e-06 |  | #REF! |  | 0 |  | 0 |  | 5.6674e-07 |  | 0 |  | 0 |  | 0.00074332 |  | 0 |  | 1.3319e-06 |  | 0.00031868 |  | 0 |  | 0
| #REF! |  | 0.00041053 |  | 0.00027935 |  | 0.012432 |  | 8.1606e-05 |  | 4.6173e-08 |  | 0 |  | 9.9411e-07 |  | 0 |  | 0 |  | #REF! |  | #REF! |  | 0 |  | 1.1729e-06 |  | #REF! |  | 0 |  | 0 |  | 4.0406e-07 |  | 0 |  | 0 |  | 0.00081502 |  | 0 |  | 4.5286e-06 |  | 0.00033063 |  | 0 |  | 0
| #REF! |  | 0.00037291 |  | 0.00030788 |  | 0.012205 |  | 0.00018685 |  | 3.7332e-08 |  | 0 |  | 9.5308e-07 |  | 0 |  | 0 |  | #REF! |  | #REF! |  | 0 |  | 1.4231e-06 |  | #REF! |  | 0 |  | 0 |  | 3.6755e-07 |  | 0 |  | 0 |  | 0.00083505 |  | 0 |  | 4.5286e-06 |  | 0.00033466 |  | 0 |  | 0
| #REF! |  | 0.00043351 |  | 0.00026905 |  | 0.012048 |  | 0.00016855 |  | 3.7034e-07 |  | 0 |  | 9.4496e-07 |  | 0 |  | 0 |  | #REF! |  | #REF! |  | 0 |  | 1.4231e-06 |  | #REF! |  | 0 |  | 0 |  | 5.0001e-07 |  | 0 |  | 0 |  | 0.00079282 |  | 0 |  | 5.3281e-07 |  | 0.00033227 |  | 0 |  | 0
| #REF! |  | 0.00042234 |  | 0.00020422 |  | 0.011995 |  | 0.00010492 |  | 6.7749e-07 |  | 0 |  | 9.538e-07 |  | 0 |  | 0 |  | #REF! |  | #REF! |  | 0 |  | 1.148e-06 |  | #REF! |  | 0 |  | 0 |  | 6.4482e-07 |  | 0 |  | 0 |  | 0.00082952 |  | 0 |  | 2.1312e-06 |  | 0.0003291 |  | 0 |  | 0
| #REF! |  | 0.00046582 |  | 9.2077e-05 |  | 0.011986 |  | 0.0001295 |  | 3.8776e-07 |  | 0 |  | 9.1727e-07 |  | 0 |  | 0 |  | #REF! |  | #REF! |  | 0 |  | 1.1483e-06 |  | #REF! |  | 0 |  | 0 |  | 6.6282e-07 |  | 0 |  | 0 |  | 0.00084944 |  | 0 |  | 4.5292e-06 |  | 0.0003283 |  | 0 |  | 0
| #REF! |  | 0.00053588 |  | 0.00018838 |  | 0.011784 |  | 0.00015902 |  | 3.7152e-10 |  | 0 |  | 8.4096e-07 |  | 0 |  | 0 |  | #REF! |  | #REF! |  | 0 |  | 1.5064e-06 |  | #REF! |  | 0 |  | 0 |  | 5.4219e-07 |  | 0 |  | 0 |  | 0.00089816 |  | 0 |  | 2.9308e-06 |  | 0.00032276 |  | 0 |  | 0
| #REF! |  | 0.00036166 |  | 0.00030931 |  | 0.011474 |  | 0.0001245 |  | 1.5827e-07 |  | 0 |  | 8.6424e-07 |  | 0 |  | 0 |  | #REF! |  | #REF! |  | 0 |  | 1.5066e-06 |  | #REF! |  | 0 |  | 0 |  | 4.2146e-07 |  | 0 |  | 0 |  | 0.00077623 |  | 0 |  | 1.3322e-06 |  | 0.0003148 |  | 0 |  | 0
| #REF! |  | 0.00031361 |  | 6.7183e-05 |  | 0.01133 |  | 9.2033e-06 |  | 4.6573e-08 |  | 0 |  | 9.4395e-07 |  | 0 |  | 0 |  | #REF! |  | #REF! |  | 0 |  | 1.2018e-06 |  | #REF! |  | 0 |  | 0 |  | 4.2153e-07 |  | 0 |  | 0 |  | 0.00059452 |  | 0 |  | 7.9936e-07 |  | 0.00030523 |  | 0 |  | 0
| #REF! |  | 0.00040299 |  | 4.4577e-05 |  | 0.011046 |  | 3.2883e-05 |  | -1.5555e-07 |  | 0 |  | 9.7615e-07 |  | 0 |  | 0 |  | #REF! |  | #REF! |  | 0 |  | 1.2018e-06 |  | #REF! |  | 0 |  | 0 |  | 6.2642e-07 |  | 0 |  | 0 |  | 0.00062489 |  | 0 |  | 7.9936e-07 |  | 0.0002965 |  | 0 |  | 0
| #REF! |  | 0.00043783 |  | 0.00027417 |  | 0.010939 |  | 0.00011881 |  | 4.008e-07 |  | 0 |  | 9.3827e-07 |  | 0 |  | 0 |  | #REF! |  | #REF! |  | 0 |  | 3.7551e-07 |  | #REF! |  | 0 |  | 0 |  | 8.4987e-07 |  | 0 |  | 0 |  | 0.00074205 |  | 0 |  | 1.3324e-06 |  | 0.00029252 |  | 0 |  | 0
| #REF! |  | 0.00045747 |  | 0.00041688 |  | 0.010832 |  | 7.7352e-05 |  | 8.5143e-07 |  | 0 |  | 9.3077e-07 |  | 0 |  | 0 |  | #REF! |  | #REF! |  | 0 |  | 3.7551e-07 |  | #REF! |  | 0 |  | 0 |  | 8.2581e-07 |  | 0 |  | 0 |  | 0.00070145 |  | 0 |  | 2.9312e-06 |  | 0.00029413 |  | 0 |  | 0
| #REF! |  | 0.00041923 |  | 0.00037998 |  | 0.010417 |  | 7.7825e-05 |  | 4.4133e-07 |  | 0 |  | 9.6676e-07 |  | 0 |  | 0 |  | #REF! |  | #REF! |  | 0 |  | 1.365e-06 |  | #REF! |  | 0 |  | 0 |  | 6.9271e-07 |  | 0 |  | 0 |  | 0.00070703 |  | 0 |  | 2.9316e-06 |  | 0.00029732 |  | 0 |  | 0
| #REF! |  | 0.00041514 |  | 0.00030971 |  | 0.010167 |  | 9.9305e-05 |  | 5.979e-07 |  | 0 |  | 1.0243e-06 |  | 0 |  | 0 |  | #REF! |  | #REF! |  | 0 |  | 1.3652e-06 |  | #REF! |  | 0 |  | 0 |  | 7.9554e-07 |  | 0 |  | 0 |  | 0.00072147 |  | 0 |  | 1.3325e-06 |  | 0.00029417 |  | 0 |  | 0
| #REF! |  | 0.00046088 |  | 0.00034333 |  | 0.010096 |  | 5.1524e-05 |  | 6.5924e-07 |  | 0 |  | 1.0161e-06 |  | 0 |  | 0 |  | #REF! |  | #REF! |  | 0 |  | 3.2849e-07 |  | #REF! |  | 0 |  | 0 |  | 1.0067e-06 |  | 0 |  | 0 |  | 0.00076133 |  | 0 |  | 7.9956e-07 |  | 0.00028859 |  | 0 |  | 0
| #REF! |  | 0.00049122 |  | 0.00025568 |  | 0.010019 |  | 0.00010491 |  | 7.3672e-07 |  | 0 |  | 9.3851e-07 |  | 0 |  | 0 |  | #REF! |  | #REF! |  | 0 |  | 3.2849e-07 |  | #REF! |  | 0 |  | 0 |  | 9.405e-07 |  | 0 |  | 0 |  | 0.00077413 |  | 0 |  | 0 |  | 0.0002886 |  | 0 |  | 0
| #REF! |  | 0.00050516 |  | 0.00018039 |  | 0.0097908 |  | 0.00014365 |  | 1.0481e-06 |  | 0 |  | 8.9312e-07 |  | 0 |  | 0 |  | #REF! |  | #REF! |  | 0 |  | 8.9144e-07 |  | #REF! |  | 0 |  | 0 |  | 6.4522e-07 |  | 0 |  | 0 |  | 0.0006378 |  | 0 |  | 5.3308e-07 |  | 0.00030136 |  | 0 |  | 0
| #REF! |  | 0.00049714 |  | 0.00035731 |  | 0.0094741 |  | 0.00015082 |  | 2.0069e-08 |  | 0 |  | 8.7986e-07 |  | 0 |  | 0 |  | #REF! |  | #REF! |  | 0 |  | 8.9157e-07 |  | #REF! |  | 0 |  | 0 |  | 4.1611e-07 |  | 0 |  | 0 |  | 0.00071039 |  | 0 |  | 5.3311e-07 |  | 0.00031174 |  | 0 |  | 0
| #REF! |  | 0.00055231 |  | 0.00035873 |  | 0.0092662 |  | 0.00014709 |  | -1.0693e-07 |  | 0 |  | 8.7228e-07 |  | 0 |  | 0 |  | #REF! |  | #REF! |  | 0 |  | 1.1612e-06 |  | #REF! |  | 0 |  | 0 |  | 3.9196e-07 |  | 0 |  | 0 |  | 0.00068652 |  | 0 |  | 0 |  | 0.00031495 |  | 0 |  | 0
| #REF! |  | 0.00065769 |  | 0.00029529 |  | 0.0090855 |  | 9.5013e-05 |  | 9.0509e-07 |  | 0 |  | 8.7235e-07 |  | 0 |  | 0 |  | #REF! |  | #REF! |  | 0 |  | 1.1612e-06 |  | #REF! |  | 0 |  | 0 |  | 3.7404e-07 |  | 0 |  | 0 |  | 0.00058609 |  | 0 |  | 0 |  | 0.00031497 |  | 0 |  | 0
| #REF! |  | 0.00063733 |  | 0.00047513 |  | 0.0087736 |  | 5.8562e-05 |  | 8.8304e-07 |  | 0 |  | 9.8994e-07 |  | 0 |  | 0 |  | #REF! |  | #REF! |  | 0 |  | 0 |  | #REF! |  | 0 |  | 0 |  | 3.1957e-07 |  | 0 |  | 0 |  | 0.0006427 |  | 0 |  | 5.3314e-07 |  | 0.00031258 |  | 0 |  | 0
| #REF! |  | 0.00063724 |  | 0.00050855 |  | 0.0084487 |  | 3.7841e-05 |  | 6.0033e-07 |  | 0 |  | 1.1232e-06 |  | 0 |  | 0 |  | #REF! |  | #REF! |  | 0 |  | 0 |  | #REF! |  | 0 |  | 0 |  | 3.3134e-07 |  | 0 |  | 0 |  | 0.00059729 |  | 0 |  | 2.9325e-06 |  | 0.0003134 |  | 0 |  | 0
| #REF! |  | 0.00066929 |  | 0.00066474 |  | 0.0082164 |  | 3.3487e-05 |  | 5.0645e-07 |  | 0 |  | 1.0999e-06 |  | 0 |  | 0 |  | #REF! |  | #REF! |  | 0 |  | 1.1327e-06 |  | #REF! |  | 0 |  | 0 |  | 6.0322e-07 |  | 0 |  | 0 |  | 0.00052396 |  | 0 |  | 2.9327e-06 |  | 0.00031102 |  | 0 |  | 0
| #REF! |  | 0.00066476 |  | 0.00087072 |  | 0.0079349 |  | 0.00012255 |  | 4.3616e-07 |  | 0 |  | 9.6538e-07 |  | 0 |  | 0 |  | #REF! |  | #REF! |  | 0 |  | 1.1327e-06 |  | #REF! |  | 0 |  | 0 |  | 9.2906e-07 |  | 0 |  | 0 |  | 0.00059896 |  | 0 |  | 5.3321e-07 |  | 0.00031104 |  | 0 |  | 0
| #REF! |  | 0.0007223 |  | 0.00096626 |  | 0.0077076 |  | 0.000144 |  | 5.7097e-07 |  | 0 |  | 8.7259e-07 |  | 0 |  | 0 |  | #REF! |  | #REF! |  | 0 |  | 1.3031e-06 |  | #REF! |  | 0 |  | 0 |  | 1.0437e-06 |  | 0 |  | 0 |  | 0.00072497 |  | 0 |  | 5.3324e-07 |  | 0.00030865 |  | 0 |  | 0
| #REF! |  | 0.00073899 |  | 0.0010183 |  | 0.0075824 |  | 0.00010077 |  | 4.7983e-07 |  | 0 |  | 8.5616e-07 |  | 0 |  | 0 |  | #REF! |  | #REF! |  | 0 |  | 1.3033e-06 |  | #REF! |  | 0 |  | 0 |  | 8.0216e-07 |  | 0 |  | 0 |  | 0.00070508 |  | 0 |  | 1.3332e-06 |  | 0.00030468 |  | 0 |  | 0
| #REF! |  | 0.00078228 |  | 0.0011303 |  | 0.0073794 |  | 6.3212e-05 |  | -1.0143e-08 |  | 0 |  | 8.1825e-07 |  | 0 |  | 0 |  | #REF! |  | #REF! |  | 0 |  | 6.6804e-07 |  | #REF! |  | 0 |  | 0 |  | 4.6395e-07 |  | 0 |  | 0 |  | 0.00073783 |  | 0 |  | 1.3332e-06 |  | 0.00030151 |  | 0 |  | 0
| #REF! |  | 0.0008807 |  | 0.0013419 |  | 0.007129 |  | 4.6077e-05 |  | 2.9347e-07 |  | 0 |  | 8.0631e-07 |  | 0 |  | 0 |  | #REF! |  | #REF! |  | 0 |  | 6.6814e-07 |  | #REF! |  | 0 |  | 0 |  | 3.1346e-07 |  | 0 |  | 0 |  | 0.0008152 |  | 0 |  | 2.9332e-06 |  | 0.00029992 |  | 0 |  | 0
| #REF! |  | 0.00092748 |  | 0.0015823 |  | 0.0068605 |  | 8.988e-05 |  | 7.1779e-07 |  | 0 |  | 8.0891e-07 |  | 0 |  | 0 |  | #REF! |  | #REF! |  | 0 |  | 1.239e-06 |  | #REF! |  | 0 |  | 0 |  | 2.8375e-07 |  | 0 |  | 0 |  | 0.00069001 |  | 0 |  | 2.9334e-06 |  | 0.00030472 |  | 0 |  | 0
| #REF! |  | 0.00099015 |  | 0.0017476 |  | 0.0065526 |  | 9.4334e-05 |  | 3.6413e-07 |  | 0 |  | 8.5441e-07 |  | 0 |  | 0 |  | #REF! |  | #REF! |  | 0 |  | 1.2392e-06 |  | #REF! |  | 0 |  | 0 |  | 3.4384e-07 |  | 0 |  | 0 |  | 0.0005664 |  | 0 |  | 1.3334e-06 |  | 0.00031352 |  | 0 |  | 0
| #REF! |  | 0.001194 |  | 0.001946 |  | 0.0063952 |  | 0.00012342 |  | 3.244e-07 |  | 0 |  | 9.2717e-07 |  | 0 |  | 0 |  | #REF! |  | #REF! |  | 0 |  | 1.5318e-06 |  | #REF! |  | 0 |  | 0 |  | 4.1637e-07 |  | 0 |  | 0 |  | 0.00057761 |  | 0 |  | 8.0006e-07 |  | 0.00032072 |  | 0 |  | 0
| #REF! |  | 0.0012335 |  | 0.0021959 |  | 0.0061403 |  | 0.00020167 |  | 6.3374e-07 |  | 0 |  | 9.7015e-07 |  | 0 |  | 0 |  | #REF! |  | #REF! |  | 0 |  | 1.5315e-06 |  | #REF! |  | 0 |  | 0 |  | 4.647e-07 |  | 0 |  | 0 |  | 0.0007994 |  | 0 |  | 8.0006e-07 |  | 0.00032151 |  | 0 |  | 0
| #REF! |  | 0.0013163 |  | 0.002372 |  | 0.0059547 |  | 0.00024833 |  | 1.0645e-06 |  | 0 |  | 9.8911e-07 |  | 0 |  | 0 |  | #REF! |  | #REF! |  | 0 |  | 1.2824e-06 |  | #REF! |  | 0 |  | 0 |  | 5.3657e-07 |  | 0 |  | 0 |  | 0.00086407 |  | 0 |  | 1.3335e-06 |  | 0.00031276 |  | 0 |  | 0
| #REF! |  | 0.0014767 |  | 0.0025144 |  | 0.0058143 |  | 0.00015737 |  | 1.0782e-06 |  | 0 |  | 9.3176e-07 |  | 0 |  | 0 |  | #REF! |  | #REF! |  | 0 |  | 1.2824e-06 |  | #REF! |  | 0 |  | 0 |  | 5.85e-07 |  | 0 |  | 0 |  | 0.0007963 |  | 0 |  | 2.9339e-06 |  | 0.00030959 |  | 0 |  | 0
| #REF! |  | 0.0016279 |  | 0.0027123 |  | 0.0054494 |  | 0.0001368 |  | 7.8192e-07 |  | 0 |  | 8.4761e-07 |  | 0 |  | 0 |  | #REF! |  | #REF! |  | 0 |  | 7.8961e-07 |  | #REF! |  | 0 |  | 0 |  | 4.889e-07 |  | 0 |  | 0 |  | 0.00078114 |  | 0 |  | 2.9339e-06 |  | 0.00031437 |  | 0 |  | 0
| #REF! |  | 0.0018395 |  | 0.0027182 |  | 0.005278 |  | 0.00019359 |  | -1.2123e-07 |  | 0 |  | 8.2999e-07 |  | 0 |  | 0 |  | #REF! |  | #REF! |  | 0 |  | 7.8972e-07 |  | #REF! |  | 0 |  | 0 |  | 3.9847e-07 |  | 0 |  | 0 |  | 0.00073256 |  | 0 |  | 1.3337e-06 |  | 0.00030643 |  | 0 |  | 0
| #REF! |  | 0.0020694 |  | 0.0027674 |  | 0.0051596 |  | 9.8836e-05 |  | -6.7321e-08 |  | 0 |  | 8.9644e-07 |  | 0 |  | 0 |  | #REF! |  | #REF! |  | 0 |  | 1.9053e-07 |  | #REF! |  | 0 |  | 0 |  | 4.2268e-07 |  | 0 |  | 0 |  | 0.00071736 |  | 0 |  | 8.0026e-07 |  | 0.00029125 |  | 0 |  | 0
| #REF! |  | 0.0023526 |  | 0.0033423 |  | 0.0049846 |  | 8.0455e-05 |  | 3.6849e-07 |  | 0 |  | 9.9696e-07 |  | 0 |  | 0 |  | #REF! |  | #REF! |  | 0 |  | 1.9056e-07 |  | #REF! |  | 0 |  | 0 |  | 4.8899e-07 |  | 0 |  | 0 |  | 0.0007382 |  | 0 |  | 2.4008e-06 |  | 0.0002865 |  | 0 |  | 0
| #REF! |  | 0.0027174 |  | 0.003925 |  | 0.0047987 |  | 0.00012459 |  | -1.7849e-07 |  | 0 |  | 1.0274e-06 |  | 0 |  | 0 |  | #REF! |  | #REF! |  | 0 |  | 6.5143e-07 |  | #REF! |  | 0 |  | 0 |  | 5.1259e-07 |  | 0 |  | 0 |  | 0.00070867 |  | 0 |  | 2.401e-06 |  | 0.00029608 |  | 0 |  | 0
| #REF! |  | 0.0031598 |  | 0.0041904 |  | 0.0045488 |  | 8.9847e-05 |  | -2.3238e-07 |  | 0 |  | 1.0122e-06 |  | 0 |  | 0 |  | #REF! |  | #REF! |  | 0 |  | 6.5143e-07 |  | #REF! |  | 0 |  | 0 |  | 4.6424e-07 |  | 0 |  | 0 |  | 0.00067679 |  | 0 |  | 2.401e-06 |  | 0.00030248 |  | 0 |  | 0
| #REF! |  | 0.0036787 |  | 0.0044686 |  | 0.0042836 |  | 2.3567e-05 |  | -1.58e-07 |  | 0 |  | 1.0054e-06 |  | 0 |  | 0 |  | #REF! |  | #REF! |  | 0 |  | 8.9458e-07 |  | #REF! |  | 0 |  | 0 |  | 4.0415e-07 |  | 0 |  | 0 |  | 0.00074388 |  | 0 |  | 6.1365e-06 |  | 0.00029532 |  | 0 |  | 0
| #REF! |  | 0.0042003 |  | 0.0050212 |  | 0.0041033 |  | 6.7411e-05 |  | 5.6925e-07 |  | 0 |  | 1.0395e-06 |  | 0 |  | 0 |  | #REF! |  | #REF! |  | 0 |  | 8.9445e-07 |  | #REF! |  | 0 |  | 0 |  | 4.7668e-07 |  | 0 |  | 0 |  | 0.00069763 |  | 0 |  | 6.1361e-06 |  | 0.00029134 |  | 0 |  | 0
| #REF! |  | 0.004711 |  | 0.0055215 |  | 0.0039702 |  | 0.00016699 |  | 6.8902e-07 |  | 0 |  | 1.106e-06 |  | 0 |  | 0 |  | #REF! |  | #REF! |  | 0 |  | 5.7242e-07 |  | #REF! |  | 0 |  | 0 |  | 5.5545e-07 |  | 0 |  | 0 |  | 0.00066969 |  | 0 |  | 2.4014e-06 |  | 0.00029533 |  | 0 |  | 0
| #REF! |  | 0.0054204 |  | 0.0059104 |  | 0.0036871 |  | 0.00011036 |  | 2.349e-07 |  | 0 |  | 1.1148e-06 |  | 0 |  | 0 |  | #REF! |  | #REF! |  | 0 |  | 5.725e-07 |  | #REF! |  | 0 |  | 0 |  | 5.7963e-07 |  | 0 |  | 0 |  | 0.00071124 |  | 0 |  | 8.0046e-07 |  | 0.00029376 |  | 0 |  | 0
| #REF! |  | 0.0061025 |  | 0.0063303 |  | 0.0035331 |  | 3.126e-05 |  | 4.7673e-07 |  | 0 |  | 1.0618e-06 |  | 0 |  | 0 |  | #REF! |  | #REF! |  | 0 |  | 2.8197e-07 |  | #REF! |  | 0 |  | 0 |  | 5.0714e-07 |  | 0 |  | 0 |  | 0.000819 |  | 0 |  | 1.3341e-06 |  | 0.00029136 |  | 0 |  | 0
| #REF! |  | 0.0068558 |  | 0.0069643 |  | 0.0034925 |  | 8.976e-05 |  | 6.4397e-07 |  | 0 |  | 1.0087e-06 |  | 0 |  | 0 |  | #REF! |  | #REF! |  | 0 |  | 2.8201e-07 |  | #REF! |  | 0 |  | 0 |  | 3.9865e-07 |  | 0 |  | 0 |  | 0.00079276 |  | 0 |  | 2.9352e-06 |  | 0.00029619 |  | 0 |  | 0
| #REF! |  | 0.0077528 |  | 0.0077486 |  | 0.0033933 |  | 0.00025916 |  | 6.356e-07 |  | 0 |  | 1.0512e-06 |  | 0 |  | 0 |  | #REF! |  | #REF! |  | 0 |  | 1.3835e-06 |  | #REF! |  | 0 |  | 0 |  | 4.5882e-07 |  | 0 |  | 0 |  | 0.00070734 |  | 0 |  | 4.5365e-06 |  | 0.00030577 |  | 0 |  | 0
| #REF! |  | 0.0086901 |  | 0.0083529 |  | 0.00321 |  | 0.00028188 |  | 1.135e-07 |  | 0 |  | 1.0935e-06 |  | 0 |  | 0 |  | #REF! |  | #REF! |  | 0 |  | 1.3835e-06 |  | #REF! |  | 0 |  | 0 |  | 6.3367e-07 |  | 0 |  | 0 |  | 0.00070893 |  | 0 |  | 2.135e-06 |  | 0.00031934 |  | 0 |  | 0
| #REF! |  | 0.0096996 |  | 0.0087799 |  | 0.0031198 |  | 0.0001385 |  | 2.2353e-08 |  | 0 |  | 1.0601e-06 |  | 0 |  | 0 |  | #REF! |  | #REF! |  | 0 |  | 1.2836e-06 |  | #REF! |  | 0 |  | 0 |  | 7.3666e-07 |  | 0 |  | 0 |  | 0.00067709 |  | 0 |  | 2.135e-06 |  | 0.00032657 |  | 0 |  | 0
| #REF! |  | 0.010666 |  | 0.0094997 |  | 0.0030346 |  | 0.00014196 |  | 7.3399e-07 |  | 0 |  | 9.3803e-07 |  | 0 |  | 0 |  | #REF! |  | #REF! |  | 0 |  | 1.2834e-06 |  | #REF! |  | 0 |  | 0 |  | 5.9776e-07 |  | 0 |  | 0 |  | 0.0006715 |  | 0 |  | 2.9358e-06 |  | 0.00032577 |  | 0 |  | 0
| #REF! |  | 0.011799 |  | 0.010329 |  | 0.0029001 |  | 0.00014731 |  | 1.0461e-06 |  | 0 |  | 8.2931e-07 |  | 0 |  | 0 |  | #REF! |  | #REF! |  | 0 |  | 7.7574e-07 |  | #REF! |  | 0 |  | 0 |  | 3.6216e-07 |  | 0 |  | 0 |  | 0.00066595 |  | 0 |  | 2.9358e-06 |  | 0.00031301 |  | 0 |  | 0
| #REF! |  | 0.013257 |  | 0.011218 |  | 0.0027972 |  | 0.00013774 |  | 5.6613e-07 |  | 0 |  | 7.281e-07 |  | 0 |  | 0 |  | #REF! |  | #REF! |  | 0 |  | 7.7585e-07 |  | #REF! |  | 0 |  | 0 |  | 2.8961e-07 |  | 0 |  | 0 |  | 0.00064363 |  | 0 |  | 2.936e-06 |  | 0.00029546 |  | 0 |  | 0
| #REF! |  | 0.014581 |  | 0.01223 |  | 0.0026748 |  | 0.00019089 |  | 7.6028e-08 |  | 0 |  | 6.4213e-07 |  | 0 |  | 0 |  | #REF! |  | #REF! |  | 0 |  | 1.2973e-06 |  | #REF! |  | 0 |  | 0 |  | 3.622e-07 |  | 0 |  | 0 |  | 0.00083688 |  | 0 |  | 2.936e-06 |  | 0.00029307 |  | 0 |  | 0
| #REF! |  | 0.015796 |  | 0.013238 |  | 0.0027338 |  | 0.00015292 |  | 1.2646e-07 |  | 0 |  | 6.9021e-07 |  | 0 |  | 0 |  | #REF! |  | #REF! |  | 0 |  | 1.2973e-06 |  | #REF! |  | 0 |  | 0 |  | 4.9554e-07 |  | 0 |  | 0 |  | 0.00084332 |  | 0 |  | 2.1355e-06 |  | 0.00029788 |  | 0 |  | 0
| #REF! |  | 0.01736 |  | 0.014426 |  | 0.0025491 |  | 0.00014494 |  | 3.2708e-07 |  | 0 |  | 8.497e-07 |  | 0 |  | 0 |  | #REF! |  | #REF! |  | 0 |  | 8.2395e-07 |  | #REF! |  | 0 |  | 0 |  | 5.6195e-07 |  | 0 |  | 0 |  | 0.00066368 |  | 0 |  | 5.3388e-07 |  | 0.00030029 |  | 0 |  | 0
| #REF! |  | 0.019156 |  | 0.015573 |  | 0.0023037 |  | 0.00017892 |  | 3.304e-07 |  | 0 |  | 1.0048e-06 |  | 0 |  | 0 |  | #REF! |  | #REF! |  | 0 |  | 8.2407e-07 |  | #REF! |  | 0 |  | 0 |  | 6.7055e-07 |  | 0 |  | 0 |  | 0.00065409 |  | 0 |  | 1.3347e-06 |  | 0.0002955 |  | 0 |  | 0
| #REF! |  | 0.020886 |  | 0.016821 |  | 0.0023035 |  | 0.00010805 |  | 3.5682e-07 |  | 0 |  | 1.0477e-06 |  | 0 |  | 0 |  | #REF! |  | #REF! |  | 0 |  | 4.7374e-07 |  | #REF! |  | 0 |  | 0 |  | 8.9999e-07 |  | 0 |  | 0 |  | 0.00071484 |  | 0 |  | 2.9365e-06 |  | 0.00029312 |  | 0 |  | 0
| #REF! |  | 0.022932 |  | 0.018363 |  | 0.002297 |  | 0.00015877 |  | 7.1632e-07 |  | 0 |  | 1.0258e-06 |  | 0 |  | 0 |  | #REF! |  | #REF! |  | 0 |  | 4.7387e-07 |  | #REF! |  | 0 |  | 0 |  | 1.0087e-06 |  | 0 |  | 0 |  | 0.00072207 |  | 0 |  | 2.1358e-06 |  | 0.00029474 |  | 0 |  | 0
| #REF! |  | 0.025081 |  | 0.020117 |  | 0.0023419 |  | 0.00035025 |  | 6.5145e-07 |  | 0 |  | 9.973e-07 |  | 0 |  | 0 |  | #REF! |  | #REF! |  | 0 |  | 1.4665e-06 |  | #REF! |  | 0 |  | 0 |  | 8.5796e-07 |  | 0 |  | 0 |  | 0.00072371 |  | 0 |  | 5.3394e-07 |  | 0.00029795 |  | 0 |  | 0
| #REF! |  | 0.027376 |  | 0.021747 |  | 0.0022314 |  | 0.00033342 |  | 5.3761e-07 |  | 0 |  | 9.2832e-07 |  | 0 |  | 0 |  | #REF! |  | #REF! |  | 0 |  | 1.4665e-06 |  | #REF! |  | 0 |  | 0 |  | 5.0746e-07 |  | 0 |  | 0 |  | 0.0007317 |  | 0 |  | 2.9369e-06 |  | 0.00030035 |  | 0 |  | 0
| #REF! |  | 0.030345 |  | 0.02352 |  | 0.0021413 |  | 0.00032653 |  | 1.6221e-07 |  | 0 |  | 8.3537e-07 |  | 0 |  | 0 |  | #REF! |  | #REF! |  | 0 |  | 4.03e-07 |  | #REF! |  | 0 |  | 0 |  | 3.3813e-07 |  | 0 |  | 0 |  | 0.00078207 |  | 0 |  | 2.4031e-06 |  | 0.00030276 |  | 0 |  | 0
| #REF! |  | 0.033156 |  | 0.025677 |  | 0.002109 |  | 0.00036862 |  | 4.368e-07 |  | 0 |  | 8.0816e-07 |  | 0 |  | 0 |  | #REF! |  | #REF! |  | 0 |  | 4.03e-07 |  | #REF! |  | 0 |  | 0 |  | 4.2313e-07 |  | 0 |  | 0 |  | 0.00078532 |  | 0 |  | 0 |  | 0.00030518 |  | 0 |  | 0
| #REF! |  | 0.036063 |  | 0.028006 |  | 0.0018362 |  | 0.000317 |  | 1.0999e-06 |  | 0 |  | 8.1899e-07 |  | 0 |  | 0 |  | #REF! |  | #REF! |  | 0 |  | 1.4301e-06 |  | #REF! |  | 0 |  | 0 |  | 4.8335e-07 |  | 0 |  | 0 |  | 0.00064072 |  | 0 |  | 0 |  | 0.00030518 |  | 0 |  | 0
| #REF! |  | 0.039704 |  | 0.030247 |  | 0.0017199 |  | 0.00027706 |  | -0.00039726 |  | 0 |  | 8.1456e-07 |  | 0 |  | 0 |  | #REF! |  | #REF! |  | 0 |  | 1.4303e-06 |  | #REF! |  | 0 |  | 0 |  | 4.7714e-07 |  | 0 |  | 0 |  | 0.00074222 |  | 0 |  | 8.0106e-07 |  | 0.0003068 |  | 0 |  | 0
| #REF! |  | 0.043368 |  | 0.032784 |  | 0.0019359 |  | 0.00034279 |  | 0.00010963 |  | 0 |  | 8.0451e-07 |  | 0 |  | 0 |  | #REF! |  | #REF! |  | 0 |  | 1.806e-06 |  | #REF! |  | 0 |  | 0 |  | 4.2878e-07 |  | 0 |  | 0 |  | 0.00072389 |  | 0 |  | 8.0111e-07 |  | 0.00030522 |  | 0 |  | 0
| #REF! |  | 0.046971 |  | 0.035707 |  | 0.0019218 |  | 0.00037901 |  | 0.00052365 |  | 0 |  | 8.1977e-07 |  | 0 |  | 0 |  | #REF! |  | #REF! |  | 0 |  | 1.8065e-06 |  | #REF! |  | 0 |  | 0 |  | 4.8343e-07 |  | 0 |  | 0 |  | 0.0005889 |  | 0 |  | 2.4035e-06 |  | 0.00029725 |  | 0 |  | 0
| #REF! |  | 0.051159 |  | 0.038614 |  | 0.0018372 |  | 0.00032315 |  | 0.00024487 |  | 0 |  | 9.0776e-07 |  | 0 |  | 0 |  | #REF! |  | #REF! |  | 0 |  | 8.3678e-07 |  | #REF! |  | 0 |  | 0 |  | 5.9824e-07 |  | 0 |  | 0 |  | 0.00050021 |  | 0 |  | 2.4035e-06 |  | 0.00028686 |  | 0 |  | 0
| #REF! |  | 0.056042 |  | 0.04179 |  | 0.0019355 |  | 0.00036353 |  | 8.5228e-05 |  | 0 |  | 9.1219e-07 |  | 0 |  | 0 |  | #REF! |  | #REF! |  | 0 |  | 8.3702e-07 |  | #REF! |  | 0 |  | 0 |  | 6.1624e-07 |  | 0 |  | 0 |  | 0.00061691 |  | 0 |  | 2.4037e-06 |  | 0.00028288 |  | 0 |  | 0
| #REF! |  | 0.06106 |  | 0.04507 |  | 0.0017966 |  | 0.00035319 |  | 0.00013042 |  | 0 |  | 8.0908e-07 |  | 0 |  | 0 |  | #REF! |  | #REF! |  | 0 |  | 4.9344e-07 |  | #REF! |  | 0 |  | 0 |  | 5.4988e-07 |  | 0 |  | 0 |  | 0.000756 |  | 0 |  | 2.938e-06 |  | 0.00029648 |  | 0 |  | 0
| #REF! |  | 0.066475 |  | 0.048841 |  | 0.0016167 |  | 0.00032898 |  | 0.0004927 |  | 0 |  | 7.1602e-07 |  | 0 |  | 0 |  | #REF! |  | #REF! |  | 0 |  | 4.9358e-07 |  | #REF! |  | 0 |  | 0 |  | 4.8348e-07 |  | 0 |  | 0 |  | 0.00063612 |  | 0 |  | 1.3354e-06 |  | 0.00031007 |  | 0 |  | 0
| #REF! |  | 0.072524 |  | 0.053219 |  | 0.0015586 |  | 0.0004001 |  | 0.0010108 |  | 0 |  | 7.7053e-07 |  | 0 |  | 0 |  | #REF! |  | #REF! |  | 0 |  | 1.2498e-06 |  | #REF! |  | 0 |  | 0 |  | 5.7414e-07 |  | 0 |  | 0 |  | 0.00046753 |  | 0 |  | 8.0131e-07 |  | 0.00031329 |  | 0 |  | 0
| #REF! |  | 0.07918 |  | 0.057612 |  | 0.0015473 |  | 0.00037875 |  | 0.00056281 |  | 0 |  | 8.9281e-07 |  | 0 |  | 0 |  | #REF! |  | #REF! |  | 0 |  | 1.25e-06 |  | #REF! |  | 0 |  | 0 |  | 6.2261e-07 |  | 0 |  | 0 |  | 0.00058985 |  | 0 |  | 4.0068e-06 |  | 0.00030851 |  | 0 |  | 0
| #REF! |  | 0.085605 |  | 0.062251 |  | 0.0014103 |  | 0.00037847 |  | 0.00018851 |  | 0 |  | 9.3776e-07 |  | 0 |  | 0 |  | #REF! |  | #REF! |  | 0 |  | 1e-06 |  | #REF! |  | 0 |  | 0 |  | 5.4998e-07 |  | 0 |  | 0 |  | 0.00071937 |  | 0 |  | 4.5411e-06 |  | 0.00029894 |  | 0 |  | 0
| #REF! |  | 0.092296 |  | 0.067203 |  | 0.0013432 |  | 0.00045264 |  | -2.8447e-05 |  | 0 |  | 8.966e-07 |  | 0 |  | 0 |  | #REF! |  | #REF! |  | 0 |  | 1e-06 |  | #REF! |  | 0 |  | 0 |  | 4.7735e-07 |  | 0 |  | 0 |  | 0.00073376 |  | 0 |  | 1.3356e-06 |  | 0.00028775 |  | 0 |  | 0
| #REF! |  | 0.10003 |  | 0.072672 |  | 0.0013381 |  | 0.0005267 |  | -1.5683e-05 |  | 0 |  | 8.2133e-07 |  | 0 |  | 0 |  | #REF! |  | #REF! |  | 0 |  | 9.1332e-07 |  | #REF! |  | 0 |  | 0 |  | 5.2023e-07 |  | 0 |  | 0 |  | 0.00075778 |  | 0 |  | 8.0146e-07 |  | 0.00027817 |  | 0 |  | 0
| #REF! |  | 0.10813 |  | 0.078301 |  | 0.0013105 |  | 0.00051517 |  | 0.0003986 |  | 0 |  | 8.1373e-07 |  | 0 |  | 0 |  | #REF! |  | #REF! |  | 0 |  | 9.1332e-07 |  | #REF! |  | 0 |  | 0 |  | 6.7109e-07 |  | 0 |  | 0 |  | 0.00070742 |  | 0 |  | 8.0146e-07 |  | 0.00027498 |  | 0 |  | 0
| #REF! |  | 0.11635 |  | 0.084105 |  | 0.0012506 |  | 0.00050718 |  | 0.00041183 |  | 0 |  | 8.4863e-07 |  | 0 |  | 0 |  | #REF! |  | #REF! |  | 0 |  | 9.3666e-07 |  | #REF! |  | 0 |  | 0 |  | 8.3443e-07 |  | 0 |  | 0 |  | 0.00069072 |  | 0 |  | 1.3358e-06 |  | 0.00027581 |  | 0 |  | 0
| #REF! |  | 0.12429 |  | 0.09041 |  | 0.0012022 |  | 0.0006206 |  | 3.9571e-05 |  | 0 |  | 8.6834e-07 |  | 0 |  | 0 |  | #REF! |  | #REF! |  | 0 |  | 9.3666e-07 |  | #REF! |  | 0 |  | 0 |  | 9.3137e-07 |  | 0 |  | 0 |  | 0.00071711 |  | 0 |  | 1.3359e-06 |  | 0.00027741 |  | 0 |  | 0
| #REF! |  | 0.13251 |  | 0.0971 |  | 0.0012259 |  | 0.00065874 |  | 0.00024021 |  | 0 |  | 8.3161e-07 |  | 0 |  | 0 |  | #REF! |  | #REF! |  | 0 |  | 8.1342e-07 |  | #REF! |  | 0 |  | 0 |  | 8.1029e-07 |  | 0 |  | 0 |  | 0.00078426 |  | 0 |  | 8.0156e-07 |  | 0.00027981 |  | 0 |  | 0
| #REF! |  | 0.14201 |  | 0.10427 |  | 0.001125 |  | 0.00076156 |  | 0.00023441 |  | 0 |  | 7.7144e-07 |  | 0 |  | 0 |  | #REF! |  | #REF! |  | 0 |  | 8.1353e-07 |  | #REF! |  | 0 |  | 0 |  | 5.9297e-07 |  | 0 |  | 0 |  | 0.00074038 |  | 0 |  | 8.0156e-07 |  | 0.00028624 |  | 0 |  | 0
| #REF! |  | 0.15106 |  | 0.11184 |  | 0.0010161 |  | 0.00083277 |  | 0.0002126 |  | 0 |  | 7.8164e-07 |  | 0 |  | 0 |  | #REF! |  | #REF! |  | 0 |  | 1.3165e-06 |  | #REF! |  | 0 |  | 0 |  | 4.235e-07 |  | 0 |  | 0 |  | 0.00078676 |  | 0 |  | 8.0166e-07 |  | 0.00029104 |  | 0 |  | 0
| #REF! |  | 0.15974 |  | 0.11962 |  | 0.00097611 |  | 0.00080336 |  | 0.00039326 |  | 0 |  | 7.5067e-07 |  | 0 |  | 0 |  | #REF! |  | #REF! |  | 0 |  | 1.3165e-06 |  | #REF! |  | 0 |  | 0 |  | 4.8999e-07 |  | 0 |  | 0 |  | 0.00078441 |  | 0 |  | 2.4049e-06 |  | 0.00029345 |  | 0 |  | 0
| #REF! |  | 0.16848 |  | 0.12742 |  | 0.00099585 |  | 0.00088922 |  | 9.141e-05 |  | 0 |  | 7.1709e-07 |  | 0 |  | 0 |  | #REF! |  | #REF! |  | 0 |  | 1.2317e-06 |  | #REF! |  | 0 |  | 0 |  | 6.173e-07 |  | 0 |  | 0 |  | 0.00070605 |  | 0 |  | 2.405e-06 |  | 0.00028946 |  | 0 |  | 0
| #REF! |  | 0.1758 |  | 0.13527 |  | 0.00091183 |  | 0.00097564 |  | 0.00020695 |  | 0 |  | 7.2596e-07 |  | 0 |  | 0 |  | #REF! |  | #REF! |  | 0 |  | 1.2319e-06 |  | #REF! |  | 0 |  | 0 |  | 6.2288e-07 |  | 0 |  | 0 |  | 0.00073173 |  | 0 |  | 2.4052e-06 |  | 0.00028469 |  | 0 |  | 0
| #REF! |  | 0.18233 |  | 0.14286 |  | 0.0007206 |  | 0.0010038 |  | 0.00014524 |  | 0 |  | 7.6151e-07 |  | 0 |  | 0 |  | #REF! |  | #REF! |  | 0 |  | 1.1809e-06 |  | #REF! |  | 0 |  | 0 |  | 5.4406e-07 |  | 0 |  | 0 |  | 0.00071173 |  | 0 |  | 2.9398e-06 |  | 0.00028869 |  | 0 |  | 0
| #REF! |  | 0.18842 |  | 0.15027 |  | 0.00071446 |  | 0.00095109 |  | 0.00025059 |  | 0 |  | 7.9769e-07 |  | 0 |  | 0 |  | #REF! |  | #REF! |  | 0 |  | 1.1807e-06 |  | #REF! |  | 0 |  | 0 |  | 3.7516e-07 |  | 0 |  | 0 |  | 0.00072293 |  | 0 |  | 4.5433e-06 |  | 0.00029909 |  | 0 |  | 0
| #REF! |  | 0.194 |  | 0.15799 |  | 0.00070312 |  | 0.00098104 |  | 0.00058064 |  | 0 |  | 7.4123e-07 |  | 0 |  | 0 |  | #REF! |  | #REF! |  | 0 |  | 8.255e-07 |  | #REF! |  | 0 |  | 0 |  | 2.4843e-07 |  | 0 |  | 0 |  | 0.00074381 |  | 0 |  | 4.5436e-06 |  | 0.00030552 |  | 0 |  | 0
| #REF! |  | 0.1997 |  | 0.16571 |  | 0.00067217 |  | 0.0010558 |  | 0.00051948 |  | 0 |  | 6.8307e-07 |  | 0 |  | 0 |  | #REF! |  | #REF! |  | 0 |  | 8.255e-07 |  | #REF! |  | 0 |  | 0 |  | 2.3605e-07 |  | 0 |  | 0 |  | 0.00070542 |  | 0 |  | 1.3364e-06 |  | 0.00030392 |  | 0 |  | 0
| #REF! |  | 0.20443 |  | 0.17328 |  | 0.00071327 |  | 0.0011965 |  | 0.00012491 |  | 0 |  | 6.6849e-07 |  | 0 |  | 0 |  | #REF! |  | #REF! |  | 0 |  | 1.2206e-06 |  | #REF! |  | 0 |  | 0 |  | 3.1432e-07 |  | 0 |  | 0 |  | 0.00063104 |  | 0 |  | 8.0186e-07 |  | 0.00029673 |  | 0 |  | 0
| #REF! |  | 0.20774 |  | 0.1808 |  | 0.00070262 |  | 0.0013562 |  | 4.7425e-05 |  | 0 |  | 6.742e-07 |  | 0 |  | 0 |  | #REF! |  | #REF! |  | 0 |  | 1.2208e-06 |  | #REF! |  | 0 |  | 0 |  | 4.2365e-07 |  | 0 |  | 0 |  | 0.00058473 |  | 0 |  | 8.0191e-07 |  | 0.00028796 |  | 0 |  | 0
| #REF! |  | 0.21095 |  | 0.1876 |  | 0.0005599 |  | 0.0014563 |  | 0.00020973 |  | 0 |  | 6.6982e-07 |  | 0 |  | 0 |  | #REF! |  | #REF! |  | 0 |  | 1.1855e-06 |  | #REF! |  | 0 |  | 0 |  | 5.3862e-07 |  | 0 |  | 0 |  | 0.00065672 |  | 0 |  | 1.3365e-06 |  | 0.00028476 |  | 0 |  | 0
| #REF! |  | 0.21328 |  | 0.19356 |  | 0.00043759 |  | 0.0015801 |  | 0.00043225 |  | 0 |  | 6.477e-07 |  | 0 |  | 0 |  | #REF! |  | #REF! |  | 0 |  | 1.1857e-06 |  | #REF! |  | 0 |  | 0 |  | 5.4426e-07 |  | 0 |  | 0 |  | 0.00063836 |  | 0 |  | 1.3366e-06 |  | 0.00027998 |  | 0 |  | 0
| #REF! |  | 0.21463 |  | 0.19923 |  | 0.00043078 |  | 0.0015374 |  | 0.00036611 |  | 0 |  | 6.5974e-07 |  | 0 |  | 0 |  | #REF! |  | #REF! |  | 0 |  | 1.2154e-06 |  | #REF! |  | 0 |  | 0 |  | 5.3804e-07 |  | 0 |  | 0 |  | 0.0006704 |  | 0 |  | 8.0196e-07 |  | 0.0002792 |  | 0 |  | 0
| #REF! |  | 0.21483 |  | 0.20429 |  | 0.00046296 |  | 0.001606 |  | 0.00014897 |  | 0 |  | 6.8636e-07 |  | 0 |  | 0 |  | #REF! |  | #REF! |  | 0 |  | 1.2155e-06 |  | #REF! |  | 0 |  | 0 |  | 5.0822e-07 |  | 0 |  | 0 |  | 0.0007168 |  | 0 |  | 8.0201e-07 |  | 0.000284 |  | 0 |  | 0
| #REF! |  | 0.21448 |  | 0.20811 |  | 0.00045954 |  | 0.0018376 |  | 0.00028745 |  | 0 |  | 7.0733e-07 |  | 0 |  | 0 |  | #REF! |  | #REF! |  | 0 |  | 1.1095e-06 |  | #REF! |  | 0 |  | 0 |  | 5.1448e-07 |  | 0 |  | 0 |  | 0.00070564 |  | 0 |  | 1.3368e-06 |  | 0.00029202 |  | 0 |  | 0
| #REF! |  | 0.21332 |  | 0.2112 |  | 0.00042965 |  | 0.0020718 |  | 0.00039723 |  | 0 |  | 7.4289e-07 |  | 0 |  | 0 |  | #REF! |  | #REF! |  | 0 |  | 1.1097e-06 |  | #REF! |  | 0 |  | 0 |  | 5.3254e-07 |  | 0 |  | 0 |  | 0.00074565 |  | 0 |  | 5.3471e-07 |  | 0.00029602 |  | 0 |  | 0
| #REF! |  | 0.21113 |  | 0.21303 |  | 0.00040939 |  | 0.0021872 |  | 0.00033789 |  | 0 |  | 7.8853e-07 |  | 0 |  | 0 |  | #REF! |  | #REF! |  | 0 |  | 7.2792e-07 |  | #REF! |  | 0 |  | 0 |  | 4.8408e-07 |  | 0 |  | 0 |  | 0.00083296 |  | 0 |  | 0 |  | 0.00028965 |  | 0 |  | 0
| #REF! |  | 0.20828 |  | 0.21416 |  | 0.00039639 |  | 0.0021733 |  | 0.00029642 |  | 0 |  | 8.2783e-07 |  | 0 |  | 0 |  | #REF! |  | #REF! |  | 0 |  | 7.2802e-07 |  | #REF! |  | 0 |  | 0 |  | 5.021e-07 |  | 0 |  | 0 |  | 0.00085216 |  | 0 |  | 8.0216e-07 |  | 0.00028805 |  | 0 |  | 0
| #REF! |  | 0.20505 |  | 0.21504 |  | 0.00031594 |  | 0.0022968 |  | 0.00028708 |  | 0 |  | 8.203e-07 |  | 0 |  | 0 |  | #REF! |  | #REF! |  | 0 |  | 1.0317e-06 |  | #REF! |  | 0 |  | 0 |  | 5.3259e-07 |  | 0 |  | 0 |  | 0.000785 |  | 0 |  | 2.9413e-06 |  | 0.00029527 |  | 0 |  | 0
| #REF! |  | 0.20201 |  | 0.215 |  | 0.00028101 |  | 0.0025686 |  | 0.00026217 |  | 0 |  | 7.6775e-07 |  | 0 |  | 0 |  | #REF! |  | #REF! |  | 0 |  | 1.0318e-06 |  | #REF! |  | 0 |  | 0 |  | 6.296e-07 |  | 0 |  | 0 |  | 0.00072898 |  | 0 |  | 2.9415e-06 |  | 0.00030168 |  | 0 |  | 0
| #REF! |  | 0.19847 |  | 0.21418 |  | 0.00029546 |  | 0.00277 |  | 0.00018362 |  | 0 |  | 7.4302e-07 |  | 0 |  | 0 |  | #REF! |  | #REF! |  | 0 |  | 1.3119e-06 |  | #REF! |  | 0 |  | 0 |  | 7.0231e-07 |  | 0 |  | 0 |  | 0.00070902 |  | 0 |  | 8.0221e-07 |  | 0.00029449 |  | 0 |  | 0
| #REF! |  | 0.19359 |  | 0.21284 |  | 0.00028136 |  | 0.0029162 |  | 0.00035484 |  | 0 |  | 7.7853e-07 |  | 0 |  | 0 |  | #REF! |  | #REF! |  | 0 |  | 1.3119e-06 |  | #REF! |  | 0 |  | 0 |  | 7.8684e-07 |  | 0 |  | 0 |  | 0.00071147 |  | 0 |  | 0 |  | 0.00028331 |  | 0 |  | 0
| #REF! |  | 0.18844 |  | 0.211 |  | 0.00030899 |  | 0.0031561 |  | 0.00034195 |  | 0 |  | 7.8557e-07 |  | 0 |  | 0 |  | #REF! |  | #REF! |  | 0 |  | 9.4301e-07 |  | #REF! |  | 0 |  | 0 |  | 8.9568e-07 |  | 0 |  | 0 |  | 0.00055384 |  | 0 |  | 5.3488e-07 |  | 0.00028092 |  | 0 |  | 0
| #REF! |  | 0.18348 |  | 0.20799 |  | 0.00024755 |  | 0.0033072 |  | 0.00015005 |  | 0 |  | 7.1716e-07 |  | 0 |  | 0 |  | #REF! |  | #REF! |  | 0 |  | 9.4315e-07 |  | #REF! |  | 0 |  | 0 |  | 8.9576e-07 |  | 0 |  | 0 |  | 0.00056105 |  | 0 |  | 2.9418e-06 |  | 0.00029053 |  | 0 |  | 0
| #REF! |  | 0.17712 |  | 0.20375 |  | 0.00020445 |  | 0.0034988 |  | 0.00034784 |  | 0 |  | 6.3156e-07 |  | 0 |  | 0 |  | #REF! |  | #REF! |  | 0 |  | 7.5266e-07 |  | #REF! |  | 0 |  | 0 |  | 7.0182e-07 |  | 0 |  | 0 |  | 0.00076838 |  | 0 |  | 2.942e-06 |  | 0.00030015 |  | 0 |  | 0
| #REF! |  | 0.17075 |  | 0.19879 |  | 0.00021629 |  | 0.0037399 |  | 0.00030187 |  | 0 |  | 6.6706e-07 |  | 0 |  | 0 |  | #REF! |  | #REF! |  | 0 |  | 7.5266e-07 |  | #REF! |  | 0 |  | 0 |  | 3.9908e-07 |  | 0 |  | 0 |  | 0.00078124 |  | 0 |  | 2.9422e-06 |  | 0.00029617 |  | 0 |  | 0
| #REF! |  | 0.16453 |  | 0.19361 |  | 0.00022328 |  | 0.0039628 |  | 6.1418e-05 |  | 0 |  | 7.1025e-07 |  | 0 |  | 0 |  | #REF! |  | #REF! |  | 0 |  | 9.8914e-07 |  | #REF! |  | 0 |  | 0 |  | 2.4183e-07 |  | 0 |  | 0 |  | 0.00074282 |  | 0 |  | 4.547e-06 |  | 0.00028736 |  | 0 |  | 0
| #REF! |  | 0.15855 |  | 0.18919 |  | 0.00023682 |  | 0.0042975 |  | 0.00029989 |  | 0 |  | 6.6021e-07 |  | 0 |  | 0 |  | #REF! |  | #REF! |  | 0 |  | 9.8928e-07 |  | #REF! |  | 0 |  | 0 |  | 3.146e-07 |  | 0 |  | 0 |  | 0.00071725 |  | 0 |  | 4.547e-06 |  | 0.00028098 |  | 0 |  | 0
| #REF! |  | 0.15349 |  | 0.18557 |  | 0.00023287 |  | 0.0046306 |  | 0.00038121 |  | 0 |  | 5.5049e-07 |  | 0 |  | 0 |  | #REF! |  | #REF! |  | 0 |  | 5.5902e-07 |  | #REF! |  | 0 |  | 0 |  | 4.4827e-07 |  | 0 |  | 0 |  | 0.00075252 |  | 0 |  | 2.4076e-06 |  | 0.00028179 |  | 0 |  | 0
| #REF! |  | 0.14835 |  | 0.18156 |  | 0.00024642 |  | 0.0049906 |  | 0.00025741 |  | 0 |  | 4.9912e-07 |  | 0 |  | 0 |  | #REF! |  | #REF! |  | 0 |  | 5.5902e-07 |  | #REF! |  | 0 |  | 0 |  | 5.8132e-07 |  | 0 |  | 0 |  | 0.00074131 |  | 0 |  | 8.0251e-07 |  | 0.00028179 |  | 0 |  | 0
| #REF! |  | 0.14324 |  | 0.1772 |  | 0.00020415 |  | 0.0052718 |  | 0.00015035 |  | 0 |  | 5.3468e-07 |  | 0 |  | 0 |  | #REF! |  | #REF! |  | 0 |  | 1.1973e-06 |  | #REF! |  | 0 |  | 0 |  | 5.7516e-07 |  | 0 |  | 0 |  | 0.0006669 |  | 0 |  | 1.3375e-06 |  | 0.00028021 |  | 0 |  | 0
| #REF! |  | 0.1379 |  | 0.17214 |  | 0.0001489 |  | 0.0055391 |  | 0.00014114 |  | 0 |  | 6.0577e-07 |  | 0 |  | 0 |  | #REF! |  | #REF! |  | 0 |  | 1.1975e-06 |  | #REF! |  | 0 |  | 0 |  | 4.3032e-07 |  | 0 |  | 0 |  | 0.00067415 |  | 0 |  | 2.9427e-06 |  | 0.00028743 |  | 0 |  | 0
| #REF! |  | 0.13176 |  | 0.16594 |  | 0.0001489 |  | 0.0058935 |  | 0.00020783 |  | 0 |  | 6.3939e-07 |  | 0 |  | 0 |  | #REF! |  | #REF! |  | 0 |  | 1.4027e-06 |  | #REF! |  | 0 |  | 0 |  | 4.0606e-07 |  | 0 |  | 0 |  | 0.00070382 |  | 0 |  | 2.9429e-06 |  | 0.00029546 |  | 0 |  | 0
| #REF! |  | 0.12538 |  | 0.15967 |  | 0.00012634 |  | 0.0063317 |  | 0.00038884 |  | 0 |  | 6.6984e-07 |  | 0 |  | 0 |  | #REF! |  | #REF! |  | 0 |  | 1.823e-06 |  | #REF! |  | 0 |  | 0 |  | 5.267e-07 |  | 0 |  | 0 |  | 0.00070221 |  | 0 |  | 1.3378e-06 |  | 0.00029546 |  | 0 |  | 0
| #REF! |  | 0.11934 |  | 0.15356 |  | 0.00011164 |  | 0.0066626 |  | 0.00052574 |  | 0 |  | 7.1176e-07 |  | 0 |  | 0 |  | #REF! |  | #REF! |  | 0 |  | 1.2167e-06 |  | #REF! |  | 0 |  | 0 |  | 6.5362e-07 |  | 0 |  | 0 |  | 0.00076151 |  | 0 |  | 8.0266e-07 |  | 0.00028987 |  | 0 |  | 0
| #REF! |  | 0.114 |  | 0.14793 |  | 0.00013758 |  | 0.0069542 |  | 0.00025056 |  | 0 |  | 6.7059e-07 |  | 0 |  | 0 |  | #REF! |  | #REF! |  | 0 |  | 7.967e-07 |  | #REF! |  | 0 |  | 0 |  | 6.1138e-07 |  | 0 |  | 0 |  | 0.00080235 |  | 0 |  | 8.0266e-07 |  | 0.00028747 |  | 0 |  | 0
| #REF! |  | 0.10916 |  | 0.14282 |  | 0.00016208 |  | 0.0074421 |  | 0.00027595 |  | 0 |  | 5.4307e-07 |  | 0 |  | 0 |  | #REF! |  | #REF! |  | 0 |  | 1.0442e-06 |  | #REF! |  | 0 |  | 0 |  | 4.9632e-07 |  | 0 |  | 0 |  | 0.0008473 |  | 0 |  | 8.0271e-07 |  | 0.0002867 |  | 0 |  | 0
| #REF! |  | 0.10466 |  | 0.13753 |  | 0.0001446 |  | 0.0079561 |  | 0.00047929 |  | 0 |  | 4.6313e-07 |  | 0 |  | 0 |  | #REF! |  | #REF! |  | 0 |  | 1.0442e-06 |  | #REF! |  | 0 |  | 0 |  | 5.8153e-07 |  | 0 |  | 0 |  | 0.00068553 |  | 0 |  | 4.0138e-06 |  | 0.0002835 |  | 0 |  | 0
| #REF! |  | 0.10035 |  | 0.13257 |  | 0.00012892 |  | 0.0085056 |  | 0.00041422 |  | 0 |  | 5.0759e-07 |  | 0 |  | 0 |  | #REF! |  | #REF! |  | 0 |  | 1.053e-06 |  | #REF! |  | 0 |  | 0 |  | 6.8483e-07 |  | 0 |  | 0 |  | 0.00048451 |  | 0 |  | 4.0141e-06 |  | 0.0002811 |  | 0 |  | 0
| #REF! |  | 0.096152 |  | 0.12793 |  | 0.00015147 |  | 0.0089866 |  | 0.00024951 |  | 0 |  | 5.5522e-07 |  | 0 |  | 0 |  | #REF! |  | #REF! |  | 0 |  | 1.053e-06 |  | #REF! |  | 0 |  | 0 |  | 6.3015e-07 |  | 0 |  | 0 |  | 0.00056227 |  | 0 |  | 0 |  | 0.00028193 |  | 0 |  | 0
| #REF! |  | 0.091998 |  | 0.12312 |  | 0.00014265 |  | 0.0094949 |  | 0.00023688 |  | 0 |  | 5.5961e-07 |  | 0 |  | 0 |  | #REF! |  | #REF! |  | 0 |  | 5.3087e-07 |  | #REF! |  | 0 |  | 0 |  | 6.0584e-07 |  | 0 |  | 0 |  | 0.00070323 |  | 0 |  | 0 |  | 0.00028193 |  | 0 |  | 0
| #REF! |  | 0.088043 |  | 0.11858 |  | 9.3599e-05 |  | 0.010128 |  | 0.0003356 |  | 0 |  | 5.0958e-07 |  | 0 |  | 0 |  | #REF! |  | #REF! |  | 0 |  | 5.3102e-07 |  | #REF! |  | 0 |  | 0 |  | 6.1776e-07 |  | 0 |  | 0 |  | 0.00066483 |  | 0 |  | 2.4086e-06 |  | 0.00028436 |  | 0 |  | 0
| #REF! |  | 0.083931 |  | 0.11409 |  | 9.7519e-05 |  | 0.010717 |  | 0.00023724 |  | 0 |  | 4.5818e-07 |  | 0 |  | 0 |  | #REF! |  | #REF! |  | 0 |  | 1.6029e-06 |  | #REF! |  | 0 |  | 0 |  | 7.2041e-07 |  | 0 |  | 0 |  | 0.00056631 |  | 0 |  | 2.4088e-06 |  | 0.00029477 |  | 0 |  | 0
| #REF! |  | 0.080084 |  | 0.10962 |  | 0.00010767 |  | 0.011467 |  | 0.00029539 |  | 0 |  | 4.2581e-07 |  | 0 |  | 0 |  | #REF! |  | #REF! |  | 0 |  | 1.6031e-06 |  | #REF! |  | 0 |  | 0 |  | 7.0237e-07 |  | 0 |  | 0 |  | 0.00074097 |  | 0 |  | 4.0146e-06 |  | 0.00029799 |  | 0 |  | 0
| #REF! |  | 0.076939 |  | 0.10501 |  | 0.00010375 |  | 0.012278 |  | 0.00032411 |  | 0 |  | 3.9793e-07 |  | 0 |  | 0 |  | #REF! |  | #REF! |  | 0 |  | 1.1562e-06 |  | #REF! |  | 0 |  | 0 |  | 6.1782e-07 |  | 0 |  | 0 |  | 0.00069696 |  | 0 |  | 4.5501e-06 |  | 0.0002916 |  | 0 |  | 0
| #REF! |  | 0.073473 |  | 0.1006 |  | 0.00012123 |  | 0.013062 |  | 0.00026437 |  | 0 |  | 4.462e-07 |  | 0 |  | 0 |  | #REF! |  | #REF! |  | 0 |  | 1.1562e-06 |  | #REF! |  | 0 |  | 0 |  | 5.6374e-07 |  | 0 |  | 0 |  | 0.00059125 |  | 0 |  | 1.3384e-06 |  | 0.0002804 |  | 0 |  | 0
| #REF! |  | 0.069941 |  | 0.09664 |  | 0.00012122 |  | 0.013767 |  | 0.00029143 |  | 0 |  | 4.6334e-07 |  | 0 |  | 0 |  | #REF! |  | #REF! |  | 0 |  | 4.6915e-07 |  | #REF! |  | 0 |  | 0 |  | 5.9423e-07 |  | 0 |  | 0 |  | 0.00065294 |  | 0 |  | 8.0306e-07 |  | 0.00027479 |  | 0 |  | 0
| #REF! |  | 0.066617 |  | 0.092369 |  | 0.0001201 |  | 0.014642 |  | 0.00039714 |  | 0 |  | 4.5318e-07 |  | 0 |  | 0 |  | #REF! |  | #REF! |  | 0 |  | 4.6922e-07 |  | #REF! |  | 0 |  | 0 |  | 7.9397e-07 |  | 0 |  | 0 |  | 0.00075072 |  | 0 |  | 8.0306e-07 |  | 0.00027161 |  | 0 |  | 0
| #REF! |  | 0.063332 |  | 0.088582 |  | 0.0001201 |  | 0.015785 |  | 0.00039662 |  | 0 |  | 4.1831e-07 |  | 0 |  | 0 |  | #REF! |  | #REF! |  | 0 |  | 1.4233e-06 |  | #REF! |  | 0 |  | 0 |  | 8.239e-07 |  | 0 |  | 0 |  | 0.00076675 |  | 0 |  | 1.3384e-06 |  | 0.000266 |  | 0 |  | 0
| #REF! |  | 0.060899 |  | 0.085389 |  | 7.4428e-05 |  | 0.01679 |  | 0.00042505 |  | 0 |  | 3.3709e-07 |  | 0 |  | 0 |  | #REF! |  | #REF! |  | 0 |  | 1.4233e-06 |  | #REF! |  | 0 |  | 0 |  | 6.7213e-07 |  | 0 |  | 0 |  | 0.00072758 |  | 0 |  | 1.3385e-06 |  | 0.00027164 |  | 0 |  | 0
| #REF! |  | 0.058244 |  | 0.08182 |  | 7.4428e-05 |  | 0.017807 |  | 0.00054354 |  | 0 |  | 3.0469e-07 |  | 0 |  | 0 |  | #REF! |  | #REF! |  | 0 |  | 9.4932e-07 |  | #REF! |  | 0 |  | 0 |  | 4.3e-07 |  | 0 |  | 0 |  | 0.00064825 |  | 0 |  | 8.0316e-07 |  | 0.00028446 |  | 0 |  | 0
| #REF! |  | 0.055353 |  | 0.078389 |  | 0.00016634 |  | 0.019023 |  | 0.00054324 |  | 0 |  | 2.8442e-07 |  | 0 |  | 0 |  | #REF! |  | #REF! |  | 0 |  | 9.4945e-07 |  | #REF! |  | 0 |  | 0 |  | 3.8215e-07 |  | 0 |  | 0 |  | 0.0005577 |  | 0 |  | 8.0321e-07 |  | 0.00029087 |  | 0 |  | 0
| #REF! |  | 0.053037 |  | 0.075343 |  | 0.00016634 |  | 0.020322 |  | 0.00059239 |  | 0 |  | 3.149e-07 |  | 0 |  | 0 |  | #REF! |  | #REF! |  | 0 |  | 1.7406e-06 |  | #REF! |  | 0 |  | 0 |  | 4.2447e-07 |  | 0 |  | 0 |  | 0.00061467 |  | 0 |  | 1.3387e-06 |  | 0.00029091 |  | 0 |  | 0
| #REF! |  | 0.050834 |  | 0.071999 |  | 9.5855e-05 |  | 0.02158 |  | 0.00035396 |  | 0 |  | 3.2379e-07 |  | 0 |  | 0 |  | #REF! |  | #REF! |  | 0 |  | 1.7406e-06 |  | #REF! |  | 0 |  | 0 |  | 4.668e-07 |  | 0 |  | 0 |  | 0.00075572 |  | 0 |  | 4.5516e-06 |  | 0.0002869 |  | 0 |  | 0
| #REF! |  | 0.048658 |  | 0.068916 |  | 9.5854e-05 |  | 0.022846 |  | 0.00015838 |  | 0 |  | 2.9715e-07 |  | 0 |  | 0 |  | #REF! |  | #REF! |  | 0 |  | 1.0596e-06 |  | #REF! |  | 0 |  | 0 |  | 6.4859e-07 |  | 0 |  | 0 |  | 0.00073012 |  | 0 |  | 4.0166e-06 |  | 0.00028852 |  | 0 |  | 0
| #REF! |  | 0.046605 |  | 0.065983 |  | 0.00014377 |  | 0.024375 |  | 0.00034454 |  | 0 |  | 2.5653e-07 |  | 0 |  | 0 |  | #REF! |  | #REF! |  | 0 |  | 1.0598e-06 |  | #REF! |  | 0 |  | 0 |  | 8.9703e-07 |  | 0 |  | 0 |  | 0.00062032 |  | 0 |  | 8.0326e-07 |  | 0.00029012 |  | 0 |  | 0
| #REF! |  | 0.044513 |  | 0.063333 |  | 0.00014378 |  | 0.026113 |  | 0.00039848 |  | 0 |  | 2.4064e-07 |  | 0 |  | 0 |  | #REF! |  | #REF! |  | 0 |  | 1.4318e-06 |  | #REF! |  | 0 |  | 0 |  | 9.8783e-07 |  | 0 |  | 0 |  | 0.00070933 |  | 0 |  | 1.3389e-06 |  | 0.00029014 |  | 0 |  | 0
| #REF! |  | 0.042542 |  | 0.061201 |  | 5.864e-05 |  | 0.027922 |  | 0.00046861 |  | 0 |  | 2.6037e-07 |  | 0 |  | 0 |  | #REF! |  | #REF! |  | 0 |  | 1.432e-06 |  | #REF! |  | 0 |  | 0 |  | 8.2427e-07 |  | 0 |  | 0 |  | 0.00077991 |  | 0 |  | 5.3558e-07 |  | 0.00029016 |  | 0 |  | 0
| #REF! |  | 0.041033 |  | 0.059009 |  | 5.864e-05 |  | 0.029801 |  | 0.00049686 |  | 0 |  | 2.5275e-07 |  | 0 |  | 0 |  | #REF! |  | #REF! |  | 0 |  | 1.192e-06 |  | #REF! |  | 0 |  | 0 |  | 6.182e-07 |  | 0 |  | 0 |  | 0.00067651 |  | 0 |  | 5.3561e-07 |  | 0.00028535 |  | 0 |  | 0
| #REF! |  | 0.039416 |  | 0.056845 |  | 5.7513e-05 |  | 0.031831 |  | 0.00050821 |  | 0 |  | 2.4703e-07 |  | 0 |  | 0 |  | #REF! |  | #REF! |  | 0 |  | 1.1922e-06 |  | #REF! |  | 0 |  | 0 |  | 5.0925e-07 |  | 0 |  | 0 |  | 0.00063411 |  | 0 |  | 2.9459e-06 |  | 0.00028218 |  | 0 |  | 0
| #REF! |  | 0.03786 |  | 0.054408 |  | 5.7513e-05 |  | 0.033891 |  | 0.00059538 |  | 0 |  | 2.623e-07 |  | 0 |  | 0 |  | #REF! |  | #REF! |  | 0 |  | 1.3971e-06 |  | #REF! |  | 0 |  | 0 |  | 5.0369e-07 |  | 0 |  | 0 |  | 0.0005836 |  | 0 |  | 2.946e-06 |  | 0.00028138 |  | 0 |  | 0
| #REF! |  | 0.036582 |  | 0.052436 |  | 9.7546e-05 |  | 0.036073 |  | 0.00041426 |  | 0 |  | 2.6039e-07 |  | 0 |  | 0 |  | #REF! |  | #REF! |  | 0 |  | 1.3973e-06 |  | #REF! |  | 0 |  | 0 |  | 5.0369e-07 |  | 0 |  | 0 |  | 0.00061166 |  | 0 |  | 5.3564e-07 |  | 0.00028699 |  | 0 |  | 0
| #REF! |  | 0.035097 |  | 0.050921 |  | 9.7537e-05 |  | 0.038662 |  | 0.00050583 |  | 0 |  | 2.2929e-07 |  | 0 |  | 0 |  | #REF! |  | #REF! |  | 0 |  | 1.5613e-06 |  | #REF! |  | 0 |  | 0 |  | 6.1893e-07 |  | 0 |  | 0 |  | 0.00084259 |  | 0 |  | 5.3571e-07 |  | 0.00028701 |  | 0 |  | 0
| #REF! |  | 0.033822 |  | 0.049187 |  | 9.7546e-05 |  | 0.041214 |  | 0.00063165 |  | 0 |  | 1.9437e-07 |  | 0 |  | 0 |  | #REF! |  | #REF! |  | 0 |  | 1.5613e-06 |  | #REF! |  | 0 |  | 0 |  | 7.5848e-07 |  | 0 |  | 0 |  | 0.00089796 |  | 0 |  | 5.3568e-07 |  | 0.00028462 |  | 0 |  | 0
| #REF! |  | 0.032407 |  | 0.047465 |  | 9.7546e-05 |  | 0.043957 |  | 0.00072196 |  | 0 |  | 1.9118e-07 |  | 0 |  | 0 |  | #REF! |  | #REF! |  | 0 |  | 1.6229e-06 |  | #REF! |  | 0 |  | 0 |  | 7.883e-07 |  | 0 |  | 0 |  | 0.00085632 |  | 0 |  | 5.3574e-07 |  | 0.00028063 |  | 0 |  | 0
| #REF! |  | 0.031267 |  | 0.046022 |  | 7.2173e-05 |  | 0.047072 |  | 0.00088176 |  | 0 |  | 1.8804e-07 |  | 0 |  | 0 |  | #REF! |  | #REF! |  | 0 |  | 1.6231e-06 |  | #REF! |  | 0 |  | 0 |  | 7.6415e-07 |  | 0 |  | 0 |  | 0.00082746 |  | 0 |  | 2.9466e-06 |  | 0.00028304 |  | 0 |  | 0
| #REF! |  | 0.03053 |  | 0.044557 |  | 7.2173e-05 |  | 0.050034 |  | 0.00063296 |  | 0 |  | 1.423e-07 |  | 0 |  | 0 |  | #REF! |  | #REF! |  | 0 |  | 8.4291e-07 |  | #REF! |  | 0 |  | 0 |  | 7.2803e-07 |  | 0 |  | 0 |  | 0.00078902 |  | 0 |  | 4.5538e-06 |  | 0.00028145 |  | 0 |  | 0
| #REF! |  | 0.029671 |  | 0.043329 |  | 6.8226e-05 |  | 0.05361 |  | 0.0006564 |  | 0 |  | 1.1371e-07 |  | 0 |  | 0 |  | #REF! |  | #REF! |  | 0 |  | 8.4303e-07 |  | #REF! |  | 0 |  | 0 |  | 6.9751e-07 |  | 0 |  | 0 |  | 0.00075699 |  | 0 |  | 2.9468e-06 |  | 0.00027746 |  | 0 |  | 0
| #REF! |  | 0.028922 |  | 0.04212 |  | 6.8226e-05 |  | 0.057786 |  | 0.00077316 |  | 0 |  | 1.1055e-07 |  | 0.00051499 |  | 0 |  | #REF! |  | #REF! |  | 0.00061089 |  | 0.00062527 |  | #REF! |  | 0.00046639 |  | 0.0004694 |  | 6.1847e-07 |  | 0 |  | 0 |  | 0.00081794 |  | 0 |  | 8.0371e-07 |  | 0.00027425 |  | 0 |  | 0
| #REF! |  | 0.027745 |  | 0.040586 |  | 6.4273e-05 |  | 0.06085 |  | 0.00080741 |  | 0 |  | 1.169e-07 |  | 0.00051503 |  | 0 |  | #REF! |  | #REF! |  | 0.00061094 |  | 0.00062527 |  | #REF! |  | 0.00046642 |  | 0.00046943 |  | 6.6083e-07 |  | 0 |  | 0 |  | 0.0007402 |  | 0 |  | 8.0376e-07 |  | 0.00027427 |  | 0 |  | 0
| #REF! |  | 0.02619 |  | 0.038976 |  | 6.4279e-05 |  | 0.063288 |  | 0.00081552 |  | 0 |  | 1.1119e-07 |  | 0.0004974 |  | 0 |  | #REF! |  | #REF! |  | 0.00080298 |  | 0.00044728 |  | #REF! |  | 0.00016969 |  | 0.00037642 |  | 8.1848e-07 |  | 0 |  | 0 |  | 0.0006424 |  | 0 |  | 8.0376e-07 |  | 0.00027589 |  | 0 |  | 0
| #REF! |  | 0.025048 |  | 0.037191 |  | 5.6949e-05 |  | 0.066342 |  | 0.00075263 |  | 0 |  | 1.0484e-07 |  | 0.00049744 |  | 0 |  | #REF! |  | #REF! |  | 0.00080303 |  | 0.00044728 |  | #REF! |  | 0.00016971 |  | 0.00037644 |  | 9.1565e-07 |  | 0 |  | 0 |  | 0.00068491 |  | 0 |  | 8.0376e-07 |  | 0.00026787 |  | 0 |  | 0
| #REF! |  | 0.024448 |  | 0.036256 |  | 5.9889e-05 |  | 0.070393 |  | 0.00077256 |  | 0 |  | 1.0739e-07 |  | 0.00037141 |  | 0 |  | #REF! |  | #REF! |  | 0.00082476 |  | 0.00050872 |  | #REF! |  | 0.00017464 |  | 0.000361 |  | 8.1917e-07 |  | 0 |  | 0 |  | 0.0007844 |  | 0 |  | 8.0381e-07 |  | 0.00026869 |  | 0 |  | 0
| #REF! |  | 0.024065 |  | 0.03603 |  | 6.3836e-05 |  | 0.075682 |  | 0.00080009 |  | 0 |  | 1.1501e-07 |  | 0.00037144 |  | 0 |  | #REF! |  | #REF! |  | 0.00082482 |  | 0.00061234 |  | #REF! |  | 0.00017465 |  | 0.00036102 |  | 6.4911e-07 |  | 0 |  | 0 |  | 0.00078044 |  | 0 |  | 8.0386e-07 |  | 0.00027271 |  | 0 |  | 0
| #REF! |  | 0.023636 |  | 0.035621 |  | 6.0896e-05 |  | 0.081388 |  | 0.00085254 |  | 0 |  | 1.0803e-07 |  | 0.00041916 |  | 0 |  | #REF! |  | #REF! |  | 0.00058542 |  | 0.00044697 |  | #REF! |  | 0.00021361 |  | 0.00038757 |  | 5.2768e-07 |  | 0 |  | 0 |  | 0.00070268 |  | 0 |  | 1.3399e-06 |  | 0.00027915 |  | 0 |  | 0
| #REF! |  | 0.023141 |  | 0.035083 |  | 7.7247e-05 |  | 0.086866 |  | 0.00088857 |  | 0 |  | 7.8165e-08 |  | 0.00041919 |  | 0 |  | #REF! |  | #REF! |  | 0.00058546 |  | 0.00039654 |  | #REF! |  | 0.00021363 |  | 0.00038759 |  | 4.6725e-07 |  | 0 |  | 0 |  | 0.00065696 |  | 0 |  | 1.3399e-06 |  | 0.00027995 |  | 0 |  | 0
| #REF! |  | 0.022699 |  | 0.034377 |  | 7.7241e-05 |  | 0.092555 |  | 0.0010329 |  | 0 |  | 4.3853e-08 |  | 0.00050419 |  | 0 |  | #REF! |  | #REF! |  | 0.00055734 |  | 0.00028705 |  | #REF! |  | 0.00046346 |  | 8.9172e-05 |  | 5.3396e-07 |  | 0 |  | 0 |  | 0.00062973 |  | 0 |  | 1.3399e-06 |  | 0.00027836 |  | 0 |  | 0
| #REF! |  | 0.022276 |  | 0.033746 |  | 3.422e-05 |  | 0.098674 |  | 0.0010725 |  | 0 |  | 1.5889e-08 |  | 0.00050422 |  | 0 |  | #REF! |  | #REF! |  | 0.00055737 |  | 0.00023403 |  | #REF! |  | 0.00046349 |  | 8.9178e-05 |  | 5.2773e-07 |  | 0 |  | 0 |  | 0.00071717 |  | 0 |  | 2.9481e-06 |  | 0.00027596 |  | 0 |  | 0
| #REF! |  | 0.021853 |  | 0.033339 |  | 3.422e-05 |  | 0.10474 |  | 0.00095543 |  | 0 |  | 2.2246e-08 |  | 0.00042223 |  | 0 |  | #REF! |  | #REF! |  | 0.00046594 |  | 0.00052502 |  | #REF! |  | 0.00035788 |  | 0.00048891 |  | 4.1873e-07 |  | 0 |  | 0 |  | 0.00072443 |  | 0 |  | 2.4119e-06 |  | 0.00027437 |  | 0 |  | 0
| #REF! |  | 0.021263 |  | 0.032754 |  | 0.00011615 |  | 0.111 |  | 0.0010102 |  | 0 |  | 2.6695e-08 |  | 0.00042226 |  | 0 |  | #REF! |  | #REF! |  | 0.00046598 |  | 0.00052517 |  | #REF! |  | 0.0003579 |  | 0.00048894 |  | 3.5829e-07 |  | 0 |  | 0 |  | 0.0007686 |  | 0 |  | 0 |  | 0.00027519 |  | 0 |  | 0
| #REF! |  | 0.020866 |  | 0.032113 |  | 0.00011615 |  | 0.11789 |  | 0.0010905 |  | 0 |  | 2.4791e-08 |  | 0.00037963 |  | 0 |  | #REF! |  | #REF! |  | 0.00068805 |  | 0.00018934 |  | #REF! |  | 0.00010107 |  | 0.00017357 |  | 5.5835e-07 |  | 0 |  | 0 |  | 0.00088339 |  | 0 |  | 5.3604e-07 |  | 0.00027842 |  | 0 |  | 0
| #REF! |  | 0.020727 |  | 0.031643 |  | 8.7961e-05 |  | 0.12542 |  | 0.0012326 |  | 0 |  | 2.6062e-08 |  | 0.00037966 |  | 0 |  | #REF! |  | #REF! |  | 0.00068809 |  | 0.00018937 |  | #REF! |  | 0.00010108 |  | 0.00017358 |  | 8.9175e-07 |  | 0 |  | 0 |  | 0.00088499 |  | 0 |  | 1.3402e-06 |  | 0.00027842 |  | 0 |  | 0
| #REF! |  | 0.020411 |  | 0.031216 |  | 8.7961e-05 |  | 0.13307 |  | 0.0013265 |  | 0.0012928 |  | 2.9243e-08 |  | 0.00041837 |  | 0 |  | #REF! |  | #REF! |  | 0.00099236 |  | 0.0003019 |  | #REF! |  | 0.00040384 |  | 0.00053077 |  | 9.5228e-07 |  | 0.00064977 |  | 0.00064977 |  | 0.00075907 |  | -0.00010968 |  | 8.0411e-07 |  | 0.00027522 |  | 0 |  | 0
| #REF! |  | 0.020016 |  | 0.030729 |  | 6.3715e-05 |  | 0.13758 |  | 0.0013144 |  | 0.0017382 |  | 2.67e-08 |  | 0.0004184 |  | 0 |  | #REF! |  | #REF! |  | 0.00099242 |  | 0.0003019 |  | #REF! |  | 0.00040387 |  | 0.00053081 |  | 7.5846e-07 |  | -0.00026922 |  | -0.00026922 |  | 0.00067245 |  | -7.4089e-05 |  | 8.0416e-07 |  | 0.00027283 |  | 0 |  | 0
| #REF! |  | 0.019439 |  | 0.030376 |  | 6.3715e-05 |  | 0.13905 |  | 0.0012813 |  | 0.0017954 |  | 1.653e-08 |  | 0.00026143 |  | 0 |  | #REF! |  | #REF! |  | 0.00051685 |  | 0.00031723 |  | #REF! |  | 0.00035899 |  | 0.00021893 |  | 5.4038e-07 |  | -0.00051145 |  | -0.00051145 |  | 0.00066122 |  | 0.0010193 |  | 8.0416e-07 |  | 0.00027685 |  | 0 |  | 0
| #REF! |  | 0.01905 |  | 0.030215 |  | 9.5855e-05 |  | 0.14367 |  | 0.001318 |  | 0.001864 |  | 6.3577e-09 |  | 0.00026145 |  | 0 |  | #REF! |  | #REF! |  | 0.00051688 |  | 0.00031723 |  | #REF! |  | 0.00035902 |  | 0.00021894 |  | 4.98e-07 |  | -0.00010165 |  | -0.00010165 |  | 0.00067169 |  | 0.00031587 |  | 8.0421e-07 |  | 0.00028248 |  | 0 |  | 0
| #REF! |  | 0.018975 |  | 0.030162 |  | 9.5855e-05 |  | 0.15159 |  | 0.0013258 |  | 0.0020768 |  | 7.6299e-09 |  | 0.00050342 |  | 0 |  | #REF! |  | #REF! |  | 0.00049652 |  | 0.00027868 |  | #REF! |  | 0.00023099 |  | 0.00028469 |  | 7.5298e-07 |  | -7.5698e-05 |  | -7.5698e-05 |  | 0.00071984 |  | -0.0003236 |  | 8.0426e-07 |  | 0.00028489 |  | 0 |  | 0
| #REF! |  | 0.018994 |  | 0.030152 |  | 1.7599e-05 |  | 0.15827 |  | 0.0014408 |  | 0.002295 |  | 6.9941e-09 |  | 0.00050345 |  | 0 |  | #REF! |  | #REF! |  | 0.00049655 |  | 0.00027872 |  | #REF! |  | 0.00023101 |  | 0.00028471 |  | 9.7738e-07 |  | -0.00016115 |  | -0.00016115 |  | 0.00062763 |  | -0.002098 |  | 2.4128e-06 |  | 0.00028492 |  | 0 |  | 0
| #REF! |  | 0.019051 |  | 0.030176 |  | 1.7599e-05 |  | 0.1624 |  | 0.0016298 |  | 0.0023933 |  | 5.0866e-09 |  | 0.00018564 |  | 0 |  | #REF! |  | #REF! |  | 0.00051685 |  | 0.00047446 |  | #REF! |  | 0.00040714 |  | 0.00026783 |  | 9.8922e-07 |  | 0.00010383 |  | 0.00010383 |  | 0.0006469 |  | -0.00090945 |  | 2.9492e-06 |  | 0.0002793 |  | 0 |  | 0
| #REF! |  | 0.018775 |  | 0.029835 |  | 6.146e-05 |  | 0.16351 |  | 0.0017851 |  | 0.0025838 |  | 1.3991e-08 |  | 0.00018566 |  | 0 |  | #REF! |  | #REF! |  | 0.00051689 |  | 0.00047445 |  | #REF! |  | 0.00040717 |  | 0.00026785 |  | 9.5324e-07 |  | 0.00027041 |  | 0.00027041 |  | 0.00066857 |  | 0.0013751 |  | 2.9493e-06 |  | 0.00027369 |  | 0 |  | 0
| #REF! |  | 0.018355 |  | 0.029243 |  | 6.146e-05 |  | 0.16707 |  | 0.0019427 |  | 0.0026026 |  | 2.2892e-08 |  | 0.00027509 |  | 0 |  | #REF! |  | #REF! |  | 0.00048953 |  | 0.0002056 |  | #REF! |  | 0.00020971 |  | 0.00022654 |  | 9.5315e-07 |  | -0.00016334 |  | -0.00016334 |  | 0.00057875 |  | -0.0006896 |  | 2.9493e-06 |  | 0.0002689 |  | 0 |  | 0
| #REF! |  | 0.017947 |  | 0.028833 |  | 8.4014e-05 |  | 0.17091 |  | 0.0019385 |  | 0.0028022 |  | 2.353e-08 |  | 0.00027511 |  | 0 |  | #REF! |  | #REF! |  | 0.00048957 |  | 0.00020563 |  | #REF! |  | 0.00020972 |  | 0.00022655 |  | 1.0318e-06 |  | -4.4356e-05 |  | -4.4356e-05 |  | 0.00067989 |  | -0.00084223 |  | 2.9495e-06 |  | 0.0002681 |  | 0 |  | 0
| #REF! |  | 0.017532 |  | 0.028185 |  | 8.4014e-05 |  | 0.1733 |  | 0.0019114 |  | 0.0028915 |  | 1.3356e-08 |  | 0.00026111 |  | 0 |  | #REF! |  | #REF! |  | 0.00031285 |  | 0.00018512 |  | #REF! |  | 1.8123e-05 |  | 0.00023999 |  | 9.4709e-07 |  | 0.00011901 |  | 0.00011901 |  | 0.00069514 |  | 6.2013e-05 |  | 2.4133e-06 |  | 0.00027292 |  | 0 |  | 0
| #REF! |  | 0.017081 |  | 0.027625 |  | 4.302e-05 |  | 0.17719 |  | 0.0020999 |  | 0.0030226 |  | 2.544e-09 |  | 0.00026113 |  | 0 |  | #REF! |  | #REF! |  | 0.00031625 |  | 0.00018515 |  | #REF! |  | 1.8124e-05 |  | 0.00024 |  | 8.5606e-07 |  | -0.00016662 |  | -0.00016662 |  | 0.00070165 |  | 0.00027839 |  | 8.0446e-07 |  | 0.00028098 |  | 0 |  | 0
| #REF! |  | 0.016593 |  | 0.027194 |  | 4.302e-05 |  | 0.18285 |  | 0.0022037 |  | 0.0031909 |  | 1.2721e-09 |  | 0.00035693 |  | 0 |  | #REF! |  | #REF! |  | 9.4643e-05 |  | 0.00031933 |  | #REF! |  | 1.4106e-05 |  | 0.00026714 |  | 8.8045e-07 |  | -0.00028458 |  | -0.00028458 |  | 0.0006888 |  | 0.00076505 |  | 8.0446e-07 |  | 0.00028901 |  | 0 |  | 0
| #REF! |  | 0.016098 |  | 0.026638 |  | 0.00016803 |  | 0.18845 |  | 0.0022665 |  | 0.0033901 |  | 1.9082e-08 |  | 0.00035695 |  | 0 |  | #REF! |  | #REF! |  | 9.1268e-05 |  | 0.00031937 |  | #REF! |  | 1.4107e-05 |  | 0.00026716 |  | 8.1996e-07 |  | -0.00016557 |  | -0.00016557 |  | 0.0006479 |  | 0.00066962 |  | 2.4137e-06 |  | 0.00028983 |  | 0 |  | 0
| #REF! |  | 0.015755 |  | 0.026218 |  | 0.00016803 |  | 0.19433 |  | 0.0024009 |  | 0.0036879 |  | 3.8163e-08 |  | 0.00028269 |  | 0 |  | #REF! |  | #REF! |  | 0.00029065 |  | 0.00035726 |  | #REF! |  | 0.00025486 |  | 0.00031274 |  | 7.0461e-07 |  | -0.00025756 |  | -0.00025756 |  | 0.00066235 |  | 2.1862e-05 |  | 2.4136e-06 |  | 0.00028341 |  | 0 |  | 0
| #REF! |  | 0.015519 |  | 0.025935 |  | 9.4727e-05 |  | 0.19951 |  | 0.0024827 |  | 0.0039189 |  | 3.8167e-08 |  | 0.00028271 |  | 0 |  | #REF! |  | #REF! |  | 0.00029067 |  | 0.00035731 |  | #REF! |  | 0.00025488 |  | 0.00031277 |  | 5.1011e-07 |  | -0.00024027 |  | -0.00024027 |  | 0.00071458 |  | 0.00016885 |  | 8.0461e-07 |  | 0.00027299 |  | 0 |  | 0
| #REF! |  | 0.015342 |  | 0.02548 |  | 9.4727e-05 |  | 0.20285 |  | 0.00263 |  | 0.0041827 |  | 1.9085e-08 |  | 0.0004549 |  | 0 |  | #REF! |  | #REF! |  | 0.00046288 |  | 0.00029605 |  | #REF! |  | 7.5941e-05 |  | 0.00010488 |  | 5.3447e-07 |  | -0.00031821 |  | -0.00031821 |  | 0.00072587 |  | -0.00014849 |  | 1.341e-06 |  | 0.00026016 |  | 0 |  | 0
| #REF! |  | 0.014898 |  | 0.025001 |  | 9.6982e-05 |  | 0.20702 |  | 0.0028198 |  | 0.0045901 |  | 3.1808e-09 |  | 0.00045493 |  | 0 |  | #REF! |  | #REF! |  | 0.00055008 |  | 0.00040486 |  | #REF! |  | 7.5946e-05 |  | 0.00010489 |  | 6.6232e-07 |  | -8.6596e-05 |  | -8.6596e-05 |  | 0.00067769 |  | -0.0015803 |  | 1.341e-06 |  | 0.00025855 |  | 0 |  | 0
| #REF! |  | 0.01427 |  | 0.024527 |  | 9.6982e-05 |  | 0.20983 |  | 0.0029871 |  | 0.0048099 |  | 6.3616e-09 |  | 0.00020691 |  | 0 |  | #REF! |  | #REF! |  | 0.00032382 |  | 0.00045126 |  | #REF! |  | 0.00016776 |  | 0.00039101 |  | 7.2906e-07 |  | -8.4435e-05 |  | -8.4435e-05 |  | 0.00070584 |  | -0.00020745 |  | 1.3411e-06 |  | 0.00026499 |  | 0 |  | 0
| #REF! |  | 0.013797 |  | 0.023563 |  | 0.00014943 |  | 0.21096 |  | 0.0030896 |  | 0.0049094 |  | 8.9071e-09 |  | 0.00020693 |  | 0 |  | #REF! |  | #REF! |  | 0.00023666 |  | 0.00034254 |  | #REF! |  | 0.00016777 |  | 0.00039104 |  | 6.9856e-07 |  | -0.00014399 |  | -0.00014399 |  | 0.00076531 |  | 0.00050269 |  | 5.3648e-07 |  | 0.00027063 |  | 0 |  | 0
| #REF! |  | 0.013369 |  | 0.022985 |  | 0.00014942 |  | 0.21158 |  | 0.0032362 |  | 0.0052754 |  | 8.2716e-09 |  | 0.00011817 |  | 0 |  | #REF! |  | #REF! |  | 0.0003929 |  | 0.0002116 |  | #REF! |  | 5.2179e-05 |  | 0.00032803 |  | 6.4373e-07 |  | -5.6298e-05 |  | -5.6298e-05 |  | 0.00079668 |  | -0.0011874 |  | 0 |  | 0.00026663 |  | 0 |  | 0
| #REF! |  | 0.013191 |  | 0.022726 |  | 4.4975e-05 |  | 0.21273 |  | 0.0035002 |  | 0.0056688 |  | 1.1453e-08 |  | 0.00011817 |  | 0 |  | #REF! |  | #REF! |  | 0.00039292 |  | 0.0002116 |  | #REF! |  | 5.2183e-05 |  | 0.00032805 |  | 8.0154e-07 |  | -0.00017757 |  | -0.00017757 |  | 0.00071717 |  | -0.00093093 |  | 8.0476e-07 |  | 0.00026583 |  | 0 |  | 0
| #REF! |  | 0.012868 |  | 0.022049 |  | 4.4975e-05 |  | 0.21478 |  | 0.0037282 |  | 0.0060244 |  | 1.5907e-08 |  | 0.00047576 |  | 0 |  | #REF! |  | #REF! |  | 0.00046895 |  | 0.00035233 |  | #REF! |  | 0.00010864 |  | 0.00038785 |  | 9.7807e-07 |  | -0.00011369 |  | -0.00011369 |  | 0.00070436 |  | -0.00025247 |  | 8.0481e-07 |  | 0.00027709 |  | 0 |  | 0
| #REF! |  | 0.012524 |  | 0.021656 |  | 9.1908e-05 |  | 0.21384 |  | 0.0038588 |  | 0.0063763 |  | 5.8606e-07 |  | 0.00047579 |  | 0 |  | #REF! |  | #REF! |  | 0.00046898 |  | 0.00035238 |  | #REF! |  | 0.00010865 |  | 0.00038787 |  | 9.8439e-07 |  | 2.599e-05 |  | 2.599e-05 |  | 0.00077343 |  | -0.00039678 |  | 2.4145e-06 |  | 0.0002803 |  | 0 |  | 0
| #REF! |  | 0.012264 |  | 0.021373 |  | 9.1916e-05 |  | 0.20996 |  | 0.0040047 |  | 0.0065462 |  | 1.1512e-06 |  | 0.0002386 |  | 0 |  | #REF! |  | #REF! |  | 0.00025266 |  | 0.00025366 |  | #REF! |  | 0.00020567 |  | 0.0003196 |  | 8.7467e-07 |  | -0.00014079 |  | -0.00014079 |  | 0.0007285 |  | -0.0004702 |  | 4.5609e-06 |  | 0.0002763 |  | 0 |  | 0
| #REF! |  | 0.012037 |  | 0.020888 |  | 9.7546e-05 |  | 0.20733 |  | 0.0043203 |  | 0.0069201 |  | 4.7385e-06 |  | 0.00023861 |  | 0 |  | #REF! |  | #REF! |  | 0.00025268 |  | 0.00025366 |  | #REF! |  | 0.00020569 |  | 0.00031962 |  | 7.2245e-07 |  | -0.00023286 |  | -0.00023286 |  | 0.00068678 |  | -0.00014551 |  | 6.1706e-06 |  | 0.0002715 |  | 0 |  | 0
| #REF! |  | 0.011809 |  | 0.020474 |  | 9.7546e-05 |  | 0.20602 |  | 0.004624 |  | 0.0072242 |  | 7.7607e-06 |  | 0.00012964 |  | 0 |  | #REF! |  | #REF! |  | 2.472e-05 |  | 0.0001492 |  | #REF! |  | 0 |  | 0.0001075 |  | 8.8091e-07 |  | -0.00023828 |  | -0.00023828 |  | 0.00078804 |  | -0.00040774 |  | 4.5612e-06 |  | 0.00027152 |  | 0 |  | 0
| #REF! |  | 0.01149 |  | 0.020083 |  | 9.8683e-05 |  | 0.2011 |  | 0.0048329 |  | 0.0073861 |  | 1.7736e-05 |  | 0.00012964 |  | 0 |  | #REF! |  | #REF! |  | 2.4722e-05 |  | 0.0001492 |  | #REF! |  | 0 |  | 0.00010751 |  | 1.1062e-06 |  | 3.4377e-05 |  | 3.4377e-05 |  | 0.00086435 |  | -0.00065906 |  | 1.3416e-06 |  | 0.00026911 |  | 0 |  | 0
| #REF! |  | 0.01109 |  | 0.019521 |  | 9.8674e-05 |  | 0.19499 |  | 0.0050919 |  | 0.007743 |  | 2.7785e-05 |  | 0.00026823 |  | 0 |  | #REF! |  | #REF! |  | 0.00048597 |  | 0.00024442 |  | #REF! |  | 7.6939e-05 |  | 0.00012025 |  | 1.1181e-06 |  | 0.00019688 |  | 0.00019688 |  | 0.00092546 |  | -9.8896e-05 |  | 8.0496e-07 |  | 0.0002635 |  | 0 |  | 0
| #REF! |  | 0.010574 |  | 0.019055 |  | 1.5644e-05 |  | 0.19205 |  | 0.0054568 |  | 0.0082551 |  | 6.5778e-05 |  | 0.00026825 |  | 0 |  | #REF! |  | #REF! |  | 0.00048601 |  | 0.00024442 |  | #REF! |  | 7.6944e-05 |  | 0.00012026 |  | 8.9917e-07 |  | 7.1501e-05 |  | 7.1501e-05 |  | 0.00076158 |  | -0.00034035 |  | 8.0496e-07 |  | 0.00026511 |  | 0 |  | 0
| #REF! |  | 0.010286 |  | 0.018802 |  | 1.5645e-05 |  | 0.19126 |  | 0.0058053 |  | 0.0088712 |  | 0.00011237 |  | 0.00030804 |  | 0 |  | #REF! |  | #REF! |  | 0.00041484 |  | 0.00034687 |  | #REF! |  | 0.0002067 |  | 0.00027069 |  | 5.5909e-07 |  | -3.9002e-05 |  | -3.9002e-05 |  | 0.00060496 |  | -0.00092787 |  | 1.3418e-06 |  | 0.00026994 |  | 0 |  | 0
| #REF! |  | 0.010067 |  | 0.018481 |  | 1.1733e-05 |  | 0.18776 |  | 0.0060787 |  | 0.0093382 |  | 0.00017731 |  | 0.00030806 |  | 0 |  | #REF! |  | #REF! |  | 0.00041487 |  | 0.00047484 |  | #REF! |  | 0.00020672 |  | 0.00027071 |  | 4.256e-07 |  | 1.1919e-05 |  | 1.1919e-05 |  | 0.00064999 |  | 0.00011331 |  | 5.3671e-07 |  | 0.00027799 |  | 0 |  | 0
| #REF! |  | 0.0097244 |  | 0.018058 |  | 1.1733e-05 |  | 0.18309 |  | 0.0063544 |  | 0.0096971 |  | 0.00022791 |  | 0.00024222 |  | 0 |  | #REF! |  | #REF! |  | 0.0003257 |  | 0.00043878 |  | #REF! |  | 0.00022157 |  | 0.00021167 |  | 4.4373e-07 |  | 5.2013e-05 |  | 5.2013e-05 |  | 0.000781 |  | 0.0010697 |  | 0 |  | 0.0002756 |  | 0 |  | 0
| #REF! |  | 0.0095927 |  | 0.017489 |  | 6.654e-05 |  | 0.17927 |  | 0.0068204 |  | 0.01021 |  | 0.00027392 |  | 0.00024223 |  | 0 |  | #REF! |  | #REF! |  | 0.00032572 |  | 0.00031079 |  | #REF! |  | 0.00022159 |  | 0.00021168 |  | 5.1047e-07 |  | -0.00014413 |  | -0.00014413 |  | 0.000781 |  | 0.00081352 |  | 8.0511e-07 |  | 0.00027399 |  | 0 |  | 0
| #REF! |  | 0.0093135 |  | 0.016959 |  | 6.6534e-05 |  | 0.1741 |  | 0.0072184 |  | 0.010793 |  | 0.00031603 |  | 0.00032124 |  | 0 |  | #REF! |  | #REF! |  | 0.00024299 |  | 0.00015832 |  | #REF! |  | 0.00018014 |  | 0.00025418 |  | 6.0168e-07 |  | -4.2266e-05 |  | -4.2266e-05 |  | 0.00065007 |  | 0.00031299 |  | 8.0516e-07 |  | 0.00027642 |  | 0 |  | 0
| #REF! |  | 0.0088634 |  | 0.016511 |  | 8.2329e-05 |  | 0.16959 |  | 0.0074691 |  | 0.011403 |  | 0.00036374 |  | 0.00032126 |  | 0 |  | #REF! |  | #REF! |  | 0.00024301 |  | 0.00015832 |  | #REF! |  | 0.00018015 |  | 0.0002542 |  | 6.7465e-07 |  | 9.3207e-05 |  | 9.3207e-05 |  | 0.00063565 |  | -2.9414e-06 |  | 8.0521e-07 |  | 0.00027724 |  | 0 |  | 0
| #REF! |  | 0.0085071 |  | 0.016111 |  | 8.2322e-05 |  | 0.16525 |  | 0.0078871 |  | 0.011932 |  | 0.00041099 |  | 0.0002366 |  | 0 |  | #REF! |  | #REF! |  | 0.00019022 |  | 0.00020214 |  | #REF! |  | 0.00019406 |  | 0.00014924 |  | 6.7477e-07 |  | -7.1537e-05 |  | -7.1537e-05 |  | 0.00049823 |  | -0.00061085 |  | 8.0516e-07 |  | 0.00027805 |  | 0 |  | 0
| #REF! |  | 0.0081316 |  | 0.015762 |  | 7.8946e-05 |  | 0.16144 |  | 0.0084035 |  | 0.012611 |  | 0.00045756 |  | 0.00023661 |  | 0 |  | #REF! |  | #REF! |  | 0.00019023 |  | 0.00020217 |  | #REF! |  | 0.00019408 |  | 0.00014925 |  | 6.5037e-07 |  | -0.00027858 |  | -0.00027858 |  | 0.00043477 |  | -0.00048476 |  | 0 |  | 0.00027806 |  | 0 |  | 0
| #REF! |  | 0.0080283 |  | 0.015638 |  | 7.8939e-05 |  | 0.15929 |  | 0.0089991 |  | 0.013625 |  | 0.00050994 |  | 0.00041878 |  | 0 |  | #REF! |  | #REF! |  | 0.00047887 |  | 0.00038881 |  | #REF! |  | 0.00032081 |  | 0.00022343 |  | 6.5672e-07 |  | -0.0001973 |  | -0.0001973 |  | 0.00053362 |  | -0.00019129 |  | 5.3684e-07 |  | 0.00028288 |  | 0 |  | 0
| #REF! |  | 0.007847 |  | 0.015288 |  | 9.1916e-05 |  | 0.15733 |  | 0.0094415 |  | 0.014655 |  | 0.0005747 |  | 0.0004188 |  | 0 |  | #REF! |  | #REF! |  | 0.0004789 |  | 0.00038881 |  | #REF! |  | 0.00032083 |  | 0.00022345 |  | 7.3532e-07 |  | 3.9028e-05 |  | 3.9028e-05 |  | 0.00061885 |  | 7.8355e-05 |  | 5.3688e-07 |  | 0.0002829 |  | 0 |  | 0
| #REF! |  | 0.0075646 |  | 0.014788 |  | 9.1916e-05 |  | 0.15475 |  | 0.0099184 |  | 0.015688 |  | 0.00063905 |  | 0.00035381 |  | 0 |  | #REF! |  | #REF! |  | 0.00031831 |  | 0.00026788 |  | #REF! |  | 0.00015527 |  | 0.00024758 |  | 7.5979e-07 |  | 6.6136e-05 |  | 6.6136e-05 |  | 0.00080455 |  | -0.00036138 |  | 5.3688e-07 |  | 0.00027247 |  | 0 |  | 0
| #REF! |  | 0.0073613 |  | 0.01454 |  | 6.146e-05 |  | 0.15167 |  | 0.010569 |  | 0.016761 |  | 0.00071858 |  | 0.00035383 |  | 0 |  | #REF! |  | #REF! |  | 0.00031833 |  | 0.00026792 |  | #REF! |  | 0.00015528 |  | 0.0002476 |  | 7.7845e-07 |  | -3.6865e-05 |  | -3.6865e-05 |  | 0.00080862 |  | -0.0003505 |  | 2.953e-06 |  | 0.00026525 |  | 0 |  | 0
| #REF! |  | 0.0072304 |  | 0.014227 |  | 6.1465e-05 |  | 0.14683 |  | 0.011211 |  | 0.017626 |  | 0.00080457 |  | 0.00030823 |  | 0 |  | #REF! |  | #REF! |  | 0.00030332 |  | 0.0002024 |  | #REF! |  | 0.00017837 |  | 0.00018512 |  | 8.5164e-07 |  | -0.00038815 |  | -0.00038815 |  | 0.00069529 |  | 0.00017611 |  | 2.4163e-06 |  | 0.00026606 |  | 0 |  | 0
| #REF! |  | 0.0071587 |  | 0.013893 |  | 3.2268e-05 |  | 0.14222 |  | 0.011885 |  | 0.018524 |  | 0.00088239 |  | 0.00030825 |  | 0 |  | #REF! |  | #REF! |  | 0.00030334 |  | 0.00020237 |  | #REF! |  | 0.00017838 |  | 0.00018513 |  | 8.6343e-07 |  | -0.00039467 |  | -0.00039467 |  | 0.00076607 |  | -0.00040881 |  | 2.4163e-06 |  | 0.00027009 |  | 0 |  | 0
| #REF! |  | 0.0069225 |  | 0.013536 |  | 3.2265e-05 |  | 0.13785 |  | 0.012476 |  | 0.019417 |  | 0.00094331 |  | 0.00029655 |  | 0 |  | #REF! |  | #REF! |  | 0.00031904 |  | 0.00013459 |  | #REF! |  | 3.6143e-05 |  | 0.00023362 |  | 7.7797e-07 |  | -0.00021834 |  | -0.00021834 |  | 0.00081998 |  | -0.00020898 |  | 2.9534e-06 |  | 0.0002685 |  | 0 |  | 0
| #REF! |  | 0.0065886 |  | 0.013258 |  | 7.4435e-05 |  | 0.13154 |  | 0.013171 |  | 0.02022 |  | 0.0010071 |  | 0.00029657 |  | 0 |  | #REF! |  | #REF! |  | 0.00031906 |  | 0.00013459 |  | #REF! |  | 3.6145e-05 |  | 0.00023363 |  | 6.6252e-07 |  | -0.0001934 |  | -0.0001934 |  | 0.00093172 |  | -0.00045962 |  | 1.3424e-06 |  | 0.00026689 |  | 0 |  | 0
| #REF! |  | 0.0063236 |  | 0.012957 |  | 7.4435e-05 |  | 0.126 |  | 0.013951 |  | 0.021122 |  | 0.0010901 |  | 0.00028776 |  | 0 |  | #REF! |  | #REF! |  | 0.00027261 |  | 0.00026671 |  | #REF! |  | 0.00021437 |  | 0.00017925 |  | 6.0195e-07 |  | -0.00021541 |  | -0.00021541 |  | 0.00087068 |  | 0.00021281 |  | 1.3425e-06 |  | 0.00027013 |  | 0 |  | 0
| #REF! |  | 0.0061655 |  | 0.012687 |  | 8.2893e-05 |  | 0.1211 |  | 0.014599 |  | 0.021962 |  | 0.0011664 |  | 0.00028778 |  | 0 |  | #REF! |  | #REF! |  | 0.00027262 |  | 0.00026675 |  | #REF! |  | 0.00021438 |  | 0.00017927 |  | 5.9013e-07 |  | -0.00029245 |  | -0.00029245 |  | 0.00063271 |  | 0.00060371 |  | 1.3425e-06 |  | 0.00027254 |  | 0 |  | 0
| #REF! |  | 0.0059793 |  | 0.012405 |  | 8.2886e-05 |  | 0.11574 |  | 0.015397 |  | 0.022914 |  | 0.001229 |  | 0.00033065 |  | 0 |  | #REF! |  | #REF! |  | 0.00033877 |  | 0.00024662 |  | #REF! |  | 0.00018352 |  | 0.00018705 |  | 6.2073e-07 |  | -6.0749e-05 |  | -6.0749e-05 |  | 0.00062314 |  | -0.00038406 |  | 8.0556e-07 |  | 0.00027177 |  | 0 |  | 0
| #REF! |  | 0.0057607 |  | 0.012073 |  | 6.4285e-05 |  | 0.11137 |  | 0.01625 |  | 0.024133 |  | 0.0012949 |  | 0.00033067 |  | 0 |  | #REF! |  | #REF! |  | 0.0003388 |  | 0.00024662 |  | #REF! |  | 0.00018353 |  | 0.00018706 |  | 7.3002e-07 |  | 8.5703e-05 |  | 8.5703e-05 |  | 0.00070435 |  | -1.2693e-05 |  | 0 |  | 0.00026694 |  | 0 |  | 0
| #REF! |  | 0.005704 |  | 0.011811 |  | 6.4285e-05 |  | 0.10728 |  | 0.017039 |  | 0.025501 |  | 0.0013684 |  | 0.0002109 |  | 0 |  | #REF! |  | #REF! |  | 0.00031076 |  | 0.00023342 |  | #REF! |  | 8.0215e-05 |  | 0.00019977 |  | 7.0573e-07 |  | -3.5803e-05 |  | -3.5803e-05 |  | 0.0006561 |  | -2.8294e-05 |  | 0 |  | 0.00026534 |  | 0 |  | 0
| #REF! |  | 0.0055413 |  | 0.011561 |  | 5.1824e-05 |  | 0.10298 |  | 0.017977 |  | 0.026703 |  | 0.0014601 |  | 0.00021092 |  | 0 |  | #REF! |  | #REF! |  | 0.00031078 |  | 0.00023339 |  | #REF! |  | 8.022e-05 |  | 0.00019978 |  | 6.6956e-07 |  | -0.00015299 |  | -0.00015299 |  | 0.0007052 |  | -0.00048925 |  | 2.417e-06 |  | 0.00026696 |  | 0 |  | 0
| #REF! |  | 0.0052662 |  | 0.011184 |  | 5.1824e-05 |  | 0.098309 |  | 0.018954 |  | 0.027705 |  | 0.0015688 |  | 0.00014775 |  | 0 |  | #REF! |  | #REF! |  | 0.00028238 |  | 0.000119 |  | #REF! |  | 0.00014799 |  | 7.7219e-05 |  | 7.1203e-07 |  | -0.00016494 |  | -0.00016494 |  | 0.00073901 |  | -0.00016719 |  | 2.4172e-06 |  | 0.000271 |  | 0 |  | 0
| #REF! |  | 0.0051526 |  | 0.010834 |  | 9.0788e-05 |  | 0.094304 |  | 0.019968 |  | 0.02886 |  | 0.0016848 |  | 0.00014776 |  | 0 |  | #REF! |  | #REF! |  | 0.0002824 |  | 0.00011902 |  | #REF! |  | 0.000148 |  | 7.7224e-05 |  | 7.5451e-07 |  | 7.5961e-06 |  | 7.5961e-06 |  | 0.00071815 |  | -0.00036736 |  | 0 |  | 0.00027664 |  | 0 |  | 0
| #REF! |  | 0.0049762 |  | 0.010567 |  | 9.0788e-05 |  | 0.08977 |  | 0.021124 |  | 0.029968 |  | 0.0017993 |  | 0.00035827 |  | 0 |  | #REF! |  | #REF! |  | 0.00028067 |  | 0.00019433 |  | #REF! |  | 0.00017341 |  | 0.00025697 |  | 6.4526e-07 |  | 0.00019209 |  | 0.00019209 |  | 0.00072298 |  | -0.00046943 |  | 0 |  | 0.00027906 |  | 0 |  | 0
| #REF! |  | 0.0046937 |  | 0.010271 |  | 7.7254e-05 |  | 0.085414 |  | 0.022187 |  | 0.031116 |  | 0.0019041 |  | 0.00035829 |  | 0 |  | #REF! |  | #REF! |  | 0.00028068 |  | 0.00019433 |  | #REF! |  | 0.00017342 |  | 0.00025699 |  | 4.629e-07 |  | 2.3878e-05 |  | 2.3878e-05 |  | 0.00064662 |  | -0.00018837 |  | 8.0576e-07 |  | 0.0002847 |  | 0 |  | 0
| #REF! |  | 0.0045132 |  | 0.010084 |  | 7.7254e-05 |  | 0.08189 |  | 0.023176 |  | 0.032292 |  | 0.0020298 |  | 0.00023633 |  | 0 |  | #REF! |  | #REF! |  | 0.00026297 |  | 0.00017224 |  | #REF! |  | 0.00017754 |  | 0.00013469 |  | 3.9544e-07 |  | -0.00025922 |  | -0.00025922 |  | 0.00052199 |  | 5.3028e-05 |  | 8.0581e-07 |  | 0.00028874 |  | 0 |  | 0
| #REF! |  | 0.0045492 |  | 0.0099104 |  | 4.4979e-05 |  | 0.078417 |  | 0.024349 |  | 0.033671 |  | 0.0021669 |  | 0.00023635 |  | 0 |  | #REF! |  | #REF! |  | 0.00026299 |  | 0.00017227 |  | #REF! |  | 0.00017756 |  | 0.0001347 |  | 4.4978e-07 |  | -0.00020387 |  | -0.00020387 |  | 0.00052038 |  | -0.0001421 |  | 2.4175e-06 |  | 0.00028553 |  | 0 |  | 0
| #REF! |  | 0.0045293 |  | 0.0097247 |  | 4.4983e-05 |  | 0.075009 |  | 0.0258 |  | 0.035305 |  | 0.0023071 |  | 0.00037972 |  | 0 |  | #REF! |  | #REF! |  | 0.00052404 |  | 0.00027822 |  | #REF! |  | 0 |  | 0.00022602 |  | 5.779e-07 |  | -0.00017729 |  | -0.00017729 |  | 0.0007215 |  | -0.000373 |  | 2.4176e-06 |  | 0.0002775 |  | 0 |  | 0
| #REF! |  | 0.0042635 |  | 0.0094621 |  | 5.1824e-05 |  | 0.072156 |  | 0.027196 |  | 0.037028 |  | 0.002418 |  | 0.00037975 |  | 0 |  | #REF! |  | #REF! |  | 0.00052408 |  | 0.0002783 |  | #REF! |  | 0 |  | 0.00022604 |  | 7.3596e-07 |  | -0.00014148 |  | -0.00014148 |  | 0.00079228 |  | 0.00051764 |  | 8.0591e-07 |  | 0.00027107 |  | 0 |  | 0
| #REF! |  | 0.0040098 |  | 0.0092304 |  | 5.1824e-05 |  | 0.069937 |  | 0.028501 |  | 0.038832 |  | 0.0025144 |  | 0.00032167 |  | 0 |  | #REF! |  | #REF! |  | 0.00025132 |  | 0.0002653 |  | #REF! |  | 0.00010936 |  | 0.00017447 |  | 8.3912e-07 |  | 0.00013571 |  | 0.00013571 |  | 0.00077951 |  | 0.0009879 |  | 1.3432e-06 |  | 0.0002703 |  | 0 |  | 0
| #REF! |  | 0.0039077 |  | 0.0090237 |  | 1.2711e-05 |  | 0.067408 |  | 0.029993 |  | 0.04087 |  | 0.0025602 |  | 0.00032169 |  | 0 |  | #REF! |  | #REF! |  | 0.00025134 |  | 0.00026538 |  | #REF! |  | 0.00010937 |  | 0.00017448 |  | 7.4234e-07 |  | 4.1259e-05 |  | 4.1259e-05 |  | 0.00080606 |  | 0.0010681 |  | 2.9552e-06 |  | 0.0002703 |  | 0 |  | 0
| #REF! |  | 0.0037923 |  | 0.0087742 |  | 1.2711e-05 |  | 0.065101 |  | 0.031513 |  | 0.043265 |  | 0.0026026 |  | 0.00019977 |  | 0 |  | #REF! |  | #REF! |  | 0.000277 |  | 0.00013268 |  | #REF! |  | 0.00023075 |  | 8.1229e-05 |  | 5.4171e-07 |  | -0.00032187 |  | -0.00032187 |  | 0.00080204 |  | 0.0004578 |  | 4.5674e-06 |  | 0.0002719 |  | 0 |  | 0
| #REF! |  | 0.0036645 |  | 0.0086714 |  | 9.1924e-05 |  | 0.06314 |  | 0.032877 |  | 0.045463 |  | 0.0025923 |  | 0.00019978 |  | 0 |  | #REF! |  | #REF! |  | 0.00037931 |  | 0.00018952 |  | #REF! |  | 0.00023077 |  | 8.1234e-05 |  | 3.4683e-07 |  | -0.0002578 |  | -0.0002578 |  | 0.00074577 |  | -0.0005102 |  | 4.5674e-06 |  | 0.00027112 |  | 0 |  | 0
| #REF! |  | 0.0035526 |  | 0.0084581 |  | 9.1916e-05 |  | 0.060746 |  | 0.034257 |  | 0.047529 |  | 0.0026057 |  | 0.00029659 |  | 0 |  | #REF! |  | #REF! |  | 0.00036261 |  | 0.00029394 |  | #REF! |  | 3.932e-05 |  | 0.00016012 |  | 2.8619e-07 |  | -0.00012489 |  | -0.00012489 |  | 0.00067582 |  | -0.00043129 |  | 2.4181e-06 |  | 0.00026711 |  | 0 |  | 0
| #REF! |  | 0.0034098 |  | 0.0081245 |  | 5.4762e-05 |  | 0.059159 |  | 0.035926 |  | 0.049927 |  | 0.0026027 |  | 0.00029661 |  | 0 |  | #REF! |  | #REF! |  | 0.00026034 |  | 0.00023718 |  | #REF! |  | 3.9322e-05 |  | 0.00016013 |  | 4.8123e-07 |  | -0.00024763 |  | -0.00024763 |  | 0.00069437 |  | -0.00067409 |  | 0 |  | 0.0002615 |  | 0 |  | 0
| #REF! |  | 0.0033334 |  | 0.0078747 |  | 5.4757e-05 |  | 0.057463 |  | 0.037815 |  | 0.052459 |  | 0.0026321 |  | 0.00022291 |  | 0 |  | #REF! |  | #REF! |  | 0.00028339 |  | 0.00023665 |  | #REF! |  | 0.00032127 |  | 0.00011921 |  | 7.549e-07 |  | -0.00032861 |  | -0.00032861 |  | 0.00067104 |  | -0.00071505 |  | 0 |  | 0.00026471 |  | 0 |  | 0
| #REF! |  | 0.0031905 |  | 0.0076556 |  | 1.2711e-05 |  | 0.055169 |  | 0.039664 |  | 0.055098 |  | 0.0026547 |  | 0.00022292 |  | 0 |  | #REF! |  | #REF! |  | 0.00028341 |  | 0.00023665 |  | #REF! |  | 0.00032129 |  | 0.00011922 |  | 8.9504e-07 |  | -9.9438e-05 |  | -9.9438e-05 |  | 0.00073625 |  | -0.00013855 |  | 8.0616e-07 |  | 0.00027197 |  | 0 |  | 0
| #REF! |  | 0.003146 |  | 0.007592 |  | 1.2713e-05 |  | 0.052918 |  | 0.041606 |  | 0.057875 |  | 0.0026904 |  | 0.0003428 |  | 0 |  | #REF! |  | #REF! |  | 0.00032853 |  | 0.00020904 |  | #REF! |  | 0.0001702 |  | 0.00010029 |  | 8.9496e-07 |  | 7.4955e-05 |  | 7.4955e-05 |  | 0.00073706 |  | 0.00040638 |  | 8.0616e-07 |  | 0.00027439 |  | 0 |  | 0
| #REF! |  | 0.0030726 |  | 0.0074307 |  | 1.4669e-05 |  | 0.051055 |  | 0.043693 |  | 0.060896 |  | 0.00277 |  | 0.00034282 |  | 0 |  | #REF! |  | #REF! |  | 0.00032855 |  | 0.00020904 |  | #REF! |  | 0.00017021 |  | 0.00010029 |  | 8.7637e-07 |  | -9.4517e-05 |  | -9.4517e-05 |  | 0.00063334 |  | 0.00037424 |  | 0 |  | 0.00027281 |  | 0 |  | 0
| #REF! |  | 0.0028799 |  | 0.0071748 |  | 1.4667e-05 |  | 0.049778 |  | 0.045807 |  | 0.063867 |  | 0.0028198 |  | 0.00027955 |  | 0 |  | #REF! |  | #REF! |  | 0.00031879 |  | 0.00021031 |  | #REF! |  | 0 |  | 0.00026549 |  | 8.8254e-07 |  | -1.4124e-05 |  | -1.4124e-05 |  | 0.0005826 |  | -0.00022646 |  | 0 |  | 0.0002736 |  | 0 |  | 0
| #REF! |  | 0.0028045 |  | 0.0071128 |  | 6.5418e-05 |  | 0.048155 |  | 0.048064 |  | 0.066846 |  | 0.0028724 |  | 0.00027957 |  | 0 |  | #REF! |  | #REF! |  | 0.00031882 |  | 0.00021034 |  | #REF! |  | 0 |  | 0.00026551 |  | 7.2447e-07 |  | -0.00023034 |  | -0.00023034 |  | 0.00074605 |  | -0.0001149 |  | 2.4187e-06 |  | 0.00027524 |  | 0 |  | 0
| #REF! |  | 0.0027384 |  | 0.0070566 |  | 6.5412e-05 |  | 0.046509 |  | 0.050594 |  | 0.070084 |  | 0.002814 |  | 0.00031894 |  | 0 |  | #REF! |  | #REF! |  | 0.00023639 |  | 0.00011858 |  | #REF! |  | 9.725e-05 |  | 0.00024407 |  | 5.8451e-07 |  | -0.00041401 |  | -0.00041401 |  | 0.00082814 |  | 0.00045667 |  | 4.5691e-06 |  | 0.00027041 |  | 0 |  | 0
| #REF! |  | 0.0027208 |  | 0.0069634 |  | 6.7674e-05 |  | 0.045396 |  | 0.053031 |  | 0.073485 |  | 0.00276 |  | 0.00031896 |  | 0 |  | #REF! |  | #REF! |  | 0.00023641 |  | 0.0001186 |  | #REF! |  | 9.7256e-05 |  | 0.00024409 |  | 6.514e-07 |  | -0.00012605 |  | -0.00012605 |  | 0.00068654 |  | 0.00014868 |  | 2.9565e-06 |  | 0.00027365 |  | 0 |  | 0
| #REF! |  | 0.0026081 |  | 0.0068478 |  | 6.7674e-05 |  | 0.043862 |  | 0.055404 |  | 0.076879 |  | 0.0026782 |  | 0.00016357 |  | 0 |  | #REF! |  | #REF! |  | 0.00030967 |  | 0.00016718 |  | #REF! |  | 8.4125e-05 |  | 0.00025191 |  | 7.3648e-07 |  | 5.108e-05 |  | 5.108e-05 |  | 0.00067527 |  | -0.0002747 |  | 1.3439e-06 |  | 0.00027928 |  | 0 |  | 0
| #REF! |  | 0.0025054 |  | 0.0066474 |  | 4.7917e-05 |  | 0.041816 |  | 0.058013 |  | 0.080387 |  | 0.0026219 |  | 0.00016358 |  | 0 |  | #REF! |  | #REF! |  | 0.00030969 |  | 0.00016716 |  | #REF! |  | 8.4131e-05 |  | 0.00025192 |  | 8.0963e-07 |  | -4.0212e-05 |  | -4.0212e-05 |  | 0.00073572 |  | -0.00014909 |  | 1.3439e-06 |  | 0.00028334 |  | 0 |  | 0
| #REF! |  | 0.0024974 |  | 0.0065784 |  | 4.7913e-05 |  | 0.040719 |  | 0.060699 |  | 0.084067 |  | 0.0025843 |  | 0.00026932 |  | 0 |  | #REF! |  | #REF! |  | 0.00025847 |  | 0.000351 |  | #REF! |  | 0.00016377 |  | 0.00016593 |  | 9.1341e-07 |  | -0.00016521 |  | -0.00016521 |  | 0.00068175 |  | 0.00048727 |  | 1.344e-06 |  | 0.0002785 |  | 0 |  | 0
| #REF! |  | 0.0025371 |  | 0.0065426 |  | 9.6999e-05 |  | 0.039811 |  | 0.063451 |  | 0.087567 |  | 0.0026079 |  | 0.00026933 |  | 0 |  | #REF! |  | #REF! |  | 0.00027403 |  | 0.00035095 |  | #REF! |  | 0.00016378 |  | 0.00016594 |  | 1.0229e-06 |  | -2.9349e-05 |  | -2.9349e-05 |  | 0.00056752 |  | 0.00081551 |  | 1.344e-06 |  | 0.0002737 |  | 0 |  | 0
| #REF! |  | 0.002382 |  | 0.0063399 |  | 9.6999e-05 |  | 0.038002 |  | 0.066442 |  | 0.091035 |  | 0.0026884 |  | 0.00032994 |  | 0 |  | #REF! |  | #REF! |  | 0.00026454 |  | 0.00029384 |  | #REF! |  | 0.00022223 |  | 0.00017609 |  | 1.0655e-06 |  | 2.8263e-05 |  | 2.8263e-05 |  | 0.00058846 |  | 0.0003925 |  | 1.3441e-06 |  | 0.0002729 |  | 0 |  | 0
| #REF! |  | 0.002183 |  | 0.006204 |  | 2.5425e-05 |  | 0.035698 |  | 0.069271 |  | 0.09447 |  | 0.0028313 |  | 0.00032996 |  | 0 |  | #REF! |  | #REF! |  | 0.00024902 |  | 0.0002938 |  | #REF! |  | 0.00022225 |  | 0.0001761 |  | 1.0174e-06 |  | -8.5885e-05 |  | -8.5885e-05 |  | 0.00058447 |  | 0.0005052 |  | 4.5703e-06 |  | 0.00026728 |  | 0 |  | 0
| #REF! |  | 0.0021408 |  | 0.0061247 |  | 2.5425e-05 |  | 0.034309 |  | 0.072322 |  | 0.098244 |  | 0.0029651 |  | 0.00027521 |  | 0 |  | #REF! |  | #REF! |  | 0.00021106 |  | 0.00024442 |  | #REF! |  | 6.8777e-05 |  | 0.00024464 |  | 1.0049e-06 |  | -0.00020548 |  | -0.00020548 |  | 0.00053777 |  | -0.00026504 |  | 4.5703e-06 |  | 0.00026486 |  | 0 |  | 0
| #REF! |  | 0.0020575 |  | 0.0058371 |  | 4.6939e-05 |  | 0.033119 |  | 0.075868 |  | 0.10221 |  | 0.0032143 |  | 0.00027523 |  | 0 |  | #REF! |  | #REF! |  | 0.00021107 |  | 0.00024445 |  | #REF! |  | 6.8782e-05 |  | 0.00024466 |  | 9.4367e-07 |  | -9.3508e-05 |  | -9.3508e-05 |  | 0.00062959 |  | -0.0011222 |  | 2.9574e-06 |  | 0.00026407 |  | 0 |  | 0
| #REF! |  | 0.0020299 |  | 0.0056938 |  | 4.6939e-05 |  | 0.031713 |  | 0.079104 |  | 0.10586 |  | 0.0034982 |  | 0.00033113 |  | 0 |  | #REF! |  | #REF! |  | 0.00022937 |  | 0.00024944 |  | #REF! |  | 0.00010398 |  | 0.00032896 |  | 7.8552e-07 |  | -0.00011427 |  | -0.00011427 |  | 0.00076731 |  | -0.00098939 |  | 2.9574e-06 |  | 0.00026731 |  | 0 |  | 0
| #REF! |  | 0.0019076 |  | 0.0057574 |  | 7.6133e-05 |  | 0.030655 |  | 0.082296 |  | 0.10983 |  | 0.0037493 |  | 0.00033115 |  | 0 |  | #REF! |  | #REF! |  | 0.00022938 |  | 0.00024944 |  | #REF! |  | 0.00010398 |  | 0.00032898 |  | 6.4543e-07 |  | -0.0002513 |  | -0.0002513 |  | 0.00078583 |  | -0.00039431 |  | 1.3444e-06 |  | 0.00027134 |  | 0 |  | 0
| #REF! |  | 0.0017397 |  | 0.005648 |  | 7.614e-05 |  | 0.029815 |  | 0.086001 |  | 0.1143 |  | 0.0039419 |  | 0.0002139 |  | 0 |  | #REF! |  | #REF! |  | 0.00023097 |  | 0.00022678 |  | #REF! |  | 0.00013289 |  | 0.00017354 |  | 7.186e-07 |  | -0.0002349 |  | -0.0002349 |  | 0.00077062 |  | -3.6229e-05 |  | 1.3444e-06 |  | 0.00027298 |  | 0 |  | 0
| #REF! |  | 0.0017896 |  | 0.0055039 |  | 6.5418e-05 |  | 0.028771 |  | 0.089649 |  | 0.11874 |  | 0.0040174 |  | 0.00021391 |  | 0 |  | #REF! |  | #REF! |  | 0.00023098 |  | 0.00022681 |  | #REF! |  | 0.0001329 |  | 0.00017355 |  | 8.7691e-07 |  | -0.00031975 |  | -0.00031975 |  | 0.00070213 |  | -0.00032399 |  | 5.3778e-07 |  | 0.00026813 |  | 0 |  | 0
| #REF! |  | 0.0019322 |  | 0.0054545 |  | 6.5418e-05 |  | 0.027403 |  | 0.093207 |  | 0.12315 |  | 0.0041017 |  | 0.00019384 |  | 0 |  | #REF! |  | #REF! |  | 0.00017807 |  | 0.0001726 |  | #REF! |  | 9.8306e-05 |  | 0.00019728 |  | 1.0777e-06 |  | -0.00020339 |  | -0.00020339 |  | 0.00063941 |  | -2.6361e-05 |  | 5.3781e-07 |  | 0.00026253 |  | 0 |  | 0
| #REF! |  | 0.0018792 |  | 0.0054298 |  | 0.00011617 |  | 0.026815 |  | 0.097143 |  | 0.12764 |  | 0.0041493 |  | 0.00019385 |  | 0 |  | #REF! |  | #REF! |  | 0.00017808 |  | 0.0001726 |  | #REF! |  | 9.8313e-05 |  | 0.00019729 |  | 1.1328e-06 |  | -0.00023495 |  | -0.00023495 |  | 0.00066276 |  | 0.00061121 |  | 1.3445e-06 |  | 0.00026172 |  | 0 |  | 0
| #REF! |  | 0.0017964 |  | 0.0054394 |  | 0.00011618 |  | 0.026317 |  | 0.10139 |  | 0.13222 |  | 0.0043835 |  | 0.00022304 |  | 0 |  | #REF! |  | #REF! |  | 0.00022236 |  | 0.00025179 |  | #REF! |  | 0.00020009 |  | 0.00021461 |  | 1.0052e-06 |  | 6.6356e-05 |  | 6.6356e-05 |  | 0.0009728 |  | 0.00040331 |  | 1.3446e-06 |  | 0.00027219 |  | 0 |  | 0
| #REF! |  | 0.00176 |  | 0.005429 |  | 4.1072e-05 |  | 0.025575 |  | 0.10568 |  | 0.13725 |  | 0.0047428 |  | 0.00022305 |  | 0 |  | #REF! |  | #REF! |  | 0.00022238 |  | 0.00025179 |  | #REF! |  | 0.0002001 |  | 0.00021462 |  | 7.7384e-07 |  | 0.00042563 |  | 0.00042563 |  | 0.00099547 |  | 0.00042409 |  | 5.3788e-07 |  | 0.00028108 |  | 0 |  | 0
| #REF! |  | 0.001724 |  | 0.0052546 |  | 4.1075e-05 |  | 0.024477 |  | 0.10971 |  | 0.1416 |  | 0.0051011 |  | 0.00024605 |  | 0 |  | #REF! |  | #REF! |  | 0.00027428 |  | 0.00028298 |  | #REF! |  | 3.9261e-05 |  | 0.00016197 |  | 5.968e-07 |  | 4.922e-05 |  | 4.922e-05 |  | 0.00075466 |  | 0.00016959 |  | 5.3788e-07 |  | 0.00028028 |  | 0 |  | 0
| #REF! |  | 0.0016938 |  | 0.0048784 |  | 7.4441e-05 |  | 0.023465 |  | 0.11388 |  | 0.14532 |  | 0.0053044 |  | 0.00027733 |  | 0 |  | #REF! |  | #REF! |  | 0.0002743 |  | 0.00028298 |  | #REF! |  | 3.9264e-05 |  | 0.00016198 |  | 6.3314e-07 |  | 0.00010384 |  | 0.00010384 |  | 0.00080782 |  | -0.00046533 |  | 5.3788e-07 |  | 0.00027625 |  | 0 |  | 0
| #REF! |  | 0.0016033 |  | 0.0046954 |  | 7.4448e-05 |  | 0.022425 |  | 0.118 |  | 0.14868 |  | 0.0053636 |  | 0.00031818 |  | 0 |  | #REF! |  | #REF! |  | 0.00021821 |  | 0.00015372 |  | #REF! |  | 0.00011494 |  | 0.0001394 |  | 7.3074e-07 |  | 6.2501e-05 |  | 6.2501e-05 |  | 0.00091988 |  | -0.00010138 |  | 5.3791e-07 |  | 0.00027145 |  | 0 |  | 0
| #REF! |  | 0.0015351 |  | 0.0048853 |  | 0.00010941 |  | 0.021709 |  | 0.12214 |  | 0.15284 |  | 0.0053533 |  | 0.00035515 |  | 0 |  | #REF! |  | #REF! |  | 0.00021822 |  | 0.00018627 |  | #REF! |  | 0.00011495 |  | 0.00013941 |  | 8.5907e-07 |  | -0.00023723 |  | -0.00023723 |  | 0.00086188 |  | 0.00093567 |  | 2.9587e-06 |  | 0.00027226 |  | 0 |  | 0
| #REF! |  | 0.0015376 |  | 0.0048299 |  | 0.00010942 |  | 0.021248 |  | 0.12685 |  | 0.15733 |  | 0.005302 |  | 0.00029513 |  | 0 |  | #REF! |  | #REF! |  | 0.00022403 |  | 0.00021179 |  | #REF! |  | 0.00011458 |  | 0.0001805 |  | 8.8347e-07 |  | -4.353e-05 |  | -4.353e-05 |  | 0.00080711 |  | 0.0012404 |  | 2.4209e-06 |  | 0.00027145 |  | 0 |  | 0
| #REF! |  | 0.0015671 |  | 0.0046265 |  | 4.6943e-05 |  | 0.020212 |  | 0.13181 |  | 0.16144 |  | 0.0052479 |  | 0.00022693 |  | 0 |  | #REF! |  | #REF! |  | 0.00022404 |  | 0.00020401 |  | #REF! |  | 0.00011459 |  | 0.00018051 |  | 9.1413e-07 |  | 0.00014584 |  | 0.00014584 |  | 0.00069523 |  | 0.0002734 |  | 0 |  | 0.00027149 |  | 0 |  | 0
| #REF! |  | 0.0014387 |  | 0.0044752 |  | 4.6943e-05 |  | 0.019257 |  | 0.1369 |  | 0.16649 |  | 0.0051998 |  | 0.0003834 |  | 0.00011801 |  | #REF! |  | #REF! |  | 0.00025154 |  | 0.00019637 |  | #REF! |  | 0.00012796 |  | 0.00012429 |  | 8.5922e-07 |  | -4.3536e-05 |  | -4.3536e-05 |  | 0.00054378 |  | -0.00010259 |  | 0 |  | 0.00027793 |  | 0 |  | 0.00076548
| #REF! |  | 0.0014241 |  | 0.0044288 |  | 6.5418e-05 |  | 0.018561 |  | 0.14226 |  | 0.1722 |  | 0.0052443 |  | 0.00038342 |  | 0.00038437 |  | #REF! |  | #REF! |  | 0.00025156 |  | 0.00017162 |  | #REF! |  | 0.00012797 |  | 0.0001243 |  | 7.3713e-07 |  | -0.00023512 |  | -0.00023512 |  | 0.00065576 |  | -0.00017723 |  | 8.0701e-07 |  | 0.00028115 |  | 0 |  | 0.0013551
| #REF! |  | 0.0015745 |  | 0.0043897 |  | 6.5424e-05 |  | 0.018204 |  | 0.14745 |  | 0.17626 |  | 0.0053143 |  | 0.0003028 |  | 0.00072815 |  | #REF! |  | #REF! |  | 0.00014677 |  | 0.00018222 |  | #REF! |  | 6.7612e-05 |  | 8.8776e-05 |  | 5.9138e-07 |  | -0.00027004 |  | -0.00027004 |  | 0.00073636 |  | -4.306e-05 |  | 1.3451e-06 |  | 0.00028681 |  | 0 |  | 0.0016264
| #REF! |  | 0.0014848 |  | 0.0043535 |  | 4.4009e-05 |  | 0.017798 |  | 0.15251 |  | 0.17924 |  | 0.0054322 |  | 0.00034216 |  | 0.00088164 |  | #REF! |  | #REF! |  | 0.00028834 |  | 0.00018222 |  | #REF! |  | 6.7617e-05 |  | 8.8782e-05 |  | 5.2447e-07 |  | -0.00014052 |  | -0.00014052 |  | 0.0007066 |  | 5.8016e-05 |  | 1.3451e-06 |  | 0.00029247 |  | 0 |  | 0.0015901
| #REF! |  | 0.0013595 |  | 0.0043256 |  | 4.4009e-05 |  | 0.017121 |  | 0.15747 |  | 0.18278 |  | 0.0055245 |  | 0.00041629 |  | 0.00079117 |  | #REF! |  | #REF! |  | 0.00034454 |  | 0.0002663 |  | #REF! |  | 0.00010707 |  | 0.00015644 |  | 5.6076e-07 |  | -7.6209e-06 |  | -7.6209e-06 |  | 0.00088633 |  | -0.00013577 |  | 8.0711e-07 |  | 0.00029732 |  | 0 |  | 0.001558
| #REF! |  | 0.0013858 |  | 0.0043821 |  | 8.9112e-05 |  | 0.01674 |  | 0.16238 |  | 0.18733 |  | 0.0056197 |  | 0.00037697 |  | 0.00052744 |  | #REF! |  | #REF! |  | 0.0002586 |  | 0.00028664 |  | #REF! |  | 0.00010708 |  | 0.00015645 |  | 6.3962e-07 |  | 3.593e-05 |  | 3.593e-05 |  | 0.00090647 |  | 0.00050816 |  | 2.4214e-06 |  | 0.00028926 |  | 0 |  | 0.001778
| #REF! |  | 0.0013486 |  | 0.0044247 |  | 8.9112e-05 |  | 0.016475 |  | 0.16754 |  | 0.19231 |  | 0.005757 |  | 0.00038688 |  | 0.00057655 |  | #REF! |  | #REF! |  | 0.00025396 |  | 0.00024995 |  | #REF! |  | 0.00029934 |  | 0.00017606 |  | 8.7752e-07 |  | 8.7108e-05 |  | 8.7108e-05 |  | 0.00078727 |  | 0.00010384 |  | 2.4217e-06 |  | 0.00027317 |  | 0 |  | 0.0017759
| #REF! |  | 0.0013095 |  | 0.0042281 |  | 7.05e-05 |  | 0.015733 |  | 0.17233 |  | 0.19551 |  | 0.0059343 |  | 0.00038691 |  | 0.00061927 |  | #REF! |  | #REF! |  | 0.00019835 |  | 0.00022968 |  | #REF! |  | 0.00029936 |  | 0.00017607 |  | 1.1949e-06 |  | 3.3756e-05 |  | 3.3756e-05 |  | 0.00075342 |  | -0.00048691 |  | 8.0716e-07 |  | 0.00026994 |  | 0 |  | 0.0016494
| #REF! |  | 0.0013396 |  | 0.0041646 |  | 7.05e-05 |  | 0.014839 |  | 0.17675 |  | 0.19887 |  | 0.006148 |  | 0.00041101 |  | 0.00028413 |  | #REF! |  | #REF! |  | 0.00032754 |  | 0.00019454 |  | #REF! |  | 0.00018276 |  | 0.00018217 |  | 1.3533e-06 |  | -2.8315e-05 |  | -2.8315e-05 |  | 0.00078893 |  | 0.00023066 |  | 8.0721e-07 |  | 0.00027802 |  | 0 |  | 0.001597
| #REF! |  | 0.0013827 |  | 0.0041571 |  | 8.0095e-05 |  | 0.01463 |  | 0.18112 |  | 0.20268 |  | 0.0063407 |  | 0.00041104 |  | 0.00041719 |  | #REF! |  | #REF! |  | 0.00033561 |  | 0.00019457 |  | #REF! |  | 0.00018277 |  | 0.00018219 |  | 1.103e-06 |  | -4.0295e-05 |  | -4.0295e-05 |  | 0.00076158 |  | 0.00024376 |  | 8.0726e-07 |  | 0.00028368 |  | 0 |  | 0.0017771
| #REF! |  | 0.0014164 |  | 0.004141 |  | 8.0088e-05 |  | 0.01459 |  | 0.18569 |  | 0.20608 |  | 0.0065162 |  | 0.00025341 |  | 0.00066766 |  | #REF! |  | #REF! |  | 0.00022207 |  | 0.0001669 |  | #REF! |  | 9.5136e-05 |  | 0.0001211 |  | 7.1929e-07 |  | 9.6934e-05 |  | 9.6934e-05 |  | 0.00075356 |  | -0.0001224 |  | 1.3455e-06 |  | 0.00027805 |  | 0 |  | 0.0017592
| #REF! |  | 0.0013989 |  | 0.0041311 |  | 5.3789e-05 |  | 0.014132 |  | 0.19047 |  | 0.20867 |  | 0.006677 |  | 0.00025343 |  | 0.00054405 |  | #REF! |  | #REF! |  | 0.00021404 |  | 0.0001669 |  | #REF! |  | 9.5142e-05 |  | 0.00012111 |  | 5.0645e-07 |  | 0.0001013 |  | 0.0001013 |  | 0.00090669 |  | 0.00052753 |  | 1.3455e-06 |  | 0.00027241 |  | 0 |  | 0.0015694
| #REF! |  | 0.0013537 |  | 0.0039767 |  | 5.3794e-05 |  | 0.01343 |  | 0.19449 |  | 0.20992 |  | 0.0068509 |  | 0.00037333 |  | 0.00075634 |  | #REF! |  | #REF! |  | 0.00024247 |  | 0.00016004 |  | #REF! |  | 0.00010271 |  | 0.00015027 |  | 4.2698e-07 |  | -0.00011002 |  | -0.00011002 |  | 0.00076812 |  | 0.00038151 |  | 8.0731e-07 |  | 0.00027565 |  | 0 |  | 0.0016455
| #REF! |  | 0.0012808 |  | 0.0039016 |  | 7.896e-05 |  | 0.012784 |  | 0.19814 |  | 0.21274 |  | 0.0070322 |  | 0.00037336 |  | 0.00058886 |  | #REF! |  | #REF! |  | 0.00024249 |  | 0.00016002 |  | #REF! |  | 0.00010272 |  | 0.00015028 |  | 4.5703e-07 |  | -7.5169e-05 |  | -7.5169e-05 |  | 0.00062546 |  | -0.0002842 |  | 8.0736e-07 |  | 0.00027968 |  | 0 |  | 0.0017058
| #REF! |  | 0.0013308 |  | 0.0039098 |  | 7.8967e-05 |  | 0.012372 |  | 0.20176 |  | 0.21507 |  | 0.007205 |  | 0.00024447 |  | 0.00043776 |  | #REF! |  | #REF! |  | 0.00034169 |  | 0.00016818 |  | #REF! |  | 0.00010907 |  | 0.00020877 |  | 6.1548e-07 |  | -0.0001224 |  | -0.0001224 |  | 0.00054731 |  | 0.00023299 |  | 2.9605e-06 |  | 0.00028131 |  | 0 |  | 0.0019107
| #REF! |  | 0.0012564 |  | 0.0038374 |  | 3.1295e-05 |  | 0.012268 |  | 0.20527 |  | 0.21438 |  | 0.0073556 |  | 0.00030775 |  | 0.00045796 |  | #REF! |  | #REF! |  | 0.00034171 |  | 0.0001682 |  | #REF! |  | 0.00010908 |  | 0.00020878 |  | 9.0225e-07 |  | -0.00013767 |  | -0.00013767 |  | 0.00054573 |  | 0.00058259 |  | 2.9605e-06 |  | 0.00027972 |  | 0 |  | 0.0020105
| #REF! |  | 0.0011898 |  | 0.0037951 |  | 3.1298e-05 |  | 0.011875 |  | 0.20824 |  | 0.21419 |  | 0.0075016 |  | 0.00031995 |  | 0.00061929 |  | #REF! |  | #REF! |  | 0.00018443 |  | 0.00023397 |  | #REF! |  | 2.2989e-05 |  | 0.00011608 |  | 1.1284e-06 |  | -7.0824e-05 |  | -7.0824e-05 |  | 0.00060054 |  | 0.00035748 |  | 1.3458e-06 |  | 0.00027004 |  | 0 |  | 0.0021299
| #REF! |  | 0.0012682 |  | 0.0037344 |  | 6.0917e-05 |  | 0.011445 |  | 0.21038 |  | 0.216 |  | 0.0076796 |  | 0.00028026 |  | 0.00061152 |  | #REF! |  | #REF! |  | 0.00018445 |  | 0.00023404 |  | #REF! |  | 2.2991e-05 |  | 0.00011609 |  | 1.1403e-06 |  | -0.00010679 |  | -0.00010679 |  | 0.00066427 |  | 6.031e-06 |  | 2.9609e-06 |  | 0.00025958 |  | 0 |  | 0.0021152
| #REF! |  | 0.0011854 |  | 0.0037194 |  | 6.0912e-05 |  | 0.011355 |  | 0.21243 |  | 0.21749 |  | 0.007874 |  | 0.0003366 |  | 0.00048578 |  | #REF! |  | #REF! |  | 0.00018913 |  | 0.00021425 |  | #REF! |  | 0.0001008 |  | 5.1544e-05 |  | 1.0056e-06 |  | -0.00022668 |  | -0.00022668 |  | 0.00072558 |  | -0.00043099 |  | 2.4226e-06 |  | 0.00025395 |  | 0 |  | 0.0017383
| #REF! |  | 0.001251 |  | 0.0036865 |  | 6.1481e-05 |  | 0.011028 |  | 0.21436 |  | 0.21696 |  | 0.0080156 |  | 0.00032111 |  | 0.0005212 |  | #REF! |  | #REF! |  | 0.00018915 |  | 0.00021425 |  | #REF! |  | 0.00010081 |  | 5.1547e-05 |  | 8.2288e-07 |  | -0.00015586 |  | -0.00015586 |  | 0.00065786 |  | -0.00073319 |  | 8.0756e-07 |  | 0.00025879 |  | 0 |  | 0.0019682
| #REF! |  | 0.0014154 |  | 0.0036615 |  | 6.1481e-05 |  | 0.010924 |  | 0.21569 |  | 0.21585 |  | 0.0081121 |  | 0.00040183 |  | 0.0003396 |  | #REF! |  | #REF! |  | 0.00031817 |  | 0.00017211 |  | #REF! |  | 0.00015857 |  | 0.00019553 |  | 6.2817e-07 |  | 4.3596e-06 |  | 4.3596e-06 |  | 0.00058534 |  | -0.0001987 |  | 8.0756e-07 |  | 0.00026929 |  | 0 |  | 0.0022926
| #REF! |  | 0.0012827 |  | 0.0037525 |  | 0.00010096 |  | 0.010675 |  | 0.21688 |  | 0.21522 |  | 0.0082205 |  | 0.0003938 |  | 0.0003443 |  | #REF! |  | #REF! |  | 0.00031819 |  | 0.00017211 |  | #REF! |  | 0.00015858 |  | 0.00019555 |  | 5.4926e-07 |  | 0.00011028 |  | 0.00011028 |  | 0.00059501 |  | 0.00038639 |  | 2.4229e-06 |  | 0.00028057 |  | 0 |  | 0.002226
| #REF! |  | 0.0010377 |  | 0.0037201 |  | 0.00010096 |  | 0.0099975 |  | 0.21754 |  | 0.21473 |  | 0.008374 |  | 0.00043639 |  | 0.00024362 |  | #REF! |  | #REF! |  | 0.00032497 |  | 0.00020409 |  | #REF! |  | 0.00010343 |  | 0.00013257 |  | 7.441e-07 |  | 0.00017787 |  | 0.00017787 |  | 0.00066605 |  | 0.00028276 |  | 2.9613e-06 |  | 0.00029029 |  | 0 |  | 0.0019556
| #REF! |  | 0.00099878 |  | 0.00367 |  | 2.8364e-05 |  | 0.0097958 |  | 0.21767 |  | 0.21205 |  | 0.008544 |  | 0.00043642 |  | 0.00034829 |  | #REF! |  | #REF! |  | 0.00032499 |  | 0.00023412 |  | #REF! |  | 0.00010344 |  | 0.00013258 |  | 1.0548e-06 |  | -1.3081e-05 |  | -1.3081e-05 |  | 0.00072249 |  | 4.7054e-06 |  | 2.9614e-06 |  | 0.0002919 |  | 0 |  | 0.0020181
| #REF! |  | 0.0010761 |  | 0.0035284 |  | 2.8364e-05 |  | 0.0095434 |  | 0.21742 |  | 0.20773 |  | 0.0087134 |  | 0.00041662 |  | 0.00053853 |  | #REF! |  | #REF! |  | 0.00025101 |  | 0.00024416 |  | #REF! |  | 0.00012149 |  | 0.0002003 |  | 1.1281e-06 |  | -7.9585e-05 |  | -7.9585e-05 |  | 0.00065314 |  | -0.00017442 |  | 4.5771e-06 |  | 0.00028625 |  | 0 |  | 0.00209
| #REF! |  | 0.0010843 |  | 0.0033827 |  | 9.5888e-05 |  | 0.0090321 |  | 0.21629 |  | 0.20359 |  | 0.008907 |  | 0.00054068 |  | 0.00077918 |  | #REF! |  | #REF! |  | 0.00025103 |  | 0.00021418 |  | #REF! |  | 0.0001215 |  | 0.00020032 |  | 8.9074e-07 |  | -3.9251e-05 |  | -3.9251e-05 |  | 0.00057254 |  | 0.00013546 |  | 2.9616e-06 |  | 0.00028385 |  | 0 |  | 0.0021641
| #REF! |  | 0.0010302 |  | 0.0034245 |  | 9.5889e-05 |  | 0.0088825 |  | 0.21467 |  | 0.20021 |  | 0.0091204 |  | 0.00050535 |  | 0.00083692 |  | #REF! |  | #REF! |  | 0.00024726 |  | 0.00019911 |  | #REF! |  | 0 |  | 0.00017467 |  | 6.5898e-07 |  | -0.00010358 |  | -0.00010358 |  | 0.000625 |  | 0.00019797 |  | 4.5773e-06 |  | 0.00027903 |  | 0 |  | 0.0022095
| #REF! |  | 0.0011382 |  | 0.0034114 |  | 4.2061e-05 |  | 0.0086419 |  | 0.21269 |  | 0.19662 |  | 0.0093374 |  | 0.00044546 |  | 0.00052958 |  | #REF! |  | #REF! |  | 0.00024727 |  | 0.00019914 |  | #REF! |  | 0 |  | 0.00017468 |  | 5.8574e-07 |  | -9.8136e-05 |  | -9.8136e-05 |  | 0.00080489 |  | 0.00049322 |  | 6.1929e-06 |  | 0.00027098 |  | 0 |  | 0.0021097
| #REF! |  | 0.0011661 |  | 0.0032317 |  | 4.2057e-05 |  | 0.0081012 |  | 0.21023 |  | 0.19134 |  | 0.0095242 |  | 0.00038849 |  | 0.00051247 |  | #REF! |  | #REF! |  | 0.00024926 |  | 0.00022218 |  | #REF! |  | 3.5729e-05 |  | 0.0001704 |  | 6.5283e-07 |  | -3.1624e-05 |  | -3.1624e-05 |  | 0.00083795 |  | 0.00032468 |  | 2.962e-06 |  | 0.00026453 |  | 0 |  | 0.0024836
| #REF! |  | 0.0011384 |  | 0.0031881 |  | 3.717e-05 |  | 0.007915 |  | 0.20737 |  | 0.18656 |  | 0.0096757 |  | 0.00037033 |  | 0.00046879 |  | #REF! |  | #REF! |  | 0.00024928 |  | 0.00022215 |  | #REF! |  | 3.5731e-05 |  | 0.00017041 |  | 6.039e-07 |  | -2.1812e-05 |  | -2.1812e-05 |  | 0.00073069 |  | -0.00015342 |  | 2.962e-06 |  | 0.00025969 |  | 0 |  | 0.0027617
| #REF! |  | 0.0010751 |  | 0.0032905 |  | 3.7167e-05 |  | 0.0074067 |  | 0.20376 |  | 0.18105 |  | 0.0098919 |  | 0.00026328 |  | 0.00036037 |  | #REF! |  | #REF! |  | 0 |  | 1.8149e-05 |  | #REF! |  | 0 |  | 0 |  | 1.2694e-06 |  | -0.00047225 |  | -0.00047225 |  | 0.00065093 |  | -0.00048407 |  | 2.4238e-06 |  | 0.0002694 |  | 0 |  | 0.0025255
| #REF! |  | 0.001109 |  | 0.0033597 |  | 6.9384e-05 |  | 0.0073483 |  | 0.19964 |  | 0.17584 |  | 0.010142 |  | 0.00067538 |  | 0.000369 |  | #REF! |  | #REF! |  | 0.00016754 |  | 0.00020657 |  | #REF! |  | 6.1222e-05 |  | 0.00012123 |  | 1.8852e-06 |  | -0.00014615 |  | -0.00014615 |  | 0.00063399 |  | -0.00047165 |  | 5.654e-06 |  | 0.00027102 |  | 0 |  | 0.0027653
| #REF! |  | 0.0011273 |  | 0.0032875 |  | 6.9378e-05 |  | 0.0071222 |  | 0.19537 |  | 0.17041 |  | 0.010426 |  | 0.00052383 |  | 0.00030895 |  | #REF! |  | #REF! |  | 0.00016755 |  | 0.00018842 |  | #REF! |  | 6.1226e-05 |  | 0.00012124 |  | 2.3793e-06 |  | -1.1999e-05 |  | -1.1999e-05 |  | 0.00063161 |  | -0.00032661 |  | 5.6544e-06 |  | 0.00028313 |  | 0 |  | 0.0028299
| #REF! |  | 0.0010628 |  | 0.0032031 |  | 6.6564e-05 |  | 0.0070006 |  | 0.19108 |  | 0.16453 |  | 0.010643 |  | 0.00053225 |  | 0.00056969 |  | #REF! |  | #REF! |  | 0.00033276 |  | 0.00017953 |  | #REF! |  | 0.00013268 |  | 0.00013368 |  | 2.2086e-06 |  | -4.6915e-05 |  | -4.6915e-05 |  | 0.00071953 |  | 0.00028986 |  | 5.6547e-06 |  | 0.00028233 |  | 0 |  | 0.0028194
| #REF! |  | 0.0010726 |  | 0.0032016 |  | 6.6564e-05 |  | 0.0067129 |  | 0.18631 |  | 0.15978 |  | 0.010863 |  | 0.00070741 |  | 0.00059126 |  | #REF! |  | #REF! |  | 0.00033278 |  | 0.00017953 |  | #REF! |  | 0.00013269 |  | 0.00013369 |  | 2.1119e-06 |  | -0.00028911 |  | -0.00028911 |  | 0.00064697 |  | 8.4812e-05 |  | 5.6551e-06 |  | 0.00028073 |  | 0 |  | 0.0030696
| #REF! |  | 0.0010723 |  | 0.0032041 |  | 8.5172e-05 |  | 0.0064435 |  | 0.18135 |  | 0.15491 |  | 0.011077 |  | 0.00079336 |  | 0.00064981 |  | #REF! |  | #REF! |  | 0.00020939 |  | 0.00023118 |  | #REF! |  | 0.00016985 |  | 0.00010676 |  | 2.1844e-06 |  | -0.00023239 |  | -0.00023239 |  | 0.00063245 |  | -1.1796e-05 |  | 5.6551e-06 |  | 0.00028557 |  | 0 |  | 0.0032481
| #REF! |  | 0.00096878 |  | 0.0031677 |  | 8.5179e-05 |  | 0.0061946 |  | 0.17632 |  | 0.14909 |  | 0.011296 |  | 0.00077345 |  | 0.00056493 |  | #REF! |  | #REF! |  | 0.00020941 |  | 0.00023118 |  | #REF! |  | 0.00016986 |  | 0.00010676 |  | 2.2454e-06 |  | -0.00011892 |  | -0.00011892 |  | 0.00071482 |  | 0.00055975 |  | 5.6551e-06 |  | 0.00029206 |  | 0 |  | 0.0031442
| #REF! |  | 0.0010352 |  | 0.0030835 |  | 3.8148e-05 |  | 0.0060444 |  | 0.17128 |  | 0.14403 |  | 0.011509 |  | 0.00069269 |  | 0.00064604 |  | #REF! |  | #REF! |  | 0.00020761 |  | 0.00019841 |  | #REF! |  | 0.00014472 |  | 9.1834e-05 |  | 2.2337e-06 |  | -0.00015446 |  | -0.00015446 |  | 0.00073499 |  | 0.00048106 |  | 5.6554e-06 |  | 0.00029529 |  | 0 |  | 0.0031173
| #REF! |  | 0.001036 |  | 0.0030454 |  | 3.8148e-05 |  | 0.0059573 |  | 0.16668 |  | 0.14038 |  | 0.011735 |  | 0.0006523 |  | 0.0008523 |  | #REF! |  | #REF! |  | 0.00020763 |  | 0.00019844 |  | #REF! |  | 0.00014473 |  | 9.184e-05 |  | 2.0137e-06 |  | -0.00012719 |  | -0.00012719 |  | 0.00060268 |  | -0.00026554 |  | 5.6558e-06 |  | 0.00028641 |  | 0 |  | 0.0034531
| #REF! |  | 0.00098642 |  | 0.0031171 |  | 5.5755e-05 |  | 0.0058178 |  | 0.16171 |  | 0.13701 |  | 0.011954 |  | 0.00078484 |  | 0.00081561 |  | #REF! |  | #REF! |  | 0.00026167 |  | 0.00019422 |  | #REF! |  | 0.00016225 |  | 0.0001121 |  | 1.7937e-06 |  | -5.4565e-06 |  | -5.4565e-06 |  | 0.00052203 |  | -0.00037063 |  | 4.0406e-06 |  | 0.0002824 |  | 0 |  | 0.0035958
| #REF! |  | 0.00094255 |  | 0.0030994 |  | 5.5755e-05 |  | 0.0057011 |  | 0.15676 |  | 0.13361 |  | 0.012147 |  | 0.00090966 |  | 0.00056024 |  | #REF! |  | #REF! |  | 0.00026168 |  | 0.00019422 |  | #REF! |  | 0.00016226 |  | 0.00011211 |  | 1.8308e-06 |  | 0.00010696 |  | 0.00010696 |  | 0.00087307 |  | 0.00027147 |  | 4.0408e-06 |  | 0.00028887 |  | 0 |  | 0.0034048
| #REF! |  | 0.00096675 |  | 0.0029832 |  | 0.00012637 |  | 0.0054689 |  | 0.15214 |  | 0.12974 |  | 0.012318 |  | 0.00082717 |  | 0.00055932 |  | #REF! |  | #REF! |  | 0.00018244 |  | 0.00011854 |  | #REF! |  | 2.8366e-05 |  | 0.00010351 |  | 2.0874e-06 |  | -5.9211e-05 |  | -5.9211e-05 |  | 0.00090378 |  | 0.00041251 |  | 4.0411e-06 |  | 0.00029292 |  | 0 |  | 0.0035663
| #REF! |  | 0.00095559 |  | 0.0029987 |  | 0.00012636 |  | 0.0051458 |  | 0.14726 |  | 0.12481 |  | 0.012504 |  | 0.00089536 |  | 0.00057208 |  | #REF! |  | #REF! |  | 0.00018245 |  | 0.00011855 |  | #REF! |  | 2.8368e-05 |  | 0.00010352 |  | 2.0874e-06 |  | -0.00022622 |  | -0.00022622 |  | 0.00063103 |  | -0.00023868 |  | 4.0411e-06 |  | 0.0002905 |  | 0 |  | 0.0037394
| #REF! |  | 0.00083212 |  | 0.0031077 |  | 7.7282e-05 |  | 0.0050309 |  | 0.14237 |  | 0.12079 |  | 0.012733 |  | 0.00099247 |  | 0.00046509 |  | #REF! |  | #REF! |  | 0.00022298 |  | 0.00024873 |  | #REF! |  | 0.00017109 |  | 0.00021355 |  | 1.831e-06 |  | -0.00012117 |  | -0.00012117 |  | 0.00068833 |  | -0.00024767 |  | 4.0413e-06 |  | 0.0002792 |  | 0 |  | 0.0038849
| #REF! |  | 0.00081942 |  | 0.0030301 |  | 7.7289e-05 |  | 0.0051006 |  | 0.13768 |  | 0.11787 |  | 0.012997 |  | 0.00096654 |  | 0.00039864 |  | #REF! |  | #REF! |  | 0.00022299 |  | 0.00024876 |  | #REF! |  | 0.0001711 |  | 0.00021356 |  | 1.6481e-06 |  | -1.965e-05 |  | -1.965e-05 |  | 0.00063434 |  | 0.00024988 |  | 4.0413e-06 |  | 0.00027117 |  | 0 |  | 0.0040865
| #REF! |  | 0.00086077 |  | 0.0028877 |  | 0.00012692 |  | 0.0050141 |  | 0.13315 |  | 0.11401 |  | 0.013281 |  | 0.00098551 |  | 0.00026601 |  | #REF! |  | #REF! |  | 0.00022837 |  | 0.00016081 |  | #REF! |  | 6.2116e-05 |  | 0.00010801 |  | 1.7216e-06 |  | -0.00018799 |  | -0.00018799 |  | 0.00066501 |  | 0.00060098 |  | 4.0416e-06 |  | 0.00026713 |  | 0 |  | 0.0040069
| #REF! |  | 0.00091679 |  | 0.0028966 |  | 0.00012693 |  | 0.0047651 |  | 0.1288 |  | 0.10928 |  | 0.013565 |  | 0.00097794 |  | 0.00029212 |  | #REF! |  | #REF! |  | 0.00022838 |  | 0.00018685 |  | #REF! |  | 6.212e-05 |  | 0.00010802 |  | 2.0142e-06 |  | -0.00025022 |  | -0.00025022 |  | 0.00071913 |  | 0.00048135 |  | 4.0416e-06 |  | 0.00026634 |  | 0 |  | 0.0041107
| #REF! |  | 0.00091842 |  | 0.0028743 |  | 8.9128e-05 |  | 0.0046017 |  | 0.12453 |  | 0.10545 |  | 0.013835 |  | 0.0010404 |  | 0.00033277 |  | #REF! |  | #REF! |  | 0.00019513 |  | 0.00013727 |  | #REF! |  | 1.4281e-06 |  | 0.00010272 |  | 2.2346e-06 |  | -4.3676e-06 |  | -4.3676e-06 |  | 0.0006481 |  | 1.7109e-05 |  | 5.6575e-06 |  | 0.00027038 |  | 0 |  | 0.0046212
| #REF! |  | 0.00080948 |  | 0.0029024 |  | 8.9136e-05 |  | 0.0044003 |  | 0.12042 |  | 0.10245 |  | 0.014073 |  | 0.0011784 |  | 0.00038232 |  | #REF! |  | #REF! |  | 0.000236 |  | 0.00011808 |  | #REF! |  | 1.4282e-06 |  | 0.00010272 |  | 2.4545e-06 |  | 0.0001414 |  | 0.0001414 |  | 0.0007224 |  | 0.00022989 |  | 5.6575e-06 |  | 0.00027201 |  | 0 |  | 0.0048089
| #REF! |  | 0.00083554 |  | 0.0029046 |  | 0.00010775 |  | 0.0041486 |  | 0.11678 |  | 0.098557 |  | 0.014319 |  | 0.0012265 |  | 0.00016632 |  | #REF! |  | #REF! |  | 0.00029136 |  | 0.0001625 |  | #REF! |  | 0.00018165 |  | 0.00013608 |  | 2.4669e-06 |  | 1.5074e-05 |  | 1.5074e-05 |  | 0.00069818 |  | -0.00078658 |  | 2.4254e-06 |  | 0.0002712 |  | 0 |  | 0.0045935
| #REF! |  | 0.00092419 |  | 0.0027818 |  | 0.00010775 |  | 0.0040294 |  | 0.1131 |  | 0.094386 |  | 0.01457 |  | 0.0011988 |  | 0.00013617 |  | #REF! |  | #REF! |  | 0.00025051 |  | 0.0001557 |  | #REF! |  | 0.00018166 |  | 0.00013609 |  | 2.4422e-06 |  | -4.9889e-05 |  | -4.9889e-05 |  | 0.00063288 |  | -0.0010402 |  | 2.4253e-06 |  | 0.00027124 |  | 0 |  | 0.0048007
| #REF! |  | 0.00084119 |  | 0.0027451 |  | 0.00014386 |  | 0.0040164 |  | 0.10957 |  | 0.091314 |  | 0.014808 |  | 0.0013074 |  | 0.00043111 |  | #REF! |  | #REF! |  | 3.5932e-05 |  | 0.00011582 |  | #REF! |  | 0.000101 |  | 0.0001916 |  | 2.406e-06 |  | -3.8227e-05 |  | -3.8227e-05 |  | 0.00063288 |  | -0.00017691 |  | 5.6586e-06 |  | 0.00027608 |  | 0 |  | 0.0052403
| #REF! |  | 0.0008589 |  | 0.0027696 |  | 0.00014386 |  | 0.0040484 |  | 0.10654 |  | 0.088726 |  | 0.015034 |  | 0.0015159 |  | 0.00051688 |  | #REF! |  | #REF! |  | 3.5934e-05 |  | 0.00017471 |  | #REF! |  | 0.000101 |  | 0.00019161 |  | 2.0457e-06 |  | -1.0922e-06 |  | -1.0922e-06 |  | 0.0005562 |  | -0.0003813 |  | 5.6582e-06 |  | 0.00028577 |  | 0 |  | 0.0053123
| #REF! |  | 0.00094459 |  | 0.0028 |  | 3.5217e-05 |  | 0.0039286 |  | 0.10332 |  | 0.086096 |  | 0.015277 |  | 0.0016636 |  | 0.00081234 |  | #REF! |  | #REF! |  | 0.00014519 |  | 0.00023779 |  | #REF! |  | 0.00011413 |  | 0.00019048 |  | 1.7221e-06 |  | 3.714e-05 |  | 3.714e-05 |  | 0.00060467 |  | -0.00013655 |  | 5.6589e-06 |  | 0.00029224 |  | 0 |  | 0.0053293
| #REF! |  | 0.00087184 |  | 0.0026781 |  | 3.5217e-05 |  | 0.0036969 |  | 0.10012 |  | 0.083464 |  | 0.015545 |  | 0.0017031 |  | 0.00075592 |  | #REF! |  | #REF! |  | 0.0001452 |  | 0.00017888 |  | #REF! |  | 0.00011414 |  | 0.00019049 |  | 1.6488e-06 |  | 6.5547e-06 |  | 6.5547e-06 |  | 0.00072258 |  | 0.00015704 |  | 5.6589e-06 |  | 0.0002971 |  | 0 |  | 0.0056572
| #REF! |  | 0.00069491 |  | 0.0025899 |  | 0.00011339 |  | 0.0036162 |  | 0.09747 |  | 0.080738 |  | 0.015821 |  | 0.0017818 |  | 0.0004431 |  | #REF! |  | #REF! |  | 0.00024504 |  | 0.00013307 |  | #REF! |  | 8.6539e-05 |  | 0.00015006 |  | 1.8872e-06 |  | -4.6531e-05 |  | -4.6531e-05 |  | 0.00071531 |  | -0.0001346 |  | 4.0428e-06 |  | 0.0002971 |  | 0 |  | 0.005683
| #REF! |  | 0.00068971 |  | 0.0026956 |  | 0.00011339 |  | 0.003724 |  | 0.094891 |  | 0.078726 |  | 0.016107 |  | 0.0017884 |  | 0.00049536 |  | #REF! |  | #REF! |  | 0.00024597 |  | 0.00013599 |  | #REF! |  | 8.6544e-05 |  | 0.00015007 |  | 2.303e-06 |  | -9.1334e-05 |  | -9.1334e-05 |  | 0.00072182 |  | -0.00010915 |  | 4.0433e-06 |  | 0.00029309 |  | 0 |  | 0.0056977
| #REF! |  | 0.00077801 |  | 0.0027487 |  | 9.7042e-05 |  | 0.0035696 |  | 0.092317 |  | 0.077192 |  | 0.01643 |  | 0.0017652 |  | 0.00046651 |  | #REF! |  | #REF! |  | 0.00022736 |  | 0.00015874 |  | #REF! |  | 8.036e-05 |  | 0.00015735 |  | 2.4801e-06 |  | -9.0902e-05 |  | -9.0902e-05 |  | 0.00068795 |  | 0.00029117 |  | 5.6593e-06 |  | 0.0002923 |  | 0 |  | 0.0064567
| #REF! |  | 0.00074455 |  | 0.0027281 |  | 9.7034e-05 |  | 0.0032681 |  | 0.090109 |  | 0.075071 |  | 0.016766 |  | 0.0018686 |  | 0.00048903 |  | #REF! |  | #REF! |  | 0.00022645 |  | 0.00017754 |  | #REF! |  | 8.0365e-05 |  | 0.00015736 |  | 2.59e-06 |  | -1.1139e-05 |  | -1.1139e-05 |  | 0.00056037 |  | 0.00013388 |  | 5.66e-06 |  | 0.00028987 |  | 0 |  | 0.0066474
| #REF! |  | 0.00073811 |  | 0.0026619 |  | 6.9397e-05 |  | 0.003021 |  | 0.08801 |  | 0.072946 |  | 0.017065 |  | 0.0020095 |  | 0.0005102 |  | #REF! |  | #REF! |  | 0.00020231 |  | 0.00014293 |  | #REF! |  | 0.00011955 |  | 7.3227e-05 |  | 2.5227e-06 |  | 1.0928e-05 |  | 1.0928e-05 |  | 0.00052245 |  | -7.2637e-05 |  | 4.0436e-06 |  | 0.00028505 |  | 0 |  | 0.0067967
| #REF! |  | 0.00080852 |  | 0.002581 |  | 6.939e-05 |  | 0.0029359 |  | 0.085918 |  | 0.071657 |  | 0.017338 |  | 0.0021738 |  | 0.00035673 |  | #REF! |  | #REF! |  | 0.00020232 |  | 0.00012129 |  | #REF! |  | 0.00011956 |  | 7.3231e-05 |  | 2.2728e-06 |  | 0 |  | 0 |  | 0.00056125 |  | -0.00018257 |  | 4.0436e-06 |  | 0.00027941 |  | 0 |  | 0.0071269
| #REF! |  | 0.00080313 |  | 0.002619 |  | 6.1498e-05 |  | 0.0029494 |  | 0.083819 |  | 0.070859 |  | 0.017594 |  | 0.0023564 |  | 0.00045264 |  | #REF! |  | #REF! |  | 0.00022708 |  | 0.00019034 |  | #REF! |  | 0.00010255 |  | 0.00014351 |  | 2.0897e-06 |  | -2.2938e-05 |  | -2.2938e-05 |  | 0.0006307 |  | -0.00020279 |  | 5.6603e-06 |  | 0.00027457 |  | 0 |  | 0.0073635
| #REF! |  | 0.00073385 |  | 0.002655 |  | 6.1498e-05 |  | 0.003037 |  | 0.081515 |  | 0.069316 |  | 0.017883 |  | 0.0024507 |  | 0.00067841 |  | #REF! |  | #REF! |  | 0.00022709 |  | 0.00019034 |  | #REF! |  | 0.00010256 |  | 0.00014352 |  | 2.0163e-06 |  | -7.6496e-05 |  | -7.6496e-05 |  | 0.00070261 |  | -0.00017856 |  | 5.6607e-06 |  | 0.00027539 |  | 0 |  | 0.0077755
| #REF! |  | 0.00072883 |  | 0.0026234 |  | 4.5981e-05 |  | 0.0030384 |  | 0.079185 |  | 0.067461 |  | 0.018215 |  | 0.002433 |  | 0.00071717 |  | #REF! |  | #REF! |  | 0.00015605 |  | 0.00019268 |  | #REF! |  | 7.0137e-05 |  | 0.00010599 |  | 2.1262e-06 |  | -7.4515e-05 |  | -7.4515e-05 |  | 0.00067681 |  | -0.00030188 |  | 5.6607e-06 |  | 0.0002746 |  | 0 |  | 0.0078541
| #REF! |  | 0.00070355 |  | 0.002599 |  | 4.5977e-05 |  | 0.0027871 |  | 0.077114 |  | 0.066511 |  | 0.018585 |  | 0.0025859 |  | 0.00066589 |  | #REF! |  | #REF! |  | 0.00015606 |  | 0.00019271 |  | #REF! |  | 7.0142e-05 |  | 0.000106 |  | 2.236e-06 |  | -1.8768e-05 |  | -1.8768e-05 |  | 0.0006655 |  | -3.969e-05 |  | 5.661e-06 |  | 0.00027945 |  | 0 |  | 0.0082335
| #REF! |  | 0.00063943 |  | 0.0026558 |  | 6.7704e-05 |  | 0.0027344 |  | 0.075348 |  | 0.065639 |  | 0.018993 |  | 0.0027284 |  | 0.00073975 |  | #REF! |  | #REF! |  | 0.0002897 |  | 0.0001954 |  | #REF! |  | 0.00021346 |  | 0.00012722 |  | 2.2362e-06 |  | 8.9647e-05 |  | 8.9647e-05 |  | 0.00087878 |  | 2.8343e-05 |  | 5.661e-06 |  | 0.00028835 |  | 0 |  | 0.0083877
| #REF! |  | 0.00071858 |  | 0.0026287 |  | 6.7704e-05 |  | 0.0029415 |  | 0.073735 |  | 0.064107 |  | 0.019394 |  | 0.0027593 |  | 0.00067185 |  | #REF! |  | #REF! |  | 0.0002898 |  | 0.0001954 |  | #REF! |  | 0.00021347 |  | 0.00012723 |  | 2.2726e-06 |  | -5.4665e-06 |  | -5.4665e-06 |  | 0.0008707 |  | 5.5906e-05 |  | 5.6614e-06 |  | 0.00028835 |  | 0 |  | 0.0081683
| #REF! |  | 0.00078611 |  | 0.0025764 |  | 8.9151e-05 |  | 0.0029231 |  | 0.072291 |  | 0.062815 |  | 0.019751 |  | 0.0030147 |  | 0.00060946 |  | #REF! |  | #REF! |  | 0.00017146 |  | 0.00013512 |  | #REF! |  | 0.00012458 |  | 7.0755e-05 |  | 2.309e-06 |  | -0.00012248 |  | -0.00012248 |  | 0.00063085 |  | -0.0003129 |  | 5.6614e-06 |  | 0.00028594 |  | 0 |  | 0.0086375
| #REF! |  | 0.00067062 |  | 0.002615 |  | 8.9144e-05 |  | 0.0027653 |  | 0.071018 |  | 0.061737 |  | 0.02005 |  | 0.0031777 |  | 0.00053555 |  | #REF! |  | #REF! |  | 0.00017139 |  | 0.00013514 |  | #REF! |  | 0.00012458 |  | 7.076e-05 |  | 2.2364e-06 |  | -7.7653e-05 |  | -7.7653e-05 |  | 0.00070279 |  | -0.00065938 |  | 5.6621e-06 |  | 0.00028354 |  | 0 |  | 0.0091421
| #REF! |  | 0.00058814 |  | 0.0026281 |  | 8.9144e-05 |  | 0.0027957 |  | 0.069393 |  | 0.060501 |  | 0.020322 |  | 0.0034329 |  | 0.00025715 |  | #REF! |  | #REF! |  | 0.00024974 |  | 0.00017484 |  | #REF! |  | 8.7522e-05 |  | 0.00014113 |  | 2.1268e-06 |  | 4.9208e-05 |  | 4.9208e-05 |  | 0.00069713 |  | 7.0839e-06 |  | 4.0448e-06 |  | 0.00028838 |  | 0 |  | 0.0093554
| #REF! |  | 0.00063959 |  | 0.0025119 |  | 8.9151e-05 |  | 0.0026562 |  | 0.06753 |  | 0.058974 |  | 0.020637 |  | 0.0036567 |  | 0.00051312 |  | #REF! |  | #REF! |  | 0.00024976 |  | 0.00017487 |  | #REF! |  | 8.7527e-05 |  | 0.00014114 |  | 2.0534e-06 |  | 4.3744e-06 |  | 4.3744e-06 |  | 0.00066163 |  | 0.00040071 |  | 4.0451e-06 |  | 0.00029406 |  | 0 |  | 0.0097095
| #REF! |  | 0.0007102 |  | 0.0024711 |  | 0.00012638 |  | 0.0022762 |  | 0.065345 |  | 0.057079 |  | 0.021009 |  | 0.0036816 |  | 0.00079668 |  | #REF! |  | #REF! |  | 0.00021898 |  | 0.00011088 |  | #REF! |  | 4.5681e-05 |  | 0.00014231 |  | 2.0904e-06 |  | -8.7496e-05 |  | -8.7496e-05 |  | 0.00070449 |  | 0.00016315 |  | 5.6624e-06 |  | 0.00029408 |  | 0 |  | 0.0099327
| #REF! |  | 0.0007641 |  | 0.0025648 |  | 0.00012639 |  | 0.0023493 |  | 0.063317 |  | 0.055544 |  | 0.021425 |  | 0.0038008 |  | 0.00059693 |  | #REF! |  | #REF! |  | 0.00021899 |  | 0.00011088 |  | #REF! |  | 4.5684e-05 |  | 0.00014232 |  | 2.0906e-06 |  | -6.2344e-05 |  | -6.2344e-05 |  | 0.00070772 |  | 0.00021557 |  | 5.6628e-06 |  | 0.00028842 |  | 0 |  | 0.01064
| #REF! |  | 0.00074545 |  | 0.0027131 |  | 5.0873e-05 |  | 0.0024388 |  | 0.061584 |  | 0.054472 |  | 0.021844 |  | 0.0040172 |  | 0.00056554 |  | #REF! |  | #REF! |  | 0.0003357 |  | 0.00025782 |  | #REF! |  | 0.0002289 |  | 0.00019926 |  | 2.0537e-06 |  | 0.00012141 |  | 0.00012141 |  | 0.00071019 |  | 0.00026553 |  | 2.4274e-06 |  | 0.00028197 |  | 0 |  | 0.011107
| #REF! |  | 0.00069109 |  | 0.0027 |  | 5.0877e-05 |  | 0.0023732 |  | 0.059678 |  | 0.053028 |  | 0.022256 |  | 0.0042933 |  | 0.00075336 |  | #REF! |  | #REF! |  | 0.00033573 |  | 0.00025786 |  | #REF! |  | 0.00022891 |  | 0.00019927 |  | 2.2734e-06 |  | 0.00013236 |  | 0.00013236 |  | 0.00075867 |  | 0.00034749 |  | 2.4274e-06 |  | 0.00027955 |  | 0 |  | 0.011081
| #REF! |  | 0.00066986 |  | 0.0025186 |  | 5.6989e-05 |  | 0.0023045 |  | 0.05806 |  | 0.051512 |  | 0.022669 |  | 0.0043954 |  | 0.00047951 |  | #REF! |  | #REF! |  | 0.00011156 |  | 8.2002e-05 |  | #REF! |  | 8.4195e-05 |  | 0.00015804 |  | 2.5301e-06 |  | -0.00010456 |  | -0.00010456 |  | 0.00075063 |  | 8.2609e-05 |  | 5.6631e-06 |  | 0.00028038 |  | 0 |  | 0.011548
| #REF! |  | 0.00057413 |  | 0.0024682 |  | 5.6989e-05 |  | 0.002083 |  | 0.056395 |  | 0.050123 |  | 0.023063 |  | 0.0045467 |  | 0.00027936 |  | #REF! |  | #REF! |  | 0.00011157 |  | 8.2002e-05 |  | #REF! |  | 8.42e-05 |  | 0.00015805 |  | 2.5303e-06 |  | -0.00020085 |  | -0.00020085 |  | 0.00065775 |  | -0.00078535 |  | 5.6635e-06 |  | 0.00028201 |  | 0 |  | 0.012093
| #REF! |  | 0.00058057 |  | 0.0024443 |  | 2.5439e-05 |  | 0.002154 |  | 0.054655 |  | 0.048614 |  | 0.023447 |  | 0.0049666 |  | 0.00049072 |  | #REF! |  | #REF! |  | 0.00034315 |  | 0.00025286 |  | #REF! |  | 0.00021851 |  | 6.3037e-05 |  | 2.2736e-06 |  | -0.00012801 |  | -0.00012801 |  | 0.00056806 |  | -0.00038304 |  | 4.0461e-06 |  | 0.00028686 |  | 0 |  | 0.01272
| #REF! |  | 0.00059575 |  | 0.0024343 |  | 2.5439e-05 |  | 0.0021204 |  | 0.052927 |  | 0.04709 |  | 0.023858 |  | 0.005302 |  | 0.00059801 |  | #REF! |  | #REF! |  | 0.00034317 |  | 0.00025286 |  | #REF! |  | 0.00021853 |  | 6.3041e-05 |  | 1.8708e-06 |  | -4.7051e-05 |  | -4.7051e-05 |  | 0.00065941 |  | 4.2763e-05 |  | 4.0463e-06 |  | 0.00028849 |  | 0 |  | 0.013121
| #REF! |  | 0.00056853 |  | 0.002429 |  | 0.00010156 |  | 0.0019422 |  | 0.051237 |  | 0.045317 |  | 0.024301 |  | 0.0054 |  | 0.00035679 |  | #REF! |  | #REF! |  | 0.0002548 |  | 0.000176 |  | #REF! |  | 3.0333e-05 |  | 8.1462e-05 |  | 1.7239e-06 |  | -5.2524e-05 |  | -5.2524e-05 |  | 0.00064086 |  | -0.00019325 |  | 4.0463e-06 |  | 0.00028204 |  | 0 |  | 0.01355
| #REF! |  | 0.00054301 |  | 0.0024212 |  | 0.00010157 |  | 0.002011 |  | 0.049805 |  | 0.043929 |  | 0.024739 |  | 0.0055316 |  | 0.00027021 |  | #REF! |  | #REF! |  | 0.00025482 |  | 0.000176 |  | #REF! |  | 3.0335e-05 |  | 8.1468e-05 |  | 1.8339e-06 |  | 8.7548e-06 |  | 8.7548e-06 |  | 0.00067076 |  | -3.6383e-05 |  | 4.0466e-06 |  | 0.00027315 |  | 0 |  | 0.014304
| #REF! |  | 0.00055684 |  | 0.0024512 |  | 3.6202e-05 |  | 0.0019452 |  | 0.04808 |  | 0.042889 |  | 0.025187 |  | 0.0058332 |  | 0.00064037 |  | #REF! |  | #REF! |  | 0.00036078 |  | 0.00025732 |  | #REF! |  | 9.6532e-05 |  | 0.00010537 |  | 2.0907e-06 |  | 9.7402e-05 |  | 9.7402e-05 |  | 0.00086397 |  | -7.0486e-05 |  | 7.2833e-06 |  | 0.00027398 |  | 0 |  | 0.01477
| #REF! |  | 0.00058136 |  | 0.0024645 |  | 3.6205e-05 |  | 0.0019381 |  | 0.046431 |  | 0.041387 |  | 0.025672 |  | 0.0061293 |  | 0.0006809 |  | #REF! |  | #REF! |  | 0.0003608 |  | 0.00025732 |  | #REF! |  | 9.6538e-05 |  | 0.00010537 |  | 2.274e-06 |  | -2.4079e-05 |  | -2.4079e-05 |  | 0.00070479 |  | -0.00037412 |  | 7.2833e-06 |  | 0.00028208 |  | 0 |  | 0.015296
| #REF! |  | 0.00054778 |  | 0.0024188 |  | 3.9137e-05 |  | 0.0018398 |  | 0.044752 |  | 0.03962 |  | 0.026188 |  | 0.0064095 |  | 0.00053434 |  | #REF! |  | #REF! |  | 0.00017731 |  | 0.00021393 |  | #REF! |  | 3.1096e-05 |  | 0.00014386 |  | 2.2623e-06 |  | -0.00020129 |  | -0.00020129 |  | 0.00055446 |  | -0.00018765 |  | 5.6649e-06 |  | 0.00028531 |  | 0 |  | 0.015911
| #REF! |  | 0.00055814 |  | 0.0024092 |  | 3.914e-05 |  | 0.0015999 |  | 0.043199 |  | 0.038136 |  | 0.026699 |  | 0.0066512 |  | 0.0006215 |  | #REF! |  | #REF! |  | 0.00017732 |  | 0.00021393 |  | #REF! |  | 3.1098e-05 |  | 0.00014387 |  | 2.1036e-06 |  | -0.00012359 |  | -0.00012359 |  | 0.00062805 |  | 1.373e-05 |  | 5.6649e-06 |  | 0.00028614 |  | 0 |  | 0.016318
| #REF! |  | 0.00050048 |  | 0.0022752 |  | 7.7309e-05 |  | 0.001651 |  | 0.041873 |  | 0.036861 |  | 0.027174 |  | 0.0067587 |  | 0.00061031 |  | #REF! |  | #REF! |  | 0.00029128 |  | 0.00016726 |  | #REF! |  | 0.00013648 |  | 0.00024234 |  | 1.9567e-06 |  | -9.5377e-05 |  | -9.5377e-05 |  | 0.00069595 |  | -0.00026952 |  | 4.0473e-06 |  | 0.0002821 |  | 0 |  | 0.017014
| #REF! |  | 0.00054305 |  | 0.0022543 |  | 7.7302e-05 |  | 0.0017419 |  | 0.040369 |  | 0.035594 |  | 0.027638 |  | 0.0070014 |  | 0.00062998 |  | #REF! |  | #REF! |  | 0.0002913 |  | 0.00016728 |  | #REF! |  | 0.00013649 |  | 0.00024235 |  | 1.8951e-06 |  | -0.00010524 |  | -0.00010524 |  | 0.00067659 |  | -0.00016075 |  | 4.0473e-06 |  | 0.00027969 |  | 0 |  | 0.017778
| #REF! |  | 0.00055657 |  | 0.0023083 |  | 0.0001106 |  | 0.0015719 |  | 0.039021 |  | 0.034232 |  | 0.028069 |  | 0.007262 |  | 0.00077516 |  | #REF! |  | #REF! |  | 0.00020767 |  | 0.00019626 |  | #REF! |  | 3.1122e-05 |  | 9.0081e-05 |  | 1.9813e-06 |  | -5.5835e-05 |  | -5.5835e-05 |  | 0.00080032 |  | -0.00027205 |  | 5.6656e-06 |  | 0.00027809 |  | 0 |  | 0.018421
| #REF! |  | 0.00050111 |  | 0.0022232 |  | 0.0001106 |  | 0.0015136 |  | 0.037739 |  | 0.032949 |  | 0.028495 |  | 0.0075578 |  | 0.00088297 |  | #REF! |  | #REF! |  | 0.00020768 |  | 0.00019626 |  | #REF! |  | 3.1124e-05 |  | 9.0087e-05 |  | 2.0186e-06 |  | -2.8469e-05 |  | -2.8469e-05 |  | 0.00083023 |  | -0.00031389 |  | 5.6659e-06 |  | 0.00028051 |  | 0 |  | 0.018768
| #REF! |  | 0.00051187 |  | 0.0022734 |  | 6.433e-05 |  | 0.001678 |  | 0.0364 |  | 0.031864 |  | 0.028939 |  | 0.0078311 |  | 0.0006683 |  | #REF! |  | #REF! |  | 0.0002733 |  | 0.00020511 |  | #REF! |  | 0.00013832 |  | 0.00024225 |  | 1.9204e-06 |  | -4.161e-05 |  | -4.161e-05 |  | 0.00078177 |  | -0.00037237 |  | 4.0478e-06 |  | 0.00028457 |  | 0 |  | 0.019309
| #REF! |  | 0.00051714 |  | 0.0023208 |  | 6.433e-05 |  | 0.0015531 |  | 0.035112 |  | 0.030801 |  | 0.029443 |  | 0.0079828 |  | 0.000526 |  | #REF! |  | #REF! |  | 0.00027332 |  | 0.00020514 |  | #REF! |  | 0.00013833 |  | 0.00024226 |  | 1.9327e-06 |  | 5.1088e-05 |  | 5.1088e-05 |  | 0.00072199 |  | -0.00049767 |  | 4.0478e-06 |  | 0.00028297 |  | 0 |  | 0.020196
| #REF! |  | 0.00054595 |  | 0.0023328 |  | 4.6972e-05 |  | 0.0014001 |  | 0.033796 |  | 0.029788 |  | 0.029999 |  | 0.0083527 |  | 0.00047003 |  | #REF! |  | #REF! |  | 0.00043669 |  | 0.00017991 |  | #REF! |  | 0.0001648 |  | 0.00022317 |  | 2.055e-06 |  | 0.00021646 |  | 0.00021646 |  | 0.0005514 |  | -3.1864e-05 |  | 4.0483e-06 |  | 0.00028055 |  | 0 |  | 0.020857
| #REF! |  | 0.00050136 |  | 0.0023475 |  | 4.6968e-05 |  | 0.0014647 |  | 0.032476 |  | 0.02894 |  | 0.0306 |  | 0.0087117 |  | 0.00067582 |  | #REF! |  | #REF! |  | 0.00043672 |  | 0.00017993 |  | #REF! |  | 0.00016481 |  | 0.00022318 |  | 2.3123e-06 |  | 0.00013909 |  | 0.00013909 |  | 0.00059509 |  | 5.9162e-05 |  | 4.0483e-06 |  | 0.00027733 |  | 0 |  | 0.021627
| #REF! |  | 0.00044529 |  | 0.0022985 |  | 6.9409e-05 |  | 0.0015265 |  | 0.031386 |  | 0.028027 |  | 0.031211 |  | 0.0089155 |  | 0.0010146 |  | #REF! |  | #REF! |  | 0.00024352 |  | 0.00015529 |  | #REF! |  | 0.00015766 |  | 0.00016196 |  | 2.4465e-06 |  | 5.4765e-05 |  | 5.4765e-05 |  | 0.00067191 |  | 0.00028162 |  | 4.0483e-06 |  | 0.00028057 |  | 0 |  | 0.021996
| #REF! |  | 0.00049227 |  | 0.0023492 |  | 6.9415e-05 |  | 0.0015342 |  | 0.030302 |  | 0.027037 |  | 0.031792 |  | 0.0093008 |  | 0.00078182 |  | #REF! |  | #REF! |  | 0.00024353 |  | 0.00018891 |  | #REF! |  | 0.00015767 |  | 0.00016197 |  | 2.2878e-06 |  | 2.1907e-05 |  | 2.1907e-05 |  | 0.00070914 |  | 0.0002285 |  | 4.0486e-06 |  | 0.00028867 |  | 0 |  | 0.022501
| #REF! |  | 0.00046922 |  | 0.0023718 |  | 5.186e-05 |  | 0.0013868 |  | 0.029025 |  | 0.026142 |  | 0.032321 |  | 0.0097773 |  | 0.00061171 |  | #REF! |  | #REF! |  | 0.0002354 |  | 0.00018084 |  | #REF! |  | 0.00010044 |  | 0.00020165 |  | 1.982e-06 |  | -5.6961e-05 |  | -5.6961e-05 |  | 0.0007763 |  | -0.00025617 |  | 5.6673e-06 |  | 0.00029273 |  | 0 |  | 0.023139
| #REF! |  | 0.00045424 |  | 0.0022699 |  | 5.1865e-05 |  | 0.0012947 |  | 0.027875 |  | 0.025364 |  | 0.03282 |  | 0.010282 |  | 0.0008172 |  | #REF! |  | #REF! |  | 0.00023542 |  | 0.00014725 |  | #REF! |  | 0.00010045 |  | 0.00020166 |  | 1.7559e-06 |  | -4.7107e-05 |  | -4.7107e-05 |  | 0.00071646 |  | -8.0735e-06 |  | 5.6673e-06 |  | 0.00028788 |  | 0 |  | 0.023888
| #REF! |  | 0.00043864 |  | 0.0021751 |  | 9.3118e-05 |  | 0.0012684 |  | 0.027116 |  | 0.024628 |  | 0.033352 |  | 0.010717 |  | 0.00090332 |  | #REF! |  | #REF! |  | 0.00012864 |  | 0.00011501 |  | #REF! |  | 1.483e-05 |  | 0.00017196 |  | 1.8232e-06 |  | -8.7648e-06 |  | -8.7648e-06 |  | 0.00073753 |  | -5.1145e-05 |  | 5.6673e-06 |  | 0.00027738 |  | 0 |  | 0.024597
| #REF! |  | 0.00043676 |  | 0.0022404 |  | 0.00011273 |  | 0.0012509 |  | 0.026265 |  | 0.023877 |  | 0.033962 |  | 0.011234 |  | 0.00082553 |  | #REF! |  | #REF! |  | 0.00012865 |  | 0.00011501 |  | #REF! |  | 1.4831e-05 |  | 0.00017197 |  | 2.0802e-06 |  | 0.00010725 |  | 0.00010725 |  | 0.00071898 |  | -0.00044006 |  | 5.668e-06 |  | 0.00027174 |  | 0 |  | 0.02534
| #REF! |  | 0.00036584 |  | 0.002311 |  | 0.00011273 |  | 0.0012097 |  | 0.025326 |  | 0.02304 |  | 0.034612 |  | 0.011896 |  | 0.00061214 |  | #REF! |  | #REF! |  | 0.00029517 |  | 0.00012584 |  | #REF! |  | 0.00018675 |  | 0.00010504 |  | 2.2699e-06 |  | 4.2351e-05 |  | 4.2351e-05 |  | 0.00058958 |  | 0.00021082 |  | 5.6677e-06 |  | 0.00027093 |  | 0 |  | 0.026531
| #REF! |  | 0.00034576 |  | 0.002282 |  | 9.3118e-05 |  | 0.0011847 |  | 0.024508 |  | 0.022356 |  | 0.03523 |  | 0.012269 |  | 0.00050376 |  | #REF! |  | #REF! |  | 0.00029519 |  | 0.00012586 |  | #REF! |  | 0.00018676 |  | 0.00010504 |  | 2.3493e-06 |  | -8.1352e-05 |  | -8.1352e-05 |  | 0.0006527 |  | 0.00057414 |  | 5.6684e-06 |  | 0.00027337 |  | 0 |  | 0.027256
| #REF! |  | 0.00042391 |  | 0.002284 |  | 9.3118e-05 |  | 0.0012489 |  | 0.023712 |  | 0.021831 |  | 0.035772 |  | 0.012772 |  | 0.00055003 |  | #REF! |  | #REF! |  | 0.00026869 |  | 0.00022077 |  | #REF! |  | 0.00010886 |  | 0.00015074 |  | 2.3003e-06 |  | -0.00016429 |  | -0.00016429 |  | 0.00073277 |  | 0.00060584 |  | 4.0496e-06 |  | 0.00027984 |  | 0 |  | 0.027932
| #REF! |  | 0.00035595 |  | 0.0022195 |  | 9.3118e-05 |  | 0.001168 |  | 0.022856 |  | 0.021464 |  | 0.036263 |  | 0.013571 |  | 0.00060179 |  | #REF! |  | #REF! |  | 0.00026871 |  | 0.00022083 |  | #REF! |  | 0.00010887 |  | 0.00015075 |  | 2.2886e-06 |  | -0.00021909 |  | -0.00021909 |  | 0.00081937 |  | 0.00048516 |  | 4.0496e-06 |  | 0.00028957 |  | 0 |  | 0.028337
| #REF! |  | 0.00035379 |  | 0.0021913 |  | 8.2959e-05 |  | 0.0011799 |  | 0.021964 |  | 0.021146 |  | 0.036722 |  | 0.014293 |  | 0.00094909 |  | #REF! |  | #REF! |  | 0.000221 |  | 0.00022079 |  | #REF! |  | 0.00013205 |  | 9.2248e-05 |  | 2.325e-06 |  | -0.00010193 |  | -0.00010193 |  | 0.00074095 |  | -6.9095e-05 |  | 5.6687e-06 |  | 0.00029687 |  | 0 |  | 0.028792
| #REF! |  | 0.00039209 |  | 0.0022915 |  | 8.2967e-05 |  | 0.0012285 |  | 0.021276 |  | 0.020604 |  | 0.037169 |  | 0.015056 |  | 0.00098154 |  | #REF! |  | #REF! |  | 0.00022102 |  | 0.00022082 |  | #REF! |  | 0.00013206 |  | 9.2254e-05 |  | 2.3371e-06 |  | -2.1921e-05 |  | -2.1921e-05 |  | 0.0005274 |  | -0.00015313 |  | 5.6691e-06 |  | 0.00029363 |  | 0 |  | 0.030223
| #REF! |  | 0.00036155 |  | 0.002229 |  | 7.0544e-05 |  | 0.0012026 |  | 0.020611 |  | 0.019904 |  | 0.037582 |  | 0.015621 |  | 0.0010173 |  | #REF! |  | #REF! |  | 0.00018925 |  | 0.000169 |  | #REF! |  | 0.00023578 |  | 0.00014838 |  | 2.3126e-06 |  | -7.8237e-05 |  | -7.8237e-05 |  | 0.00053472 |  | 0.00017711 |  | 7.2891e-06 |  | 0.00028475 |  | 0 |  | 0.031217
| #REF! |  | 0.00029271 |  | 0.0021761 |  | 7.055e-05 |  | 0.0011622 |  | 0.019879 |  | 0.01918 |  | 0.038009 |  | 0.016088 |  | 0.0013783 |  | #REF! |  | #REF! |  | 0.00018926 |  | 0.000169 |  | #REF! |  | 0.0002358 |  | 0.00014839 |  | 2.2764e-06 |  | -0.00012648 |  | -0.00012648 |  | 0.00065125 |  | 0.00011815 |  | 7.2896e-06 |  | 0.00027911 |  | 0 |  | 0.031598
| #REF! |  | 0.00030477 |  | 0.0023007 |  | 5.8698e-05 |  | 0.0012009 |  | 0.019266 |  | 0.018631 |  | 0.038505 |  | 0.016849 |  | 0.0012745 |  | #REF! |  | #REF! |  | 0.00014785 |  | 0.00017176 |  | #REF! |  | 0.00015507 |  | 0.0001586 |  | 2.2035e-06 |  | -5.7008e-05 |  | -5.7008e-05 |  | 0.00073538 |  | -0.00011125 |  | 5.6698e-06 |  | 0.00028072 |  | 0 |  | 0.032491
| #REF! |  | 0.00034755 |  | 0.0022646 |  | 5.8692e-05 |  | 0.0011442 |  | 0.018744 |  | 0.018093 |  | 0.039078 |  | 0.017609 |  | 0.00094665 |  | #REF! |  | #REF! |  | 0.00014786 |  | 0.00017178 |  | #REF! |  | 0.00015508 |  | 0.00015861 |  | 2.1672e-06 |  | -7.017e-05 |  | -7.017e-05 |  | 0.00070145 |  | 3.7041e-05 |  | 5.6698e-06 |  | 0.00027912 |  | 0 |  | 0.033764
| #REF! |  | 0.00037978 |  | 0.0020117 |  | 7.7323e-05 |  | 0.0010936 |  | 0.018219 |  | 0.017462 |  | 0.039655 |  | 0.018239 |  | 0.00092431 |  | #REF! |  | #REF! |  | 0.00012363 |  | 6.3392e-05 |  | #REF! |  | 3.5874e-05 |  | 8.7526e-05 |  | 2.2037e-06 |  | -0.0001813 |  | -0.0001813 |  | 0.00079772 |  | -7.2598e-05 |  | 4.0506e-06 |  | 0.00027589 |  | 0 |  | 0.034675
| #REF! |  | 0.00047708 |  | 0.0019942 |  | 7.7323e-05 |  | 0.0010485 |  | 0.017665 |  | 0.016903 |  | 0.040248 |  | 0.018871 |  | 0.00088331 |  | #REF! |  | #REF! |  | 0.00012364 |  | 6.3392e-05 |  | #REF! |  | 3.5876e-05 |  | 8.7532e-05 |  | 2.1421e-06 |  | -0.00011443 |  | -0.00011443 |  | 0.00081072 |  | -0.00013553 |  | 4.5909e-06 |  | 0.0002848 |  | 0 |  | 0.035818
| #REF! |  | 0.00052822 |  | 0.0022209 |  | 9.4819e-05 |  | 0.00091945 |  | 0.017062 |  | 0.016435 |  | 0.040886 |  | 0.019725 |  | 0.0010286 |  | #REF! |  | #REF! |  | 0.0002472 |  | 0.00020046 |  | #REF! |  | 7.9808e-05 |  | 0.00013004 |  | 2.0442e-06 |  | -6.7908e-05 |  | -6.7908e-05 |  | 0.00066755 |  | -4.6734e-05 |  | 6.2106e-06 |  | 0.00029615 |  | 0 |  | 0.036987
| #REF! |  | 0.00046076 |  | 0.0022608 |  | 9.4828e-05 |  | 0.0011515 |  | 0.016478 |  | 0.016085 |  | 0.041584 |  | 0.020672 |  | 0.0012779 |  | #REF! |  | #REF! |  | 0.00024722 |  | 0.00020048 |  | #REF! |  | 7.9813e-05 |  | 0.00013004 |  | 1.7871e-06 |  | -7.1201e-05 |  | -7.1201e-05 |  | 0.00065217 |  | 0.00013668 |  | 5.6705e-06 |  | 0.00030019 |  | 0 |  | 0.037466
| #REF! |  | 0.00047228 |  | 0.0022194 |  | 0.00011457 |  | 0.0012416 |  | 0.016019 |  | 0.015787 |  | 0.042403 |  | 0.021564 |  | 0.0012934 |  | #REF! |  | #REF! |  | 0.00019047 |  | 0.00019005 |  | #REF! |  | 6.9263e-05 |  | 0.00022371 |  | 1.6282e-06 |  | 5.7031e-05 |  | 5.7031e-05 |  | 0.00056968 |  | -0.00022298 |  | 5.6708e-06 |  | 0.00029131 |  | 0 |  | 0.038201
| #REF! |  | 0.00034525 |  | 0.0021505 |  | 0.00011457 |  | 0.0010846 |  | 0.015603 |  | 0.015299 |  | 0.043365 |  | 0.022406 |  | 0.0010842 |  | #REF! |  | #REF! |  | 0.00019049 |  | 0.00019005 |  | #REF! |  | 6.9267e-05 |  | 0.00022373 |  | 1.6164e-06 |  | -0.00014368 |  | -0.00014368 |  | 0.00055835 |  | -0.00028392 |  | 5.6708e-06 |  | 0.00028403 |  | 0 |  | 0.039645
| #REF! |  | 0.00022418 |  | 0.0021217 |  | 9.7085e-05 |  | 0.00092931 |  | 0.015135 |  | 0.014726 |  | 0.044431 |  | 0.023547 |  | 0.0010661 |  | #REF! |  | #REF! |  | 0.00027239 |  | 0.00015258 |  | #REF! |  | 9.3594e-05 |  | 0.00021832 |  | 1.7753e-06 |  | -0.00011627 |  | -0.00011627 |  | 0.00065068 |  | -0.00039537 |  | 5.6712e-06 |  | 0.00028568 |  | 0 |  | 0.041275
| #REF! |  | 0.00037667 |  | 0.0022412 |  | 9.7085e-05 |  | 0.00084972 |  | 0.014748 |  | 0.014333 |  | 0.045459 |  | 0.024743 |  | 0.0012848 |  | #REF! |  | #REF! |  | 0.00027241 |  | 0.00021709 |  | #REF! |  | 9.36e-05 |  | 0.00021833 |  | 2.0573e-06 |  | 9.5435e-05 |  | 9.5435e-05 |  | 0.00069191 |  | -9.7963e-05 |  | 5.6715e-06 |  | 0.00028405 |  | 0 |  | 0.042739
| #REF! |  | 0.00050311 |  | 0.002216 |  | 5.8698e-05 |  | 0.0009125 |  | 0.014419 |  | 0.013834 |  | 0.046375 |  | 0.025557 |  | 0.0013165 |  | #REF! |  | #REF! |  | 0.00017349 |  | 0.00022454 |  | #REF! |  | 8.1071e-05 |  | 0.00029413 |  | 2.1797e-06 |  | -2.0844e-05 |  | -2.0844e-05 |  | 0.00091537 |  | 0.00095867 |  | 4.0518e-06 |  | 0.00027923 |  | 0 |  | 0.043959
| #REF! |  | 0.00049566 |  | 0.0020648 |  | 5.8703e-05 |  | 0.00094026 |  | 0.014064 |  | 0.013164 |  | 0.047229 |  | 0.026174 |  | 0.0013364 |  | #REF! |  | #REF! |  | 0.0001735 |  | 0.00016 |  | #REF! |  | 8.1076e-05 |  | 0.00029415 |  | 2.2776e-06 |  | -8.4477e-05 |  | -8.4477e-05 |  | 0.00088948 |  | 0.00085362 |  | 4.0518e-06 |  | 0.00026628 |  | 0 |  | 0.044839
| #REF! |  | 0.00036291 |  | 0.0020501 |  | 7.3378e-05 |  | 0.00090656 |  | 0.013704 |  | 0.012699 |  | 0.047999 |  | 0.027025 |  | 0.0012284 |  | #REF! |  | #REF! |  | 0.000204 |  | 0.00017603 |  | #REF! |  | 2.6517e-05 |  | 0.00013341 |  | 2.2529e-06 |  | -0.00013756 |  | -0.00013756 |  | 0.00068876 |  | 0.00027579 |  | 8.9135e-06 |  | 0.00025656 |  | 0 |  | 0.045876
| #REF! |  | 0.00043648 |  | 0.0020452 |  | 7.3378e-05 |  | 0.00088648 |  | 0.013296 |  | 0.012352 |  | 0.048778 |  | 0.028147 |  | 0.0013942 |  | #REF! |  | #REF! |  | 0.00020401 |  | 0.00017606 |  | #REF! |  | 2.6519e-05 |  | 0.00013341 |  | 2.1311e-06 |  | -0.00011014 |  | -0.00011014 |  | 0.0006856 |  | -0.00018344 |  | 8.9141e-06 |  | 0.00026469 |  | 0 |  | 0.047283
| #REF! |  | 0.00048378 |  | 0.0020553 |  | 3.5236e-05 |  | 0.00090546 |  | 0.013021 |  | 0.01204 |  | 0.049616 |  | 0.029196 |  | 0.0014194 |  | #REF! |  | #REF! |  | 0.00030023 |  | 0.00020012 |  | #REF! |  | 0.00015982 |  | 0.00022838 |  | 2.0212e-06 |  | -3.0726e-05 |  | -3.0726e-05 |  | 0.00070418 |  | -0.00015826 |  | 7.2932e-06 |  | 0.00028086 |  | 0 |  | 0.048438
| #REF! |  | 0.00041926 |  | 0.002112 |  | 3.5236e-05 |  | 0.00081638 |  | 0.01276 |  | 0.011707 |  | 0.050512 |  | 0.030017 |  | 0.0014195 |  | #REF! |  | #REF! |  | 0.00030025 |  | 0.00020012 |  | #REF! |  | 0.00015983 |  | 0.00022839 |  | 1.9841e-06 |  | -3.1823e-05 |  | -3.1823e-05 |  | 0.00078279 |  | 0.00026464 |  | 7.2936e-06 |  | 0.00029223 |  | 0 |  | 0.049719
| #REF! |  | 0.00040899 |  | 0.0021019 |  | 5.4816e-05 |  | 0.00075468 |  | 0.012407 |  | 0.011368 |  | 0.051365 |  | 0.030879 |  | 0.0016977 |  | #REF! |  | #REF! |  | 0.00027984 |  | 0.00015643 |  | #REF! |  | 8.5946e-05 |  | 7.7761e-05 |  | 2.0759e-06 |  | -0.00014379 |  | -0.00014379 |  | 0.00061603 |  | 0.00035635 |  | 7.2941e-06 |  | 0.00029223 |  | 0 |  | 0.051442
| #REF! |  | 0.00053559 |  | 0.0020805 |  | 5.4811e-05 |  | 0.00082809 |  | 0.012037 |  | 0.011243 |  | 0.052115 |  | 0.032419 |  | 0.0016803 |  | #REF! |  | #REF! |  | 0.00027986 |  | 0.00015647 |  | #REF! |  | 8.5951e-05 |  | 7.7766e-05 |  | 2.0214e-06 |  | -0.00014269 |  | -0.00014269 |  | 0.00052945 |  | 0.00055916 |  | 7.2941e-06 |  | 0.00028982 |  | 0 |  | 0.053308
| #REF! |  | 0.00051058 |  | 0.0020948 |  | 7.5643e-05 |  | 0.00096054 |  | 0.011673 |  | 0.011067 |  | 0.052869 |  | 0.034028 |  | 0.0016767 |  | #REF! |  | #REF! |  | 0.0002886 |  | 0.00015867 |  | #REF! |  | 7.5232e-05 |  | 0.00013161 |  | 1.8742e-06 |  | -0.00012645 |  | -0.00012645 |  | 0.00064764 |  | 0.00038867 |  | 4.0528e-06 |  | 0.0002882 |  | 0 |  | 0.055296
| #REF! |  | 0.00032507 |  | 0.0020947 |  | 7.5636e-05 |  | 0.0010527 |  | 0.011364 |  | 0.01074 |  | 0.053789 |  | 0.035105 |  | 0.0017031 |  | #REF! |  | #REF! |  | 0.00028862 |  | 0.0001587 |  | #REF! |  | 7.5237e-05 |  | 0.00013162 |  | 1.9291e-06 |  | -4.4147e-05 |  | -4.4147e-05 |  | 0.0006323 |  | -7.7744e-05 |  | 4.0533e-06 |  | 0.00029146 |  | 0 |  | 0.056766
| #REF! |  | 0.00036752 |  | 0.0020159 |  | 6.153e-05 |  | 0.00093362 |  | 0.011134 |  | 0.010448 |  | 0.054882 |  | 0.036006 |  | 0.001602 |  | #REF! |  | #REF! |  | 0.000279 |  | 0.00015776 |  | #REF! |  | 0.00020849 |  | 0.00018265 |  | 2.131e-06 |  | 6.475e-05 |  | 6.475e-05 |  | 0.00062991 |  | -0.00027896 |  | 4.0531e-06 |  | 0.00029795 |  | 0 |  | 0.05789
| #REF! |  | 0.00032726 |  | 0.001986 |  | 6.1531e-05 |  | 0.00067434 |  | 0.010957 |  | 0.010256 |  | 0.056037 |  | 0.036993 |  | 0.0013719 |  | #REF! |  | #REF! |  | 0.00027902 |  | 0.00015776 |  | #REF! |  | 0.0002085 |  | 0.00018266 |  | 2.2048e-06 |  | 3.1838e-05 |  | 3.1838e-05 |  | 0.00069063 |  | -0.00060372 |  | 4.0536e-06 |  | 0.00030119 |  | 0 |  | 0.059402
| #REF! |  | 0.00034328 |  | 0.0019324 |  | 2.4471e-05 |  | 0.0007033 |  | 0.010711 |  | 0.010081 |  | 0.057131 |  | 0.038241 |  | 0.0016189 |  | #REF! |  | #REF! |  | 0.00033135 |  | 0.00014978 |  | #REF! |  | 0.00013385 |  | 0.00012265 |  | 2.0582e-06 |  | 5.5993e-05 |  | 5.5993e-05 |  | 0.0006591 |  | -0.00059568 |  | 5.6736e-06 |  | 0.00029878 |  | 0 |  | 0.061074
| #REF! |  | 0.00043721 |  | 0.0019444 |  | 2.4471e-05 |  | 0.00072914 |  | 0.010413 |  | 0.0099076 |  | 0.058102 |  | 0.039548 |  | 0.0019757 |  | #REF! |  | #REF! |  | 0.00033137 |  | 0.0001498 |  | #REF! |  | 0.00013386 |  | 0.00012266 |  | 1.9483e-06 |  | 7.6857e-06 |  | 7.6857e-06 |  | 0.00062671 |  | -0.00046962 |  | 5.6743e-06 |  | 0.00029554 |  | 0 |  | 0.062626
| #REF! |  | 0.00042454 |  | 0.0020301 |  | 6.6611e-05 |  | 0.00073264 |  | 0.010067 |  | 0.0097158 |  | 0.058883 |  | 0.040776 |  | 0.0019334 |  | #REF! |  | #REF! |  | 0.00034913 |  | 0.00012358 |  | #REF! |  | 0.00010534 |  | 0.00013732 |  | 1.9848e-06 |  | -9.6613e-05 |  | -9.6613e-05 |  | 0.00057654 |  | -0.00040774 |  | 5.6743e-06 |  | 0.00029313 |  | 0 |  | 0.064433
| #REF! |  | 0.00043454 |  | 0.0020147 |  | 6.6617e-05 |  | 0.00089427 |  | 0.0098201 |  | 0.0095114 |  | 0.059519 |  | 0.042331 |  | 0.0021739 |  | #REF! |  | #REF! |  | 0.00034915 |  | 0.0001236 |  | #REF! |  | 0.00010535 |  | 0.00013733 |  | 1.9478e-06 |  | -0.00014493 |  | -0.00014493 |  | 0.00060654 |  | 2.4188e-05 |  | 5.6743e-06 |  | 0.00028667 |  | 0 |  | 0.065875
| #REF! |  | 0.00036989 |  | 0.0020872 |  | 7.8465e-05 |  | 0.00081526 |  | 0.0096098 |  | 0.0093559 |  | 0.060175 |  | 0.044476 |  | 0.0022287 |  | #REF! |  | #REF! |  | 0.0002787 |  | 0.00018834 |  | #REF! |  | 0.00010591 |  | 5.7288e-05 |  | 1.8742e-06 |  | -0.00010653 |  | -0.00010653 |  | 0.00064946 |  | 0.00013982 |  | 4.0541e-06 |  | 0.00028424 |  | 0 |  | 0.066947
| #REF! |  | 0.00031801 |  | 0.0021419 |  | 7.8472e-05 |  | 0.00075459 |  | 0.009372 |  | 0.0092314 |  | 0.061037 |  | 0.046975 |  | 0.0022926 |  | #REF! |  | #REF! |  | 0.00027871 |  | 0.00018836 |  | #REF! |  | 0.00010592 |  | 5.7292e-05 |  | 2.1316e-06 |  | -1.2081e-05 |  | -1.2081e-05 |  | 0.00053855 |  | 9.2911e-05 |  | 4.0543e-06 |  | 0.00029398 |  | 0 |  | 0.06824
| #REF! |  | 0.00040303 |  | 0.0021724 |  | 2.6429e-05 |  | 0.00067588 |  | 0.0091971 |  | 0.0090746 |  | 0.06215 |  | 0.049075 |  | 0.0024339 |  | #REF! |  | #REF! |  | 0.00026061 |  | 0.00021703 |  | #REF! |  | 0.00017592 |  | 0.00020857 |  | 2.4627e-06 |  | 1.4279e-05 |  | 1.4279e-05 |  | 0.00069971 |  | 0.0001372 |  | 5.675e-06 |  | 0.00030369 |  | 0 |  | 0.070601
| #REF! |  | 0.00046643 |  | 0.0021697 |  | 2.6431e-05 |  | 0.00060631 |  | 0.0089915 |  | 0.0088876 |  | 0.063425 |  | 0.050916 |  | 0.0024651 |  | #REF! |  | #REF! |  | 0.00026063 |  | 0.00021703 |  | #REF! |  | 0.00017593 |  | 0.00020859 |  | 2.4262e-06 |  | 2.6362e-05 |  | 2.6362e-05 |  | 0.00077512 |  | 0.00018771 |  | 5.6754e-06 |  | 0.00030211 |  | 0 |  | 0.072357
| #REF! |  | 0.00039698 |  | 0.0021525 |  | 3.0347e-05 |  | 0.0006552 |  | 0.008818 |  | 0.0085464 |  | 0.064723 |  | 0.052507 |  | 0.0024245 |  | #REF! |  | #REF! |  | 0.00022931 |  | 0.00020542 |  | #REF! |  | 6.0259e-05 |  | 5.5177e-05 |  | 2.0589e-06 |  | -4.3126e-05 |  | -4.3126e-05 |  | 0.00066655 |  | 0.00039038 |  | 4.0546e-06 |  | 0.00029804 |  | 0 |  | 0.073534
| #REF! |  | 0.00035162 |  | 0.0021261 |  | 3.0347e-05 |  | 0.0006413 |  | 0.008611 |  | 0.0081652 |  | 0.065846 |  | 0.053698 |  | 0.0024967 |  | #REF! |  | #REF! |  | 0.00022933 |  | 0.00020545 |  | #REF! |  | 6.0263e-05 |  | 5.5181e-05 |  | 1.8016e-06 |  | 1.4489e-05 |  | 1.4489e-05 |  | 0.00065043 |  | 0.0005436 |  | 4.0548e-06 |  | 0.00029646 |  | 0 |  | 0.075257
| #REF! |  | 0.0003701 |  | 0.0019685 |  | 3.72e-05 |  | 0.00071238 |  | 0.0081969 |  | 0.0078606 |  | 0.066712 |  | 0.055284 |  | 0.0026738 |  | #REF! |  | #REF! |  | 0.00021974 |  | 0.00017473 |  | #REF! |  | 4.9189e-05 |  | 9.5608e-05 |  | 1.9119e-06 |  | -1.5509e-05 |  | -1.5509e-05 |  | 0.00060507 |  | -3.1527e-06 |  | 5.6761e-06 |  | 0.00029565 |  | 0 |  | 0.076586
| #REF! |  | 0.00037541 |  | 0.0018889 |  | 3.72e-05 |  | 0.00083582 |  | 0.0079266 |  | 0.0076287 |  | 0.067403 |  | 0.057089 |  | 0.0027006 |  | #REF! |  | #REF! |  | 0.00021975 |  | 0.00017473 |  | #REF! |  | 4.9192e-05 |  | 9.5614e-05 |  | 1.9855e-06 |  | -0.00020058 |  | -0.00020058 |  | 0.00062694 |  | -0.0005786 |  | 5.6761e-06 |  | 0.00029565 |  | 0 |  | 0.078235
| #REF! |  | 0.00047025 |  | 0.0019537 |  | 9.7111e-05 |  | 0.00085664 |  | 0.0077784 |  | 0.007451 |  | 0.068202 |  | 0.058978 |  | 0.0028009 |  | #REF! |  | #REF! |  | 0.000189 |  | 0.0001733 |  | #REF! |  | 9.6421e-05 |  | 7.5617e-05 |  | 1.9492e-06 |  | 9.8892e-06 |  | 9.8892e-06 |  | 0.00067396 |  | -0.00038404 |  | 5.6761e-06 |  | 0.00030215 |  | 0 |  | 0.080163
| #REF! |  | 0.00038332 |  | 0.0020494 |  | 9.7103e-05 |  | 0.00081969 |  | 0.0075429 |  | 0.0072599 |  | 0.069216 |  | 0.061109 |  | 0.0027912 |  | #REF! |  | #REF! |  | 0.00020951 |  | 0.0001733 |  | #REF! |  | 9.6427e-05 |  | 7.5622e-05 |  | 1.8875e-06 |  | 0.00010548 |  | 0.00010548 |  | 0.00073233 |  | -5.137e-05 |  | 5.6768e-06 |  | 0.0003046 |  | 0 |  | 0.082389
| #REF! |  | 0.00039775 |  | 0.002041 |  | 0.00014171 |  | 0.00071434 |  | 0.0073553 |  | 0.0070675 |  | 0.070381 |  | 0.063534 |  | 0.003084 |  | #REF! |  | #REF! |  | 0.00027174 |  | 7.9318e-05 |  | #REF! |  | 5.8216e-05 |  | 4.8759e-06 |  | 1.8631e-06 |  | -0.00011858 |  | -0.00011858 |  | 0.00078909 |  | 8.1702e-05 |  | 4.0553e-06 |  | 0.0002957 |  | 0 |  | 0.083847
| #REF! |  | 0.00055019 |  | 0.0019818 |  | 0.0001417 |  | 0.00057775 |  | 0.0071851 |  | 0.006925 |  | 0.071495 |  | 0.066039 |  | 0.0035135 |  | #REF! |  | #REF! |  | 0.00025125 |  | 7.9318e-05 |  | #REF! |  | 5.8219e-05 |  | 4.8762e-06 |  | 1.9367e-06 |  | -0.00023177 |  | -0.00023177 |  | 0.00067648 |  | 0.00032769 |  | 4.0558e-06 |  | 0.00028922 |  | 0 |  | 0.084959
| #REF! |  | 0.00048789 |  | 0.0020033 |  | 3.6224e-05 |  | 0.00060188 |  | 0.0069631 |  | 0.0067659 |  | 0.072412 |  | 0.068454 |  | 0.0034757 |  | #REF! |  | #REF! |  | 0.00010875 |  | 0.00011217 |  | #REF! |  | 6.5812e-05 |  | 0.00010714 |  | 2.0349e-06 |  | -0.00013738 |  | -0.00013738 |  | 0.00065784 |  | 0.00056105 |  | 5.6768e-06 |  | 0.00029246 |  | 0 |  | 0.086843
| #REF! |  | 0.00040204 |  | 0.0020336 |  | 3.6224e-05 |  | 0.00068095 |  | 0.0067336 |  | 0.0065675 |  | 0.073175 |  | 0.071097 |  | 0.0036501 |  | #REF! |  | #REF! |  | 0.000222 |  | 0.00011217 |  | #REF! |  | 6.5816e-05 |  | 0.00010715 |  | 2.2069e-06 |  | -2.4181e-05 |  | -2.4181e-05 |  | 0.00067652 |  | 0.0001093 |  | 5.6775e-06 |  | 0.00029572 |  | 0 |  | 0.088882
| #REF! |  | 0.00041541 |  | 0.0020294 |  | 4.4056e-05 |  | 0.0006942 |  | 0.0065658 |  | 0.006332 |  | 0.073872 |  | 0.073287 |  | 0.0037129 |  | #REF! |  | #REF! |  | 0.00030024 |  | 0.00014052 |  | #REF! |  | 0.0001415 |  | 0.00012725 |  | 2.28e-06 |  | 5.3861e-05 |  | 5.3861e-05 |  | 0.00064415 |  | -0.00025564 |  | 5.6775e-06 |  | 0.0002925 |  | 0 |  | 0.090731
| #REF! |  | 0.00045355 |  | 0.0019709 |  | 4.4056e-05 |  | 0.000646 |  | 0.0063095 |  | 0.0060915 |  | 0.074657 |  | 0.07453 |  | 0.0035764 |  | #REF! |  | #REF! |  | 0.000187 |  | 0.00014054 |  | #REF! |  | 0.00014151 |  | 0.00012725 |  | 2.0227e-06 |  | 5.6062e-05 |  | 5.6062e-05 |  | 0.00090511 |  | -0.00036745 |  | 5.6775e-06 |  | 0.00028847 |  | 0 |  | 0.092813
| #REF! |  | 0.00043657 |  | 0.0019767 |  | 6.6623e-05 |  | 0.00070791 |  | 0.0060758 |  | 0.0058696 |  | 0.075607 |  | 0.075419 |  | 0.0037144 |  | #REF! |  | #REF! |  | 0.00027421 |  | 0.00014787 |  | #REF! |  | 0.00013591 |  | 0.00014148 |  | 1.6922e-06 |  | 7.6955e-05 |  | 7.6955e-05 |  | 0.00097803 |  | -0.00025291 |  | 4.0563e-06 |  | 0.00028766 |  | 0 |  | 0.094568
| #REF! |  | 0.00044404 |  | 0.0019977 |  | 6.6629e-05 |  | 0.00063459 |  | 0.0059331 |  | 0.0056448 |  | 0.076712 |  | 0.07684 |  | 0.003646 |  | #REF! |  | #REF! |  | 0.00035163 |  | 0.00014789 |  | #REF! |  | 0.00013591 |  | 0.00014149 |  | 1.7288e-06 |  | 9.4548e-05 |  | 9.4548e-05 |  | 0.00082408 |  | 2.3863e-05 |  | 4.0566e-06 |  | 0.00028685 |  | 0 |  | 0.096067
| #REF! |  | 0.00048118 |  | 0.0019911 |  | 5.2867e-05 |  | 0.0005358 |  | 0.0057102 |  | 0.0054466 |  | 0.077892 |  | 0.07891 |  | 0.0039521 |  | #REF! |  | #REF! |  | 0.00038154 |  | 0.00017755 |  | #REF! |  | 0.00014501 |  | 0.00013309 |  | 2.0965e-06 |  | -2.9507e-05 |  | -2.9507e-05 |  | 0.00071558 |  | 5.0021e-05 |  | 5.6782e-06 |  | 0.00029012 |  | 0 |  | 0.09805
| #REF! |  | 0.00038363 |  | 0.0019745 |  | 5.2872e-05 |  | 0.00063616 |  | 0.0055544 |  | 0.0053617 |  | 0.079055 |  | 0.081739 |  | 0.0042812 |  | #REF! |  | #REF! |  | 0.00041892 |  | 0.00018771 |  | #REF! |  | 0.00014502 |  | 0.0001331 |  | 2.4279e-06 |  | 3.7356e-05 |  | 3.7356e-05 |  | 0.00057457 |  | -0.0001698 |  | 5.6785e-06 |  | 0.00029742 |  | 0 |  | 0.099906
| #REF! |  | 0.00039246 |  | 0.0019455 |  | 9.7111e-05 |  | 0.00056048 |  | 0.0054471 |  | 0.0052861 |  | 0.080098 |  | 0.084762 |  | 0.0043597 |  | #REF! |  | #REF! |  | 0.00026238 |  | 0.00012805 |  | #REF! |  | 3.1515e-05 |  | 9.3283e-05 |  | 2.3907e-06 |  | 1.7738e-05 |  | 1.7738e-05 |  | 0.00060294 |  | -0.00012595 |  | 5.6785e-06 |  | 0.00030066 |  | 0 |  | 0.10178
| #REF! |  | 0.00052147 |  | 0.0019445 |  | 9.712e-05 |  | 0.00053687 |  | 0.0052505 |  | 0.005124 |  | 0.081037 |  | 0.087359 |  | 0.0046784 |  | #REF! |  | #REF! |  | 0.00014761 |  | 0.00011793 |  | #REF! |  | 3.1517e-05 |  | 9.3289e-05 |  | 2.3544e-06 |  | -0.00013381 |  | -0.00013381 |  | 0.00063296 |  | 0.00011416 |  | 5.6789e-06 |  | 0.00029662 |  | 0 |  | 0.1028
| #REF! |  | 0.00052647 |  | 0.0019866 |  | 8.9215e-05 |  | 0.00052803 |  | 0.0050154 |  | 0.0049687 |  | 0.081914 |  | 0.089768 |  | 0.0046352 |  | #REF! |  | #REF! |  | 0.00031347 |  | 0.0001796 |  | #REF! |  | 6.9941e-05 |  | 0.00013336 |  | 2.3544e-06 |  | -0.00012055 |  | -0.00012055 |  | 0.00066137 |  | 0.00042158 |  | 4.0573e-06 |  | 0.00029016 |  | 0 |  | 0.10405
| #REF! |  | 0.00045816 |  | 0.0019886 |  | 8.9215e-05 |  | 0.00042741 |  | 0.004814 |  | 0.0048328 |  | 0.082872 |  | 0.092386 |  | 0.0047076 |  | #REF! |  | #REF! |  | 0.0003624 |  | 0.00018315 |  | #REF! |  | 6.9946e-05 |  | 0.00013337 |  | 2.391e-06 |  | -8.7566e-05 |  | -8.7566e-05 |  | 0.00070514 |  | 0.00048887 |  | 4.0573e-06 |  | 0.00028286 |  | 0 |  | 0.1065
| #REF! |  | 0.00040092 |  | 0.0019267 |  | 5.7594e-05 |  | 0.00049911 |  | 0.0047104 |  | 0.0046548 |  | 0.083979 |  | 0.095204 |  | 0.005069 |  | #REF! |  | #REF! |  | 0.0002672 |  | 0.00015715 |  | #REF! |  | 8.0529e-05 |  | 0.00012296 |  | 2.4283e-06 |  | -7.6056e-05 |  | -7.6056e-05 |  | 0.00069221 |  | 2.8866e-05 |  | 5.6792e-06 |  | 0.00027559 |  | 0 |  | 0.10829
| #REF! |  | 0.00045203 |  | 0.0019229 |  | 5.7599e-05 |  | 0.00055828 |  | 0.0045885 |  | 0.004479 |  | 0.085117 |  | 0.097675 |  | 0.0051769 |  | #REF! |  | #REF! |  | 0.00029079 |  | 0.00015361 |  | #REF! |  | 8.0534e-05 |  | 0.00012297 |  | 2.2079e-06 |  | 4.5583e-05 |  | 4.5583e-05 |  | 0.00071657 |  | -0.00040917 |  | 5.6796e-06 |  | 0.00027479 |  | 0 |  | 0.11068
| #REF! |  | 0.00044607 |  | 0.0019242 |  | 7.7357e-05 |  | 0.00049208 |  | 0.0044353 |  | 0.004314 |  | 0.086149 |  | 0.10024 |  | 0.005286 |  | #REF! |  | #REF! |  | 0.00035428 |  | 0.00014427 |  | #REF! |  | 7.5596e-05 |  | 0.00010237 |  | 1.9505e-06 |  | 8.7548e-05 |  | 8.7548e-05 |  | 0.00063146 |  | -0.00034136 |  | 4.0578e-06 |  | 0.00027398 |  | 0 |  | 0.1128
| #REF! |  | 0.0004098 |  | 0.0019428 |  | 7.7364e-05 |  | 0.00053222 |  | 0.0043075 |  | 0.0041952 |  | 0.087034 |  | 0.10319 |  | 0.0053337 |  | #REF! |  | #REF! |  | 0.00033753 |  | 0.00015094 |  | #REF! |  | 7.5601e-05 |  | 0.00010237 |  | 1.9134e-06 |  | 5.9269e-05 |  | 5.9269e-05 |  | 0.00059826 |  | 2.7753e-05 |  | 4.0578e-06 |  | 0.00027238 |  | 0 |  | 0.11431
| #REF! |  | 0.00038177 |  | 0.0019385 |  | 3.4269e-05 |  | 0.00052968 |  | 0.0041682 |  | 0.0041008 |  | 0.087906 |  | 0.10571 |  | 0.0053845 |  | #REF! |  | #REF! |  | 0.00039309 |  | 9.9898e-05 |  | #REF! |  | 5.2981e-05 |  | 0.00014573 |  | 2.134e-06 |  | -3.5941e-06 |  | -3.5941e-06 |  | 0.00067689 |  | -2.9057e-05 |  | 4.0581e-06 |  | 0.00027562 |  | 0 |  | 0.11642
| #REF! |  | 0.00039312 |  | 0.0019008 |  | 3.4272e-05 |  | 0.00055422 |  | 0.0039957 |  | 0.0039405 |  | 0.088809 |  | 0.10754 |  | 0.0058732 |  | #REF! |  | #REF! |  | 0.00040882 |  | 9.3222e-05 |  | #REF! |  | 5.2984e-05 |  | 0.00014573 |  | 2.5024e-06 |  | -2.8761e-05 |  | -2.8761e-05 |  | 0.00067856 |  | -0.00015606 |  | 4.0581e-06 |  | 0.00028293 |  | 0 |  | 0.11846
| #REF! |  | 0.00039332 |  | 0.0019066 |  | 8.6399e-05 |  | 0.00068339 |  | 0.0038064 |  | 0.0038074 |  | 0.089777 |  | 0.11036 |  | 0.0063683 |  | #REF! |  | #REF! |  | 0.0003296 |  | 0.0001389 |  | #REF! |  | 0.0001354 |  | 0.00013897 |  | 2.6501e-06 |  | -5.4763e-05 |  | -5.4763e-05 |  | 0.00064292 |  | 3.3998e-05 |  | 5.6806e-06 |  | 0.00028944 |  | 0 |  | 0.12136
| #REF! |  | 0.00039779 |  | 0.00188 |  | 8.6399e-05 |  | 0.0006469 |  | 0.0036979 |  | 0.0037355 |  | 0.090815 |  | 0.11384 |  | 0.006257 |  | #REF! |  | #REF! |  | 0.00031624 |  | 0.00013894 |  | #REF! |  | 0.00013541 |  | 0.00013898 |  | 2.5027e-06 |  | -5.4768e-05 |  | -5.4768e-05 |  | 0.00074589 |  | 0.00011957 |  | 5.681e-06 |  | 0.00028538 |  | 0 |  | 0.12383
| #REF! |  | 0.00043308 |  | 0.0018771 |  | 2.2522e-05 |  | 0.00058635 |  | 0.0035912 |  | 0.0036989 |  | 0.091948 |  | 0.11717 |  | 0.0063803 |  | #REF! |  | #REF! |  | 0.00050198 |  | 0.0002244 |  | #REF! |  | 0.00019739 |  | 0.00012875 |  | 2.2085e-06 |  | 3.7415e-05 |  | 3.7415e-05 |  | 0.00066729 |  | 0.00038581 |  | 4.0586e-06 |  | 0.00028297 |  | 0 |  | 0.12477
| #REF! |  | 0.00045772 |  | 0.0019152 |  | 2.2522e-05 |  | 0.00047781 |  | 0.0034923 |  | 0.0036563 |  | 0.093087 |  | 0.12092 |  | 0.0066578 |  | #REF! |  | #REF! |  | 0.00052235 |  | 0.00023645 |  | #REF! |  | 0.0001974 |  | 0.00012876 |  | 1.963e-06 |  | 1.2106e-05 |  | 1.2106e-05 |  | 0.00063972 |  | 0.00037558 |  | 4.0586e-06 |  | 0.00028459 |  | 0 |  | 0.12699
| #REF! |  | 0.00050894 |  | 0.0019048 |  | 5.8756e-06 |  | 0.00032816 |  | 0.0034091 |  | 0.003509 |  | 0.09407 |  | 0.12453 |  | 0.0068905 |  | #REF! |  | #REF! |  | 0.00037432 |  | 0.00014693 |  | #REF! |  | 0.00011949 |  | 0.0001304 |  | 2.0123e-06 |  | -9.954e-05 |  | -9.954e-05 |  | 0.00082626 |  | 0.00018066 |  | 4.0591e-06 |  | 0.00028947 |  | 0 |  | 0.12977
| #REF! |  | 0.00048835 |  | 0.0018619 |  | 5.8751e-06 |  | 0.00053546 |  | 0.0033321 |  | 0.0033493 |  | 0.094837 |  | 0.12782 |  | 0.0071921 |  | #REF! |  | #REF! |  | 0.00029592 |  | 0.00013492 |  | #REF! |  | 0.0001195 |  | 0.00013041 |  | 2.2698e-06 |  | -6.7343e-05 |  | -6.7343e-05 |  | 0.00076225 |  | 0.00043069 |  | 4.0588e-06 |  | 0.00029598 |  | 0 |  | 0.13286
| #REF! |  | 0.00038493 |  | 0.0018754 |  | 0.00012029 |  | 0.00065798 |  | 0.0032301 |  | 0.0032715 |  | 0.095511 |  | 0.13102 |  | 0.0074849 |  | #REF! |  | #REF! |  | 0.00037866 |  | 0.00018984 |  | #REF! |  | 9.2624e-05 |  | 0.00011557 |  | 2.4787e-06 |  | 6.1923e-05 |  | 6.1923e-05 |  | 0.00066737 |  | 0.00041552 |  | 4.0593e-06 |  | 0.0002976 |  | 0 |  | 0.13526
| #REF! |  | 0.00035152 |  | 0.0018679 |  | 0.00012029 |  | 0.00068629 |  | 0.003084 |  | 0.0031677 |  | 0.096164 |  | 0.13368 |  | 0.0075467 |  | #REF! |  | #REF! |  | 0.00047309 |  | 0.00018981 |  | #REF! |  | 9.263e-05 |  | 0.00011558 |  | 2.5403e-06 |  | 2.3118e-05 |  | 2.3118e-05 |  | 0.00058794 |  | 0.00019726 |  | 4.0591e-06 |  | 0.00029762 |  | 0 |  | 0.13675
| #REF! |  | 0.00034942 |  | 0.001832 |  | 0.00011747 |  | 0.00058361 |  | 0.0029677 |  | 0.0030448 |  | 0.096923 |  | 0.13571 |  | 0.0079023 |  | #REF! |  | #REF! |  | 0.00049982 |  | 0.00020086 |  | #REF! |  | 5.5362e-05 |  | 0.00011848 |  | 2.4052e-06 |  | -2.5322e-05 |  | -2.5322e-05 |  | 0.00060172 |  | 0.00016213 |  | 4.0596e-06 |  | 0.00029519 |  | 0 |  | 0.14005
| #REF! |  | 0.00037469 |  | 0.001831 |  | 0.00011747 |  | 0.00052794 |  | 0.002887 |  | 0.0029563 |  | 0.097697 |  | 0.13779 |  | 0.0084669 |  | #REF! |  | #REF! |  | 0.0005098 |  | 0.00020084 |  | #REF! |  | 5.5365e-05 |  | 0.00011848 |  | 2.1593e-06 |  | 1.101e-05 |  | 1.101e-05 |  | 0.00063582 |  | 0.00014284 |  | 4.0596e-06 |  | 0.00029439 |  | 0 |  | 0.14292
| #REF! |  | 0.00046149 |  | 0.0017713 |  | 8.9231e-05 |  | 0.00048124 |  | 0.0028324 |  | 0.0028768 |  | 0.098414 |  | 0.14068 |  | 0.0085472 |  | #REF! |  | #REF! |  | 0.00050024 |  | 0.00016291 |  | #REF! |  | 0.00013235 |  | 9.5619e-05 |  | 2.0492e-06 |  | 6.6063e-06 |  | 6.6063e-06 |  | 0.00056611 |  | -7.5251e-05 |  | 7.3062e-06 |  | 0.00029117 |  | 0 |  | 0.1454
| #REF! |  | 0.00044105 |  | 0.0017719 |  | 8.923e-05 |  | 0.00042809 |  | 0.0027333 |  | 0.002823 |  | 0.098936 |  | 0.14401 |  | 0.0088573 |  | #REF! |  | #REF! |  | 0.00050054 |  | 0.00016293 |  | #REF! |  | 0.00013236 |  | 9.5624e-05 |  | 2.0002e-06 |  | 5.1286e-05 |  | 5.1286e-05 |  | 0.00054908 |  | -0.0001062 |  | 7.3067e-06 |  | 0.00028711 |  | 0 |  | 0.14861
| #REF! |  | 0.00039389 |  | 0.0018305 |  | 0.00013499 |  | 0.00055879 |  | 0.0026588 |  | 0.0027378 |  | 0.099305 |  | 0.14654 |  | 0.0090228 |  | #REF! |  | #REF! |  | 0.00055543 |  | 0.00024191 |  | #REF! |  | 9.5761e-05 |  | 0.00017514 |  | 2.062e-06 |  | 0.00018343 |  | 0.00018343 |  | 0.00063347 |  | -0.00017307 |  | 5.6831e-06 |  | 0.00028632 |  | 0 |  | 0.15126
| #REF! |  | 0.00039681 |  | 0.0018101 |  | 0.00013498 |  | 0.00044803 |  | 0.0026225 |  | 0.0026751 |  | 0.099744 |  | 0.14865 |  | 0.0094288 |  | #REF! |  | #REF! |  | 0.00053971 |  | 0.00024191 |  | #REF! |  | 9.5767e-05 |  | 0.00017515 |  | 2.1729e-06 |  | 0.00016509 |  | 0.00016509 |  | 0.00068786 |  | 0.00025883 |  | 5.6831e-06 |  | 0.0002912 |  | 0 |  | 0.1534
| #REF! |  | 0.0003962 |  | 0.0017959 |  | 0.0001604 |  | 0.00046608 |  | 0.0025408 |  | 0.0025935 |  | 0.10043 |  | 0.15182 |  | 0.009996 |  | #REF! |  | #REF! |  | 0.00047868 |  | 0.00015876 |  | #REF! |  | 6.0363e-05 |  | 7.6855e-05 |  | 2.2096e-06 |  | 5.8272e-05 |  | 5.8272e-05 |  | 0.0006181 |  | 0.00025972 |  | 5.6834e-06 |  | 0.00029931 |  | 0 |  | 0.15543
| #REF! |  | 0.00040756 |  | 0.0018153 |  | 0.0001604 |  | 0.00049887 |  | 0.0025197 |  | 0.0025849 |  | 0.10133 |  | 0.15516 |  | 0.010404 |  | #REF! |  | #REF! |  | 0.00055084 |  | 0.00021387 |  | #REF! |  | 6.0367e-05 |  | 7.686e-05 |  | 2.3199e-06 |  | -4.4058e-06 |  | -4.4058e-06 |  | 0.00054915 |  | -0.00011113 |  | 5.6834e-06 |  | 0.00029769 |  | 0 |  | 0.15843
| #REF! |  | 0.00043104 |  | 0.0018124 |  | 2.6443e-05 |  | 0.00039783 |  | 0.0024585 |  | 0.0025247 |  | 0.10236 |  | 0.15769 |  | 0.010579 |  | #REF! |  | #REF! |  | 0.00063112 |  | 0.00024324 |  | #REF! |  | 9.7802e-05 |  | 9.9708e-05 |  | 2.3939e-06 |  | -6.6802e-05 |  | -6.6802e-05 |  | 0.0005987 |  | 0.00016633 |  | 7.308e-06 |  | 0.00029367 |  | 0 |  | 0.16143
| #REF! |  | 0.00040098 |  | 0.0017869 |  | 2.6443e-05 |  | 0.00040537 |  | 0.0023726 |  | 0.002403 |  | 0.10332 |  | 0.16074 |  | 0.010752 |  | #REF! |  | #REF! |  | 0.00065205 |  | 0.00018812 |  | #REF! |  | 9.7808e-05 |  | 9.9714e-05 |  | 2.2836e-06 |  | 3.8341e-05 |  | 3.8341e-05 |  | 0.00077875 |  | 0.00016037 |  | 7.308e-06 |  | 0.00028554 |  | 0 |  | 0.16289
| #REF! |  | 0.00046027 |  | 0.0017157 |  | 3.134e-05 |  | 0.00041692 |  | 0.002339 |  | 0.0023601 |  | 0.10417 |  | 0.16377 |  | 0.011254 |  | #REF! |  | #REF! |  | 0.00062381 |  | 0.00013692 |  | #REF! |  | 7.7945e-05 |  | 1.1581e-05 |  | 2.0997e-06 |  | 1.6258e-05 |  | 1.6258e-05 |  | 0.00067581 |  | -5.0337e-05 |  | 5.6841e-06 |  | 0.00028233 |  | 0 |  | 0.16497
| #REF! |  | 0.00048259 |  | 0.0017409 |  | 3.134e-05 |  | 0.00045348 |  | 0.0022676 |  | 0.0023066 |  | 0.10491 |  | 0.16623 |  | 0.011903 |  | #REF! |  | #REF! |  | 0.00073216 |  | 0.00017807 |  | #REF! |  | 7.795e-05 |  | 1.1582e-05 |  | 1.9888e-06 |  | -0.00010984 |  | -0.00010984 |  | 0.00060604 |  | 5.8084e-05 |  | 5.6845e-06 |  | 0.00027909 |  | 0 |  | 0.1681
| #REF! |  | 0.00044792 |  | 0.0018137 |  | 7.569e-05 |  | 0.00049204 |  | 0.0021934 |  | 0.0022781 |  | 0.1057 |  | 0.16868 |  | 0.012471 |  | #REF! |  | #REF! |  | 0.00081712 |  | 0.00026109 |  | #REF! |  | 0.00011144 |  | 0.00010815 |  | 2.0627e-06 |  | -5.9149e-05 |  | -5.9149e-05 |  | 0.00060932 |  | 0.0003166 |  | 5.6845e-06 |  | 0.00028235 |  | 0 |  | 0.17061
| #REF! |  | 0.00048241 |  | 0.0017644 |  | 7.5683e-05 |  | 0.00040397 |  | 0.0021404 |  | 0.0022774 |  | 0.10658 |  | 0.17212 |  | 0.012691 |  | #REF! |  | #REF! |  | 0.00081214 |  | 0.00025113 |  | #REF! |  | 0.00011144 |  | 0.00010816 |  | 2.2102e-06 |  | -0.00010102 |  | -0.00010102 |  | 0.00056795 |  | 0.00035012 |  | 5.6845e-06 |  | 0.0002929 |  | 0 |  | 0.174
| #REF! |  | 0.00054472 |  | 0.0017448 |  | 5.5829e-05 |  | 0.00039111 |  | 0.0021258 |  | 0.0022219 |  | 0.10749 |  | 0.17634 |  | 0.012935 |  | #REF! |  | #REF! |  | 0.00075669 |  | 0.00019464 |  | #REF! |  | 0.00010903 |  | 0.00014144 |  | 2.2833e-06 |  | -0.00012284 |  | -0.00012284 |  | 0.00064912 |  | -4.7914e-05 |  | 5.6848e-06 |  | 0.00029941 |  | 0 |  | 0.17713
| #REF! |  | 0.0005527 |  | 0.0018073 |  | 5.5829e-05 |  | 0.00045386 |  | 0.0021247 |  | 0.0021488 |  | 0.10841 |  | 0.18049 |  | 0.013189 |  | #REF! |  | #REF! |  | 0.00080383 |  | 0.00020962 |  | #REF! |  | 0.00010904 |  | 0.00014144 |  | 2.3201e-06 |  | -1.4515e-05 |  | -1.4515e-05 |  | 0.00070754 |  | -1.4234e-05 |  | 5.6852e-06 |  | 0.00030671 |  | 0 |  | 0.1797
| #REF! |  | 0.00047861 |  | 0.0017999 |  | 4.4075e-05 |  | 0.00043461 |  | 0.0020583 |  | 0.0020881 |  | 0.10927 |  | 0.18366 |  | 0.013588 |  | #REF! |  | #REF! |  | 0.0008892 |  | 0.00012253 |  | #REF! |  | 8.7139e-05 |  | 0.00015762 |  | 2.2957e-06 |  | -1.5036e-05 |  | -1.5036e-05 |  | 0.00074735 |  | 6.0203e-05 |  | 7.3098e-06 |  | 0.00030754 |  | 0 |  | 0.18295
| #REF! |  | 0.00046927 |  | 0.0017702 |  | 4.4075e-05 |  | 0.00041691 |  | 0.0019213 |  | 0.0020379 |  | 0.11 |  | 0.18483 |  | 0.014088 |  | #REF! |  | #REF! |  | 0.00083942 |  | 7.6383e-05 |  | #REF! |  | 8.7144e-05 |  | 0.00015763 |  | 2.2709e-06 |  | -1.7745e-05 |  | -1.7745e-05 |  | 0.00066056 |  | -0.00034044 |  | 7.3103e-06 |  | 0.00030837 |  | 0 |  | 0.18589
| #REF! |  | 0.0004261 |  | 0.0017246 |  | 6.6652e-05 |  | 0.00048208 |  | 0.0017529 |  | 0.002012 |  | 0.11065 |  | 0.18467 |  | 0.014448 |  | #REF! |  | #REF! |  | 0.00076036 |  | 0.0001332 |  | #REF! |  | 2.7233e-05 |  | 0.00011205 |  | 2.2713e-06 |  | -5.3787e-05 |  | -5.3787e-05 |  | 0.00072223 |  | -0.00014693 |  | 2.4371e-06 |  | 0.00030756 |  | 0 |  | 0.18845
| #REF! |  | 0.00036459 |  | 0.0016993 |  | 6.6658e-05 |  | 0.00046787 |  | 0.0017452 |  | 0.0019385 |  | 0.11112 |  | 0.18462 |  | 0.014861 |  | #REF! |  | #REF! |  | 0.00078648 |  | 0.00018272 |  | #REF! |  | 2.7235e-05 |  | 0.00011205 |  | 2.1854e-06 |  | -0.00015613 |  | -0.00015613 |  | 0.00062652 |  | 2.5068e-05 |  | 2.4373e-06 |  | 0.00030352 |  | 0 |  | 0.19024
| #REF! |  | 0.00031348 |  | 0.0017099 |  | 0.00011636 |  | 0.00027789 |  | 0.0017197 |  | 0.0018585 |  | 0.1115 |  | 0.18462 |  | 0.015486 |  | #REF! |  | #REF! |  | 0.00090646 |  | 0.00024288 |  | #REF! |  | 0.00011432 |  | 5.6942e-05 |  | 2.0998e-06 |  | -4.4094e-05 |  | -4.4094e-05 |  | 0.00054702 |  | -0.00023659 |  | 2.4374e-06 |  | 0.00029867 |  | 0 |  | 0.19236
| #REF! |  | 0.00030385 |  | 0.0016714 |  | 0.00011637 |  | 0.00018159 |  | 0.0016259 |  | 0.0017928 |  | 0.11185 |  | 0.18462 |  | 0.015966 |  | #REF! |  | #REF! |  | 0.00095806 |  | 0.00022001 |  | #REF! |  | 0.00011433 |  | 5.6946e-05 |  | 1.8421e-06 |  | -2.2048e-05 |  | -2.2048e-05 |  | 0.00060221 |  | -0.00032889 |  | 2.4374e-06 |  | 0.00029542 |  | 0 |  | 0.19516
| #REF! |  | 0.00040226 |  | 0.0016451 |  | 3.6243e-05 |  | 0.0002305 |  | 0.0015839 |  | 0.0017455 |  | 0.1123 |  | 0.18491 |  | 0.016533 |  | #REF! |  | #REF! |  | 0.00096141 |  | 0.00018931 |  | #REF! |  | 6.4068e-05 |  | 8.6744e-05 |  | 1.6579e-06 |  | -6.174e-05 |  | -6.174e-05 |  | 0.00056731 |  | -0.0002618 |  | 4.0623e-06 |  | 0.00029218 |  | 0 |  | 0.1977
| #REF! |  | 0.00037755 |  | 0.00168 |  | 3.624e-05 |  | 0.00026172 |  | 0.0014979 |  | 0.0017459 |  | 0.11288 |  | 0.18717 |  | 0.017161 |  | #REF! |  | #REF! |  | 0.0010592 |  | 0.00024419 |  | #REF! |  | 6.4072e-05 |  | 8.675e-05 |  | 1.7256e-06 |  | 2.1156e-05 |  | 2.1156e-05 |  | 0.00059092 |  | -2.1439e-05 |  | 4.0628e-06 |  | 0.00029465 |  | 0 |  | 0.19946
| #REF! |  | 0.00039167 |  | 0.0016392 |  | 4.3104e-05 |  | 0.00024405 |  | 0.0014669 |  | 0.0017 |  | 0.11342 |  | 0.18995 |  | 0.017474 |  | #REF! |  | #REF! |  | 0.001045 |  | 0.00027406 |  | #REF! |  | 0.00015549 |  | 5.4578e-05 |  | 1.9772e-06 |  | -4.3983e-05 |  | -4.3983e-05 |  | 0.00063962 |  | 0.00014641 |  | 4.0626e-06 |  | 0.00029789 |  | 0 |  | 0.20135
| #REF! |  | 0.00041764 |  | 0.0016077 |  | 4.31e-05 |  | 0.0003781 |  | 0.0014587 |  | 0.0016683 |  | 0.11383 |  | 0.19138 |  | 0.018185 |  | #REF! |  | #REF! |  | 0.00095906 |  | 0.00023544 |  | #REF! |  | 0.0001555 |  | 5.4582e-05 |  | 2.3461e-06 |  | -0.00010815 |  | -0.00010815 |  | 0.00069806 |  | 0.0002019 |  | 4.0631e-06 |  | 0.00029546 |  | 0 |  | 0.20339
| #REF! |  | 0.00035717 |  | 0.0016434 |  | 9.4903e-05 |  | 0.00044548 |  | 0.0014473 |  | 0.001673 |  | 0.11407 |  | 0.19358 |  | 0.018944 |  | #REF! |  | #REF! |  | 0.0010533 |  | 0.00019119 |  | #REF! |  | 0.00011361 |  | 7.8864e-05 |  | 2.463e-06 |  | -8.7391e-05 |  | -8.7391e-05 |  | 0.00060557 |  | 0.00029494 |  | 5.6869e-06 |  | 0.00028655 |  | 0 |  | 0.20514
| #REF! |  | 0.00038055 |  | 0.0015695 |  | 9.4912e-05 |  | 0.00034328 |  | 0.0014221 |  | 0.0016269 |  | 0.1141 |  | 0.19711 |  | 0.019585 |  | #REF! |  | #REF! |  | 0.0011299 |  | 0.00014832 |  | #REF! |  | 0.00011362 |  | 7.8869e-05 |  | 2.2845e-06 |  | -4.6593e-05 |  | -4.6593e-05 |  | 0.00064782 |  | -1.2335e-05 |  | 5.6876e-06 |  | 0.00027926 |  | 0 |  | 0.20712
| #REF! |  | 0.00037932 |  | 0.0015802 |  | 7.7391e-05 |  | 0.00029391 |  | 0.001397 |  | 0.0015992 |  | 0.11404 |  | 0.20199 |  | 0.020413 |  | #REF! |  | #REF! |  | 0.0011497 |  | 0.00017398 |  | #REF! |  | 6.0511e-05 |  | 0.00012601 |  | 1.9902e-06 |  | 4.191e-05 |  | 4.191e-05 |  | 0.00075173 |  | -0.00011932 |  | 4.0633e-06 |  | 0.00028169 |  | 0 |  | 0.20946
| #REF! |  | 0.00035358 |  | 0.0016848 |  | 7.7398e-05 |  | 0.00034988 |  | 0.0014201 |  | 0.0016068 |  | 0.11407 |  | 0.20713 |  | 0.020666 |  | #REF! |  | #REF! |  | 0.0012345 |  | 0.00023116 |  | #REF! |  | 6.0515e-05 |  | 0.00012602 |  | 1.7076e-06 |  | 0.000112 |  | 0.000112 |  | 0.00071524 |  | 0.00013381 |  | 4.0633e-06 |  | 0.00028739 |  | 0 |  | 0.21126
| #REF! |  | 0.00040568 |  | 0.0017065 |  | 8.4178e-05 |  | 0.00047444 |  | 0.0014373 |  | 0.0016116 |  | 0.11424 |  | 0.21049 |  | 0.02086 |  | #REF! |  | #REF! |  | 0.0012164 |  | 0.000242 |  | #REF! |  | 0.00015334 |  | 9.5747e-05 |  | 1.7195e-06 |  | -1.3929e-05 |  | -1.3929e-05 |  | 0.00069413 |  | 0.00025954 |  | 2.4382e-06 |  | 0.00028821 |  | 0 |  | 0.21254
| #REF! |  | 0.00048596 |  | 0.001733 |  | 8.4178e-05 |  | 0.00044878 |  | 0.0014181 |  | 0.0015915 |  | 0.11453 |  | 0.21333 |  | 0.021369 |  | #REF! |  | #REF! |  | 0.0012994 |  | 0.00022582 |  | #REF! |  | 0.00015335 |  | 9.5752e-05 |  | 2.0517e-06 |  | -0.00010498 |  | -0.00010498 |  | 0.00065683 |  | -9.1636e-05 |  | 2.4383e-06 |  | 0.00029147 |  | 0 |  | 0.21367
| #REF! |  | 0.0004943 |  | 0.0018021 |  | 0.00010847 |  | 0.00052834 |  | 0.0013359 |  | 0.0015891 |  | 0.11475 |  | 0.21745 |  | 0.022423 |  | #REF! |  | #REF! |  | 0.0015335 |  | 0.00032502 |  | #REF! |  | 0.00020427 |  | 0.0001202 |  | 2.3833e-06 |  | 2.427e-05 |  | 2.427e-05 |  | 0.00057567 |  | -0.00014713 |  | 5.6883e-06 |  | 0.00029717 |  | 0 |  | 0.21514
| #REF! |  | 0.00034125 |  | 0.0017701 |  | 0.00010847 |  | 0.0005998 |  | 0.0013376 |  | 0.0015464 |  | 0.11486 |  | 0.22026 |  | 0.023035 |  | #REF! |  | #REF! |  | 0.001586 |  | 0.00030677 |  | #REF! |  | 0.00020428 |  | 0.0001202 |  | 2.6782e-06 |  | 1.9858e-05 |  | 1.9858e-05 |  | 0.00049448 |  | 0.00014877 |  | 5.6883e-06 |  | 0.00029961 |  | 0 |  | 0.21616
| #REF! |  | 0.00025052 |  | 0.0017029 |  | 7.8535e-05 |  | 0.00041448 |  | 0.0013436 |  | 0.0014867 |  | 0.11479 |  | 0.21994 |  | 0.023446 |  | #REF! |  | #REF! |  | 0.0015677 |  | 0.00025583 |  | #REF! |  | 9.3414e-05 |  | 0.00014919 |  | 2.6662e-06 |  | -2.317e-05 |  | -2.317e-05 |  | 0.00047421 |  | 0.00031223 |  | 7.3143e-06 |  | 0.00029638 |  | 0 |  | 0.21645
| #REF! |  | 0.00033825 |  | 0.0017148 |  | 7.8528e-05 |  | 0.00038329 |  | 0.001221 |  | 0.001435 |  | 0.11462 |  | 0.21712 |  | 0.024478 |  | #REF! |  | #REF! |  | 0.0016225 |  | 0.00030154 |  | #REF! |  | 9.342e-05 |  | 0.0001492 |  | 2.433e-06 |  | 5.71e-05 |  | 5.71e-05 |  | 0.00054404 |  | 0.00035838 |  | 7.3148e-06 |  | 0.00028988 |  | 0 |  | 0.21613
| #REF! |  | 0.00038758 |  | 0.0015997 |  | 4.7026e-05 |  | 0.00033922 |  | 0.0012215 |  | 0.0013602 |  | 0.11456 |  | 0.21381 |  | 0.025182 |  | #REF! |  | #REF! |  | 0.001671 |  | 0.00028548 |  | #REF! |  | 0.00010966 |  | 0.00012603 |  | 2.2115e-06 |  | 0.00011227 |  | 0.00011227 |  | 0.00068537 |  | 8.7021e-05 |  | 7.3152e-06 |  | 0.00028828 |  | 0 |  | 0.21552
| #REF! |  | 0.00040612 |  | 0.0015609 |  | 4.7026e-05 |  | 0.0002612 |  | 0.0012114 |  | 0.0013162 |  | 0.1147 |  | 0.2114 |  | 0.025768 |  | #REF! |  | #REF! |  | 0.0016364 |  | 0.00025661 |  | #REF! |  | 0.00010967 |  | 0.00012604 |  | 1.9662e-06 |  | 9.6161e-05 |  | 9.6161e-05 |  | 0.00076987 |  | -0.00030401 |  | 7.3148e-06 |  | 0.00029073 |  | 0 |  | 0.21617
| #REF! |  | 0.00039229 |  | 0.0016585 |  | 8.4185e-05 |  | 0.00031275 |  | 0.0011711 |  | 0.0012996 |  | 0.11485 |  | 0.21006 |  | 0.026318 |  | #REF! |  | #REF! |  | 0.0017289 |  | 0.0002721 |  | #REF! |  | 0.00011753 |  | 0.00011834 |  | 1.9416e-06 |  | 5.1071e-06 |  | 5.1071e-06 |  | 0.00075688 |  | -0.0003451 |  | 5.6897e-06 |  | 0.0002956 |  | 0 |  | 0.21644
| #REF! |  | 0.0003883 |  | 0.0016273 |  | 8.4185e-05 |  | 0.00041038 |  | 0.0011494 |  | 0.0013433 |  | 0.1149 |  | 0.20954 |  | 0.027107 |  | #REF! |  | #REF! |  | 0.0018142 |  | 0.00030031 |  | #REF! |  | 0.00011754 |  | 0.00011834 |  | 1.8314e-06 |  | -4.0297e-05 |  | -4.0297e-05 |  | 0.00066678 |  | 0.00012495 |  | 5.6897e-06 |  | 0.00029887 |  | 0 |  | 0.21553
| #REF! |  | 0.0004355 |  | 0.0016019 |  | 9.8884e-05 |  | 0.00034826 |  | 0.0010557 |  | 0.0013279 |  | 0.11479 |  | 0.21005 |  | 0.028289 |  | #REF! |  | #REF! |  | 0.0018731 |  | 0.00025776 |  | #REF! |  | 7.8646e-05 |  | 0.0001042 |  | 1.7209e-06 |  | 4.5254e-05 |  | 4.5254e-05 |  | 0.00061723 |  | 6.7186e-05 |  | 2.4389e-06 |  | 0.00029806 |  | 0 |  | 0.21459
| #REF! |  | 0.00041086 |  | 0.0016469 |  | 0.00010378 |  | 0.00022222 |  | 0.0010455 |  | 0.0012562 |  | 0.11463 |  | 0.21186 |  | 0.029132 |  | #REF! |  | #REF! |  | 0.0020592 |  | 0.00027186 |  | #REF! |  | 7.8651e-05 |  | 0.00010421 |  | 1.8187e-06 |  | 8.3473e-05 |  | 8.3473e-05 |  | 0.00064245 |  | -0.00033172 |  | 2.4391e-06 |  | 0.00030133 |  | 0 |  | 0.21389
| #REF! |  | 0.00035284 |  | 0.0017116 |  | 7.1586e-05 |  | 0.00033712 |  | 0.0011021 |  | 0.0012692 |  | 0.11443 |  | 0.21213 |  | 0.029925 |  | #REF! |  | #REF! |  | 0.0021429 |  | 0.00036043 |  | #REF! |  | 6.9315e-05 |  | 0.00015564 |  | 2.0278e-06 |  | 1.7243e-05 |  | 1.7243e-05 |  | 0.00066767 |  | -6.266e-05 |  | 5.6904e-06 |  | 0.00030622 |  | 0 |  | 0.21294
| #REF! |  | 0.00034132 |  | 0.0017047 |  | 6.667e-05 |  | 0.00045504 |  | 0.0010845 |  | 0.0012663 |  | 0.11421 |  | 0.21009 |  | 0.030606 |  | #REF! |  | #REF! |  | 0.0021914 |  | 0.00034483 |  | #REF! |  | 6.9319e-05 |  | 0.00015565 |  | 2.36e-06 |  | 7.0779e-05 |  | 7.0779e-05 |  | 0.00050928 |  | 0.00017844 |  | 5.6904e-06 |  | 0.00031109 |  | 0 |  | 0.21173
| #REF! |  | 0.00033308 |  | 0.0016998 |  | 0.00010679 |  | 0.00052733 |  | 0.00098332 |  | 0.0012607 |  | 0.114 |  | 0.20813 |  | 0.031299 |  | #REF! |  | #REF! |  | 0.0022422 |  | 0.00037019 |  | #REF! |  | 0.0002047 |  | 0.00015791 |  | 2.4702e-06 |  | 3.973e-05 |  | 3.973e-05 |  | 0.00060273 |  | -1.7622e-05 |  | 4.0656e-06 |  | 0.00031274 |  | 0 |  | 0.21013
| #REF! |  | 0.00040697 |  | 0.00165 |  | 0.00010679 |  | 0.00045562 |  | 0.00093537 |  | 0.0012345 |  | 0.11392 |  | 0.20691 |  | 0.032669 |  | #REF! |  | #REF! |  | 0.0024192 |  | 0.00038697 |  | #REF! |  | 0.00020471 |  | 0.00015792 |  | 2.3968e-06 |  | -1.0518e-05 |  | -1.0518e-05 |  | 0.00076681 |  | -0.00030732 |  | 4.0656e-06 |  | 0.00031274 |  | 0 |  | 0.20829
| #REF! |  | 0.00048164 |  | 0.0015843 |  | 4.8995e-05 |  | 0.00034894 |  | 0.00092458 |  | 0.0011635 |  | 0.11387 |  | 0.20567 |  | 0.033657 |  | #REF! |  | #REF! |  | 0.0024913 |  | 0.00031895 |  | #REF! |  | 0.00013187 |  | 0.00012739 |  | 2.2123e-06 |  | -8.5428e-05 |  | -8.5428e-05 |  | 0.00071812 |  | -0.00034137 |  | 5.6911e-06 |  | 0.00031113 |  | 0 |  | 0.2065
| #REF! |  | 0.00044414 |  | 0.0016226 |  | 4.899e-05 |  | 0.00036723 |  | 0.00085835 |  | 0.0011166 |  | 0.11381 |  | 0.20351 |  | 0.034311 |  | #REF! |  | #REF! |  | 0.0024705 |  | 0.00030613 |  | #REF! |  | 0.00013188 |  | 0.0001274 |  | 2.0283e-06 |  | -0.00020757 |  | -0.00020757 |  | 0.0007799 |  | -0.00014517 |  | 5.6911e-06 |  | 0.00029896 |  | 0 |  | 0.20511
| #REF! |  | 0.00040342 |  | 0.0016245 |  | 4.997e-05 |  | 0.00037497 |  | 0.0007801 |  | 0.0010971 |  | 0.11361 |  | 0.20088 |  | 0.035316 |  | #REF! |  | #REF! |  | 0.0025852 |  | 0.00031018 |  | #REF! |  | 9.1818e-06 |  | 0.00010178 |  | 2.0282e-06 |  | -2.54e-05 |  | -2.54e-05 |  | 0.00067835 |  | 0.00017831 |  | 5.6915e-06 |  | 0.00028515 |  | 0 |  | 0.20254
| #REF! |  | 0.00041765 |  | 0.0016504 |  | 4.9975e-05 |  | 0.00050247 |  | 0.00078958 |  | 0.0011038 |  | 0.11335 |  | 0.1982 |  | 0.036318 |  | #REF! |  | #REF! |  | 0.0027057 |  | 0.0003397 |  | #REF! |  | 9.1824e-06 |  | 0.00010178 |  | 2.1394e-06 |  | -7.6204e-05 |  | -7.6204e-05 |  | 0.00061661 |  | -3.507e-05 |  | 5.6915e-06 |  | 0.00027947 |  | 0 |  | 0.19928
| #REF! |  | 0.00038184 |  | 0.0016571 |  | 3.8216e-05 |  | 0.00055866 |  | 0.00081512 |  | 0.0011201 |  | 0.11305 |  | 0.19597 |  | 0.037118 |  | #REF! |  | #REF! |  | 0.0027913 |  | 0.00037101 |  | #REF! |  | 0.00013594 |  | 0.00011857 |  | 2.2627e-06 |  | -0.00010382 |  | -0.00010382 |  | 0.0006955 |  | -0.0003188 |  | 7.3184e-06 |  | 0.00028763 |  | 0 |  | 0.19729
| #REF! |  | 0.0004115 |  | 0.0016145 |  | 3.8216e-05 |  | 0.00040143 |  | 0.00077386 |  | 0.0010616 |  | 0.11277 |  | 0.19364 |  | 0.038047 |  | #REF! |  | #REF! |  | 0.0027197 |  | 0.00034667 |  | #REF! |  | 0.00013595 |  | 0.00011858 |  | 2.3486e-06 |  | -1.3254e-05 |  | -1.3254e-05 |  | 0.00075481 |  | 2.5038e-05 |  | 7.3188e-06 |  | 0.000299 |  | 0 |  | 0.19396
| #REF! |  | 0.00039705 |  | 0.0014352 |  | 8.1374e-05 |  | 0.00038345 |  | 0.00078722 |  | 0.0010546 |  | 0.11251 |  | 0.19093 |  | 0.039602 |  | #REF! |  | #REF! |  | 0.0028341 |  | 0.00039659 |  | #REF! |  | 7.6482e-05 |  | 0.00011325 |  | 2.324e-06 |  | -2.3198e-05 |  | -2.3198e-05 |  | 0.00077756 |  | 0.00015695 |  | 5.6922e-06 |  | 0.00030631 |  | 0 |  | 0.19066
| #REF! |  | 0.00028624 |  | 0.0012596 |  | 8.1374e-05 |  | 0.00044535 |  | 0.00080041 |  | 0.0010712 |  | 0.11227 |  | 0.18831 |  | 0.040778 |  | #REF! |  | #REF! |  | 0.0030958 |  | 0.00045588 |  | #REF! |  | 7.6487e-05 |  | 0.00011326 |  | 2.3242e-06 |  | -6.6279e-05 |  | -6.6279e-05 |  | 0.00070854 |  | -6.5696e-05 |  | 5.6925e-06 |  | 0.00030308 |  | 0 |  | 0.18814
| #REF! |  | 0.00039674 |  | 0.0014293 |  | 3.6256e-05 |  | 0.00047531 |  | 0.0007308 |  | 0.0010449 |  | 0.112 |  | 0.18519 |  | 0.041519 |  | #REF! |  | #REF! |  | 0.0032865 |  | 0.00041293 |  | #REF! |  | 0.0001601 |  | 0.00013602 |  | 2.3488e-06 |  | -8.3961e-05 |  | -8.3961e-05 |  | 0.00071102 |  | -0.00039601 |  | 5.6925e-06 |  | 0.00029254 |  | 0 |  | 0.18488
| #REF! |  | 0.00048399 |  | 0.0016264 |  | 3.6259e-05 |  | 0.00045245 |  | 0.00073319 |  | 0.0010453 |  | 0.11163 |  | 0.18222 |  | 0.042903 |  | #REF! |  | #REF! |  | 0.0032541 |  | 0.00038963 |  | #REF! |  | 0.00016011 |  | 0.00013603 |  | 2.3736e-06 |  | 5.8584e-05 |  | 5.8584e-05 |  | 0.00062814 |  | -0.00029718 |  | 5.6925e-06 |  | 0.0002836 |  | 0 |  | 0.18171
| #REF! |  | 0.00046317 |  | 0.0016878 |  | 7.3469e-05 |  | 0.00025551 |  | 0.00070513 |  | 0.0010358 |  | 0.11118 |  | 0.17897 |  | 0.044075 |  | #REF! |  | #REF! |  | 0.0032518 |  | 0.00048693 |  | #REF! |  | 9.4211e-05 |  | 0.00014426 |  | 2.361e-06 |  | 7.6267e-05 |  | 7.6267e-05 |  | 0.0005843 |  | -5.8548e-05 |  | 4.0673e-06 |  | 0.00028605 |  | 0 |  | 0.17793
| #REF! |  | 0.00047854 |  | 0.0017206 |  | 7.3463e-05 |  | 0.00018463 |  | 0.00062849 |  | 0.0010416 |  | 0.11066 |  | 0.17507 |  | 0.045422 |  | #REF! |  | #REF! |  | 0.0034249 |  | 0.00053474 |  | #REF! |  | 9.4217e-05 |  | 0.00014427 |  | 2.2991e-06 |  | 2.0994e-05 |  | 2.0994e-05 |  | 0.00061436 |  | -4.1151e-05 |  | 4.0671e-06 |  | 0.00029906 |  | 0 |  | 0.17459
| #REF! |  | 0.00042121 |  | 0.0016826 |  | 0.00010173 |  | 0.00033963 |  | 0.00068345 |  | 0.00098358 |  | 0.11018 |  | 0.1714 |  | 0.047422 |  | #REF! |  | #REF! |  | 0.0035672 |  | 0.00043612 |  | #REF! |  | 0.00021991 |  | 0.0001232 |  | 2.2381e-06 |  | -9.2356e-05 |  | -9.2356e-05 |  | 0.00053963 |  | -7.6785e-05 |  | 7.3206e-06 |  | 0.00031126 |  | 0 |  | 0.17164
| #REF! |  | 0.00038428 |  | 0.0016223 |  | 0.00010174 |  | 0.00036875 |  | 0.00072502 |  | 0.00092147 |  | 0.10982 |  | 0.16762 |  | 0.048395 |  | #REF! |  | #REF! |  | 0.0036449 |  | 0.00040866 |  | #REF! |  | 0.00021993 |  | 0.00012321 |  | 2.0538e-06 |  | -7.0707e-05 |  | -7.0707e-05 |  | 0.00065995 |  | -0.00021222 |  | 7.3206e-06 |  | 0.00031616 |  | 0 |  | 0.16753
| #REF! |  | 0.00040235 |  | 0.0016158 |  | 8.8163e-05 |  | 0.00034921 |  | 0.00069638 |  | 0.00094606 |  | 0.1095 |  | 0.16362 |  | 0.04887 |  | #REF! |  | #REF! |  | 0.0038387 |  | 0.00046893 |  | #REF! |  | 0.0001526 |  | 0.00013987 |  | 1.9307e-06 |  | 7.9126e-05 |  | 7.9126e-05 |  | 0.0007778 |  | -9.0839e-05 |  | 5.6936e-06 |  | 0.00030966 |  | 0 |  | 0.16274
| #REF! |  | 0.00040202 |  | 0.0016629 |  | 8.8163e-05 |  | 0.0003444 |  | 0.00064373 |  | 0.00095965 |  | 0.10912 |  | 0.15898 |  | 0.050277 |  | #REF! |  | #REF! |  | 0.0041165 |  | 0.00052733 |  | #REF! |  | 0.00015261 |  | 0.00013988 |  | 1.8448e-06 |  | 0.00016898 |  | 0.00016898 |  | 0.00080223 |  | 0.00022656 |  | 5.6939e-06 |  | 0.00030805 |  | 0 |  | 0.15903
| #REF! |  | 0.00033666 |  | 0.0016073 |  | 5.9911e-05 |  | 0.00030699 |  | 0.00061343 |  | 0.00091092 |  | 0.10852 |  | 0.15383 |  | 0.051625 |  | #REF! |  | #REF! |  | 0.0040342 |  | 0.00048106 |  | #REF! |  | 2.7284e-05 |  | 0.00012682 |  | 1.8822e-06 |  | 0.00014799 |  | 0.00014799 |  | 0.00070632 |  | -0.00015965 |  | 2.4409e-06 |  | 0.0003113 |  | 0 |  | 0.15546
| #REF! |  | 0.00037097 |  | 0.0013985 |  | 5.9911e-05 |  | 0.00035741 |  | 0.00065069 |  | 0.00087823 |  | 0.10776 |  | 0.14939 |  | 0.053174 |  | #REF! |  | #REF! |  | 0.0040697 |  | 0.00046142 |  | #REF! |  | 2.7285e-05 |  | 0.00012683 |  | 2.2145e-06 |  | 3.7584e-05 |  | 3.7584e-05 |  | 0.00069499 |  | -0.00029189 |  | 2.4409e-06 |  | 0.00030888 |  | 0 |  | 0.15175
| #REF! |  | 0.00040537 |  | 0.0014405 |  | 6.2737e-05 |  | 0.00038214 |  | 0.00063307 |  | 0.0008929 |  | 0.107 |  | 0.14587 |  | 0.054955 |  | #REF! |  | #REF! |  | 0.0043683 |  | 0.00058846 |  | #REF! |  | 0.00010517 |  | 0.00011443 |  | 2.565e-06 |  | -5.5273e-06 |  | -5.5273e-06 |  | 0.00078038 |  | -0.00047085 |  | 7.3215e-06 |  | 0.00029996 |  | 0 |  | 0.14826
| #REF! |  | 0.00043213 |  | 0.0015529 |  | 6.2737e-05 |  | 0.00041731 |  | 0.00056489 |  | 0.0008756 |  | 0.10635 |  | 0.14241 |  | 0.056302 |  | #REF! |  | #REF! |  | 0.0046488 |  | 0.00062056 |  | #REF! |  | 0.00010518 |  | 0.00011444 |  | 2.8055e-06 |  | 2.8917e-05 |  | 2.8917e-05 |  | 0.00076169 |  | -0.00049427 |  | 7.3224e-06 |  | 0.00029102 |  | 0 |  | 0.14413
| #REF! |  | 0.00040559 |  | 0.0015781 |  | 5.5864e-05 |  | 0.00041585 |  | 0.00054376 |  | 0.00087997 |  | 0.10576 |  | 0.13909 |  | 0.057794 |  | #REF! |  | #REF! |  | 0.0048461 |  | 0.00063173 |  | #REF! |  | 0.00019189 |  | 9.816e-05 |  | 2.6941e-06 |  | 7.3141e-05 |  | 7.3141e-05 |  | 0.00074868 |  | -9.9155e-05 |  | 4.0683e-06 |  | 0.0002959 |  | 0 |  | 0.14046
| #REF! |  | 0.00033115 |  | 0.0015776 |  | 5.5864e-05 |  | 0.00033678 |  | 0.00052748 |  | 0.00085142 |  | 0.10522 |  | 0.13558 |  | 0.05934 |  | #REF! |  | #REF! |  | 0.0048039 |  | 0.00060194 |  | #REF! |  | 0.00019191 |  | 9.8166e-05 |  | 2.5282e-06 |  | 1.2163e-05 |  | 1.2163e-05 |  | 0.00076015 |  | -0.00016477 |  | 4.0688e-06 |  | 0.00031057 |  | 0 |  | 0.13659
| #REF! |  | 0.00037505 |  | 0.0015714 |  | 8.2526e-05 |  | 0.00031138 |  | 0.00052981 |  | 0.0008174 |  | 0.10478 |  | 0.13208 |  | 0.06077 |  | #REF! |  | #REF! |  | 0.0049972 |  | 0.0006426 |  | #REF! |  | 0.0001609 |  | 0.00016268 |  | 2.4732e-06 |  | 7.7399e-06 |  | 7.7399e-06 |  | 0.0007691 |  | 0.00011092 |  | 2.4412e-06 |  | 0.00032276 |  | 0 |  | 0.13315
| #REF! |  | 0.00032764 |  | 0.0016638 |  | 8.2519e-05 |  | 0.00030144 |  | 0.00049264 |  | 0.00084794 |  | 0.10441 |  | 0.12886 |  | 0.062318 |  | #REF! |  | #REF! |  | 0.0053659 |  | 0.00077928 |  | #REF! |  | 0.00016091 |  | 0.00016269 |  | 2.3622e-06 |  | 0.00012323 |  | 0.00012323 |  | 0.00068292 |  | 0.00029078 |  | 2.4415e-06 |  | 0.00032926 |  | 0 |  | 0.12958
| #REF! |  | 0.00029862 |  | 0.0015595 |  | 9.3266e-05 |  | 0.00037502 |  | 0.00046555 |  | 0.0008164 |  | 0.10398 |  | 0.12474 |  | 0.063967 |  | #REF! |  | #REF! |  | 0.0054822 |  | 0.00071175 |  | #REF! |  | 8.1765e-05 |  | 7.568e-05 |  | 2.2517e-06 |  | 7.3472e-05 |  | 7.3472e-05 |  | 0.00066182 |  | 0.00038072 |  | 5.6957e-06 |  | 0.00032522 |  | 0 |  | 0.12538
| #REF! |  | 0.00032435 |  | 0.0014524 |  | 9.3266e-05 |  | 0.00040855 |  | 0.00050737 |  | 0.00077877 |  | 0.10327 |  | 0.1203 |  | 0.065469 |  | #REF! |  | #REF! |  | 0.0055062 |  | 0.00063736 |  | #REF! |  | 8.177e-05 |  | 7.5684e-05 |  | 2.1047e-06 |  | 2.1865e-05 |  | 2.1865e-05 |  | 0.00069195 |  | 5.2161e-05 |  | 5.6957e-06 |  | 0.00031874 |  | 0 |  | 0.12186
| #REF! |  | 0.00034814 |  | 0.0014858 |  | 6.3873e-05 |  | 0.00042846 |  | 0.00049176 |  | 0.00076545 |  | 0.10233 |  | 0.11707 |  | 0.066978 |  | #REF! |  | #REF! |  | 0.0055886 |  | 0.00066063 |  | #REF! |  | 0.0001041 |  | 0.00012939 |  | 2.0674e-06 |  | 5.2834e-05 |  | 5.2834e-05 |  | 0.00067569 |  | 9.6782e-05 |  | 5.696e-06 |  | 0.00030979 |  | 0 |  | 0.11861
| #REF! |  | 0.00037124 |  | 0.0014508 |  | 6.3879e-05 |  | 0.00042969 |  | 0.00048684 |  | 0.00077362 |  | 0.10151 |  | 0.11464 |  | 0.068602 |  | #REF! |  | #REF! |  | 0.0058033 |  | 0.00071624 |  | #REF! |  | 0.00010411 |  | 0.0001294 |  | 1.9936e-06 |  | -1.6592e-05 |  | -1.6592e-05 |  | 0.00059197 |  | 0.00087288 |  | 5.6964e-06 |  | 0.00030249 |  | 0 |  | 0.11587
| #REF! |  | 0.00034658 |  | 0.0014568 |  | 8.5353e-05 |  | 0.00033387 |  | 0.00047893 |  | 0.00071291 |  | 0.10092 |  | 0.11199 |  | 0.070577 |  | #REF! |  | #REF! |  | 0.0059953 |  | 0.00074579 |  | #REF! |  | 0.00015773 |  | 0.00014612 |  | 1.957e-06 |  | -0.00010644 |  | -0.00010644 |  | 0.00059685 |  | 0.00052297 |  | 4.0696e-06 |  | 0.00030412 |  | 0 |  | 0.113
| #REF! |  | 0.00036136 |  | 0.0014922 |  | 8.536e-05 |  | 0.00028654 |  | 0.00043019 |  | 0.00066656 |  | 0.10053 |  | 0.10871 |  | 0.072552 |  | #REF! |  | #REF! |  | 0.0062746 |  | 0.00077309 |  | #REF! |  | 0.00015774 |  | 0.00014613 |  | 2.0676e-06 |  | -8.5437e-05 |  | -8.5437e-05 |  | 0.0006408 |  | -0.000161 |  | 4.0696e-06 |  | 0.00030739 |  | 0 |  | 0.10905
| #REF! |  | 0.00039919 |  | 0.001493 |  | 4.8032e-05 |  | 0.00017913 |  | 0.00040259 |  | 0.0007126 |  | 0.10009 |  | 0.10569 |  | 0.074345 |  | #REF! |  | #REF! |  | 0.0066557 |  | 0.00079348 |  | #REF! |  | 7.0922e-05 |  | 0.00015677 |  | 2.215e-06 |  | 1.3275e-05 |  | 1.3275e-05 |  | 0.00065463 |  | 0.00016616 |  | 2.4419e-06 |  | 0.00030739 |  | 0 |  | 0.10555
| #REF! |  | 0.00029161 |  | 0.0015318 |  | 4.8032e-05 |  | 0.00016054 |  | 0.00037119 |  | 0.00073725 |  | 0.099515 |  | 0.10359 |  | 0.07594 |  | #REF! |  | #REF! |  | 0.0068679 |  | 0.00080311 |  | #REF! |  | 7.0926e-05 |  | 0.00015678 |  | 2.3997e-06 |  | 6.2455e-05 |  | 6.2455e-05 |  | 0.00068155 |  | 0.00032611 |  | 2.4421e-06 |  | 0.00029767 |  | 0 |  | 0.10297
| #REF! |  | 0.0002971 |  | 0.0015157 |  | 8.2534e-05 |  | 0.00032722 |  | 0.00038197 |  | 0.00072963 |  | 0.098722 |  | 0.10131 |  | 0.07762 |  | #REF! |  | #REF! |  | 0.0070212 |  | 0.00078294 |  | #REF! |  | 0.00014188 |  | 0.00010377 |  | 2.4368e-06 |  | -5.5476e-06 |  | -5.5476e-06 |  | 0.00066849 |  | 8.1864e-05 |  | 7.3251e-06 |  | 0.00029358 |  | 0 |  | 0.10097
| #REF! |  | 0.00042203 |  | 0.0014936 |  | 8.2534e-05 |  | 0.00035701 |  | 0.00038737 |  | 0.00071375 |  | 0.097869 |  | 0.09884 |  | 0.079312 |  | #REF! |  | #REF! |  | 0.0071854 |  | 0.00079031 |  | #REF! |  | 0.00014189 |  | 0.00010378 |  | 2.3266e-06 |  | -0.0001001 |  | -0.0001001 |  | 0.00069785 |  | 0.00047803 |  | 7.3256e-06 |  | 0.00030175 |  | 0 |  | 0.098427
| #REF! |  | 0.00043165 |  | 0.0015121 |  | 8.9325e-05 |  | 0.00021386 |  | 0.00036538 |  | 0.00067247 |  | 0.096976 |  | 0.096459 |  | 0.081124 |  | #REF! |  | #REF! |  | 0.0074563 |  | 0.00087002 |  | #REF! |  | 0.00014314 |  | 0.00012365 |  | 2.1785e-06 |  | -5.4221e-05 |  | -5.4221e-05 |  | 0.00076694 |  | 0.00056673 |  | 2.4422e-06 |  | 0.00031149 |  | 0 |  | 0.095824
| #REF! |  | 0.00037709 |  | 0.0014735 |  | 8.9317e-05 |  | 0.00030589 |  | 0.00038236 |  | 0.00064104 |  | 0.096177 |  | 0.093847 |  | 0.083093 |  | #REF! |  | #REF! |  | 0.0076961 |  | 0.00088013 |  | #REF! |  | 0.00014315 |  | 0.00012366 |  | 1.8646e-06 |  | 4.4266e-06 |  | 4.4266e-06 |  | 0.00085 |  | 8.9696e-06 |  | 2.4424e-06 |  | 0.00031723 |  | 0 |  | 0.09337
| #REF! |  | 0.00038038 |  | 0.0014137 |  | 5.9927e-05 |  | 0.00046906 |  | 0.00037683 |  | 0.00067282 |  | 0.095526 |  | 0.090942 |  | 0.084503 |  | #REF! |  | #REF! |  | 0.0078555 |  | 0.00084657 |  | #REF! |  | 8.8288e-05 |  | 0.00015097 |  | 1.6985e-06 |  | -4.5487e-05 |  | -4.5487e-05 |  | 0.00087278 |  | -0.00051184 |  | 5.6981e-06 |  | 0.00030747 |  | 0 |  | 0.090366
| #REF! |  | 0.00037413 |  | 0.0014261 |  | 5.9927e-05 |  | 0.00053502 |  | 0.00036692 |  | 0.00068847 |  | 0.094966 |  | 0.088317 |  | 0.086414 |  | #REF! |  | #REF! |  | 0.0080771 |  | 0.00087102 |  | #REF! |  | 8.8293e-05 |  | 0.00015098 |  | 1.7724e-06 |  | -2.505e-06 |  | -2.505e-06 |  | 0.00078661 |  | -0.00034473 |  | 5.6981e-06 |  | 0.00030098 |  | 0 |  | 0.088356
| #REF! |  | 0.00029877 |  | 0.0013751 |  | 1.9606e-05 |  | 0.00042245 |  | 0.00035237 |  | 0.00064997 |  | 0.094414 |  | 0.085884 |  | 0.088578 |  | #REF! |  | #REF! |  | 0.0083369 |  | 0.0009203 |  | #REF! |  | 0.00011002 |  | 0.00010695 |  | 2.0247e-06 |  | -6.1805e-05 |  | -6.1805e-05 |  | 0.00070201 |  | -0.00024643 |  | 7.3265e-06 |  | 0.00030423 |  | 0 |  | 0.086536
| #REF! |  | 0.00032674 |  | 0.001357 |  | 1.9606e-05 |  | 0.00020773 |  | 0.0003501 |  | 0.00068067 |  | 0.093772 |  | 0.08407 |  | 0.090238 |  | #REF! |  | #REF! |  | 0.0086118 |  | 0.00090045 |  | #REF! |  | 0.00011002 |  | 0.00010695 |  | 2.2404e-06 |  | -5.92e-05 |  | -5.92e-05 |  | 0.00070607 |  | -0.00026973 |  | 7.3269e-06 |  | 0.00031318 |  | 0 |  | 0.084097
| #REF! |  | 0.00036373 |  | 0.001319 |  | 0.00013739 |  | 0.00013208 |  | 0.0003792 |  | 0.00070333 |  | 0.093043 |  | 0.08239 |  | 0.092061 |  | #REF! |  | #REF! |  | 0.0088164 |  | 0.00090898 |  | #REF! |  | 3.0674e-05 |  | 0.00012478 |  | 2.253e-06 |  | -4.4798e-05 |  | -4.4798e-05 |  | 0.00070047 |  | 5.3989e-05 |  | 2.4428e-06 |  | 0.00031566 |  | 0 |  | 0.082121
| #REF! |  | 0.00032098 |  | 0.0013601 |  | 0.00013738 |  | 0.00034201 |  | 0.00039529 |  | 0.00068635 |  | 0.092267 |  | 0.080628 |  | 0.094481 |  | #REF! |  | #REF! |  | 0.0092101 |  | 0.0010524 |  | #REF! |  | 3.0676e-05 |  | 0.00013666 |  | 2.1426e-06 |  | -0.00011476 |  | -0.00011476 |  | 0.00062481 |  | 0.00021691 |  | 2.4428e-06 |  | 0.00030752 |  | 0 |  | 0.08026
| #REF! |  | 0.00041416 |  | 0.0014964 |  | 6.7848e-05 |  | 0.00035513 |  | 0.00040371 |  | 0.00068504 |  | 0.091471 |  | 0.079271 |  | 0.096507 |  | #REF! |  | #REF! |  | 0.0096737 |  | 0.0010817 |  | #REF! |  | 2.7607e-05 |  | 0.00014865 |  | 2.032e-06 |  | 4.65e-05 |  | 4.65e-05 |  | 0.00064759 |  | 0.00016392 |  | 5.6988e-06 |  | 0.0003002 |  | 0 |  | 0.079128
| #REF! |  | 0.00050002 |  | 0.0015182 |  | 6.7848e-05 |  | 0.00023766 |  | 0.00036794 |  | 0.00067528 |  | 0.090708 |  | 0.077845 |  | 0.098524 |  | #REF! |  | #REF! |  | 0.010019 |  | 0.0010855 |  | #REF! |  | 2.7609e-05 |  | 0.00013679 |  | 1.9209e-06 |  | 0.0001135 |  | 0.0001135 |  | 0.00074933 |  | -0.00014978 |  | 5.6995e-06 |  | 0.0002994 |  | 0 |  | 0.077668
| #REF! |  | 0.0004478 |  | 0.0015443 |  | 0.00013061 |  | 0.00044485 |  | 0.00034052 |  | 0.00067938 |  | 0.089889 |  | 0.075945 |  | 0.10041 |  | #REF! |  | #REF! |  | 0.010345 |  | 0.0011698 |  | #REF! |  | 9.4469e-05 |  | 0.00012023 |  | 1.9082e-06 |  | -2.6372e-05 |  | -2.6372e-05 |  | 0.00083074 |  | 0.00026163 |  | 5.6992e-06 |  | 0.00030431 |  | 0 |  | 0.075677
| #REF! |  | 0.00037036 |  | 0.0015491 |  | 0.00013061 |  | 0.00047996 |  | 0.00035307 |  | 0.00068374 |  | 0.088939 |  | 0.073716 |  | 0.10215 |  | #REF! |  | #REF! |  | 0.010599 |  | 0.0012257 |  | #REF! |  | 9.4475e-05 |  | 0.00012024 |  | 1.9082e-06 |  | -3.0147e-05 |  | -3.0147e-05 |  | 0.00087549 |  | 0.00059347 |  | 5.6999e-06 |  | 0.00030512 |  | 0 |  | 0.074306
| #REF! |  | 0.00044846 |  | 0.0015085 |  | 4.4122e-05 |  | 0.00033115 |  | 0.00031868 |  | 0.00065943 |  | 0.087906 |  | 0.072021 |  | 0.10465 |  | #REF! |  | #REF! |  | 0.010902 |  | 0.001255 |  | #REF! |  | 7.4834e-05 |  | 7.4298e-05 |  | 1.8717e-06 |  | -3.1852e-05 |  | -3.1852e-05 |  | 0.00084869 |  | 0.0002077 |  | 2.4431e-06 |  | 0.00030514 |  | 0 |  | 0.072583
| #REF! |  | 0.00047237 |  | 0.0014707 |  | 5.9841e-05 |  | 0.0002352 |  | 0.00028058 |  | 0.00063899 |  | 0.08695 |  | 0.070758 |  | 0.1068 |  | #REF! |  | #REF! |  | 0.01108 |  | 0.0012133 |  | #REF! |  | 7.4838e-05 |  | 7.4302e-05 |  | 1.983e-06 |  | -0.00011503 |  | -0.00011503 |  | 0.00093581 |  | -0.0002216 |  | 2.4434e-06 |  | 0.00030272 |  | 0 |  | 0.071093
| #REF! |  | 0.00037378 |  | 0.0014305 |  | 8.5275e-05 |  | 0.00022599 |  | 0.00027336 |  | 0.00068329 |  | 0.086112 |  | 0.069177 |  | 0.10909 |  | #REF! |  | #REF! |  | 0.011383 |  | 0.0011994 |  | #REF! |  | 0.00012726 |  | 0.00012491 |  | 2.1185e-06 |  | -0.00011228 |  | -0.00011228 |  | 0.00095691 |  | -9.5751e-05 |  | 5.7002e-06 |  | 0.00030758 |  | 0 |  | 0.070373
| #REF! |  | 0.00037775 |  | 0.0014685 |  | 6.955e-05 |  | 0.00034051 |  | 0.00028076 |  | 0.00067061 |  | 0.085308 |  | 0.068028 |  | 0.11127 |  | #REF! |  | #REF! |  | 0.011953 |  | 0.0013198 |  | #REF! |  | 0.00012727 |  | 0.00012492 |  | 2.3645e-06 |  | -5.801e-05 |  | -5.801e-05 |  | 0.0008195 |  | 0.0001473 |  | 5.7002e-06 |  | 0.00031738 |  | 0 |  | 0.069417
| #REF! |  | 0.00042075 |  | 0.0014739 |  | 9.2168e-05 |  | 0.00044521 |  | 0.00027681 |  | 0.00063201 |  | 0.084579 |  | 0.067336 |  | 0.11318 |  | #REF! |  | #REF! |  | 0.012339 |  | 0.0013572 |  | #REF! |  | 4.4535e-05 |  | 5.3594e-05 |  | 2.488e-06 |  | -2.6008e-05 |  | -2.6008e-05 |  | 0.0008374 |  | -6.5031e-05 |  | 8.9586e-06 |  | 0.0003182 |  | 0 |  | 0.068173
| #REF! |  | 0.00047405 |  | 0.0014594 |  | 9.2168e-05 |  | 0.00050229 |  | 0.00028767 |  | 0.00062434 |  | 0.083923 |  | 0.066183 |  | 0.11565 |  | #REF! |  | #REF! |  | 0.012817 |  | 0.0013632 |  | #REF! |  | 4.4537e-05 |  | 5.3597e-05 |  | 2.371e-06 |  | 3.3895e-06 |  | 3.3895e-06 |  | 0.00081141 |  | 4.4711e-05 |  | 8.9592e-06 |  | 0.00031333 |  | 0 |  | 0.067002
| #REF! |  | 0.00031464 |  | 0.0014917 |  | 8.9349e-05 |  | 0.00043864 |  | 0.00031484 |  | 0.00059961 |  | 0.083231 |  | 0.065127 |  | 0.11822 |  | #REF! |  | #REF! |  | 0.013229 |  | 0.0014157 |  | #REF! |  | 0 |  | 0.00010133 |  | 2.1307e-06 |  | 5.9315e-05 |  | 5.9315e-05 |  | 0.00085943 |  | 0.00015719 |  | 7.3301e-06 |  | 0.00030764 |  | 0 |  | 0.066379
| #REF! |  | 0.00027891 |  | 0.0013386 |  | 8.9341e-05 |  | 0.00034641 |  | 0.00032477 |  | 0.00066298 |  | 0.08233 |  | 0.064526 |  | 0.12016 |  | #REF! |  | #REF! |  | 0.013742 |  | 0.001493 |  | #REF! |  | 0 |  | 0.00010134 |  | 2.0082e-06 |  | 8.8628e-06 |  | 8.8628e-06 |  | 0.00088227 |  | 6.0244e-05 |  | 7.3301e-06 |  | 0.0003101 |  | 0 |  | 0.065779
| #REF! |  | 0.00036939 |  | 0.001345 |  | 5.8812e-05 |  | 0.00033933 |  | 0.00028379 |  | 0.00071258 |  | 0.081214 |  | 0.063635 |  | 0.12257 |  | #REF! |  | #REF! |  | 0.014241 |  | 0.0015484 |  | #REF! |  | 7.3881e-05 |  | 0.00013904 |  | 2.1374e-06 |  | 2.216e-06 |  | 2.216e-06 |  | 0.00074635 |  | 9.558e-05 |  | 5.7013e-06 |  | 0.00031172 |  | 0 |  | 0.064528
| #REF! |  | 0.00035139 |  | 0.0014938 |  | 5.8812e-05 |  | 0.00037081 |  | 0.00030529 |  | 0.0006754 |  | 0.080034 |  | 0.062221 |  | 0.12539 |  | #REF! |  | #REF! |  | 0.014554 |  | 0.0015752 |  | #REF! |  | 7.3885e-05 |  | 0.00013905 |  | 2.3898e-06 |  | 1.4404e-05 |  | 1.4404e-05 |  | 0.00084569 |  | 0.0002871 |  | 5.7016e-06 |  | 0.00030605 |  | 0 |  | 0.063402
| #REF! |  | 0.0003891 |  | 0.0014413 |  | 4.1185e-05 |  | 0.00033213 |  | 0.0002887 |  | 0.00064485 |  | 0.078975 |  | 0.060473 |  | 0.12794 |  | #REF! |  | #REF! |  | 0.014807 |  | 0.0016205 |  | #REF! |  | 5.4935e-05 |  | 8.4394e-05 |  | 2.5011e-06 |  | -4.1062e-05 |  | -4.1062e-05 |  | 0.000779 |  | 7.1125e-05 |  | 5.7016e-06 |  | 0.00030606 |  | 0 |  | 0.062771
| #REF! |  | 0.00042774 |  | 0.0014068 |  | 4.1185e-05 |  | 0.00029391 |  | 0.00023737 |  | 0.0006369 |  | 0.078168 |  | 0.058901 |  | 0.13006 |  | #REF! |  | #REF! |  | 0.015011 |  | 0.0016075 |  | #REF! |  | 5.4938e-05 |  | 8.4399e-05 |  | 2.3778e-06 |  | 4.0561e-05 |  | 4.0561e-05 |  | 0.00071469 |  | -8.8615e-05 |  | 5.702e-06 |  | 0.00030932 |  | 0 |  | 0.062234
| #REF! |  | 0.00040783 |  | 0.0014349 |  | 0.00010123 |  | 0.00036825 |  | 0.00028094 |  | 0.00060445 |  | 0.077605 |  | 0.057501 |  | 0.13179 |  | #REF! |  | #REF! |  | 0.015531 |  | 0.0016374 |  | #REF! |  | 7.3235e-05 |  | 9.2867e-05 |  | 2.1561e-06 |  | 0.00014702 |  | 0.00014702 |  | 0.00089627 |  | 6.3308e-05 |  | 5.702e-06 |  | 0.00031422 |  | 0 |  | 0.060668
| #REF! |  | 0.00035766 |  | 0.0014262 |  | 0.00010122 |  | 0.0004203 |  | 0.00027484 |  | 0.00056206 |  | 0.077133 |  | 0.05624 |  | 0.13394 |  | #REF! |  | #REF! |  | 0.015953 |  | 0.0016867 |  | #REF! |  | 7.3239e-05 |  | 9.2872e-05 |  | 1.9832e-06 |  | 0.00011769 |  | 0.00011769 |  | 0.00091743 |  | 0.00021335 |  | 5.7023e-06 |  | 0.00032155 |  | 0 |  | 0.05994
| #REF! |  | 0.00041917 |  | 0.0014377 |  | 7.1825e-05 |  | 0.00044088 |  | 0.00024669 |  | 0.0005803 |  | 0.07659 |  | 0.055408 |  | 0.1366 |  | #REF! |  | #REF! |  | 0.016431 |  | 0.0017722 |  | #REF! |  | 5.7469e-05 |  | 0.00010055 |  | 2.0207e-06 |  | 7.4469e-05 |  | 7.4469e-05 |  | 0.00097041 |  | 0.00023055 |  | 4.0738e-06 |  | 0.00033215 |  | 0 |  | 0.059845
| #REF! |  | 0.00039974 |  | 0.0014331 |  | 7.1825e-05 |  | 0.00047263 |  | 0.00026641 |  | 0.00061834 |  | 0.075845 |  | 0.054528 |  | 0.13968 |  | #REF! |  | #REF! |  | 0.017036 |  | 0.0018471 |  | #REF! |  | 5.7473e-05 |  | 0.00010055 |  | 2.0827e-06 |  | 0.0001363 |  | 0.0001363 |  | 0.0009493 |  | -0.00012171 |  | 4.0741e-06 |  | 0.00033706 |  | 0 |  | 0.05913
| #REF! |  | 0.00033419 |  | 0.0013975 |  | 6.8432e-05 |  | 0.0004289 |  | 0.00026531 |  | 0.00060008 |  | 0.074933 |  | 0.053745 |  | 0.1419 |  | #REF! |  | #REF! |  | 0.017663 |  | 0.0018731 |  | #REF! |  | 5.5097e-05 |  | 0.00011982 |  | 2.1076e-06 |  | 6.0544e-05 |  | 6.0544e-05 |  | 0.00082229 |  | -0.00013551 |  | 5.703e-06 |  | 0.00032566 |  | 0 |  | 0.05791
| #REF! |  | 0.00041213 |  | 0.0014274 |  | 6.8438e-05 |  | 0.00031581 |  | 0.00022835 |  | 0.00060923 |  | 0.073959 |  | 0.053052 |  | 0.14338 |  | #REF! |  | #REF! |  | 0.018389 |  | 0.0019928 |  | #REF! |  | 5.5101e-05 |  | 0.00011983 |  | 2.1569e-06 |  | -1.3404e-05 |  | -1.3404e-05 |  | 0.00088824 |  | 6.952e-05 |  | 5.703e-06 |  | 0.00031345 |  | 0 |  | 0.056709
| #REF! |  | 0.00044033 |  | 0.0014403 |  | 5.1975e-05 |  | 0.0002407 |  | 0.00022811 |  | 0.000611 |  | 0.073061 |  | 0.051832 |  | 0.14533 |  | #REF! |  | #REF! |  | 0.01894 |  | 0.0020445 |  | #REF! |  | 0.00014298 |  | 0.00016786 |  | 2.1818e-06 |  | 5.9039e-05 |  | 5.9039e-05 |  | 0.00097948 |  | 0.00016556 |  | 2.4446e-06 |  | 0.00031347 |  | 0 |  | 0.056139
| #REF! |  | 0.00049253 |  | 0.0013953 |  | 5.198e-05 |  | 0.00036107 |  | 0.00024579 |  | 0.00059128 |  | 0.072236 |  | 0.050218 |  | 0.14772 |  | #REF! |  | #REF! |  | 0.019227 |  | 0.0020508 |  | #REF! |  | 0.00014299 |  | 0.00016787 |  | 2.2678e-06 |  | 0.00013012 |  | 0.00013012 |  | 0.0010577 |  | 0.00039518 |  | 2.4448e-06 |  | 0.0003257 |  | 0 |  | 0.055439
| #REF! |  | 0.00051111 |  | 0.0013598 |  | 6.2782e-05 |  | 0.00049948 |  | 0.00020092 |  | 0.00054954 |  | 0.071486 |  | 0.048713 |  | 0.15005 |  | #REF! |  | #REF! |  | 0.019459 |  | 0.0020973 |  | #REF! |  | 7.3347e-05 |  | 0.00016829 |  | 2.3294e-06 |  | 1.2651e-05 |  | 1.2651e-05 |  | 0.0011066 |  | -2.956e-05 |  | 5.7037e-06 |  | 0.00033223 |  | 0 |  | 0.05474
| #REF! |  | 0.00050661 |  | 0.0013363 |  | 6.2782e-05 |  | 0.00032004 |  | 0.0001536 |  | 0.00054299 |  | 0.070747 |  | 0.047012 |  | 0.15233 |  | #REF! |  | #REF! |  | 0.019721 |  | 0.0021143 |  | #REF! |  | 7.3352e-05 |  | 0.0001683 |  | 2.194e-06 |  | -1.087e-05 |  | -1.087e-05 |  | 0.00099339 |  | -0.0002676 |  | 5.7037e-06 |  | 0.00033221 |  | 0 |  | 0.053561
| #REF! |  | 0.00046717 |  | 0.0013069 |  | 0.0001086 |  | 0.00018595 |  | 0.00018783 |  | 0.00054432 |  | 0.069965 |  | 0.045438 |  | 0.15501 |  | #REF! |  | #REF! |  | 0.02009 |  | 0.0021379 |  | #REF! |  | 5.1441e-05 |  | 0.000113 |  | 2.1877e-06 |  | 3.234e-05 |  | 3.234e-05 |  | 0.000965 |  | 0.00010264 |  | 2.4451e-06 |  | 0.00033958 |  | 0 |  | 0.052615
| #REF! |  | 0.00048452 |  | 0.0013258 |  | 0.0001086 |  | 0.00047423 |  | 0.00026435 |  | 0.00068241 |  | 0.069047 |  | 0.044488 |  | 0.15846 |  | #REF! |  | #REF! |  | 0.021233 |  | 0.0023362 |  | #REF! |  | 8.3044e-05 |  | 0.00019183 |  | 1.7746e-06 |  | 0.00013043 |  | 0.00013043 |  | 0.0010888 |  | 5.4153e-05 |  | 2.4451e-06 |  | 0.00033551 |  | 0 |  | 0.051813
| #REF! |  | 0.00036754 |  | 0.0013797 |  | 3.5311e-05 |  | 0.00038693 |  | 0.00021199 |  | 0.00054816 |  | 0.068082 |  | 0.043268 |  | 0.16171 |  | #REF! |  | #REF! |  | 0.022254 |  | 0.0024047 |  | #REF! |  | 3.1602e-05 |  | 7.8826e-05 |  | 1.417e-06 |  | -6.1448e-05 |  | -6.1448e-05 |  | 0.0010001 |  | -0.00028271 |  | 8.1507e-07 |  | 0.00033553 |  | 0 |  | 0.050278
| #REF! |  | 0.00038382 |  | 0.0014224 |  | 3.5307e-05 |  | 0.00045697 |  | 0.00022153 |  | 0.00058699 |  | 0.067074 |  | 0.042618 |  | 0.164 |  | #REF! |  | #REF! |  | 0.023096 |  | 0.0025393 |  | #REF! |  | 5.6402e-05 |  | 0.00015747 |  | 8.1965e-07 |  | 1.1092e-06 |  | 1.1092e-06 |  | 0.00099845 |  | -0.00014062 |  | 1.3584e-06 |  | 0.00032332 |  | 0 |  | 0.049182
| #REF! |  | 0.0004485 |  | 0.0013869 |  | 4.9042e-05 |  | 0.00045897 |  | 0.00020799 |  | 0.00055138 |  | 0.066198 |  | 0.04191 |  | 0.16612 |  | #REF! |  | #REF! |  | 0.023821 |  | 0.0025719 |  | #REF! |  | 5.6405e-05 |  | 0.00015748 |  | 6.7218e-07 |  | 3.7547e-05 |  | 3.7547e-05 |  | 0.0010099 |  | -0.00016974 |  | 2.9888e-06 |  | 0.00032087 |  | 0 |  | 0.048294
| #REF! |  | 0.00040815 |  | 0.0013833 |  | 4.9042e-05 |  | 0.0003977 |  | 0.00020284 |  | 0.00055923 |  | 0.065458 |  | 0.041073 |  | 0.16829 |  | #REF! |  | #REF! |  | 0.0246 |  | 0.0026622 |  | #REF! |  | 4.6121e-05 |  | 6.3602e-05 |  | 6.4122e-07 |  | 7.0826e-05 |  | 7.0826e-05 |  | 0.0012087 |  | -0.00019604 |  | 2.4454e-06 |  | 0.0003201 |  | 0 |  | 0.047468
| #REF! |  | 0.00041808 |  | 0.0013476 |  | 8.2592e-05 |  | 0.0003702 |  | 0.00020348 |  | 0.00057451 |  | 0.064848 |  | 0.04007 |  | 0.17044 |  | #REF! |  | #REF! |  | 0.025257 |  | 0.0027656 |  | #REF! |  | 4.6124e-05 |  | 6.3606e-05 |  | 8.6277e-07 |  | 3.6609e-05 |  | 3.6609e-05 |  | 0.0013244 |  | -0.00021297 |  | 2.4455e-06 |  | 0.00031766 |  | 0 |  | 0.046692
| #REF! |  | 0.00044227 |  | 0.0013442 |  | 8.2585e-05 |  | 0.0003588 |  | 0.00019439 |  | 0.00055847 |  | 0.064281 |  | 0.039097 |  | 0.17299 |  | #REF! |  | #REF! |  | 0.025938 |  | 0.0028609 |  | #REF! |  | 3.1533e-05 |  | 0.00010012 |  | 1.0723e-06 |  | 3.661e-05 |  | 3.661e-05 |  | 0.0011053 |  | -3.2874e-05 |  | 2.4455e-06 |  | 0.0003144 |  | 0 |  | 0.045918
| #REF! |  | 0.00027327 |  | 0.001383 |  | 5.1989e-05 |  | 0.00039401 |  | 0.00015709 |  | 0.0005174 |  | 0.06368 |  | 0.038192 |  | 0.17518 |  | #REF! |  | #REF! |  | 0.026501 |  | 0.0029001 |  | #REF! |  | 3.1535e-05 |  | 0.00010012 |  | 1.2699e-06 |  | 5.8376e-05 |  | 5.8376e-05 |  | 0.00097094 |  | 0.0001662 |  | 8.1522e-07 |  | 0.00031279 |  | 0 |  | 0.045028
| #REF! |  | 0.00025974 |  | 0.0013686 |  | 5.1989e-05 |  | 0.00036333 |  | 0.00015996 |  | 0.00051597 |  | 0.063025 |  | 0.037002 |  | 0.17648 |  | #REF! |  | #REF! |  | 0.027055 |  | 0.0029332 |  | #REF! |  | 3.4939e-06 |  | 7.6522e-05 |  | 1.2332e-06 |  | 3.7297e-05 |  | 3.7297e-05 |  | 0.0010899 |  | 7.6106e-05 |  | 8.1527e-07 |  | 0.00031362 |  | 0 |  | 0.0437
| #REF! |  | 0.00045584 |  | 0.0013867 |  | 0.00010861 |  | 0.00036266 |  | 0.00017686 |  | 0.0005571 |  | 0.062327 |  | 0.03608 |  | 0.17804 |  | #REF! |  | #REF! |  | 0.027766 |  | 0.0030048 |  | #REF! |  | 3.4942e-06 |  | 7.6527e-05 |  | 9.927e-07 |  | 4.8203e-05 |  | 4.8203e-05 |  | 0.001169 |  | -0.00012994 |  | 2.4458e-06 |  | 0.00031688 |  | 0 |  | 0.042787
| #REF! |  | 0.00052552 |  | 0.0014115 |  | 0.00010861 |  | 0.00042149 |  | 0.00016234 |  | 0.00055639 |  | 0.061612 |  | 0.035347 |  | 0.1807 |  | #REF! |  | #REF! |  | 0.028527 |  | 0.0031176 |  | #REF! |  | 8.6017e-05 |  | 0.0001211 |  | 7.154e-07 |  | -4.8124e-05 |  | -4.8124e-05 |  | 0.0012366 |  | 1.4406e-05 |  | 2.9893e-06 |  | 0.00032016 |  | 0 |  | 0.042322
| #REF! |  | 0.00050206 |  | 0.0014286 |  | 4.7085e-05 |  | 0.0004485 |  | 0.00016223 |  | 0.00054922 |  | 0.060898 |  | 0.034453 |  | 0.18224 |  | #REF! |  | #REF! |  | 0.029464 |  | 0.0032816 |  | #REF! |  | 8.6022e-05 |  | 0.00012111 |  | 5.7364e-07 |  | 3.8715e-06 |  | 3.8715e-06 |  | 0.0012709 |  | 5.9512e-05 |  | 2.9895e-06 |  | 0.00032342 |  | 0 |  | 0.041192
| #REF! |  | 0.00049016 |  | 0.0014278 |  | 4.7089e-05 |  | 0.00040423 |  | 0.00020697 |  | 0.00054839 |  | 0.060188 |  | 0.033431 |  | 0.18315 |  | #REF! |  | #REF! |  | 0.030311 |  | 0.0033548 |  | #REF! |  | 2.8795e-05 |  | 0.00015341 |  | 7.1483e-07 |  | 5.8852e-05 |  | 5.8852e-05 |  | 0.0012066 |  | -0.00035284 |  | 2.9897e-06 |  | 0.00032588 |  | 0 |  | 0.040187
| #REF! |  | 0.00050605 |  | 0.0013584 |  | 9.7866e-05 |  | 0.00027148 |  | 0.0002271 |  | 0.00054477 |  | 0.059533 |  | 0.032381 |  | 0.1844 |  | #REF! |  | #REF! |  | 0.030933 |  | 0.0033843 |  | #REF! |  | 2.8797e-05 |  | 0.00015342 |  | 8.9971e-07 |  | -3.8033e-05 |  | -3.8033e-05 |  | 0.001222 |  | -0.00060832 |  | 1.3589e-06 |  | 0.00032018 |  | 0 |  | 0.039446
| #REF! |  | 0.00048196 |  | 0.0013659 |  | 9.7875e-05 |  | 0.00026597 |  | 0.00018856 |  | 0.00054095 |  | 0.058947 |  | 0.0317 |  | 0.18536 |  | #REF! |  | #REF! |  | 0.031721 |  | 0.0034517 |  | #REF! |  | 6.3828e-05 |  | 0.0001 |  | 9.6818e-07 |  | -9.6928e-05 |  | -9.6928e-05 |  | 0.0014535 |  | -0.00026929 |  | 1.3589e-06 |  | 0.00030798 |  | 0 |  | 0.038366
| #REF! |  | 0.00044733 |  | 0.0013883 |  | 8.9389e-05 |  | 0.00040439 |  | 0.00017227 |  | 0.00055168 |  | 0.058348 |  | 0.031074 |  | 0.18656 |  | #REF! |  | #REF! |  | 0.032852 |  | 0.0035439 |  | #REF! |  | 6.3832e-05 |  | 0.00010001 |  | 9.5623e-07 |  | -9.5827e-05 |  | -9.5827e-05 |  | 0.001412 |  | -0.00016058 |  | 1.3591e-06 |  | 0.00030555 |  | 0 |  | 0.037467
| #REF! |  | 0.00049906 |  | 0.0013857 |  | 8.9396e-05 |  | 0.0003384 |  | 0.00014274 |  | 0.00055338 |  | 0.05764 |  | 0.030332 |  | 0.18787 |  | #REF! |  | #REF! |  | 0.033811 |  | 0.0036786 |  | #REF! |  | 8.0989e-05 |  | 0.00010367 |  | 8.9409e-07 |  | 1.9982e-05 |  | 1.9982e-05 |  | 0.0012988 |  | -0.00028572 |  | 8.1542e-07 |  | 0.00031288 |  | 0 |  | 0.036706
| #REF! |  | 0.00050942 |  | 0.001414 |  | 9.3915e-05 |  | 0.00026775 |  | 0.0001566 |  | 0.00054419 |  | 0.056865 |  | 0.029586 |  | 0.19005 |  | #REF! |  | #REF! |  | 0.034577 |  | 0.0037994 |  | #REF! |  | 8.0994e-05 |  | 0.00010368 |  | 7.8905e-07 |  | 3.1084e-05 |  | 3.1084e-05 |  | 0.0014252 |  | -0.00013698 |  | 8.1552e-07 |  | 0.00032757 |  | 0 |  | 0.035563
| #REF! |  | 0.00044279 |  | 0.0013959 |  | 9.3923e-05 |  | 0.00033184 |  | 0.00018772 |  | 0.00055977 |  | 0.056076 |  | 0.028949 |  | 0.19162 |  | #REF! |  | #REF! |  | 0.035672 |  | 0.0039201 |  | #REF! |  | 0.00010959 |  | 0.00010673 |  | 8.2015e-07 |  | -4.2931e-05 |  | -4.2931e-05 |  | 0.0016158 |  | -0.00028184 |  | 8.1547e-07 |  | 0.00033816 |  | 0 |  | 0.034773
| #REF! |  | 0.00047303 |  | 0.0014039 |  | 6.3935e-05 |  | 0.00031947 |  | 0.00016356 |  | 0.00054953 |  | 0.055332 |  | 0.028384 |  | 0.19254 |  | #REF! |  | #REF! |  | 0.036938 |  | 0.0040926 |  | #REF! |  | 0.00010959 |  | 0.00010674 |  | 9.3731e-07 |  | 6.6232e-05 |  | 6.6232e-05 |  | 0.0016893 |  | -0.00027722 |  | 0 |  | 0.00033737 |  | 0 |  | 0.034154
| #REF! |  | 0.00047254 |  | 0.0014149 |  | 6.3935e-05 |  | 0.000353 |  | 0.0001542 |  | 0.0005421 |  | 0.054713 |  | 0.027693 |  | 0.19447 |  | #REF! |  | #REF! |  | 0.038085 |  | 0.0042359 |  | #REF! |  | 3.4193e-05 |  | 0.00015533 |  | 1.0298e-06 |  | 7.0171e-05 |  | 7.0171e-05 |  | 0.0016681 |  | -3.1802e-06 |  | 5.4371e-07 |  | 0.0003284 |  | 0 |  | 0.033347
| #REF! |  | 0.00044162 |  | 0.0012663 |  | 4.8074e-05 |  | 0.00045985 |  | 0.00015434 |  | 0.00054552 |  | 0.054212 |  | 0.027094 |  | 0.19523 |  | #REF! |  | #REF! |  | 0.039074 |  | 0.0043396 |  | #REF! |  | 3.4195e-05 |  | 0.00015534 |  | 1.0729e-06 |  | 8.4614e-06 |  | 8.4614e-06 |  | 0.0016747 |  | -3.7359e-05 |  | 1.3593e-06 |  | 0.00032028 |  | 0 |  | 0.032646
| #REF! |  | 0.00043428 |  | 0.0012295 |  | 4.8074e-05 |  | 0.00045621 |  | 0.00013925 |  | 0.00052959 |  | 0.053719 |  | 0.026566 |  | 0.19614 |  | #REF! |  | #REF! |  | 0.040403 |  | 0.0044554 |  | #REF! |  | 1.3402e-05 |  | 9.8304e-05 |  | 1.1471e-06 |  | 9.6036e-07 |  | 9.6036e-07 |  | 0.0016822 |  | -0.00014198 |  | 1.3594e-06 |  | 0.000326 |  | 0 |  | 0.031863
| #REF! |  | 0.0003543 |  | 0.0013072 |  | 0 |  | 0.00038215 |  | 0.00013543 |  | 0.00053065 |  | 0.053124 |  | 0.025939 |  | 0.19767 |  | #REF! |  | #REF! |  | 0.041877 |  | 0.0046032 |  | #REF! |  | 1.3403e-05 |  | 9.831e-05 |  | 1.2889e-06 |  | -2.0376e-05 |  | -2.0376e-05 |  | 0.0015803 |  | -0.00019683 |  | 1.3594e-06 |  | 0.00033904 |  | 0 |  | 0.031071
| #REF! |  | 0.00034054 |  | 0.0013019 |  | 0 |  | 0.00038691 |  | 0.00012381 |  | 0.00051907 |  | 0.052454 |  | 0.025358 |  | 0.19888 |  | #REF! |  | #REF! |  | 0.043153 |  | 0.0047301 |  | #REF! |  | 6.2799e-06 |  | 0.00010283 |  | 1.3202e-06 |  | -2.1266e-06 |  | -2.1266e-06 |  | 0.0015388 |  | -0.00023617 |  | 1.3594e-06 |  | 0.00034395 |  | 0 |  | 0.030202
| #REF! |  | 0.00048031 |  | 0.0012774 |  | 7.4692e-05 |  | 0.00038883 |  | 0.00011812 |  | 0.00052585 |  | 0.051761 |  | 0.024937 |  | 0.20019 |  | #REF! |  | #REF! |  | 0.044453 |  | 0.0048489 |  | #REF! |  | 6.2803e-06 |  | 0.00010283 |  | 1.2466e-06 |  | -5.6559e-06 |  | -5.6559e-06 |  | 0.0019423 |  | -5.2117e-05 |  | 2.991e-06 |  | 0.00033825 |  | 0 |  | 0.02953
| #REF! |  | 0.00044531 |  | 0.0012973 |  | 7.4699e-05 |  | 0.00040407 |  | 0.00014839 |  | 0.00052628 |  | 0.05114 |  | 0.024448 |  | 0.20209 |  | #REF! |  | #REF! |  | 0.045854 |  | 0.0050947 |  | #REF! |  | 0.00012891 |  | 8.9098e-05 |  | 1.0364e-06 |  | 2.261e-05 |  | 2.261e-05 |  | 0.0020369 |  | 0.00011741 |  | 2.991e-06 |  | 0.00032686 |  | 0 |  | 0.02916
| #REF! |  | 0.00043369 |  | 0.0013567 |  | 0.00011996 |  | 0.00037647 |  | 0.00013008 |  | 0.00052226 |  | 0.050589 |  | 0.023849 |  | 0.20301 |  | #REF! |  | #REF! |  | 0.047233 |  | 0.0052864 |  | #REF! |  | 0.00012892 |  | 8.9104e-05 |  | 6.9056e-07 |  | 8.2503e-05 |  | 8.2503e-05 |  | 0.0020826 |  | -9.0178e-05 |  | 1.3596e-06 |  | 0.00031707 |  | 0 |  | 0.02856
| #REF! |  | 0.00048865 |  | 0.0013303 |  | 0.00011996 |  | 0.00028686 |  | 0.00013248 |  | 0.00049115 |  | 0.050073 |  | 0.023257 |  | 0.20421 |  | #REF! |  | #REF! |  | 0.048528 |  | 0.0053835 |  | #REF! |  | 0.00010791 |  | 9.1732e-05 |  | 6.2905e-07 |  | 5.1516e-05 |  | 5.1516e-05 |  | 0.0019596 |  | -0.00018197 |  | 4.6227e-06 |  | 0.00031546 |  | 0 |  | 0.027948
| #REF! |  | 0.00042509 |  | 0.0012907 |  | 9.7335e-05 |  | 0.0002738 |  | 0.00016204 |  | 0.00047954 |  | 0.04956 |  | 0.022537 |  | 0.20591 |  | #REF! |  | #REF! |  | 0.049482 |  | 0.0054695 |  | #REF! |  | 0.00010792 |  | 9.1738e-05 |  | 8.5789e-07 |  | 2.0161e-05 |  | 2.0161e-05 |  | 0.0017501 |  | 8.8459e-05 |  | 4.6227e-06 |  | 0.00031709 |  | 0 |  | 0.027397
| #REF! |  | 0.00050153 |  | 0.0012724 |  | 9.7335e-05 |  | 0.00036284 |  | 0.00017248 |  | 0.00050218 |  | 0.049019 |  | 0.02171 |  | 0.20647 |  | #REF! |  | #REF! |  | 0.050552 |  | 0.005608 |  | #REF! |  | 0.00010839 |  | 8.6558e-05 |  | 1.0923e-06 |  | -9.5461e-06 |  | -9.5461e-06 |  | 0.0020021 |  | 0.00031103 |  | 8.1582e-07 |  | 0.00031793 |  | 0 |  | 0.026965
| #REF! |  | 0.00051762 |  | 0.0012698 |  | 0.00012563 |  | 0.00045929 |  | 0.00015859 |  | 0.00050142 |  | 0.048433 |  | 0.021104 |  | 0.20766 |  | #REF! |  | #REF! |  | 0.051678 |  | 0.0057938 |  | #REF! |  | 0.0001084 |  | 8.6563e-05 |  | 9.6877e-07 |  | 3.0401e-05 |  | 3.0401e-05 |  | 0.0021514 |  | 0.00031772 |  | 2.4476e-06 |  | 0.00032284 |  | 0 |  | 0.026495
| #REF! |  | 0.00043356 |  | 0.0012678 |  | 0.00012563 |  | 0.00043158 |  | 9.7861e-05 |  | 0.00049068 |  | 0.047814 |  | 0.020489 |  | 0.20865 |  | #REF! |  | #REF! |  | 0.052766 |  | 0.0059254 |  | #REF! |  | 5.1422e-05 |  | 7.4502e-05 |  | 6.7288e-07 |  | 2.5663e-05 |  | 2.5663e-05 |  | 0.0021139 |  | 3.3076e-05 |  | 2.9915e-06 |  | 0.00033181 |  | 0 |  | 0.025896
| #REF! |  | 0.00046132 |  | 0.0012602 |  | 3.7292e-05 |  | 0.00032737 |  | 0.00010687 |  | 0.00048386 |  | 0.047217 |  | 0.019821 |  | 0.20949 |  | #REF! |  | #REF! |  | 0.053852 |  | 0.0060684 |  | #REF! |  | 5.1425e-05 |  | 7.4506e-05 |  | 5.7409e-07 |  | -5.1861e-05 |  | -5.1861e-05 |  | 0.0021483 |  | -0.00016834 |  | 1.3599e-06 |  | 0.00033509 |  | 0 |  | 0.02563
| #REF! |  | 0.00045932 |  | 0.0012879 |  | 3.7289e-05 |  | 0.00034132 |  | 0.00012286 |  | 0.00048945 |  | 0.046693 |  | 0.019444 |  | 0.21021 |  | #REF! |  | #REF! |  | 0.055264 |  | 0.0062657 |  | #REF! |  | 6.9446e-05 |  | 9.3495e-05 |  | 5.6146e-07 |  | 1.5812e-05 |  | 1.5812e-05 |  | 0.0021842 |  | 3.1243e-05 |  | 8.1592e-07 |  | 0.00033101 |  | 0 |  | 0.025306
| #REF! |  | 0.00039864 |  | 0.0012907 |  | 6.3952e-05 |  | 0.00040933 |  | 0.00013438 |  | 0.00050548 |  | 0.046237 |  | 0.019034 |  | 0.2112 |  | #REF! |  | #REF! |  | 0.057136 |  | 0.0064892 |  | #REF! |  | 6.945e-05 |  | 9.3501e-05 |  | 6.0455e-07 |  | 1.2368e-05 |  | 1.2368e-05 |  | 0.0019992 |  | 5.6685e-05 |  | 0 |  | 0.0003294 |  | 0 |  | 0.024654
| #REF! |  | 0.00050264 |  | 0.0012476 |  | 6.3952e-05 |  | 0.00029766 |  | 0.00015062 |  | 0.00048514 |  | 0.045793 |  | 0.018457 |  | 0.21292 |  | #REF! |  | #REF! |  | 0.058789 |  | 0.0066447 |  | #REF! |  | 0 |  | 0.00012969 |  | 7.5284e-07 |  | -1.5474e-05 |  | -1.5474e-05 |  | 0.0020556 |  | -0.00020694 |  | 0 |  | 0.00033431 |  | 0 |  | 0.024207
| #REF! |  | 0.00060228 |  | 0.0012292 |  | 4.711e-05 |  | 0.0002858 |  | 0.00011284 |  | 0.00048721 |  | 0.045314 |  | 0.018066 |  | 0.21397 |  | #REF! |  | #REF! |  | 0.060263 |  | 0.0067951 |  | #REF! |  | 0 |  | 0.0001297 |  | 1.0001e-06 |  | -1.1947e-05 |  | -1.1947e-05 |  | 0.0021967 |  | -0.00017455 |  | 8.1602e-07 |  | 0.0003335 |  | 0 |  | 0.023877
| #REF! |  | 0.00063626 |  | 0.0012184 |  | 4.7105e-05 |  | 0.00036402 |  | 0.00010273 |  | 0.00051453 |  | 0.0448 |  | 0.017594 |  | 0.21476 |  | #REF! |  | #REF! |  | 0.061333 |  | 0.0069493 |  | #REF! |  | 8.1964e-05 |  | 0.00012886 |  | 1.0863e-06 |  | -2.5615e-05 |  | -2.5615e-05 |  | 0.0021804 |  | -2.3018e-05 |  | 1.36e-06 |  | 0.00032534 |  | 0 |  | 0.023455
| #REF! |  | 0.00050929 |  | 0.0012045 |  | 6.2826e-05 |  | 0.00027709 |  | 0.00013849 |  | 0.0004789 |  | 0.044303 |  | 0.017026 |  | 0.21486 |  | #REF! |  | #REF! |  | 0.062643 |  | 0.0070728 |  | #REF! |  | 8.1969e-05 |  | 0.00012887 |  | 9.7472e-07 |  | 1.1116e-05 |  | 1.1116e-05 |  | 0.0022058 |  | -0.00019834 |  | 1.3601e-06 |  | 0.00031639 |  | 0 |  | 0.022938
| #REF! |  | 0.00035216 |  | 0.0012139 |  | 6.2826e-05 |  | 0.00024401 |  | 0.00012176 |  | 0.00043424 |  | 0.043842 |  | 0.016469 |  | 0.21558 |  | #REF! |  | #REF! |  | 0.06413 |  | 0.007248 |  | #REF! |  | 6.626e-05 |  | 0.00011116 |  | 8.5121e-07 |  | -2.0216e-05 |  | -2.0216e-05 |  | 0.0022622 |  | -0.00018861 |  | 8.1607e-07 |  | 0.0003156 |  | 0 |  | 0.022808
| #REF! |  | 0.00041814 |  | 0.0011585 |  | 6.5656e-05 |  | 0.0003029 |  | 0.00011533 |  | 0.00046486 |  | 0.043349 |  | 0.016038 |  | 0.21672 |  | #REF! |  | #REF! |  | 0.065455 |  | 0.0074134 |  | #REF! |  | 6.6264e-05 |  | 0.00011117 |  | 7.9614e-07 |  | -2.5862e-05 |  | -2.5862e-05 |  | 0.0021391 |  | -0.00014897 |  | 8.1612e-07 |  | 0.00032131 |  | 0 |  | 0.022786
| #REF! |  | 0.00048339 |  | 0.0011394 |  | 6.5656e-05 |  | 0.00025364 |  | 0.00012053 |  | 0.00048628 |  | 0.042779 |  | 0.015734 |  | 0.21694 |  | #REF! |  | #REF! |  | 0.067186 |  | 0.0075773 |  | #REF! |  | 8.9505e-05 |  | 8.7097e-05 |  | 7.7205e-07 |  | 3.6236e-06 |  | 3.6236e-06 |  | 0.0021147 |  | -0.00012636 |  | 8.1617e-07 |  | 0.00033274 |  | 0 |  | 0.022576
| #REF! |  | 0.00053323 |  | 0.0012371 |  | 8.6598e-05 |  | 0.00023407 |  | 0.00012847 |  | 0.00047657 |  | 0.042224 |  | 0.015415 |  | 0.21745 |  | #REF! |  | #REF! |  | 0.069145 |  | 0.0078457 |  | #REF! |  | 8.951e-05 |  | 8.7102e-05 |  | 8.3988e-07 |  | 8.9549e-06 |  | 8.9549e-06 |  | 0.0024491 |  | 0.00012714 |  | 8.1617e-07 |  | 0.00034579 |  | 0 |  | 0.022181
| #REF! |  | 0.00052148 |  | 0.0012464 |  | 8.6606e-05 |  | 0.00033249 |  | 0.00015615 |  | 0.0004737 |  | 0.041728 |  | 0.015081 |  | 0.21715 |  | #REF! |  | #REF! |  | 0.070987 |  | 0.0080933 |  | #REF! |  | 6.7946e-05 |  | 8.4212e-05 |  | 1.0617e-06 |  | 3.1627e-05 |  | 3.1627e-05 |  | 0.0024492 |  | 0.0001331 |  | 8.1617e-07 |  | 0.00034418 |  | 0 |  | 0.02172
| #REF! |  | 0.00051721 |  | 0.0012289 |  | 8.3209e-05 |  | 0.00035128 |  | 0.00013545 |  | 0.00048174 |  | 0.041286 |  | 0.014758 |  | 0.21711 |  | #REF! |  | #REF! |  | 0.07272 |  | 0.0083247 |  | #REF! |  | 6.795e-05 |  | 8.4217e-05 |  | 1.1481e-06 |  | 2.9414e-05 |  | 2.9414e-05 |  | 0.0024208 |  | 8.9712e-05 |  | 8.1627e-07 |  | 0.00033197 |  | 0 |  | 0.021506
| #REF! |  | 0.00062385 |  | 0.0012415 |  | 8.3209e-05 |  | 0.00034917 |  | 0.00012671 |  | 0.00048863 |  | 0.040849 |  | 0.014548 |  | 0.21779 |  | #REF! |  | #REF! |  | 0.074519 |  | 0.008552 |  | #REF! |  | 9.2577e-05 |  | 8.6468e-05 |  | 1.2285e-06 |  | 5.0129e-05 |  | 5.0129e-05 |  | 0.0024682 |  | -0.00016508 |  | 1.3604e-06 |  | 0.000323 |  | 0 |  | 0.021259
| #REF! |  | 0.00054089 |  | 0.0012433 |  | 2.1594e-05 |  | 0.00038805 |  | 0.00014602 |  | 0.00047626 |  | 0.04044 |  | 0.014294 |  | 0.2173 |  | #REF! |  | #REF! |  | 0.076526 |  | 0.0087759 |  | #REF! |  | 9.2582e-05 |  | 8.6473e-05 |  | 1.3212e-06 |  | 6.3467e-05 |  | 6.3467e-05 |  | 0.0024592 |  | -0.00025998 |  | 2.993e-06 |  | 0.00032789 |  | 0 |  | 0.02114
| #REF! |  | 0.0004666 |  | 0.001263 |  | 2.1594e-05 |  | 0.00043865 |  | 0.00011924 |  | 0.000491 |  | 0.040019 |  | 0.013976 |  | 0.21656 |  | #REF! |  | #REF! |  | 0.078863 |  | 0.0090994 |  | #REF! |  | 7.4474e-05 |  | 8.4517e-05 |  | 1.3459e-06 |  | 0.00013354 |  | 0.00013354 |  | 0.0024292 |  | 0.00010279 |  | 2.449e-06 |  | 0.00033607 |  | 0 |  | 0.020962
| #REF! |  | 0.00051692 |  | 0.0012765 |  | 6.5668e-05 |  | 0.00033982 |  | 0.00010539 |  | 0.0005217 |  | 0.039573 |  | 0.013712 |  | 0.21716 |  | #REF! |  | #REF! |  | 0.081102 |  | 0.0093951 |  | #REF! |  | 7.4478e-05 |  | 8.4522e-05 |  | 1.1736e-06 |  | 9.462e-05 |  | 9.462e-05 |  | 0.0024326 |  | 0.0001231 |  | 2.449e-06 |  | 0.00034261 |  | 0 |  | 0.020895
| #REF! |  | 0.00044769 |  | 0.0012499 |  | 6.5668e-05 |  | 0.00032425 |  | 0.00010295 |  | 0.00051667 |  | 0.03912 |  | 0.013425 |  | 0.21738 |  | #REF! |  | #REF! |  | 0.082541 |  | 0.0095899 |  | #REF! |  | 0.00012005 |  | 5.1582e-05 |  | 1.019e-06 |  | -3.4901e-05 |  | -3.4901e-05 |  | 0.0024587 |  | -2.6827e-05 |  | 2.4491e-06 |  | 0.00034098 |  | 0 |  | 0.020686
| #REF! |  | 0.00044307 |  | 0.0012096 |  | 5.1044e-05 |  | 0.00046792 |  | 8.9342e-05 |  | 0.00049751 |  | 0.038685 |  | 0.012999 |  | 0.21652 |  | #REF! |  | #REF! |  | 0.083873 |  | 0.0097675 |  | #REF! |  | 0.00012005 |  | 5.1585e-05 |  | 1.0677e-06 |  | 1.3297e-05 |  | 1.3297e-05 |  | 0.0024988 |  | -0.00018408 |  | 8.1637e-07 |  | 0.00033285 |  | 0 |  | 0.020063
| #REF! |  | 0.00046051 |  | 0.0012014 |  | 5.1044e-05 |  | 0.00041496 |  | 0.00010221 |  | 0.0004894 |  | 0.03829 |  | 0.012537 |  | 0.21558 |  | #REF! |  | #REF! |  | 0.085125 |  | 0.0099556 |  | #REF! |  | 7.644e-05 |  | 9.1711e-05 |  | 1.031e-06 |  | 2.1255e-05 |  | 2.1255e-05 |  | 0.0024947 |  | -7.4797e-05 |  | 8.1642e-07 |  | 0.00032306 |  | 0 |  | 0.01992
| #REF! |  | 0.0004764 |  | 0.001172 |  | 4.3192e-05 |  | 0.0002495 |  | 0.00011117 |  | 0.00049105 |  | 0.03791 |  | 0.012248 |  | 0.21432 |  | #REF! |  | #REF! |  | 0.086955 |  | 0.010206 |  | #REF! |  | 7.6444e-05 |  | 9.1717e-05 |  | 8.8907e-07 |  | -4.0374e-05 |  | -4.0374e-05 |  | 0.0025275 |  | 0.00021453 |  | 2.4493e-06 |  | 0.00032308 |  | 0 |  | 0.019864
| #REF! |  | 0.00050033 |  | 0.0011819 |  | 4.3195e-05 |  | 0.0003413 |  | 0.0001312 |  | 0.00048928 |  | 0.037513 |  | 0.012001 |  | 0.21321 |  | #REF! |  | #REF! |  | 0.089286 |  | 0.010518 |  | #REF! |  | 9.2351e-05 |  | 8.4349e-05 |  | 7.2863e-07 |  | -3.9448e-05 |  | -3.9448e-05 |  | 0.0025203 |  | 0.00023634 |  | 2.4494e-06 |  | 0.0003337 |  | 0 |  | 0.019681
| #REF! |  | 0.00053377 |  | 0.0012213 |  | 6.6806e-05 |  | 0.00044694 |  | 0.00011252 |  | 0.00047567 |  | 0.037051 |  | 0.011722 |  | 0.21262 |  | #REF! |  | #REF! |  | 0.091348 |  | 0.010809 |  | #REF! |  | 9.2356e-05 |  | 8.4354e-05 |  | 8.7068e-07 |  | -3.1543e-05 |  | -3.1543e-05 |  | 0.0024689 |  | 6.8002e-05 |  | 2.4496e-06 |  | 0.0003386 |  | 0 |  | 0.019715
| #REF! |  | 0.00058385 |  | 0.0012181 |  | 6.6806e-05 |  | 0.00035931 |  | 0.00010508 |  | 0.00048319 |  | 0.036554 |  | 0.011551 |  | 0.21164 |  | #REF! |  | #REF! |  | 0.09353 |  | 0.011082 |  | #REF! |  | 4.1554e-05 |  | 9.1233e-05 |  | 1.0927e-06 |  | -2.4523e-05 |  | -2.4523e-05 |  | 0.0024273 |  | 0.00020454 |  | 2.4494e-06 |  | 0.00033452 |  | 0 |  | 0.019503
| #REF! |  | 0.00051735 |  | 0.0012127 |  | 9.3415e-05 |  | 0.00032673 |  | 0.00013285 |  | 0.00047624 |  | 0.036093 |  | 0.011397 |  | 0.21048 |  | #REF! |  | #REF! |  | 0.095715 |  | 0.011361 |  | #REF! |  | 4.1556e-05 |  | 9.1238e-05 |  | 1.1365e-06 |  | -8.0741e-07 |  | -8.0741e-07 |  | 0.0024904 |  | 0.00026752 |  | 8.1657e-07 |  | 0.0003313 |  | 0 |  | 0.019282
| #REF! |  | 0.00048211 |  | 0.0011834 |  | 9.3415e-05 |  | 0.00050678 |  | 0.00013519 |  | 0.00048094 |  | 0.035745 |  | 0.011152 |  | 0.20942 |  | #REF! |  | #REF! |  | 0.098156 |  | 0.011718 |  | #REF! |  | 3.9407e-05 |  | 6.5339e-05 |  | 1.0129e-06 |  | 8.3981e-06 |  | 8.3981e-06 |  | 0.0025156 |  | 6.9477e-05 |  | 8.1657e-07 |  | 0.00033046 |  | 0 |  | 0.019346
| #REF! |  | 0.00046108 |  | 0.0012238 |  | 5.5963e-05 |  | 0.00050456 |  | 0.00013015 |  | 0.00051224 |  | 0.03544 |  | 0.010971 |  | 0.20753 |  | #REF! |  | #REF! |  | 0.10074 |  | 0.012177 |  | #REF! |  | 3.941e-05 |  | 6.5343e-05 |  | 7.7823e-07 |  | 7.7048e-05 |  | 7.7048e-05 |  | 0.0025232 |  | 0.00013646 |  | 2.4497e-06 |  | 0.00033213 |  | 0 |  | 0.019023
| #REF! |  | 0.00042083 |  | 0.0012384 |  | 5.5963e-05 |  | 0.00034358 |  | 0.00012432 |  | 0.00052455 |  | 0.035123 |  | 0.010847 |  | 0.20553 |  | #REF! |  | #REF! |  | 0.10335 |  | 0.012628 |  | #REF! |  | 9.478e-05 |  | 0.00015978 |  | 6.9831e-07 |  | 7.6723e-05 |  | 7.6723e-05 |  | 0.002528 |  | -3.5552e-05 |  | 2.9943e-06 |  | 0.00033211 |  | 0 |  | 0.01893
| #REF! |  | 0.00048257 |  | 0.0012026 |  | 1.08e-05 |  | 0.00031427 |  | 0.00010491 |  | 0.00049265 |  | 0.034787 |  | 0.010592 |  | 0.20475 |  | #REF! |  | #REF! |  | 0.10556 |  | 0.012919 |  | #REF! |  | 9.4786e-05 |  | 0.00015979 |  | 8.4046e-07 |  | 8.0017e-05 |  | 8.0017e-05 |  | 0.0025087 |  | -0.00033345 |  | 2.9944e-06 |  | 0.00033052 |  | 0 |  | 0.019107
| #REF! |  | 0.00051796 |  | 0.0012306 |  | 1.08e-05 |  | 0.00024457 |  | 9.571e-05 |  | 0.00047814 |  | 0.034449 |  | 0.010341 |  | 0.20366 |  | #REF! |  | #REF! |  | 0.10745 |  | 0.013178 |  | #REF! |  | 9.2369e-05 |  | 0.00012037 |  | 1.0009e-06 |  | 3.6604e-05 |  | 3.6604e-05 |  | 0.0025128 |  | -0.0003544 |  | 2.45e-06 |  | 0.00032889 |  | 0 |  | 0.018841
| #REF! |  | 0.00050035 |  | 0.001191 |  | 4.8108e-05 |  | 0.000292 |  | 0.00010544 |  | 0.00047773 |  | 0.034122 |  | 0.010095 |  | 0.20164 |  | #REF! |  | #REF! |  | 0.10877 |  | 0.013395 |  | #REF! |  | 9.2375e-05 |  | 0.00012038 |  | 1.0315e-06 |  | 3.3569e-05 |  | 3.3569e-05 |  | 0.0024964 |  | -0.00016435 |  | 8.1667e-07 |  | 0.00033297 |  | 0 |  | 0.01858
| #REF! |  | 0.00045496 |  | 0.0011549 |  | 4.8112e-05 |  | 0.00032044 |  | 9.5497e-05 |  | 0.00048112 |  | 0.033758 |  | 0.0097773 |  | 0.20044 |  | #REF! |  | #REF! |  | 0.1096 |  | 0.013568 |  | #REF! |  | 4.8668e-05 |  | 9.7773e-05 |  | 1.0188e-06 |  | 8.8172e-05 |  | 8.8172e-05 |  | 0.002446 |  | -0.00030765 |  | 8.1677e-07 |  | 0.00034442 |  | 0 |  | 0.018405
| #REF! |  | 0.00040499 |  | 0.0011724 |  | 3.0439e-05 |  | 0.00034204 |  | 8.514e-05 |  | 0.00046678 |  | 0.033381 |  | 0.0094724 |  | 0.19911 |  | #REF! |  | #REF! |  | 0.1108 |  | 0.013855 |  | #REF! |  | 4.8671e-05 |  | 9.7779e-05 |  | 9.9413e-07 |  | 4.8992e-05 |  | 4.8992e-05 |  | 0.0024592 |  | -0.00047981 |  | 8.1672e-07 |  | 0.00034852 |  | 0 |  | 0.018257
| #REF! |  | 0.00045989 |  | 0.0011623 |  | 3.0439e-05 |  | 0.00041321 |  | 7.8841e-05 |  | 0.00044999 |  | 0.033003 |  | 0.0091698 |  | 0.19691 |  | #REF! |  | #REF! |  | 0.11216 |  | 0.014119 |  | #REF! |  | 0.00011081 |  | 0.00014275 |  | 8.958e-07 |  | 1.2845e-05 |  | 1.2845e-05 |  | 0.0024062 |  | -0.00035024 |  | 8.1677e-07 |  | 0.0003477 |  | 0 |  | 0.018218
| #REF! |  | 0.00039158 |  | 0.0010976 |  | 6.4552e-05 |  | 0.00044915 |  | 7.4811e-05 |  | 0.00046206 |  | 0.03266 |  | 0.008925 |  | 0.19512 |  | #REF! |  | #REF! |  | 0.11395 |  | 0.014419 |  | #REF! |  | 0.00011082 |  | 0.00014276 |  | 8.774e-07 |  | -6.8582e-05 |  | -6.8582e-05 |  | 0.0023875 |  | 7.874e-05 |  | 8.1682e-07 |  | 0.00034038 |  | 0 |  | 0.018182
| #REF! |  | 0.00036504 |  | 0.0011326 |  | 6.4552e-05 |  | 0.00042428 |  | 0.00011301 |  | 0.00047581 |  | 0.032331 |  | 0.008794 |  | 0.19425 |  | #REF! |  | #REF! |  | 0.11641 |  | 0.014903 |  | #REF! |  | 0.00019982 |  | 0.0001538 |  | 1.1674e-06 |  | -3.3632e-05 |  | -3.3632e-05 |  | 0.0023875 |  | 0.00034223 |  | 8.1682e-07 |  | 0.00033548 |  | 0 |  | 0.017927
| #REF! |  | 0.00041216 |  | 0.0011962 |  | 3.9279e-05 |  | 0.0003385 |  | 0.00011127 |  | 0.00047348 |  | 0.031996 |  | 0.0086873 |  | 0.19269 |  | #REF! |  | #REF! |  | 0.11928 |  | 0.015401 |  | #REF! |  | 0.00019984 |  | 0.00015381 |  | 1.6991e-06 |  | 0.00010048 |  | 0.00010048 |  | 0.0023975 |  | 1.8262e-05 |  | 0 |  | 0.00033387 |  | 0 |  | 0.017841
| #REF! |  | 0.00040453 |  | 0.0011894 |  | 3.9279e-05 |  | 0.00035575 |  | 7.9138e-05 |  | 0.00048045 |  | 0.031671 |  | 0.0085938 |  | 0.19023 |  | #REF! |  | #REF! |  | 0.12217 |  | 0.015836 |  | #REF! |  | 5.0161e-05 |  | 0.00012507 |  | 1.8477e-06 |  | 3.5718e-05 |  | 3.5718e-05 |  | 0.0024179 |  | 9.1298e-06 |  | 0 |  | 0.00033142 |  | 0 |  | 0.017738
| #REF! |  | 0.00050616 |  | 0.0012305 |  | 3.6333e-05 |  | 0.0004085 |  | 8.7331e-05 |  | 0.00050982 |  | 0.031376 |  | 0.0084982 |  | 0.18803 |  | #REF! |  | #REF! |  | 0.12455 |  | 0.016271 |  | #REF! |  | 5.0163e-05 |  | 0.00012508 |  | 1.5013e-06 |  | 4.8374e-05 |  | 4.8374e-05 |  | 0.0024082 |  | -1.624e-05 |  | 8.1692e-07 |  | 0.00033062 |  | 0 |  | 0.017661
| #REF! |  | 0.00047748 |  | 0.0012022 |  | 3.6333e-05 |  | 0.00034882 |  | 8.7271e-05 |  | 0.00048159 |  | 0.031148 |  | 0.0082585 |  | 0.18643 |  | #REF! |  | #REF! |  | 0.12626 |  | 0.016592 |  | #REF! |  | 1.8074e-05 |  | 7.1892e-05 |  | 1.186e-06 |  | 9.6844e-05 |  | 9.6844e-05 |  | 0.0023993 |  | -0.0001675 |  | 2.9954e-06 |  | 0.00033225 |  | 0 |  | 0.017594
| #REF! |  | 0.00044078 |  | 0.0011322 |  | 3.0444e-05 |  | 0.00037577 |  | 8.6371e-05 |  | 0.00045155 |  | 0.030916 |  | 0.008019 |  | 0.18393 |  | #REF! |  | #REF! |  | 0.12784 |  | 0.016913 |  | #REF! |  | 1.8075e-05 |  | 7.1896e-05 |  | 1.1556e-06 |  | 3.2584e-05 |  | 3.2584e-05 |  | 0.0024157 |  | -0.00015996 |  | 2.1786e-06 |  | 0.00033881 |  | 0 |  | 0.017658
| #REF! |  | 0.0005232 |  | 0.0011538 |  | 3.0444e-05 |  | 0.00036218 |  | 9.264e-05 |  | 0.0004813 |  | 0.030644 |  | 0.0078342 |  | 0.18123 |  | #REF! |  | #REF! |  | 0.12929 |  | 0.017316 |  | #REF! |  | 0.00012214 |  | 9.6031e-05 |  | 1.2609e-06 |  | -3.5738e-06 |  | -3.5738e-06 |  | 0.0024134 |  | -0.00015953 |  | 5.4465e-07 |  | 0.00034699 |  | 0 |  | 0.017735
| #REF! |  | 0.00050184 |  | 0.0011916 |  | 7.0794e-05 |  | 0.00037603 |  | 9.6595e-05 |  | 0.00048551 |  | 0.030318 |  | 0.0075914 |  | 0.17896 |  | #REF! |  | #REF! |  | 0.13038 |  | 0.017645 |  | #REF! |  | 0.00012215 |  | 9.6037e-05 |  | 1.1246e-06 |  | -1.3717e-05 |  | -1.3717e-05 |  | 0.0023857 |  | -0.00015398 |  | 4.6298e-06 |  | 0.00035352 |  | 0 |  | 0.017348
| #REF! |  | 0.0004208 |  | 0.001174 |  | 7.0794e-05 |  | 0.00037464 |  | 8.8422e-05 |  | 0.0004741 |  | 0.029992 |  | 0.0072816 |  | 0.17691 |  | #REF! |  | #REF! |  | 0.13149 |  | 0.017961 |  | #REF! |  | 2.1208e-05 |  | 8.3021e-05 |  | 8.0345e-07 |  | 0.00010471 |  | 0.00010471 |  | 0.0023727 |  | -0.00014434 |  | 4.0851e-06 |  | 0.00036253 |  | 0 |  | 0.017074
| #REF! |  | 0.00044607 |  | 0.0010941 |  | 5.7201e-05 |  | 0.00033644 |  | 9.1143e-05 |  | 0.00047209 |  | 0.029698 |  | 0.0070085 |  | 0.17479 |  | #REF! |  | #REF! |  | 0.13307 |  | 0.018327 |  | #REF! |  | 2.1209e-05 |  | 8.3026e-05 |  | 4.8237e-07 |  | 6.2277e-05 |  | 6.2277e-05 |  | 0.0023874 |  | 1.5449e-05 |  | 0 |  | 0.00036498 |  | 0 |  | 0.017211
| #REF! |  | 0.00046794 |  | 0.0010932 |  | 5.7206e-05 |  | 0.00039098 |  | 0.00012854 |  | 0.00045731 |  | 0.029394 |  | 0.0069062 |  | 0.17155 |  | #REF! |  | #REF! |  | 0.13446 |  | 0.018743 |  | #REF! |  | 6.0426e-05 |  | 0.00011542 |  | 5.0712e-07 |  | -4.7672e-07 |  | -4.7672e-07 |  | 0.0023891 |  | 6.4065e-05 |  | 5.4475e-07 |  | 0.00035109 |  | 0 |  | 0.017298
| #REF! |  | 0.00051235 |  | 0.0011557 |  | 7.759e-05 |  | 0.0004266 |  | 0.00012598 |  | 0.00045105 |  | 0.029066 |  | 0.0068098 |  | 0.16888 |  | #REF! |  | #REF! |  | 0.13586 |  | 0.019195 |  | #REF! |  | 6.043e-05 |  | 0.00011543 |  | 7.483e-07 |  | 3.0597e-05 |  | 3.0597e-05 |  | 0.0024857 |  | 4.2869e-05 |  | 1.3619e-06 |  | 0.00033072 |  | 0 |  | 0.017089
| #REF! |  | 0.00052605 |  | 0.0011349 |  | 7.7597e-05 |  | 0.000394 |  | 6.4946e-05 |  | 0.0004538 |  | 0.028741 |  | 0.0065536 |  | 0.16789 |  | #REF! |  | #REF! |  | 0.13767 |  | 0.019539 |  | #REF! |  | 4.9128e-05 |  | 8.5518e-05 |  | 1.0264e-06 |  | 1.3854e-05 |  | 1.3854e-05 |  | 0.0024825 |  | 0.00010909 |  | 8.1712e-07 |  | 0.00032174 |  | 0 |  | 0.017115
| #REF! |  | 0.00043394 |  | 0.0011447 |  | 6.4003e-05 |  | 0.00033628 |  | 8.4807e-05 |  | 0.0004583 |  | 0.028443 |  | 0.0063637 |  | 0.16603 |  | #REF! |  | #REF! |  | 0.13909 |  | 0.019922 |  | #REF! |  | 4.9131e-05 |  | 8.5523e-05 |  | 1.0816e-06 |  | -4.75e-07 |  | -4.75e-07 |  | 0.0024465 |  | 3.7547e-05 |  | 2.4515e-06 |  | 0.00033317 |  | 0 |  | 0.017106
| #REF! |  | 0.00040183 |  | 0.0011398 |  | 6.4009e-05 |  | 0.00033248 |  | 8.5266e-05 |  | 0.00047182 |  | 0.028166 |  | 0.0062382 |  | 0.163 |  | #REF! |  | #REF! |  | 0.14049 |  | 0.020391 |  | #REF! |  | 2.4271e-05 |  | 0.0001032 |  | 8.8999e-07 |  | 1.0109e-05 |  | 1.0109e-05 |  | 0.0024573 |  | -0.0003802 |  | 4.6309e-06 |  | 0.00034626 |  | 0 |  | 0.016822
| #REF! |  | 0.00034109 |  | 0.001138 |  | 4.7147e-05 |  | 0.00025588 |  | 7.2668e-05 |  | 0.00047937 |  | 0.027929 |  | 0.0060973 |  | 0.16062 |  | #REF! |  | #REF! |  | 0.14194 |  | 0.020844 |  | #REF! |  | 2.4272e-05 |  | 0.00010321 |  | 7.1733e-07 |  | 4.3228e-05 |  | 4.3228e-05 |  | 0.0024328 |  | -0.00036887 |  | 4.6309e-06 |  | 0.00034789 |  | 0 |  | 0.01679
| #REF! |  | 0.00031256 |  | 0.0011357 |  | 4.7143e-05 |  | 0.00023636 |  | 0.00010618 |  | 0.0004562 |  | 0.027725 |  | 0.0059838 |  | 0.15936 |  | #REF! |  | #REF! |  | 0.14322 |  | 0.021355 |  | #REF! |  | 4.1771e-05 |  | 9.4207e-05 |  | 7.0469e-07 |  | 3.0322e-06 |  | 3.0322e-06 |  | 0.0024125 |  | -7.1046e-05 |  | 2.9965e-06 |  | 0.0003422 |  | 0 |  | 0.016923
| #REF! |  | 0.00042189 |  | 0.0011129 |  | 0.00010706 |  | 0.00032865 |  | 0.00011939 |  | 0.00045309 |  | 0.027518 |  | 0.0057944 |  | 0.15752 |  | #REF! |  | #REF! |  | 0.14468 |  | 0.021789 |  | #REF! |  | 4.1774e-05 |  | 9.4213e-05 |  | 8.7166e-07 |  | 2.2562e-06 |  | 2.2562e-06 |  | 0.0025156 |  | 1.6882e-06 |  | 1.3621e-06 |  | 0.0003365 |  | 0 |  | 0.016804
| #REF! |  | 0.00051058 |  | 0.0010923 |  | 0.00010707 |  | 0.00039781 |  | 0.00016766 |  | 0.00047094 |  | 0.027268 |  | 0.0056323 |  | 0.1564 |  | #REF! |  | #REF! |  | 0.14644 |  | 0.022206 |  | #REF! |  | 6.3981e-05 |  | 7.8157e-05 |  | 1.0202e-06 |  | 9.4253e-06 |  | 9.4253e-06 |  | 0.0027051 |  | -3.0154e-05 |  | 8.1732e-07 |  | 0.00033813 |  | 0 |  | 0.016873
| #REF! |  | 0.00040601 |  | 0.0011032 |  | 2.9467e-05 |  | 0.00033166 |  | 0.00012811 |  | 0.00046677 |  | 0.026992 |  | 0.0055004 |  | 0.15592 |  | #REF! |  | #REF! |  | 0.14783 |  | 0.022746 |  | #REF! |  | 6.3985e-05 |  | 7.8162e-05 |  | 1.0076e-06 |  | -3.6448e-06 |  | -3.6448e-06 |  | 0.0027216 |  | 3.8324e-05 |  | 0 |  | 0.00033979 |  | 0 |  | 0.017116
| #REF! |  | 0.00044258 |  | 0.0011191 |  | 2.947e-05 |  | 0.00030455 |  | 0.0001019 |  | 0.00045074 |  | 0.026713 |  | 0.005392 |  | 0.15432 |  | #REF! |  | #REF! |  | 0.1491 |  | 0.023205 |  | #REF! |  | 0.0001101 |  | 0.00012185 |  | 9.2761e-07 |  | -6.3476e-06 |  | -6.3476e-06 |  | 0.0025492 |  | -8.442e-05 |  | 5.4491e-07 |  | 0.00033734 |  | 0 |  | 0.017228
| #REF! |  | 0.0005363 |  | 0.0010906 |  | 8.5541e-05 |  | 0.00030359 |  | 0.00013318 |  | 0.00044576 |  | 0.026446 |  | 0.0052332 |  | 0.15278 |  | #REF! |  | #REF! |  | 0.15053 |  | 0.023715 |  | #REF! |  | 0.00011011 |  | 0.00012186 |  | 8.661e-07 |  | 8.8848e-06 |  | 8.8848e-06 |  | 0.0025478 |  | -0.00022475 |  | 5.4491e-07 |  | 0.00033491 |  | 0 |  | 0.017161
| #REF! |  | 0.00046371 |  | 0.0010723 |  | 8.5541e-05 |  | 0.00030815 |  | 0.00014572 |  | 0.00043702 |  | 0.026185 |  | 0.0050596 |  | 0.15125 |  | #REF! |  | #REF! |  | 0.15169 |  | 0.024298 |  | #REF! |  | 6.4638e-05 |  | 9.9583e-05 |  | 7.6704e-07 |  | 7.457e-05 |  | 7.457e-05 |  | 0.0027879 |  | 3.4511e-07 |  | 0 |  | 0.00033818 |  | 0 |  | 0.017244
| #REF! |  | 0.0004712 |  | 0.0010627 |  | 0 |  | 0.00037467 |  | 0.0001483 |  | 0.00042889 |  | 0.025965 |  | 0.0049653 |  | 0.15012 |  | #REF! |  | #REF! |  | 0.15296 |  | 0.024822 |  | #REF! |  | 6.4641e-05 |  | 9.9588e-05 |  | 7.1751e-07 |  | 0.00011351 |  | 0.00011351 |  | 0.0027995 |  | 9.8251e-05 |  | 2.4523e-06 |  | 0.00034718 |  | 0 |  | 0.017286
| #REF! |  | 0.00048357 |  | 0.0010476 |  | 0 |  | 0.0003172 |  | 0.00013985 |  | 0.00043571 |  | 0.025782 |  | 0.0048197 |  | 0.14906 |  | #REF! |  | #REF! |  | 0.1543 |  | 0.025358 |  | #REF! |  | 5.0289e-05 |  | 0.00011824 |  | 6.8646e-07 |  | 0.00013582 |  | 0.00013582 |  | 0.0027717 |  | 0.00013772 |  | 2.4524e-06 |  | 0.0003529 |  | 0 |  | 0.017491
| #REF! |  | 0.00040938 |  | 0.0010511 |  | 8.7249e-05 |  | 0.00023985 |  | 0.00012576 |  | 0.0004191 |  | 0.025597 |  | 0.0047004 |  | 0.14809 |  | #REF! |  | #REF! |  | 0.15535 |  | 0.025958 |  | #REF! |  | 5.0292e-05 |  | 0.00011824 |  | 8.8403e-07 |  | 5.6331e-05 |  | 5.6331e-05 |  | 0.0024729 |  | 7.8993e-05 |  | 8.1747e-07 |  | 0.00035537 |  | 0 |  | 0.017807
| #REF! |  | 0.00041128 |  | 0.0010538 |  | 8.7249e-05 |  | 0.00026238 |  | 9.7741e-05 |  | 0.00042157 |  | 0.025353 |  | 0.0046542 |  | 0.14698 |  | #REF! |  | #REF! |  | 0.15689 |  | 0.026607 |  | #REF! |  | 8.2308e-05 |  | 8.1203e-05 |  | 1.0141e-06 |  | 8.199e-05 |  | 8.199e-05 |  | 0.0026201 |  | -5.111e-06 |  | 8.1752e-07 |  | 0.00034968 |  | 0 |  | 0.017714
| #REF! |  | 0.00052305 |  | 0.0010518 |  | 6.6853e-05 |  | 0.00028129 |  | 7.044e-05 |  | 0.00041868 |  | 0.025058 |  | 0.0045308 |  | 0.14538 |  | #REF! |  | #REF! |  | 0.15833 |  | 0.027181 |  | #REF! |  | 8.2312e-05 |  | 8.1208e-05 |  | 1.0143e-06 |  | 0.00019323 |  | 0.00019323 |  | 0.0027999 |  | -5.6247e-05 |  | 8.1752e-07 |  | 0.00034314 |  | 0 |  | 0.017821
| #REF! |  | 0.00053006 |  | 0.0010776 |  | 6.6853e-05 |  | 0.00039835 |  | 8.1494e-05 |  | 0.0004295 |  | 0.024789 |  | 0.0043406 |  | 0.14407 |  | #REF! |  | #REF! |  | 0.15967 |  | 0.027776 |  | #REF! |  | 7.0053e-05 |  | 0.00011361 |  | 1.0879e-06 |  | 8.961e-05 |  | 8.961e-05 |  | 0.0027753 |  | -4.7551e-05 |  | 8.1757e-07 |  | 0.00033824 |  | 0 |  | 0.018041
| #REF! |  | 0.00046722 |  | 0.0010824 |  | 3.4387e-05 |  | 0.00031948 |  | 9.1667e-05 |  | 0.00044503 |  | 0.024585 |  | 0.0043259 |  | 0.14209 |  | #REF! |  | #REF! |  | 0.16104 |  | 0.028343 |  | #REF! |  | 7.0058e-05 |  | 0.00011362 |  | 1.1871e-06 |  | 8.8902e-07 |  | 8.8902e-07 |  | 0.0026317 |  | 0.00010842 |  | 2.4527e-06 |  | 0.00033989 |  | 0 |  | 0.018129
| #REF! |  | 0.00048878 |  | 0.0010398 |  | 3.4387e-05 |  | 0.00020826 |  | 9.4715e-05 |  | 0.00043614 |  | 0.024448 |  | 0.004283 |  | 0.13867 |  | #REF! |  | #REF! |  | 0.16189 |  | 0.028901 |  | #REF! |  | 4.8069e-05 |  | 6.9374e-05 |  | 1.2615e-06 |  | -2.0302e-05 |  | -2.0302e-05 |  | 0.0025943 |  | 6.7664e-05 |  | 2.9979e-06 |  | 0.00033828 |  | 0 |  | 0.018132
| #REF! |  | 0.0003853 |  | 0.0010186 |  | 8.7256e-05 |  | 0.00026155 |  | 9.3403e-05 |  | 0.00042834 |  | 0.024313 |  | 0.0040747 |  | 0.1358 |  | #REF! |  | #REF! |  | 0.16315 |  | 0.029659 |  | #REF! |  | 4.8071e-05 |  | 6.9378e-05 |  | 1.1318e-06 |  | -6.1194e-05 |  | -6.1194e-05 |  | 0.0024766 |  | -0.00011946 |  | 1.3628e-06 |  | 0.00032929 |  | 0 |  | 0.018237
| #REF! |  | 0.00039241 |  | 0.0010202 |  | 8.7256e-05 |  | 0.00026129 |  | 5.7667e-05 |  | 0.00041213 |  | 0.024136 |  | 0.0039898 |  | 0.13395 |  | #REF! |  | #REF! |  | 0.16479 |  | 0.0304 |  | #REF! |  | 7.3326e-05 |  | 9.5796e-05 |  | 9.4651e-07 |  | -2.673e-05 |  | -2.673e-05 |  | 0.0024923 |  | -0.00038919 |  | 8.1762e-07 |  | 0.00032931 |  | 0 |  | 0.018322
| #REF! |  | 0.00053388 |  | 0.0010099 |  | 1.2773e-05 |  | 0.00032294 |  | 6.0462e-05 |  | 0.00041548 |  | 0.023851 |  | 0.0039795 |  | 0.1321 |  | #REF! |  | #REF! |  | 0.1661 |  | 0.031035 |  | #REF! |  | 7.333e-05 |  | 9.5802e-05 |  | 8.3464e-07 |  | 1.9177e-05 |  | 1.9177e-05 |  | 0.0025381 |  | -0.0002555 |  | 8.1772e-07 |  | 0.00033503 |  | 0 |  | 0.018147
| #REF! |  | 0.00046458 |  | 0.0010339 |  | 1.2773e-05 |  | 0.00030972 |  | 8.4775e-05 |  | 0.00042669 |  | 0.023491 |  | 0.0038572 |  | 0.12966 |  | #REF! |  | #REF! |  | 0.16732 |  | 0.031732 |  | #REF! |  | 7.0201e-05 |  | 0.00014403 |  | 6.4922e-07 |  | 4.1706e-05 |  | 4.1706e-05 |  | 0.0024941 |  | 0.00010697 |  | 8.1772e-07 |  | 0.00034159 |  | 0 |  | 0.018124
| #REF! |  | 0.00041151 |  | 0.001026 |  | 8.8397e-05 |  | 0.00033577 |  | 8.802e-05 |  | 0.00044374 |  | 0.023141 |  | 0.0037031 |  | 0.12717 |  | #REF! |  | #REF! |  | 0.16834 |  | 0.032478 |  | #REF! |  | 7.0205e-05 |  | 0.00014404 |  | 4.949e-07 |  | 5.5089e-05 |  | 5.5089e-05 |  | 0.0025923 |  | -2.0854e-05 |  | 2.4532e-06 |  | 0.00034243 |  | 0 |  | 0.018378
| #REF! |  | 0.00045232 |  | 0.0010027 |  | 8.8397e-05 |  | 0.00031559 |  | 9.7615e-05 |  | 0.00044463 |  | 0.022874 |  | 0.0035746 |  | 0.12504 |  | #REF! |  | #REF! |  | 0.16928 |  | 0.033267 |  | #REF! |  | 8.3131e-05 |  | 9.6401e-05 |  | 5.3174e-07 |  | 6.1576e-05 |  | 6.1576e-05 |  | 0.0026536 |  | -0.00011125 |  | 2.9985e-06 |  | 0.00034406 |  | 0 |  | 0.018343
| #REF! |  | 0.00051855 |  | 0.0010081 |  | 8.4431e-05 |  | 0.00028343 |  | 0.00012567 |  | 0.00043105 |  | 0.022719 |  | 0.0035192 |  | 0.12201 |  | #REF! |  | #REF! |  | 0.17075 |  | 0.03402 |  | #REF! |  | 8.3136e-05 |  | 9.6406e-05 |  | 6.4927e-07 |  | 5.3084e-05 |  | 5.3084e-05 |  | 0.0025482 |  | -0.00038716 |  | 1.3629e-06 |  | 0.00034978 |  | 0 |  | 0.018122
| #REF! |  | 0.00061435 |  | 0.0010608 |  | 8.4438e-05 |  | 0.00035221 |  | 0.0001224 |  | 0.0004268 |  | 0.022639 |  | 0.003496 |  | 0.11908 |  | #REF! |  | #REF! |  | 0.17216 |  | 0.034811 |  | #REF! |  | 0.00010239 |  | 7.7631e-05 |  | 7.7958e-07 |  | 7.5411e-05 |  | 7.5411e-05 |  | 0.002313 |  | -0.00026106 |  | 1.363e-06 |  | 0.00035879 |  | 0 |  | 0.018164
| #REF! |  | 0.00048594 |  | 0.0011086 |  | 6.9704e-05 |  | 0.00033598 |  | 8.6977e-05 |  | 0.00042923 |  | 0.022537 |  | 0.0034217 |  | 0.11671 |  | #REF! |  | #REF! |  | 0.17328 |  | 0.035723 |  | #REF! |  | 0.00010239 |  | 7.7636e-05 |  | 8.8505e-07 |  | 9.5987e-05 |  | 9.5987e-05 |  | 0.0022894 |  | 0.00026476 |  | 1.3631e-06 |  | 0.000358 |  | 0 |  | 0.018098
| #REF! |  | 0.0003921 |  | 0.0010984 |  | 6.9704e-05 |  | 0.00029798 |  | 6.7724e-05 |  | 0.00042884 |  | 0.022336 |  | 0.0033291 |  | 0.11396 |  | #REF! |  | #REF! |  | 0.17441 |  | 0.036634 |  | #REF! |  | 4.9599e-05 |  | 8.5447e-05 |  | 9.5311e-07 |  | 7.3432e-06 |  | 7.3432e-06 |  | 0.0023842 |  | 8.263e-05 |  | 2.9988e-06 |  | 0.00034656 |  | 0 |  | 0.018177
| #REF! |  | 0.00051727 |  | 0.0010495 |  | 0.00010541 |  | 0.00031565 |  | 6.3673e-05 |  | 0.00042743 |  | 0.022041 |  | 0.0032212 |  | 0.11149 |  | #REF! |  | #REF! |  | 0.17573 |  | 0.037426 |  | #REF! |  | 4.9602e-05 |  | 8.5452e-05 |  | 8.6606e-07 |  | -4.9796e-05 |  | -4.9796e-05 |  | 0.002385 |  | -0.00038352 |  | 2.181e-06 |  | 0.00033511 |  | 0 |  | 0.018067
| #REF! |  | 0.00039829 |  | 0.00098553 |  | 0.00010542 |  | 0.00029129 |  | 6.2043e-05 |  | 0.00044173 |  | 0.021739 |  | 0.0031531 |  | 0.10893 |  | #REF! |  | #REF! |  | 0.17707 |  | 0.038276 |  | #REF! |  | 7.3695e-05 |  | 5.5765e-05 |  | 6.3096e-07 |  | 5.8954e-05 |  | 5.8954e-05 |  | 0.0023353 |  | -0.00024863 |  | 5.4528e-07 |  | 0.00033513 |  | 0 |  | 0.017928
| #REF! |  | 0.00024971 |  | 0.0010232 |  | 6.971e-05 |  | 0.00025274 |  | 5.7123e-05 |  | 0.00042861 |  | 0.021503 |  | 0.00313 |  | 0.10647 |  | #REF! |  | #REF! |  | 0.17849 |  | 0.039225 |  | #REF! |  | 7.3699e-05 |  | 5.5768e-05 |  | 4.8867e-07 |  | 4.1312e-05 |  | 4.1312e-05 |  | 0.002324 |  | 0.00010481 |  | 1.3633e-06 |  | 0.00034742 |  | 0 |  | 0.018301
| #REF! |  | 0.00034303 |  | 0.0010452 |  | 6.971e-05 |  | 0.00029244 |  | 6.6828e-05 |  | 0.00041067 |  | 0.021331 |  | 0.0030439 |  | 0.10367 |  | #REF! |  | #REF! |  | 0.17999 |  | 0.040185 |  | #REF! |  | 5.3369e-05 |  | 5.1131e-05 |  | 4.9502e-07 |  | 3.5733e-05 |  | 3.5733e-05 |  | 0.0023453 |  | 6.6706e-05 |  | 8.1797e-07 |  | 0.00035069 |  | 0 |  | 0.018485
| #REF! |  | 0.00042809 |  | 0.0010211 |  | 6.0075e-05 |  | 0.00030351 |  | 7.7414e-05 |  | 0.00043882 |  | 0.021224 |  | 0.0029772 |  | 0.10076 |  | #REF! |  | #REF! |  | 0.1813 |  | 0.041141 |  | #REF! |  | 5.3373e-05 |  | 5.1134e-05 |  | 5.4464e-07 |  | 0.00010389 |  | 0.00010389 |  | 0.0023413 |  | 9.4854e-05 |  | 0 |  | 0.00035152 |  | 0 |  | 0.018247
| #REF! |  | 0.00043351 |  | 0.00092698 |  | 6.0076e-05 |  | 0.00031906 |  | 6.7549e-05 |  | 0.00044906 |  | 0.021109 |  | 0.0029741 |  | 0.098294 |  | #REF! |  | #REF! |  | 0.18271 |  | 0.042113 |  | #REF! |  | 5.9215e-05 |  | 0.00011036 |  | 5.7514e-07 |  | 6.9284e-05 |  | 6.9284e-05 |  | 0.0022939 |  | -9.7584e-05 |  | 0 |  | 0.00035234 |  | 0 |  | 0.01819
| #REF! |  | 0.00046837 |  | 0.00092416 |  | 5.5039e-05 |  | 0.00028801 |  | 8.5324e-05 |  | 0.00043807 |  | 0.020941 |  | 0.0029315 |  | 0.09561 |  | #REF! |  | #REF! |  | 0.18422 |  | 0.043173 |  | #REF! |  | 5.9218e-05 |  | 0.00011037 |  | 5.9357e-07 |  | 9.5655e-05 |  | 9.5655e-05 |  | 0.0023562 |  | -0.00021535 |  | 8.1807e-07 |  | 0.00033029 |  | 0 |  | 0.018496
| #REF! |  | 0.00054848 |  | 0.0010333 |  | 5.5039e-05 |  | 0.00031904 |  | 8.9745e-05 |  | 0.00043711 |  | 0.020713 |  | 0.0028388 |  | 0.09279 |  | #REF! |  | #REF! |  | 0.18532 |  | 0.044136 |  | #REF! |  | 7.949e-05 |  | 0.00013853 |  | 7.0548e-07 |  | 9.7898e-05 |  | 9.7898e-05 |  | 0.0024054 |  | -2.5135e-06 |  | 1.3634e-06 |  | 0.00030824 |  | 0 |  | 0.018422
| #REF! |  | 0.00057196 |  | 0.0010363 |  | 0.00010146 |  | 0.00043811 |  | 8.967e-05 |  | 0.0004535 |  | 0.020445 |  | 0.0027433 |  | 0.090406 |  | #REF! |  | #REF! |  | 0.18595 |  | 0.045096 |  | #REF! |  | 7.9495e-05 |  | 0.00013853 |  | 8.0463e-07 |  | 8.7232e-05 |  | 8.7232e-05 |  | 0.0027888 |  | -0.00011689 |  | 2.9998e-06 |  | 0.00030251 |  | 0 |  | 0.018396
| #REF! |  | 0.00049469 |  | 0.0010356 |  | 0.00010146 |  | 0.00032969 |  | 7.8774e-05 |  | 0.00044559 |  | 0.020189 |  | 0.0026837 |  | 0.088231 |  | #REF! |  | #REF! |  | 0.1872 |  | 0.046196 |  | #REF! |  | 5.0822e-05 |  | 0.00012126 |  | 7.9835e-07 |  | 9.6171e-05 |  | 9.6171e-05 |  | 0.0037258 |  | -0.00022408 |  | 2.9998e-06 |  | 0.00032622 |  | 0 |  | 0.018202
| #REF! |  | 0.00049451 |  | 0.0010218 |  | 8.276e-05 |  | 0.00022421 |  | 5.0045e-05 |  | 0.0004133 |  | 0.019977 |  | 0.0026393 |  | 0.085427 |  | #REF! |  | #REF! |  | 0.18905 |  | 0.047375 |  | #REF! |  | 5.0825e-05 |  | 0.00012127 |  | 8.1678e-07 |  | 0.0001013 |  | 0.0001013 |  | 0.0040564 |  | -6.0756e-05 |  | 5.4541e-07 |  | 0.00035077 |  | 0 |  | 0.0181
| #REF! |  | 0.00045928 |  | 0.00099597 |  | 8.276e-05 |  | 0.00022837 |  | 5.8744e-05 |  | 0.00039938 |  | 0.019858 |  | 0.0025449 |  | 0.082706 |  | #REF! |  | #REF! |  | 0.19018 |  | 0.048491 |  | #REF! |  | 5.2306e-05 |  | 8.7887e-05 |  | 9.9611e-07 |  | 5.1771e-05 |  | 5.1771e-05 |  | 0.0041081 |  | -7.9761e-05 |  | 2.1819e-06 |  | 0.00035243 |  | 0 |  | 0.018224
| #REF! |  | 0.00046904 |  | 0.00097241 |  | 4.2266e-05 |  | 0.00021207 |  | 8.4669e-05 |  | 0.00040366 |  | 0.019813 |  | 0.0024015 |  | 0.080288 |  | #REF! |  | #REF! |  | 0.19081 |  | 0.049484 |  | #REF! |  | 5.2309e-05 |  | 8.7892e-05 |  | 1.2129e-06 |  | -1.542e-05 |  | -1.542e-05 |  | 0.0040264 |  | 0.00011397 |  | 4.6363e-06 |  | 0.00035897 |  | 0 |  | 0.0181
| #REF! |  | 0.00051895 |  | 0.0010051 |  | 4.2266e-05 |  | 0.00022614 |  | 0.00010819 |  | 0.00042068 |  | 0.019742 |  | 0.0024531 |  | 0.078039 |  | #REF! |  | #REF! |  | 0.19151 |  | 0.050488 |  | #REF! |  | 8.9568e-05 |  | 0.00015139 |  | 1.1944e-06 |  | 1.5939e-05 |  | 1.5939e-05 |  | 0.0040623 |  | 0.00021373 |  | 4.6366e-06 |  | 0.00036388 |  | 0 |  | 0.018259
| #REF! |  | 0.00046091 |  | 0.0010199 |  | 3.1456e-05 |  | 0.00031918 |  | 8.7332e-05 |  | 0.00043852 |  | 0.01958 |  | 0.0024755 |  | 0.075624 |  | #REF! |  | #REF! |  | 0.19283 |  | 0.051767 |  | #REF! |  | 8.9573e-05 |  | 0.0001514 |  | 1.0089e-06 |  | 4.9541e-05 |  | 4.9541e-05 |  | 0.0038486 |  | 8.6879e-05 |  | 2.182e-06 |  | 0.00035738 |  | 0 |  | 0.018377
| #REF! |  | 0.00047827 |  | 0.0010069 |  | 3.1456e-05 |  | 0.00032725 |  | 4.8487e-05 |  | 0.0004231 |  | 0.019338 |  | 0.0023375 |  | 0.073337 |  | #REF! |  | #REF! |  | 0.19496 |  | 0.053323 |  | #REF! |  | 4.4038e-05 |  | 0.00010916 |  | 8.7287e-07 |  | 4.59e-05 |  | 4.59e-05 |  | 0.0039236 |  | -3.5797e-05 |  | 2.182e-06 |  | 0.00034754 |  | 0 |  | 0.018136
| #REF! |  | 0.00049398 |  | 0.0010071 |  | 2.4575e-05 |  | 0.00032346 |  | 5.9438e-05 |  | 0.00040273 |  | 0.019073 |  | 0.0022354 |  | 0.071339 |  | #REF! |  | #REF! |  | 0.19705 |  | 0.054743 |  | #REF! |  | 4.404e-05 |  | 0.00010917 |  | 9.7212e-07 |  | 1.8064e-05 |  | 1.8064e-05 |  | 0.0042577 |  | -0.00030367 |  | 2.1822e-06 |  | 0.00034431 |  | 0 |  | 0.018262
| #REF! |  | 0.0004761 |  | 0.00097093 |  | 2.4575e-05 |  | 0.00033637 |  | 7.4207e-05 |  | 0.00041062 |  | 0.018855 |  | 0.0021806 |  | 0.069278 |  | #REF! |  | #REF! |  | 0.1979 |  | 0.055773 |  | #REF! |  | 3.113e-05 |  | 0.00010022 |  | 1.1145e-06 |  | -3.4565e-05 |  | -3.4565e-05 |  | 0.0043867 |  | -0.00032686 |  | 5.4555e-07 |  | 0.00035084 |  | 0 |  | 0.018412
| #REF! |  | 0.00043272 |  | 0.00098836 |  | 5.1116e-05 |  | 0.00026074 |  | 6.7597e-05 |  | 0.00042425 |  | 0.018688 |  | 0.0022186 |  | 0.067476 |  | #REF! |  | #REF! |  | 0.19772 |  | 0.056755 |  | #REF! |  | 3.1132e-05 |  | 0.00010022 |  | 1.2137e-06 |  | 4.5856e-05 |  | 4.5856e-05 |  | 0.0045443 |  | -0.00020015 |  | 1.3639e-06 |  | 0.00036151 |  | 0 |  | 0.018454
| #REF! |  | 0.00042499 |  | 0.00093733 |  | 5.1121e-05 |  | 0.00023119 |  | 8.5121e-05 |  | 0.00042532 |  | 0.01857 |  | 0.0022103 |  | 0.065494 |  | #REF! |  | #REF! |  | 0.19812 |  | 0.057916 |  | #REF! |  | 6.1526e-05 |  | 9.8754e-05 |  | 1.1954e-06 |  | 0.00010384 |  | 0.00010384 |  | 0.0043125 |  | -2.9027e-05 |  | 8.1837e-07 |  | 0.00036067 |  | 0 |  | 0.018912
| #REF! |  | 0.00040583 |  | 0.0009236 |  | 7.4837e-05 |  | 0.00023347 |  | 8.0077e-05 |  | 0.00040453 |  | 0.018461 |  | 0.0021169 |  | 0.063967 |  | #REF! |  | #REF! |  | 0.19994 |  | 0.059311 |  | #REF! |  | 6.1529e-05 |  | 9.876e-05 |  | 9.9065e-07 |  | 5.6669e-05 |  | 5.6669e-05 |  | 0.0042582 |  | -0.00011897 |  | 2.4553e-06 |  | 0.00035335 |  | 0 |  | 0.018928
| #REF! |  | 0.00039352 |  | 0.00094233 |  | 7.4837e-05 |  | 0.00028908 |  | 5.6245e-05 |  | 0.00040219 |  | 0.018347 |  | 0.002103 |  | 0.062576 |  | #REF! |  | #REF! |  | 0.20339 |  | 0.061434 |  | #REF! |  | 0.00012337 |  | 7.4549e-05 |  | 9.3477e-07 |  | 5.7916e-05 |  | 5.7916e-05 |  | 0.0045871 |  | 0.00011526 |  | 3.0009e-06 |  | 0.00034681 |  | 0 |  | 0.018886
| #REF! |  | 0.00042178 |  | 0.00093293 |  | 5.407e-05 |  | 0.00026387 |  | 7.7522e-05 |  | 0.00041211 |  | 0.018223 |  | 0.0021137 |  | 0.061726 |  | #REF! |  | #REF! |  | 0.20709 |  | 0.063592 |  | #REF! |  | 0.00012337 |  | 7.4553e-05 |  | 1.0155e-06 |  | 6.8487e-05 |  | 6.8487e-05 |  | 0.0048161 |  | 0.00027302 |  | 1.3641e-06 |  | 0.00034681 |  | 0 |  | 0.019418
| #REF! |  | 0.00045741 |  | 0.00099288 |  | 5.4075e-05 |  | 0.00019517 |  | 5.5905e-05 |  | 0.00041946 |  | 0.018029 |  | 0.0020796 |  | 0.061201 |  | #REF! |  | #REF! |  | 0.20844 |  | 0.064996 |  | #REF! |  | 5.0965e-05 |  | 9.608e-05 |  | 1.1828e-06 |  | 0.0001061 |  | 0.0001061 |  | 0.0048311 |  | -1.5788e-05 |  | 3.001e-06 |  | 0.00035338 |  | 0 |  | 0.019594
| #REF! |  | 0.00045419 |  | 0.00096593 |  | 8.6751e-05 |  | 0.0002222 |  | 3.2124e-05 |  | 0.00042175 |  | 0.017789 |  | 0.0020482 |  | 0.060286 |  | #REF! |  | #REF! |  | 0.2074 |  | 0.065934 |  | #REF! |  | 5.0968e-05 |  | 9.6086e-05 |  | 1.214e-06 |  | 6.6231e-05 |  | 6.6231e-05 |  | 0.0048559 |  | 8.636e-05 |  | 4.6383e-06 |  | 0.00035831 |  | 0 |  | 0.019892
| #REF! |  | 0.00049916 |  | 0.00095203 |  | 8.6751e-05 |  | 0.00032192 |  | 9.7869e-05 |  | 0.00042239 |  | 0.017575 |  | 0.0020198 |  | 0.05946 |  | #REF! |  | #REF! |  | 0.20694 |  | 0.066904 |  | #REF! |  | 0.00010947 |  | 0.00010633 |  | 1.0284e-06 |  | 1.3233e-05 |  | 1.3233e-05 |  | 0.004514 |  | 0.00015303 |  | 3.0014e-06 |  | 0.00036321 |  | 0 |  | 0.020449
| #REF! |  | 0.00053878 |  | 0.0010115 |  | 9.8091e-05 |  | 0.00032116 |  | 0.0001089 |  | 0.00045104 |  | 0.017424 |  | 0.001946 |  | 0.058834 |  | #REF! |  | #REF! |  | 0.20769 |  | 0.068255 |  | #REF! |  | 0.00010948 |  | 0.00012804 |  | 8.1148e-07 |  | 8.2434e-05 |  | 8.2434e-05 |  | 0.004496 |  | -2.706e-05 |  | 1.3642e-06 |  | 0.0003673 |  | 0 |  | 0.020882
| #REF! |  | 0.00056873 |  | 0.00096753 |  | 9.81e-05 |  | 0.00022781 |  | 7.6003e-05 |  | 0.00044328 |  | 0.0173 |  | 0.0019148 |  | 0.058435 |  | #REF! |  | #REF! |  | 0.20886 |  | 0.069775 |  | #REF! |  | 7.6285e-05 |  | 7.0956e-05 |  | 6.6908e-07 |  | 7.204e-05 |  | 7.204e-05 |  | 0.0045936 |  | -0.00011756 |  | 1.3644e-06 |  | 0.00036569 |  | 0 |  | 0.021299
| #REF! |  | 0.00058966 |  | 0.00093066 |  | 8.5625e-05 |  | 0.00024338 |  | 0.0001027 |  | 0.00041909 |  | 0.017154 |  | 0.0018627 |  | 0.058103 |  | #REF! |  | #REF! |  | 0.21094 |  | 0.071519 |  | #REF! |  | 7.6289e-05 |  | 4.9253e-05 |  | 7.9317e-07 |  | 4.2552e-05 |  | 4.2552e-05 |  | 0.0045456 |  | -0.00018461 |  | 1.3644e-06 |  | 0.00036326 |  | 0 |  | 0.021846
| #REF! |  | 0.00046314 |  | 0.00099369 |  | 8.5625e-05 |  | 0.00031635 |  | 8.6912e-05 |  | 0.00042934 |  | 0.017006 |  | 0.0018397 |  | 0.057503 |  | #REF! |  | #REF! |  | 0.2128 |  | 0.073413 |  | #REF! |  | 6.9225e-05 |  | 0.0001126 |  | 1.0533e-06 |  | 6.5232e-05 |  | 6.5232e-05 |  | 0.0044794 |  | -0.00033254 |  | 8.1862e-07 |  | 0.00036244 |  | 0 |  | 0.022369
| #REF! |  | 0.00050982 |  | 0.0010159 |  | 5.6047e-05 |  | 0.00030778 |  | 4.8972e-05 |  | 0.00044221 |  | 0.016862 |  | 0.0018824 |  | 0.056999 |  | #REF! |  | #REF! |  | 0.21491 |  | 0.075455 |  | #REF! |  | 6.9229e-05 |  | 0.0001126 |  | 1.2142e-06 |  | 7.9219e-05 |  | 7.9219e-05 |  | 0.0051007 |  | -0.00021307 |  | 0 |  | 0.00036083 |  | 0 |  | 0.023074
| #REF! |  | 0.00049244 |  | 0.0009972 |  | 5.6052e-05 |  | 0.00034524 |  | 3.8752e-05 |  | 0.00043093 |  | 0.016709 |  | 0.0017832 |  | 0.05656 |  | #REF! |  | #REF! |  | 0.21691 |  | 0.077415 |  | #REF! |  | 7.6698e-05 |  | 0.00014821 |  | 1.1151e-06 |  | 8.7531e-05 |  | 8.7531e-05 |  | 0.0051645 |  | -6.2087e-05 |  | 0 |  | 0.00035674 |  | 0 |  | 0.023849
| #REF! |  | 0.00044462 |  | 0.00094334 |  | 7.6559e-05 |  | 0.00039838 |  | 7.4926e-05 |  | 0.00043175 |  | 0.01656 |  | 0.0016519 |  | 0.056071 |  | #REF! |  | #REF! |  | 0.21667 |  | 0.078582 |  | #REF! |  | 7.6703e-05 |  | 0.00014822 |  | 9.5991e-07 |  | -4.474e-06 |  | -4.474e-06 |  | 0.0047205 |  | -0.00024873 |  | 2.4562e-06 |  | 0.00035103 |  | 0 |  | 0.024124
| #REF! |  | 0.00054319 |  | 0.0008331 |  | 7.6558e-05 |  | 0.00030263 |  | 8.9942e-05 |  | 0.00043298 |  | 0.016434 |  | 0.0016097 |  | 0.05594 |  | #REF! |  | #REF! |  | 0.21558 |  | 0.079617 |  | #REF! |  | 7.3655e-05 |  | 0.00010551 |  | 8.9828e-07 |  | 4.9221e-05 |  | 4.9221e-05 |  | 0.0047287 |  | -0.00015151 |  | 2.4563e-06 |  | 0.00034694 |  | 0 |  | 0.024642
| #REF! |  | 0.00049342 |  | 0.00089725 |  | 5.5068e-05 |  | 0.00029253 |  | 6.2394e-05 |  | 0.00043264 |  | 0.01631 |  | 0.0016786 |  | 0.055086 |  | #REF! |  | #REF! |  | 0.21553 |  | 0.081129 |  | #REF! |  | 7.366e-05 |  | 0.00010552 |  | 8.1812e-07 |  | 0.00018231 |  | 0.00018231 |  | 0.0055415 |  | 0.0002646 |  | 8.1877e-07 |  | 0.00035187 |  | 0 |  | 0.025131
| #REF! |  | 0.0004296 |  | 0.00099416 |  | 5.5068e-05 |  | 0.00028543 |  | 4.6877e-05 |  | 0.00040415 |  | 0.016168 |  | 0.0016505 |  | 0.054075 |  | #REF! |  | #REF! |  | 0.21513 |  | 0.082216 |  | #REF! |  | 7.9487e-05 |  | 0.00010132 |  | 7.1888e-07 |  | 0.00011126 |  | 0.00011126 |  | 0.0055243 |  | 0.00010933 |  | 8.1877e-07 |  | 0.00036005 |  | 0 |  | 0.025627
| #REF! |  | 0.00051021 |  | 0.00096568 |  | 7.3729e-05 |  | 0.00024475 |  | 4.7476e-05 |  | 0.00038393 |  | 0.016012 |  | 0.001565 |  | 0.053615 |  | #REF! |  | #REF! |  | 0.21296 |  | 0.082651 |  | #REF! |  | 7.9491e-05 |  | 0.00010757 |  | 7.4375e-07 |  | 5.7265e-05 |  | 5.7265e-05 |  | 0.0055067 |  | 9.5473e-05 |  | 2.4565e-06 |  | 0.00036335 |  | 0 |  | 0.026177
| #REF! |  | 0.00051636 |  | 0.00095853 |  | 7.3729e-05 |  | 0.00032511 |  | 5.9862e-05 |  | 0.00039373 |  | 0.015847 |  | 0.0015956 |  | 0.052632 |  | #REF! |  | #REF! |  | 0.21157 |  | 0.083419 |  | #REF! |  | 3.491e-05 |  | 7.5486e-05 |  | 8.3028e-07 |  | 5.5762e-05 |  | 5.5762e-05 |  | 0.0059154 |  | 0.00025939 |  | 3.0023e-06 |  | 0.00036419 |  | 0 |  | 0.026553
| #REF! |  | 0.00048504 |  | 0.00094986 |  | 3.5404e-05 |  | 0.00032744 |  | 5.8406e-05 |  | 0.00039934 |  | 0.015668 |  | 0.0015764 |  | 0.052056 |  | #REF! |  | #REF! |  | 0.21218 |  | 0.085102 |  | #REF! |  | 3.4912e-05 |  | 6.9246e-05 |  | 8.7362e-07 |  | 2.1579e-05 |  | 2.1579e-05 |  | 0.0059269 |  | 5.3623e-05 |  | 4.6402e-06 |  | 0.00036664 |  | 0 |  | 0.027123
| #REF! |  | 0.00051452 |  | 0.00098172 |  | 3.5407e-05 |  | 0.0002306 |  | 6.7393e-05 |  | 0.00040319 |  | 0.015496 |  | 0.0015024 |  | 0.051248 |  | #REF! |  | #REF! |  | 0.2133 |  | 0.087136 |  | #REF! |  | 0.00012141 |  | 0.00012098 |  | 8.7362e-07 |  | -2.2218e-05 |  | -2.2218e-05 |  | 0.0059735 |  | -9.2555e-05 |  | 4.0946e-06 |  | 0.00036828 |  | 0 |  | 0.027566
| #REF! |  | 0.00044781 |  | 0.00096084 |  | 0.00010719 |  | 0.00022224 |  | 7.4753e-05 |  | 0.00039638 |  | 0.015346 |  | 0.0014424 |  | 0.050081 |  | #REF! |  | #REF! |  | 0.21362 |  | 0.088723 |  | #REF! |  | 0.00012142 |  | 0.00012418 |  | 9.977e-07 |  | -1.4291e-05 |  | -1.4291e-05 |  | 0.005969 |  | -3.5118e-05 |  | 2.4568e-06 |  | 0.00036257 |  | 0 |  | 0.028095
| #REF! |  | 0.00052874 |  | 0.00090822 |  | 0.0001072 |  | 0.00026536 |  | 6.7609e-05 |  | 0.00039107 |  | 0.015212 |  | 0.0014122 |  | 0.049321 |  | #REF! |  | #REF! |  | 0.21399 |  | 0.090334 |  | #REF! |  | 5.4008e-05 |  | 7.3302e-05 |  | 1.2027e-06 |  | 6.4483e-06 |  | 6.4483e-06 |  | 0.0061518 |  | -0.00010391 |  | 2.4568e-06 |  | 0.00035687 |  | 0 |  | 0.028493
| #REF! |  | 0.00053465 |  | 0.00090769 |  | 6.1263e-05 |  | 0.0003045 |  | 7.4282e-05 |  | 0.00039965 |  | 0.015062 |  | 0.001372 |  | 0.048205 |  | #REF! |  | #REF! |  | 0.21574 |  | 0.092563 |  | #REF! |  | 5.4011e-05 |  | 7.0114e-05 |  | 1.1403e-06 |  | 2.8441e-05 |  | 2.8441e-05 |  | 0.0058064 |  | -0.0001593 |  | 2.4569e-06 |  | 0.00035932 |  | 0 |  | 0.028782
| #REF! |  | 0.00036168 |  | 0.0009314 |  | 6.1258e-05 |  | 0.00020957 |  | 8.6153e-05 |  | 0.0004138 |  | 0.014929 |  | 0.001395 |  | 0.047157 |  | #REF! |  | #REF! |  | 0.21763 |  | 0.094893 |  | #REF! |  | 4.2091e-05 |  | 7.7475e-05 |  | 9.915e-07 |  | 3.0325e-05 |  | 3.0325e-05 |  | 0.0058334 |  | -8.0494e-05 |  | 3.0031e-06 |  | 0.00036833 |  | 0 |  | 0.029235
| #REF! |  | 0.00039218 |  | 0.00086096 |  | 5.8994e-05 |  | 0.00017937 |  | 8.5382e-05 |  | 0.00041533 |  | 0.014816 |  | 0.0014447 |  | 0.046577 |  | #REF! |  | #REF! |  | 0.21901 |  | 0.097212 |  | #REF! |  | 4.2094e-05 |  | 7.748e-05 |  | 8.865e-07 |  | 1.6196e-05 |  | 1.6196e-05 |  | 0.0061121 |  | -0.00024317 |  | 1.365e-06 |  | 0.00036753 |  | 0 |  | 0.029864
| #REF! |  | 0.00047499 |  | 0.0008504 |  | 5.8994e-05 |  | 0.00027972 |  | 9.8879e-05 |  | 0.0004051 |  | 0.014695 |  | 0.0014217 |  | 0.045871 |  | #REF! |  | #REF! |  | 0.21873 |  | 0.098773 |  | #REF! |  | 3.7544e-05 |  | 9.537e-05 |  | 8.8657e-07 |  | 3.1212e-05 |  | 3.1212e-05 |  | 0.0061821 |  | -0.00033752 |  | 8.1902e-07 |  | 0.00035773 |  | 0 |  | 0.029912
| #REF! |  | 0.00054039 |  | 0.00095102 |  | 6.6936e-05 |  | 0.00032608 |  | 9.6041e-05 |  | 0.00042042 |  | 0.014531 |  | 0.0013524 |  | 0.04469 |  | #REF! |  | #REF! |  | 0.21803 |  | 0.10007 |  | #REF! |  | 3.7546e-05 |  | 9.5375e-05 |  | 8.8021e-07 |  | 6.032e-05 |  | 6.032e-05 |  | 0.0058866 |  | -0.00010047 |  | 2.4572e-06 |  | 0.00035364 |  | 0 |  | 0.029958
| #REF! |  | 0.00056188 |  | 0.00095297 |  | 6.6936e-05 |  | 0.00036551 |  | 8.9339e-05 |  | 0.00041097 |  | 0.014354 |  | 0.0012927 |  | 0.04347 |  | #REF! |  | #REF! |  | 0.21884 |  | 0.10232 |  | #REF! |  | 6.3623e-05 |  | 6.7422e-05 |  | 8.242e-07 |  | 3.0148e-05 |  | 3.0148e-05 |  | 0.0055529 |  | -0.0001379 |  | 3.0034e-06 |  | 0.00035939 |  | 0 |  | 0.030732
| #REF! |  | 0.00051213 |  | 0.00089446 |  | 6.8643e-05 |  | 0.00037842 |  | 8.4911e-05 |  | 0.00040297 |  | 0.014227 |  | 0.0013378 |  | 0.042932 |  | #REF! |  | #REF! |  | 0.21946 |  | 0.10432 |  | #REF! |  | 6.3626e-05 |  | 6.7426e-05 |  | 7.7463e-07 |  | 3.1874e-05 |  | 3.1874e-05 |  | 0.0055169 |  | -0.000117 |  | 3.0034e-06 |  | 0.00037167 |  | 0 |  | 0.031327
| #REF! |  | 0.00041993 |  | 0.00084683 |  | 6.8643e-05 |  | 0.00034513 |  | 7.4158e-05 |  | 0.00040765 |  | 0.014132 |  | 0.0013274 |  | 0.042103 |  | #REF! |  | #REF! |  | 0.21957 |  | 0.10601 |  | #REF! |  | 4.9865e-05 |  | 7.9308e-05 |  | 7.3771e-07 |  | 5.9659e-05 |  | 5.9659e-05 |  | 0.0055442 |  | 1.5278e-05 |  | 3.0034e-06 |  | 0.00037578 |  | 0 |  | 0.031499
| #REF! |  | 0.00053342 |  | 0.00087824 |  | 0.00010211 |  | 0.00030796 |  | 8.1534e-05 |  | 0.00039751 |  | 0.014023 |  | 0.0012811 |  | 0.040809 |  | #REF! |  | #REF! |  | 0.21889 |  | 0.10755 |  | #REF! |  | 4.9868e-05 |  | 7.9313e-05 |  | 7.8099e-07 |  | 5.7773e-05 |  | 5.7773e-05 |  | 0.0055025 |  | 2.3822e-05 |  | 3.0036e-06 |  | 0.00037496 |  | 0 |  | 0.032045
| #REF! |  | 0.00055335 |  | 0.00091519 |  | 0.00010211 |  | 0.00021872 |  | 7.9946e-05 |  | 0.00039751 |  | 0.013875 |  | 0.0012481 |  | 0.04023 |  | #REF! |  | #REF! |  | 0.2183 |  | 0.1092 |  | #REF! |  | 5.139e-05 |  | 6.6633e-05 |  | 9.0519e-07 |  | 2.4699e-05 |  | 2.4699e-05 |  | 0.0055274 |  | 0.00013356 |  | 3.0038e-06 |  | 0.00037253 |  | 0 |  | 0.032895
| #REF! |  | 0.00058861 |  | 0.00092623 |  | 7.7727e-05 |  | 0.00021527 |  | 7.4832e-05 |  | 0.00040595 |  | 0.013716 |  | 0.0012037 |  | 0.039452 |  | #REF! |  | #REF! |  | 0.21882 |  | 0.11131 |  | #REF! |  | 5.1393e-05 |  | 6.6637e-05 |  | 1.0542e-06 |  | 6.6947e-05 |  | 6.6947e-05 |  | 0.0055388 |  | 0.0001043 |  | 3.0038e-06 |  | 0.00037007 |  | 0 |  | 0.033011
| #REF! |  | 0.00070659 |  | 0.00089413 |  | 7.7727e-05 |  | 0.00024921 |  | 7.8095e-05 |  | 0.00040002 |  | 0.013575 |  | 0.001178 |  | 0.038601 |  | #REF! |  | #REF! |  | 0.21889 |  | 0.11337 |  | #REF! |  | 1.9868e-05 |  | 8.5621e-05 |  | 1.1095e-06 |  | 9.92e-05 |  | 9.92e-05 |  | 0.0055564 |  | -0.0002344 |  | 2.4578e-06 |  | 0.00036764 |  | 0 |  | 0.033383
| #REF! |  | 0.00057474 |  | 0.00087544 |  | 4.8206e-05 |  | 0.00027248 |  | 6.3615e-05 |  | 0.0003748 |  | 0.013442 |  | 0.0011364 |  | 0.037831 |  | #REF! |  | #REF! |  | 0.21965 |  | 0.11588 |  | #REF! |  | 1.9869e-05 |  | 8.5626e-05 |  | 1.0727e-06 |  | 4.2011e-05 |  | 4.2011e-05 |  | 0.0056018 |  | -0.00020861 |  | 8.1927e-07 |  | 0.00036029 |  | 0 |  | 0.033858
| #REF! |  | 0.0005484 |  | 0.00087222 |  | 4.821e-05 |  | 0.00031859 |  | 5.18e-05 |  | 0.00038563 |  | 0.013309 |  | 0.001072 |  | 0.037005 |  | #REF! |  | #REF! |  | 0.22104 |  | 0.11853 |  | #REF! |  | 0 |  | 8.0808e-05 |  | 1.1104e-06 |  | 6.67e-05 |  | 6.67e-05 |  | 0.0056886 |  | 0.00016895 |  | 1.3654e-06 |  | 0.00035211 |  | 0 |  | 0.033955
| #REF! |  | 0.00051852 |  | 0.00082731 |  | 9.9286e-05 |  | 0.00025536 |  | 6.0174e-05 |  | 0.00040212 |  | 0.013156 |  | 0.0010603 |  | 0.036207 |  | #REF! |  | #REF! |  | 0.22066 |  | 0.12043 |  | #REF! |  | 0 |  | 8.0812e-05 |  | 1.1104e-06 |  | 0.0001011 |  | 0.0001011 |  | 0.0057213 |  | -6.8049e-05 |  | 5.4621e-07 |  | 0.00035047 |  | 0 |  | 0.034436
| #REF! |  | 0.00050674 |  | 0.00087389 |  | 9.9295e-05 |  | 0.00020043 |  | 7.0519e-05 |  | 0.00038919 |  | 0.012983 |  | 0.0010753 |  | 0.035402 |  | #REF! |  | #REF! |  | 0.21872 |  | 0.12164 |  | #REF! |  | 7.5285e-05 |  | 5.7279e-05 |  | 1.1536e-06 |  | 0.00010471 |  | 0.00010471 |  | 0.0057945 |  | -0.00013738 |  | 2.185e-06 |  | 0.00035622 |  | 0 |  | 0.035054
| #REF! |  | 0.00063858 |  | 0.00090032 |  | 6.979e-05 |  | 0.00028363 |  | 5.4492e-05 |  | 0.00037612 |  | 0.012807 |  | 0.0010722 |  | 0.034697 |  | #REF! |  | #REF! |  | 0.21662 |  | 0.12274 |  | #REF! |  | 7.5289e-05 |  | 5.7283e-05 |  | 1.2155e-06 |  | 2.5941e-05 |  | 2.5941e-05 |  | 0.0057601 |  | -3.5803e-05 |  | 2.185e-06 |  | 0.00036523 |  | 0 |  | 0.035561
| #REF! |  | 0.0006223 |  | 0.00086726 |  | 6.9796e-05 |  | 0.00028573 |  | 4.7719e-05 |  | 0.00037078 |  | 0.012656 |  | 0.0010807 |  | 0.034176 |  | #REF! |  | #REF! |  | 0.21487 |  | 0.12385 |  | #REF! |  | 6.4565e-05 |  | 9.7321e-05 |  | 1.197e-06 |  | -2.0298e-05 |  | -2.0298e-05 |  | 0.0059726 |  | -0.00016625 |  | 5.4628e-07 |  | 0.00037426 |  | 0 |  | 0.036186
| #REF! |  | 0.00051776 |  | 0.00086823 |  | 5.5097e-05 |  | 0.00030774 |  | 6.4323e-05 |  | 0.00038717 |  | 0.012554 |  | 0.0010778 |  | 0.033681 |  | #REF! |  | #REF! |  | 0.21351 |  | 0.12537 |  | #REF! |  | 6.4569e-05 |  | 9.7326e-05 |  | 1.0481e-06 |  | 2.9397e-05 |  | 2.9397e-05 |  | 0.006326 |  | 7.409e-05 |  | 1.3657e-06 |  | 0.00038165 |  | 0 |  | 0.036901
| #REF! |  | 0.00060667 |  | 0.00086324 |  | 5.5102e-05 |  | 0.00030436 |  | 5.7477e-05 |  | 0.00037504 |  | 0.012466 |  | 0.0010015 |  | 0.032776 |  | #REF! |  | #REF! |  | 0.2129 |  | 0.12736 |  | #REF! |  | 8.5885e-05 |  | 9.3327e-05 |  | 8.6156e-07 |  | -6.9162e-06 |  | -6.9162e-06 |  | 0.0063432 |  | 0.00020863 |  | 3.0045e-06 |  | 0.00038329 |  | 0 |  | 0.037097
| #REF! |  | 0.00059678 |  | 0.00086323 |  | 9.08e-05 |  | 0.00022511 |  | 4.9879e-05 |  | 0.00036556 |  | 0.012341 |  | 0.0009852 |  | 0.031969 |  | #REF! |  | #REF! |  | 0.21249 |  | 0.12949 |  | #REF! |  | 8.589e-05 |  | 9.3332e-05 |  | 9.297e-07 |  | -1.2547e-05 |  | -1.2547e-05 |  | 0.0062862 |  | -0.0001259 |  | 2.1854e-06 |  | 0.0003784 |  | 0 |  | 0.037212
| #REF! |  | 0.0006955 |  | 0.00088919 |  | 9.0792e-05 |  | 0.00022381 |  | 5.4283e-05 |  | 0.00038229 |  | 0.012163 |  | 0.00097472 |  | 0.031443 |  | #REF! |  | #REF! |  | 0.212 |  | 0.13167 |  | #REF! |  | 6.0197e-05 |  | 6.9569e-05 |  | 1.0419e-06 |  | 3.1134e-05 |  | 3.1134e-05 |  | 0.0065262 |  | -0.00011522 |  | 0 |  | 0.00037021 |  | 0 |  | 0.037857
| #REF! |  | 0.00068995 |  | 0.00087459 |  | 8.7395e-05 |  | 0.00030514 |  | 4.8902e-05 |  | 0.00039103 |  | 0.011958 |  | 0.00091101 |  | 0.030609 |  | #REF! |  | #REF! |  | 0.21064 |  | 0.13313 |  | #REF! |  | 6.02e-05 |  | 6.9572e-05 |  | 1.0113e-06 |  | 5.9501e-05 |  | 5.9501e-05 |  | 0.0066572 |  | -9.9123e-05 |  | 8.1952e-07 |  | 0.00035956 |  | 0 |  | 0.038594
| #REF! |  | 0.00054398 |  | 0.0008572 |  | 8.7395e-05 |  | 0.0003024 |  | 6.3753e-05 |  | 0.00038536 |  | 0.011765 |  | 0.00088712 |  | 0.030035 |  | #REF! |  | #REF! |  | 0.20928 |  | 0.13475 |  | #REF! |  | 4.7228e-05 |  | 8.5647e-05 |  | 8.1267e-07 |  | 3.0744e-05 |  | 3.0744e-05 |  | 0.0065929 |  | -0.00031613 |  | 8.1957e-07 |  | 0.00035303 |  | 0 |  | 0.039065
| #REF! |  | 0.00055451 |  | 0.00088442 |  | 1.5745e-05 |  | 0.00025066 |  | 8.6209e-05 |  | 0.00039455 |  | 0.011599 |  | 0.00088606 |  | 0.0297 |  | #REF! |  | #REF! |  | 0.20852 |  | 0.13685 |  | #REF! |  | 4.7231e-05 |  | 8.5651e-05 |  | 6.6364e-07 |  | -9.974e-06 |  | -9.974e-06 |  | 0.0068497 |  | 5.7102e-05 |  | 2.4587e-06 |  | 0.00035715 |  | 0 |  | 0.039357
| #REF! |  | 0.00054319 |  | 0.00089354 |  | 1.5745e-05 |  | 0.00024783 |  | 7.1111e-05 |  | 0.00040168 |  | 0.011456 |  | 0.00090442 |  | 0.028728 |  | #REF! |  | #REF! |  | 0.20753 |  | 0.13901 |  | #REF! |  | 7.6564e-05 |  | 7.987e-05 |  | 7.3179e-07 |  | 4.738e-05 |  | 4.738e-05 |  | 0.0068661 |  | 2.8464e-05 |  | 3.0053e-06 |  | 0.0003678 |  | 0 |  | 0.039847
| #REF! |  | 0.00055088 |  | 0.00088724 |  | 6.1863e-05 |  | 0.00025504 |  | 5.3447e-05 |  | 0.00039812 |  | 0.011382 |  | 0.00093102 |  | 0.027925 |  | #REF! |  | #REF! |  | 0.20663 |  | 0.14118 |  | #REF! |  | 7.6569e-05 |  | 7.9874e-05 |  | 9.4268e-07 |  | 5.8457e-05 |  | 5.8457e-05 |  | 0.0066945 |  | -0.00010743 |  | 1.366e-06 |  | 0.00037356 |  | 0 |  | 0.040471
| #REF! |  | 0.0005523 |  | 0.0008749 |  | 6.1863e-05 |  | 0.00030101 |  | 6.3371e-05 |  | 0.00038853 |  | 0.011326 |  | 0.00093926 |  | 0.027569 |  | #REF! |  | #REF! |  | 0.20481 |  | 0.14242 |  | #REF! |  | 5.0066e-05 |  | 6.7326e-05 |  | 1.0109e-06 |  | 9.6269e-06 |  | 9.6269e-06 |  | 0.0069763 |  | 3.9862e-05 |  | 1.3661e-06 |  | 0.00037028 |  | 0 |  | 0.041217
| #REF! |  | 0.00058045 |  | 0.00084916 |  | 6.1295e-05 |  | 0.00028422 |  | 6.8646e-05 |  | 0.00037294 |  | 0.011229 |  | 0.00091179 |  | 0.02721 |  | #REF! |  | #REF! |  | 0.20295 |  | 0.14372 |  | #REF! |  | 5.0069e-05 |  | 6.7329e-05 |  | 1.0854e-06 |  | 4.1382e-05 |  | 4.1382e-05 |  | 0.0072217 |  | -0.000125 |  | 5.4645e-07 |  | 0.00036293 |  | 0 |  | 0.042057
| #REF! |  | 0.00050921 |  | 0.00083996 |  | 6.1301e-05 |  | 0.00017312 |  | 7.1804e-05 |  | 0.00037988 |  | 0.011082 |  | 0.0008924 |  | 0.027091 |  | #REF! |  | #REF! |  | 0.20239 |  | 0.14613 |  | #REF! |  | 4.9648e-05 |  | 4.8352e-05 |  | 1.1351e-06 |  | 7.0318e-05 |  | 7.0318e-05 |  | 0.0072864 |  | -0.00025366 |  | 5.4645e-07 |  | 0.00036375 |  | 0 |  | 0.042272
| #REF! |  | 0.00053423 |  | 0.00083272 |  | 7.2079e-05 |  | 0.0001688 |  | 9.3457e-05 |  | 0.0003816 |  | 0.010909 |  | 0.00084767 |  | 0.02647 |  | #REF! |  | #REF! |  | 0.20158 |  | 0.14849 |  | #REF! |  | 4.9651e-05 |  | 4.8355e-05 |  | 1.2098e-06 |  | 2.4669e-05 |  | 2.4669e-05 |  | 0.0074827 |  | -0.00012427 |  | 1.3663e-06 |  | 0.00037524 |  | 0 |  | 0.042955
| #REF! |  | 0.00064509 |  | 0.00084389 |  | 7.2085e-05 |  | 0.00024615 |  | 6.9108e-05 |  | 0.00037843 |  | 0.01077 |  | 0.00079976 |  | 0.025482 |  | #REF! |  | #REF! |  | 0.20039 |  | 0.15048 |  | #REF! |  | 5.3511e-05 |  | 8.8584e-05 |  | 1.1792e-06 |  | 2.5175e-06 |  | 2.5175e-06 |  | 0.0074524 |  | 0.00015928 |  | 8.1972e-07 |  | 0.00039163 |  | 0 |  | 0.043714
| #REF! |  | 0.00052842 |  | 0.00086128 |  | 4.5274e-05 |  | 0.00022823 |  | 5.4275e-05 |  | 0.0003857 |  | 0.010655 |  | 0.00077497 |  | 0.025275 |  | #REF! |  | #REF! |  | 0.19971 |  | 0.15284 |  | #REF! |  | 5.3514e-05 |  | 8.8589e-05 |  | 1.0983e-06 |  | 2.6429e-05 |  | 2.6429e-05 |  | 0.0078649 |  | 0.00013064 |  | 0 |  | 0.00039902 |  | 0 |  | 0.044318
| #REF! |  | 0.00045124 |  | 0.00086963 |  | 4.5278e-05 |  | 0.00025419 |  | 7.9674e-05 |  | 0.00037468 |  | 0.010583 |  | 0.00075459 |  | 0.025163 |  | #REF! |  | #REF! |  | 0.19892 |  | 0.15525 |  | #REF! |  | 6.7793e-05 |  | 0.00010063 |  | 1.1786e-06 |  | 3.0473e-05 |  | 3.0473e-05 |  | 0.008155 |  | 7.757e-05 |  | 5.4655e-07 |  | 0.00039247 |  | 0 |  | 0.045053
| #REF! |  | 0.00058816 |  | 0.00087947 |  | 8.0606e-05 |  | 0.00026455 |  | 9.3158e-05 |  | 0.00036315 |  | 0.010501 |  | 0.00073212 |  | 0.024616 |  | #REF! |  | #REF! |  | 0.19767 |  | 0.15755 |  | #REF! |  | 6.7797e-05 |  | 0.00010063 |  | 1.1418e-06 |  | 2.97e-05 |  | 2.97e-05 |  | 0.0081776 |  | -9.3903e-06 |  | 3.006e-06 |  | 0.00038348 |  | 0 |  | 0.045584
| #REF! |  | 0.00051957 |  | 0.00084623 |  | 8.0606e-05 |  | 0.00021803 |  | 8.0767e-05 |  | 0.00037725 |  | 0.01037 |  | 0.00075953 |  | 0.023912 |  | #REF! |  | #REF! |  | 0.196 |  | 0.15941 |  | #REF! |  | 4.5632e-05 |  | 7.8889e-05 |  | 1.0614e-06 |  | 2.8977e-05 |  | 2.8977e-05 |  | 0.0083191 |  | -8.6009e-05 |  | 3.0062e-06 |  | 0.00038104 |  | 0 |  | 0.046322
| #REF! |  | 0.00047535 |  | 0.0008377 |  | 0 |  | 0.00021696 |  | 9.5962e-05 |  | 0.00038015 |  | 0.010198 |  | 0.00079649 |  | 0.023194 |  | #REF! |  | #REF! |  | 0.19353 |  | 0.16055 |  | #REF! |  | 4.5634e-05 |  | 7.8893e-05 |  | 9.7422e-07 |  | 3.1853e-06 |  | 3.1853e-06 |  | 0.0083608 |  | -6.5574e-05 |  | 5.4658e-07 |  | 0.00038104 |  | 0 |  | 0.047028
| #REF! |  | 0.00063961 |  | 0.0008399 |  | 0 |  | 0.00025094 |  | 8.7532e-05 |  | 0.00037488 |  | 0.010012 |  | 0.0007498 |  | 0.022489 |  | #REF! |  | #REF! |  | 0.19085 |  | 0.16175 |  | #REF! |  | 3.4529e-05 |  | 4.234e-05 |  | 9.1178e-07 |  | 4.6633e-05 |  | 4.6633e-05 |  | 0.0082928 |  | -0.00013234 |  | 2.1864e-06 |  | 0.00037777 |  | 0 |  | 0.047523
| #REF! |  | 0.00065989 |  | 0.00084764 |  | 7.8903e-05 |  | 0.00029301 |  | 6.5032e-05 |  | 0.0003892 |  | 0.0098581 |  | 0.00071193 |  | 0.022183 |  | #REF! |  | #REF! |  | 0.18878 |  | 0.16324 |  | #REF! |  | 3.4531e-05 |  | 4.2342e-05 |  | 8.5005e-07 |  | 4.1997e-05 |  | 4.1997e-05 |  | 0.0080975 |  | -7.007e-05 |  | 2.1864e-06 |  | 0.00037697 |  | 0 |  | 0.047887
| #REF! |  | 0.00055897 |  | 0.00085565 |  | 7.891e-05 |  | 0.00029831 |  | 6.1546e-05 |  | 0.00037548 |  | 0.0097369 |  | 0.00070718 |  | 0.021753 |  | #REF! |  | #REF! |  | 0.18718 |  | 0.16512 |  | #REF! |  | 6.5692e-05 |  | 5.7483e-05 |  | 7.5064e-07 |  | 1.2789e-05 |  | 1.2789e-05 |  | 0.0083581 |  | -7.9521e-05 |  | 0 |  | 0.00037943 |  | 0 |  | 0.047894
| #REF! |  | 0.00051521 |  | 0.00084489 |  | 1.969e-05 |  | 0.00027422 |  | 7.1376e-05 |  | 0.00036588 |  | 0.009655 |  | 0.00072828 |  | 0.02117 |  | #REF! |  | #REF! |  | 0.18578 |  | 0.16725 |  | #REF! |  | 6.5695e-05 |  | 5.7486e-05 |  | 6.3913e-07 |  | 3.4534e-05 |  | 3.4534e-05 |  | 0.0087298 |  | -0.00012709 |  | 8.1997e-07 |  | 0.00038601 |  | 0 |  | 0.048347
| #REF! |  | 0.00058897 |  | 0.00078807 |  | 1.9688e-05 |  | 0.00026343 |  | 7.0573e-05 |  | 0.00036422 |  | 0.0096176 |  | 0.00069883 |  | 0.020509 |  | #REF! |  | #REF! |  | 0.18457 |  | 0.16953 |  | #REF! |  | 3.3104e-05 |  | 9.8541e-05 |  | 5.1555e-07 |  | 3.0318e-05 |  | 3.0318e-05 |  | 0.0087222 |  | -0.00017362 |  | 1.3666e-06 |  | 0.00038603 |  | 0 |  | 0.049442
| #REF! |  | 0.00058443 |  | 0.00076893 |  | 3.8395e-05 |  | 0.00026461 |  | 6.1971e-05 |  | 0.00037219 |  | 0.0095789 |  | 0.00067051 |  | 0.020088 |  | #REF! |  | #REF! |  | 0.18383 |  | 0.1724 |  | #REF! |  | 3.3106e-05 |  | 9.8546e-05 |  | 3.9132e-07 |  | 5.2896e-05 |  | 5.2896e-05 |  | 0.0087468 |  | -0.00016153 |  | 1.3668e-06 |  | 0.00038357 |  | 0 |  | 0.049871
| #REF! |  | 0.00052496 |  | 0.0008335 |  | 3.8395e-05 |  | 0.00034014 |  | 6.6502e-05 |  | 0.00038746 |  | 0.0094765 |  | 0.00069297 |  | 0.01977 |  | #REF! |  | #REF! |  | 0.18283 |  | 0.17501 |  | #REF! |  | 2.8065e-05 |  | 5.7522e-05 |  | 4.8433e-07 |  | 9.7565e-05 |  | 9.7565e-05 |  | 0.0088795 |  | 9.044e-05 |  | 8.2002e-07 |  | 0.00038029 |  | 0 |  | 0.050651
| #REF! |  | 0.00056721 |  | 0.00084864 |  | 6.189e-05 |  | 0.0003483 |  | 4.9455e-05 |  | 0.00037763 |  | 0.0093027 |  | 0.00070163 |  | 0.019233 |  | #REF! |  | #REF! |  | 0.18121 |  | 0.17705 |  | #REF! |  | 2.8066e-05 |  | 5.7526e-05 |  | 7.1381e-07 |  | 4.4243e-05 |  | 4.4243e-05 |  | 0.0088383 |  | -2.3279e-05 |  | 8.2007e-07 |  | 0.00037786 |  | 0 |  | 0.051316
| #REF! |  | 0.00052425 |  | 0.00082486 |  | 6.1885e-05 |  | 0.00025335 |  | 4.4897e-05 |  | 0.00038688 |  | 0.0090945 |  | 0.00064038 |  | 0.019023 |  | #REF! |  | #REF! |  | 0.17959 |  | 0.17906 |  | #REF! |  | 5.7326e-05 |  | 0.00010185 |  | 9.3058e-07 |  | -5.3604e-05 |  | -5.3604e-05 |  | 0.0088544 |  | -5.1217e-05 |  | 8.2012e-07 |  | 0.00037624 |  | 0 |  | 0.051487
| #REF! |  | 0.00050088 |  | 0.00080681 |  | 1.3784e-05 |  | 0.00023715 |  | 6.924e-05 |  | 0.00038628 |  | 0.0089128 |  | 0.00058747 |  | 0.018642 |  | #REF! |  | #REF! |  | 0.17754 |  | 0.18065 |  | #REF! |  | 5.733e-05 |  | 0.00010186 |  | 1.0236e-06 |  | -8.3931e-06 |  | -8.3931e-06 |  | 0.0090938 |  | 0.000174 |  | 2.4604e-06 |  | 0.00036805 |  | 0 |  | 0.05204
| #REF! |  | 0.00054569 |  | 0.00078967 |  | 1.3784e-05 |  | 0.00020617 |  | 7.3715e-05 |  | 0.00036761 |  | 0.008766 |  | 0.00058315 |  | 0.018147 |  | #REF! |  | #REF! |  | 0.1748 |  | 0.18155 |  | #REF! |  | 4.5665e-05 |  | 6.4703e-05 |  | 9.7456e-07 |  | -1.7607e-05 |  | -1.7607e-05 |  | 0.0094066 |  | 1.9885e-05 |  | 2.4605e-06 |  | 0.00036315 |  | 0 |  | 0.052731
| #REF! |  | 0.00045751 |  | 0.0008065 |  | 6.7006e-05 |  | 0.00019595 |  | 6.4416e-05 |  | 0.00038184 |  | 0.008668 |  | 0.00060616 |  | 0.017887 |  | #REF! |  | #REF! |  | 0.17261 |  | 0.18299 |  | #REF! |  | 4.5667e-05 |  | 6.4707e-05 |  | 9.7464e-07 |  | -1.7785e-06 |  | -1.7785e-06 |  | 0.0095648 |  | -0.00014577 |  | 5.7401e-06 |  | 0.00036889 |  | 0 |  | 0.053447
| #REF! |  | 0.00051085 |  | 0.00082813 |  | 6.7006e-05 |  | 0.00026322 |  | 6.3184e-05 |  | 0.0003813 |  | 0.0086077 |  | 0.00065152 |  | 0.017558 |  | #REF! |  | #REF! |  | 0.17024 |  | 0.18423 |  | #REF! |  | 2.8697e-05 |  | 6.1972e-05 |  | 8.8731e-07 |  | 3.4919e-05 |  | 3.4919e-05 |  | 0.0095263 |  | -0.00012677 |  | 5.7405e-06 |  | 0.00038528 |  | 0 |  | 0.053823
| #REF! |  | 0.00064774 |  | 0.00078823 |  | 8.1763e-05 |  | 0.00026346 |  | 4.4556e-05 |  | 0.00036799 |  | 0.0085467 |  | 0.00060649 |  | 0.017044 |  | #REF! |  | #REF! |  | 0.16752 |  | 0.1849 |  | #REF! |  | 2.8698e-05 |  | 6.1975e-05 |  | 7.2604e-07 |  | -1.3152e-05 |  | -1.3152e-05 |  | 0.0096105 |  | -8.398e-05 |  | 4.1011e-06 |  | 0.0003976 |  | 0 |  | 0.054157
| #REF! |  | 0.00054881 |  | 0.00078267 |  | 8.1778e-05 |  | 0.00019569 |  | 4.4991e-05 |  | 0.00037068 |  | 0.0084464 |  | 0.00056845 |  | 0.016618 |  | #REF! |  | #REF! |  | 0.16532 |  | 0.18629 |  | #REF! |  | 3.4772e-05 |  | 8.6681e-05 |  | 6.7064e-07 |  | 5.5353e-07 |  | 5.5353e-07 |  | 0.0097308 |  | 1.3391e-05 |  | 4.1013e-06 |  | 0.00039763 |  | 0 |  | 0.055008
| #REF! |  | 0.00045304 |  | 0.00079453 |  | 8.8585e-05 |  | 0.0001356 |  | 5.5676e-05 |  | 0.00037383 |  | 0.0082856 |  | 0.00059819 |  | 0.016576 |  | #REF! |  | #REF! |  | 0.16323 |  | 0.18794 |  | #REF! |  | 3.4774e-05 |  | 8.6686e-05 |  | 8.1344e-07 |  | 9.334e-06 |  | 9.334e-06 |  | 0.0097472 |  | -1.2803e-05 |  | 8.2027e-07 |  | 0.00039189 |  | 0 |  | 0.055585
| #REF! |  | 0.00047745 |  | 0.00079377 |  | 8.8592e-05 |  | 0.00025317 |  | 6.9369e-05 |  | 0.00037085 |  | 0.0081011 |  | 0.00054354 |  | 0.016369 |  | #REF! |  | #REF! |  | 0.16103 |  | 0.18903 |  | #REF! |  | 3.5496e-05 |  | 6.2037e-05 |  | 1.0182e-06 |  | 3.4971e-05 |  | 3.4971e-05 |  | 0.0098921 |  | -0.00023473 |  | 8.2032e-07 |  | 0.00038453 |  | 0 |  | 0.056109
| #REF! |  | 0.00057662 |  | 0.00080536 |  | 7.0988e-05 |  | 0.00025791 |  | 8.5345e-05 |  | 0.00036328 |  | 0.0079287 |  | 0.00052056 |  | 0.015994 |  | #REF! |  | #REF! |  | 0.15891 |  | 0.19032 |  | #REF! |  | 3.5498e-05 |  | 6.204e-05 |  | 9.6844e-07 |  | 8.0248e-05 |  | 8.0248e-05 |  | 0.0099355 |  | -0.00021146 |  | 0 |  | 0.00037387 |  | 0 |  | 0.056883
| #REF! |  | 0.00067216 |  | 0.00080163 |  | 7.0988e-05 |  | 0.00018936 |  | 7.6376e-05 |  | 0.00035633 |  | 0.0077906 |  | 0.0005491 |  | 0.015632 |  | #REF! |  | #REF! |  | 0.15632 |  | 0.19128 |  | #REF! |  | 7.3772e-05 |  | 5.4295e-05 |  | 7.2623e-07 |  | 5.0017e-05 |  | 5.0017e-05 |  | 0.0099312 |  | -4.7497e-05 |  | 0 |  | 0.00036406 |  | 0 |  | 0.057819
| #REF! |  | 0.00063364 |  | 0.00081457 |  | 8.1785e-05 |  | 0.00022592 |  | 6.5628e-05 |  | 0.00036583 |  | 0.0076715 |  | 0.00052109 |  | 0.01502 |  | #REF! |  | #REF! |  | 0.15378 |  | 0.19191 |  | #REF! |  | 7.3776e-05 |  | 5.4298e-05 |  | 6.0827e-07 |  | 4.4529e-05 |  | 4.4529e-05 |  | 0.010023 |  | 4.5158e-05 |  | 4.1021e-06 |  | 0.00036488 |  | 0 |  | 0.058337
| #REF! |  | 0.00044535 |  | 0.00081613 |  | 8.1785e-05 |  | 0.00031479 |  | 5.9374e-05 |  | 0.00037446 |  | 0.0075874 |  | 0.00051092 |  | 0.014837 |  | #REF! |  | #REF! |  | 0.15159 |  | 0.19288 |  | #REF! |  | 5.921e-05 |  | 5.9478e-05 |  | 6.4589e-07 |  | 0.00011033 |  | 0.00011033 |  | 0.010044 |  | 7.8259e-05 |  | 4.1018e-06 |  | 0.00037966 |  | 0 |  | 0.058602
| #REF! |  | 0.00048123 |  | 0.00079572 |  | 8.86e-05 |  | 0.00026757 |  | 6.7169e-05 |  | 0.00035991 |  | 0.0075305 |  | 0.00054841 |  | 0.014926 |  | #REF! |  | #REF! |  | 0.14899 |  | 0.19343 |  | #REF! |  | 5.9214e-05 |  | 5.9481e-05 |  | 7.1418e-07 |  | 7.8332e-05 |  | 7.8332e-05 |  | 0.010229 |  | 3.3834e-05 |  | 8.2042e-07 |  | 0.00039196 |  | 0 |  | 0.059172
| #REF! |  | 0.00060954 |  | 0.00078574 |  | 8.86e-05 |  | 0.00019519 |  | 7.1911e-05 |  | 0.00034445 |  | 0.0074765 |  | 0.00052356 |  | 0.014572 |  | #REF! |  | #REF! |  | 0.14658 |  | 0.19415 |  | #REF! |  | 3.8241e-05 |  | 5.9895e-05 |  | 6.8931e-07 |  | 8.7323e-05 |  | 8.7323e-05 |  | 0.010288 |  | 0.00020917 |  | 8.2047e-07 |  | 0.00039114 |  | 0 |  | 0.05971
| #REF! |  | 0.00056331 |  | 0.00078665 |  | 6.8728e-05 |  | 0.00024385 |  | 6.019e-05 |  | 0.00034285 |  | 0.0073877 |  | 0.00049242 |  | 0.013958 |  | #REF! |  | #REF! |  | 0.14432 |  | 0.19489 |  | #REF! |  | 3.8243e-05 |  | 5.9898e-05 |  | 8.1365e-07 |  | 0.0001023 |  | 0.0001023 |  | 0.010068 |  | 7.6974e-05 |  | 8.2047e-07 |  | 0.00038545 |  | 0 |  | 0.060767
| #REF! |  | 0.00051513 |  | 0.000764 |  | 6.8728e-05 |  | 0.00025567 |  | 6.9896e-05 |  | 0.0003479 |  | 0.0072518 |  | 0.00052596 |  | 0.013546 |  | #REF! |  | #REF! |  | 0.14197 |  | 0.19544 |  | #REF! |  | 4.9322e-05 |  | 5.9889e-05 |  | 9.1257e-07 |  | 3.8519e-05 |  | 3.8519e-05 |  | 0.010336 |  | -0.00015122 |  | 8.2052e-07 |  | 0.0003846 |  | 0 |  | 0.061828
| #REF! |  | 0.00054404 |  | 0.00077552 |  | 4.7276e-05 |  | 0.00023915 |  | 6.3278e-05 |  | 0.00034534 |  | 0.0070892 |  | 0.00053825 |  | 0.013542 |  | #REF! |  | #REF! |  | 0.1396 |  | 0.19585 |  | #REF! |  | 4.9325e-05 |  | 5.9892e-05 |  | 1.0121e-06 |  | 6.2096e-05 |  | 6.2096e-05 |  | 0.010609 |  | -2.6425e-05 |  | 2.4616e-06 |  | 0.00038383 |  | 0 |  | 0.062416
| #REF! |  | 0.00060909 |  | 0.00078081 |  | 4.7276e-05 |  | 0.00020803 |  | 7.4611e-05 |  | 0.00034741 |  | 0.0069202 |  | 0.00051262 |  | 0.01323 |  | #REF! |  | #REF! |  | 0.13725 |  | 0.19609 |  | #REF! |  | 4.5116e-05 |  | 6.6843e-05 |  | 1.2047e-06 |  | 9.0335e-05 |  | 9.0335e-05 |  | 0.010533 |  | 3.0854e-05 |  | 2.4617e-06 |  | 0.00038055 |  | 0 |  | 0.063038
| #REF! |  | 0.00060776 |  | 0.00074779 |  | 4.925e-05 |  | 0.00022539 |  | 7.597e-05 |  | 0.00033867 |  | 0.0067814 |  | 0.00049538 |  | 0.013045 |  | #REF! |  | #REF! |  | 0.13552 |  | 0.19757 |  | #REF! |  | 4.5119e-05 |  | 6.6846e-05 |  | 1.354e-06 |  | 2.0495e-05 |  | 2.0495e-05 |  | 0.01073 |  | -2.3826e-05 |  | 8.2057e-07 |  | 0.00037399 |  | 0 |  | 0.06385
| #REF! |  | 0.00064648 |  | 0.00076648 |  | 4.925e-05 |  | 0.00024345 |  | 7.1012e-05 |  | 0.00033105 |  | 0.0066438 |  | 0.00050527 |  | 0.012932 |  | #REF! |  | #REF! |  | 0.13436 |  | 0.19982 |  | #REF! |  | 5.3164e-05 |  | 7.3615e-05 |  | 1.3732e-06 |  | -5.1727e-06 |  | -5.1727e-06 |  | 0.010891 |  | -1.0336e-06 |  | 1.3676e-06 |  | 0.00037647 |  | 0 |  | 0.064519
| #REF! |  | 0.00061747 |  | 0.00076107 |  | 0.00010736 |  | 0.00029853 |  | 7.9503e-05 |  | 0.00036167 |  | 0.006491 |  | 0.00047912 |  | 0.012692 |  | #REF! |  | #REF! |  | 0.133 |  | 0.20169 |  | #REF! |  | 5.3167e-05 |  | 7.3619e-05 |  | 1.0747e-06 |  | -1.2058e-05 |  | -1.2058e-05 |  | 0.010919 |  | 3.0896e-05 |  | 1.3678e-06 |  | 0.00038713 |  | 0 |  | 0.064562
| #REF! |  | 0.00053735 |  | 0.00075604 |  | 0.00010737 |  | 0.00026849 |  | 8.761e-05 |  | 0.00037119 |  | 0.0063202 |  | 0.0004648 |  | 0.012495 |  | #REF! |  | #REF! |  | 0.13108 |  | 0.20303 |  | #REF! |  | 4.4134e-05 |  | 4.6949e-05 |  | 7.8261e-07 |  | -1.3597e-05 |  | -1.3597e-05 |  | 0.011008 |  | 3.0351e-05 |  | 8.2062e-07 |  | 0.00039208 |  | 0 |  | 0.064929
| #REF! |  | 0.00046896 |  | 0.00077989 |  | 5.7946e-05 |  | 0.00025491 |  | 7.5858e-05 |  | 0.00034651 |  | 0.0061582 |  | 0.00045545 |  | 0.011896 |  | #REF! |  | #REF! |  | 0.12948 |  | 0.20459 |  | #REF! |  | 4.4136e-05 |  | 4.6952e-05 |  | 6.8311e-07 |  | -1.8653e-05 |  | -1.8653e-05 |  | 0.011156 |  | 0.00010305 |  | 2.462e-06 |  | 0.00038798 |  | 0 |  | 0.065944
| #REF! |  | 0.00043694 |  | 0.00077451 |  | 5.7946e-05 |  | 0.00026714 |  | 5.5179e-05 |  | 0.00034722 |  | 0.0059896 |  | 0.00045653 |  | 0.011565 |  | #REF! |  | #REF! |  | 0.12769 |  | 0.2056 |  | #REF! |  | 6.8087e-05 |  | 0.00012321 |  | 8.0124e-07 |  | -4.3619e-05 |  | -4.3619e-05 |  | 0.011317 |  | 0.00016157 |  | 3.0093e-06 |  | 0.00037734 |  | 0 |  | 0.066435
| #REF! |  | 0.00048747 |  | 0.00075807 |  | 8.6919e-05 |  | 0.00026059 |  | 7.5352e-05 |  | 0.00035228 |  | 0.005845 |  | 0.00049483 |  | 0.011373 |  | #REF! |  | #REF! |  | 0.12543 |  | 0.20572 |  | #REF! |  | 6.8091e-05 |  | 0.00012322 |  | 1.0002e-06 |  | 5.9583e-05 |  | 5.9583e-05 |  | 0.011615 |  | 0.00021807 |  | 5.4715e-07 |  | 0.0003757 |  | 0 |  | 0.066988
| #REF! |  | 0.00047224 |  | 0.00070136 |  | 8.6927e-05 |  | 0.00020381 |  | 9.0865e-05 |  | 0.00034477 |  | 0.0057421 |  | 0.00050213 |  | 0.01114 |  | #REF! |  | #REF! |  | 0.1237 |  | 0.20646 |  | #REF! |  | 9.6398e-05 |  | 4.057e-05 |  | 1.1496e-06 |  | 6.9245e-05 |  | 6.9245e-05 |  | 0.011646 |  | 0.00020362 |  | 5.4718e-07 |  | 0.000379 |  | 0 |  | 0.067898
| #REF! |  | 0.00048739 |  | 0.00069318 |  | 8.8668e-06 |  | 0.00018012 |  | 7.6546e-05 |  | 0.00033744 |  | 0.005698 |  | 0.00048955 |  | 0.011066 |  | #REF! |  | #REF! |  | 0.12168 |  | 0.20694 |  | #REF! |  | 9.6403e-05 |  | 4.0572e-05 |  | 1.1617e-06 |  | 1.0334e-06 |  | 1.0334e-06 |  | 0.011608 |  | -0.00012136 |  | 5.4718e-07 |  | 0.00038228 |  | 0 |  | 0.068343
| #REF! |  | 0.00060088 |  | 0.00074131 |  | 8.8668e-06 |  | 0.00020696 |  | 4.4643e-05 |  | 0.00032811 |  | 0.0056566 |  | 0.0004854 |  | 0.011017 |  | #REF! |  | #REF! |  | 0.11999 |  | 0.20798 |  | #REF! |  | 6.8987e-05 |  | 7.9133e-05 |  | 1.0686e-06 |  | 1.6114e-05 |  | 1.6114e-05 |  | 0.01197 |  | -0.00018641 |  | 0 |  | 0.00038805 |  | 0 |  | 0.068679
| #REF! |  | 0.00062375 |  | 0.00073801 |  | 8.0684e-05 |  | 0.00017469 |  | 5.0668e-05 |  | 0.00032604 |  | 0.0055712 |  | 0.00045798 |  | 0.010804 |  | #REF! |  | #REF! |  | 0.1186 |  | 0.20921 |  | #REF! |  | 6.8991e-05 |  | 7.9138e-05 |  | 1.0935e-06 |  | 4.9517e-05 |  | 4.9517e-05 |  | 0.012222 |  | -4.1532e-05 |  | 2.4626e-06 |  | 0.00039628 |  | 0 |  | 0.068685
| #REF! |  | 0.00052765 |  | 0.00072064 |  | 8.0677e-05 |  | 0.00020631 |  | 5.3559e-05 |  | 0.0003225 |  | 0.0054713 |  | 0.00043743 |  | 0.010587 |  | #REF! |  | #REF! |  | 0.11707 |  | 0.21012 |  | #REF! |  | 4.5603e-05 |  | 0.00010679 |  | 1.0495e-06 |  | 8.0575e-05 |  | 8.0575e-05 |  | 0.012185 |  | 5.2451e-05 |  | 2.4625e-06 |  | 0.00039956 |  | 0 |  | 0.06871
| #REF! |  | 0.0004903 |  | 0.00072998 |  | 8.1821e-05 |  | 0.0001637 |  | 5.7692e-05 |  | 0.00032388 |  | 0.0053567 |  | 0.000431 |  | 0.010482 |  | #REF! |  | #REF! |  | 0.11523 |  | 0.21022 |  | #REF! |  | 4.5605e-05 |  | 0.0001068 |  | 9.9407e-07 |  | 6.0997e-05 |  | 6.0997e-05 |  | 0.01218 |  | 0.00014639 |  | 0 |  | 0.0003971 |  | 0 |  | 0.069843
| #REF! |  | 0.00058417 |  | 0.00074591 |  | 8.1828e-05 |  | 0.00012857 |  | 6.4351e-05 |  | 0.00034033 |  | 0.0052967 |  | 0.00042341 |  | 0.010189 |  | #REF! |  | #REF! |  | 0.11321 |  | 0.21005 |  | #REF! |  | 8.0369e-05 |  | 0.00012348 |  | 1.0624e-06 |  | 2.192e-05 |  | 2.192e-05 |  | 0.012463 |  | 9.3279e-05 |  | 0 |  | 0.00039138 |  | 0 |  | 0.070842
| #REF! |  | 0.0006086 |  | 0.0007299 |  | 2.0691e-05 |  | 0.00022976 |  | 6.7323e-05 |  | 0.00034469 |  | 0.0052579 |  | 0.00043447 |  | 0.0099257 |  | #REF! |  | #REF! |  | 0.11176 |  | 0.21086 |  | #REF! |  | 8.0373e-05 |  | 0.00012349 |  | 1.2735e-06 |  | 2.978e-05 |  | 2.978e-05 |  | 0.012706 |  | 2.5703e-05 |  | 2.4628e-06 |  | 0.00039302 |  | 0 |  | 0.07159
| #REF! |  | 0.00051841 |  | 0.00074651 |  | 2.0692e-05 |  | 0.00026649 |  | 9.7432e-05 |  | 0.00034439 |  | 0.0052776 |  | 0.00043069 |  | 0.0096978 |  | #REF! |  | #REF! |  | 0.11051 |  | 0.21203 |  | #REF! |  | 6.6232e-05 |  | 0.00010361 |  | 1.5097e-06 |  | 0.00010872 |  | 0.00010872 |  | 0.012745 |  | 5.0372e-05 |  | 2.4628e-06 |  | 0.00039879 |  | 0 |  | 0.071939
| #REF! |  | 0.00052186 |  | 0.00068984 |  | 8.6942e-05 |  | 0.00022556 |  | 9.6911e-05 |  | 0.00033056 |  | 0.0053105 |  | 0.00044534 |  | 0.0094094 |  | #REF! |  | #REF! |  | 0.10998 |  | 0.21435 |  | #REF! |  | 6.6235e-05 |  | 0.0001181 |  | 1.5718e-06 |  | 0.00014265 |  | 0.00014265 |  | 0.012717 |  | 0.00014049 |  | 8.2102e-07 |  | 0.00040538 |  | 0 |  | 0.072333
| #REF! |  | 0.0005176 |  | 0.00066799 |  | 8.695e-05 |  | 0.00023606 |  | 8.4649e-05 |  | 0.00032829 |  | 0.0053791 |  | 0.00046695 |  | 0.0094172 |  | #REF! |  | #REF! |  | 0.10932 |  | 0.21651 |  | #REF! |  | 3.1347e-05 |  | 9.567e-05 |  | 1.4231e-06 |  | 8.0152e-05 |  | 8.0152e-05 |  | 0.012993 |  | 4.0525e-05 |  | 1.3683e-06 |  | 0.00040945 |  | 0 |  | 0.073458
| #REF! |  | 0.00040789 |  | 0.00069093 |  | 7.8987e-05 |  | 0.00021826 |  | 7.1591e-05 |  | 0.00032854 |  | 0.0054396 |  | 0.00046361 |  | 0.0093562 |  | #REF! |  | #REF! |  | 0.108 |  | 0.21732 |  | #REF! |  | 3.1349e-05 |  | 8.1189e-05 |  | 1.1436e-06 |  | 7.0177e-05 |  | 7.0177e-05 |  | 0.013167 |  | -0.00013676 |  | 1.3684e-06 |  | 0.00040622 |  | 0 |  | 0.074145
| #REF! |  | 0.00035199 |  | 0.00071629 |  | 7.8994e-05 |  | 0.00022494 |  | 6.7194e-05 |  | 0.00034658 |  | 0.0054657 |  | 0.0004476 |  | 0.0090324 |  | #REF! |  | #REF! |  | 0.10659 |  | 0.21755 |  | #REF! |  | 7.0145e-05 |  | 0.00011959 |  | 8.4491e-07 |  | 0.0001102 |  | 0.0001102 |  | 0.013219 |  | 7.6788e-05 |  | 8.2107e-07 |  | 0.00040458 |  | 0 |  | 0.074375
| #REF! |  | 0.0004063 |  | 0.00076875 |  | 6.3087e-05 |  | 0.00022824 |  | 6.4942e-05 |  | 0.0003504 |  | 0.005386 |  | 0.00041353 |  | 0.0088365 |  | #REF! |  | #REF! |  | 0.10506 |  | 0.2176 |  | #REF! |  | 7.0149e-05 |  | 0.0001196 |  | 6.2736e-07 |  | 7.4646e-05 |  | 7.4646e-05 |  | 0.013307 |  | 0.00022844 |  | 8.2107e-07 |  | 0.0004013 |  | 0 |  | 0.074631
| #REF! |  | 0.0005067 |  | 0.00073536 |  | 6.3081e-05 |  | 0.00021237 |  | 6.3917e-05 |  | 0.00034551 |  | 0.0052185 |  | 0.00039548 |  | 0.0087875 |  | #REF! |  | #REF! |  | 0.10351 |  | 0.21803 |  | #REF! |  | 5.0564e-05 |  | 9.8188e-05 |  | 6.3379e-07 |  | 3.0093e-05 |  | 3.0093e-05 |  | 0.013338 |  | -8.2685e-05 |  | 1.3684e-06 |  | 0.00039804 |  | 0 |  | 0.074715
| #REF! |  | 0.00054509 |  | 0.00068439 |  | 6.4224e-05 |  | 0.00017464 |  | 8.2365e-05 |  | 0.00034278 |  | 0.0050063 |  | 0.00039087 |  | 0.0085821 |  | #REF! |  | #REF! |  | 0.10164 |  | 0.21758 |  | #REF! |  | 5.0567e-05 |  | 9.8193e-05 |  | 8.0166e-07 |  | -2.6045e-06 |  | -2.6045e-06 |  | 0.013402 |  | -0.00013039 |  | 5.4741e-07 |  | 0.00039888 |  | 0 |  | 0.075232
| #REF! |  | 0.00051748 |  | 0.00066738 |  | 6.4224e-05 |  | 0.00014432 |  | 9.5855e-05 |  | 0.00032542 |  | 0.0047709 |  | 0.00037748 |  | 0.0083414 |  | #REF! |  | #REF! |  | 0.099855 |  | 0.21698 |  | #REF! |  | 6.8056e-05 |  | 5.5759e-05 |  | 9.8229e-07 |  | -2.0909e-05 |  | -2.0909e-05 |  | 0.013464 |  | 6.2479e-05 |  | 0 |  | 0.00039888 |  | 0 |  | 0.076365
| #REF! |  | 0.0004792 |  | 0.00069427 |  | 7.6734e-05 |  | 0.00018482 |  | 8.5722e-05 |  | 0.00033278 |  | 0.0045593 |  | 0.00040132 |  | 0.0081625 |  | #REF! |  | #REF! |  | 0.098358 |  | 0.21665 |  | #REF! |  | 6.806e-05 |  | 5.5762e-05 |  | 1.1189e-06 |  | -2.2355e-05 |  | -2.2355e-05 |  | 0.013605 |  | 3.0251e-05 |  | 0 |  | 0.00040217 |  | 0 |  | 0.076781
| #REF! |  | 0.00040196 |  | 0.00072153 |  | 7.6727e-05 |  | 0.00020421 |  | 8.3623e-05 |  | 0.00034788 |  | 0.0043487 |  | 0.00043254 |  | 0.0081308 |  | #REF! |  | #REF! |  | 0.097473 |  | 0.21732 |  | #REF! |  | 8.2666e-05 |  | 5.9979e-05 |  | 1.0941e-06 |  | -6.3063e-06 |  | -6.3063e-06 |  | 0.013545 |  | 1.6595e-06 |  | 5.4745e-07 |  | 0.00040301 |  | 0 |  | 0.077298
| #REF! |  | 0.00040986 |  | 0.00072991 |  | 6.4798e-05 |  | 0.00020677 |  | 7.466e-05 |  | 0.00035489 |  | 0.0042375 |  | 0.00041888 |  | 0.0080958 |  | #REF! |  | #REF! |  | 0.096632 |  | 0.21808 |  | #REF! |  | 8.2671e-05 |  | 5.9983e-05 |  | 1.1191e-06 |  | -9.4266e-06 |  | -9.4266e-06 |  | 0.01378 |  | -2.0513e-06 |  | 1.3687e-06 |  | 0.00040465 |  | 0 |  | 0.078122
| #REF! |  | 0.00050622 |  | 0.0007309 |  | 6.4803e-05 |  | 0.00021137 |  | 4.7119e-05 |  | 0.00034076 |  | 0.0041561 |  | 0.00038905 |  | 0.0079344 |  | #REF! |  | #REF! |  | 0.095439 |  | 0.2185 |  | #REF! |  | 4.6879e-05 |  | 5.3121e-05 |  | 1.2123e-06 |  | 6.468e-06 |  | 6.468e-06 |  | 0.01409 |  | -0.00021823 |  | 8.2127e-07 |  | 0.00040878 |  | 0 |  | 0.078507
| #REF! |  | 0.00056282 |  | 0.00071183 |  | 5.9114e-05 |  | 0.00025313 |  | 6.845e-05 |  | 0.00032031 |  | 0.0041549 |  | 0.00034893 |  | 0.0077142 |  | #REF! |  | #REF! |  | 0.094865 |  | 0.22033 |  | #REF! |  | 4.6882e-05 |  | 5.3124e-05 |  | 1.2748e-06 |  | 1.0965e-05 |  | 1.0965e-05 |  | 0.014243 |  | -0.00020472 |  | 4.1063e-06 |  | 0.00040142 |  | 0 |  | 0.079199
| #REF! |  | 0.00058801 |  | 0.00070764 |  | 5.9119e-05 |  | 0.00030699 |  | 0.00010055 |  | 0.00031465 |  | 0.0041049 |  | 0.0003231 |  | 0.0076489 |  | #REF! |  | #REF! |  | 0.094536 |  | 0.22201 |  | #REF! |  | 2.1679e-05 |  | 6.8713e-05 |  | 1.2499e-06 |  | -1.1442e-06 |  | -1.1442e-06 |  | 0.014508 |  | 6.8384e-05 |  | 4.1063e-06 |  | 0.00039321 |  | 0 |  | 0.079802
| #REF! |  | 0.00059386 |  | 0.00072906 |  | 7.3899e-05 |  | 0.00027124 |  | 7.3915e-05 |  | 0.00032609 |  | 0.0040169 |  | 0.00032727 |  | 0.0074545 |  | #REF! |  | #REF! |  | 0.093601 |  | 0.22198 |  | #REF! |  | 2.168e-05 |  | 6.8717e-05 |  | 1.0694e-06 |  | -6.3948e-06 |  | -6.3948e-06 |  | 0.014746 |  | 8.0482e-06 |  | 2.464e-06 |  | 0.00038829 |  | 0 |  | 0.080113
| #REF! |  | 0.00047836 |  | 0.00071884 |  | 7.3899e-05 |  | 0.00019391 |  | 5.2634e-05 |  | 0.00033793 |  | 0.0038009 |  | 0.00035926 |  | 0.0071544 |  | #REF! |  | #REF! |  | 0.092104 |  | 0.22129 |  | #REF! |  | 0 |  | 0.0001135 |  | 9.6985e-07 |  | -1.7989e-05 |  | -1.7989e-05 |  | 0.014695 |  | -0.00019511 |  | 2.4641e-06 |  | 0.00039406 |  | 0 |  | 0.081201
| #REF! |  | 0.00039936 |  | 0.00068545 |  | 2.3659e-05 |  | 0.00019899 |  | 8.4741e-05 |  | 0.0003316 |  | 0.0035666 |  | 0.00034411 |  | 0.0072394 |  | #REF! |  | #REF! |  | 0.090344 |  | 0.22037 |  | #REF! |  | 0 |  | 0.0001135 |  | 9.0792e-07 |  | 3.8941e-05 |  | 3.8941e-05 |  | 0.014574 |  | -0.00010795 |  | 2.4641e-06 |  | 0.00040311 |  | 0 |  | 0.081927
| #REF! |  | 0.00042071 |  | 0.0006964 |  | 2.3659e-05 |  | 0.000186 |  | 8.9573e-05 |  | 0.00034424 |  | 0.0033724 |  | 0.00035947 |  | 0.0071805 |  | #REF! |  | #REF! |  | 0.089174 |  | 0.22034 |  | #REF! |  | 0.00010616 |  | 0.00011863 |  | 8.0832e-07 |  | 9.4717e-05 |  | 9.4717e-05 |  | 0.014821 |  | 1.9232e-05 |  | 4.6544e-06 |  | 0.00040311 |  | 0 |  | 0.082079
| #REF! |  | 0.00040603 |  | 0.0007516 |  | 9.7782e-05 |  | 0.00019144 |  | 5.8519e-05 |  | 0.00036189 |  | 0.0032236 |  | 0.0003904 |  | 0.0069653 |  | #REF! |  | #REF! |  | 0.088871 |  | 0.22221 |  | #REF! |  | 0.00010617 |  | 0.00011864 |  | 5.906e-07 |  | 7.7232e-05 |  | 7.7232e-05 |  | 0.015132 |  | 0.00014776 |  | 3.0119e-06 |  | 0.00040393 |  | 0 |  | 0.082966
| #REF! |  | 0.00048346 |  | 0.00073657 |  | 9.7791e-05 |  | 0.00022895 |  | 5.1773e-05 |  | 0.00035131 |  | 0.0030942 |  | 0.00033199 |  | 0.0069338 |  | #REF! |  | #REF! |  | 0.088209 |  | 0.22285 |  | #REF! |  | 4.8527e-05 |  | 8.6472e-05 |  | 5.1594e-07 |  | -4.65e-05 |  | -4.65e-05 |  | 0.015166 |  | 0.0001533 |  | 8.2142e-07 |  | 0.00040314 |  | 0 |  | 0.083438
| #REF! |  | 0.00055219 |  | 0.00068161 |  | 0.00010575 |  | 0.00018804 |  | 6.7307e-05 |  | 0.00032958 |  | 0.0028775 |  | 0.00029831 |  | 0.0067738 |  | #REF! |  | #REF! |  | 0.08676 |  | 0.22203 |  | #REF! |  | 4.853e-05 |  | 8.6477e-05 |  | 9.2021e-07 |  | -7.367e-05 |  | -7.367e-05 |  | 0.015121 |  | 4.8961e-05 |  | 2.4644e-06 |  | 0.00040724 |  | 0 |  | 0.08352
| #REF! |  | 0.00058887 |  | 0.00069078 |  | 0.00010575 |  | 0.00022152 |  | 8.042e-05 |  | 0.00034319 |  | 0.0027191 |  | 0.00035736 |  | 0.0065164 |  | #REF! |  | #REF! |  | 0.085522 |  | 0.22166 |  | #REF! |  | 6.4151e-05 |  | 7.4848e-05 |  | 1.3428e-06 |  | 2.3061e-05 |  | 2.3061e-05 |  | 0.015347 |  | 0.00012454 |  | 3.0122e-06 |  | 0.00041137 |  | 0 |  | 0.084036
| #REF! |  | 0.00058043 |  | 0.0007012 |  | 8.8694e-05 |  | 0.00024783 |  | 6.5209e-05 |  | 0.00034466 |  | 0.0026193 |  | 0.00042732 |  | 0.0062657 |  | #REF! |  | #REF! |  | 0.084886 |  | 0.22247 |  | #REF! |  | 6.4155e-05 |  | 7.4853e-05 |  | 1.3493e-06 |  | 8.461e-05 |  | 8.461e-05 |  | 0.015668 |  | 0.0001039 |  | 1.3692e-06 |  | 0.00040565 |  | 0 |  | 0.084495
| #REF! |  | 0.00052098 |  | 0.0006971 |  | 8.8702e-05 |  | 0.00018589 |  | 6.1927e-05 |  | 0.00034449 |  | 0.0026474 |  | 0.00042538 |  | 0.006337 |  | #REF! |  | #REF! |  | 0.084586 |  | 0.22386 |  | #REF! |  | 6.4786e-05 |  | 0.00010851 |  | 1.1074e-06 |  | 9.8632e-05 |  | 9.8632e-05 |  | 0.015849 |  | 5.1948e-05 |  | 1.3692e-06 |  | 0.00040236 |  | 0 |  | 0.085276
| #REF! |  | 0.00050354 |  | 0.00070537 |  | 6.8232e-05 |  | 0.00018993 |  | 6.1442e-05 |  | 0.00033498 |  | 0.0026934 |  | 0.00035965 |  | 0.0064623 |  | #REF! |  | #REF! |  | 0.083531 |  | 0.22337 |  | #REF! |  | 6.479e-05 |  | 0.00010851 |  | 7.7787e-07 |  | 6.2251e-05 |  | 6.2251e-05 |  | 0.016131 |  | -0.00012717 |  | 3.0124e-06 |  | 0.00039415 |  | 0 |  | 0.085597
| #REF! |  | 0.00038161 |  | 0.00064209 |  | 6.8232e-05 |  | 6.0994e-05 |  | 3.7022e-06 |  | 0.00019274 |  | 0.0027876 |  | 0.00015606 |  | 0.006132 |  | #REF! |  | #REF! |  | 0.080752 |  | 0.22029 |  | #REF! |  | 0 |  | 0 |  | 1.1879e-06 |  | -0.00012577 |  | -0.00012577 |  | 0.016436 |  | -0.00033962 |  | 2.4647e-06 |  | 0.000395 |  | 0 |  | 0.086374
| #REF! |  | 0.00045206 |  | 0.00066663 |  | 3.4512e-05 |  | 0.00020283 |  | 6.1169e-05 |  | 0.00032447 |  | 0.0028838 |  | 0.00026983 |  | 0.0059528 |  | #REF! |  | #REF! |  | 0.078854 |  | 0.21806 |  | #REF! |  | 9.7671e-05 |  | 0.00010812 |  | 1.5176e-06 |  | -1.3872e-05 |  | -1.3872e-05 |  | 0.016697 |  | -9.5395e-05 |  | 5.7503e-06 |  | 0.00039338 |  | 0 |  | 0.087796
| #REF! |  | 0.00046953 |  | 0.00070549 |  | 3.4512e-05 |  | 0.00021152 |  | 5.4022e-05 |  | 0.00030019 |  | 0.0029187 |  | 0.00033943 |  | 0.0059429 |  | #REF! |  | #REF! |  | 0.077742 |  | 0.2169 |  | #REF! |  | 9.7676e-05 |  | 0.00011098 |  | 2.1275e-06 |  | -3.5855e-05 |  | -3.5855e-05 |  | 0.016807 |  | -0.00010375 |  | 5.7503e-06 |  | 0.00040405 |  | 0 |  | 0.087993
| #REF! |  | 0.00048784 |  | 0.00069906 |  | 0.00012112 |  | 0.0002287 |  | 6.772e-05 |  | 0.00030705 |  | 0.00291 |  | 0.00035072 |  | 0.005894 |  | #REF! |  | #REF! |  | 0.076444 |  | 0.21541 |  | #REF! |  | 8.8989e-05 |  | 8.1281e-05 |  | 2.314e-06 |  | 4.3104e-06 |  | 4.3104e-06 |  | 0.016733 |  | 1.5269e-05 |  | 5.7506e-06 |  | 0.00040734 |  | 0 |  | 0.088479
| #REF! |  | 0.00055374 |  | 0.00069238 |  | 0.00012112 |  | 0.00025902 |  | 8.0868e-05 |  | 0.00032512 |  | 0.0028579 |  | 0.00031893 |  | 0.0055789 |  | #REF! |  | #REF! |  | 0.075231 |  | 0.21385 |  | #REF! |  | 8.8994e-05 |  | 8.1438e-05 |  | 2.5007e-06 |  | 2.7572e-06 |  | 2.7572e-06 |  | 0.017083 |  | -1.8311e-05 |  | 5.7506e-06 |  | 0.00040983 |  | 0 |  | 0.088918
| #REF! |  | 0.00067478 |  | 0.00064142 |  | 2.2681e-05 |  | 0.00013555 |  | 7.5607e-05 |  | 0.00030404 |  | 0.0028393 |  | 0.00027193 |  | 0.0055785 |  | #REF! |  | #REF! |  | 0.073934 |  | 0.21232 |  | #REF! |  | 5.1399e-05 |  | 0.00012739 |  | 2.5506e-06 |  | -9.8577e-05 |  | -9.8577e-05 |  | 0.017484 |  | -0.00033453 |  | 7.3944e-06 |  | 0.00040903 |  | 0 |  | 0.089267
| #REF! |  | 0.00066305 |  | 0.00065504 |  | 2.2681e-05 |  | 8.8137e-05 |  | 8.1631e-05 |  | 0.00028099 |  | 0.0027843 |  | 0.00021858 |  | 0.0054911 |  | #REF! |  | #REF! |  | 0.072848 |  | 0.21135 |  | #REF! |  | 5.1402e-05 |  | 0.00012675 |  | 2.5629e-06 |  | -3.2208e-05 |  | -3.2208e-05 |  | 0.017683 |  | -0.00030568 |  | 7.3949e-06 |  | 0.00041229 |  | 0 |  | 0.090074
| #REF! |  | 0.00055598 |  | 0.00069514 |  | 4.2404e-05 |  | 0.00015878 |  | 8.3498e-05 |  | 0.00029663 |  | 0.002743 |  | 0.00030606 |  | 0.0052558 |  | #REF! |  | #REF! |  | 0.071916 |  | 0.21024 |  | #REF! |  | 9.3095e-05 |  | 0.00014621 |  | 2.5252e-06 |  | 4.9961e-05 |  | 4.9961e-05 |  | 0.017824 |  | -0.00022133 |  | 5.751e-06 |  | 0.00041809 |  | 0 |  | 0.090608
| #REF! |  | 0.00059748 |  | 0.00067471 |  | 4.2408e-05 |  | 0.00021477 |  | 9.2923e-05 |  | 0.00031684 |  | 0.0027135 |  | 0.00033261 |  | 0.0051347 |  | #REF! |  | #REF! |  | 0.07048 |  | 0.20833 |  | #REF! |  | 9.31e-05 |  | 0.00014386 |  | 2.4009e-06 |  | 4.1653e-05 |  | 4.1653e-05 |  | 0.018094 |  | -0.00026216 |  | 5.7517e-06 |  | 0.00041645 |  | 0 |  | 0.090707
| #REF! |  | 0.00056029 |  | 0.00063757 |  | 2.5642e-05 |  | 0.00022444 |  | 0.00010748 |  | 0.00032454 |  | 0.0026935 |  | 0.00030326 |  | 0.0049625 |  | #REF! |  | #REF! |  | 0.069302 |  | 0.20672 |  | #REF! |  | 9.0316e-05 |  | 7.5073e-05 |  | 2.3138e-06 |  | 2.4978e-05 |  | 2.4978e-05 |  | 0.0182 |  | -5.1794e-05 |  | 4.1088e-06 |  | 0.00040906 |  | 0 |  | 0.090602
| #REF! |  | 0.00044709 |  | 0.00063072 |  | 2.5642e-05 |  | 0.00020148 |  | 8.9099e-05 |  | 0.00030567 |  | 0.0026928 |  | 0.00025251 |  | 0.0049008 |  | #REF! |  | #REF! |  | 0.068416 |  | 0.2055 |  | #REF! |  | 9.0321e-05 |  | 7.5077e-05 |  | 2.3269e-06 |  | 1.2589e-06 |  | 1.2589e-06 |  | 0.018247 |  | -0.00021439 |  | 4.1093e-06 |  | 0.00040169 |  | 0 |  | 0.090826
| #REF! |  | 0.00048417 |  | 0.00069206 |  | 9.3852e-05 |  | 0.00015021 |  | 5.2373e-05 |  | 0.00030336 |  | 0.0026821 |  | 0.00025252 |  | 0.0048314 |  | #REF! |  | #REF! |  | 0.067296 |  | 0.20426 |  | #REF! |  | 0.00010941 |  | 0.0001039 |  | 2.3766e-06 |  | 2.9228e-05 |  | 2.9228e-05 |  | 0.018517 |  | -0.00032967 |  | 5.7517e-06 |  | 0.00039761 |  | 0 |  | 0.091138
| #REF! |  | 0.00049842 |  | 0.00069411 |  | 9.3844e-05 |  | 0.00020447 |  | 5.8476e-05 |  | 0.00032388 |  | 0.0026957 |  | 0.00029737 |  | 0.0046904 |  | #REF! |  | #REF! |  | 0.066204 |  | 0.20276 |  | #REF! |  | 0.00010941 |  | 0.0001039 |  | 2.2586e-06 |  | 7.8733e-05 |  | 7.8733e-05 |  | 0.018875 |  | 9.2404e-05 |  | 5.752e-06 |  | 0.00040087 |  | 0 |  | 0.091446
| #REF! |  | 0.00051989 |  | 0.0006601 |  | 8.3045e-05 |  | 0.00028035 |  | 8.3058e-05 |  | 0.00030617 |  | 0.0026826 |  | 0.00027468 |  | 0.0044707 |  | #REF! |  | #REF! |  | 0.064754 |  | 0.1997 |  | #REF! |  | 7.3305e-05 |  | 8.8615e-05 |  | 2.0907e-06 |  | 4.051e-07 |  | 4.051e-07 |  | 0.019078 |  | 8.4091e-05 |  | 4.1096e-06 |  | 0.00040749 |  | 0 |  | 0.091842
| #REF! |  | 0.0005566 |  | 0.00063823 |  | 8.3052e-05 |  | 0.00018823 |  | 0.00010341 |  | 0.000286 |  | 0.0026951 |  | 0.00025372 |  | 0.0043683 |  | #REF! |  | #REF! |  | 0.063262 |  | 0.19642 |  | #REF! |  | 7.331e-05 |  | 8.862e-05 |  | 1.966e-06 |  | -5.5696e-05 |  | -5.5696e-05 |  | 0.019277 |  | -0.0002215 |  | 4.1096e-06 |  | 0.00041488 |  | 0 |  | 0.092084
| #REF! |  | 0.00051317 |  | 0.00063543 |  | 9.1016e-05 |  | 0.000134 |  | 8.5099e-05 |  | 0.00030465 |  | 0.0026715 |  | 0.00025081 |  | 0.0043956 |  | #REF! |  | #REF! |  | 0.062179 |  | 0.19465 |  | #REF! |  | 5.6536e-05 |  | 6.0598e-05 |  | 2.0096e-06 |  | -1.5398e-05 |  | -1.5398e-05 |  | 0.019334 |  | -9.5068e-05 |  | 5.7527e-06 |  | 0.00042392 |  | 0 |  | 0.092533
| #REF! |  | 0.00057608 |  | 0.00065185 |  | 9.1008e-05 |  | 0.00017729 |  | 6.6846e-05 |  | 0.00030276 |  | 0.0026601 |  | 0.0002718 |  | 0.0042767 |  | #REF! |  | #REF! |  | 0.061301 |  | 0.19362 |  | #REF! |  | 5.6539e-05 |  | 6.0601e-05 |  | 2.0909e-06 |  | 6.9126e-06 |  | 6.9126e-06 |  | 0.019336 |  | 3.9263e-05 |  | 5.7527e-06 |  | 0.00042805 |  | 0 |  | 0.09267
| #REF! |  | 0.00057337 |  | 0.00065602 |  | 0.00010354 |  | 0.00017231 |  | 6.8819e-05 |  | 0.00029235 |  | 0.0026019 |  | 0.00027768 |  | 0.0042102 |  | #REF! |  | #REF! |  | 0.060349 |  | 0.1921 |  | #REF! |  | 0.00013451 |  | 6.9216e-05 |  | 2.1286e-06 |  | 8.3428e-05 |  | 8.3428e-05 |  | 0.019647 |  | -8.9294e-06 |  | 4.1101e-06 |  | 0.00042395 |  | 0 |  | 0.09298
| #REF! |  | 0.00046954 |  | 0.00066902 |  | 0.00010353 |  | 0.00012692 |  | 8.2777e-05 |  | 0.00029788 |  | 0.0025292 |  | 0.00026194 |  | 0.0040853 |  | #REF! |  | #REF! |  | 0.059289 |  | 0.19047 |  | #REF! |  | 0.00013451 |  | 7.6285e-05 |  | 2.1657e-06 |  | 5.1959e-05 |  | 5.1959e-05 |  | 0.019692 |  | 6.7081e-05 |  | 4.1101e-06 |  | 0.00041904 |  | 0 |  | 0.093718
| #REF! |  | 0.00051958 |  | 0.00064729 |  | 4.0446e-05 |  | 9.5098e-05 |  | 0.00010423 |  | 0.00029224 |  | 0.0024264 |  | 0.00023425 |  | 0.0039571 |  | #REF! |  | #REF! |  | 0.058334 |  | 0.18945 |  | #REF! |  | 3.8571e-05 |  | 5.8763e-05 |  | 2.1659e-06 |  | -4.0149e-05 |  | -4.0149e-05 |  | 0.01992 |  | 6.3834e-05 |  | 4.1103e-06 |  | 0.00041825 |  | 0 |  | 0.093817
| #REF! |  | 0.00051081 |  | 0.0006547 |  | 4.0446e-05 |  | 1.4499e-05 |  | 7.4152e-05 |  | 0.00028848 |  | 0.0023437 |  | 0.00025757 |  | 0.0040063 |  | #REF! |  | #REF! |  | 0.057298 |  | 0.18733 |  | #REF! |  | 3.8573e-05 |  | 5.1701e-05 |  | 2.2406e-06 |  | 4.0453e-05 |  | 4.0453e-05 |  | 0.020321 |  | -3.3391e-05 |  | 4.1103e-06 |  | 0.00042482 |  | 0 |  | 0.093911
| #REF! |  | 0.00047061 |  | 0.00068616 |  | 7.3963e-05 |  | 2.4084e-05 |  | 7.6473e-05 |  | 0.0002978 |  | 0.0022886 |  | 0.00031028 |  | 0.0040666 |  | #REF! |  | #REF! |  | 0.056104 |  | 0.18459 |  | #REF! |  | 2.9729e-05 |  | 9.7857e-05 |  | 2.3278e-06 |  | 3.8863e-05 |  | 3.8863e-05 |  | 0.020631 |  | 5.6786e-05 |  | 2.4662e-06 |  | 0.000424 |  | 0 |  | 0.094499
| #REF! |  | 0.00049183 |  | 0.00066559 |  | 7.3963e-05 |  | 0.00014975 |  | 9.5467e-05 |  | 0.00029567 |  | 0.0022246 |  | 0.0002881 |  | 0.0040327 |  | #REF! |  | #REF! |  | 0.054931 |  | 0.18207 |  | #REF! |  | 2.9731e-05 |  | 0.00010619 |  | 2.1347e-06 |  | 2.6432e-05 |  | 2.6432e-05 |  | 0.02062 |  | 0.00031051 |  | 2.4664e-06 |  | 0.00041827 |  | 0 |  | 0.095075
| #REF! |  | 0.00054805 |  | 0.00063741 |  | 8.3067e-05 |  | 0.00023544 |  | 7.8098e-05 |  | 0.00028692 |  | 0.0021029 |  | 0.0002352 |  | 0.0038612 |  | #REF! |  | #REF! |  | 0.053884 |  | 0.18006 |  | #REF! |  | 5.999e-05 |  | 0.00011217 |  | 1.8669e-06 |  | 4.087e-05 |  | 4.087e-05 |  | 0.02075 |  | 9.2918e-05 |  | 5.7541e-06 |  | 0.00041745 |  | 0 |  | 0.095389
| #REF! |  | 0.0005921 |  | 0.00060749 |  | 8.3067e-05 |  | 0.00025359 |  | 7.6501e-05 |  | 0.00028537 |  | 0.0019714 |  | 0.00027953 |  | 0.0037783 |  | #REF! |  | #REF! |  | 0.052856 |  | 0.17803 |  | #REF! |  | 5.9994e-05 |  | 0.00010385 |  | 1.8669e-06 |  | -4.2825e-05 |  | -4.2825e-05 |  | 0.021085 |  | -0.00021048 |  | 5.7541e-06 |  | 0.00042734 |  | 0 |  | 0.095727
| #REF! |  | 0.00059102 |  | 0.0005994 |  | 5.8038e-05 |  | 0.00023354 |  | 9.0205e-05 |  | 0.00029369 |  | 0.0018571 |  | 0.0002665 |  | 0.0037322 |  | #REF! |  | #REF! |  | 0.05202 |  | 0.17671 |  | #REF! |  | 8.8385e-05 |  | 0.00010329 |  | 2.1351e-06 |  | -2.1745e-05 |  | -2.1745e-05 |  | 0.021418 |  | -0.00011882 |  | 4.1108e-06 |  | 0.00044459 |  | 0 |  | 0.095527
| #REF! |  | 0.00058666 |  | 0.0006198 |  | 5.8038e-05 |  | 0.00020479 |  | 0.00010002 |  | 0.00030219 |  | 0.0017521 |  | 0.00026892 |  | 0.0034913 |  | #REF! |  | #REF! |  | 0.051397 |  | 0.17534 |  | #REF! |  | 8.839e-05 |  | 0.0001033 |  | 2.328e-06 |  | 8.5005e-06 |  | 8.5005e-06 |  | 0.021638 |  | -0.00021623 |  | 4.1111e-06 |  | 0.00045037 |  | 0 |  | 0.09571
| #REF! |  | 0.00064557 |  | 0.00062432 |  | 3.8479e-05 |  | 0.00019855 |  | 6.7647e-05 |  | 0.00028724 |  | 0.0016446 |  | 0.00029192 |  | 0.0033379 |  | #REF! |  | #REF! |  | 0.050335 |  | 0.1728 |  | #REF! |  | 7.0207e-05 |  | 0.00012026 |  | 2.2412e-06 |  | 1.6268e-05 |  | 1.6268e-05 |  | 0.021482 |  | -0.00030899 |  | 7.3994e-06 |  | 0.00044216 |  | 0 |  | 0.096276
| #REF! |  | 0.00065988 |  | 0.00063806 |  | 3.8483e-05 |  | 0.00022299 |  | 5.6051e-05 |  | 0.00030357 |  | 0.0015485 |  | 0.00023595 |  | 0.0033955 |  | #REF! |  | #REF! |  | 0.049266 |  | 0.1708 |  | #REF! |  | 7.0211e-05 |  | 0.00012027 |  | 2.1044e-06 |  | -2.3987e-05 |  | -2.3987e-05 |  | 0.021551 |  | -0.00034097 |  | 7.3994e-06 |  | 0.00043396 |  | 0 |  | 0.096295
| #REF! |  | 0.00059094 |  | 0.00064924 |  | 6.7148e-05 |  | 0.00021899 |  | 5.7497e-05 |  | 0.00032811 |  | 0.0014794 |  | 0.00024259 |  | 0.003404 |  | #REF! |  | #REF! |  | 0.048596 |  | 0.16994 |  | #REF! |  | 8.6195e-05 |  | 8.1716e-05 |  | 2.0419e-06 |  | -1.865e-05 |  | -1.865e-05 |  | 0.021828 |  | -0.00035521 |  | 5.7548e-06 |  | 0.00043561 |  | 0 |  | 0.096388
| #REF! |  | 0.00065108 |  | 0.00062502 |  | 6.7148e-05 |  | 6.7208e-05 |  | 8.0119e-05 |  | 0.00029869 |  | 0.0014072 |  | 0.00025514 |  | 0.0032731 |  | #REF! |  | #REF! |  | 0.047964 |  | 0.16886 |  | #REF! |  | 8.62e-05 |  | 8.172e-05 |  | 1.8923e-06 |  | 1.0827e-05 |  | 1.0827e-05 |  | 0.022086 |  | -0.00048226 |  | 5.7552e-06 |  | 0.00044139 |  | 0 |  | 0.09638
| #REF! |  | 0.00064102 |  | 0.00064351 |  | 9.4462e-05 |  | 0.00010855 |  | 0.00011283 |  | 0.00029035 |  | 0.0013507 |  | 0.00028914 |  | 0.0033314 |  | #REF! |  | #REF! |  | 0.047156 |  | 0.16705 |  | #REF! |  | 7.6997e-05 |  | 8.7789e-05 |  | 1.8054e-06 |  | 1.3196e-05 |  | 1.3196e-05 |  | 0.022277 |  | -0.00021411 |  | 4.1118e-06 |  | 0.00044717 |  | 0 |  | 0.096219
| #REF! |  | 0.00061722 |  | 0.00063351 |  | 9.4471e-05 |  | 0.0001561 |  | 8.2939e-05 |  | 0.00030349 |  | 0.0013235 |  | 0.00030242 |  | 0.0033431 |  | #REF! |  | #REF! |  | 0.04617 |  | 0.16494 |  | #REF! |  | 7.7001e-05 |  | 8.7794e-05 |  | 1.9801e-06 |  | 2.7489e-05 |  | 2.7489e-05 |  | 0.022699 |  | 3.626e-05 |  | 4.1118e-06 |  | 0.00044961 |  | 0 |  | 0.096367
| #REF! |  | 0.00070131 |  | 0.00062507 |  | 0.00013715 |  | 2.9579e-05 |  | 6.4907e-05 |  | 0.00028058 |  | 0.0012932 |  | 0.00025568 |  | 0.0031122 |  | #REF! |  | #REF! |  | 0.04544 |  | 0.16289 |  | #REF! |  | 7.1717e-05 |  | 6.4821e-05 |  | 2.2416e-06 |  | 2.0385e-05 |  | 2.0385e-05 |  | 0.023061 |  | 0.00013523 |  | 5.7555e-06 |  | 0.00044802 |  | 0 |  | 0.097161
| #REF! |  | 0.00060485 |  | 0.00064919 |  | 0.00013717 |  | 0.00012067 |  | 6.7934e-05 |  | 0.00029045 |  | 0.0012419 |  | 0.00021158 |  | 0.0031235 |  | #REF! |  | #REF! |  | 0.044562 |  | 0.16084 |  | #REF! |  | 7.1721e-05 |  | 6.4824e-05 |  | 2.3535e-06 |  | 6.1987e-05 |  | 6.1987e-05 |  | 0.023138 |  | 8.2063e-05 |  | 5.7559e-06 |  | 0.00044388 |  | 0 |  | 0.098017
| #REF! |  | 0.00049921 |  | 0.00060909 |  | 9.7885e-05 |  | 0.00011539 |  | 7.3026e-05 |  | 0.00028918 |  | 0.0011873 |  | 0.00025955 |  | 0.0031443 |  | #REF! |  | #REF! |  | 0.043808 |  | 0.15952 |  | #REF! |  | 8.2157e-05 |  | 7.1154e-05 |  | 2.2041e-06 |  | 5.4048e-05 |  | 5.4048e-05 |  | 0.023257 |  | -4.7559e-05 |  | 2.4673e-06 |  | 0.00043897 |  | 0 |  | 0.098122
| #REF! |  | 0.00046317 |  | 0.00060689 |  | 9.7894e-05 |  | -3.8106e-06 |  | 8.2652e-05 |  | 0.00028172 |  | 0.001149 |  | 0.00023405 |  | 0.0031346 |  | #REF! |  | #REF! |  | 0.043359 |  | 0.15859 |  | #REF! |  | 8.2161e-05 |  | 7.1158e-05 |  | 1.9798e-06 |  | -3.9765e-05 |  | -3.9765e-05 |  | 0.023365 |  | 0.00011809 |  | 2.4674e-06 |  | 0.00043325 |  | 0 |  | 0.099006
| #REF! |  | 0.00047674 |  | 0.0006214 |  | 5.8058e-05 |  | 0.00010095 |  | 8.5578e-05 |  | 0.00028364 |  | 0.0010953 |  | 0.00022777 |  | 0.0031935 |  | #REF! |  | #REF! |  | 0.042775 |  | 0.15769 |  | #REF! |  | 9.6593e-05 |  | 8.249e-05 |  | 1.9176e-06 |  | -3.6514e-05 |  | -3.6514e-05 |  | 0.023672 |  | 0.00011855 |  | 5.7562e-06 |  | 0.00042914 |  | 0 |  | 0.099526
| #REF! |  | 0.00060545 |  | 0.00061439 |  | 5.8053e-05 |  | 0.0001995 |  | 7.5473e-05 |  | 0.00028894 |  | 0.001015 |  | 0.00029466 |  | 0.0030851 |  | #REF! |  | #REF! |  | 0.04191 |  | 0.1555 |  | #REF! |  | 9.6598e-05 |  | 8.2494e-05 |  | 2.0054e-06 |  | 6.6723e-05 |  | 6.6723e-05 |  | 0.023935 |  | 6.4728e-05 |  | 5.7566e-06 |  | 0.00043163 |  | 0 |  | 0.099263
| #REF! |  | 0.00057414 |  | 0.00063714 |  | 0.00012921 |  | 0.00026093 |  | 5.5241e-05 |  | 0.00029196 |  | 0.00094291 |  | 0.00027294 |  | 0.0029369 |  | #REF! |  | #REF! |  | 0.041101 |  | 0.15324 |  | #REF! |  | 0.00013133 |  | 0.00011716 |  | 2.1546e-06 |  | 9.4238e-05 |  | 9.4238e-05 |  | 0.024059 |  | -6.911e-06 |  | 5.7569e-06 |  | 0.00043656 |  | 0 |  | 0.099154
| #REF! |  | 0.000494 |  | 0.00060124 |  | 0.00012922 |  | 0.00029454 |  | 6.6047e-05 |  | 0.00025448 |  | 0.0009068 |  | 0.00028275 |  | 0.0030312 |  | #REF! |  | #REF! |  | 0.040349 |  | 0.15159 |  | #REF! |  | 0.00013134 |  | 0.00011717 |  | 2.1795e-06 |  | 8.5322e-05 |  | 8.5322e-05 |  | 0.024411 |  | 1.6988e-05 |  | 5.7566e-06 |  | 0.00044234 |  | 0 |  | 0.098662
| #REF! |  | 0.0005374 |  | 0.00059874 |  | 6.432e-05 |  | 0.00023634 |  | 9.7268e-05 |  | 0.00026157 |  | 0.00088234 |  | 0.0002601 |  | 0.0031427 |  | #REF! |  | #REF! |  | 0.039555 |  | 0.14977 |  | #REF! |  | 8.0024e-05 |  | 0.0001226 |  | 2.0676e-06 |  | 8.532e-05 |  | 8.532e-05 |  | 0.025187 |  | 5.6832e-05 |  | 4.1131e-06 |  | 0.00044645 |  | 0 |  | 0.098439
| #REF! |  | 0.00065451 |  | 0.00059925 |  | 6.4325e-05 |  | 0.00015671 |  | 9.0235e-05 |  | 0.00028144 |  | 0.00083523 |  | 0.00018343 |  | 0.0027815 |  | #REF! |  | #REF! |  | 0.038796 |  | 0.14777 |  | #REF! |  | 8.0028e-05 |  | 0.0001226 |  | 1.968e-06 |  | 5.5616e-06 |  | 5.5616e-06 |  | 0.025557 |  | -0.00010888 |  | 4.1128e-06 |  | 0.00045224 |  | 0 |  | 0.098575
| #REF! |  | 0.00066285 |  | 0.00057302 |  | 3.751e-05 |  | 0.00011839 |  | 7.7992e-05 |  | 0.0002895 |  | 0.00077408 |  | 0.00018171 |  | 0.0025178 |  | #REF! |  | #REF! |  | 0.037935 |  | 0.14557 |  | #REF! |  | 8.7079e-05 |  | 9.6783e-05 |  | 1.968e-06 |  | -5.1276e-05 |  | -5.1276e-05 |  | 0.025736 |  | -0.00025343 |  | 5.7573e-06 |  | 0.00045224 |  | 0 |  | 0.099044
| #REF! |  | 0.00058098 |  | 0.00053898 |  | 3.7513e-05 |  | 7.1282e-05 |  | 7.611e-05 |  | 0.00030872 |  | 0.00072457 |  | 0.00027949 |  | 0.0026595 |  | #REF! |  | #REF! |  | 0.037096 |  | 0.14301 |  | #REF! |  | 8.7084e-05 |  | 9.6789e-05 |  | 2.1049e-06 |  | -4.1799e-05 |  | -4.1799e-05 |  | 0.0257 |  | -0.00038505 |  | 5.7576e-06 |  | 0.00044977 |  | 0 |  | 0.099818
| #REF! |  | 0.00049919 |  | 0.00054964 |  | 5.5282e-05 |  | 5.5984e-05 |  | 5.6133e-05 |  | 0.00030819 |  | 0.00069026 |  | 0.00030445 |  | 0.0027016 |  | #REF! |  | #REF! |  | 0.036397 |  | 0.14081 |  | #REF! |  | 0.00012641 |  | 8.7015e-05 |  | 2.2419e-06 |  | -3.4228e-05 |  | -3.4228e-05 |  | 0.025682 |  | -6.4841e-05 |  | 7.403e-06 |  | 0.0004572 |  | 0 |  | 0.1003
| #REF! |  | 0.00051497 |  | 0.00059845 |  | 5.5282e-05 |  | 0.00013892 |  | 6.402e-05 |  | 0.00028995 |  | 0.00064599 |  | 0.00027853 |  | 0.0026162 |  | #REF! |  | #REF! |  | 0.03567 |  | 0.13888 |  | #REF! |  | 0.00012641 |  | 8.702e-05 |  | 2.4287e-06 |  | -2.1505e-05 |  | -2.1505e-05 |  | 0.026189 |  | 0.00015988 |  | 7.4034e-06 |  | 0.00046134 |  | 0 |  | 0.10041
| #REF! |  | 0.00062706 |  | 0.00058564 |  | 0.00011329 |  | 0.00014764 |  | 7.7649e-05 |  | 0.00026146 |  | 0.00059478 |  | 0.00026789 |  | 0.0027101 |  | #REF! |  | #REF! |  | 0.034935 |  | 0.13716 |  | #REF! |  | 6.7124e-05 |  | 0.00014278 |  | 2.4666e-06 |  | -3.6169e-05 |  | -3.6169e-05 |  | 0.026477 |  | 4.4641e-05 |  | 4.1136e-06 |  | 0.0004564 |  | 0 |  | 0.10028
| #REF! |  | 0.00061902 |  | 0.00058947 |  | 0.0001133 |  | 0.00010724 |  | 7.1198e-05 |  | 0.00026595 |  | 0.00054585 |  | 0.00021271 |  | 0.0026879 |  | #REF! |  | #REF! |  | 0.034235 |  | 0.13525 |  | #REF! |  | 6.7128e-05 |  | 0.00014279 |  | 2.2799e-06 |  | -1.7963e-05 |  | -1.7963e-05 |  | 0.026681 |  | 0.0001387 |  | 4.1138e-06 |  | 0.00044656 |  | 0 |  | 0.10106
| #REF! |  | 0.0005372 |  | 0.00057929 |  | 0.00011273 |  | 0.00014878 |  | 7.6869e-05 |  | 0.00027942 |  | 0.00050973 |  | 0.00019007 |  | 0.0024588 |  | #REF! |  | #REF! |  | 0.033511 |  | 0.13293 |  | #REF! |  | 0.0001033 |  | 0.00012682 |  | 2.0553e-06 |  | 4.2084e-06 |  | 4.2084e-06 |  | 0.027215 |  | 0.00011424 |  | 5.7583e-06 |  | 0.00043998 |  | 0 |  | 0.10184
| #REF! |  | 0.00054586 |  | 0.0005871 |  | 0.00011273 |  | 0.00010956 |  | 7.3741e-05 |  | 0.00027509 |  | 0.00047307 |  | 0.00024402 |  | 0.0024378 |  | #REF! |  | #REF! |  | 0.03273 |  | 0.13059 |  | #REF! |  | 0.00010331 |  | 0.00012682 |  | 1.9806e-06 |  | 4.5077e-05 |  | 4.5077e-05 |  | 0.027689 |  | -0.00010259 |  | 5.7583e-06 |  | 0.00044739 |  | 0 |  | 0.10154
| #REF! |  | 0.00060549 |  | 0.00057518 |  | 1.0861e-05 |  | 4.1126e-05 |  | 6.5253e-05 |  | 0.00026685 |  | 0.00043404 |  | 0.00024102 |  | 0.0025081 |  | #REF! |  | #REF! |  | 0.031983 |  | 0.12839 |  | #REF! |  | 0.00010186 |  | 9.1953e-05 |  | 2.1303e-06 |  | 1.6392e-05 |  | 1.6392e-05 |  | 0.027769 |  | -2.9372e-05 |  | 5.759e-06 |  | 0.00045646 |  | 0 |  | 0.10146
| #REF! |  | 0.00057023 |  | 0.00055266 |  | 1.0861e-05 |  | 0.00016243 |  | 7.9323e-05 |  | 0.00025688 |  | 0.00039267 |  | 0.00017898 |  | 0.0023831 |  | #REF! |  | #REF! |  | 0.03139 |  | 0.12628 |  | #REF! |  | 0.00010187 |  | 9.1958e-05 |  | 2.392e-06 |  | 3.4259e-05 |  | 3.4259e-05 |  | 0.027989 |  | 0.00013966 |  | 5.7587e-06 |  | 0.00045649 |  | 0 |  | 0.10221
| #REF! |  | 0.00058191 |  | 0.0005832 |  | 5.2329e-05 |  | 0.00021662 |  | 8.1352e-05 |  | 0.00025356 |  | 0.00035716 |  | 0.00018769 |  | 0.0022405 |  | #REF! |  | #REF! |  | 0.030752 |  | 0.12424 |  | #REF! |  | 0.00010313 |  | 7.1461e-05 |  | 2.5042e-06 |  | 9.0536e-05 |  | 9.0536e-05 |  | 0.028055 |  | -4.1735e-05 |  | 5.759e-06 |  | 0.00045566 |  | 0 |  | 0.10309
| #REF! |  | 0.00054552 |  | 0.00058209 |  | 5.2334e-05 |  | 0.00013285 |  | 6.8062e-05 |  | 0.00025434 |  | 0.00032104 |  | 0.00021302 |  | 0.0023654 |  | #REF! |  | #REF! |  | 0.030012 |  | 0.12245 |  | #REF! |  | 0.00010609 |  | 7.1465e-05 |  | 2.4357e-06 |  | 2.9458e-05 |  | 2.9458e-05 |  | 0.028296 |  | -0.00018031 |  | 5.7594e-06 |  | 0.00045155 |  | 0 |  | 0.10366
| #REF! |  | 0.00059211 |  | 0.00055688 |  | 8.314e-05 |  | 6.1181e-05 |  | 6.4942e-05 |  | 0.00026549 |  | 0.00027911 |  | 0.0002108 |  | 0.0022299 |  | #REF! |  | #REF! |  | 0.029272 |  | 0.12049 |  | #REF! |  | 6.3847e-05 |  | 9.9389e-05 |  | 2.2555e-06 |  | 1.2618e-05 |  | 1.2618e-05 |  | 0.028668 |  | -0.00021728 |  | 7.4052e-06 |  | 0.00044993 |  | 0 |  | 0.10404
| #REF! |  | 0.00067418 |  | 0.00055076 |  | 8.314e-05 |  | 8.1945e-05 |  | 4.63e-05 |  | 0.00026896 |  | 0.00023541 |  | 0.00020799 |  | 0.0019475 |  | #REF! |  | #REF! |  | 0.028704 |  | 0.11883 |  | #REF! |  | 6.0903e-05 |  | 9.9395e-05 |  | 2.1058e-06 |  | 2.1642e-05 |  | 2.1642e-05 |  | 0.02874 |  | -0.00010932 |  | 7.4052e-06 |  | 0.00045158 |  | 0 |  | 0.10446
| #REF! |  | 0.00057238 |  | 0.00055457 |  | 7.0049e-05 |  | 0.00013511 |  | 4.27e-05 |  | 0.00026549 |  | 0.0001952 |  | 0.00020115 |  | 0.0018808 |  | #REF! |  | #REF! |  | 0.028279 |  | 0.11731 |  | #REF! |  | 0.00010654 |  | 7.3614e-05 |  | 2.1371e-06 |  | 3.9523e-05 |  | 3.9523e-05 |  | 0.029113 |  | -0.00028408 |  | 9.0516e-06 |  | 0.00045243 |  | 0 |  | 0.10514
| #REF! |  | 0.00055748 |  | 0.00055813 |  | 7.0042e-05 |  | 0.0001048 |  | 7.5746e-05 |  | 0.00025818 |  | 0.00016259 |  | 0.00021253 |  | 0.0019359 |  | #REF! |  | #REF! |  | 0.027965 |  | 0.11605 |  | #REF! |  | 0.00010655 |  | 7.3618e-05 |  | 2.1687e-06 |  | 1.8201e-05 |  | 1.8201e-05 |  | 0.029955 |  | -0.00022059 |  | 9.0516e-06 |  | 0.00045575 |  | 0 |  | 0.10554
| #REF! |  | 0.00048127 |  | 0.00055303 |  | 7.8028e-05 |  | 7.9908e-05 |  | 9.1706e-05 |  | 0.00024616 |  | 0.00014831 |  | 0.00017141 |  | 0.0022008 |  | #REF! |  | #REF! |  | 0.027425 |  | 0.11495 |  | #REF! |  | 0.00013432 |  | 5.015e-05 |  | 2.1687e-06 |  | 2.2622e-05 |  | 2.2622e-05 |  | 0.030521 |  | -9.5369e-05 |  | 7.4061e-06 |  | 0.00045657 |  | 0 |  | 0.10525
| #REF! |  | 0.00044372 |  | 0.00055725 |  | 7.8022e-05 |  | 0.00011804 |  | 0.00010119 |  | 0.0002542 |  | 0.00014308 |  | 0.00012898 |  | 0.0022646 |  | #REF! |  | #REF! |  | 0.02693 |  | 0.11377 |  | #REF! |  | 0.00013432 |  | 5.0153e-05 |  | 2.2066e-06 |  | 6.926e-05 |  | 6.926e-05 |  | 0.030552 |  | -3.7385e-05 |  | 7.4066e-06 |  | 0.00046151 |  | 0 |  | 0.10519
| #REF! |  | 0.00062823 |  | 0.00055503 |  | 0.0001048 |  | 0.00011394 |  | 9.8948e-05 |  | 0.00025528 |  | 0.00013524 |  | 0.00017112 |  | 0.0020811 |  | #REF! |  | #REF! |  | 0.026653 |  | 0.11275 |  | #REF! |  | 0.00012948 |  | 9.8026e-05 |  | 2.2437e-06 |  | 1.427e-05 |  | 1.427e-05 |  | 0.030608 |  | 0.00023397 |  | 7.4061e-06 |  | 0.00046647 |  | 0 |  | 0.1057
| #REF! |  | 0.00062247 |  | 0.00055278 |  | 0.0001048 |  | 0.00014591 |  | 8.965e-05 |  | 0.00025138 |  | 0.00010959 |  | 0.00020665 |  | 0.0020067 |  | #REF! |  | #REF! |  | 0.026256 |  | 0.11158 |  | #REF! |  | 0.00014611 |  | 9.8031e-05 |  | 2.3557e-06 |  | 2.2202e-05 |  | 2.2202e-05 |  | 0.031005 |  | 0.00027197 |  | 7.407e-06 |  | 0.000464 |  | 0 |  | 0.1059
| #REF! |  | 0.00049355 |  | 0.00056855 |  | 8.9997e-05 |  | 0.00021968 |  | 8.9199e-05 |  | 0.00026482 |  | 8.4043e-05 |  | 0.00018629 |  | 0.0019698 |  | #REF! |  | #REF! |  | 0.025744 |  | 0.11007 |  | #REF! |  | 0.00016553 |  | 0.0001062 |  | 2.4308e-06 |  | 8.5374e-05 |  | 8.5374e-05 |  | 0.031252 |  | 0.00025144 |  | 5.7608e-06 |  | 0.00046074 |  | 0 |  | 0.10618
| #REF! |  | 0.00056375 |  | 0.0005661 |  | 8.9989e-05 |  | 0.00013014 |  | 9.0002e-05 |  | 0.0002586 |  | 6.0996e-05 |  | 0.00021031 |  | 0.0019863 |  | #REF! |  | #REF! |  | 0.025189 |  | 0.10838 |  | #REF! |  | 0.0001489 |  | 0.0001062 |  | 2.3188e-06 |  | 6.3813e-05 |  | 6.3813e-05 |  | 0.031452 |  | 8.9222e-05 |  | 5.7608e-06 |  | 0.00046485 |  | 0 |  | 0.10632
| #REF! |  | 0.00061141 |  | 0.00055495 |  | 0.00012247 |  | 6.8049e-05 |  | 8.7198e-05 |  | 0.00023445 |  | 5.0917e-05 |  | 0.00025604 |  | 0.0019832 |  | #REF! |  | #REF! |  | 0.024721 |  | 0.10701 |  | #REF! |  | 0.00013164 |  | 0.00010643 |  | 2.1319e-06 |  | 3.8255e-05 |  | 3.8255e-05 |  | 0.031781 |  | 2.6258e-05 |  | 2.4695e-06 |  | 0.00047064 |  | 0 |  | 0.10627
| #REF! |  | 0.00056511 |  | 0.00057871 |  | 0.00012246 |  | 0.00019117 |  | 6.5252e-05 |  | 0.00024273 |  | 3.2524e-05 |  | 0.00019651 |  | 0.0018134 |  | #REF! |  | #REF! |  | 0.024414 |  | 0.10591 |  | #REF! |  | 0.00019045 |  | 0.00010644 |  | 1.9945e-06 |  | 1.5533e-05 |  | 1.5533e-05 |  | 0.031674 |  | 0.00016271 |  | 2.4695e-06 |  | 0.00047229 |  | 0 |  | 0.10622
| #REF! |  | 0.00055857 |  | 0.00057126 |  | 0.00011735 |  | 0.00015622 |  | 8.6806e-05 |  | 0.00024333 |  | 2.3671e-05 |  | 0.00015599 |  | 0.0017462 |  | #REF! |  | #REF! |  | 0.024147 |  | 0.10519 |  | #REF! |  | 0.00018333 |  | 9.3935e-05 |  | 2.0444e-06 |  | -2.5612e-05 |  | -2.5612e-05 |  | 0.032224 |  | 0.0001591 |  | 5.7615e-06 |  | 0.00046491 |  | 0 |  | 0.1063
| #REF! |  | 0.00058009 |  | 0.00053502 |  | 0.00011735 |  | 3.7252e-05 |  | 0.00010883 |  | 0.00025072 |  | 1.3772e-05 |  | 0.00016749 |  | 0.0018235 |  | #REF! |  | #REF! |  | 0.023763 |  | 0.10429 |  | #REF! |  | 0.00012453 |  | 9.394e-05 |  | 2.1572e-06 |  | -1.6907e-05 |  | -1.6907e-05 |  | 0.032522 |  | 0.00011151 |  | 5.7615e-06 |  | 0.00045997 |  | 0 |  | 0.10667
| #REF! |  | 0.00061284 |  | 0.00052897 |  | 0.00010766 |  | 7.315e-05 |  | 7.6631e-05 |  | 0.0002643 |  | 1.2321e-05 |  | 0.00021196 |  | 0.0019183 |  | #REF! |  | #REF! |  | 0.023359 |  | 0.10301 |  | #REF! |  | 0.00014335 |  | 0.00011869 |  | 2.2193e-06 |  | -5.4181e-05 |  | -5.4181e-05 |  | 0.032647 |  | -5.6875e-05 |  | 5.7615e-06 |  | 0.00045915 |  | 0 |  | 0.10694
| #REF! |  | 0.00054729 |  | 0.00053835 |  | 0.00010767 |  | 9.2659e-05 |  | 6.8937e-05 |  | 0.00026315 |  | 7.6769e-06 |  | 0.00023949 |  | 0.0018738 |  | #REF! |  | #REF! |  | 0.023046 |  | 0.10189 |  | #REF! |  | 0.00014372 |  | 0.0001187 |  | 2.3185e-06 |  | -8.2691e-05 |  | -8.2691e-05 |  | 0.033602 |  | 1.9384e-05 |  | 5.7622e-06 |  | 0.00046003 |  | 0 |  | 0.10629
| #REF! |  | 0.00049757 |  | 0.00053683 |  | 0.00010084 |  | 9.5337e-05 |  | 7.4169e-05 |  | 0.00026525 |  | 4.4686e-06 |  | 0.00022362 |  | 0.0018697 |  | #REF! |  | #REF! |  | 0.022621 |  | 0.10079 |  | #REF! |  | 0.00013758 |  | 6.0525e-05 |  | 2.3559e-06 |  | -9.1684e-06 |  | -9.1684e-06 |  | 0.034115 |  | 0.00027761 |  | 2.4698e-06 |  | 0.00046247 |  | 0 |  | 0.10603
| #REF! |  | 0.00056972 |  | 0.00054934 |  | 0.00010084 |  | 0.00018774 |  | 7.7414e-05 |  | 0.00027443 |  | 1.2531e-06 |  | 0.00026527 |  | 0.0017904 |  | #REF! |  | #REF! |  | 0.022307 |  | 0.099655 |  | #REF! |  | 0.00017326 |  | 6.0528e-05 |  | 2.4308e-06 |  | 7.4489e-05 |  | 7.4489e-05 |  | 0.034403 |  | 0.00011021 |  | 2.47e-06 |  | 0.00046414 |  | 0 |  | 0.10678
| #REF! |  | 0.00056539 |  | 0.00051966 |  | 4.7422e-05 |  | 0.0001922 |  | 9.8343e-05 |  | 0.00026904 |  | 1.2467e-06 |  | 0.00023346 |  | 0.0015899 |  | #REF! |  | #REF! |  | 0.021984 |  | 0.098508 |  | #REF! |  | 0.00018618 |  | 9.852e-05 |  | 2.4688e-06 |  | 2.9086e-05 |  | 2.9086e-05 |  | 0.034433 |  | -0.00010238 |  | 2.4701e-06 |  | 0.00046746 |  | 0 |  | 0.10692
| #REF! |  | 0.00050124 |  | 0.00050081 |  | 4.7422e-05 |  | 0.00017926 |  | 8.8387e-05 |  | 0.00025658 |  | 1.1893e-06 |  | 0.0001903 |  | 0.0016357 |  | #REF! |  | #REF! |  | 0.021668 |  | 0.097759 |  | #REF! |  | 0.00018998 |  | 9.8526e-05 |  | 2.4316e-06 |  | -8.9281e-06 |  | -8.9281e-06 |  | 0.034773 |  | 4.2599e-05 |  | 2.4701e-06 |  | 0.00046582 |  | 0 |  | 0.10675
| #REF! |  | 0.00051764 |  | 0.00053146 |  | 0.00013332 |  | 0.00015371 |  | 6.325e-05 |  | 0.00023892 |  | 1.139e-06 |  | 0.00022243 |  | 0.0016979 |  | #REF! |  | #REF! |  | 0.021423 |  | 0.096968 |  | #REF! |  | 0.0002173 |  | 6.9008e-05 |  | 2.3689e-06 |  | 2.5249e-05 |  | 2.5249e-05 |  | 0.035386 |  | 0.00019486 |  | 5.7625e-06 |  | 0.00046335 |  | 0 |  | 0.10704
| #REF! |  | 0.00059473 |  | 0.00052292 |  | 0.00013333 |  | 0.00018544 |  | 7.9486e-05 |  | 0.00023752 |  | 1.0261e-06 |  | 0.00021591 |  | 0.0016617 |  | #REF! |  | #REF! |  | 0.021027 |  | 0.095492 |  | #REF! |  | 0.0002276 |  | 6.9012e-05 |  | 2.3813e-06 |  | 4.7177e-05 |  | 4.7177e-05 |  | 0.035716 |  | -2.0159e-05 |  | 5.7629e-06 |  | 0.00046749 |  | 0 |  | 0.1073
| #REF! |  | 0.00057909 |  | 0.00047529 |  | 0.0001037 |  | 0.00021314 |  | 7.285e-05 |  | 0.00024226 |  | 9.6272e-07 |  | 0.00019009 |  | 0.0015844 |  | #REF! |  | #REF! |  | 0.020715 |  | 0.094127 |  | #REF! |  | 0.00020471 |  | 5.729e-05 |  | 2.4562e-06 |  | 6.3561e-05 |  | 6.3561e-05 |  | 0.035591 |  | -0.00029158 |  | 2.4704e-06 |  | 0.00047328 |  | 0 |  | 0.10688
| #REF! |  | 0.00063575 |  | 0.00046943 |  | 0.0001037 |  | 0.00016552 |  | 5.5345e-05 |  | 0.0002455 |  | 8.6736e-07 |  | 0.00020034 |  | 0.0015801 |  | #REF! |  | #REF! |  | 0.020378 |  | 0.09297 |  | #REF! |  | 0.00021095 |  | 5.7293e-05 |  | 2.3319e-06 |  | 3.6627e-05 |  | 3.6627e-05 |  | 0.035959 |  | -7.3269e-05 |  | 2.4704e-06 |  | 0.0004774 |  | 0 |  | 0.10719
| #REF! |  | 0.00066646 |  | 0.00052046 |  | 2.9644e-05 |  | 0.00021084 |  | 6.8969e-05 |  | 0.00024317 |  | 8.3543e-07 |  | 0.00020535 |  | 0.0016029 |  | #REF! |  | #REF! |  | 0.020015 |  | 0.091959 |  | #REF! |  | 0.00023335 |  | 0.00010399 |  | 2.133e-06 |  | 2.6997e-05 |  | 2.6997e-05 |  | 0.036715 |  | 6.6344e-05 |  | 4.1173e-06 |  | 0.00048069 |  | 0 |  | 0.10766
| #REF! |  | 0.00060689 |  | 0.00052498 |  | 2.9644e-05 |  | 0.00020814 |  | 8.8997e-05 |  | 0.00023571 |  | 8.1714e-07 |  | 0.00020151 |  | 0.0014426 |  | #REF! |  | #REF! |  | 0.019676 |  | 0.090833 |  | #REF! |  | 0.00026003 |  | 0.00010399 |  | 2.0203e-06 |  | 2.126e-05 |  | 2.126e-05 |  | 0.037017 |  | -3.0118e-05 |  | 4.1176e-06 |  | 0.00048319 |  | 0 |  | 0.10748
| #REF! |  | 0.00061824 |  | 0.00048292 |  | 5.8125e-05 |  | 8.8828e-05 |  | 9.0986e-05 |  | 0.00022615 |  | 8.3093e-07 |  | 0.00020614 |  | 0.0014135 |  | #REF! |  | #REF! |  | 0.01924 |  | 0.08954 |  | #REF! |  | 0.00024277 |  | 8.9027e-05 |  | 2.1076e-06 |  | 1.3649e-05 |  | 1.3649e-05 |  | 0.037166 |  | 9.4382e-05 |  | 4.1178e-06 |  | 0.0004824 |  | 0 |  | 0.10732
| #REF! |  | 0.00055125 |  | 0.00049064 |  | 5.813e-05 |  | 6.4408e-05 |  | 7.4054e-05 |  | 0.00023708 |  | 7.8781e-07 |  | 0.0002194 |  | 0.0014928 |  | #REF! |  | #REF! |  | 0.018896 |  | 0.08821 |  | #REF! |  | 0.00021076 |  | 8.9032e-05 |  | 2.1953e-06 |  | 8.736e-06 |  | 8.736e-06 |  | 0.037414 |  | 0.00017214 |  | 4.1176e-06 |  | 0.00047496 |  | 0 |  | 0.10765
| #REF! |  | 0.00049033 |  | 0.00051747 |  | 8.4915e-05 |  | 9.1366e-05 |  | 8.3778e-05 |  | 0.00025897 |  | 7.3098e-07 |  | 0.00021074 |  | 0.0014781 |  | #REF! |  | #REF! |  | 0.018682 |  | 0.087221 |  | #REF! |  | 0.00025827 |  | 7.282e-05 |  | 2.1953e-06 |  | 1.9264e-05 |  | 1.9264e-05 |  | 0.038212 |  | 6.9902e-05 |  | 2.4709e-06 |  | 0.0004709 |  | 0 |  | 0.10776
| #REF! |  | 0.0004833 |  | 0.00047374 |  | 8.4915e-05 |  | 9.9293e-05 |  | 9.3587e-05 |  | 0.00025897 |  | 7.0361e-07 |  | 0.00020763 |  | 0.0014198 |  | #REF! |  | #REF! |  | 0.018434 |  | 0.086279 |  | #REF! |  | 0.00028068 |  | 7.2824e-05 |  | 2.1827e-06 |  | -2.208e-06 |  | -2.208e-06 |  | 0.038734 |  | -4.9164e-05 |  | 2.4707e-06 |  | 0.00046514 |  | 0 |  | 0.10796
| #REF! |  | 0.00046525 |  | 0.00047483 |  | 0.00010087 |  | 0.00012954 |  | 7.5611e-05 |  | 0.00023516 |  | 7.33e-07 |  | 0.0001942 |  | 0.001489 |  | #REF! |  | #REF! |  | 0.018235 |  | 0.085267 |  | #REF! |  | 0.0002181 |  | 6.9529e-05 |  | 2.1705e-06 |  | -2.3082e-05 |  | -2.3082e-05 |  | 0.038946 |  | -0.00028753 |  | 5.7646e-06 |  | 0.00046349 |  | 0 |  | 0.10845
| #REF! |  | 0.00054101 |  | 0.00050157 |  | 0.00010088 |  | 0.00010039 |  | 7.8483e-05 |  | 0.00021956 |  | 7.33e-07 |  | 0.00016301 |  | 0.0015283 |  | #REF! |  | #REF! |  | 0.017974 |  | 0.084277 |  | #REF! |  | 0.00023725 |  | 6.9533e-05 |  | 2.2083e-06 |  | 3.0818e-06 |  | 3.0818e-06 |  | 0.039468 |  | -0.0001477 |  | 5.7643e-06 |  | 0.00046846 |  | 0 |  | 0.10817
| #REF! |  | 0.00063529 |  | 0.0005079 |  | 4.6454e-05 |  | 0.00013813 |  | 9.0682e-05 |  | 0.00023784 |  | 7.0367e-07 |  | 0.00016018 |  | 0.0014196 |  | #REF! |  | #REF! |  | 0.017616 |  | 0.08322 |  | #REF! |  | 0.00030651 |  | 6.7206e-05 |  | 2.2456e-06 |  | 6.593e-06 |  | 6.593e-06 |  | 0.040092 |  | 6.6605e-05 |  | 4.1186e-06 |  | 0.00047916 |  | 0 |  | 0.10762
| #REF! |  | 0.00059821 |  | 0.0005014 |  | 4.645e-05 |  | 0.00018209 |  | 9.9855e-05 |  | 0.00025277 |  | 6.3049e-07 |  | 0.00019826 |  | 0.0013985 |  | #REF! |  | #REF! |  | 0.017282 |  | 0.0818 |  | #REF! |  | 0.00029592 |  | 7.777e-05 |  | 2.3199e-06 |  | -2.6845e-05 |  | -2.6845e-05 |  | 0.040459 |  | 9.5573e-05 |  | 4.1183e-06 |  | 0.00048657 |  | 0 |  | 0.10779
| #REF! |  | 0.00051153 |  | 0.00047045 |  | 5.814e-05 |  | 0.00015122 |  | 8.7405e-05 |  | 0.00023752 |  | 5.8676e-07 |  | 0.00019986 |  | 0.0012751 |  | #REF! |  | #REF! |  | 0.016938 |  | 0.080492 |  | #REF! |  | 0.00026946 |  | 7.0331e-05 |  | 2.3701e-06 |  | -5.843e-05 |  | -5.843e-05 |  | 0.041126 |  | 0.00022112 |  | 4.1188e-06 |  | 0.00048251 |  | 0 |  | 0.10846
| #REF! |  | 0.00049941 |  | 0.00047772 |  | 5.814e-05 |  | 0.00018402 |  | 7.9179e-05 |  | 0.00023543 |  | 5.8676e-07 |  | 0.00014549 |  | 0.001205 |  | #REF! |  | #REF! |  | 0.016638 |  | 0.07941 |  | #REF! |  | 0.00029959 |  | 5.9774e-05 |  | 2.308e-06 |  | -1.6204e-05 |  | -1.6204e-05 |  | 0.041158 |  | 0.00012247 |  | 4.1186e-06 |  | 0.00047919 |  | 0 |  | 0.10845
| #REF! |  | 0.00052656 |  | 0.00049979 |  | 7.0116e-05 |  | 0.00017835 |  | 9.0271e-05 |  | 0.00023802 |  | 6.3054e-07 |  | 0.00014705 |  | 0.0011706 |  | #REF! |  | #REF! |  | 0.016329 |  | 0.078322 |  | #REF! |  | 0.00035123 |  | 8.1382e-05 |  | 2.1959e-06 |  | 9.7062e-06 |  | 9.7062e-06 |  | 0.041004 |  | -0.00014734 |  | 2.4713e-06 |  | 0.00048087 |  | 0 |  | 0.10813
| #REF! |  | 0.00054571 |  | 0.00048601 |  | 7.0116e-05 |  | 9.5073e-05 |  | 7.8827e-05 |  | 0.00023498 |  | 6.2602e-07 |  | 0.00017605 |  | 0.0011919 |  | #REF! |  | #REF! |  | 0.016023 |  | 0.077096 |  | #REF! |  | 0.00033784 |  | 8.1387e-05 |  | 2.1461e-06 |  | -2.9716e-05 |  | -2.9716e-05 |  | 0.041745 |  | -0.0002053 |  | 2.4715e-06 |  | 0.00048419 |  | 0 |  | 0.1079
| #REF! |  | 0.00056866 |  | 0.00046784 |  | 0.00013624 |  | 0.00012398 |  | 5.4656e-05 |  | 0.00024547 |  | 5.7767e-07 |  | 0.00020551 |  | 0.0012908 |  | #REF! |  | #REF! |  | 0.015777 |  | 0.075864 |  | #REF! |  | 0.00031936 |  | 7.9684e-05 |  | 2.2582e-06 |  | -6.3496e-05 |  | -6.3496e-05 |  | 0.042541 |  | -4.2825e-06 |  | 2.4715e-06 |  | 0.00048666 |  | 0 |  | 0.10816
| #REF! |  | 0.00053497 |  | 0.00047265 |  | 0.00013624 |  | 0.00018879 |  | 6.7645e-05 |  | 0.00024729 |  | 5.7767e-07 |  | 0.00019736 |  | 0.0012453 |  | #REF! |  | #REF! |  | 0.015465 |  | 0.074627 |  | #REF! |  | 0.00033664 |  | 7.9688e-05 |  | 2.3082e-06 |  | 1.1614e-06 |  | 1.1614e-06 |  | 0.043109 |  | 0.00012873 |  | 2.4715e-06 |  | 0.00048834 |  | 0 |  | 0.10869
| #REF! |  | 0.00053939 |  | 0.00050628 |  | 0.00013226 |  | 0.00018917 |  | 7.619e-05 |  | 0.00022999 |  | 6.2608e-07 |  | 0.00020215 |  | 0.0011623 |  | #REF! |  | #REF! |  | 0.015159 |  | 0.073452 |  | #REF! |  | 0.00043949 |  | 9.809e-05 |  | 2.2334e-06 |  | 5.5958e-06 |  | 5.5958e-06 |  | 0.043543 |  | 0.00010777 |  | 5.766e-06 |  | 0.00049245 |  | 0 |  | 0.10863
| #REF! |  | 0.00055567 |  | 0.00045753 |  | 0.00013227 |  | 0.00017966 |  | 7.2449e-05 |  | 0.00022076 |  | 6.6594e-07 |  | 0.00024261 |  | 0.0011645 |  | #REF! |  | #REF! |  | 0.014919 |  | 0.072575 |  | #REF! |  | 0.00043059 |  | 9.8095e-05 |  | 2.1463e-06 |  | -3.183e-05 |  | -3.183e-05 |  | 0.043346 |  | -7.1111e-05 |  | 5.7664e-06 |  | 0.00049822 |  | 0 |  | 0.10835
| #REF! |  | 0.000622 |  | 0.00044147 |  | 3.8554e-05 |  | 0.00013786 |  | 7.0527e-05 |  | 0.00023335 |  | 6.575e-07 |  | 0.00021302 |  | 0.0011825 |  | #REF! |  | #REF! |  | 0.01472 |  | 0.071671 |  | #REF! |  | 0.00037054 |  | 7.0969e-05 |  | 2.1343e-06 |  | 8.925e-06 |  | 8.925e-06 |  | 0.043403 |  | 5.2023e-05 |  | 5.7664e-06 |  | 0.00050072 |  | 0 |  | 0.10825
| #REF! |  | 0.00057632 |  | 0.00050077 |  | 3.8557e-05 |  | 0.00011026 |  | 6.2705e-05 |  | 0.0002477 |  | 6.5489e-07 |  | 0.00015175 |  | 0.0010389 |  | #REF! |  | #REF! |  | 0.014533 |  | 0.070825 |  | #REF! |  | 0.00039806 |  | 7.0973e-05 |  | 2.2464e-06 |  | 1.3974e-05 |  | 1.3974e-05 |  | 0.044193 |  | 0.00021648 |  | 5.7664e-06 |  | 0.00050401 |  | 0 |  | 0.10861
| #REF! |  | 0.00048215 |  | 0.00050261 |  | 9.0084e-05 |  | 0.00015533 |  | 7.2532e-05 |  | 0.00024166 |  | 6.6077e-07 |  | 0.00014334 |  | 0.00096276 |  | #REF! |  | #REF! |  | 0.014303 |  | 0.07012 |  | #REF! |  | 0.00042553 |  | 9.1443e-05 |  | 2.3207e-06 |  | 6.8056e-06 |  | 6.8056e-06 |  | 0.044693 |  | 0.00025628 |  | 9.0626e-06 |  | 0.00050322 |  | 0 |  | 0.109
| #REF! |  | 0.00049173 |  | 0.00047881 |  | 9.0092e-05 |  | 0.00023446 |  | 6.2823e-05 |  | 0.00023314 |  | 6.8501e-07 |  | 0.0001531 |  | 0.0011383 |  | #REF! |  | #REF! |  | 0.014079 |  | 0.069432 |  | #REF! |  | 0.00049175 |  | 9.1448e-05 |  | 2.2838e-06 |  | -1.4255e-05 |  | -1.4255e-05 |  | 0.044948 |  | 0.00016188 |  | 9.0626e-06 |  | 0.00050325 |  | 0 |  | 0.10902
| #REF! |  | 0.00049548 |  | 0.00046723 |  | 4.2516e-05 |  | 0.00016658 |  | 6.1054e-05 |  | 0.0002393 |  | 7.0331e-07 |  | 0.00019124 |  | 0.0011055 |  | #REF! |  | #REF! |  | 0.013864 |  | 0.068556 |  | #REF! |  | 0.00048232 |  | 0.00010519 |  | 2.2344e-06 |  | -3.942e-06 |  | -3.942e-06 |  | 0.045288 |  | 5.688e-05 |  | 5.7671e-06 |  | 0.00050404 |  | 0 |  | 0.10888
| #REF! |  | 0.00055078 |  | 0.00047643 |  | 4.2516e-05 |  | 7.0758e-05 |  | 6.9608e-05 |  | 0.00023453 |  | 6.6807e-07 |  | 0.0001815 |  | 0.00097002 |  | #REF! |  | #REF! |  | 0.013667 |  | 0.067649 |  | #REF! |  | 0.0004578 |  | 0.0001052 |  | 2.1846e-06 |  | 2.1353e-05 |  | 2.1353e-05 |  | 0.045598 |  | 1.2492e-05 |  | 5.7674e-06 |  | 0.00050081 |  | 0 |  | 0.10865
| #REF! |  | 0.00059567 |  | 0.00044272 |  | 0.00011176 |  | 7.0468e-05 |  | 6.4007e-05 |  | 0.0002373 |  | 6.1447e-07 |  | 0.00015501 |  | 0.001112 |  | #REF! |  | #REF! |  | 0.013507 |  | 0.066903 |  | #REF! |  | 0.000486 |  | 6.7261e-05 |  | 2.1846e-06 |  | 5.6699e-06 |  | 5.6699e-06 |  | 0.046186 |  | -0.00012426 |  | 5.7671e-06 |  | 0.00049751 |  | 0 |  | 0.10934
| #REF! |  | 0.00061936 |  | 0.00044452 |  | 0.00011177 |  | 0.00013915 |  | 8.1394e-05 |  | 0.00024059 |  | 5.7786e-07 |  | 0.00019021 |  | 0.0011433 |  | #REF! |  | #REF! |  | 0.013279 |  | 0.065951 |  | #REF! |  | 0.00052603 |  | 7.2412e-05 |  | 2.0097e-06 |  | 5.0741e-05 |  | 5.0741e-05 |  | 0.046996 |  | 5.6365e-05 |  | 5.7678e-06 |  | 0.00049422 |  | 0 |  | 0.10963
| #REF! |  | 0.00064641 |  | 0.00044899 |  | 0.00010494 |  | 0.000203 |  | 8.5443e-05 |  | 0.00024689 |  | 5.9486e-07 |  | 0.00016549 |  | 0.0011325 |  | #REF! |  | #REF! |  | 0.013011 |  | 0.064845 |  | #REF! |  | 0.00053712 |  | 7.1831e-05 |  | 1.8469e-06 |  | 4.648e-05 |  | 4.648e-05 |  | 0.047246 |  | 0.00021547 |  | 5.7674e-06 |  | 0.00049587 |  | 0 |  | 0.10946
| #REF! |  | 0.0006289 |  | 0.00044699 |  | 0.00010493 |  | 0.00019769 |  | 7.307e-05 |  | 0.00024752 |  | 5.9949e-07 |  | 0.00016391 |  | 0.0012016 |  | #REF! |  | #REF! |  | 0.012871 |  | 0.063998 |  | #REF! |  | 0.00053226 |  | 6.6686e-05 |  | 2.047e-06 |  | 2.3055e-05 |  | 2.3055e-05 |  | 0.04724 |  | -1.6643e-05 |  | 5.7678e-06 |  | 0.00049758 |  | 0 |  | 0.10965
| #REF! |  | 0.0006105 |  | 0.00044762 |  | 9.8092e-05 |  | 0.00020014 |  | 7.5673e-05 |  | 0.0002179 |  | 5.8712e-07 |  | 0.0001604 |  | 0.0011018 |  | #REF! |  | #REF! |  | 0.012666 |  | 0.063311 |  | #REF! |  | 0.00053508 |  | 7.156e-05 |  | 2.3472e-06 |  | -9.1547e-06 |  | -9.1547e-06 |  | 0.047651 |  | -0.00026786 |  | 5.7681e-06 |  | 0.0004959 |  | 0 |  | 0.10986
| #REF! |  | 0.00057471 |  | 0.00044899 |  | 9.8092e-05 |  | 0.00013697 |  | 9.4566e-05 |  | 0.00022606 |  | 5.6423e-07 |  | 0.00013028 |  | 0.0010967 |  | #REF! |  | #REF! |  | 0.012463 |  | 0.062605 |  | #REF! |  | 0.00059625 |  | 7.1564e-05 |  | 2.4093e-06 |  | -7.8057e-06 |  | -7.8057e-06 |  | 0.0483 |  | -0.00013977 |  | 5.7681e-06 |  | 0.00050252 |  | 0 |  | 0.11029
| #REF! |  | 0.00062582 |  | 0.00043027 |  | 0.00010666 |  | 6.3695e-05 |  | 9.9332e-05 |  | 0.00022474 |  | 5.5377e-07 |  | 0.0001329 |  | 0.0011282 |  | #REF! |  | #REF! |  | 0.012331 |  | 0.061863 |  | #REF! |  | 0.00062874 |  | 9.4827e-05 |  | 2.1722e-06 |  | 2.2408e-05 |  | 2.2408e-05 |  | 0.048911 |  | 6.9374e-06 |  | 4.1211e-06 |  | 0.00050667 |  | 0 |  | 0.11061
| #REF! |  | 0.00061269 |  | 0.0004134 |  | 0.00010666 |  | 7.569e-05 |  | 7.7203e-05 |  | 0.00021238 |  | 5.6031e-07 |  | 0.00014883 |  | 0.0011293 |  | #REF! |  | #REF! |  | 0.012082 |  | 0.060942 |  | #REF! |  | 0.00060227 |  | 9.4833e-05 |  | 1.7665e-06 |  | 9.7751e-06 |  | 9.7751e-06 |  | 0.049276 |  | -5.0512e-05 |  | 4.1211e-06 |  | 0.00050255 |  | 0 |  | 0.11049
| #REF! |  | 0.0005311 |  | 0.00043162 |  | 5.8176e-05 |  | 7.2755e-05 |  | 7.1946e-05 |  | 0.00021782 |  | 5.7736e-07 |  | 0.00011183 |  | 0.0011072 |  | #REF! |  | #REF! |  | 0.011797 |  | 0.059835 |  | #REF! |  | 0.00062914 |  | 8.0699e-05 |  | 1.5852e-06 |  | 1.8623e-05 |  | 1.8623e-05 |  | 0.049704 |  | -0.0001483 |  | 4.1211e-06 |  | 0.00049596 |  | 0 |  | 0.11022
| #REF! |  | 0.00057867 |  | 0.00041528 |  | 5.8181e-05 |  | 0.00011004 |  | 8.2066e-05 |  | 0.00021489 |  | 6.4863e-07 |  | 0.00013051 |  | 0.00096151 |  | #REF! |  | #REF! |  | 0.011605 |  | 0.058843 |  | #REF! |  | 0.00063655 |  | 8.0703e-05 |  | 1.6602e-06 |  | 4.776e-05 |  | 4.776e-05 |  | 0.050123 |  | -0.00016769 |  | 4.1213e-06 |  | 0.00049269 |  | 0 |  | 0.11052
| #REF! |  | 0.00052189 |  | 0.00042461 |  | 0.00014545 |  | 0.00010542 |  | 8.296e-05 |  | 0.00022458 |  | 7.0296e-07 |  | 0.00015342 |  | 0.00090661 |  | #REF! |  | #REF! |  | 0.01141 |  | 0.058007 |  | #REF! |  | 0.00063021 |  | 5.8988e-05 |  | 1.9168e-06 |  | 6.2119e-05 |  | 6.2119e-05 |  | 0.050544 |  | -0.00023885 |  | 4.1216e-06 |  | 0.00049602 |  | 0 |  | 0.11097
| #REF! |  | 0.00053837 |  | 0.00044884 |  | 0.00014545 |  | 8.897e-05 |  | 8.3152e-05 |  | 0.00022227 |  | 8.0693e-07 |  | 0.00013569 |  | 0.0010133 |  | #REF! |  | #REF! |  | 0.011226 |  | 0.057133 |  | #REF! |  | 0.00068219 |  | 5.8991e-05 |  | 2.2847e-06 |  | 2.4707e-05 |  | 2.4707e-05 |  | 0.051619 |  | -0.00020203 |  | 4.1216e-06 |  | 0.00049849 |  | 0 |  | 0.11117
| #REF! |  | 0.00064011 |  | 0.00043604 |  | 0.00010268 |  | 0.00013499 |  | 8.4733e-05 |  | 0.00019706 |  | 8.5729e-07 |  | 0.00012103 |  | 0.0010083 |  | #REF! |  | #REF! |  | 0.01102 |  | 0.05624 |  | #REF! |  | 0.00071995 |  | 6.9708e-05 |  | 2.3969e-06 |  | 2.4396e-05 |  | 2.4396e-05 |  | 0.052616 |  | -2.7963e-05 |  | 2.473e-06 |  | 0.00050508 |  | 0 |  | 0.11089
| #REF! |  | 0.00064303 |  | 0.00041864 |  | 0.00010268 |  | 0.00010794 |  | 7.1116e-05 |  | 0.00020622 |  | 9.1753e-07 |  | 0.00011889 |  | 0.0010062 |  | #REF! |  | #REF! |  | 0.010836 |  | 0.055375 |  | #REF! |  | 0.00073511 |  | 6.9712e-05 |  | 2.2849e-06 |  | -1.0157e-05 |  | -1.0157e-05 |  | 0.052808 |  | 7.9359e-05 |  | 2.4731e-06 |  | 0.00051582 |  | 0 |  | 0.11097
| #REF! |  | 0.0005631 |  | 0.00043114 |  | 3.2642e-05 |  | 9.911e-05 |  | 7.8276e-05 |  | 0.00022292 |  | 9.2668e-07 |  | 0.00013812 |  | 0.00092962 |  | #REF! |  | #REF! |  | 0.01066 |  | 0.054608 |  | #REF! |  | 0.00076575 |  | 5.6728e-05 |  | 2.0599e-06 |  | -2.6107e-05 |  | -2.6107e-05 |  | 0.05255 |  | 6.9657e-05 |  | 7.4183e-06 |  | 0.00052077 |  | 0 |  | 0.11118
| #REF! |  | 0.00056957 |  | 0.00045866 |  | 3.2645e-05 |  | 0.00012376 |  | 7.4305e-05 |  | 0.00022256 |  | 8.8425e-07 |  | 0.00018041 |  | 0.00093565 |  | #REF! |  | #REF! |  | 0.010457 |  | 0.053712 |  | #REF! |  | 0.00083707 |  | 5.6731e-05 |  | 1.9479e-06 |  | 3.7353e-05 |  | 3.7353e-05 |  | 0.053207 |  | 0.00012014 |  | 7.4187e-06 |  | 0.00052492 |  | 0 |  | 0.11167
| #REF! |  | 0.00061049 |  | 0.00044435 |  | 7.987e-05 |  | 0.00011108 |  | 8.1103e-05 |  | 0.00021646 |  | 8.3258e-07 |  | 0.00019718 |  | 0.0011141 |  | #REF! |  | #REF! |  | 0.010307 |  | 0.052807 |  | #REF! |  | 0.00081002 |  | 5.368e-05 |  | 2.0729e-06 |  | 3.8882e-05 |  | 3.8882e-05 |  | 0.053504 |  | 0.00025108 |  | 8.2442e-07 |  | 0.00052986 |  | 0 |  | 0.112
| #REF! |  | 0.00057186 |  | 0.00043271 |  | 7.987e-05 |  | 0.00011138 |  | 0.0001075 |  | 0.00022314 |  | 7.8549e-07 |  | 0.0001791 |  | 0.00096676 |  | #REF! |  | #REF! |  | 0.010133 |  | 0.052106 |  | #REF! |  | 0.00077586 |  | 5.3683e-05 |  | 2.1229e-06 |  | 7.3377e-06 |  | 7.3377e-06 |  | 0.054474 |  | 0.00020699 |  | 8.2447e-07 |  | 0.00053319 |  | 0 |  | 0.11205
| #REF! |  | 0.00059611 |  | 0.00042955 |  | 6.6184e-05 |  | 0.00013222 |  | 9.6583e-05 |  | 0.00022437 |  | 7.9007e-07 |  | 0.00017503 |  | 0.00087928 |  | #REF! |  | #REF! |  | 0.01 |  | 0.051604 |  | #REF! |  | 0.00082325 |  | 7.2849e-05 |  | 2.0479e-06 |  | 2.1754e-05 |  | 2.1754e-05 |  | 0.056331 |  | 3.4479e-05 |  | 4.1223e-06 |  | 0.0005266 |  | 0 |  | 0.11243
| #REF! |  | 0.00057138 |  | 0.00041258 |  | 6.6184e-05 |  | 0.00016946 |  | 9.1012e-05 |  | 0.0002239 |  | 7.6593e-07 |  | 0.00016794 |  | 0.00079247 |  | #REF! |  | #REF! |  | 0.0098836 |  | 0.051001 |  | #REF! |  | 0.00084194 |  | 7.2853e-05 |  | 1.9602e-06 |  | 1.0059e-05 |  | 1.0059e-05 |  | 0.056891 |  | -4.1495e-05 |  | 4.1226e-06 |  | 0.00051674 |  | 0 |  | 0.11234
| #REF! |  | 0.00062759 |  | 0.00041108 |  | 6.5043e-05 |  | 0.00014941 |  | 8.8868e-05 |  | 0.00022447 |  | 7.3722e-07 |  | 0.00012511 |  | 0.00072883 |  | #REF! |  | #REF! |  | 0.0097174 |  | 0.05043 |  | #REF! |  | 0.00090935 |  | 8.0657e-05 |  | 1.9482e-06 |  | 7.9624e-06 |  | 7.9624e-06 |  | 0.057122 |  | 6.5906e-06 |  | 2.4736e-06 |  | 0.00051592 |  | 0 |  | 0.1123
| #REF! |  | 0.00073266 |  | 0.00042118 |  | 6.5048e-05 |  | 0.00013075 |  | 8.8971e-05 |  | 0.00021806 |  | 7.902e-07 |  | 0.00012236 |  | 0.00086028 |  | #REF! |  | #REF! |  | 0.0096033 |  | 0.049848 |  | #REF! |  | 0.00097036 |  | 8.0662e-05 |  | 2.1733e-06 |  | 4.7439e-05 |  | 4.7439e-05 |  | 0.057256 |  | 0.00012288 |  | 2.4737e-06 |  | 0.00051839 |  | 0 |  | 0.11188
| #REF! |  | 0.00072161 |  | 0.00043994 |  | 4.1556e-05 |  | 0.00012869 |  | 8.6177e-05 |  | 0.0002175 |  | 8.7197e-07 |  | 0.0001855 |  | 0.00091418 |  | #REF! |  | #REF! |  | 0.0095056 |  | 0.049256 |  | #REF! |  | 0.00098413 |  | 9.2564e-05 |  | 2.3978e-06 |  | 3.1913e-05 |  | 3.1913e-05 |  | 0.057701 |  | 5.713e-05 |  | 5.7709e-06 |  | 0.00052089 |  | 0 |  | 0.11128
| #REF! |  | 0.00070387 |  | 0.00044567 |  | 4.1556e-05 |  | 0.00012262 |  | 8.5637e-05 |  | 0.00021973 |  | 9.714e-07 |  | 0.00018903 |  | 0.00091045 |  | #REF! |  | #REF! |  | 0.0093424 |  | 0.04861 |  | #REF! |  | 0.0010004 |  | 9.7677e-05 |  | 2.51e-06 |  | 3.6425e-05 |  | 3.6425e-05 |  | 0.058302 |  | -0.00018511 |  | 5.7709e-06 |  | 0.00051928 |  | 0 |  | 0.11153
| #REF! |  | 0.00070165 |  | 0.00044172 |  | 7.2473e-05 |  | 0.00017635 |  | 9.7478e-05 |  | 0.00022879 |  | 9.898e-07 |  | 0.00016772 |  | 0.00094956 |  | #REF! |  | #REF! |  | 0.0091735 |  | 0.047959 |  | #REF! |  | 0.0010338 |  | 8.6115e-05 |  | 2.398e-06 |  | 2.3755e-05 |  | 2.3755e-05 |  | 0.058959 |  | -0.00019867 |  | 4.1231e-06 |  | 0.00052093 |  | 0 |  | 0.11153
| #REF! |  | 0.00062751 |  | 0.000383 |  | 7.2473e-05 |  | 0.0001738 |  | 9.0945e-05 |  | 0.00022281 |  | 9.8522e-07 |  | 0.0002185 |  | 0.00093515 |  | #REF! |  | #REF! |  | 0.0090498 |  | 0.047303 |  | #REF! |  | 0.0010739 |  | 8.1011e-05 |  | 2.1735e-06 |  | 1.0978e-06 |  | 1.0978e-06 |  | 0.059775 |  | -2.009e-08 |  | 4.1233e-06 |  | 0.00052917 |  | 0 |  | 0.11127
| #REF! |  | 0.00059059 |  | 0.00036391 |  | 7.9898e-05 |  | 9.1724e-05 |  | 7.9619e-05 |  | 0.0002148 |  | 9.624e-07 |  | 0.00021496 |  | 0.00082276 |  | #REF! |  | #REF! |  | 0.0089232 |  | 0.046567 |  | #REF! |  | 0.0011163 |  | 6.6102e-05 |  | 2.0736e-06 |  | 3.5252e-05 |  | 3.5252e-05 |  | 0.060632 |  | 0.00013145 |  | 5.7716e-06 |  | 0.00053827 |  | 0 |  | 0.11095
| #REF! |  | 0.00059763 |  | 0.00040294 |  | 7.9891e-05 |  | 9.8042e-05 |  | 7.3471e-05 |  | 0.00020938 |  | 9.0025e-07 |  | 0.00016489 |  | 0.0008242 |  | #REF! |  | #REF! |  | 0.0087121 |  | 0.045789 |  | #REF! |  | 0.0011526 |  | 6.6105e-05 |  | 2.1608e-06 |  | 4.1232e-05 |  | 4.1232e-05 |  | 0.061179 |  | -7.8961e-06 |  | 5.7716e-06 |  | 0.00054321 |  | 0 |  | 0.11091
| #REF! |  | 0.00053844 |  | 0.00041457 |  | 9.4744e-05 |  | 0.00010221 |  | 6.4674e-05 |  | 0.00020268 |  | 8.6099e-07 |  | 0.00014935 |  | 0.00080896 |  | #REF! |  | #REF! |  | 0.0085197 |  | 0.045107 |  | #REF! |  | 0.0012289 |  | 6.8182e-05 |  | 2.3481e-06 |  | 4.6853e-05 |  | 4.6853e-05 |  | 0.061775 |  | -0.00021058 |  | 2.4742e-06 |  | 0.00054242 |  | 0 |  | 0.11125
| #REF! |  | 0.00051415 |  | 0.00043145 |  | 9.4736e-05 |  | 4.4257e-05 |  | 6.9311e-05 |  | 0.00022176 |  | 9.4417e-07 |  | 0.00015703 |  | 0.00072452 |  | #REF! |  | #REF! |  | 0.0084243 |  | 0.044373 |  | #REF! |  | 0.0012486 |  | 6.8765e-05 |  | 2.4484e-06 |  | 2.6878e-05 |  | 2.6878e-05 |  | 0.062567 |  | -0.00028314 |  | 2.4742e-06 |  | 0.00054077 |  | 0 |  | 0.11135
| #REF! |  | 0.00055235 |  | 0.0004355 |  | 5.2453e-05 |  | 6.6276e-05 |  | 9.4604e-05 |  | 0.00022873 |  | 1.0659e-06 |  | 0.00019533 |  | 0.00076065 |  | #REF! |  | #REF! |  | 0.008306 |  | 0.043654 |  | #REF! |  | 0.001257 |  | 9.9758e-05 |  | 2.3733e-06 |  | 3.1365e-06 |  | 3.1365e-06 |  | 0.062809 |  | -0.0002573 |  | 5.7723e-06 |  | 0.00054328 |  | 0 |  | 0.11146
| #REF! |  | 0.00062065 |  | 0.00042444 |  | 5.2453e-05 |  | 0.00011634 |  | 0.00010092 |  | 0.00020589 |  | 1.1699e-06 |  | 0.00016983 |  | 0.00080229 |  | #REF! |  | #REF! |  | 0.0081515 |  | 0.04302 |  | #REF! |  | 0.0013148 |  | 0.00010854 |  | 2.1982e-06 |  | 3.2194e-05 |  | 3.2194e-05 |  | 0.062865 |  | -0.00010726 |  | 5.7723e-06 |  | 0.00054493 |  | 0 |  | 0.1112
| #REF! |  | 0.00062132 |  | 0.00042272 |  | 7.0208e-05 |  | 0.00010213 |  | 8.5774e-05 |  | 0.00019541 |  | 1.1523e-06 |  | 0.00013081 |  | 0.000702 |  | #REF! |  | #REF! |  | 0.0080528 |  | 0.042435 |  | #REF! |  | 0.0013324 |  | 0.0001049 |  | 2.0862e-06 |  | 1.3669e-05 |  | 1.3669e-05 |  | 0.063578 |  | 0.00010461 |  | 4.1241e-06 |  | 0.00053837 |  | 0 |  | 0.11081
| #REF! |  | 0.00062302 |  | 0.00042816 |  | 7.0208e-05 |  | 0.00010503 |  | 9.6983e-05 |  | 0.00020078 |  | 1.1479e-06 |  | 0.00013401 |  | 0.00071171 |  | #REF! |  | #REF! |  | 0.0078987 |  | 0.04187 |  | #REF! |  | 0.0013697 |  | 9.5546e-05 |  | 2.0363e-06 |  | -2.6205e-06 |  | -2.6205e-06 |  | 0.064396 |  | 7.6884e-05 |  | 4.1241e-06 |  | 0.00053589 |  | 0 |  | 0.11062
| #REF! |  | 0.00057674 |  | 0.00041965 |  | 6.3359e-05 |  | 0.00012941 |  | 9.8635e-05 |  | 0.00019685 |  | 1.1608e-06 |  | 0.0001428 |  | 0.00067968 |  | #REF! |  | #REF! |  | 0.0076938 |  | 0.041221 |  | #REF! |  | 0.0014098 |  | 0.00010106 |  | 2.1112e-06 |  | 1.8263e-05 |  | 1.8263e-05 |  | 0.065364 |  | -1.4368e-05 |  | 4.1243e-06 |  | 0.00054166 |  | 0 |  | 0.11076
| #REF! |  | 0.00062622 |  | 0.00040102 |  | 6.3359e-05 |  | 0.00014854 |  | 8.0123e-05 |  | 0.00019366 |  | 1.1688e-06 |  | 0.00014032 |  | 0.00061974 |  | #REF! |  | #REF! |  | 0.0075733 |  | 0.040503 |  | #REF! |  | 0.0014391 |  | 0.00011836 |  | 2.2365e-06 |  | 2.1347e-05 |  | 2.1347e-05 |  | 0.066406 |  | -3.8904e-05 |  | 4.1243e-06 |  | 0.00054582 |  | 0 |  | 0.11094
| #REF! |  | 0.00074392 |  | 0.00040398 |  | 6.6219e-05 |  | 0.00016179 |  | 7.1019e-05 |  | 0.00020527 |  | 1.1642e-06 |  | 0.00013575 |  | 0.00067432 |  | #REF! |  | #REF! |  | 0.0074798 |  | 0.039859 |  | #REF! |  | 0.0014683 |  | 0.00013607 |  | 2.2737e-06 |  | 1.4113e-05 |  | 1.4113e-05 |  | 0.066763 |  | 0.00012034 |  | 4.1246e-06 |  | 0.00054503 |  | 0 |  | 0.11147
| #REF! |  | 0.00068793 |  | 0.00039899 |  | 6.6224e-05 |  | 0.00017598 |  | 6.5882e-05 |  | 0.00021272 |  | 1.1244e-06 |  | 0.00012159 |  | 0.00060793 |  | #REF! |  | #REF! |  | 0.0073664 |  | 0.039304 |  | #REF! |  | 0.0015477 |  | 0.00015925 |  | 2.0179e-06 |  | -3.5134e-05 |  | -3.5134e-05 |  | 0.067236 |  | 0.00012136 |  | 4.1246e-06 |  | 0.00054173 |  | 0 |  | 0.11179
| #REF! |  | 0.00058189 |  | 0.00039429 |  | 5.4442e-05 |  | 0.00018208 |  | 6.4975e-05 |  | 0.00020943 |  | 1.0884e-06 |  | 0.00017018 |  | 0.00071911 |  | #REF! |  | #REF! |  | 0.007294 |  | 0.038856 |  | #REF! |  | 0.0015797 |  | 0.00012477 |  | 1.7247e-06 |  | -1.0027e-05 |  | -1.0027e-05 |  | 0.06751 |  | -0.0001593 |  | 4.1246e-06 |  | 0.00054008 |  | 0 |  | 0.11143
| #REF! |  | 0.00065568 |  | 0.00039614 |  | 5.4447e-05 |  | 0.0001386 |  | 7.1433e-05 |  | 0.00019422 |  | 1.0505e-06 |  | 0.0001966 |  | 0.00085096 |  | #REF! |  | #REF! |  | 0.0072043 |  | 0.038333 |  | #REF! |  | 0.0015922 |  | 8.4295e-05 |  | 1.762e-06 |  | 4.904e-05 |  | 4.904e-05 |  | 0.068232 |  | -0.00022677 |  | 4.1248e-06 |  | 0.00053599 |  | 0 |  | 0.11122
| #REF! |  | 0.00070446 |  | 0.0003852 |  | 8.7926e-05 |  | 0.00011928 |  | 7.1358e-05 |  | 0.00018562 |  | 1.0485e-06 |  | 0.00014663 |  | 0.00084926 |  | #REF! |  | #REF! |  | 0.0070371 |  | 0.037716 |  | #REF! |  | 0.0016917 |  | 9.4205e-05 |  | 2.0801e-06 |  | 2.1342e-05 |  | 2.1342e-05 |  | 0.06924 |  | -9.9385e-06 |  | 5.7741e-06 |  | 0.00052609 |  | 0 |  | 0.11109
| #REF! |  | 0.0006393 |  | 0.00039598 |  | 8.7919e-05 |  | 6.3443e-05 |  | 6.9302e-05 |  | 0.00019566 |  | 1.082e-06 |  | 0.0001394 |  | 0.00086372 |  | #REF! |  | #REF! |  | 0.0069337 |  | 0.037166 |  | #REF! |  | 0.0017594 |  | 0.00012358 |  | 2.4366e-06 |  | 4.2724e-05 |  | 4.2724e-05 |  | 0.070163 |  | 0.00010031 |  | 5.7737e-06 |  | 0.00052778 |  | 0 |  | 0.11126
| #REF! |  | 0.00073032 |  | 0.00038273 |  | 7.822e-05 |  | 7.5462e-05 |  | 6.5535e-05 |  | 0.00020123 |  | 1.1173e-06 |  | 0.00014401 |  | 0.00069621 |  | #REF! |  | #REF! |  | 0.0068964 |  | 0.036679 |  | #REF! |  | 0.0018059 |  | 0.00015398 |  | 2.4743e-06 |  | 5.5195e-05 |  | 5.5195e-05 |  | 0.071142 |  | 5.0663e-05 |  | 5.7744e-06 |  | 0.0005385 |  | 0 |  | 0.11139
| #REF! |  | 0.00071231 |  | 0.0003771 |  | 7.8227e-05 |  | 0.00012116 |  | 6.4326e-05 |  | 0.00019524 |  | 1.1521e-06 |  | 0.00017216 |  | 0.0005091 |  | #REF! |  | #REF! |  | 0.0067889 |  | 0.036249 |  | #REF! |  | 0.0018479 |  | 0.0001469 |  | 2.3622e-06 |  | 2.7353e-05 |  | 2.7353e-05 |  | 0.071294 |  | -2.5552e-05 |  | 5.7744e-06 |  | 0.00055502 |  | 0 |  | 0.11122
| #REF! |  | 0.00057267 |  | 0.00038669 |  | 9.5928e-05 |  | 9.8799e-05 |  | 7.3149e-05 |  | 0.00019319 |  | 1.1508e-06 |  | 0.00014736 |  | 0.00054422 |  | #REF! |  | #REF! |  | 0.0065993 |  | 0.03575 |  | #REF! |  | 0.0018745 |  | 0.00012192 |  | 2.2621e-06 |  | -1.7995e-05 |  | -1.7995e-05 |  | 0.071736 |  | -0.00015995 |  | 5.7744e-06 |  | 0.00056574 |  | 0 |  | 0.11149
| #REF! |  | 0.00059945 |  | 0.0003717 |  | 9.5928e-05 |  | 6.4924e-05 |  | 7.6761e-05 |  | 0.00019269 |  | 1.2307e-06 |  | 0.00012303 |  | 0.00064235 |  | #REF! |  | #REF! |  | 0.0064595 |  | 0.035231 |  | #REF! |  | 0.0019614 |  | 0.00013584 |  | 2.2372e-06 |  | -1.6155e-05 |  | -1.6155e-05 |  | 0.072588 |  | -2.4531e-06 |  | 5.7748e-06 |  | 0.00056739 |  | 0 |  | 0.11161
| #REF! |  | 0.00064695 |  | 0.00038385 |  | 5.9384e-05 |  | 4.7592e-05 |  | 5.7104e-05 |  | 0.00019759 |  | 1.3126e-06 |  | 0.00011974 |  | 0.00066969 |  | #REF! |  | #REF! |  | 0.0064047 |  | 0.034747 |  | #REF! |  | 0.0020463 |  | 0.0001386 |  | 2.3123e-06 |  | 2.0699e-05 |  | 2.0699e-05 |  | 0.073705 |  | 0.00013869 |  | 2.4754e-06 |  | 0.00056908 |  | 0 |  | 0.11118
| #REF! |  | 0.00064792 |  | 0.00040749 |  | 5.9389e-05 |  | 0.00011968 |  | 5.3225e-05 |  | 0.00020566 |  | 1.3702e-06 |  | 0.00010022 |  | 0.0006393 |  | #REF! |  | #REF! |  | 0.0062789 |  | 0.034247 |  | #REF! |  | 0.0021068 |  | 0.00012244 |  | 2.225e-06 |  | 1.9129e-05 |  | 1.9129e-05 |  | 0.074629 |  | -2.5782e-05 |  | 2.4755e-06 |  | 0.00057241 |  | 0 |  | 0.1112
| #REF! |  | 0.00071005 |  | 0.0004003 |  | 3.7628e-05 |  | 0.00016613 |  | 7.4791e-05 |  | 0.00019383 |  | 1.3461e-06 |  | 0.00012265 |  | 0.00059476 |  | #REF! |  | #REF! |  | 0.0061531 |  | 0.033634 |  | #REF! |  | 0.0021614 |  | 0.00012672 |  | 2.0628e-06 |  | 1.6955e-05 |  | 1.6955e-05 |  | 0.075176 |  | -0.00017356 |  | 5.7751e-06 |  | 0.00057076 |  | 0 |  | 0.11143
| #REF! |  | 0.00068778 |  | 0.00037765 |  | 3.7631e-05 |  | 0.00012931 |  | 8.2092e-05 |  | 0.00018186 |  | 1.3487e-06 |  | 0.00015968 |  | 0.00071173 |  | #REF! |  | #REF! |  | 0.0060918 |  | 0.033071 |  | #REF! |  | 0.0022155 |  | 0.00010669 |  | 2.0628e-06 |  | 4.653e-06 |  | 4.653e-06 |  | 0.07599 |  | -0.00015519 |  | 5.7751e-06 |  | 0.00056169 |  | 0 |  | 0.11145
| #REF! |  | 0.00060357 |  | 0.00037029 |  | 0.00014163 |  | 9.7039e-05 |  | 9.1134e-05 |  | 0.00019438 |  | 1.375e-06 |  | 0.00016813 |  | 0.00065188 |  | #REF! |  | #REF! |  | 0.0059713 |  | 0.032538 |  | #REF! |  | 0.0023102 |  | 0.00011004 |  | 2.1753e-06 |  | 5.1099e-06 |  | 5.1099e-06 |  | 0.076912 |  | 4.6675e-05 |  | 4.1261e-06 |  | 0.00055925 |  | 0 |  | 0.11185
| #REF! |  | 0.00062248 |  | 0.00037861 |  | 0.00014163 |  | 6.4907e-05 |  | 7.27e-05 |  | 0.00018558 |  | 1.392e-06 |  | 0.00016047 |  | 0.00053154 |  | #REF! |  | #REF! |  | 0.0058567 |  | 0.031996 |  | #REF! |  | 0.0023956 |  | 0.00014499 |  | 2.4379e-06 |  | 3.6911e-05 |  | 3.6911e-05 |  | 0.077716 |  | 3.0088e-05 |  | 4.1263e-06 |  | 0.00056997 |  | 0 |  | 0.11197
| #REF! |  | 0.0006386 |  | 0.00037952 |  | 0.00010281 |  | 7.8261e-05 |  | 7.1298e-05 |  | 0.0001784 |  | 1.3828e-06 |  | 0.00018358 |  | 0.00052082 |  | #REF! |  | #REF! |  | 0.0057977 |  | 0.031517 |  | #REF! |  | 0.0024248 |  | 0.00015105 |  | 2.5881e-06 |  | -2.0956e-05 |  | -2.0956e-05 |  | 0.078264 |  | -9.3521e-05 |  | 5.7758e-06 |  | 0.00058073 |  | 0 |  | 0.11222
| #REF! |  | 0.00064014 |  | 0.00035672 |  | 0.00010281 |  | 0.0001153 |  | 8.5254e-05 |  | 0.00018401 |  | 1.2702e-06 |  | 0.00018692 |  | 0.00054455 |  | #REF! |  | #REF! |  | 0.0056503 |  | 0.030989 |  | #REF! |  | 0.0024695 |  | 0.00014361 |  | 2.4751e-06 |  | -4.0594e-05 |  | -4.0594e-05 |  | 0.079024 |  | -8.5594e-05 |  | 5.7758e-06 |  | 0.00057908 |  | 0 |  | 0.11287
| #REF! |  | 0.00065326 |  | 0.00036405 |  | 5.94e-05 |  | 0.00010649 |  | 5.7456e-05 |  | 0.00017277 |  | 1.1675e-06 |  | 0.00015965 |  | 0.0006928 |  | #REF! |  | #REF! |  | 0.0055525 |  | 0.030527 |  | #REF! |  | 0.0025571 |  | 0.00014141 |  | 2.2128e-06 |  | 3.2908e-05 |  | 3.2908e-05 |  | 0.079684 |  | -3.6451e-05 |  | 2.476e-06 |  | 0.00057087 |  | 0 |  | 0.11289
| #REF! |  | 0.00069704 |  | 0.00038973 |  | 5.9405e-05 |  | 6.6997e-05 |  | 6.2964e-05 |  | 0.00016788 |  | 1.1342e-06 |  | 0.00012277 |  | 0.00068905 |  | #REF! |  | #REF! |  | 0.0054825 |  | 0.030107 |  | #REF! |  | 0.0026191 |  | 0.00016607 |  | 1.9131e-06 |  | 4.1377e-05 |  | 4.1377e-05 |  | 0.079993 |  | 2.8404e-05 |  | 2.476e-06 |  | 0.00057252 |  | 0 |  | 0.11259
| #REF! |  | 0.00065714 |  | 0.0003924 |  | 6.4546e-05 |  | 8.3729e-05 |  | 7.0418e-05 |  | 0.00018017 |  | 1.2042e-06 |  | 0.00011833 |  | 0.00051833 |  | #REF! |  | #REF! |  | 0.0053874 |  | 0.029593 |  | #REF! |  | 0.0027163 |  | 0.00013266 |  | 1.8751e-06 |  | 1.5462e-05 |  | 1.5462e-05 |  | 0.080539 |  | 2.7414e-05 |  | 5.7765e-06 |  | 0.0005841 |  | 0 |  | 0.11273
| #REF! |  | 0.00062879 |  | 0.00037912 |  | 6.4546e-05 |  | 0.00014192 |  | 9.1183e-05 |  | 0.00018586 |  | 1.256e-06 |  | 0.00013304 |  | 0.00041761 |  | #REF! |  | #REF! |  | 0.0053108 |  | 0.029025 |  | #REF! |  | 0.0027817 |  | 0.00010241 |  | 1.9876e-06 |  | 2.3128e-05 |  | 2.3128e-05 |  | 0.081909 |  | 1.8218e-05 |  | 5.7769e-06 |  | 0.00059235 |  | 0 |  | 0.11282
| #REF! |  | 0.00064596 |  | 0.0003659 |  | 0.00011082 |  | 0.00010909 |  | 0.00010907 |  | 0.0001723 |  | 1.2378e-06 |  | 0.00016073 |  | 0.00067965 |  | #REF! |  | #REF! |  | 0.0051866 |  | 0.028495 |  | #REF! |  | 0.0028515 |  | 0.0001734 |  | 2.138e-06 |  | 1.7119e-06 |  | 1.7119e-06 |  | 0.083007 |  | -6.5098e-05 |  | 7.4273e-06 |  | 0.00059317 |  | 0 |  | 0.11245
| #REF! |  | 0.00058688 |  | 0.00038655 |  | 0.00011082 |  | 8.9672e-05 |  | 7.8601e-05 |  | 0.0001799 |  | 1.285e-06 |  | 0.00020486 |  | 0.00060034 |  | #REF! |  | #REF! |  | 0.0051463 |  | 0.028022 |  | #REF! |  | 0.0029386 |  | 0.00016971 |  | 2.138e-06 |  | 1.7088e-06 |  | 1.7088e-06 |  | 0.083796 |  | -2.1505e-06 |  | 7.4277e-06 |  | 0.00058744 |  | 0 |  | 0.11233
| #REF! |  | 0.00057225 |  | 0.00041032 |  | 6.5128e-05 |  | 9.4591e-05 |  | 4.7498e-05 |  | 0.00017886 |  | 1.3498e-06 |  | 0.00022092 |  | 0.00032883 |  | #REF! |  | #REF! |  | 0.0050775 |  | 0.027588 |  | #REF! |  | 0.0030045 |  | 0.00018319 |  | 1.9878e-06 |  | 3.3567e-05 |  | 3.3567e-05 |  | 0.084861 |  | 9.7155e-05 |  | 5.7772e-06 |  | 0.00058579 |  | 0 |  | 0.11239
| #REF! |  | 0.00049253 |  | 0.00039957 |  | 6.5128e-05 |  | 0.00015786 |  | 3.8451e-05 |  | 0.00016592 |  | 1.3577e-06 |  | 0.00019502 |  | 0.00039121 |  | #REF! |  | #REF! |  | 0.0049581 |  | 0.027118 |  | #REF! |  | 0.003073 |  | 0.00022979 |  | 1.9505e-06 |  | 7.913e-06 |  | 7.913e-06 |  | 0.085627 |  | -1.6616e-05 |  | 5.7772e-06 |  | 0.0005916 |  | 0 |  | 0.11201
| #REF! |  | 0.00052965 |  | 0.00038377 |  | 7.9411e-05 |  | 0.00016124 |  | 6.2997e-05 |  | 0.00017631 |  | 1.3008e-06 |  | 0.0001593 |  | 0.00051138 |  | #REF! |  | #REF! |  | 0.0048646 |  | 0.026681 |  | #REF! |  | 0.003158 |  | 0.00021819 |  | 2.0637e-06 |  | 1.0372e-05 |  | 1.0372e-05 |  | 0.086526 |  | -0.00012303 |  | 2.4766e-06 |  | 0.00060153 |  | 0 |  | 0.11211
| #REF! |  | 0.00071335 |  | 0.00038962 |  | 7.9418e-05 |  | 6.1975e-05 |  | 7.7079e-05 |  | 0.0001866 |  | 1.2885e-06 |  | 0.00012741 |  | 0.00060471 |  | #REF! |  | #REF! |  | 0.0047457 |  | 0.026306 |  | #REF! |  | 0.0033019 |  | 0.00020825 |  | 2.1763e-06 |  | 2.8534e-06 |  | 2.8534e-06 |  | 0.087503 |  | -0.00013921 |  | 2.4766e-06 |  | 0.0006081 |  | 0 |  | 0.11258
| #REF! |  | 0.00067834 |  | 0.00038384 |  | 2.774e-05 |  | 5.7516e-05 |  | 6.7992e-05 |  | 0.00018165 |  | 1.3329e-06 |  | 0.00015854 |  | 0.00058034 |  | #REF! |  | #REF! |  | 0.0046748 |  | 0.025842 |  | #REF! |  | 0.0033909 |  | 0.0001607 |  | 2.1883e-06 |  | -8.5581e-05 |  | -8.5581e-05 |  | 0.088022 |  | -0.00010121 |  | 4.1276e-06 |  | 0.00060483 |  | 0 |  | 0.11281
| #REF! |  | 0.00056611 |  | 0.00037081 |  | 2.774e-05 |  | 7.8491e-05 |  | 7.9265e-05 |  | 0.00015772 |  | 1.4306e-06 |  | 0.00016297 |  | 0.00053731 |  | #REF! |  | #REF! |  | 0.0046614 |  | 0.025439 |  | #REF! |  | 0.0034641 |  | 0.00014686 |  | 2.0511e-06 |  | -7.943e-05 |  | -7.943e-05 |  | 0.089189 |  | 5.2261e-05 |  | 4.1278e-06 |  | 0.00059579 |  | 0 |  | 0.11256
| #REF! |  | 0.0006033 |  | 0.00037214 |  | 6.2283e-05 |  | 5.0235e-05 |  | 8.3939e-05 |  | 0.00016554 |  | 1.4838e-06 |  | 0.00012388 |  | 0.00053123 |  | #REF! |  | #REF! |  | 0.0045463 |  | 0.024997 |  | #REF! |  | 0.0035929 |  | 0.0001785 |  | 1.901e-06 |  | -3.2642e-06 |  | -3.2642e-06 |  | 0.090154 |  | -4.0483e-05 |  | 5.7783e-06 |  | 0.00059249 |  | 0 |  | 0.11275
| #REF! |  | 0.00065221 |  | 0.00038665 |  | 6.2283e-05 |  | 4.1636e-05 |  | 8.1246e-05 |  | 0.00019569 |  | 1.5374e-06 |  | 0.00013133 |  | 0.00052113 |  | #REF! |  | #REF! |  | 0.0044109 |  | 0.024569 |  | #REF! |  | 0.0036711 |  | 0.0001639 |  | 1.9258e-06 |  | -3.264e-05 |  | -3.264e-05 |  | 0.090692 |  | -0.00014488 |  | 5.7783e-06 |  | 0.00059583 |  | 0 |  | 0.11292
| #REF! |  | 0.00075861 |  | 0.00040364 |  | 7.8282e-05 |  | 7.7464e-05 |  | 8.5218e-05 |  | 0.00018284 |  | 1.5408e-06 |  | 0.00015949 |  | 0.00055861 |  | #REF! |  | #REF! |  | 0.0043902 |  | 0.024163 |  | #REF! |  | 0.0037416 |  | 0.00019595 |  | 2.1013e-06 |  | -2.3125e-05 |  | -2.3125e-05 |  | 0.091509 |  | -2.3257e-05 |  | 4.1281e-06 |  | 0.00060738 |  | 0 |  | 0.11294
| #REF! |  | 0.00076179 |  | 0.00037777 |  | 7.8289e-05 |  | 7.1535e-05 |  | 7.7572e-05 |  | 0.00016901 |  | 1.5481e-06 |  | 0.00016496 |  | 0.00068338 |  | #REF! |  | #REF! |  | 0.0043012 |  | 0.0237 |  | #REF! |  | 0.0038156 |  | 0.00023465 |  | 2.289e-06 |  | -2.1389e-06 |  | -2.1389e-06 |  | 0.092364 |  | -5.5932e-05 |  | 4.1283e-06 |  | 0.00061399 |  | 0 |  | 0.11285
| #REF! |  | 0.00069997 |  | 0.00038373 |  | 6.7431e-05 |  | 7.032e-05 |  | 6.6036e-05 |  | 0.00017385 |  | 1.5514e-06 |  | 0.00017923 |  | 0.00060546 |  | #REF! |  | #REF! |  | 0.0042633 |  | 0.023319 |  | #REF! |  | 0.0039339 |  | 0.00022853 |  | 2.289e-06 |  | 2.875e-05 |  | 2.875e-05 |  | 0.093307 |  | -7.8946e-05 |  | 4.1283e-06 |  | 0.0006165 |  | 0 |  | 0.11205
| #REF! |  | 0.00077724 |  | 0.00039227 |  | 6.7437e-05 |  | 8.2591e-05 |  | 5.6504e-05 |  | 0.00017913 |  | 1.594e-06 |  | 0.00015613 |  | 0.0003929 |  | #REF! |  | #REF! |  | 0.0041395 |  | 0.022988 |  | #REF! |  | 0.0040944 |  | 0.00024187 |  | 2.3263e-06 |  | 5.388e-05 |  | 5.388e-05 |  | 0.09454 |  | -2.8309e-05 |  | 4.1286e-06 |  | 0.00061815 |  | 0 |  | 0.11195
| #REF! |  | 0.0007483 |  | 0.00037711 |  | 8.1153e-05 |  | 9.918e-05 |  | 6.2756e-05 |  | 0.0001787 |  | 1.6333e-06 |  | 0.00011075 |  | 0.00036757 |  | #REF! |  | #REF! |  | 0.0040307 |  | 0.022748 |  | #REF! |  | 0.0042032 |  | 0.00025575 |  | 2.3886e-06 |  | 4.411e-05 |  | 4.411e-05 |  | 0.095817 |  | -0.00017487 |  | 5.779e-06 |  | 0.00062066 |  | 0 |  | 0.11222
| #REF! |  | 0.00061556 |  | 0.00039033 |  | 8.1153e-05 |  | 9.4472e-05 |  | 6.8146e-05 |  | 0.00017045 |  | 1.6229e-06 |  | 0.0001575 |  | 0.0003882 |  | #REF! |  | #REF! |  | 0.0040767 |  | 0.022507 |  | #REF! |  | 0.004329 |  | 0.00023622 |  | 2.4139e-06 |  | 3.9092e-05 |  | 3.9092e-05 |  | 0.096743 |  | -0.00023391 |  | 5.779e-06 |  | 0.00062727 |  | 0 |  | 0.11225
| #REF! |  | 0.00064178 |  | 0.00038602 |  | 4.8563e-05 |  | 6.0112e-05 |  | 7.1373e-05 |  | 0.00017553 |  | 1.5713e-06 |  | 0.00018159 |  | 0.00040623 |  | #REF! |  | #REF! |  | 0.0040262 |  | 0.022168 |  | #REF! |  | 0.004442 |  | 0.00023655 |  | 2.3768e-06 |  | 3.8386e-05 |  | 3.8386e-05 |  | 0.097774 |  | -1.6922e-05 |  | 4.1288e-06 |  | 0.00063473 |  | 0 |  | 0.11228
| #REF! |  | 0.00073626 |  | 0.00037725 |  | 4.8563e-05 |  | 9.4823e-05 |  | 7.3272e-05 |  | 0.00017331 |  | 1.4978e-06 |  | 0.00013484 |  | 0.00046041 |  | #REF! |  | #REF! |  | 0.0039326 |  | 0.021819 |  | #REF! |  | 0.0045999 |  | 0.0002672 |  | 2.2391e-06 |  | 7.0909e-05 |  | 7.0909e-05 |  | 0.099152 |  | 7.9012e-05 |  | 4.1291e-06 |  | 0.00063968 |  | 0 |  | 0.11167
| #REF! |  | 0.00079082 |  | 0.00037438 |  | 0.00012174 |  | 7.8209e-05 |  | 6.0431e-05 |  | 0.00014724 |  | 1.4763e-06 |  | 0.00010281 |  | 0.0004525 |  | #REF! |  | #REF! |  | 0.0038392 |  | 0.021493 |  | #REF! |  | 0.0047346 |  | 0.00027992 |  | 2.152e-06 |  | 8.2117e-05 |  | 8.2117e-05 |  | 0.10022 |  | -4.4356e-05 |  | 5.7797e-06 |  | 0.00063807 |  | 0 |  | 0.11167
| #REF! |  | 0.00075865 |  | 0.00036233 |  | 0.00012175 |  | 2.4922e-05 |  | 5.8862e-05 |  | 0.00014522 |  | 1.4509e-06 |  | 0.00012683 |  | 0.00056354 |  | #REF! |  | #REF! |  | 0.0037089 |  | 0.021182 |  | #REF! |  | 0.0048677 |  | 0.0002592 |  | 2.1399e-06 |  | 5.7163e-05 |  | 5.7163e-05 |  | 0.1008 |  | -0.00024803 |  | 5.7797e-06 |  | 0.00063395 |  | 0 |  | 0.11238
| #REF! |  | 0.00072121 |  | 0.00035303 |  | 0.00010403 |  | 4.589e-05 |  | 7.1544e-05 |  | 0.00016125 |  | 1.4469e-06 |  | 0.00017238 |  | 0.00060894 |  | #REF! |  | #REF! |  | 0.00366 |  | 0.020896 |  | #REF! |  | 0.0050167 |  | 0.00024369 |  | 2.1901e-06 |  | 5.9088e-05 |  | 5.9088e-05 |  | 0.10161 |  | -0.00010195 |  | 4.1293e-06 |  | 0.00062899 |  | 0 |  | 0.11236
| #REF! |  | 0.00073789 |  | 0.00035176 |  | 0.00010404 |  | 7.3615e-05 |  | 6.7302e-05 |  | 0.00015639 |  | 1.5354e-06 |  | 0.00015775 |  | 0.00053333 |  | #REF! |  | #REF! |  | 0.0036622 |  | 0.020612 |  | #REF! |  | 0.0051537 |  | 0.00025977 |  | 2.2151e-06 |  | 2.0102e-05 |  | 2.0102e-05 |  | 0.10249 |  | 8.8019e-05 |  | 4.1296e-06 |  | 0.0006216 |  | 0 |  | 0.11237
| #REF! |  | 0.00072787 |  | 0.00037025 |  | 8.3461e-05 |  | 0.0001414 |  | 6.5814e-05 |  | 0.00016917 |  | 1.6278e-06 |  | 0.00013423 |  | 0.00052738 |  | #REF! |  | #REF! |  | 0.003628 |  | 0.020325 |  | #REF! |  | 0.0053303 |  | 0.00026415 |  | 2.1901e-06 |  | 4.0511e-05 |  | 4.0511e-05 |  | 0.10375 |  | -5.5378e-05 |  | 4.1293e-06 |  | 0.0006249 |  | 0 |  | 0.11287
| #REF! |  | 0.0007687 |  | 0.00039151 |  | 8.3461e-05 |  | 0.00014525 |  | 5.7463e-05 |  | 0.00018292 |  | 1.7099e-06 |  | 0.00012916 |  | 0.00044112 |  | #REF! |  | #REF! |  | 0.0036252 |  | 0.020079 |  | #REF! |  | 0.0054944 |  | 0.00026947 |  | 2.4029e-06 |  | 3.9701e-05 |  | 3.9701e-05 |  | 0.10489 |  | -0.0001677 |  | 4.1298e-06 |  | 0.00064145 |  | 0 |  | 0.11318
| #REF! |  | 0.00074805 |  | 0.00036021 |  | 4.0641e-05 |  | 8.0738e-05 |  | 5.343e-05 |  | 0.00017089 |  | 1.6994e-06 |  | 0.00011282 |  | 0.00049981 |  | #REF! |  | #REF! |  | 0.0035241 |  | 0.019778 |  | #REF! |  | 0.0056789 |  | 0.00031504 |  | 2.6528e-06 |  | -1.8942e-05 |  | -1.8942e-05 |  | 0.10546 |  | -0.00015594 |  | 2.4778e-06 |  | 0.00065549 |  | 0 |  | 0.11287
| #REF! |  | 0.0007173 |  | 0.00030051 |  | 4.0645e-05 |  | 8.3309e-05 |  | 7.6939e-05 |  | 0.00016827 |  | 1.6831e-06 |  | 0.00014903 |  | 0.00060532 |  | #REF! |  | #REF! |  | 0.003434 |  | 0.019489 |  | #REF! |  | 0.0058683 |  | 0.00035011 |  | 2.6402e-06 |  | 5.1115e-05 |  | 5.1115e-05 |  | 0.106 |  | 3.9628e-05 |  | 2.4781e-06 |  | 0.00066048 |  | 0 |  | 0.11245
| #REF! |  | 0.00073338 |  | 0.0003077 |  | 6.0606e-05 |  | 0.00011554 |  | 7.4617e-05 |  | 0.00016813 |  | 1.6772e-06 |  | 0.00015262 |  | 0.00059527 |  | #REF! |  | #REF! |  | 0.0034376 |  | 0.019169 |  | #REF! |  | 0.0060116 |  | 0.00034459 |  | 2.3774e-06 |  | 6.5996e-05 |  | 6.5996e-05 |  | 0.10756 |  | -8.4901e-05 |  | 4.1298e-06 |  | 0.000658 |  | 0 |  | 0.11263
| #REF! |  | 0.00073417 |  | 0.00032235 |  | 6.0606e-05 |  | 9.6792e-05 |  | 7.1538e-05 |  | 0.00017168 |  | 1.6831e-06 |  | 0.00013879 |  | 0.00049206 |  | #REF! |  | #REF! |  | 0.0033822 |  | 0.018816 |  | #REF! |  | 0.0061694 |  | 0.00035557 |  | 2.1275e-06 |  | 2.2745e-05 |  | 2.2745e-05 |  | 0.10929 |  | -0.00017415 |  | 4.1301e-06 |  | 0.0006663 |  | 0 |  | 0.11255
| #REF! |  | 0.00074563 |  | 0.00032191 |  | 5.9462e-05 |  | 4.8857e-05 |  | 9.0898e-05 |  | 0.00017279 |  | 1.6951e-06 |  | 0.00016258 |  | 0.00036075 |  | #REF! |  | #REF! |  | 0.0033034 |  | 0.01856 |  | #REF! |  | 0.0063311 |  | 0.00034777 |  | 2.1405e-06 |  | 3.7646e-05 |  | 3.7646e-05 |  | 0.11042 |  | 2.9688e-05 |  | 4.1303e-06 |  | 0.00067786 |  | 0 |  | 0.11257
| #REF! |  | 0.00074663 |  | 0.00035836 |  | 5.9462e-05 |  | 7.0066e-05 |  | 7.712e-05 |  | 0.00016053 |  | 1.6544e-06 |  | 0.0001777 |  | 0.00037803 |  | #REF! |  | #REF! |  | 0.0032597 |  | 0.018288 |  | #REF! |  | 0.0064787 |  | 0.00032327 |  | 2.1778e-06 |  | 4.4823e-05 |  | 4.4823e-05 |  | 0.11123 |  | -4.3436e-05 |  | 4.1303e-06 |  | 0.00067868 |  | 0 |  | 0.11285
| #REF! |  | 0.00078847 |  | 0.00035558 |  | 2.7762e-05 |  | 8.4472e-05 |  | 6.1979e-05 |  | 0.00016269 |  | 1.6027e-06 |  | 0.00015431 |  | 0.00048239 |  | #REF! |  | #REF! |  | 0.0031813 |  | 0.018017 |  | #REF! |  | 0.0066925 |  | 0.00032821 |  | 2.1778e-06 |  | 8.9425e-06 |  | 8.9425e-06 |  | 0.11183 |  | -7.1394e-05 |  | 2.4782e-06 |  | 0.00066634 |  | 0 |  | 0.11292
| #REF! |  | 0.00081718 |  | 0.0003353 |  | 2.7762e-05 |  | 0.0001242 |  | 6.4526e-05 |  | 0.00017423 |  | 1.5766e-06 |  | 0.00013932 |  | 0.00052484 |  | #REF! |  | #REF! |  | 0.0031078 |  | 0.017756 |  | #REF! |  | 0.0069041 |  | 0.00034684 |  | 2.1407e-06 |  | -3.3967e-05 |  | -3.3967e-05 |  | 0.11287 |  | -3.1818e-05 |  | 2.4784e-06 |  | 0.00066143 |  | 0 |  | 0.11341
| #REF! |  | 0.000802 |  | 0.00036765 |  | 5.7757e-05 |  | 0.00015705 |  | 7.3421e-05 |  | 0.00017695 |  | 1.6015e-06 |  | 0.00016949 |  | 0.00039916 |  | #REF! |  | #REF! |  | 0.0031148 |  | 0.017506 |  | #REF! |  | 0.0070797 |  | 0.00038964 |  | 2.1028e-06 |  | -5.3474e-05 |  | -5.3474e-05 |  | 0.1138 |  | 0.00013501 |  | 5.7821e-06 |  | 0.00067295 |  | 0 |  | 0.1135
| #REF! |  | 0.00073474 |  | 0.00040349 |  | 5.7757e-05 |  | 0.00012526 |  | 8.5603e-05 |  | 0.00015103 |  | 1.6107e-06 |  | 0.00016801 |  | 0.0004369 |  | #REF! |  | #REF! |  | 0.0031084 |  | 0.017234 |  | #REF! |  | 0.0072571 |  | 0.00039845 |  | 2.2904e-06 |  | -6.4989e-06 |  | -6.4989e-06 |  | 0.11529 |  | -5.2964e-06 |  | 5.7818e-06 |  | 0.00068624 |  | 0 |  | 0.11299
| #REF! |  | 0.00070619 |  | 0.00038329 |  | 4.6605e-05 |  | 0.00013365 |  | 8.9336e-05 |  | 0.00014908 |  | 1.5951e-06 |  | 0.00017438 |  | 0.00055539 |  | #REF! |  | #REF! |  | 0.0030281 |  | 0.016919 |  | #REF! |  | 0.0074349 |  | 0.00036992 |  | 2.5162e-06 |  | 3.2232e-05 |  | 3.2232e-05 |  | 0.11661 |  | -6.2975e-05 |  | 4.1311e-06 |  | 0.00068785 |  | 0 |  | 0.11304
| #REF! |  | 0.00074739 |  | 0.00035167 |  | 4.6609e-05 |  | 2.2363e-05 |  | 9.1512e-05 |  | 0.00015889 |  | 1.5675e-06 |  | 0.00014907 |  | 0.00048245 |  | #REF! |  | #REF! |  | 0.0029228 |  | 0.016624 |  | #REF! |  | 0.0076355 |  | 0.000408 |  | 2.3658e-06 |  | 1.6341e-05 |  | 1.6341e-05 |  | 0.1179 |  | 0.00012166 |  | 4.1308e-06 |  | 0.00068624 |  | 0 |  | 0.11317
| #REF! |  | 0.0007329 |  | 0.00033275 |  | 5.5534e-05 |  | -4.1347e-06 |  | 6.6258e-05 |  | 0.00014168 |  | 1.5559e-06 |  | 0.00014519 |  | 0.00044138 |  | #REF! |  | #REF! |  | 0.0028635 |  | 0.01639 |  | #REF! |  | 0.0078565 |  | 0.00043675 |  | 1.99e-06 |  | -5.2404e-06 |  | -5.2404e-06 |  | 0.11956 |  | -7.2686e-05 |  | 4.1313e-06 |  | 0.00069371 |  | 0 |  | 0.11332
| #REF! |  | 0.000722 |  | 0.00030906 |  | 5.5539e-05 |  | 9.2629e-05 |  | 7.3356e-05 |  | 0.00014051 |  | 1.5546e-06 |  | 0.00014572 |  | 0.00051327 |  | #REF! |  | #REF! |  | 0.0028616 |  | 0.016185 |  | #REF! |  | 0.0081133 |  | 0.00044429 |  | 1.8023e-06 |  | -1.3153e-05 |  | -1.3153e-05 |  | 0.12055 |  | -0.00020815 |  | 4.1311e-06 |  | 0.00069784 |  | 0 |  | 0.11321
| #REF! |  | 0.000729 |  | 0.00032232 |  | 5.9483e-05 |  | 8.8867e-05 |  | 7.5752e-05 |  | 0.00015771 |  | 1.565e-06 |  | 0.00010644 |  | 0.00060867 |  | #REF! |  | #REF! |  | 0.002823 |  | 0.015957 |  | #REF! |  | 0.008355 |  | 0.00044121 |  | 1.9906e-06 |  | -1.5459e-07 |  | -1.5459e-07 |  | 0.12127 |  | -0.0001931 |  | 4.1313e-06 |  | 0.00069371 |  | 0 |  | 0.11301
| #REF! |  | 0.00070767 |  | 0.00034875 |  | 5.9483e-05 |  | 7.5938e-05 |  | 4.3701e-05 |  | 0.00016545 |  | 1.5527e-06 |  | 0.00011028 |  | 0.00058565 |  | #REF! |  | #REF! |  | 0.0027216 |  | 0.015709 |  | #REF! |  | 0.008579 |  | 0.00041645 |  | 2.2164e-06 |  | 5.2722e-07 |  | 5.2722e-07 |  | 0.12196 |  | -0.00013161 |  | 4.1316e-06 |  | 0.00068797 |  | 0 |  | 0.11317
| #REF! |  | 0.0007185 |  | 0.00036986 |  | 0.00012183 |  | 8.9655e-05 |  | 5.9969e-05 |  | 0.00017476 |  | 1.5298e-06 |  | 0.00011388 |  | 0.00046174 |  | #REF! |  | #REF! |  | 0.0027441 |  | 0.015527 |  | #REF! |  | 0.0088647 |  | 0.0004495 |  | 2.2537e-06 |  | -2.0201e-05 |  | -2.0201e-05 |  | 0.1232 |  | -1.4735e-05 |  | 5.7832e-06 |  | 0.00069049 |  | 0 |  | 0.11319
| #REF! |  | 0.00072083 |  | 0.00037563 |  | 0.00012184 |  | 3.737e-05 |  | 5.0567e-05 |  | 0.00016318 |  | 1.6209e-06 |  | 0.00010952 |  | 0.00049775 |  | #REF! |  | #REF! |  | 0.0027519 |  | 0.015316 |  | #REF! |  | 0.0090983 |  | 0.00051369 |  | 2.1406e-06 |  | 1.9147e-06 |  | 1.9147e-06 |  | 0.12411 |  | 0.00011152 |  | 5.7832e-06 |  | 0.00069789 |  | 0 |  | 0.11311
| #REF! |  | 0.00068482 |  | 0.00036764 |  | 0.00012185 |  | 4.5718e-05 |  | 3.831e-05 |  | 0.00015164 |  | 1.7371e-06 |  | 0.00014406 |  | 0.00045583 |  | #REF! |  | #REF! |  | 0.0026706 |  | 0.01501 |  | #REF! |  | 0.0093403 |  | 0.00053183 |  | 1.9903e-06 |  | 7.525e-06 |  | 7.525e-06 |  | 0.12524 |  | 4.8001e-05 |  | 5.7835e-06 |  | 0.00070375 |  | 0 |  | 0.11298
| #REF! |  | 0.00071498 |  | 0.0003728 |  | 0.00012185 |  | 0.00010201 |  | 5.4827e-05 |  | 0.00014805 |  | 1.8171e-06 |  | 0.0001454 |  | 0.00030171 |  | #REF! |  | #REF! |  | 0.0025674 |  | 0.014765 |  | #REF! |  | 0.0096116 |  | 0.00053277 |  | 2.0655e-06 |  | -1.9063e-05 |  | -1.9063e-05 |  | 0.12702 |  | -4.4228e-05 |  | 5.7835e-06 |  | 0.00070619 |  | 0 |  | 0.1127
| #REF! |  | 0.00071891 |  | 0.00035373 |  | 0.000127 |  | 0.00010733 |  | 8.625e-05 |  | 0.00015261 |  | 1.7819e-06 |  | 9.5542e-05 |  | 0.0004118 |  | #REF! |  | #REF! |  | 0.0025123 |  | 0.014508 |  | #REF! |  | 0.0098433 |  | 0.00051882 |  | 2.2914e-06 |  | -1.5394e-06 |  | -1.5394e-06 |  | 0.12838 |  | 2.3938e-05 |  | 4.1321e-06 |  | 0.00070706 |  | 0 |  | 0.11241
| #REF! |  | 0.00074838 |  | 0.00034554 |  | 0.000127 |  | 9.5392e-05 |  | 0.00010227 |  | 0.00015158 |  | 1.7555e-06 |  | 9.4216e-05 |  | 0.00051982 |  | #REF! |  | #REF! |  | 0.0025343 |  | 0.014195 |  | #REF! |  | 0.010029 |  | 0.00052386 |  | 2.2912e-06 |  | 2.1643e-05 |  | 2.1643e-05 |  | 0.12928 |  | 6.1963e-05 |  | 4.1321e-06 |  | 0.00071288 |  | 0 |  | 0.11261
| #REF! |  | 0.00073906 |  | 0.00033593 |  | 0.00010984 |  | -2.6838e-05 |  | 6.184e-05 |  | 0.00014162 |  | 1.7648e-06 |  | 0.00011808 |  | 0.00042745 |  | #REF! |  | #REF! |  | 0.0024667 |  | 0.013918 |  | #REF! |  | 0.010243 |  | 0.00054667 |  | 2.0657e-06 |  | 1.4054e-05 |  | 1.4054e-05 |  | 0.13018 |  | -6.8798e-05 |  | 7.4372e-06 |  | 0.00071619 |  | 0 |  | 0.11279
| #REF! |  | 0.00072238 |  | 0.00031501 |  | 0.00010985 |  | -4.3526e-06 |  | 6.5284e-05 |  | 0.00014286 |  | 1.7486e-06 |  | 0.00011809 |  | 0.00033134 |  | #REF! |  | #REF! |  | 0.0023666 |  | 0.01373 |  | #REF! |  | 0.010604 |  | 0.00054235 |  | 2.1038e-06 |  | -1.7565e-05 |  | -1.7565e-05 |  | 0.1312 |  | -0.00011948 |  | 7.4372e-06 |  | 0.0007261 |  | 0 |  | 0.1128
| #REF! |  | 0.00082683 |  | 0.00031405 |  | 0.00010241 |  | 5.3067e-05 |  | 9.715e-05 |  | 0.0001401 |  | 1.721e-06 |  | 8.9103e-05 |  | 0.00036625 |  | #REF! |  | #REF! |  | 0.0023483 |  | 0.013536 |  | #REF! |  | 0.010904 |  | 0.00058349 |  | 2.3668e-06 |  | 1.3558e-05 |  | 1.3558e-05 |  | 0.1325 |  | 1.1132e-05 |  | 8.2652e-07 |  | 0.00074019 |  | 0 |  | 0.11272
| #REF! |  | 0.0008043 |  | 0.00035858 |  | 0.00010241 |  | -7.5984e-06 |  | 6.7379e-05 |  | 0.00015097 |  | 1.641e-06 |  | 0.00010151 |  | 0.00047427 |  | #REF! |  | #REF! |  | 0.002395 |  | 0.013358 |  | #REF! |  | 0.011195 |  | 0.0006218 |  | 2.5919e-06 |  | 9.0698e-05 |  | 9.0698e-05 |  | 0.13376 |  | 5.7643e-05 |  | 8.2652e-07 |  | 0.00075423 |  | 0 |  | 0.11287
| #REF! |  | 0.00067032 |  | 0.000374 |  | 9.2124e-05 |  | -1.4268e-05 |  | 5.3585e-05 |  | 0.00013913 |  | 1.5906e-06 |  | 0.00013485 |  | 0.00052468 |  | #REF! |  | #REF! |  | 0.0023361 |  | 0.013138 |  | #REF! |  | 0.01153 |  | 0.00060392 |  | 2.5548e-06 |  | 6.6002e-05 |  | 6.6002e-05 |  | 0.13425 |  | 8.8115e-05 |  | 5.7846e-06 |  | 0.00075841 |  | 0 |  | 0.11296
| #REF! |  | 0.00070583 |  | 0.0003499 |  | 9.2124e-05 |  | 5.2823e-05 |  | 5.1966e-05 |  | 0.00013654 |  | 1.6064e-06 |  | 0.00012414 |  | 0.00045184 |  | #REF! |  | #REF! |  | 0.0022727 |  | 0.012853 |  | #REF! |  | 0.011795 |  | 0.00063092 |  | 2.2166e-06 |  | 2.5608e-05 |  | 2.5608e-05 |  | 0.13457 |  | 2.443e-05 |  | 5.7849e-06 |  | 0.00075593 |  | 0 |  | 0.11247
| #REF! |  | 0.00071286 |  | 0.00032999 |  | 0.00012817 |  | 0.00011254 |  | 4.8131e-05 |  | 0.00015667 |  | 1.6726e-06 |  | 0.00012663 |  | 0.00034956 |  | #REF! |  | #REF! |  | 0.0022079 |  | 0.012599 |  | #REF! |  | 0.012056 |  | 0.00068289 |  | 1.9156e-06 |  | 6.6755e-05 |  | 6.6755e-05 |  | 0.13549 |  | -0.000131 |  | 4.1331e-06 |  | 0.00075515 |  | 0 |  | 0.11266
| #REF! |  | 0.00058285 |  | 0.00033132 |  | 0.00012818 |  | 8.2884e-05 |  | 5.9579e-05 |  | 0.00015705 |  | 1.7699e-06 |  | 0.00014969 |  | 0.0004131 |  | #REF! |  | #REF! |  | 0.0021573 |  | 0.01236 |  | #REF! |  | 0.012289 |  | 0.00065168 |  | 1.6527e-06 |  | 5.8392e-05 |  | 5.8392e-05 |  | 0.13677 |  | -0.00020968 |  | 4.1331e-06 |  | 0.00075597 |  | 0 |  | 0.11282
| #REF! |  | 0.00060947 |  | 0.00034899 |  | 0.00010414 |  | 8.3957e-05 |  | 5.1708e-05 |  | 0.00015214 |  | 1.8e-06 |  | 0.00013068 |  | 0.00041347 |  | #REF! |  | #REF! |  | 0.0021054 |  | 0.012112 |  | #REF! |  | 0.012552 |  | 0.00064575 |  | 1.6907e-06 |  | 4.5936e-05 |  | 4.5936e-05 |  | 0.138 |  | -9.1366e-05 |  | 4.1331e-06 |  | 0.00075763 |  | 0 |  | 0.11291
| #REF! |  | 0.00073556 |  | 0.00032763 |  | 0.00010416 |  | 8.086e-05 |  | 7.2898e-05 |  | 0.0001429 |  | 1.8355e-06 |  | 0.00010593 |  | 0.00035767 |  | #REF! |  | #REF! |  | 0.0020442 |  | 0.011925 |  | #REF! |  | 0.012889 |  | 0.00069115 |  | 2.029e-06 |  | 5.2201e-05 |  | 5.2201e-05 |  | 0.13877 |  | -2.9315e-06 |  | 4.1333e-06 |  | 0.00075767 |  | 0 |  | 0.11317
| #REF! |  | 0.00068403 |  | 0.00032793 |  | 6.2381e-05 |  | 4.4283e-05 |  | 8.5962e-05 |  | 0.00013532 |  | 1.8389e-06 |  | 0.00014113 |  | 0.00037615 |  | #REF! |  | #REF! |  | 0.0020317 |  | 0.011739 |  | #REF! |  | 0.013235 |  | 0.00071701 |  | 2.3295e-06 |  | 4.1306e-05 |  | 4.1306e-05 |  | 0.13984 |  | -0.00011371 |  | 5.7856e-06 |  | 0.00076102 |  | 0 |  | 0.11268
| #REF! |  | 0.00055665 |  | 0.00035508 |  | 6.2381e-05 |  | 5.0808e-05 |  | 6.4984e-05 |  | 0.0001409 |  | 1.8376e-06 |  | 0.00015554 |  | 0.00037872 |  | #REF! |  | #REF! |  | 0.0019826 |  | 0.011551 |  | #REF! |  | 0.013649 |  | 0.00073199 |  | 2.5173e-06 |  | 2.2618e-05 |  | 2.2618e-05 |  | 0.14115 |  | 1.6252e-05 |  | 5.786e-06 |  | 0.00076511 |  | 0 |  | 0.11306
| #REF! |  | 0.00064394 |  | 0.00036312 |  | 0.00014308 |  | 3.921e-05 |  | 6.5254e-05 |  | 0.00014974 |  | 1.8332e-06 |  | 0.00013397 |  | 0.00043198 |  | #REF! |  | #REF! |  | 0.002029 |  | 0.011464 |  | #REF! |  | 0.014101 |  | 0.00076793 |  | 2.4049e-06 |  | 9.1284e-05 |  | 9.1284e-05 |  | 0.14229 |  | -3.9426e-05 |  | 4.1336e-06 |  | 0.00076603 |  | 0 |  | 0.11394
| #REF! |  | 0.00067966 |  | 0.0003557 |  | 0.00014309 |  | 2.3693e-05 |  | 6.5687e-05 |  | 0.00015117 |  | 1.8527e-06 |  | 0.00011957 |  | 0.00038942 |  | #REF! |  | #REF! |  | 0.0020508 |  | 0.01126 |  | #REF! |  | 0.014437 |  | 0.00079268 |  | 2.2549e-06 |  | 0.00015808 |  | 0.00015808 |  | 0.14341 |  | -0.00012405 |  | 4.1336e-06 |  | 0.00076185 |  | 0 |  | 0.11378
| #REF! |  | 0.00059113 |  | 0.00033578 |  | 9.6163e-05 |  | 4.1786e-06 |  | 4.5352e-05 |  | 0.00014353 |  | 1.8805e-06 |  | 0.00014702 |  | 0.00034338 |  | #REF! |  | #REF! |  | 0.0019608 |  | 0.011012 |  | #REF! |  | 0.01475 |  | 0.00080676 |  | 2.218e-06 |  | 0.00012817 |  | 0.00012817 |  | 0.14441 |  | -4.3545e-05 |  | 2.4803e-06 |  | 0.00075611 |  | 0 |  | 0.11357
| #REF! |  | 0.00058083 |  | 0.00031542 |  | 9.6155e-05 |  | 4.3124e-05 |  | 5.0465e-05 |  | 0.00013229 |  | 1.8089e-06 |  | 0.00014703 |  | 0.00041539 |  | #REF! |  | #REF! |  | 0.0018665 |  | 0.010819 |  | #REF! |  | 0.015188 |  | 0.00080654 |  | 2.1798e-06 |  | 7.07e-05 |  | 7.07e-05 |  | 0.1452 |  | -9.9204e-05 |  | 2.4805e-06 |  | 0.00076442 |  | 0 |  | 0.11358
| #REF! |  | 0.00055513 |  | 0.00030848 |  | 0.00012421 |  | 7.3147e-05 |  | 6.4716e-05 |  | 0.00011783 |  | 1.7099e-06 |  | 0.00012059 |  | 0.0004102 |  | #REF! |  | #REF! |  | 0.0018088 |  | 0.010629 |  | #REF! |  | 0.015579 |  | 0.00081299 |  | 2.18e-06 |  | 2.6436e-05 |  | 2.6436e-05 |  | 0.1464 |  | -2.0856e-05 |  | 8.2682e-07 |  | 0.00077847 |  | 0 |  | 0.11352
| #REF! |  | 0.00062462 |  | 0.00034464 |  | 0.00012422 |  | 4.6489e-05 |  | 5.4599e-05 |  | 0.00012372 |  | 1.704e-06 |  | 0.00015877 |  | 0.00038483 |  | #REF! |  | #REF! |  | 0.0018491 |  | 0.010514 |  | #REF! |  | 0.016011 |  | 0.00089189 |  | 2.18e-06 |  | 6.9686e-05 |  | 6.9686e-05 |  | 0.14761 |  | -1.7682e-05 |  | 8.2682e-07 |  | 0.00078673 |  | 0 |  | 0.11376
| #REF! |  | 0.00060264 |  | 0.0003552 |  | 8.2433e-05 |  | 6.7017e-05 |  | 4.8855e-05 |  | 0.00013774 |  | 1.7974e-06 |  | 0.0001822 |  | 0.00041668 |  | #REF! |  | #REF! |  | 0.0018264 |  | 0.010354 |  | #REF! |  | 0.016475 |  | 0.00089568 |  | 2.1924e-06 |  | 6.1099e-05 |  | 6.1099e-05 |  | 0.14838 |  | -9.1271e-05 |  | 4.1343e-06 |  | 0.00079174 |  | 0 |  | 0.11446
| #REF! |  | 0.0005582 |  | 0.00034028 |  | 8.2433e-05 |  | 7.4396e-05 |  | 5.5496e-05 |  | 0.00014123 |  | 1.8138e-06 |  | 0.00018806 |  | 0.00039187 |  | #REF! |  | #REF! |  | 0.0018112 |  | 0.010189 |  | #REF! |  | 0.016891 |  | 0.00083988 |  | 2.1422e-06 |  | 2.2031e-05 |  | 2.2031e-05 |  | 0.14943 |  | -1.1891e-05 |  | 4.1343e-06 |  | 0.00079918 |  | 0 |  | 0.11435
| #REF! |  | 0.00062237 |  | 0.00032883 |  | 6.87e-05 |  | 3.8745e-05 |  | 6.5675e-05 |  | 0.00014586 |  | 1.7337e-06 |  | 0.00013827 |  | 0.00032954 |  | #REF! |  | #REF! |  | 0.0018207 |  | 0.010048 |  | #REF! |  | 0.017351 |  | 0.0008723 |  | 2.0798e-06 |  | 1.4768e-06 |  | 1.4768e-06 |  | 0.15078 |  | 0.00014532 |  | 5.7874e-06 |  | 0.00080997 |  | 0 |  | 0.11408
| #REF! |  | 0.00076584 |  | 0.00032546 |  | 6.87e-05 |  | 2.9898e-05 |  | 7.7939e-05 |  | 0.00015509 |  | 1.7949e-06 |  | 0.00010217 |  | 0.00031747 |  | #REF! |  | #REF! |  | 0.0017607 |  | 0.0098955 |  | #REF! |  | 0.017842 |  | 0.00096943 |  | 2.2177e-06 |  | 1.3311e-05 |  | 1.3311e-05 |  | 0.15216 |  | 0.00010047 |  | 5.7874e-06 |  | 0.00081741 |  | 0 |  | 0.11432
| #REF! |  | 0.00067151 |  | 0.00033078 |  | 6.183e-05 |  | 8.5895e-05 |  | 8.79e-05 |  | 0.00014163 |  | 1.9386e-06 |  | 0.0001402 |  | 0.00030115 |  | #REF! |  | #REF! |  | 0.0017339 |  | 0.0097609 |  | #REF! |  | 0.018318 |  | 0.001021 |  | 2.4178e-06 |  | 7.0866e-05 |  | 7.0866e-05 |  | 0.15266 |  | -4.2445e-05 |  | 4.1346e-06 |  | 0.00082324 |  | 0 |  | 0.11428
| #REF! |  | 0.00052546 |  | 0.00031006 |  | 6.1835e-05 |  | 0.00010167 |  | 9.7533e-05 |  | 0.00013326 |  | 1.9775e-06 |  | 0.00013229 |  | 0.00033641 |  | #REF! |  | #REF! |  | 0.0017224 |  | 0.0095797 |  | #REF! |  | 0.018784 |  | 0.0010166 |  | 2.481e-06 |  | 7.8244e-05 |  | 7.8244e-05 |  | 0.15374 |  | -4.7892e-05 |  | 4.1348e-06 |  | 0.0008249 |  | 0 |  | 0.11442
| #REF! |  | 0.00066377 |  | 0.00032907 |  | 0.00012424 |  | 4.8507e-05 |  | 9.1211e-05 |  | 0.00015298 |  | 1.8723e-06 |  | 0.00015583 |  | 0.00031081 |  | #REF! |  | #REF! |  | 0.0016998 |  | 0.0093816 |  | #REF! |  | 0.019343 |  | 0.0010251 |  | 2.3309e-06 |  | 7.9617e-05 |  | 7.9617e-05 |  | 0.1546 |  | 2.3179e-05 |  | 2.4811e-06 |  | 0.00081994 |  | 0 |  | 0.11443
| #REF! |  | 0.00064837 |  | 0.00034039 |  | 0.00012425 |  | 6.4347e-06 |  | 7.5936e-05 |  | 0.00014592 |  | 1.776e-06 |  | 0.00015584 |  | 0.00016469 |  | #REF! |  | #REF! |  | 0.0016807 |  | 0.0092551 |  | #REF! |  | 0.019831 |  | 0.001084 |  | 1.9927e-06 |  | 7.1706e-05 |  | 7.1706e-05 |  | 0.15533 |  | 3.189e-05 |  | 2.4811e-06 |  | 0.00081668 |  | 0 |  | 0.11425
| #REF! |  | 0.00064272 |  | 0.00031604 |  | 0.0001191 |  | 5.7089e-05 |  | 8.6293e-05 |  | 0.00013081 |  | 1.7854e-06 |  | 0.00013189 |  | 0.00025948 |  | #REF! |  | #REF! |  | 0.0016512 |  | 0.0091244 |  | #REF! |  | 0.020377 |  | 0.0011516 |  | 1.8043e-06 |  | 2.5098e-05 |  | 2.5098e-05 |  | 0.15578 |  | 0.00010215 |  | 8.2702e-07 |  | 0.00081916 |  | 0 |  | 0.11411
| #REF! |  | 0.00072454 |  | 0.00029017 |  | 0.0001191 |  | 5.8409e-05 |  | 5.8904e-05 |  | 0.00012918 |  | 1.8418e-06 |  | 0.00013982 |  | 0.0004929 |  | #REF! |  | #REF! |  | 0.0016098 |  | 0.0089678 |  | #REF! |  | 0.020968 |  | 0.001171 |  | 1.729e-06 |  | 5.7757e-05 |  | 5.7757e-05 |  | 0.15584 |  | 0.00021123 |  | 8.2707e-07 |  | 0.0008283 |  | 0 |  | 0.11374
| #REF! |  | 0.00071495 |  | 0.00027892 |  | 3.0783e-05 |  | 2.728e-07 |  | 5.1161e-05 |  | 0.00014161 |  | 1.8871e-06 |  | 0.00011311 |  | 0.0004598 |  | #REF! |  | #REF! |  | 0.0015665 |  | 0.0088593 |  | #REF! |  | 0.021524 |  | 0.0011532 |  | 1.8423e-06 |  | 9.4506e-05 |  | 9.4506e-05 |  | 0.15691 |  | 0.00015813 |  | 4.1353e-06 |  | 0.00084153 |  | 0 |  | 0.1137
| #REF! |  | 0.000633 |  | 0.00032306 |  | 3.0783e-05 |  | 3.5913e-05 |  | 7.4706e-05 |  | 0.00015031 |  | 1.8964e-06 |  | 0.00010518 |  | 0.00044181 |  | #REF! |  | #REF! |  | 0.0015574 |  | 0.0087588 |  | #REF! |  | 0.022115 |  | 0.0011445 |  | 1.993e-06 |  | 6.2715e-05 |  | 6.2715e-05 |  | 0.1576 |  | -6.491e-06 |  | 4.1356e-06 |  | 0.00085894 |  | 0 |  | 0.11383
| #REF! |  | 0.0006379 |  | 0.0003236 |  | 5.4619e-05 |  | 3.479e-05 |  | 6.8332e-05 |  | 0.00014393 |  | 1.8628e-06 |  | 0.00012841 |  | 0.00044239 |  | #REF! |  | #REF! |  | 0.0015563 |  | 0.0086081 |  | #REF! |  | 0.022661 |  | 0.0011831 |  | 2.0681e-06 |  | 3.0039e-05 |  | 3.0039e-05 |  | 0.15829 |  | -0.00010321 |  | 4.1356e-06 |  | 0.00087217 |  | 0 |  | 0.11395
| #REF! |  | 0.00067526 |  | 0.00030788 |  | 5.4619e-05 |  | 1.4852e-05 |  | 6.6558e-05 |  | 0.0001394 |  | 1.8001e-06 |  | 0.00015539 |  | 0.00045203 |  | #REF! |  | #REF! |  | 0.0014988 |  | 0.0084663 |  | #REF! |  | 0.023246 |  | 0.0012484 |  | 1.9932e-06 |  | 5.8474e-05 |  | 5.8474e-05 |  | 0.15954 |  | -9.9079e-05 |  | 4.1358e-06 |  | 0.00087878 |  | 0 |  | 0.11341
| #REF! |  | 0.00062804 |  | 0.00031142 |  | 9.1632e-05 |  | 7.9371e-05 |  | 6.8998e-05 |  | 0.00014361 |  | 1.7744e-06 |  | 0.00012692 |  | 0.00040346 |  | #REF! |  | #REF! |  | 0.0015057 |  | 0.0083615 |  | #REF! |  | 0.023889 |  | 0.0013056 |  | 1.8424e-06 |  | 0.00010302 |  | 0.00010302 |  | 0.16009 |  | -1.574e-05 |  | 5.7891e-06 |  | 0.00088049 |  | 0 |  | 0.11297
| #REF! |  | 0.00071399 |  | 0.00029012 |  | 9.164e-05 |  | 8.6305e-05 |  | 5.7427e-05 |  | 0.00012127 |  | 1.7896e-06 |  | 9.9957e-05 |  | 0.00020399 |  | #REF! |  | #REF! |  | 0.0014925 |  | 0.0081986 |  | #REF! |  | 0.024525 |  | 0.0013359 |  | 1.8053e-06 |  | 6.4825e-05 |  | 6.4825e-05 |  | 0.16059 |  | -0.00015596 |  | 5.7891e-06 |  | 0.00087966 |  | 0 |  | 0.11284
| #REF! |  | 0.00081959 |  | 0.00030821 |  | 4.2706e-05 |  | 6.4228e-05 |  | 4.5213e-05 |  | 0.00012846 |  | 1.8311e-06 |  | 0.00012321 |  | 0.00016032 |  | #REF! |  | #REF! |  | 0.0014415 |  | 0.0080586 |  | #REF! |  | 0.025204 |  | 0.0013655 |  | 1.9309e-06 |  | 5.9225e-05 |  | 5.9225e-05 |  | 0.1619 |  | -0.00014359 |  | 4.1361e-06 |  | 0.00088302 |  | 0 |  | 0.11257
| #REF! |  | 0.00069079 |  | 0.0003145 |  | 4.271e-05 |  | 4.0837e-05 |  | 5.0312e-05 |  | 0.00014754 |  | 1.9307e-06 |  | 0.00012321 |  | 0.00026677 |  | #REF! |  | #REF! |  | 0.0014196 |  | 0.007939 |  | #REF! |  | 0.025826 |  | 0.0013881 |  | 2.2435e-06 |  | 7.2954e-05 |  | 7.2954e-05 |  | 0.16173 |  | 9.469e-05 |  | 4.1363e-06 |  | 0.0008946 |  | 0 |  | 0.1124
| #REF! |  | 0.00058995 |  | 0.0003136 |  | 8.8211e-05 |  | 3.3736e-05 |  | 6.264e-05 |  | 0.00014152 |  | 1.9979e-06 |  | 9.3692e-05 |  | 0.00043606 |  | #REF! |  | #REF! |  | 0.0014183 |  | 0.0078189 |  | #REF! |  | 0.026528 |  | 0.0014176 |  | 2.3937e-06 |  | 0.00011647 |  | 0.00011647 |  | 0.16148 |  | 0.00014137 |  | 7.4439e-06 |  | 0.0009054 |  | 0 |  | 0.11282
| #REF! |  | 0.00055948 |  | 0.0003271 |  | 8.8211e-05 |  | 1.5408e-05 |  | 7.0893e-05 |  | 0.0001353 |  | 2.0427e-06 |  | 9.3696e-05 |  | 0.00045709 |  | #REF! |  | #REF! |  | 0.0014008 |  | 0.0077135 |  | #REF! |  | 0.027267 |  | 0.0014596 |  | 2.3817e-06 |  | 9.734e-05 |  | 9.734e-05 |  | 0.16195 |  | 0.00020669 |  | 7.4448e-06 |  | 0.00091119 |  | 0 |  | 0.11327
| #REF! |  | 0.00054604 |  | 0.00031711 |  | 9.1656e-05 |  | 5.3783e-05 |  | 5.8079e-05 |  | 0.00012859 |  | 2.015e-06 |  | 0.0001026 |  | 0.00032537 |  | #REF! |  | #REF! |  | 0.0013883 |  | 0.0075691 |  | #REF! |  | 0.027935 |  | 0.0014973 |  | 2.2186e-06 |  | 8.822e-05 |  | 8.822e-05 |  | 0.16212 |  | 0.00013314 |  | 4.1363e-06 |  | 0.00091615 |  | 0 |  | 0.11294
| #REF! |  | 0.00059749 |  | 0.00031614 |  | 9.1656e-05 |  | 6.021e-05 |  | 7.62e-05 |  | 0.0001408 |  | 1.9733e-06 |  | 0.00011983 |  | 0.00032626 |  | #REF! |  | #REF! |  | 0.0013929 |  | 0.0074414 |  | #REF! |  | 0.02867 |  | 0.0015312 |  | 2.1064e-06 |  | 0.00010092 |  | 0.00010092 |  | 0.16292 |  | -8.4649e-05 |  | 4.1368e-06 |  | 0.00093109 |  | 0 |  | 0.1123
| #REF! |  | 0.00060721 |  | 0.00029547 |  | 8.2498e-05 |  | 5.196e-05 |  | 7.9626e-05 |  | 0.00014996 |  | 1.958e-06 |  | 0.00013686 |  | 0.00026418 |  | #REF! |  | #REF! |  | 0.0013419 |  | 0.0073078 |  | #REF! |  | 0.029415 |  | 0.0015694 |  | 2.1442e-06 |  | 9.6367e-05 |  | 9.6367e-05 |  | 0.16326 |  | 7.1707e-05 |  | 4.1366e-06 |  | 0.00095265 |  | 0 |  | 0.11164
| #REF! |  | 0.00057259 |  | 0.00026994 |  | 8.2498e-05 |  | 6.9072e-05 |  | 5.2649e-05 |  | 0.00014314 |  | 1.9798e-06 |  | 0.00013827 |  | 0.00027456 |  | #REF! |  | #REF! |  | 0.0012842 |  | 0.0071918 |  | #REF! |  | 0.030119 |  | 0.0016128 |  | 2.031e-06 |  | 0.00012803 |  | 0.00012803 |  | 0.16354 |  | 7.8378e-05 |  | 4.1368e-06 |  | 0.00096499 |  | 0 |  | 0.11199
| #REF! |  | 0.00052075 |  | 0.00029189 |  | 5.6625e-05 |  | 4.6008e-05 |  | 6.7224e-05 |  | 0.00013068 |  | 2.0061e-06 |  | 9.161e-05 |  | 0.00033851 |  | #REF! |  | #REF! |  | 0.0012293 |  | 0.0070908 |  | #REF! |  | 0.030817 |  | 0.0016641 |  | 1.8804e-06 |  | 0.00010321 |  | 0.00010321 |  | 0.16452 |  | -6.8417e-05 |  | 2.4823e-06 |  | 0.00096346 |  | 0 |  | 0.11184
| #REF! |  | 0.000615 |  | 0.0003184 |  | 5.663e-05 |  | 6.2456e-05 |  | 8.0326e-05 |  | 0.00013222 |  | 2.0739e-06 |  | 8.6432e-05 |  | 0.00027276 |  | #REF! |  | #REF! |  | 0.0012631 |  | 0.0069597 |  | #REF! |  | 0.031608 |  | 0.001711 |  | 1.8059e-06 |  | 0.00010042 |  | 0.00010042 |  | 0.16475 |  | -1.1058e-05 |  | 2.4823e-06 |  | 0.00095099 |  | 0 |  | 0.11128
| #REF! |  | 0.00064876 |  | 0.0003199 |  | 3.974e-05 |  | 7.6143e-05 |  | 6.2407e-05 |  | 0.00012955 |  | 2.1158e-06 |  | 0.00010578 |  | 0.000337 |  | #REF! |  | #REF! |  | 0.0012576 |  | 0.0068647 |  | #REF! |  | 0.032537 |  | 0.0017524 |  | 1.8933e-06 |  | 6.3696e-05 |  | 6.3696e-05 |  | 0.16448 |  | -4.6348e-05 |  | 5.7909e-06 |  | 0.00094361 |  | 0 |  | 0.11122
| #REF! |  | 0.00055121 |  | 0.00030218 |  | 3.9743e-05 |  | 0.00010169 |  | 4.6755e-05 |  | 0.00013875 |  | 2.1155e-06 |  | 0.00011933 |  | 0.00042077 |  | #REF! |  | #REF! |  | 0.0011997 |  | 0.0067699 |  | #REF! |  | 0.03349 |  | 0.0018402 |  | 2.0185e-06 |  | 8.9651e-05 |  | 8.9651e-05 |  | 0.16415 |  | -0.00017607 |  | 5.7912e-06 |  | 0.0009478 |  | 0 |  | 0.11091
| #REF! |  | 0.00058523 |  | 0.00028467 |  | 6.9333e-05 |  | 8.8072e-05 |  | 4.4722e-05 |  | 0.00013669 |  | 2.0746e-06 |  | 0.00015541 |  | 0.00043439 |  | #REF! |  | #REF! |  | 0.00119 |  | 0.0066188 |  | #REF! |  | 0.034262 |  | 0.0019198 |  | 2.0563e-06 |  | 0.00011536 |  | 0.00011536 |  | 0.16423 |  | -0.00014172 |  | 8.2747e-07 |  | 0.00096097 |  | 0 |  | 0.11069
| #REF! |  | 0.00069859 |  | 0.0002836 |  | 6.9333e-05 |  | 4.5892e-05 |  | 4.9244e-05 |  | 0.00011568 |  | 2.0557e-06 |  | 0.00016929 |  | 0.00031797 |  | #REF! |  | #REF! |  | 0.0011742 |  | 0.0064721 |  | #REF! |  | 0.035024 |  | 0.0019304 |  | 2.1698e-06 |  | 7.0865e-05 |  | 7.0865e-05 |  | 0.16444 |  | -7.9604e-07 |  | 8.2752e-07 |  | 0.0009644 |  | 0 |  | 0.11057
| #REF! |  | 0.00069772 |  | 0.00030463 |  | 3.2791e-05 |  | 4.1138e-05 |  | 5.4444e-05 |  | 0.00010702 |  | 2.1332e-06 |  | 0.00013703 |  | 0.00033746 |  | #REF! |  | #REF! |  | 0.0012141 |  | 0.0064082 |  | #REF! |  | 0.035962 |  | 0.0019855 |  | 2.5523e-06 |  | 0.00010445 |  | 0.00010445 |  | 0.16437 |  | -0.00014702 |  | 8.2752e-07 |  | 0.00099081 |  | 0 |  | 0.11027
| #REF! |  | 0.00073549 |  | 0.00034047 |  | 3.2791e-05 |  | 0.00015947 |  | 9.0103e-05 |  | 0.00021321 |  | 1.6283e-06 |  | 0.00021066 |  | 0.00041693 |  | #REF! |  | #REF! |  | 0.0013008 |  | 0.0063646 |  | #REF! |  | 0.037525 |  | 0.002177 |  | 2.3142e-06 |  | 0.00021595 |  | 0.00021595 |  | 0.1648 |  | 3.0878e-05 |  | 8.2757e-07 |  | 0.0010058 |  | 0 |  | 0.10992
| #REF! |  | 0.00063681 |  | 0.00029934 |  | 6.476e-05 |  | 3.5502e-05 |  | 4.5147e-05 |  | 0.00012461 |  | 1.1396e-06 |  | 0.0001145 |  | 0.00023582 |  | #REF! |  | #REF! |  | 0.0011368 |  | 0.0061057 |  | #REF! |  | 0.038976 |  | 0.0021315 |  | 1.9124e-06 |  | 0.00013226 |  | 0.00013226 |  | 0.16515 |  | -3.4411e-05 |  | 0 |  | 0.0010264 |  | 0 |  | 0.1095
| #REF! |  | 0.00056459 |  | 0.00028378 |  | 6.476e-05 |  | 2.0471e-05 |  | 4.4242e-05 |  | 0.00013798 |  | 6.2399e-07 |  | 0.00010508 |  | 0.00031644 |  | #REF! |  | #REF! |  | 0.0011765 |  | 0.0060208 |  | #REF! |  | 0.040038 |  | 0.0021597 |  | 1.3226e-06 |  | 0.00016181 |  | 0.00016181 |  | 0.16533 |  | -5.085e-05 |  | 0 |  | 0.0010149 |  | 0 |  | 0.10969
| #REF! |  | 0.00053234 |  | 0.00029252 |  | 3.0807e-05 |  | 4.6056e-06 |  | 6.9303e-05 |  | 0.00012998 |  | 6.9236e-07 |  | 0.00013344 |  | 0.00038345 |  | #REF! |  | #REF! |  | 0.0011287 |  | 0.0059372 |  | #REF! |  | 0.040846 |  | 0.0022238 |  | 1.2165e-06 |  | 0.00015488 |  | 0.00015488 |  | 0.16541 |  | 1.5993e-06 |  | 0 |  | 0.0010158 |  | 0 |  | 0.10967
| #REF! |  | 0.00055969 |  | 0.00030177 |  | 3.081e-05 |  | 3.4998e-06 |  | 6.6287e-05 |  | 0.00011956 |  | 6.9761e-07 |  | 6.8969e-05 |  | 0.00042778 |  | #REF! |  | #REF! |  | 0.0010738 |  | 0.0058173 |  | #REF! |  | 0.041855 |  | 0.0023214 |  | 1.1353e-06 |  | 0.00013036 |  | 0.00013036 |  | 0.16494 |  | -9.6046e-05 |  | 0 |  | 0.0010273 |  | 0 |  | 0.10953
| #REF! |  | 0.00062802 |  | 0.000287 |  | 9.6289e-05 |  | 4.8493e-05 |  | 5.4326e-05 |  | 0.0001358 |  | 6.6877e-07 |  | 6.2147e-05 |  | 0.00034463 |  | #REF! |  | #REF! |  | 0.001072 |  | 0.0057737 |  | #REF! |  | 0.04308 |  | 0.0023958 |  | 1.0034e-06 |  | 9.0183e-05 |  | 9.0183e-05 |  | 0.16426 |  | -0.00011057 |  | 0 |  | 0.0010473 |  | 0 |  | 0.10926
| #REF! |  | 0.00070369 |  | 0.00026279 |  | 9.6298e-05 |  | 4.0943e-05 |  | 6.4513e-05 |  | 0.00012735 |  | 5.8594e-07 |  | 0.00013183 |  | 0.00014489 |  | #REF! |  | #REF! |  | 0.0010473 |  | 0.0056967 |  | #REF! |  | 0.044309 |  | 0.0024647 |  | 1.1727e-06 |  | 0.00013185 |  | 0.00013185 |  | 0.16377 |  | -2.2059e-05 |  | 0 |  | 0.0010654 |  | 0 |  | 0.10904
| #REF! |  | 0.00067032 |  | 0.00025342 |  | 6.7638e-05 |  | 4.7385e-05 |  | 6.3392e-05 |  | 0.00012321 |  | 5.4658e-07 |  | 0.0001103 |  | 0.00015339 |  | #REF! |  | #REF! |  | 0.00099666 |  | 0.0056098 |  | #REF! |  | 0.045481 |  | 0.0025127 |  | 1.4677e-06 |  | 0.00012554 |  | 0.00012554 |  | 0.16296 |  | 7.1349e-05 |  | 0 |  | 0.0010787 |  | 0 |  | 0.10927
| #REF! |  | 0.00052573 |  | 0.00026651 |  | 6.7638e-05 |  | 7.2006e-05 |  | 6.3582e-05 |  | 0.0001451 |  | 5.2954e-07 |  | 9.0148e-05 |  | 0.00028563 |  | #REF! |  | #REF! |  | 0.00097925 |  | 0.0055361 |  | #REF! |  | 0.046725 |  | 0.0025483 |  | 1.455e-06 |  | 0.00012327 |  | 0.00012327 |  | 0.16231 |  | 9.2923e-05 |  | 0 |  | 0.0010896 |  | 0 |  | 0.10916
| #REF! |  | 0.00057195 |  | 0.00028141 |  | 0.00010032 |  | 4.7655e-05 |  | 6.7204e-05 |  | 0.00013738 |  | 5.4925e-07 |  | 9.063e-05 |  | 0.00028145 |  | #REF! |  | #REF! |  | 0.00097203 |  | 0.0054027 |  | #REF! |  | 0.047994 |  | 0.0026517 |  | 1.1098e-06 |  | 0.00014331 |  | 0.00014331 |  | 0.16245 |  | -0.00010486 |  | 0 |  | 0.001097 |  | 0 |  | 0.10874
| #REF! |  | 0.00073193 |  | 0.00026927 |  | 0.00010032 |  | 1.8147e-05 |  | 5.3876e-05 |  | 0.00012761 |  | 5.2494e-07 |  | 6.6304e-05 |  | 0.00026948 |  | #REF! |  | #REF! |  | 0.00094256 |  | 0.0053224 |  | #REF! |  | 0.049142 |  | 0.0027818 |  | 8.7788e-07 |  | 0.00013189 |  | 0.00013189 |  | 0.16342 |  | -0.00010832 |  | 0 |  | 0.001102 |  | 0 |  | 0.10846
| #REF! |  | 0.00069171 |  | 0.00027211 |  | 6.077e-05 |  | 9.8271e-05 |  | 4.7713e-05 |  | 0.00012622 |  | 5.2626e-07 |  | 6.583e-05 |  | 0.00031762 |  | #REF! |  | #REF! |  | 0.00095272 |  | 0.0052625 |  | #REF! |  | 0.050499 |  | 0.0028867 |  | 1.0222e-06 |  | 0.00016197 |  | 0.00016197 |  | 0.16323 |  | 1.3967e-05 |  | 0 |  | 0.0011169 |  | 0 |  | 0.10853
| #REF! |  | 0.00061523 |  | 0.00026988 |  | 6.077e-05 |  | 0.00011461 |  | 4.2619e-05 |  | 0.00011968 |  | 6.242e-07 |  | 8.1733e-05 |  | 0.00033509 |  | #REF! |  | #REF! |  | 0.00094768 |  | 0.0051773 |  | #REF! |  | 0.052004 |  | 0.002957 |  | 1.267e-06 |  | 0.00016312 |  | 0.00016312 |  | 0.16237 |  | -6.6871e-05 |  | 0 |  | 0.0011401 |  | 0 |  | 0.10841
| #REF! |  | 0.00064355 |  | 0.00027869 |  | 6.4783e-05 |  | -7.9992e-06 |  | 4.8247e-05 |  | 0.00012119 |  | 7.6678e-07 |  | 9.7027e-05 |  | 0.00029078 |  | #REF! |  | #REF! |  | 0.00093366 |  | 0.0051247 |  | #REF! |  | 0.053614 |  | 0.0029782 |  | 1.173e-06 |  | 0.00022099 |  | 0.00022099 |  | 0.16221 |  | -0.0001043 |  | 0 |  | 0.001141 |  | 0 |  | 0.1081
| #REF! |  | 0.00059695 |  | 0.000242 |  | 6.4789e-05 |  | 4.1642e-05 |  | 5.1819e-05 |  | 0.00011205 |  | 8.1547e-07 |  | 0.00014098 |  | 0.00026491 |  | #REF! |  | #REF! |  | 0.00096273 |  | 0.0050796 |  | #REF! |  | 0.055301 |  | 0.003064 |  | 9.096e-07 |  | 0.00023472 |  | 0.00023472 |  | 0.16165 |  | 0.00019057 |  | 0 |  | 0.0011269 |  | 0 |  | 0.1079
| #REF! |  | 0.00051713 |  | 0.00022044 |  | 9.3464e-05 |  | 6.5511e-05 |  | 4.7392e-05 |  | 0.00010635 |  | 7.4911e-07 |  | 0.00012569 |  | 0.0002619 |  | #REF! |  | #REF! |  | 0.00097704 |  | 0.0050221 |  | #REF! |  | 0.056871 |  | 0.00319 |  | 1.023e-06 |  | 0.00018865 |  | 0.00018865 |  | 0.16106 |  | 0.00020558 |  | 0 |  | 0.0011311 |  | 0 |  | 0.10766
| #REF! |  | 0.00060666 |  | 0.00027649 |  | 9.3456e-05 |  | 2.4069e-05 |  | 5.7079e-05 |  | 0.00012062 |  | 6.8668e-07 |  | 0.00013638 |  | 0.0002756 |  | #REF! |  | #REF! |  | 0.00096959 |  | 0.0049651 |  | #REF! |  | 0.058575 |  | 0.0032813 |  | 1.3303e-06 |  | 0.00014869 |  | 0.00014869 |  | 0.16034 |  | 4.9358e-05 |  | 0 |  | 0.0011502 |  | 0 |  | 0.10735
| #REF! |  | 0.00066516 |  | 0.00027411 |  | 9.1744e-05 |  | 6.6752e-05 |  | 6.7184e-05 |  | 0.00012348 |  | 6.4139e-07 |  | 0.00014343 |  | 0.00037895 |  | #REF! |  | #REF! |  | 0.00093232 |  | 0.0048509 |  | #REF! |  | 0.060176 |  | 0.0033459 |  | 1.3742e-06 |  | 0.00017002 |  | 0.00017002 |  | 0.15996 |  | 4.8982e-05 |  | 0 |  | 0.0011634 |  | 0 |  | 0.10723
| #REF! |  | 0.0006166 |  | 0.00026516 |  | 9.1752e-05 |  | 6.8571e-05 |  | 6.8974e-05 |  | 0.0001233 |  | 6.5651e-07 |  | 0.00013149 |  | 0.00039133 |  | #REF! |  | #REF! |  | 0.0009101 |  | 0.0047968 |  | #REF! |  | 0.061928 |  | 0.003467 |  | 1.0353e-06 |  | 0.00020771 |  | 0.00020771 |  | 0.16003 |  | 4.5766e-05 |  | 0 |  | 0.0011659 |  | 0 |  | 0.10747
| #REF! |  | 0.00060813 |  | 0.00025194 |  | 5.5685e-05 |  | 6.0903e-05 |  | 7.8216e-05 |  | 0.00011464 |  | 6.3942e-07 |  | 0.00013083 |  | 0.00031155 |  | #REF! |  | #REF! |  | 0.00091025 |  | 0.0047534 |  | #REF! |  | 0.063912 |  | 0.0035899 |  | 7.4024e-07 |  | 0.00017645 |  | 0.00017645 |  | 0.16005 |  | 0.00012322 |  | 0 |  | 0.0011734 |  | 0 |  | 0.10748
| #REF! |  | 0.00052011 |  | 0.00024167 |  | 5.5685e-05 |  | 8.5142e-05 |  | 8.6441e-05 |  | 0.00010898 |  | 6.6248e-07 |  | 0.00011176 |  | 0.00031203 |  | #REF! |  | #REF! |  | 0.00090536 |  | 0.0046769 |  | #REF! |  | 0.065718 |  | 0.0037434 |  | 8.028e-07 |  | 0.00017188 |  | 0.00017188 |  | 0.15999 |  | 6.9394e-05 |  | 0 |  | 0.0011899 |  | 0 |  | 0.10675
| #REF! |  | 0.00053436 |  | 0.00027162 |  | 9.0613e-05 |  | 7.3028e-05 |  | 7.8078e-05 |  | 0.00011753 |  | 6.7168e-07 |  | 0.00010538 |  | 0.00037234 |  | #REF! |  | #REF! |  | 0.00090556 |  | 0.0046195 |  | #REF! |  | 0.067432 |  | 0.003868 |  | 8.8463e-07 |  | 0.00019986 |  | 0.00019986 |  | 0.15935 |  | 2.5403e-05 |  | 0 |  | 0.0012033 |  | 0 |  | 0.10621
| #REF! |  | 0.00077439 |  | 0.00026723 |  | 9.0613e-05 |  | 6.1782e-05 |  | 9.6354e-05 |  | 0.00012535 |  | 6.2699e-07 |  | 0.00010432 |  | 0.00038369 |  | #REF! |  | #REF! |  | 0.00088154 |  | 0.004557 |  | #REF! |  | 0.069142 |  | 0.003934 |  | 7.403e-07 |  | 0.00019416 |  | 0.00019416 |  | 0.15878 |  | -0.00018008 |  | 0 |  | 0.0012315 |  | 0 |  | 0.10582
| #REF! |  | 0.0007243 |  | 0.00025385 |  | 1.094e-05 |  | 3.3156e-05 |  | 9.6181e-05 |  | 0.00011617 |  | 6.2836e-07 |  | 0.00010832 |  | 0.00023108 |  | #REF! |  | #REF! |  | 0.00086634 |  | 0.0044712 |  | #REF! |  | 0.070784 |  | 0.0040176 |  | 6.334e-07 |  | 0.00018185 |  | 0.00018185 |  | 0.15739 |  | -0.00015903 |  | 0 |  | 0.0012671 |  | 0 |  | 0.10569
| #REF! |  | 0.00061153 |  | 0.00025755 |  | 1.094e-05 |  | 1.3983e-05 |  | 6.1964e-05 |  | 0.00010066 |  | 5.9549e-07 |  | 9.6368e-05 |  | 0.00027499 |  | #REF! |  | #REF! |  | 0.00083542 |  | 0.004373 |  | #REF! |  | 0.072403 |  | 0.0040926 |  | 7.5905e-07 |  | 0.00021045 |  | 0.00021045 |  | 0.15546 |  | -8.4385e-05 |  | 0 |  | 0.001296 |  | 0 |  | 0.10528
| #REF! |  | 0.00058657 |  | 0.00024969 |  | 4.6743e-05 |  | 4.0859e-05 |  | 5.4798e-05 |  | 0.00010674 |  | 6.185e-07 |  | 9.2373e-05 |  | 0.00025716 |  | #REF! |  | #REF! |  | 0.00080798 |  | 0.0042887 |  | #REF! |  | 0.074127 |  | 0.0041798 |  | 1.0477e-06 |  | 0.00019355 |  | 0.00019355 |  | 0.1542 |  | -0.00017241 |  | 0 |  | 0.0013135 |  | 0 |  | 0.10484
| #REF! |  | 0.0007131 |  | 0.00020452 |  | 4.6747e-05 |  | 4.8798e-05 |  | 6.6772e-05 |  | 0.00012384 |  | 6.3498e-07 |  | 0.00011013 |  | 0.00031456 |  | #REF! |  | #REF! |  | 0.00081847 |  | 0.0042208 |  | #REF! |  | 0.075849 |  | 0.0042857 |  | 1.1232e-06 |  | 0.00020271 |  | 0.00020271 |  | 0.15338 |  | -1.1763e-05 |  | 0 |  | 0.0013325 |  | 0 |  | 0.10505
| #REF! |  | 0.00070687 |  | 0.00021156 |  | 0.00011759 |  | -9.7076e-06 |  | 8.1567e-05 |  | 0.00013841 |  | 6.7837e-07 |  | 0.00011014 |  | 0.00041532 |  | #REF! |  | #REF! |  | 0.00080039 |  | 0.0041567 |  | #REF! |  | 0.077719 |  | 0.0044257 |  | 1.0104e-06 |  | 0.00026631 |  | 0.00026631 |  | 0.15328 |  | 8.0032e-05 |  | 0 |  | 0.0013665 |  | 0 |  | 0.1047
| #REF! |  | 0.00045742 |  | 0.00025772 |  | 0.0001176 |  | -4.9646e-06 |  | 7.2836e-05 |  | 0.00012554 |  | 7.3167e-07 |  | 8.7843e-05 |  | 0.00034089 |  | #REF! |  | #REF! |  | 0.00078605 |  | 0.0040772 |  | #REF! |  | 0.079925 |  | 0.0045432 |  | 8.7841e-07 |  | 0.00025717 |  | 0.00025717 |  | 0.15316 |  | -2.6e-05 |  | 0 |  | 0.0013889 |  | 0 |  | 0.10401
| #REF! |  | 0.0005481 |  | 0.00023332 |  | 5.3715e-05 |  | 3.2561e-05 |  | 6.8633e-05 |  | 0.00012164 |  | 7.3424e-07 |  | 8.7848e-05 |  | 0.0003824 |  | #REF! |  | #REF! |  | 0.00075531 |  | 0.0040228 |  | #REF! |  | 0.08224 |  | 0.0046712 |  | 9.3504e-07 |  | 0.00022411 |  | 0.00022411 |  | 0.15229 |  | 8.9216e-05 |  | 0 |  | 0.0013972 |  | 0 |  | 0.10403
| #REF! |  | 0.0006505 |  | 0.00025125 |  | 5.3719e-05 |  | 3.6524e-05 |  | 7.7047e-05 |  | 0.00012334 |  | 7.2379e-07 |  | 8.8691e-05 |  | 0.00030289 |  | #REF! |  | #REF! |  | 0.00073496 |  | 0.0039849 |  | #REF! |  | 0.084541 |  | 0.0048249 |  | 1.2432e-06 |  | 0.00022755 |  | 0.00022755 |  | 0.15046 |  | 0.00016447 |  | 0 |  | 0.0014014 |  | 0 |  | 0.10431
| #REF! |  | 0.00065128 |  | 0.00028904 |  | 5.5709e-05 |  | 3.783e-05 |  | 6.2027e-05 |  | 0.00012261 |  | 6.9032e-07 |  | 8.8695e-05 |  | 0.00014425 |  | #REF! |  | #REF! |  | 0.00080872 |  | 0.0039572 |  | #REF! |  | 0.086903 |  | 0.0049354 |  | 1.5127e-06 |  | 0.00027175 |  | 0.00027175 |  | 0.14833 |  | 0.00014724 |  | 0 |  | 0.0014138 |  | 0 |  | 0.10414
| #REF! |  | 0.00053949 |  | 0.00023789 |  | 5.5709e-05 |  | 2.1487e-05 |  | 6.7972e-05 |  | 0.0001137 |  | 6.844e-07 |  | 0.00011563 |  | 0.0003582 |  | #REF! |  | #REF! |  | 0.00076909 |  | 0.0038772 |  | #REF! |  | 0.089264 |  | 0.0050367 |  | 1.4431e-06 |  | 0.00026833 |  | 0.00026833 |  | 0.14712 |  | 0.00025827 |  | 0 |  | 0.0014222 |  | 0 |  | 0.10347
| #REF! |  | 0.00052769 |  | 0.00024039 |  | 9.18e-05 |  | 8.609e-05 |  | 8.3122e-05 |  | 0.00011355 |  | 6.6271e-07 |  | 0.00011563 |  | 0.00047077 |  | #REF! |  | #REF! |  | 0.00072704 |  | 0.0038227 |  | #REF! |  | 0.091562 |  | 0.0052022 |  | 1.0918e-06 |  | 0.0002661 |  | 0.0002661 |  | 0.14645 |  | 0.00022107 |  | 0 |  | 0.0014081 |  | 0 |  | 0.10346
| #REF! |  | 0.0006696 |  | 0.00025724 |  | 9.18e-05 |  | 7.4612e-05 |  | 8.2631e-05 |  | 0.00011536 |  | 6.2002e-07 |  | 0.00010915 |  | 0.00020393 |  | #REF! |  | #REF! |  | 0.00072934 |  | 0.0037527 |  | #REF! |  | 0.093758 |  | 0.0053534 |  | 9.037e-07 |  | 0.00028784 |  | 0.00028784 |  | 0.14439 |  | -2.1912e-05 |  | 0 |  | 0.0014056 |  | 0 |  | 0.10352
| #REF! |  | 0.00067793 |  | 0.00020142 |  | 3.88e-05 |  | 9.5651e-06 |  | 7.279e-05 |  | 0.00010082 |  | 6.0354e-07 |  | 0.00010916 |  | 0.00021521 |  | #REF! |  | #REF! |  | 0.00072381 |  | 0.0036633 |  | #REF! |  | 0.095888 |  | 0.0054874 |  | 1.1485e-06 |  | 0.00024717 |  | 0.00024717 |  | 0.14262 |  | -0.00016177 |  | 0 |  | 0.0014363 |  | 0 |  | 0.10304
| #REF! |  | 0.00057816 |  | 0.0002031 |  | 3.8804e-05 |  | 2.3857e-06 |  | 6.2585e-05 |  | 0.00010612 |  | 7.0885e-07 |  | 9.8664e-05 |  | 0.00030858 |  | #REF! |  | #REF! |  | 0.00070891 |  | 0.0035937 |  | #REF! |  | 0.098033 |  | 0.0056472 |  | 1.4317e-06 |  | 0.00023918 |  | 0.00023918 |  | 0.14211 |  | 3.1452e-05 |  | 0 |  | 0.0014894 |  | 0 |  | 0.10304
| #REF! |  | 0.00050898 |  | 0.00026822 |  | 3.2837e-05 |  | 1.9428e-05 |  | 5.2822e-05 |  | 0.00011837 |  | 8.1727e-07 |  | 0.00011578 |  | 0.00023987 |  | #REF! |  | #REF! |  | 0.00068159 |  | 0.0035767 |  | #REF! |  | 0.1005 |  | 0.0057681 |  | 1.3936e-06 |  | 0.00029398 |  | 0.00029398 |  | 0.14132 |  | 0.00014284 |  | 0 |  | 0.0015299 |  | 0 |  | 0.10295
| #REF! |  | 0.0006013 |  | 0.00029244 |  | 3.2837e-05 |  | 2.6556e-05 |  | 4.9986e-05 |  | 0.00012155 |  | 7.871e-07 |  | 0.00011955 |  | 0.00014161 |  | #REF! |  | #REF! |  | 0.00071479 |  | 0.0035788 |  | #REF! |  | 0.10311 |  | 0.0058831 |  | 1.0417e-06 |  | 0.00032947 |  | 0.00032947 |  | 0.1407 |  | -2.5027e-05 |  | 0 |  | 0.001554 |  | 0 |  | 0.10293
| #REF! |  | 0.00066251 |  | 0.00025363 |  | 7.0584e-05 |  | -2.1752e-06 |  | 7.5015e-05 |  | 0.00011411 |  | 6.9175e-07 |  | 0.00010245 |  | 0.00028155 |  | #REF! |  | #REF! |  | 0.00070911 |  | 0.0034692 |  | #REF! |  | 0.10597 |  | 0.0060539 |  | 8.7219e-07 |  | 0.00026874 |  | 0.00026874 |  | 0.13925 |  | -7.9632e-05 |  | 0 |  | 0.0015806 |  | 0 |  | 0.10272
| #REF! |  | 0.00067688 |  | 0.00023201 |  | 7.059e-05 |  | -5.1943e-06 |  | 8.7884e-05 |  | 0.00011966 |  | 6.3526e-07 |  | 9.1101e-05 |  | 0.00026583 |  | #REF! |  | #REF! |  | 0.00069459 |  | 0.0033794 |  | #REF! |  | 0.10909 |  | 0.0062212 |  | 8.6001e-07 |  | 0.00025045 |  | 0.00025045 |  | 0.13745 |  | 0.00016489 |  | 0 |  | 0.0016112 |  | 0 |  | 0.1022
| #REF! |  | 0.0006568 |  | 0.00024459 |  | 0.00013028 |  | 5.0345e-05 |  | 9.2365e-05 |  | 0.00012526 |  | 7.0036e-07 |  | 9.1106e-05 |  | 0.00019428 |  | #REF! |  | #REF! |  | 0.00069478 |  | 0.0033532 |  | #REF! |  | 0.11198 |  | 0.0063715 |  | 9.5413e-07 |  | 0.00031465 |  | 0.00031465 |  | 0.13647 |  | 0.00026675 |  | 0 |  | 0.0016319 |  | 0 |  | 0.10214
| #REF! |  | 0.00063365 |  | 0.00025752 |  | 0.00013028 |  | 5.5669e-05 |  | 8.2673e-05 |  | 0.00011345 |  | 7.4179e-07 |  | 9.3392e-05 |  | 0.00034126 |  | #REF! |  | #REF! |  | 0.00068832 |  | 0.0033182 |  | #REF! |  | 0.11496 |  | 0.0065669 |  | 9.161e-07 |  | 0.00030779 |  | 0.00030779 |  | 0.1352 |  | 0.00016138 |  | 0 |  | 0.001651 |  | 0 |  | 0.102
| #REF! |  | 0.00072956 |  | 0.00025439 |  | 3.2843e-05 |  | 5.7869e-05 |  | 5.3078e-05 |  | 0.0001138 |  | 7.1883e-07 |  | 9.3397e-05 |  | 0.00036802 |  | #REF! |  | #REF! |  | 0.00066164 |  | 0.0032903 |  | #REF! |  | 0.11805 |  | 0.0067876 |  | 8.4139e-07 |  | 0.00032727 |  | 0.00032727 |  | 0.1338 |  | 0.00017085 |  | 0 |  | 0.00168 |  | 0 |  | 0.10192
| #REF! |  | 0.00070952 |  | 0.00021935 |  | 3.2846e-05 |  | 8.2202e-05 |  | 5.1447e-05 |  | 0.00010027 |  | 6.8332e-07 |  | 0.00010151 |  | 0.0002815 |  | #REF! |  | #REF! |  | 0.00064175 |  | 0.0032043 |  | #REF! |  | 0.12115 |  | 0.0069501 |  | 7.9754e-07 |  | 0.00037075 |  | 0.00037075 |  | 0.13319 |  | 0.00014328 |  | 0 |  | 0.0017099 |  | 0 |  | 0.10186
| #REF! |  | 0.00063986 |  | 0.00022 |  | 9.0692e-05 |  | 4.3098e-05 |  | 6.8643e-05 |  | 9.5219e-05 |  | 7.1818e-07 |  | 0.00012677 |  | 0.00031327 |  | #REF! |  | #REF! |  | 0.00066024 |  | 0.0031577 |  | #REF! |  | 0.12439 |  | 0.0071059 |  | 7.2211e-07 |  | 0.00034133 |  | 0.00034133 |  | 0.13201 |  | 0.00011485 |  | 0 |  | 0.0017315 |  | 0 |  | 0.10169
| #REF! |  | 0.00060226 |  | 0.00022045 |  | 9.0692e-05 |  | 2.9643e-05 |  | 7.3979e-05 |  | 9.6301e-05 |  | 8.2873e-07 |  | 0.00015448 |  | 0.00031921 |  | #REF! |  | #REF! |  | 0.00063332 |  | 0.0031422 |  | #REF! |  | 0.12773 |  | 0.007287 |  | 7.4732e-07 |  | 0.0003322 |  | 0.0003322 |  | 0.13017 |  | 3.7469e-06 |  | 0 |  | 0.0017563 |  | 0 |  | 0.1016
| #REF! |  | 0.00060483 |  | 0.00019668 |  | 7.1756e-05 |  | 3.9683e-05 |  | 5.7252e-05 |  | 9.9383e-05 |  | 8.7149e-07 |  | 0.00012923 |  | 0.00024729 |  | #REF! |  | #REF! |  | 0.0006329 |  | 0.0031024 |  | #REF! |  | 0.13122 |  | 0.0075869 |  | 7.2217e-07 |  | 0.00037425 |  | 0.00037425 |  | 0.12952 |  | -7.7694e-05 |  | 0 |  | 0.0017887 |  | 0 |  | 0.10117
| #REF! |  | 0.00067044 |  | 0.00023674 |  | 7.1756e-05 |  | 2.8738e-05 |  | 4.5955e-05 |  | 0.00011259 |  | 8.5446e-07 |  | 0.00011222 |  | 0.00016781 |  | #REF! |  | #REF! |  | 0.00070163 |  | 0.003091 |  | #REF! |  | 0.1345 |  | 0.0078466 |  | 7.8478e-07 |  | 0.00040288 |  | 0.00040288 |  | 0.12851 |  | 3.8264e-05 |  | 0 |  | 0.0018226 |  | 0 |  | 0.101
| #REF! |  | 0.00073501 |  | 0.00022635 |  | 2.9862e-05 |  | 3.4385e-06 |  | 6.3384e-05 |  | 9.8659e-05 |  | 8.0374e-07 |  | 0.00011223 |  | 0.00016346 |  | #REF! |  | #REF! |  | 0.00066058 |  | 0.0030205 |  | #REF! |  | 0.1378 |  | 0.0079499 |  | 8.9111e-07 |  | 0.00039719 |  | 0.00039719 |  | 0.12691 |  | 3.7873e-05 |  | 0 |  | 0.0018418 |  | 0 |  | 0.10084
| #REF! |  | 0.00069941 |  | 0.00020096 |  | 2.9865e-05 |  | -4.2428e-06 |  | 6.0627e-05 |  | 9.0523e-05 |  | 8.2091e-07 |  | 6.786e-05 |  | 0.00022542 |  | #REF! |  | #REF! |  | 0.00055614 |  | 0.002935 |  | #REF! |  | 0.14156 |  | 0.0081282 |  | 1.0356e-06 |  | 0.00041209 |  | 0.00041209 |  | 0.12567 |  | 4.7391e-05 |  | 0 |  | 0.0018584 |  | 0 |  | 0.10082
| #REF! |  | 0.00060604 |  | 0.00022366 |  | 4.8779e-05 |  | 5.9613e-06 |  | 5.9435e-05 |  | 0.00010067 |  | 8.0914e-07 |  | 6.7863e-05 |  | 0.00023888 |  | #REF! |  | #REF! |  | 0.00054533 |  | 0.0029091 |  | #REF! |  | 0.14517 |  | 0.0083641 |  | 1.0235e-06 |  | 0.0004476 |  | 0.0004476 |  | 0.12376 |  | -9.815e-05 |  | 0 |  | 0.0018849 |  | 0 |  | 0.10095
| #REF! |  | 0.00057244 |  | 0.00021076 |  | 4.8784e-05 |  | 3.4713e-05 |  | 7.2745e-05 |  | 9.6202e-05 |  | 7.6112e-07 |  | 0.00010661 |  | 0.00029613 |  | #REF! |  | #REF! |  | 0.00056168 |  | 0.0028836 |  | #REF! |  | 0.14838 |  | 0.008575 |  | 9.8606e-07 |  | 0.00044189 |  | 0.00044189 |  | 0.12233 |  | -0.0001382 |  | 0 |  | 0.001914 |  | 0 |  | 0.10079
| #REF! |  | 0.00058148 |  | 0.00020719 |  | 1.792e-05 |  | 7.3283e-05 |  | 6.3422e-05 |  | 9.1422e-05 |  | 7.1967e-07 |  | 0.0001136 |  | 0.00025972 |  | #REF! |  | #REF! |  | 0.00055195 |  | 0.0028282 |  | #REF! |  | 0.15161 |  | 0.008772 |  | 9.6091e-07 |  | 0.00042588 |  | 0.00042588 |  | 0.12132 |  | -3.2703e-05 |  | 0 |  | 0.0019396 |  | 0 |  | 0.10043
| #REF! |  | 0.00064157 |  | 0.00021328 |  | 1.7922e-05 |  | 3.0241e-05 |  | 5.5267e-05 |  | 0.00010105 |  | 6.7691e-07 |  | 7.6438e-05 |  | 0.00025572 |  | #REF! |  | #REF! |  | 0.0005592 |  | 0.002771 |  | #REF! |  | 0.15502 |  | 0.0089771 |  | 9.0416e-07 |  | 0.00043392 |  | 0.00043392 |  | 0.1195 |  | -3.5216e-05 |  | 0 |  | 0.0019505 |  | 0 |  | 0.09978
| #REF! |  | 0.00057413 |  | 0.00022229 |  | 0.00010336 |  | 2.8016e-05 |  | 5.6244e-05 |  | 0.00011065 |  | 6.8421e-07 |  | 8.1299e-05 |  | 0.00028189 |  | #REF! |  | #REF! |  | 0.0005726 |  | 0.002747 |  | #REF! |  | 0.15829 |  | 0.0091984 |  | 7.0946e-07 |  | 0.00044426 |  | 0.00044426 |  | 0.11797 |  | 6.7201e-05 |  | 0 |  | 0.0019638 |  | 0 |  | 0.09986
| #REF! |  | 0.00061299 |  | 0.0002205 |  | 0.00010336 |  | 7.3695e-05 |  | 6.7297e-05 |  | 0.00010494 |  | 7.1645e-07 |  | 7.275e-05 |  | 0.00032485 |  | #REF! |  | #REF! |  | 0.00058943 |  | 0.0027096 |  | #REF! |  | 0.16175 |  | 0.0094362 |  | 5.3403e-07 |  | 0.00048663 |  | 0.00048663 |  | 0.11716 |  | 7.0616e-05 |  | 0 |  | 0.0019937 |  | 0 |  | 0.099696
| #REF! |  | 0.00061664 |  | 0.00020514 |  | 4.3813e-05 |  | 5.864e-05 |  | 8.2033e-05 |  | 9.8577e-05 |  | 7.5072e-07 |  | 6.0913e-05 |  | 0.00031109 |  | #REF! |  | #REF! |  | 0.00055766 |  | 0.0026451 |  | #REF! |  | 0.1655 |  | 0.0096432 |  | 5.0892e-07 |  | 0.00046491 |  | 0.00046491 |  | 0.11562 |  | -8.0856e-05 |  | 0 |  | 0.0020234 |  | 0 |  | 0.099222
| #REF! |  | 0.00051593 |  | 0.00020935 |  | 4.3813e-05 |  | 5.0287e-05 |  | 6.9078e-05 |  | 7.9132e-05 |  | 7.5724e-07 |  | 5.8786e-05 |  | 0.00020181 |  | #REF! |  | #REF! |  | 0.00050534 |  | 0.0025886 |  | #REF! |  | 0.16952 |  | 0.0099167 |  | 5.3983e-07 |  | 0.00045691 |  | 0.00045691 |  | 0.11388 |  | -0.00013699 |  | 0 |  | 0.0020518 |  | 0 |  | 0.099153
| #REF! |  | 0.00064378 |  | 0.00023944 |  | 2.7884e-05 |  | 2.7839e-05 |  | 5.0176e-05 |  | 7.8856e-05 |  | 7.6658e-07 |  | 5.8789e-05 |  | 0.0001447 |  | #REF! |  | #REF! |  | 0.00055305 |  | 0.0025887 |  | #REF! |  | 0.17378 |  | 0.01024 |  | 6.7216e-07 |  | 0.00051763 |  | 0.00051763 |  | 0.11241 |  | 3.9048e-05 |  | 0 |  | 0.0020765 |  | 0 |  | 0.099221
| #REF! |  | 0.00066866 |  | 0.00024813 |  | 2.7884e-05 |  | 6.0479e-05 |  | 6.4072e-05 |  | 0.00010489 |  | 7.9546e-07 |  | 0.00010825 |  | 0.00016796 |  | #REF! |  | #REF! |  | 0.00057173 |  | 0.0025863 |  | #REF! |  | 0.1779 |  | 0.01048 |  | 7.4757e-07 |  | 0.00054287 |  | 0.00054287 |  | 0.11049 |  | 0.00015475 |  | 0 |  | 0.0021108 |  | 0 |  | 0.099027