## Relative Intensity Noise (RIN)
DFB13TK Relative Intensity Noise
|  | Frequency (Hz) | RIN (dBc/Hz)
|  | 1 | -80.4944
|  | 1.0667 | -82.2698
|  | 1.1333 | -82.2372
|  | 1.2 | -84.3408
Product Raw Data |  | 1.2667 | -83.4973
Turnkey Low-Noise DFB Laser System, 1310 nm, 100 mW, PM Fiber, FC/APC |  | 1.3333 | -82.0919
|  | 1.4 | -83.28
Item # | DFB13TK | 1.4667 | -84.294
DISCLAIMER: The data presented here are typical. Slight variations in performance data will occur from lot to lot. Please contact Technical Support with any questions regarding the use or reliability of this data. |  | 1.5333 | -85.4315
|  | 1.6 | -86.3932
|  | 1.6667 | -84.2301
|  | 1.7333 | -86.4807
|  | 1.8 | -84.6276
|  | 1.8667 | -86.6391
This data may be used in publications. However, please cite Thorlabs as the source. |  | 1.9333 | -87.3808
|  | 2 | -85.4178
|  | 2.0667 | -88.627
Additional Information: |  | 2.1333 | -88.9769
Data respresents the typical RIN for the DFB13TK laser operated at the factory-set conditions. Specific performance data is provided with each device. |  | 2.2 | -88.7592
|  | 2.2667 | -89.2109
|  | 2.3333 | -90.3491
|  | 2.4 | -87.5804
|  | 2.4667 | -88.9297
|  | 2.5333 | -91.1504
|  | 2.6 | -90.7789
|  | 2.6667 | -89.7222
|  | 2.7333 | -89.4719
|  | 2.8 | -88.4806
|  | 2.8667 | -89.4459
|  | 2.9333 | -89.9272
|  | 3 | -89.5845
|  | 3.0667 | -90.1934
|  | 3.1333 | -89.4468
|  | 3.2 | -91.0678
|  | 3.2667 | -91.3202
|  | 3.3333 | -92.7148
|  | 3.4 | -92.8503
|  | 3.4667 | -93.2273
|  | 3.5333 | -92.9543
|  | 3.6 | -90.6524
|  | 3.6667 | -90.8733
|  | 3.7333 | -94.0329
|  | 3.8 | -95.6829
|  | 3.8667 | -95.5388
|  | 3.9333 | -95.2059
|  | 4 | -94.8722
|  | 4.0667 | -93.8012
|  | 4.1333 | -93.7699
|  | 4.2 | -94.0265
|  | 4.2667 | -92.8384
|  | 4.3333 | -94.7414
|  | 4.4 | -97.3084
|  | 4.4667 | -95.6663
|  | 4.5333 | -95.438
|  | 4.6 | -96.7181
|  | 4.6667 | -95.1161
|  | 4.7333 | -93.8338
|  | 4.8 | -94.44
|  | 4.8667 | -96.9494
|  | 4.9333 | -98.9439
|  | 5 | -96.3164
|  | 5.0667 | -94.3499
|  | 5.1333 | -95.9047
|  | 5.2 | -95.8076
|  | 5.2667 | -97.2188
|  | 5.3333 | -101.8422
|  | 5.4 | -100.1649
|  | 5.4667 | -98.163
|  | 5.5333 | -96.7557
|  | 5.6 | -100.6636
|  | 5.6667 | -99.317
|  | 5.7333 | -97.2951
|  | 5.8 | -94.1126
|  | 5.8667 | -93.6336
|  | 5.9333 | -95.9131
|  | 6 | -99.881
|  | 6.0667 | -97.6771
|  | 6.1333 | -97.6148
|  | 6.2 | -97.2775
|  | 6.2667 | -98.1641
|  | 6.3333 | -100.7507
|  | 6.4 | -99.5545
|  | 6.4667 | -97.9601
|  | 6.5333 | -97.3053
|  | 6.6 | -98.4485
|  | 6.6667 | -101.8189
|  | 6.7333 | -100.3219
|  | 6.8 | -98.4316
|  | 6.8667 | -100.0781
|  | 6.9333 | -99.6898
|  | 7 | -98.6036
|  | 7.0667 | -101.0426
|  | 7.1333 | -102.4912
|  | 7.2 | -102.3671
|  | 7.2667 | -100.862
|  | 7.3333 | -98.1716
|  | 7.4 | -97.18
|  | 7.4667 | -97.8835
|  | 7.5333 | -99.8127
|  | 7.6 | -100.7724
|  | 7.6667 | -100.4298
|  | 7.7333 | -102.5772
|  | 7.8 | -102.0689
|  | 7.8667 | -99.3696
|  | 7.9333 | -98.7182
|  | 8 | -103.2564
|  | 8.0667 | -106.1295
|  | 8.1333 | -102.2751
|  | 8.2 | -100.1714
|  | 8.2667 | -98.4705
|  | 8.3333 | -98.8932
|  | 8.4 | -100.9631
|  | 8.4667 | -105.0262
|  | 8.5333 | -101.5446
|  | 8.6 | -101.1644
|  | 8.6667 | -100.1023
|  | 8.7333 | -102.4658
|  | 8.8 | -103.2813
|  | 8.8667 | -100.3676
|  | 8.9333 | -100.6392
|  | 9 | -98.9453
|  | 9.0667 | -98.6556
|  | 9.1333 | -99.6583
|  | 9.2 | -101.6483
|  | 9.2667 | -104.4201
|  | 9.3333 | -105.9618
|  | 9.4 | -104.9143
|  | 9.4667 | -103.8976
|  | 9.5333 | -104.9554
|  | 9.6 | -105.6729
|  | 9.6667 | -102.616
|  | 9.7333 | -99.0717
|  | 9.8 | -99.1807
|  | 9.8667 | -100.5689
|  | 9.9333 | -102.0082
|  | 10 | -104.8074
|  | 10 | -100.9009
|  | 10.2 | -102.0909
|  | 10.4 | -102.6446
|  | 10.6 | -101.8777
|  | 10.8 | -101.2321
|  | 11 | -100.3273
|  | 11.2 | -101.3424
|  | 11.4 | -104.2134
|  | 11.6 | -104.5626
|  | 11.8 | -104.2601
|  | 12 | -102.8859
|  | 12.2 | -103.4586
|  | 12.4 | -102.709
|  | 12.6 | -101.8217
|  | 12.8 | -103.5858
|  | 13 | -102.5799
|  | 13.2 | -102.8022
|  | 13.4 | -103.3956
|  | 13.6 | -104.8945
|  | 13.8 | -104.7201
|  | 14 | -105.288
|  | 14.2 | -105.8741
|  | 14.4 | -106.9555
|  | 14.6 | -105.7129
|  | 14.8 | -104.2888
|  | 15 | -104.8475
|  | 15.2 | -103.5574
|  | 15.4 | -103.9673
|  | 15.6 | -106.3271
|  | 15.8 | -106.9036
|  | 16 | -105.7671
|  | 16.2 | -103.8307
|  | 16.4 | -103.7621
|  | 16.6 | -104.5634
|  | 16.8 | -102.4344
|  | 17 | -103.3328
|  | 17.2 | -104.2066
|  | 17.4 | -104.6545
|  | 17.6 | -104.5015
|  | 17.8 | -102.2762
|  | 18 | -101.5327
|  | 18.2 | -101.1031
|  | 18.4 | -100.6993
|  | 18.6 | -100.993
|  | 18.8 | -101.4509
|  | 19 | -101.8123
|  | 19.2 | -102.6052
|  | 19.4 | -101.7483
|  | 19.6 | -102.5701
|  | 19.8 | -102.6715
|  | 20 | -103.3817
|  | 20.2 | -104.8443
|  | 20.4 | -104.4993
|  | 20.6 | -104.1358
|  | 20.8 | -104.8654
|  | 21 | -106.1946
|  | 21.2 | -107.2941
|  | 21.4 | -106.0681
|  | 21.6 | -106.8409
|  | 21.8 | -107.8687
|  | 22 | -107.1713
|  | 22.2 | -106.8637
|  | 22.4 | -108.4915
|  | 22.6 | -108.4062
|  | 22.8 | -108.1374
|  | 23 | -107.7667
|  | 23.2 | -107.1351
|  | 23.4 | -106.3554
|  | 23.6 | -107.4993
|  | 23.8 | -107.7143
|  | 24 | -108.942
|  | 24.2 | -107.9151
|  | 24.4 | -109.1152
|  | 24.6 | -110.7728
|  | 24.8 | -109.3871
|  | 25 | -109.5948
|  | 25.2 | -109.9857
|  | 25.4 | -109.6103
|  | 25.6 | -108.9966
|  | 25.8 | -107.873
|  | 26 | -108.6081
|  | 26.2 | -108.9174
|  | 26.4 | -108.9577
|  | 26.6 | -109.4477
|  | 26.8 | -108.9118
|  | 27 | -111.3136
|  | 27.2 | -111.6346
|  | 27.4 | -109.6204
|  | 27.6 | -108.6817
|  | 27.8 | -108.8763
|  | 28 | -109.8625
|  | 28.2 | -110.0817
|  | 28.4 | -109.3202
|  | 28.6 | -110.8858
|  | 28.8 | -112.0303
|  | 29 | -110.5442
|  | 29.2 | -110.6698
|  | 29.4 | -111.8142
|  | 29.6 | -110.0682
|  | 29.8 | -109.9282
|  | 30 | -110.1234
|  | 30.2 | -109.1471
|  | 30.4 | -109.1729
|  | 30.6 | -111.9346
|  | 30.8 | -110.873
|  | 31 | -110.0985
|  | 31.2 | -111.0644
|  | 31.4 | -112.8343
|  | 31.6 | -112.8255
|  | 31.8 | -110.4536
|  | 32 | -111.9864
|  | 32.2 | -112.0361
|  | 32.4 | -110.5529
|  | 32.6 | -109.6138
|  | 32.8 | -110.2646
|  | 33 | -111.2555
|  | 33.2 | -113.0031
|  | 33.4 | -111.8971
|  | 33.6 | -111.7991
|  | 33.8 | -111.238
|  | 34 | -112.9471
|  | 34.2 | -114.2893
|  | 34.4 | -112.8178
|  | 34.6 | -113.5285
|  | 34.8 | -111.6988
|  | 35 | -111.4542
|  | 35.2 | -111.5737
|  | 35.4 | -112.2705
|  | 35.6 | -112.7779
|  | 35.8 | -112.5028
|  | 36 | -112.5124
|  | 36.2 | -112.5343
|  | 36.4 | -112.8619
|  | 36.6 | -113.4869
|  | 36.8 | -112.9124
|  | 37 | -110.9411
|  | 37.2 | -112.0535
|  | 37.4 | -113.0956
|  | 37.6 | -112.7072
|  | 37.8 | -111.4951
|  | 38 | -111.4517
|  | 38.2 | -112.1579
|  | 38.4 | -113.2314
|  | 38.6 | -114.3412
|  | 38.8 | -113.2986
|  | 39 | -114.0228
|  | 39.2 | -113.8016
|  | 39.4 | -112.5885
|  | 39.6 | -113.5739
|  | 39.8 | -113.4116
|  | 40 | -113.7074
|  | 40.2 | -113.4009
|  | 40.4 | -113.8541
|  | 40.6 | -114.0086
|  | 40.8 | -113.2737
|  | 41 | -113.4946
|  | 41.2 | -113.4446
|  | 41.4 | -113.1024
|  | 41.6 | -114.8078
|  | 41.8 | -113.0881
|  | 42 | -112.1325
|  | 42.2 | -113.078
|  | 42.4 | -113.1997
|  | 42.6 | -114.5962
|  | 42.8 | -115.3155
|  | 43 | -115.7164
|  | 43.2 | -115.333
|  | 43.4 | -113.4244
|  | 43.6 | -113.1065
|  | 43.8 | -115.4982
|  | 44 | -114.244
|  | 44.2 | -113.6131
|  | 44.4 | -114.2319
|  | 44.6 | -113.9134
|  | 44.8 | -114.3627
|  | 45 | -114.4118
|  | 45.2 | -113.7977
|  | 45.4 | -115.2983
|  | 45.6 | -115.2641
|  | 45.8 | -115.8487
|  | 46 | -114.5877
|  | 46.2 | -114.591
|  | 46.4 | -114.5998
|  | 46.6 | -114.8118
|  | 46.8 | -113.3126
|  | 47 | -115.0771
|  | 47.2 | -116.0476
|  | 47.4 | -114.1552
|  | 47.6 | -112.9055
|  | 47.8 | -113.0832
|  | 48 | -115.2307
|  | 48.2 | -115.7077
|  | 48.4 | -116.3031
|  | 48.6 | -117.642
|  | 48.8 | -114.7422
|  | 49 | -114.6049
|  | 49.2 | -114.9694
|  | 49.4 | -115.3081
|  | 49.6 | -115.2311
|  | 49.8 | -115.1005
|  | 50 | -116.1595
|  | 50.2 | -116.1132
|  | 50.4 | -116.1062
|  | 50.6 | -116.3685
|  | 50.8 | -116.1988
|  | 51 | -113.9755
|  | 51.2 | -113.9979
|  | 51.4 | -115.9573
|  | 51.6 | -115.2319
|  | 51.8 | -114.9839
|  | 52 | -115.6908
|  | 52.2 | -116.6014
|  | 52.4 | -116.3334
|  | 52.6 | -117.2436
|  | 52.8 | -115.567
|  | 53 | -113.8401
|  | 53.2 | -115.4681
|  | 53.4 | -115.6543
|  | 53.6 | -116.1787
|  | 53.8 | -115.1634
|  | 54 | -117.33
|  | 54.2 | -116.5231
|  | 54.4 | -116.2201
|  | 54.6 | -115.8782
|  | 54.8 | -116.6316
|  | 55 | -116.2086
|  | 55.2 | -116.3461
|  | 55.4 | -117.0482
|  | 55.6 | -116.8075
|  | 55.8 | -115.4512
|  | 56 | -115.2434
|  | 56.2 | -114.9699
|  | 56.4 | -116.2673
|  | 56.6 | -117.6646
|  | 56.8 | -116.9682
|  | 57 | -115.8603
|  | 57.2 | -115.4968
|  | 57.4 | -116.7386
|  | 57.6 | -117.2179
|  | 57.8 | -118.2901
|  | 58 | -116.1933
|  | 58.2 | -117.045
|  | 58.4 | -115.0322
|  | 58.6 | -116.128
|  | 58.8 | -117.0238
|  | 59 | -116.408
|  | 59.2 | -115.5759
|  | 59.4 | -116.2968
|  | 59.6 | -116.5287
|  | 59.8 | -114.5492
|  | 60 | -110.54
|  | 60.2 | -113.5468
|  | 60.4 | -117.5482
|  | 60.6 | -117.7018
|  | 60.8 | -116.9722
|  | 61 | -119.3072
|  | 61.2 | -119.2353
|  | 61.4 | -117.0933
|  | 61.6 | -116.4842
|  | 61.8 | -117.4582
|  | 62 | -117.7334
|  | 62.2 | -116.1425
|  | 62.4 | -117.5076
|  | 62.6 | -116.0693
|  | 62.8 | -114.901
|  | 63 | -117.09
|  | 63.2 | -118.8694
|  | 63.4 | -118.2103
|  | 63.6 | -118.3006
|  | 63.8 | -117.6547
|  | 64 | -117.3209
|  | 64.2 | -118.4641
|  | 64.4 | -116.1594
|  | 64.6 | -117.2277
|  | 64.8 | -119.7357
|  | 65 | -117.4116
|  | 65.2 | -117.302
|  | 65.4 | -117.5546
|  | 65.6 | -116.1194
|  | 65.8 | -117.6234
|  | 66 | -117.5874
|  | 66.2 | -118.0857
|  | 66.4 | -119.6722
|  | 66.6 | -117.8604
|  | 66.8 | -115.8917
|  | 67 | -115.7478
|  | 67.2 | -117.8793
|  | 67.4 | -119.593
|  | 67.6 | -119.6172
|  | 67.8 | -118.9395
|  | 68 | -119.111
|  | 68.2 | -117.1833
|  | 68.4 | -117.6713
|  | 68.6 | -117.7328
|  | 68.8 | -118.1689
|  | 69 | -118.5429
|  | 69.2 | -118.9129
|  | 69.4 | -119.0827
|  | 69.6 | -117.7672
|  | 69.8 | -117.147
|  | 70 | -118.7844
|  | 70.2 | -120.0351
|  | 70.4 | -118.7706
|  | 70.6 | -118.3071
|  | 70.8 | -117.6049
|  | 71 | -117.4089
|  | 71.2 | -117.4828
|  | 71.4 | -117.3142
|  | 71.6 | -118.9347
|  | 71.8 | -119.3405
|  | 72 | -119.6788
|  | 72.2 | -119.7988
|  | 72.4 | -117.3658
|  | 72.6 | -117.2028
|  | 72.8 | -118.8207
|  | 73 | -119.1799
|  | 73.2 | -119.2104
|  | 73.4 | -119.4624
|  | 73.6 | -117.8606
|  | 73.8 | -118.4835
|  | 74 | -118.1706
|  | 74.2 | -118.4412
|  | 74.4 | -118.3812
|  | 74.6 | -119.3303
|  | 74.8 | -119.191
|  | 75 | -117.4283
|  | 75.2 | -118.7646
|  | 75.4 | -119.0509
|  | 75.6 | -118.8645
|  | 75.8 | -121.0791
|  | 76 | -119.0175
|  | 76.2 | -119.034
|  | 76.4 | -119.7051
|  | 76.6 | -118.4472
|  | 76.8 | -118.7476
|  | 77 | -119.7272
|  | 77.2 | -119.0247
|  | 77.4 | -118.6812
|  | 77.6 | -118.2193
|  | 77.8 | -117.4926
|  | 78 | -119.1825
|  | 78.2 | -119.5089
|  | 78.4 | -119.9466
|  | 78.6 | -119.6872
|  | 78.8 | -119.5511
|  | 79 | -118.5716
|  | 79.2 | -120.028
|  | 79.4 | -120.6997
|  | 79.6 | -119.8916
|  | 79.8 | -119.7011
|  | 80 | -118.4425
|  | 80.2 | -119.1007
|  | 80.4 | -120.5067
|  | 80.6 | -118.8661
|  | 80.8 | -118.8967
|  | 81 | -119.2989
|  | 81.2 | -120.4162
|  | 81.4 | -119.9271
|  | 81.6 | -118.3378
|  | 81.8 | -119.0429
|  | 82 | -118.0015
|  | 82.2 | -118.5238
|  | 82.4 | -119.5879
|  | 82.6 | -121.6234
|  | 82.8 | -120.9787
|  | 83 | -120.4323
|  | 83.2 | -121.0751
|  | 83.4 | -120.9028
|  | 83.6 | -119.4226
|  | 83.8 | -119.7331
|  | 84 | -119.1359
|  | 84.2 | -118.9964
|  | 84.4 | -119.6588
|  | 84.6 | -119.5398
|  | 84.8 | -119.5056
|  | 85 | -119.5229
|  | 85.2 | -120.5225
|  | 85.4 | -122.0704
|  | 85.6 | -121.8137
|  | 85.8 | -118.5139
|  | 86 | -118.5142
|  | 86.2 | -120.6219
|  | 86.4 | -120.687
|  | 86.6 | -120.224
|  | 86.8 | -121.7261
|  | 87 | -119.9091
|  | 87.2 | -118.9414
|  | 87.4 | -119.7659
|  | 87.6 | -119.0888
|  | 87.8 | -119.9063
|  | 88 | -121.0336
|  | 88.2 | -120.0571
|  | 88.4 | -120.3821
|  | 88.6 | -119.7379
|  | 88.8 | -121.0249
|  | 89 | -121.7926
|  | 89.2 | -120.6542
|  | 89.4 | -120.1729
|  | 89.6 | -121.3498
|  | 89.8 | -120.7875
|  | 90 | -120.0383
|  | 90.2 | -119.5069
|  | 90.4 | -121.342
|  | 90.6 | -120.0072
|  | 90.8 | -120.7124
|  | 91 | -121.1364
|  | 91.2 | -121.5162
|  | 91.4 | -122.4689
|  | 91.6 | -120.1368
|  | 91.8 | -118.6873
|  | 92 | -120.075
|  | 92.2 | -121.481
|  | 92.4 | -120.1451
|  | 92.6 | -118.8341
|  | 92.8 | -119.1757
|  | 93 | -120.8815
|  | 93.2 | -120.6764
|  | 93.4 | -120.5331
|  | 93.6 | -120.9246
|  | 93.8 | -121.9794
|  | 94 | -121.8399
|  | 94.2 | -123.2187
|  | 94.4 | -120.9551
|  | 94.6 | -121.6707
|  | 94.8 | -123.0738
|  | 95 | -121.3672
|  | 95.2 | -119.9132
|  | 95.4 | -120.4197
|  | 95.6 | -119.455
|  | 95.8 | -120.1238
|  | 96 | -120.8197
|  | 96.2 | -122.17
|  | 96.4 | -122.467
|  | 96.6 | -121.288
|  | 96.8 | -120.8206
|  | 97 | -119.5249
|  | 97.2 | -120.0691
|  | 97.4 | -121.9042
|  | 97.6 | -121.4192
|  | 97.8 | -122.4159
|  | 98 | -122.5263
|  | 98.2 | -122.3836
|  | 98.4 | -122.5999
|  | 98.6 | -120.6694
|  | 98.8 | -121.0989
|  | 99 | -121.2587
|  | 99.2 | -120.0311
|  | 99.4 | -119.0528
|  | 99.6 | -120.1917
|  | 99.8 | -119.4251
|  | 100 | -122.426
|  | 100 | -120.781
|  | 102 | -120.3524
|  | 104 | -121.2005
|  | 106 | -121.017
|  | 108 | -121.2595
|  | 110 | -121.547
|  | 112 | -121.4072
|  | 114 | -121.5501
|  | 116 | -121.8525
|  | 118 | -122.0911
|  | 120 | -121.8801
|  | 122 | -122.1752
|  | 124 | -122.6428
|  | 126 | -121.9634
|  | 128 | -123.3458
|  | 130 | -122.416
|  | 132 | -123.3891
|  | 134 | -122.736
|  | 136 | -123.459
|  | 138 | -123.068
|  | 140 | -123.4408
|  | 142 | -123.6129
|  | 144 | -123.1957
|  | 146 | -124.3706
|  | 148 | -123.4511
|  | 150 | -124.1891
|  | 152 | -123.9792
|  | 154 | -124.2795
|  | 156 | -124.4531
|  | 158 | -124.4123
|  | 160 | -124.9701
|  | 162 | -124.3037
|  | 164 | -125.0905
|  | 166 | -124.5882
|  | 168 | -124.8814
|  | 170 | -125.0364
|  | 172 | -125.1204
|  | 174 | -125.2861
|  | 176 | -125.3216
|  | 178 | -119.7405
|  | 180 | -114.2894
|  | 182 | -119.1535
|  | 184 | -125.9463
|  | 186 | -125.5715
|  | 188 | -126.0973
|  | 190 | -126.0924
|  | 192 | -126.2184
|  | 194 | -126.2218
|  | 196 | -126.3081
|  | 198 | -126.5219
|  | 200 | -126.3457
|  | 202 | -127.0803
|  | 204 | -126.2691
|  | 206 | -127.1048
|  | 208 | -127.1356
|  | 210 | -126.8859
|  | 212 | -127.3152
|  | 214 | -127.0315
|  | 216 | -127.4009
|  | 218 | -126.7533
|  | 220 | -127.8366
|  | 222 | -127.0939
|  | 224 | -127.6671
|  | 226 | -127.8182
|  | 228 | -127.5015
|  | 230 | -128.0418
|  | 232 | -127.3542
|  | 234 | -128.2199
|  | 236 | -127.5337
|  | 238 | -128.4615
|  | 240 | -127.0708
|  | 242 | -128.3452
|  | 244 | -128.5279
|  | 246 | -128.1926
|  | 248 | -126.8358
|  | 250 | -124.1189
|  | 252 | -127.2245
|  | 254 | -128.4841
|  | 256 | -128.8539
|  | 258 | -128.4768
|  | 260 | -128.7322
|  | 262 | -129.1902
|  | 264 | -128.5763
|  | 266 | -129.3216
|  | 268 | -128.9682
|  | 270 | -128.9958
|  | 272 | -129.2454
|  | 274 | -129.3879
|  | 276 | -129.1506
|  | 278 | -129.303
|  | 280 | -129.5572
|  | 282 | -129.4829
|  | 284 | -129.486
|  | 286 | -130.0308
|  | 288 | -129.2696
|  | 290 | -130.5443
|  | 292 | -129.4186
|  | 294 | -130.322
|  | 296 | -129.7324
|  | 298 | -129.5729
|  | 300 | -127.4106
|  | 302 | -128.9327
|  | 304 | -130.4152
|  | 306 | -129.8262
|  | 308 | -130.6215
|  | 310 | -130.0436
|  | 312 | -130.3495
|  | 314 | -130.4483
|  | 316 | -130.1656
|  | 318 | -130.9636
|  | 320 | -130.1701
|  | 322 | -131.1364
|  | 324 | -130.1357
|  | 326 | -131.3727
|  | 328 | -130.5779
|  | 330 | -130.9434
|  | 332 | -130.7942
|  | 334 | -130.8909
|  | 336 | -131.1439
|  | 338 | -130.9801
|  | 340 | -131.1179
|  | 342 | -131.1746
|  | 344 | -131.0047
|  | 346 | -131.6133
|  | 348 | -130.9022
|  | 350 | -131.8233
|  | 352 | -131.2161
|  | 354 | -131.6841
|  | 356 | -131.235
|  | 358 | -131.7338
|  | 360 | -131.3775
|  | 362 | -131.4836
|  | 364 | -131.8013
|  | 366 | -131.6489
|  | 368 | -131.7743
|  | 370 | -132.2742
|  | 372 | -131.7973
|  | 374 | -132.3836
|  | 376 | -131.6562
|  | 378 | -132.2758
|  | 380 | -131.5883
|  | 382 | -132.6431
|  | 384 | -131.747
|  | 386 | -132.2393
|  | 388 | -132.5855
|  | 390 | -132.1196
|  | 392 | -132.4289
|  | 394 | -132.4428
|  | 396 | -132.2195
|  | 398 | -132.2587
|  | 400 | -132.4928
|  | 402 | -132.6354
|  | 404 | -132.217
|  | 406 | -133.0666
|  | 408 | -131.9609
|  | 410 | -133.2668
|  | 412 | -132.489
|  | 414 | -132.9377
|  | 416 | -132.5125
|  | 418 | -131.0961
|  | 420 | -126.8954
|  | 422 | -130.1278
|  | 424 | -133.54
|  | 426 | -132.9512
|  | 428 | -133.2818
|  | 430 | -133.2765
|  | 432 | -132.8381
|  | 434 | -133.5522
|  | 436 | -132.8626
|  | 438 | -133.3598
|  | 440 | -133.0409
|  | 442 | -133.8723
|  | 444 | -132.9595
|  | 446 | -133.6677
|  | 448 | -133.6772
|  | 450 | -133.2235
|  | 452 | -133.6867
|  | 454 | -133.5634
|  | 456 | -133.4897
|  | 458 | -133.9503
|  | 460 | -133.8407
|  | 462 | -133.842
|  | 464 | -133.7347
|  | 466 | -134.2635
|  | 468 | -133.3241
|  | 470 | -134.1102
|  | 472 | -133.6557
|  | 474 | -133.98
|  | 476 | -134.0229
|  | 478 | -134.0375
|  | 480 | -134.1117
|  | 482 | -134.0686
|  | 484 | -134.2471
|  | 486 | -134.0613
|  | 488 | -134.007
|  | 490 | -134.6591
|  | 492 | -133.8755
|  | 494 | -135.0747
|  | 496 | -134.0251
|  | 498 | -134.5911
|  | 500 | -133.8456
|  | 502 | -134.3265
|  | 504 | -134.3759
|  | 506 | -134.5459
|  | 508 | -134.8877
|  | 510 | -134.2661
|  | 512 | -134.929
|  | 514 | -134.4862
|  | 516 | -134.84
|  | 518 | -134.5071
|  | 520 | -134.6118
|  | 522 | -134.9945
|  | 524 | -134.4174
|  | 526 | -135.3722
|  | 528 | -134.4792
|  | 530 | -135.276
|  | 532 | -134.6975
|  | 534 | -135.0403
|  | 536 | -134.9857
|  | 538 | -134.8132
|  | 540 | -133.7985
|  | 542 | -134.7925
|  | 544 | -135.3
|  | 546 | -135.1095
|  | 548 | -135.3095
|  | 550 | -135.5005
|  | 552 | -135.0294
|  | 554 | -135.3421
|  | 556 | -135.3406
|  | 558 | -135.5226
|  | 560 | -135.3025
|  | 562 | -135.576
|  | 564 | -135.6211
|  | 566 | -135.3308
|  | 568 | -136.0609
|  | 570 | -135.2734
|  | 572 | -135.757
|  | 574 | -135.9017
|  | 576 | -135.2761
|  | 578 | -135.9236
|  | 580 | -135.5361
|  | 582 | -135.9758
|  | 584 | -135.4218
|  | 586 | -136.3296
|  | 588 | -135.4735
|  | 590 | -136.0918
|  | 592 | -135.7194
|  | 594 | -135.4684
|  | 596 | -136.2685
|  | 598 | -135.6083
|  | 600 | -136.24
|  | 602 | -135.5972
|  | 604 | -136.6291
|  | 606 | -135.7132
|  | 608 | -136.2531
|  | 610 | -136.3353
|  | 612 | -135.881
|  | 614 | -136.394
|  | 616 | -136.1469
|  | 618 | -136.7133
|  | 620 | -136.3038
|  | 622 | -136.4697
|  | 624 | -136.3982
|  | 626 | -136.2783
|  | 628 | -136.7215
|  | 630 | -135.987
|  | 632 | -136.5536
|  | 634 | -136.3404
|  | 636 | -136.2581
|  | 638 | -136.4591
|  | 640 | -136.2136
|  | 642 | -136.3459
|  | 644 | -136.5547
|  | 646 | -136.4169
|  | 648 | -136.44
|  | 650 | -136.4772
|  | 652 | -137.248
|  | 654 | -136.2341
|  | 656 | -137.4076
|  | 658 | -136.4858
|  | 660 | -136.074
|  | 662 | -136.2062
|  | 664 | -136.5128
|  | 666 | -136.704
|  | 668 | -136.2544
|  | 670 | -137.3133
|  | 672 | -136.7966
|  | 674 | -137.6087
|  | 676 | -137.0729
|  | 678 | -137.1121
|  | 680 | -137.3733
|  | 682 | -136.8517
|  | 684 | -137.335
|  | 686 | -136.3736
|  | 688 | -137.8238
|  | 690 | -136.6158
|  | 692 | -137.5966
|  | 694 | -137.0394
|  | 696 | -137.7405
|  | 698 | -137.3517
|  | 700 | -137.2595
|  | 702 | -137.3332
|  | 704 | -137.0971
|  | 706 | -137.4347
|  | 708 | -137.081
|  | 710 | -137.0799
|  | 712 | -137.7006
|  | 714 | -137.2469
|  | 716 | -137.7292
|  | 718 | -137.0746
|  | 720 | -137.2418
|  | 722 | -137.2142
|  | 724 | -137.8422
|  | 726 | -137.504
|  | 728 | -137.3701
|  | 730 | -137.6644
|  | 732 | -137.4598
|  | 734 | -137.3538
|  | 736 | -138.0907
|  | 738 | -137.5495
|  | 740 | -137.7277
|  | 742 | -137.3705
|  | 744 | -137.8994
|  | 746 | -137.0502
|  | 748 | -137.6957
|  | 750 | -136.418
|  | 752 | -137.5037
|  | 754 | -137.5082
|  | 756 | -136.7607
|  | 758 | -137.7868
|  | 760 | -137.5858
|  | 762 | -137.0731
|  | 764 | -136.7746
|  | 766 | -137.5936
|  | 768 | -138.0938
|  | 770 | -137.7027
|  | 772 | -138.5511
|  | 774 | -137.3206
|  | 776 | -138.7229
|  | 778 | -136.8425
|  | 780 | -134.0611
|  | 782 | -135.9864
|  | 784 | -138.1155
|  | 786 | -137.8675
|  | 788 | -137.9377
|  | 790 | -138.2456
|  | 792 | -138.1169
|  | 794 | -138.2687
|  | 796 | -138.1155
|  | 798 | -137.6734
|  | 800 | -138.7842
|  | 802 | -138.2387
|  | 804 | -138.3482
|  | 806 | -138.1701
|  | 808 | -138.7981
|  | 810 | -138.0537
|  | 812 | -138.4594
|  | 814 | -138.4976
|  | 816 | -138.3501
|  | 818 | -138.6279
|  | 820 | -138.5933
|  | 822 | -138.4776
|  | 824 | -138.9686
|  | 826 | -138.5524
|  | 828 | -139.1005
|  | 830 | -138.5086
|  | 832 | -138.9956
|  | 834 | -138.1806
|  | 836 | -138.7864
|  | 838 | -138.5849
|  | 840 | -138.5992
|  | 842 | -138.6287
|  | 844 | -138.57
|  | 846 | -138.624
|  | 848 | -138.6692
|  | 850 | -138.5522
|  | 852 | -138.5711
|  | 854 | -138.389
|  | 856 | -139.0631
|  | 858 | -138.3434
|  | 860 | -139.1909
|  | 862 | -138.5869
|  | 864 | -138.8225
|  | 866 | -138.1335
|  | 868 | -138.8537
|  | 870 | -138.5413
|  | 872 | -138.6045
|  | 874 | -138.9437
|  | 876 | -138.608
|  | 878 | -138.9015
|  | 880 | -138.7873
|  | 882 | -138.9167
|  | 884 | -138.7831
|  | 886 | -139.0949
|  | 888 | -139.3956
|  | 890 | -138.7088
|  | 892 | -139.731
|  | 894 | -138.5983
|  | 896 | -139.391
|  | 898 | -138.8812
|  | 900 | -138.1416
|  | 902 | -139.2378
|  | 904 | -139.7181
|  | 906 | -139.585
|  | 908 | -139.2201
|  | 910 | -139.4183
|  | 912 | -139.1535
|  | 914 | -139.1963
|  | 916 | -139.6181
|  | 918 | -139.0918
|  | 920 | -139.5886
|  | 922 | -139.0833
|  | 924 | -139.3489
|  | 926 | -139.7145
|  | 928 | -140.0354
|  | 930 | -139.7234
|  | 932 | -139.3475
|  | 934 | -139.8092
|  | 936 | -139.2111
|  | 938 | -139.6297
|  | 940 | -139.6068
|  | 942 | -139.336
|  | 944 | -140.0642
|  | 946 | -139.4478
|  | 948 | -140.0798
|  | 950 | -139.6407
|  | 952 | -140.7537
|  | 954 | -139.3879
|  | 956 | -139.9532
|  | 958 | -139.8655
|  | 960 | -139.1204
|  | 962 | -140.1079
|  | 964 | -139.6381
|  | 966 | -140.3123
|  | 968 | -139.8274
|  | 970 | -140.4084
|  | 972 | -139.6367
|  | 974 | -140.0204
|  | 976 | -140.5615
|  | 978 | -139.8162
|  | 980 | -140.5067
|  | 982 | -139.7726
|  | 984 | -140.2158
|  | 986 | -139.972
|  | 988 | -140.1167
|  | 990 | -139.8355
|  | 992 | -139.9104
|  | 994 | -140.3755
|  | 996 | -139.7746
|  | 998 | -140.1874
|  | 1000 | -140.1786
|  | 1000 | -142.1594
|  | 1020 | -142.1372
|  | 1040 | -142.3428
|  | 1060 | -142.5391
|  | 1080 | -142.7763
|  | 1100 | -142.8128
|  | 1120 | -142.7377
|  | 1140 | -142.6249
|  | 1160 | -143.1008
|  | 1180 | -143.2096
|  | 1200 | -143.2377
|  | 1220 | -143.526
|  | 1240 | -143.875
|  | 1260 | -143.8067
|  | 1280 | -144.051
|  | 1300 | -144.2183
|  | 1320 | -144.2009
|  | 1340 | -144.2507
|  | 1360 | -144.4804
|  | 1380 | -144.58
|  | 1400 | -144.7015
|  | 1420 | -144.598
|  | 1440 | -144.7242
|  | 1460 | -145.0717
|  | 1480 | -145.3261
|  | 1500 | -144.9261
|  | 1520 | -145.1363
|  | 1540 | -145.1814
|  | 1560 | -145.3516
|  | 1580 | -145.6223
|  | 1600 | -145.5882
|  | 1620 | -145.733
|  | 1640 | -145.82
|  | 1660 | -145.7604
|  | 1680 | -145.8338
|  | 1700 | -146.1411
|  | 1720 | -146.4369
|  | 1740 | -146.3746
|  | 1760 | -146.7536
|  | 1780 | -146.6678
|  | 1800 | -146.3824
|  | 1820 | -146.7411
|  | 1840 | -146.7503
|  | 1860 | -146.5553
|  | 1880 | -146.6795
|  | 1900 | -146.8396
|  | 1920 | -147.1491
|  | 1940 | -147.5305
|  | 1960 | -147.4514
|  | 1980 | -147.3164
|  | 2000 | -147.2453
|  | 2020 | -147.2211
|  | 2040 | -147.5026
|  | 2060 | -147.6066
|  | 2080 | -147.5151
|  | 2100 | -147.3347
|  | 2120 | -147.6373
|  | 2140 | -147.9273
|  | 2160 | -147.9703
|  | 2180 | -147.8198
|  | 2200 | -147.8129
|  | 2220 | -147.7499
|  | 2240 | -148.0193
|  | 2260 | -148.5446
|  | 2280 | -148.364
|  | 2300 | -148.3622
|  | 2320 | -148.6961
|  | 2340 | -148.4286
|  | 2360 | -148.3844
|  | 2380 | -148.4242
|  | 2400 | -148.699
|  | 2420 | -148.6342
|  | 2440 | -148.6335
|  | 2460 | -148.6762
|  | 2480 | -148.5774
|  | 2500 | -149.0549
|  | 2520 | -149.5822
|  | 2540 | -149.29
|  | 2560 | -149.3547
|  | 2580 | -149.325
|  | 2600 | -149.228
|  | 2620 | -149.1337
|  | 2640 | -148.9497
|  | 2660 | -149.0563
|  | 2680 | -149.5012
|  | 2700 | -149.6872
|  | 2720 | -149.3507
|  | 2740 | -149.4228
|  | 2760 | -149.4877
|  | 2780 | -149.7287
|  | 2800 | -149.6971
|  | 2820 | -149.9851
|  | 2840 | -150.1257
|  | 2860 | -150.1438
|  | 2880 | -150.0644
|  | 2900 | -150.0078
|  | 2920 | -149.9998
|  | 2940 | -149.7043
|  | 2960 | -150.2373
|  | 2980 | -150.4808
|  | 3000 | -150.4218
|  | 3020 | -150.2349
|  | 3040 | -150.1085
|  | 3060 | -150.2304
|  | 3080 | -150.3487
|  | 3100 | -150.33
|  | 3120 | -150.4085
|  | 3140 | -150.3673
|  | 3160 | -150.2944
|  | 3180 | -150.2926
|  | 3200 | -150.4522
|  | 3220 | -150.3143
|  | 3240 | -150.509
|  | 3260 | -151.163
|  | 3280 | -151.0779
|  | 3300 | -151.1095
|  | 3320 | -150.843
|  | 3340 | -150.6227
|  | 3360 | -150.9518
|  | 3380 | -151.1251
|  | 3400 | -151.133
|  | 3420 | -151.0701
|  | 3440 | -151.0405
|  | 3460 | -151.1345
|  | 3480 | -151.3578
|  | 3500 | -151.1956
|  | 3520 | -151.4279
|  | 3540 | -151.4693
|  | 3560 | -151.4118
|  | 3580 | -151.3302
|  | 3600 | -151.3821
|  | 3620 | -151.3629
|  | 3640 | -151.4531
|  | 3660 | -151.5524
|  | 3680 | -151.7646
|  | 3700 | -151.6704
|  | 3720 | -151.6454
|  | 3740 | -151.7481
|  | 3760 | -151.5525
|  | 3780 | -151.3272
|  | 3800 | -151.4943
|  | 3820 | -151.6444
|  | 3840 | -151.7926
|  | 3860 | -151.8502
|  | 3880 | -151.7948
|  | 3900 | -151.5271
|  | 3920 | -151.5871
|  | 3940 | -151.7079
|  | 3960 | -151.5785
|  | 3980 | -151.7487
|  | 4000 | -152.014
|  | 4020 | -152.7053
|  | 4040 | -152.5362
|  | 4060 | -152.1404
|  | 4080 | -152.6378
|  | 4100 | -152.5048
|  | 4120 | -151.8793
|  | 4140 | -152.0852
|  | 4160 | -152.2615
|  | 4180 | -152.5797
|  | 4200 | -152.504
|  | 4220 | -152.4536
|  | 4240 | -152.5584
|  | 4260 | -152.4389
|  | 4280 | -152.1003
|  | 4300 | -152.1145
|  | 4320 | -152.1756
|  | 4340 | -152.4588
|  | 4360 | -152.7513
|  | 4380 | -152.7581
|  | 4400 | -152.8043
|  | 4420 | -152.6445
|  | 4440 | -152.1073
|  | 4460 | -151.9736
|  | 4480 | -152.3478
|  | 4500 | -152.5012
|  | 4520 | -153.0716
|  | 4540 | -152.8834
|  | 4560 | -152.6877
|  | 4580 | -152.6066
|  | 4600 | -151.8704
|  | 4620 | -152.4169
|  | 4640 | -152.6913
|  | 4660 | -152.6663
|  | 4680 | -152.6294
|  | 4700 | -152.8382
|  | 4720 | -152.948
|  | 4740 | -153.2288
|  | 4760 | -153.0127
|  | 4780 | -152.7124
|  | 4800 | -152.5563
|  | 4820 | -152.9108
|  | 4840 | -152.8745
|  | 4860 | -152.7382
|  | 4880 | -152.7556
|  | 4900 | -152.7689
|  | 4920 | -152.6548
|  | 4940 | -152.7189
|  | 4960 | -153.3569
|  | 4980 | -153.2209
|  | 5000 | -153.4729
|  | 5020 | -153.6791
|  | 5040 | -153.2667
|  | 5060 | -153.0378
|  | 5080 | -153.2655
|  | 5100 | -153.3565
|  | 5120 | -153.5434
|  | 5140 | -153.0621
|  | 5160 | -152.886
|  | 5180 | -152.4205
|  | 5200 | -152.6951
|  | 5220 | -152.4647
|  | 5240 | -152.6449
|  | 5260 | -152.3371
|  | 5280 | -152.3063
|  | 5300 | -152.4857
|  | 5320 | -151.4306
|  | 5340 | -150.692
|  | 5360 | -150.5431
|  | 5380 | -150.8206
|  | 5400 | -151.455
|  | 5420 | -152.136
|  | 5440 | -152.6548
|  | 5460 | -152.8672
|  | 5480 | -152.8689
|  | 5500 | -153.1513
|  | 5520 | -153.4774
|  | 5540 | -153.6406
|  | 5560 | -153.5876
|  | 5580 | -153.5404
|  | 5600 | -153.5924
|  | 5620 | -153.5677
|  | 5640 | -153.7537
|  | 5660 | -153.5533
|  | 5680 | -153.7134
|  | 5700 | -154.2475
|  | 5720 | -154.2489
|  | 5740 | -154.4663
|  | 5760 | -154.1019
|  | 5780 | -153.9333
|  | 5800 | -153.5615
|  | 5820 | -153.6902
|  | 5840 | -153.8081
|  | 5860 | -153.5663
|  | 5880 | -153.6322
|  | 5900 | -153.9941
|  | 5920 | -153.8224
|  | 5940 | -153.3954
|  | 5960 | -154.1465
|  | 5980 | -154.0723
|  | 6000 | -153.4552
|  | 6020 | -153.8306
|  | 6040 | -153.582
|  | 6060 | -153.5815
|  | 6080 | -154.1551
|  | 6100 | -154.2213
|  | 6120 | -154.264
|  | 6140 | -154.2673
|  | 6160 | -154.4153
|  | 6180 | -153.8683
|  | 6200 | -153.8464
|  | 6220 | -154.5979
|  | 6240 | -155.0335
|  | 6260 | -154.6744
|  | 6280 | -154.4428
|  | 6300 | -154.1423
|  | 6320 | -154.331
|  | 6340 | -154.3198
|  | 6360 | -154.1571
|  | 6380 | -154.0085
|  | 6400 | -154.1833
|  | 6420 | -154.0933
|  | 6440 | -153.9517
|  | 6460 | -154.3029
|  | 6480 | -154.5361
|  | 6500 | -154.4212
|  | 6520 | -154.7307
|  | 6540 | -154.6906
|  | 6560 | -154.6599
|  | 6580 | -154.4301
|  | 6600 | -154.5389
|  | 6620 | -154.4744
|  | 6640 | -154.2358
|  | 6660 | -154.517
|  | 6680 | -154.6542
|  | 6700 | -154.7741
|  | 6720 | -154.608
|  | 6740 | -154.5182
|  | 6760 | -154.6543
|  | 6780 | -154.4151
|  | 6800 | -154.0997
|  | 6820 | -154.013
|  | 6840 | -154.0269
|  | 6860 | -154.1637
|  | 6880 | -154.5633
|  | 6900 | -154.7541
|  | 6920 | -154.3085
|  | 6940 | -154.1093
|  | 6960 | -154.1477
|  | 6980 | -154.2734
|  | 7000 | -154.4898
|  | 7020 | -154.4892
|  | 7040 | -154.776
|  | 7060 | -154.8827
|  | 7080 | -154.816
|  | 7100 | -154.6148
|  | 7120 | -154.5095
|  | 7140 | -154.6797
|  | 7160 | -154.6225
|  | 7180 | -154.4687
|  | 7200 | -154.4413
|  | 7220 | -154.4644
|  | 7240 | -154.5309
|  | 7260 | -154.6125
|  | 7280 | -154.7277
|  | 7300 | -155.2178
|  | 7320 | -155.4461
|  | 7340 | -154.9973
|  | 7360 | -154.5144
|  | 7380 | -154.5701
|  | 7400 | -154.5142
|  | 7420 | -154.0894
|  | 7440 | -154.3056
|  | 7460 | -154.5552
|  | 7480 | -154.3687
|  | 7500 | -154.5149
|  | 7520 | -154.7341
|  | 7540 | -154.4175
|  | 7560 | -154.7523
|  | 7580 | -154.9857
|  | 7600 | -155.0491
|  | 7620 | -154.8862
|  | 7640 | -154.3327
|  | 7660 | -154.2953
|  | 7680 | -153.9551
|  | 7700 | -154.1319
|  | 7720 | -154.6447
|  | 7740 | -154.9536
|  | 7760 | -154.5608
|  | 7780 | -154.7951
|  | 7800 | -154.8347
|  | 7820 | -155.2497
|  | 7840 | -155.425
|  | 7860 | -155.1184
|  | 7880 | -155.1701
|  | 7900 | -154.9955
|  | 7920 | -155.2018
|  | 7940 | -154.2847
|  | 7960 | -154.2855
|  | 7980 | -154.8598
|  | 8000 | -154.5829
|  | 8020 | -154.829
|  | 8040 | -154.9143
|  | 8060 | -154.5839
|  | 8080 | -154.8179
|  | 8100 | -154.8878
|  | 8120 | -155.2506
|  | 8140 | -155.6527
|  | 8160 | -155.1139
|  | 8180 | -154.5714
|  | 8200 | -154.6979
|  | 8220 | -154.9249
|  | 8240 | -155.3379
|  | 8260 | -155.1231
|  | 8280 | -155.12
|  | 8300 | -155.2472
|  | 8320 | -155.3511
|  | 8340 | -155.3312
|  | 8360 | -154.581
|  | 8380 | -154.4946
|  | 8400 | -155.0602
|  | 8420 | -154.9058
|  | 8440 | -155.2456
|  | 8460 | -155.9929
|  | 8480 | -155.8593
|  | 8500 | -155.6152
|  | 8520 | -155.2626
|  | 8540 | -154.951
|  | 8560 | -154.7821
|  | 8580 | -154.6811
|  | 8600 | -154.996
|  | 8620 | -154.4945
|  | 8640 | -154.2931
|  | 8660 | -154.6353
|  | 8680 | -155.1834
|  | 8700 | -155.419
|  | 8720 | -154.7358
|  | 8740 | -154.8195
|  | 8760 | -154.9158
|  | 8780 | -154.6082
|  | 8800 | -155.4036
|  | 8820 | -155.2452
|  | 8840 | -154.8807
|  | 8860 | -154.9303
|  | 8880 | -155.1296
|  | 8900 | -155.2462
|  | 8920 | -154.8176
|  | 8940 | -155.2118
|  | 8960 | -155.3362
|  | 8980 | -155.2973
|  | 9000 | -155.4902
|  | 9020 | -155.5959
|  | 9040 | -155.0286
|  | 9060 | -155.0625
|  | 9080 | -155.1062
|  | 9100 | -155.3464
|  | 9120 | -155.2899
|  | 9140 | -155.2694
|  | 9160 | -154.7846
|  | 9180 | -154.7183
|  | 9200 | -154.8572
|  | 9220 | -155.0516
|  | 9240 | -154.7246
|  | 9260 | -154.8561
|  | 9280 | -154.923
|  | 9300 | -155.1922
|  | 9320 | -155.3068
|  | 9340 | -155.3845
|  | 9360 | -155.0331
|  | 9380 | -155.2563
|  | 9400 | -155.5785
|  | 9420 | -155.1438
|  | 9440 | -155.1353
|  | 9460 | -155.1159
|  | 9480 | -155.1327
|  | 9500 | -155.1738
|  | 9520 | -155.1719
|  | 9540 | -155.3109
|  | 9560 | -155.5924
|  | 9580 | -155.2245
|  | 9600 | -154.871
|  | 9620 | -154.8837
|  | 9640 | -154.9651
|  | 9660 | -154.862
|  | 9680 | -154.8764
|  | 9700 | -155.1784
|  | 9720 | -155.0135
|  | 9740 | -155.1029
|  | 9760 | -155.1908
|  | 9780 | -155.3339
|  | 9800 | -155.4138
|  | 9820 | -155.2514
|  | 9840 | -155.1652
|  | 9860 | -155.3616
|  | 9880 | -155.0676
|  | 9900 | -154.8318
|  | 9920 | -155.0929
|  | 9940 | -155.6013
|  | 9960 | -155.8006
|  | 9980 | -155.2293
|  | 10000 | -155.2276
|  | 10000 | -155.9056
|  | 10200 | -155.7786
|  | 10400 | -156.6331
|  | 10600 | -156.6276
|  | 10800 | -156.9467
|  | 11000 | -156.1278
|  | 11200 | -155.9311
|  | 11400 | -156.8556
|  | 11600 | -156.8129
|  | 11800 | -156.6473
|  | 12000 | -156.8514
|  | 12200 | -156.1613
|  | 12400 | -155.5869
|  | 12600 | -156.2703
|  | 12800 | -156.1114
|  | 13000 | -156.6988
|  | 13200 | -156.7888
|  | 13400 | -156.769
|  | 13600 | -156.5659
|  | 13800 | -156.7215
|  | 14000 | -156.8448
|  | 14200 | -156.8709
|  | 14400 | -157.0549
|  | 14600 | -157.0098
|  | 14800 | -156.8614
|  | 15000 | -156.4435
|  | 15200 | -156.8058
|  | 15400 | -156.7379
|  | 15600 | -156.9388
|  | 15800 | -157.0423
|  | 16000 | -157.0901
|  | 16200 | -157.0092
|  | 16400 | -156.6681
|  | 16600 | -156.5407
|  | 16800 | -156.9472
|  | 17000 | -156.5652
|  | 17200 | -156.8107
|  | 17400 | -157.4702
|  | 17600 | -157.7468
|  | 17800 | -157.3951
|  | 18000 | -157.0473
|  | 18200 | -157.033
|  | 18400 | -157.4739
|  | 18600 | -157.4778
|  | 18800 | -156.9762
|  | 19000 | -157.2708
|  | 19200 | -157.5463
|  | 19400 | -157.4843
|  | 19600 | -157.0075
|  | 19800 | -156.9897
|  | 20000 | -157.1872
|  | 20200 | -157.8724
|  | 20400 | -157.9607
|  | 20600 | -157.4325
|  | 20800 | -157.4238
|  | 21000 | -157.5691
|  | 21200 | -157.2731
|  | 21400 | -157.2698
|  | 21600 | -157.171
|  | 21800 | -157.0564
|  | 22000 | -157.0218
|  | 22200 | -157.2231
|  | 22400 | -157.4964
|  | 22600 | -157.8514
|  | 22800 | -157.7144
|  | 23000 | -157.4548
|  | 23200 | -157.289
|  | 23400 | -157.1007
|  | 23600 | -157.4647
|  | 23800 | -157.8293
|  | 24000 | -157.5782
|  | 24200 | -157.6504
|  | 24400 | -157.9455
|  | 24600 | -157.9002
|  | 24800 | -157.6926
|  | 25000 | -157.5885
|  | 25200 | -158.0896
|  | 25400 | -158.1089
|  | 25600 | -157.7963
|  | 25800 | -157.357
|  | 26000 | -157.34
|  | 26200 | -157.4705
|  | 26400 | -157.7816
|  | 26600 | -157.9209
|  | 26800 | -157.7949
|  | 27000 | -158.0329
|  | 27200 | -158.1708
|  | 27400 | -158.6018
|  | 27600 | -158.1935
|  | 27800 | -157.8976
|  | 28000 | -157.7824
|  | 28200 | -157.6753
|  | 28400 | -158.148
|  | 28600 | -158.1329
|  | 28800 | -158.3219
|  | 29000 | -157.3257
|  | 29200 | -157.4461
|  | 29400 | -157.9904
|  | 29600 | -157.8166
|  | 29800 | -157.6135
|  | 30000 | -157.664
|  | 30200 | -157.4337
|  | 30400 | -157.3968
|  | 30600 | -157.3384
|  | 30800 | -157.184
|  | 31000 | -157.6616
|  | 31200 | -157.654
|  | 31400 | -157.6149
|  | 31600 | -157.7859
|  | 31800 | -158.3106
|  | 32000 | -158.1532
|  | 32200 | -157.9523
|  | 32400 | -158.3993
|  | 32600 | -157.9654
|  | 32800 | -158.0031
|  | 33000 | -158.3765
|  | 33200 | -158.2791
|  | 33400 | -158.3224
|  | 33600 | -158.2796
|  | 33800 | -157.8237
|  | 34000 | -157.5348
|  | 34200 | -157.6304
|  | 34400 | -157.2031
|  | 34600 | -157.7847
|  | 34800 | -158.5773
|  | 35000 | -158.461
|  | 35200 | -157.4114
|  | 35400 | -157.7816
|  | 35600 | -157.4596
|  | 35800 | -155.8609
|  | 36000 | -153.902
|  | 36200 | -152.9445
|  | 36400 | -153.1063
|  | 36600 | -152.35
|  | 36800 | -152.1823
|  | 37000 | -151.7968
|  | 37200 | -152.0054
|  | 37400 | -152.9442
|  | 37600 | -153.5221
|  | 37800 | -153.5026
|  | 38000 | -153.4889
|  | 38200 | -154.4094
|  | 38400 | -155.9487
|  | 38600 | -157.556
|  | 38800 | -157.8337
|  | 39000 | -157.5334
|  | 39200 | -157.861
|  | 39400 | -157.9833
|  | 39600 | -157.8559
|  | 39800 | -157.7455
|  | 40000 | -158.0898
|  | 40200 | -158.1801
|  | 40400 | -157.9856
|  | 40600 | -157.8097
|  | 40800 | -158.3386
|  | 41000 | -158.8796
|  | 41200 | -157.841
|  | 41400 | -157.9178
|  | 41600 | -158.3711
|  | 41800 | -158.2198
|  | 42000 | -158.548
|  | 42200 | -158.3478
|  | 42400 | -157.8127
|  | 42600 | -158.0432
|  | 42800 | -157.8699
|  | 43000 | -157.9451
|  | 43200 | -157.8571
|  | 43400 | -157.9626
|  | 43600 | -158.0809
|  | 43800 | -158.3103
|  | 44000 | -157.9228
|  | 44200 | -158.4053
|  | 44400 | -158.2995
|  | 44600 | -158.2512
|  | 44800 | -157.8448
|  | 45000 | -157.6162
|  | 45200 | -158.1523
|  | 45400 | -158.1733
|  | 45600 | -158.1698
|  | 45800 | -158.1761
|  | 46000 | -157.5782
|  | 46200 | -157.5181
|  | 46400 | -158.0233
|  | 46600 | -157.9886
|  | 46800 | -158.3219
|  | 47000 | -158.4055
|  | 47200 | -158.5884
|  | 47400 | -158.2587
|  | 47600 | -158.0995
|  | 47800 | -158.1538
|  | 48000 | -158.3027
|  | 48200 | -158.006
|  | 48400 | -158.0883
|  | 48600 | -158.1724
|  | 48800 | -157.697
|  | 49000 | -157.2849
|  | 49200 | -157.5998
|  | 49400 | -157.9875
|  | 49600 | -158.6436
|  | 49800 | -158.3969
|  | 50000 | -158.3096
|  | 50200 | -158.2035
|  | 50400 | -158.7197
|  | 50600 | -158.4776
|  | 50800 | -158.41
|  | 51000 | -158.3445
|  | 51200 | -158.2087
|  | 51400 | -157.8333
|  | 51600 | -157.9201
|  | 51800 | -158.3726
|  | 52000 | -158.2508
|  | 52200 | -158.3109
|  | 52400 | -158.1834
|  | 52600 | -158.2512
|  | 52800 | -158.1017
|  | 53000 | -158.1656
|  | 53200 | -158.4196
|  | 53400 | -158.3975
|  | 53600 | -158.1662
|  | 53800 | -157.5642
|  | 54000 | -158.2366
|  | 54200 | -158.1716
|  | 54400 | -158.4309
|  | 54600 | -158.4904
|  | 54800 | -158.2607
|  | 55000 | -158.6658
|  | 55200 | -159.0049
|  | 55400 | -158.871
|  | 55600 | -158.7906
|  | 55800 | -158.7918
|  | 56000 | -157.8298
|  | 56200 | -157.7892
|  | 56400 | -158.2111
|  | 56600 | -158.1098
|  | 56800 | -157.7319
|  | 57000 | -157.7914
|  | 57200 | -158.1081
|  | 57400 | -158.2513
|  | 57600 | -158.5067
|  | 57800 | -158.1916
|  | 58000 | -158.2209
|  | 58200 | -158.1997
|  | 58400 | -158.1113
|  | 58600 | -158.4779
|  | 58800 | -158.6021
|  | 59000 | -158.3645
|  | 59200 | -158.3921
|  | 59400 | -158.6512
|  | 59600 | -158.9906
|  | 59800 | -158.6371
|  | 60000 | -158.0011
|  | 60200 | -157.8669
|  | 60400 | -158.6565
|  | 60600 | -158.7241
|  | 60800 | -158.4436
|  | 61000 | -158.322
|  | 61200 | -158.6198
|  | 61400 | -158.3003
|  | 61600 | -158.1496
|  | 61800 | -158.4427
|  | 62000 | -158.1562
|  | 62200 | -158.0015
|  | 62400 | -158.2797
|  | 62600 | -158.2988
|  | 62800 | -158.9598
|  | 63000 | -158.145
|  | 63200 | -158.3261
|  | 63400 | -158.3808
|  | 63600 | -158.5939
|  | 63800 | -158.607
|  | 64000 | -158.3878
|  | 64200 | -158.4655
|  | 64400 | -158.5819
|  | 64600 | -158.3708
|  | 64800 | -158.2141
|  | 65000 | -158.1362
|  | 65200 | -159.1302
|  | 65400 | -159.5194
|  | 65600 | -158.9438
|  | 65800 | -158.7647
|  | 66000 | -158.6825
|  | 66200 | -158.4875
|  | 66400 | -158.7153
|  | 66600 | -158.2223
|  | 66800 | -158.2213
|  | 67000 | -159.1798
|  | 67200 | -159.3042
|  | 67400 | -159.0703
|  | 67600 | -158.5473
|  | 67800 | -158.8798
|  | 68000 | -158.8281
|  | 68200 | -158.6531
|  | 68400 | -158.3145
|  | 68600 | -158.248
|  | 68800 | -158.4467
|  | 69000 | -158.8398
|  | 69200 | -158.9608
|  | 69400 | -158.8466
|  | 69600 | -159.0164
|  | 69800 | -158.8669
|  | 70000 | -158.7086
|  | 70200 | -158.8157
|  | 70400 | -158.3927
|  | 70600 | -158.1462
|  | 70800 | -158.7264
|  | 71000 | -158.7103
|  | 71200 | -158.622
|  | 71400 | -158.3306
|  | 71600 | -158.253
|  | 71800 | -158.2228
|  | 72000 | -158.4035
|  | 72200 | -158.1408
|  | 72400 | -157.9398
|  | 72600 | -158.2381
|  | 72800 | -158.4577
|  | 73000 | -158.7228
|  | 73200 | -158.0564
|  | 73400 | -157.7311
|  | 73600 | -157.667
|  | 73800 | -157.7457
|  | 74000 | -157.8398
|  | 74200 | -157.7894
|  | 74400 | -158.0751
|  | 74600 | -158.563
|  | 74800 | -159.115
|  | 75000 | -158.8299
|  | 75200 | -158.5066
|  | 75400 | -158.3336
|  | 75600 | -158.7057
|  | 75800 | -159.0092
|  | 76000 | -158.6306
|  | 76200 | -158.7156
|  | 76400 | -158.8383
|  | 76600 | -159.0559
|  | 76800 | -158.8217
|  | 77000 | -158.7514
|  | 77200 | -158.6562
|  | 77400 | -158.316
|  | 77600 | -158.4303
|  | 77800 | -158.6939
|  | 78000 | -159.0995
|  | 78200 | -159.0635
|  | 78400 | -158.4911
|  | 78600 | -158.4142
|  | 78800 | -158.7984
|  | 79000 | -158.876
|  | 79200 | -158.6428
|  | 79400 | -158.5424
|  | 79600 | -158.8225
|  | 79800 | -158.8422
|  | 80000 | -158.2801
|  | 80200 | -158.1943
|  | 80400 | -158.3007
|  | 80600 | -158.7871
|  | 80800 | -158.6253
|  | 81000 | -158.6359
|  | 81200 | -158.9993
|  | 81400 | -158.8947
|  | 81600 | -158.8076
|  | 81800 | -158.483
|  | 82000 | -158.8775
|  | 82200 | -158.2614
|  | 82400 | -158.0592
|  | 82600 | -158.4429
|  | 82800 | -159.1123
|  | 83000 | -158.7574
|  | 83200 | -158.2301
|  | 83400 | -158.8321
|  | 83600 | -159.1707
|  | 83800 | -158.5745
|  | 84000 | -158.7211
|  | 84200 | -158.8058
|  | 84400 | -158.9188
|  | 84600 | -158.6299
|  | 84800 | -158.3657
|  | 85000 | -158.5148
|  | 85200 | -159.0588
|  | 85400 | -159.3229
|  | 85600 | -158.8204
|  | 85800 | -158.9148
|  | 86000 | -159.0181
|  | 86200 | -158.5797
|  | 86400 | -158.6596
|  | 86600 | -158.8193
|  | 86800 | -158.7104
|  | 87000 | -158.5884
|  | 87200 | -159.3856
|  | 87400 | -159.3501
|  | 87600 | -158.6576
|  | 87800 | -159.0268
|  | 88000 | -159.0312
|  | 88200 | -158.5319
|  | 88400 | -158.9143
|  | 88600 | -158.9224
|  | 88800 | -159.187
|  | 89000 | -158.7851
|  | 89200 | -158.5055
|  | 89400 | -158.7496
|  | 89600 | -158.6632
|  | 89800 | -158.6994
|  | 90000 | -158.5523
|  | 90200 | -158.8863
|  | 90400 | -159.2085
|  | 90600 | -159.0936
|  | 90800 | -158.7875
|  | 91000 | -158.9898
|  | 91200 | -158.8623
|  | 91400 | -158.3126
|  | 91600 | -158.4395
|  | 91800 | -158.8806
|  | 92000 | -158.8668
|  | 92200 | -158.6012
|  | 92400 | -158.5603
|  | 92600 | -158.7751
|  | 92800 | -158.8214
|  | 93000 | -158.7689
|  | 93200 | -158.7389
|  | 93400 | -159.166
|  | 93600 | -158.6987
|  | 93800 | -158.823
|  | 94000 | -158.5527
|  | 94200 | -159.182
|  | 94400 | -159.2166
|  | 94600 | -159.2964
|  | 94800 | -159.1217
|  | 95000 | -158.986
|  | 95200 | -159.0796
|  | 95400 | -158.7702
|  | 95600 | -158.5388
|  | 95800 | -158.6757
|  | 96000 | -158.687
|  | 96200 | -158.7777
|  | 96400 | -159.0675
|  | 96600 | -158.744
|  | 96800 | -158.8834
|  | 97000 | -159.4277
|  | 97200 | -159.3425
|  | 97400 | -158.8996
|  | 97600 | -158.3587
|  | 97800 | -158.2174
|  | 98000 | -158.6354
|  | 98200 | -158.6417
|  | 98400 | -158.97
|  | 98600 | -159.4438
|  | 98800 | -159.0688
|  | 99000 | -159.2475
|  | 99200 | -158.9592
|  | 99400 | -159.0478
|  | 99600 | -158.7919
|  | 99800 | -158.6887
|  | 100000 | -158.9058
|  | 100000 | -159.3344
|  | 102000 | -159.0548
|  | 104000 | -159.1358
|  | 106000 | -159.4994
|  | 108000 | -158.982
|  | 110000 | -158.8115
|  | 112000 | -159.5145
|  | 114000 | -159.4558
|  | 116000 | -159.4675
|  | 118000 | -159.1743
|  | 120000 | -159.2521
|  | 122000 | -159.0589
|  | 124000 | -158.5775
|  | 126000 | -158.7513
|  | 128000 | -158.6767
|  | 130000 | -159.3453
|  | 132000 | -159.1148
|  | 134000 | -158.7297
|  | 136000 | -158.6748
|  | 138000 | -159.3208
|  | 140000 | -159.2804
|  | 142000 | -159.3512
|  | 144000 | -159.1544
|  | 146000 | -159.3554
|  | 148000 | -159.4088
|  | 150000 | -159.5065
|  | 152000 | -151.3724
|  | 154000 | -148.9192
|  | 156000 | -156.2263
|  | 158000 | -159.0552
|  | 160000 | -159.041
|  | 162000 | -159.2891
|  | 164000 | -159.2812
|  | 166000 | -159.1861
|  | 168000 | -159.8356
|  | 170000 | -159.6254
|  | 172000 | -159.1965
|  | 174000 | -159.6091
|  | 176000 | -159.2541
|  | 178000 | -159.0863
|  | 180000 | -159.2943
|  | 182000 | -159.1924
|  | 184000 | -158.8526
|  | 186000 | -159.1006
|  | 188000 | -159.5589
|  | 190000 | -159.3686
|  | 192000 | -159.3322
|  | 194000 | -159.1361
|  | 196000 | -159.1235
|  | 198000 | -159.0882
|  | 200000 | -159.0087
|  | 202000 | -159.181
|  | 204000 | -159.3394
|  | 206000 | -159.3149
|  | 208000 | -159.3202
|  | 210000 | -159.2453
|  | 212000 | -159.6881
|  | 214000 | -159.5605
|  | 216000 | -159.044
|  | 218000 | -159.3531
|  | 220000 | -159.4146
|  | 222000 | -159.1985
|  | 224000 | -159.0733
|  | 226000 | -159.1371
|  | 228000 | -159.0836
|  | 230000 | -158.9536
|  | 232000 | -158.4519
|  | 234000 | -158.9767
|  | 236000 | -159.3581
|  | 238000 | -159.0378
|  | 240000 | -158.8049
|  | 242000 | -159.1014
|  | 244000 | -158.9912
|  | 246000 | -158.8954
|  | 248000 | -159.4171
|  | 250000 | -159.7469
|  | 252000 | -159.8414
|  | 254000 | -159.6085
|  | 256000 | -159.6222
|  | 258000 | -159.1869
|  | 260000 | -159.1149
|  | 262000 | -159.0648
|  | 264000 | -158.81
|  | 266000 | -159.0068
|  | 268000 | -159.2365
|  | 270000 | -159.0145
|  | 272000 | -159.0827
|  | 274000 | -158.818
|  | 276000 | -157.3087
|  | 278000 | -157.322
|  | 280000 | -158.5906
|  | 282000 | -159.0988
|  | 284000 | -159.315
|  | 286000 | -159.4463
|  | 288000 | -159.5061
|  | 290000 | -159.0199
|  | 292000 | -158.8036
|  | 294000 | -159.5812
|  | 296000 | -159.5307
|  | 298000 | -159.4866
|  | 300000 | -159.5528
|  | 302000 | -159.4437
|  | 304000 | -159.8442
|  | 306000 | -159.1157
|  | 308000 | -158.7457
|  | 310000 | -159.1132
|  | 312000 | -159.2289
|  | 314000 | -159.3536
|  | 316000 | -159.6525
|  | 318000 | -159.3379
|  | 320000 | -159.1476
|  | 322000 | -159.522
|  | 324000 | -159.3299
|  | 326000 | -159.049
|  | 328000 | -159.4094
|  | 330000 | -159.6103
|  | 332000 | -160.0496
|  | 334000 | -159.5818
|  | 336000 | -158.8336
|  | 338000 | -159.0274
|  | 340000 | -159.2467
|  | 342000 | -159.155
|  | 344000 | -159.1941
|  | 346000 | -159.5387
|  | 348000 | -159.6899
|  | 350000 | -159.2578
|  | 352000 | -159.0508
|  | 354000 | -159.1328
|  | 356000 | -159.6124
|  | 358000 | -159.1221
|  | 360000 | -158.6082
|  | 362000 | -159.0899
|  | 364000 | -159.2493
|  | 366000 | -159.538
|  | 368000 | -159.4108
|  | 370000 | -159.1413
|  | 372000 | -159.6515
|  | 374000 | -159.1395
|  | 376000 | -159.0646
|  | 378000 | -159.3639
|  | 380000 | -159.8231
|  | 382000 | -159.7802
|  | 384000 | -159.5238
|  | 386000 | -159.5032
|  | 388000 | -159.1432
|  | 390000 | -159.2579
|  | 392000 | -159.7973
|  | 394000 | -158.9121
|  | 396000 | -158.4748
|  | 398000 | -158.9254
|  | 400000 | -159.2418
|  | 402000 | -158.9636
|  | 404000 | -159.2854
|  | 406000 | -159.5137
|  | 408000 | -159.3787
|  | 410000 | -159.4239
|  | 412000 | -159.2562
|  | 414000 | -159.7955
|  | 416000 | -160.0929
|  | 418000 | -160.0541
|  | 420000 | -159.8633
|  | 422000 | -159.5796
|  | 424000 | -159.6936
|  | 426000 | -159.7475
|  | 428000 | -158.9474
|  | 430000 | -158.5371
|  | 432000 | -159.1333
|  | 434000 | -159.7601
|  | 436000 | -159.9664
|  | 438000 | -159.4995
|  | 440000 | -159.6501
|  | 442000 | -159.0135
|  | 444000 | -159.4986
|  | 446000 | -159.495
|  | 448000 | -159.2004
|  | 450000 | -159.2747
|  | 452000 | -158.7288
|  | 454000 | -158.9617
|  | 456000 | -159.4605
|  | 458000 | -159.3262
|  | 460000 | -158.9727
|  | 462000 | -159.4057
|  | 464000 | -160.1711
|  | 466000 | -159.1226
|  | 468000 | -159.0698
|  | 470000 | -159.3607
|  | 472000 | -159.814
|  | 474000 | -160.035
|  | 476000 | -159.9729
|  | 478000 | -159.4158
|  | 480000 | -158.9788
|  | 482000 | -159.3277
|  | 484000 | -159.8941
|  | 486000 | -159.4475
|  | 488000 | -159.5327
|  | 490000 | -159.4437
|  | 492000 | -159.3426
|  | 494000 | -158.9989
|  | 496000 | -159.4531
|  | 498000 | -159.5531
|  | 500000 | -158.8514
|  | 502000 | -158.4751
|  | 504000 | -159.4948
|  | 506000 | -160.0609
|  | 508000 | -160.4423
|  | 510000 | -159.8679
|  | 512000 | -159.2353
|  | 514000 | -159.1591
|  | 516000 | -159.7383
|  | 518000 | -159.7631
|  | 520000 | -160.1848
|  | 522000 | -160.068
|  | 524000 | -159.573
|  | 526000 | -159.8416
|  | 528000 | -159.8849
|  | 530000 | -159.8175
|  | 532000 | -159.7672
|  | 534000 | -159.5832
|  | 536000 | -158.9013
|  | 538000 | -158.6855
|  | 540000 | -159.3112
|  | 542000 | -159.6245
|  | 544000 | -159.4007
|  | 546000 | -159.8433
|  | 548000 | -159.4479
|  | 550000 | -159.7511
|  | 552000 | -159.3594
|  | 554000 | -159.2458
|  | 556000 | -159.5194
|  | 558000 | -159.5811
|  | 560000 | -159.4691
|  | 562000 | -159.8361
|  | 564000 | -159.9511
|  | 566000 | -159.2113
|  | 568000 | -159.4643
|  | 570000 | -159.5395
|  | 572000 | -159.3672
|  | 574000 | -159.0224
|  | 576000 | -159.211
|  | 578000 | -159.1816
|  | 580000 | -159.4009
|  | 582000 | -159.6709
|  | 584000 | -159.9377
|  | 586000 | -159.8038
|  | 588000 | -159.4373
|  | 590000 | -159.7192
|  | 592000 | -159.4685
|  | 594000 | -159.4904
|  | 596000 | -159.8882
|  | 598000 | -159.553
|  | 600000 | -159.4502
|  | 602000 | -159.7925
|  | 604000 | -159.3502
|  | 606000 | -159.3635
|  | 608000 | -159.5565
|  | 610000 | -159.4421
|  | 612000 | -159.2517
|  | 614000 | -159.4836
|  | 616000 | -159.0676
|  | 618000 | -158.9279
|  | 620000 | -159.7188
|  | 622000 | -159.5254
|  | 624000 | -159.608
|  | 626000 | -159.3604
|  | 628000 | -159.0709
|  | 630000 | -158.7822
|  | 632000 | -158.7623
|  | 634000 | -159.5097
|  | 636000 | -159.5525
|  | 638000 | -159.7505
|  | 640000 | -160.25
|  | 642000 | -159.684
|  | 644000 | -159.7019
|  | 646000 | -159.8688
|  | 648000 | -159.5018
|  | 650000 | -159.6354
|  | 652000 | -159.4048
|  | 654000 | -159.3342
|  | 656000 | -159.4331
|  | 658000 | -159.4936
|  | 660000 | -159.817
|  | 662000 | -159.3011
|  | 664000 | -159.4216
|  | 666000 | -159.7222
|  | 668000 | -159.7469
|  | 670000 | -158.9192
|  | 672000 | -159.2455
|  | 674000 | -159.5763
|  | 676000 | -159.5022
|  | 678000 | -159.3589
|  | 680000 | -159.4326
|  | 682000 | -159.7269
|  | 684000 | -159.4861
|  | 686000 | -159.1184
|  | 688000 | -159.0865
|  | 690000 | -159.705
|  | 692000 | -159.2003
|  | 694000 | -159.1621
|  | 696000 | -159.4932
|  | 698000 | -160.0524
|  | 700000 | -159.7345
|  | 702000 | -158.7422
|  | 704000 | -159.1983
|  | 706000 | -159.3247
|  | 708000 | -159.1337
|  | 710000 | -159.8303
|  | 712000 | -159.7572
|  | 714000 | -159.4828
|  | 716000 | -159.0454
|  | 718000 | -159.5499
|  | 720000 | -159.6214
|  | 722000 | -159.2704
|  | 724000 | -159.0627
|  | 726000 | -159.4854
|  | 728000 | -159.6511
|  | 730000 | -159.0457
|  | 732000 | -159.2414
|  | 734000 | -159.687
|  | 736000 | -160.0203
|  | 738000 | -160.1635
|  | 740000 | -159.3084
|  | 742000 | -159.148
|  | 744000 | -159.4498
|  | 746000 | -159.3844
|  | 748000 | -159.7044
|  | 750000 | -159.5252
|  | 752000 | -159.5463
|  | 754000 | -159.7582
|  | 756000 | -159.8098
|  | 758000 | -159.3883
|  | 760000 | -159.6906
|  | 762000 | -159.2558
|  | 764000 | -159.3901
|  | 766000 | -159.3268
|  | 768000 | -159.5701
|  | 770000 | -160.0751
|  | 772000 | -159.7319
|  | 774000 | -159.405
|  | 776000 | -159.5874
|  | 778000 | -159.8828
|  | 780000 | -159.5144
|  | 782000 | -159.6113
|  | 784000 | -159.6159
|  | 786000 | -159.3694
|  | 788000 | -158.9386
|  | 790000 | -159.2954
|  | 792000 | -159.5033
|  | 794000 | -159.4381
|  | 796000 | -159.483
|  | 798000 | -159.3185
|  | 800000 | -159.5161
|  | 802000 | -159.8506
|  | 804000 | -159.5528
|  | 806000 | -159.0802
|  | 808000 | -159.2128
|  | 810000 | -159.2326
|  | 812000 | -158.9752
|  | 814000 | -158.733
|  | 816000 | -159.0394
|  | 818000 | -159.5561
|  | 820000 | -159.6425
|  | 822000 | -159.3837
|  | 824000 | -159.1753
|  | 826000 | -159.2726
|  | 828000 | -159.4485
|  | 830000 | -159.5542
|  | 832000 | -159.6831
|  | 834000 | -159.423
|  | 836000 | -159.4134
|  | 838000 | -159.0499
|  | 840000 | -159.4085
|  | 842000 | -159.7397
|  | 844000 | -159.343
|  | 846000 | -160.0593
|  | 848000 | -159.9245
|  | 850000 | -160.1874
|  | 852000 | -160.0028
|  | 854000 | -159.6231
|  | 856000 | -159.5397
|  | 858000 | -159.7379
|  | 860000 | -159.5774
|  | 862000 | -159.9203
|  | 864000 | -159.628
|  | 866000 | -159.4821
|  | 868000 | -160.0012
|  | 870000 | -159.5981
|  | 872000 | -159.3649
|  | 874000 | -159.867
|  | 876000 | -159.2954
|  | 878000 | -159.397
|  | 880000 | -159.5483
|  | 882000 | -160.0546
|  | 884000 | -159.6915
|  | 886000 | -159.3099
|  | 888000 | -159.5353
|  | 890000 | -159.5089
|  | 892000 | -159.6887
|  | 894000 | -159.4812
|  | 896000 | -159.7189
|  | 898000 | -159.8925
|  | 900000 | -159.3089
|  | 902000 | -159.1735
|  | 904000 | -159.5291
|  | 906000 | -159.5278
|  | 908000 | -159.0342
|  | 910000 | -159.1629
|  | 912000 | -159.6121
|  | 914000 | -159.0031
|  | 916000 | -159.0201
|  | 918000 | -159.5438
|  | 920000 | -159.9619
|  | 922000 | -159.3998
|  | 924000 | -158.8422
|  | 926000 | -159.1305
|  | 928000 | -159.2913
|  | 930000 | -159.1669
|  | 932000 | -159.187
|  | 934000 | -158.87
|  | 936000 | -158.6543
|  | 938000 | -159.3136
|  | 940000 | -159.6116
|  | 942000 | -160.0839
|  | 944000 | -159.5351
|  | 946000 | -158.8737
|  | 948000 | -159.3706
|  | 950000 | -159.4824
|  | 952000 | -159.3816
|  | 954000 | -159.7253
|  | 956000 | -159.6765
|  | 958000 | -159.464
|  | 960000 | -159.3241
|  | 962000 | -160.0138
|  | 964000 | -159.6044
|  | 966000 | -159.4989
|  | 968000 | -159.7105
|  | 970000 | -159.8829
|  | 972000 | -159.8995
|  | 974000 | -156.7934
|  | 976000 | -152.3777
|  | 978000 | -153.8273
|  | 980000 | -159.1738
|  | 982000 | -159.5486
|  | 984000 | -159.7777
|  | 986000 | -159.9534
|  | 988000 | -159.5958
|  | 990000 | -159.4874
|  | 992000 | -159.414
|  | 994000 | -159.7896
|  | 996000 | -159.131
|  | 998000 | -159.3952
|  | 1000000 | -159.1508
|  | 1000000 | -159.7011
|  | 1003333.3333 | -159.4265
|  | 1006666.6667 | -159.5151
|  | 1010000 | -159.3604
|  | 1013333.3333 | -159.3662
|  | 1016666.6667 | -159.9743
|  | 1020000 | -159.9672
|  | 1023333.3333 | -159.857
|  | 1026666.6667 | -159.5669
|  | 1030000 | -159.6525
|  | 1033333.3333 | -159.3595
|  | 1036666.6667 | -159.5452
|  | 1040000 | -159.8655
|  | 1043333.3333 | -160.0786
|  | 1046666.6667 | -159.7705
|  | 1050000 | -159.4918
|  | 1053333.3333 | -159.4327
|  | 1056666.6667 | -159.7386
|  | 1060000 | -159.8735
|  | 1063333.3333 | -159.8777
|  | 1066666.6667 | -159.0651
|  | 1070000 | -158.9116
|  | 1073333.3333 | -159.2752
|  | 1076666.6667 | -159.7226
|  | 1080000 | -159.6797
|  | 1083333.3333 | -159.2182
|  | 1086666.6667 | -159.3048
|  | 1090000 | -159.5958
|  | 1093333.3333 | -158.979
|  | 1096666.6667 | -159.0355
|  | 1100000 | -159.3978
|  | 1103333.3333 | -159.6791
|  | 1106666.6667 | -159.7117
|  | 1110000 | -159.8727
|  | 1113333.3333 | -159.5478
|  | 1116666.6667 | -159.401
|  | 1120000 | -159.7737
|  | 1123333.3333 | -159.6902
|  | 1126666.6667 | -159.3291
|  | 1130000 | -159.72
|  | 1133333.3333 | -160.1613
|  | 1136666.6667 | -159.8268
|  | 1140000 | -159.6629
|  | 1143333.3333 | -159.7843
|  | 1146666.6667 | -159.5787
|  | 1150000 | -159.673
|  | 1153333.3333 | -159.7733
|  | 1156666.6667 | -159.6519
|  | 1160000 | -159.2644
|  | 1163333.3333 | -159.3916
|  | 1166666.6667 | -159.9135
|  | 1170000 | -159.849
|  | 1173333.3333 | -159.3689
|  | 1176666.6667 | -159.3634
|  | 1180000 | -159.6118
|  | 1183333.3333 | -159.5637
|  | 1186666.6667 | -159.5643
|  | 1190000 | -159.2793
|  | 1193333.3333 | -159.1444
|  | 1196666.6667 | -159.5905
|  | 1200000 | -159.6306
|  | 1203333.3333 | -159.6518
|  | 1206666.6667 | -159.6388
|  | 1210000 | -159.6263
|  | 1213333.3333 | -159.7401
|  | 1216666.6667 | -159.6695
|  | 1220000 | -159.8464
|  | 1223333.3333 | -159.8656
|  | 1226666.6667 | -159.1382
|  | 1230000 | -159.1974
|  | 1233333.3333 | -159.6973
|  | 1236666.6667 | -159.694
|  | 1240000 | -159.6987
|  | 1243333.3333 | -159.0151
|  | 1246666.6667 | -159.2292
|  | 1250000 | -159.675
|  | 1253333.3333 | -160.0437
|  | 1256666.6667 | -159.6502
|  | 1260000 | -159.4485
|  | 1263333.3333 | -159.3495
|  | 1266666.6667 | -159.2896
|  | 1270000 | -159.2472
|  | 1273333.3333 | -159.0305
|  | 1276666.6667 | -158.8561
|  | 1280000 | -159.1304
|  | 1283333.3333 | -159.0974
|  | 1286666.6667 | -159.1984
|  | 1290000 | -159.4541
|  | 1293333.3333 | -159.3625
|  | 1296666.6667 | -159.6929
|  | 1300000 | -159.5205
|  | 1303333.3333 | -159.3708
|  | 1306666.6667 | -159.6537
|  | 1310000 | -159.7975
|  | 1313333.3333 | -159.6021
|  | 1316666.6667 | -159.317
|  | 1320000 | -159.8068
|  | 1323333.3333 | -159.8325
|  | 1326666.6667 | -159.68
|  | 1330000 | -159.7417
|  | 1333333.3333 | -159.5204
|  | 1336666.6667 | -159.1472
|  | 1340000 | -159.2117
|  | 1343333.3333 | -159.4093
|  | 1346666.6667 | -159.4679
|  | 1350000 | -159.3445
|  | 1353333.3333 | -159.3332
|  | 1356666.6667 | -159.3585
|  | 1360000 | -159.133
|  | 1363333.3333 | -159.2011
|  | 1366666.6667 | -159.6706
|  | 1370000 | -159.7789
|  | 1373333.3333 | -159.561
|  | 1376666.6667 | -159.5753
|  | 1380000 | -159.4578
|  | 1383333.3333 | -159.5223
|  | 1386666.6667 | -159.7337
|  | 1390000 | -159.6838
|  | 1393333.3333 | -159.5005
|  | 1396666.6667 | -159.6181
|  | 1400000 | -159.1493
|  | 1403333.3333 | -158.7904
|  | 1406666.6667 | -159.2139
|  | 1410000 | -159.4539
|  | 1413333.3333 | -160.1334
|  | 1416666.6667 | -159.3815
|  | 1420000 | -158.7568
|  | 1423333.3333 | -159.1409
|  | 1426666.6667 | -159.5298
|  | 1430000 | -159.7877
|  | 1433333.3333 | -159.4234
|  | 1436666.6667 | -159.6204
|  | 1440000 | -159.9136
|  | 1443333.3333 | -159.7824
|  | 1446666.6667 | -159.836
|  | 1450000 | -159.8532
|  | 1453333.3333 | -159.667
|  | 1456666.6667 | -159.2504
|  | 1460000 | -159.0812
|  | 1463333.3333 | -158.7819
|  | 1466666.6667 | -159.1962
|  | 1470000 | -159.9301
|  | 1473333.3333 | -160.0527
|  | 1476666.6667 | -160.0613
|  | 1480000 | -159.6799
|  | 1483333.3333 | -159.5652
|  | 1486666.6667 | -159.3069
|  | 1490000 | -159.2573
|  | 1493333.3333 | -158.9681
|  | 1496666.6667 | -159.391
|  | 1500000 | -159.5894
|  | 1503333.3333 | -159.4531
|  | 1506666.6667 | -159.9448
|  | 1510000 | -159.7007
|  | 1513333.3333 | -159.2818
|  | 1516666.6667 | -159.6896
|  | 1520000 | -159.6499
|  | 1523333.3333 | -159.8088
|  | 1526666.6667 | -159.5598
|  | 1530000 | -159.6913
|  | 1533333.3333 | -159.7316
|  | 1536666.6667 | -159.0942
|  | 1540000 | -159.2389
|  | 1543333.3333 | -159.3742
|  | 1546666.6667 | -159.5121
|  | 1550000 | -159.0507
|  | 1553333.3333 | -159.309
|  | 1556666.6667 | -159.4633
|  | 1560000 | -159.4851
|  | 1563333.3333 | -159.1826
|  | 1566666.6667 | -159.2481
|  | 1570000 | -159.6652
|  | 1573333.3333 | -159.5046
|  | 1576666.6667 | -159.8548
|  | 1580000 | -159.7683
|  | 1583333.3333 | -159.8379
|  | 1586666.6667 | -159.9523
|  | 1590000 | -159.7173
|  | 1593333.3333 | -159.5708
|  | 1596666.6667 | -159.824
|  | 1600000 | -160.2151
|  | 1603333.3333 | -160.0097
|  | 1606666.6667 | -159.7797
|  | 1610000 | -158.9595
|  | 1613333.3333 | -159.4149
|  | 1616666.6667 | -159.2031
|  | 1620000 | -159.1804
|  | 1623333.3333 | -159.9268
|  | 1626666.6667 | -160.4319
|  | 1630000 | -160.0129
|  | 1633333.3333 | -160.0474
|  | 1636666.6667 | -160.0996
|  | 1640000 | -160.2769
|  | 1643333.3333 | -160.0007
|  | 1646666.6667 | -159.498
|  | 1650000 | -159.8613
|  | 1653333.3333 | -159.79
|  | 1656666.6667 | -159.5573
|  | 1660000 | -159.7121
|  | 1663333.3333 | -159.4018
|  | 1666666.6667 | -159.2262
|  | 1670000 | -158.7707
|  | 1673333.3333 | -158.8006
|  | 1676666.6667 | -159.2046
|  | 1680000 | -159.5232
|  | 1683333.3333 | -159.4842
|  | 1686666.6667 | -159.4717
|  | 1690000 | -159.27
|  | 1693333.3333 | -159.2462
|  | 1696666.6667 | -159.6509
|  | 1700000 | -159.8135
|  | 1703333.3333 | -159.5533
|  | 1706666.6667 | -160.1009
|  | 1710000 | -160.2025
|  | 1713333.3333 | -159.4606
|  | 1716666.6667 | -159.4024
|  | 1720000 | -159.4374
|  | 1723333.3333 | -159.0896
|  | 1726666.6667 | -159.3122
|  | 1730000 | -159.8053
|  | 1733333.3333 | -159.6642
|  | 1736666.6667 | -159.0439
|  | 1740000 | -159.129
|  | 1743333.3333 | -159.5796
|  | 1746666.6667 | -159.538
|  | 1750000 | -159.7957
|  | 1753333.3333 | -159.5377
|  | 1756666.6667 | -159.466
|  | 1760000 | -159.862
|  | 1763333.3333 | -159.973
|  | 1766666.6667 | -159.3701
|  | 1770000 | -159.2153
|  | 1773333.3333 | -159.5781
|  | 1776666.6667 | -159.5026
|  | 1780000 | -159.6878
|  | 1783333.3333 | -159.6495
|  | 1786666.6667 | -159.3478
|  | 1790000 | -159.0216
|  | 1793333.3333 | -159.0179
|  | 1796666.6667 | -158.9719
|  | 1800000 | -159.3394
|  | 1803333.3333 | -159.8862
|  | 1806666.6667 | -159.5269
|  | 1810000 | -159.6666
|  | 1813333.3333 | -159.7838
|  | 1816666.6667 | -159.4067
|  | 1820000 | -159.5185
|  | 1823333.3333 | -159.8978
|  | 1826666.6667 | -159.4723
|  | 1830000 | -159.8978
|  | 1833333.3333 | -159.6853
|  | 1836666.6667 | -158.9649
|  | 1840000 | -159.4545
|  | 1843333.3333 | -159.7355
|  | 1846666.6667 | -159.4857
|  | 1850000 | -159.8369
|  | 1853333.3333 | -159.8774
|  | 1856666.6667 | -159.8475
|  | 1860000 | -159.6044
|  | 1863333.3333 | -160.0789
|  | 1866666.6667 | -159.914
|  | 1870000 | -159.1458
|  | 1873333.3333 | -159.1626
|  | 1876666.6667 | -158.9624
|  | 1880000 | -159.383
|  | 1883333.3333 | -159.7707
|  | 1886666.6667 | -159.6909
|  | 1890000 | -159.5032
|  | 1893333.3333 | -159.2712
|  | 1896666.6667 | -159.2951
|  | 1900000 | -159.129
|  | 1903333.3333 | -158.7628
|  | 1906666.6667 | -159.1945
|  | 1910000 | -159.1534
|  | 1913333.3333 | -159.3731
|  | 1916666.6667 | -159.3795
|  | 1920000 | -159.3431
|  | 1923333.3333 | -159.8041
|  | 1926666.6667 | -159.5576
|  | 1930000 | -159.652
|  | 1933333.3333 | -159.6873
|  | 1936666.6667 | -159.757
|  | 1940000 | -159.6769
|  | 1943333.3333 | -159.7513
|  | 1946666.6667 | -159.9316
|  | 1950000 | -159.6544
|  | 1953333.3333 | -158.8389
|  | 1956666.6667 | -159.0127
|  | 1960000 | -159.9788
|  | 1963333.3333 | -159.6255
|  | 1966666.6667 | -159.1955
|  | 1970000 | -159.1695
|  | 1973333.3333 | -159.0155
|  | 1976666.6667 | -159.1639
|  | 1980000 | -159.4327
|  | 1983333.3333 | -159.4611
|  | 1986666.6667 | -159.4359
|  | 1990000 | -159.6142
|  | 1993333.3333 | -159.7148
|  | 1996666.6667 | -159.3124
|  | 2000000 | -159.341
|  | 2003333.3333 | -159.139
|  | 2006666.6667 | -159.2988
|  | 2010000 | -159.6812
|  | 2013333.3333 | -159.2097
|  | 2016666.6667 | -159.4786
|  | 2020000 | -159.7953
|  | 2023333.3333 | -159.6254
|  | 2026666.6667 | -159.5265
|  | 2030000 | -159.1355
|  | 2033333.3333 | -159.1626
|  | 2036666.6667 | -159.3451
|  | 2040000 | -159.4281
|  | 2043333.3333 | -159.7144
|  | 2046666.6667 | -159.5493
|  | 2050000 | -159.9249
|  | 2053333.3333 | -159.5811
|  | 2056666.6667 | -158.9462
|  | 2060000 | -159.3619
|  | 2063333.3333 | -159.5899
|  | 2066666.6667 | -159.8487
|  | 2070000 | -160.2252
|  | 2073333.3333 | -159.6748
|  | 2076666.6667 | -159.8511
|  | 2080000 | -159.5013
|  | 2083333.3333 | -159.7616
|  | 2086666.6667 | -160.1724
|  | 2090000 | -159.9301
|  | 2093333.3333 | -159.3543
|  | 2096666.6667 | -159.2911
|  | 2100000 | -159.5014
|  | 2103333.3333 | -159.4168
|  | 2106666.6667 | -159.763
|  | 2110000 | -159.5241
|  | 2113333.3333 | -159.2563
|  | 2116666.6667 | -159.6015
|  | 2120000 | -159.7221
|  | 2123333.3333 | -159.4446
|  | 2126666.6667 | -159.9325
|  | 2130000 | -159.8504
|  | 2133333.3333 | -159.024
|  | 2136666.6667 | -158.7442
|  | 2140000 | -159.0161
|  | 2143333.3333 | -159.3379
|  | 2146666.6667 | -159.3574
|  | 2150000 | -159.4536
|  | 2153333.3333 | -159.6208
|  | 2156666.6667 | -159.6871
|  | 2160000 | -159.3312
|  | 2163333.3333 | -159.6752
|  | 2166666.6667 | -159.5455
|  | 2170000 | -159.9022
|  | 2173333.3333 | -160.1586
|  | 2176666.6667 | -159.6776
|  | 2180000 | -159.694
|  | 2183333.3333 | -159.3949
|  | 2186666.6667 | -159.2092
|  | 2190000 | -159.2843
|  | 2193333.3333 | -159.4485
|  | 2196666.6667 | -159.435
|  | 2200000 | -159.2326
|  | 2203333.3333 | -159.5715
|  | 2206666.6667 | -159.7271
|  | 2210000 | -159.8367
|  | 2213333.3333 | -159.6073
|  | 2216666.6667 | -159.7485
|  | 2220000 | -159.8234
|  | 2223333.3333 | -159.7006
|  | 2226666.6667 | -160.1176
|  | 2230000 | -159.9914
|  | 2233333.3333 | -159.7021
|  | 2236666.6667 | -159.3996
|  | 2240000 | -159.8803
|  | 2243333.3333 | -159.5763
|  | 2246666.6667 | -159.8107
|  | 2250000 | -159.9863
|  | 2253333.3333 | -159.2037
|  | 2256666.6667 | -159.7904
|  | 2260000 | -159.9836
|  | 2263333.3333 | -159.9212
|  | 2266666.6667 | -159.9399
|  | 2270000 | -159.7113
|  | 2273333.3333 | -159.3186
|  | 2276666.6667 | -159.3441
|  | 2280000 | -159.7166
|  | 2283333.3333 | -159.6607
|  | 2286666.6667 | -160.1547
|  | 2290000 | -160.1821
|  | 2293333.3333 | -159.6093
|  | 2296666.6667 | -159.3668
|  | 2300000 | -159.7525
|  | 2303333.3333 | -159.5087
|  | 2306666.6667 | -159.8812
|  | 2310000 | -160.1776
|  | 2313333.3333 | -159.7913
|  | 2316666.6667 | -159.7868
|  | 2320000 | -159.556
|  | 2323333.3333 | -158.9153
|  | 2326666.6667 | -159.2939
|  | 2330000 | -159.4535
|  | 2333333.3333 | -159.2827
|  | 2336666.6667 | -159.3476
|  | 2340000 | -159.2929
|  | 2343333.3333 | -158.9534
|  | 2346666.6667 | -159.0849
|  | 2350000 | -159.1618
|  | 2353333.3333 | -159.6802
|  | 2356666.6667 | -159.7092
|  | 2360000 | -159.8452
|  | 2363333.3333 | -159.7483
|  | 2366666.6667 | -159.647
|  | 2370000 | -159.7971
|  | 2373333.3333 | -159.951
|  | 2376666.6667 | -159.9368
|  | 2380000 | -159.8552
|  | 2383333.3333 | -159.7512
|  | 2386666.6667 | -159.6666
|  | 2390000 | -159.8588
|  | 2393333.3333 | -159.0044
|  | 2396666.6667 | -158.8942
|  | 2400000 | -159.3365
|  | 2403333.3333 | -159.7296
|  | 2406666.6667 | -159.3483
|  | 2410000 | -159.3832
|  | 2413333.3333 | -159.4741
|  | 2416666.6667 | -159.8362
|  | 2420000 | -159.4635
|  | 2423333.3333 | -159.8986
|  | 2426666.6667 | -160.0021
|  | 2430000 | -159.5523
|  | 2433333.3333 | -159.8081
|  | 2436666.6667 | -159.6412
|  | 2440000 | -159.422
|  | 2443333.3333 | -159.5829
|  | 2446666.6667 | -159.6453
|  | 2450000 | -159.4007
|  | 2453333.3333 | -159.1785
|  | 2456666.6667 | -159.253
|  | 2460000 | -159.1347
|  | 2463333.3333 | -159.3094
|  | 2466666.6667 | -159.8187
|  | 2470000 | -159.8589
|  | 2473333.3333 | -159.7866
|  | 2476666.6667 | -159.7282
|  | 2480000 | -159.6609
|  | 2483333.3333 | -159.5634
|  | 2486666.6667 | -159.8483
|  | 2490000 | -159.4975
|  | 2493333.3333 | -159.3412
|  | 2496666.6667 | -159.6733
|  | 2500000 | -159.8124
|  | 2503333.3333 | -159.6637
|  | 2506666.6667 | -159.5198
|  | 2510000 | -159.1305
|  | 2513333.3333 | -159.3519
|  | 2516666.6667 | -159.915
|  | 2520000 | -159.826
|  | 2523333.3333 | -159.7557
|  | 2526666.6667 | -160.1468
|  | 2530000 | -159.6825
|  | 2533333.3333 | -159.8031
|  | 2536666.6667 | -159.5798
|  | 2540000 | -159.5571
|  | 2543333.3333 | -159.7592
|  | 2546666.6667 | -160.1912
|  | 2550000 | -160.0965
|  | 2553333.3333 | -159.6487
|  | 2556666.6667 | -160.0114
|  | 2560000 | -159.8325
|  | 2563333.3333 | -159.6565
|  | 2566666.6667 | -159.6825
|  | 2570000 | -158.9949
|  | 2573333.3333 | -159.1555
|  | 2576666.6667 | -159.156
|  | 2580000 | -159.419
|  | 2583333.3333 | -159.1147
|  | 2586666.6667 | -159.454
|  | 2590000 | -159.3373
|  | 2593333.3333 | -159.8887
|  | 2596666.6667 | -160.0436
|  | 2600000 | -159.6912
|  | 2603333.3333 | -160.233
|  | 2606666.6667 | -159.9652
|  | 2610000 | -159.4707
|  | 2613333.3333 | -159.6129
|  | 2616666.6667 | -159.8609
|  | 2620000 | -160.0672
|  | 2623333.3333 | -159.4458
|  | 2626666.6667 | -159.243
|  | 2630000 | -159.4761
|  | 2633333.3333 | -159.2061
|  | 2636666.6667 | -159.3182
|  | 2640000 | -159.0103
|  | 2643333.3333 | -159.0802
|  | 2646666.6667 | -159.5432
|  | 2650000 | -159.721
|  | 2653333.3333 | -159.8338
|  | 2656666.6667 | -159.5527
|  | 2660000 | -159.0344
|  | 2663333.3333 | -159.5968
|  | 2666666.6667 | -159.4565
|  | 2670000 | -159.6383
|  | 2673333.3333 | -159.4324
|  | 2676666.6667 | -159.2989
|  | 2680000 | -159.3045
|  | 2683333.3333 | -159.3006
|  | 2686666.6667 | -159.3812
|  | 2690000 | -159.3786
|  | 2693333.3333 | -159.7969
|  | 2696666.6667 | -160.019
|  | 2700000 | -159.8408
|  | 2703333.3333 | -159.9974
|  | 2706666.6667 | -160.0823
|  | 2710000 | -159.8173
|  | 2713333.3333 | -159.4157
|  | 2716666.6667 | -159.2853
|  | 2720000 | -159.7652
|  | 2723333.3333 | -160.1027
|  | 2726666.6667 | -159.5839
|  | 2730000 | -159.6366
|  | 2733333.3333 | -159.3013
|  | 2736666.6667 | -159.6052
|  | 2740000 | -159.9671
|  | 2743333.3333 | -160.1289
|  | 2746666.6667 | -160.1692
|  | 2750000 | -159.9588
|  | 2753333.3333 | -160.063
|  | 2756666.6667 | -159.4933
|  | 2760000 | -159.3146
|  | 2763333.3333 | -159.2058
|  | 2766666.6667 | -159.7327
|  | 2770000 | -160.0208
|  | 2773333.3333 | -160.2565
|  | 2776666.6667 | -160.2537
|  | 2780000 | -159.9339
|  | 2783333.3333 | -159.5078
|  | 2786666.6667 | -159.0193
|  | 2790000 | -158.7553
|  | 2793333.3333 | -159.1282
|  | 2796666.6667 | -159.4164
|  | 2800000 | -159.6704
|  | 2803333.3333 | -159.8061
|  | 2806666.6667 | -159.8455
|  | 2810000 | -159.8274
|  | 2813333.3333 | -159.72
|  | 2816666.6667 | -159.5084
|  | 2820000 | -159.3465
|  | 2823333.3333 | -159.8053
|  | 2826666.6667 | -160.0777
|  | 2830000 | -159.7664
|  | 2833333.3333 | -159.9206
|  | 2836666.6667 | -160.2329
|  | 2840000 | -159.74
|  | 2843333.3333 | -159.7839
|  | 2846666.6667 | -159.7455
|  | 2850000 | -159.7092
|  | 2853333.3333 | -159.5592
|  | 2856666.6667 | -159.6116
|  | 2860000 | -159.4203
|  | 2863333.3333 | -158.8562
|  | 2866666.6667 | -159.0277
|  | 2870000 | -159.3126
|  | 2873333.3333 | -159.9394
|  | 2876666.6667 | -160.0872
|  | 2880000 | -160.3231
|  | 2883333.3333 | -159.8721
|  | 2886666.6667 | -159.2263
|  | 2890000 | -159.4373
|  | 2893333.3333 | -159.6708
|  | 2896666.6667 | -159.7429
|  | 2900000 | -159.5025
|  | 2903333.3333 | -159.8727
|  | 2906666.6667 | -160.2
|  | 2910000 | -159.4499
|  | 2913333.3333 | -159.2119
|  | 2916666.6667 | -159.241
|  | 2920000 | -159.6613
|  | 2923333.3333 | -159.8807
|  | 2926666.6667 | -158.5901
|  | 2930000 | -156.0976
|  | 2933333.3333 | -155.5318
|  | 2936666.6667 | -157.7985
|  | 2940000 | -159.2637
|  | 2943333.3333 | -159.6546
|  | 2946666.6667 | -159.765
|  | 2950000 | -159.5998
|  | 2953333.3333 | -159.6142
|  | 2956666.6667 | -159.7744
|  | 2960000 | -159.6956
|  | 2963333.3333 | -159.1778
|  | 2966666.6667 | -159.6737
|  | 2970000 | -159.8973
|  | 2973333.3333 | -160.2148
|  | 2976666.6667 | -159.7824
|  | 2980000 | -159.1748
|  | 2983333.3333 | -159.1274
|  | 2986666.6667 | -159.2759
|  | 2990000 | -159.5429
|  | 2993333.3333 | -159.4398
|  | 2996666.6667 | -159.3084
|  | 3000000 | -159.241
|  | 3003333.3333 | -159.7386
|  | 3006666.6667 | -159.7653
|  | 3010000 | -159.2501
|  | 3013333.3333 | -159.6416
|  | 3016666.6667 | -159.9971
|  | 3020000 | -159.4619
|  | 3023333.3333 | -159.0405
|  | 3026666.6667 | -159.4134
|  | 3030000 | -159.8392
|  | 3033333.3333 | -159.7103
|  | 3036666.6667 | -159.3876
|  | 3040000 | -159.2662
|  | 3043333.3333 | -159.7752
|  | 3046666.6667 | -159.7357
|  | 3050000 | -159.4414
|  | 3053333.3333 | -159.6051
|  | 3056666.6667 | -160.0327
|  | 3060000 | -160.2677
|  | 3063333.3333 | -160.0789
|  | 3066666.6667 | -159.8628
|  | 3070000 | -159.8271
|  | 3073333.3333 | -159.5805
|  | 3076666.6667 | -159.6599
|  | 3080000 | -159.8541
|  | 3083333.3333 | -159.787
|  | 3086666.6667 | -160.0252
|  | 3090000 | -159.9569
|  | 3093333.3333 | -160.0269
|  | 3096666.6667 | -159.925
|  | 3100000 | -159.4641
|  | 3103333.3333 | -160.0516
|  | 3106666.6667 | -160.2332
|  | 3110000 | -159.4595
|  | 3113333.3333 | -159.2538
|  | 3116666.6667 | -159.5636
|  | 3120000 | -159.5766
|  | 3123333.3333 | -159.5143
|  | 3126666.6667 | -159.3242
|  | 3130000 | -159.1006
|  | 3133333.3333 | -160.2246
|  | 3136666.6667 | -159.9465
|  | 3140000 | -159.2163
|  | 3143333.3333 | -159.1759
|  | 3146666.6667 | -159.6599
|  | 3150000 | -159.8797
|  | 3153333.3333 | -159.9477
|  | 3156666.6667 | -159.5135
|  | 3160000 | -159.4007
|  | 3163333.3333 | -159.607
|  | 3166666.6667 | -159.4097
|  | 3170000 | -159.4206
|  | 3173333.3333 | -160.2082
|  | 3176666.6667 | -160.1931
|  | 3180000 | -159.6946
|  | 3183333.3333 | -159.0265
|  | 3186666.6667 | -158.9413
|  | 3190000 | -159.6101
|  | 3193333.3333 | -159.8915
|  | 3196666.6667 | -159.9015
|  | 3200000 | -159.361
|  | 3203333.3333 | -159.2442
|  | 3206666.6667 | -159.7928
|  | 3210000 | -159.4731
|  | 3213333.3333 | -158.6383
|  | 3216666.6667 | -159.0762
|  | 3220000 | -159.6904
|  | 3223333.3333 | -159.8208
|  | 3226666.6667 | -159.9087
|  | 3230000 | -160.2823
|  | 3233333.3333 | -160.4757
|  | 3236666.6667 | -160.0812
|  | 3240000 | -159.7533
|  | 3243333.3333 | -159.7823
|  | 3246666.6667 | -160.0677
|  | 3250000 | -159.8252
|  | 3253333.3333 | -159.4625
|  | 3256666.6667 | -159.5887
|  | 3260000 | -159.6727
|  | 3263333.3333 | -159.9248
|  | 3266666.6667 | -159.5361
|  | 3270000 | -159.6366
|  | 3273333.3333 | -159.5641
|  | 3276666.6667 | -159.884
|  | 3280000 | -159.9315
|  | 3283333.3333 | -159.94
|  | 3286666.6667 | -159.4422
|  | 3290000 | -159.4406
|  | 3293333.3333 | -159.4549
|  | 3296666.6667 | -159.6562
|  | 3300000 | -159.5578
|  | 3303333.3333 | -159.4531
|  | 3306666.6667 | -159.788
|  | 3310000 | -160.2847
|  | 3313333.3333 | -159.6691
|  | 3316666.6667 | -159.5776
|  | 3320000 | -159.6306
|  | 3323333.3333 | -159.1955
|  | 3326666.6667 | -159.3527
|  | 3330000 | -159.4807
|  | 3333333.3333 | -159.5836
|  | 3336666.6667 | -159.6602
|  | 3340000 | -159.6935
|  | 3343333.3333 | -159.9104
|  | 3346666.6667 | -160.1537
|  | 3350000 | -159.3238
|  | 3353333.3333 | -158.9766
|  | 3356666.6667 | -159.1345
|  | 3360000 | -159.6428
|  | 3363333.3333 | -159.7054
|  | 3366666.6667 | -159.0994
|  | 3370000 | -159.3864
|  | 3373333.3333 | -159.5499
|  | 3376666.6667 | -159.286
|  | 3380000 | -159.7161
|  | 3383333.3333 | -159.4618
|  | 3386666.6667 | -159.5522
|  | 3390000 | -159.6213
|  | 3393333.3333 | -160.0631
|  | 3396666.6667 | -159.5686
|  | 3400000 | -159.7514
|  | 3403333.3333 | -159.5741
|  | 3406666.6667 | -159.0192
|  | 3410000 | -159.2836
|  | 3413333.3333 | -159.676
|  | 3416666.6667 | -159.2928
|  | 3420000 | -159.3973
|  | 3423333.3333 | -159.8569
|  | 3426666.6667 | -159.8613
|  | 3430000 | -159.517
|  | 3433333.3333 | -159.7743
|  | 3436666.6667 | -160.4874
|  | 3440000 | -160.0812
|  | 3443333.3333 | -159.9447
|  | 3446666.6667 | -160.1054
|  | 3450000 | -159.5097
|  | 3453333.3333 | -159.6739
|  | 3456666.6667 | -159.9561
|  | 3460000 | -160.1398
|  | 3463333.3333 | -159.5909
|  | 3466666.6667 | -159.6725
|  | 3470000 | -159.9552
|  | 3473333.3333 | -160.1113
|  | 3476666.6667 | -160.548
|  | 3480000 | -160.0104
|  | 3483333.3333 | -160.0848
|  | 3486666.6667 | -159.6937
|  | 3490000 | -159.4508
|  | 3493333.3333 | -159.4277
|  | 3496666.6667 | -159.9898
|  | 3500000 | -160.0988
|  | 3503333.3333 | -159.8336
|  | 3506666.6667 | -159.8138
|  | 3510000 | -159.7708
|  | 3513333.3333 | -159.8405
|  | 3516666.6667 | -159.8761
|  | 3520000 | -159.9516
|  | 3523333.3333 | -159.5054
|  | 3526666.6667 | -159.0764
|  | 3530000 | -159.6405
|  | 3533333.3333 | -159.4277
|  | 3536666.6667 | -159.2429
|  | 3540000 | -159.3431
|  | 3543333.3333 | -159.2462
|  | 3546666.6667 | -159.672
|  | 3550000 | -159.698
|  | 3553333.3333 | -159.6944
|  | 3556666.6667 | -159.368
|  | 3560000 | -159.2651
|  | 3563333.3333 | -159.434
|  | 3566666.6667 | -159.6515
|  | 3570000 | -159.6671
|  | 3573333.3333 | -159.8482
|  | 3576666.6667 | -159.7455
|  | 3580000 | -159.4883
|  | 3583333.3333 | -159.3088
|  | 3586666.6667 | -159.8546
|  | 3590000 | -159.8261
|  | 3593333.3333 | -159.9484
|  | 3596666.6667 | -159.8
|  | 3600000 | -159.1827
|  | 3603333.3333 | -159.1841
|  | 3606666.6667 | -160.1509
|  | 3610000 | -159.7101
|  | 3613333.3333 | -158.8373
|  | 3616666.6667 | -159.0456
|  | 3620000 | -159.3689
|  | 3623333.3333 | -159.2126
|  | 3626666.6667 | -159.2742
|  | 3630000 | -159.5821
|  | 3633333.3333 | -159.628
|  | 3636666.6667 | -159.5965
|  | 3640000 | -159.5214
|  | 3643333.3333 | -159.4681
|  | 3646666.6667 | -159.568
|  | 3650000 | -159.3078
|  | 3653333.3333 | -159.6921
|  | 3656666.6667 | -159.8721
|  | 3660000 | -159.5161
|  | 3663333.3333 | -160.2987
|  | 3666666.6667 | -159.9969
|  | 3670000 | -159.574
|  | 3673333.3333 | -159.8099
|  | 3676666.6667 | -159.2297
|  | 3680000 | -159.7324
|  | 3683333.3333 | -159.7847
|  | 3686666.6667 | -159.2698
|  | 3690000 | -159.7289
|  | 3693333.3333 | -159.397
|  | 3696666.6667 | -159.3025
|  | 3700000 | -159.4116
|  | 3703333.3333 | -159.1703
|  | 3706666.6667 | -159.2574
|  | 3710000 | -159.2484
|  | 3713333.3333 | -159.8236
|  | 3716666.6667 | -159.7432
|  | 3720000 | -159.5944
|  | 3723333.3333 | -159.4544
|  | 3726666.6667 | -159.7501
|  | 3730000 | -159.6126
|  | 3733333.3333 | -159.4206
|  | 3736666.6667 | -159.918
|  | 3740000 | -160.3116
|  | 3743333.3333 | -159.7464
|  | 3746666.6667 | -159.5425
|  | 3750000 | -158.977
|  | 3753333.3333 | -159.5501
|  | 3756666.6667 | -159.6438
|  | 3760000 | -159.5458
|  | 3763333.3333 | -159.3452
|  | 3766666.6667 | -159.8148
|  | 3770000 | -159.72
|  | 3773333.3333 | -159.7037
|  | 3776666.6667 | -159.7263
|  | 3780000 | -159.662
|  | 3783333.3333 | -159.4693
|  | 3786666.6667 | -159.6591
|  | 3790000 | -159.2697
|  | 3793333.3333 | -159.4146
|  | 3796666.6667 | -159.3816
|  | 3800000 | -159.4548
|  | 3803333.3333 | -159.5533
|  | 3806666.6667 | -159.4085
|  | 3810000 | -159.7783
|  | 3813333.3333 | -159.3646
|  | 3816666.6667 | -159.2233
|  | 3820000 | -159.1202
|  | 3823333.3333 | -159.5938
|  | 3826666.6667 | -159.7743
|  | 3830000 | -159.726
|  | 3833333.3333 | -159.1877
|  | 3836666.6667 | -159.8156
|  | 3840000 | -159.9764
|  | 3843333.3333 | -159.4272
|  | 3846666.6667 | -159.1241
|  | 3850000 | -159.2199
|  | 3853333.3333 | -159.6126
|  | 3856666.6667 | -159.6723
|  | 3860000 | -159.2816
|  | 3863333.3333 | -159.6138
|  | 3866666.6667 | -159.4161
|  | 3870000 | -159.4031
|  | 3873333.3333 | -159.3202
|  | 3876666.6667 | -159.9917
|  | 3880000 | -159.8933
|  | 3883333.3333 | -159.6402
|  | 3886666.6667 | -159.7459
|  | 3890000 | -159.4674
|  | 3893333.3333 | -159.5038
|  | 3896666.6667 | -159.6521
|  | 3900000 | -159.7883
|  | 3903333.3333 | -159.4645
|  | 3906666.6667 | -158.3074
|  | 3910000 | -158.3358
|  | 3913333.3333 | -158.5836
|  | 3916666.6667 | -158.8181
|  | 3920000 | -159.3275
|  | 3923333.3333 | -159.7344
|  | 3926666.6667 | -159.572
|  | 3930000 | -159.2514
|  | 3933333.3333 | -159.4351
|  | 3936666.6667 | -159.5299
|  | 3940000 | -159.4117
|  | 3943333.3333 | -159.4413
|  | 3946666.6667 | -159.5984
|  | 3950000 | -159.4375
|  | 3953333.3333 | -160.1465
|  | 3956666.6667 | -159.6986
|  | 3960000 | -159.6948
|  | 3963333.3333 | -159.5604
|  | 3966666.6667 | -159.5514
|  | 3970000 | -159.5836
|  | 3973333.3333 | -159.3133
|  | 3976666.6667 | -159.7077
|  | 3980000 | -159.9518
|  | 3983333.3333 | -159.8869
|  | 3986666.6667 | -159.6112
|  | 3990000 | -159.4882
|  | 3993333.3333 | -159.0737
|  | 3996666.6667 | -159.3555
|  | 4000000 | -159.8497
|  | 4003333.3333 | -159.3289
|  | 4006666.6667 | -159.0151
|  | 4010000 | -159.5288
|  | 4013333.3333 | -160.0071
|  | 4016666.6667 | -159.5981
|  | 4020000 | -159.4863
|  | 4023333.3333 | -159.3762
|  | 4026666.6667 | -159.3242
|  | 4030000 | -159.4993
|  | 4033333.3333 | -159.5248
|  | 4036666.6667 | -160.028
|  | 4040000 | -160.0035
|  | 4043333.3333 | -159.4857
|  | 4046666.6667 | -159.639
|  | 4050000 | -159.9406
|  | 4053333.3333 | -160.3048
|  | 4056666.6667 | -159.6767
|  | 4060000 | -159.4914
|  | 4063333.3333 | -159.5324
|  | 4066666.6667 | -160.0303
|  | 4070000 | -159.9626
|  | 4073333.3333 | -159.4902
|  | 4076666.6667 | -159.7304
|  | 4080000 | -160.0559
|  | 4083333.3333 | -159.5957
|  | 4086666.6667 | -159.3398
|  | 4090000 | -159.6156
|  | 4093333.3333 | -159.16
|  | 4096666.6667 | -159.2762
|  | 4100000 | -159.6892
|  | 4103333.3333 | -159.2772
|  | 4106666.6667 | -159.6717
|  | 4110000 | -159.3767
|  | 4113333.3333 | -159.7352
|  | 4116666.6667 | -159.2526
|  | 4120000 | -158.9894
|  | 4123333.3333 | -159.6354
|  | 4126666.6667 | -159.8342
|  | 4130000 | -159.6793
|  | 4133333.3333 | -159.4501
|  | 4136666.6667 | -159.5313
|  | 4140000 | -159.4788
|  | 4143333.3333 | -159.5089
|  | 4146666.6667 | -159.4525
|  | 4150000 | -159.3016
|  | 4153333.3333 | -159.1375
|  | 4156666.6667 | -159.3835
|  | 4160000 | -159.3313
|  | 4163333.3333 | -159.344
|  | 4166666.6667 | -159.4194
|  | 4170000 | -159.6916
|  | 4173333.3333 | -159.8986
|  | 4176666.6667 | -159.9379
|  | 4180000 | -159.2789
|  | 4183333.3333 | -159.5114
|  | 4186666.6667 | -159.6394
|  | 4190000 | -159.0963
|  | 4193333.3333 | -159.0794
|  | 4196666.6667 | -159.1862
|  | 4200000 | -158.8249
|  | 4203333.3333 | -159.515
|  | 4206666.6667 | -159.8906
|  | 4210000 | -159.2555
|  | 4213333.3333 | -159.2426
|  | 4216666.6667 | -159.5162
|  | 4220000 | -159.7345
|  | 4223333.3333 | -159.7986
|  | 4226666.6667 | -159.4005
|  | 4230000 | -159.425
|  | 4233333.3333 | -159.8542
|  | 4236666.6667 | -159.7543
|  | 4240000 | -159.6015
|  | 4243333.3333 | -159.6749
|  | 4246666.6667 | -159.3835
|  | 4250000 | -159.2867
|  | 4253333.3333 | -159.871
|  | 4256666.6667 | -160.3185
|  | 4260000 | -159.5868
|  | 4263333.3333 | -159.2212
|  | 4266666.6667 | -159.1218
|  | 4270000 | -159.2101
|  | 4273333.3333 | -159.2462
|  | 4276666.6667 | -159.0039
|  | 4280000 | -159.6962
|  | 4283333.3333 | -159.2644
|  | 4286666.6667 | -158.9224
|  | 4290000 | -159.6122
|  | 4293333.3333 | -159.4254
|  | 4296666.6667 | -159.6331
|  | 4300000 | -159.4093
|  | 4303333.3333 | -159.4598
|  | 4306666.6667 | -159.6055
|  | 4310000 | -159.72
|  | 4313333.3333 | -159.7354
|  | 4316666.6667 | -160.1652
|  | 4320000 | -160.1346
|  | 4323333.3333 | -159.4909
|  | 4326666.6667 | -159.2775
|  | 4330000 | -159.0963
|  | 4333333.3333 | -159.6743
|  | 4336666.6667 | -159.4586
|  | 4340000 | -159.289
|  | 4343333.3333 | -158.98
|  | 4346666.6667 | -159.6047
|  | 4350000 | -159.5112
|  | 4353333.3333 | -160.0221
|  | 4356666.6667 | -160.2733
|  | 4360000 | -159.4758
|  | 4363333.3333 | -159.4316
|  | 4366666.6667 | -159.4495
|  | 4370000 | -159.3572
|  | 4373333.3333 | -159.2506
|  | 4376666.6667 | -159.3124
|  | 4380000 | -159.8209
|  | 4383333.3333 | -159.5479
|  | 4386666.6667 | -159.2843
|  | 4390000 | -159.9091
|  | 4393333.3333 | -159.4535
|  | 4396666.6667 | -159.092
|  | 4400000 | -159.0747
|  | 4403333.3333 | -159.1763
|  | 4406666.6667 | -158.9127
|  | 4410000 | -159.1706
|  | 4413333.3333 | -159.8215
|  | 4416666.6667 | -159.8112
|  | 4420000 | -160.4648
|  | 4423333.3333 | -160.2776
|  | 4426666.6667 | -159.4952
|  | 4430000 | -159.5076
|  | 4433333.3333 | -159.1766
|  | 4436666.6667 | -158.9481
|  | 4440000 | -159.4084
|  | 4443333.3333 | -159.7568
|  | 4446666.6667 | -159.5989
|  | 4450000 | -160.0864
|  | 4453333.3333 | -159.9649
|  | 4456666.6667 | -159.826
|  | 4460000 | -160.0322
|  | 4463333.3333 | -159.9582
|  | 4466666.6667 | -159.3803
|  | 4470000 | -159.1947
|  | 4473333.3333 | -159.6763
|  | 4476666.6667 | -159.9631
|  | 4480000 | -159.7785
|  | 4483333.3333 | -159.3345
|  | 4486666.6667 | -159.6925
|  | 4490000 | -159.3723
|  | 4493333.3333 | -159.5704
|  | 4496666.6667 | -159.6964
|  | 4500000 | -160.0246
|  | 4503333.3333 | -159.7618
|  | 4506666.6667 | -159.667
|  | 4510000 | -159.7436
|  | 4513333.3333 | -159.8076
|  | 4516666.6667 | -159.3437
|  | 4520000 | -159.3237
|  | 4523333.3333 | -159.2879
|  | 4526666.6667 | -159.4955
|  | 4530000 | -159.6451
|  | 4533333.3333 | -159.9164
|  | 4536666.6667 | -159.3665
|  | 4540000 | -159.6484
|  | 4543333.3333 | -160.2158
|  | 4546666.6667 | -159.9717
|  | 4550000 | -159.3993
|  | 4553333.3333 | -159.7021
|  | 4556666.6667 | -159.9735
|  | 4560000 | -159.8299
|  | 4563333.3333 | -159.3531
|  | 4566666.6667 | -159.5988
|  | 4570000 | -159.6588
|  | 4573333.3333 | -159.2131
|  | 4576666.6667 | -159.395
|  | 4580000 | -159.4949
|  | 4583333.3333 | -159.4624
|  | 4586666.6667 | -159.6264
|  | 4590000 | -159.8374
|  | 4593333.3333 | -159.5147
|  | 4596666.6667 | -159.1611
|  | 4600000 | -159.1628
|  | 4603333.3333 | -159.4547
|  | 4606666.6667 | -159.8002
|  | 4610000 | -159.7935
|  | 4613333.3333 | -159.5184
|  | 4616666.6667 | -159.5019
|  | 4620000 | -159.3538
|  | 4623333.3333 | -159.7362
|  | 4626666.6667 | -159.8633
|  | 4630000 | -159.8825
|  | 4633333.3333 | -159.7165
|  | 4636666.6667 | -159.9436
|  | 4640000 | -159.4918
|  | 4643333.3333 | -159.4496
|  | 4646666.6667 | -159.5536
|  | 4650000 | -159.9759
|  | 4653333.3333 | -160.3242
|  | 4656666.6667 | -159.8653
|  | 4660000 | -159.3771
|  | 4663333.3333 | -159.5479
|  | 4666666.6667 | -159.6601
|  | 4670000 | -159.6731
|  | 4673333.3333 | -159.5442
|  | 4676666.6667 | -159.7161
|  | 4680000 | -159.2118
|  | 4683333.3333 | -159.3827
|  | 4686666.6667 | -159.2947
|  | 4690000 | -159.6327
|  | 4693333.3333 | -160.1001
|  | 4696666.6667 | -159.9995
|  | 4700000 | -159.8575
|  | 4703333.3333 | -159.4173
|  | 4706666.6667 | -159.2219
|  | 4710000 | -159.3657
|  | 4713333.3333 | -159.9527
|  | 4716666.6667 | -159.7451
|  | 4720000 | -159.8901
|  | 4723333.3333 | -159.3404
|  | 4726666.6667 | -159.0401
|  | 4730000 | -159.3619
|  | 4733333.3333 | -159.1964
|  | 4736666.6667 | -159.1842
|  | 4740000 | -159.4796
|  | 4743333.3333 | -159.697
|  | 4746666.6667 | -159.2351
|  | 4750000 | -159.2836
|  | 4753333.3333 | -159.7297
|  | 4756666.6667 | -159.5335
|  | 4760000 | -158.9488
|  | 4763333.3333 | -158.8619
|  | 4766666.6667 | -159.7042
|  | 4770000 | -159.698
|  | 4773333.3333 | -159.4899
|  | 4776666.6667 | -159.9567
|  | 4780000 | -160.0446
|  | 4783333.3333 | -159.3847
|  | 4786666.6667 | -159.3224
|  | 4790000 | -159.3019
|  | 4793333.3333 | -159.3535
|  | 4796666.6667 | -159.1593
|  | 4800000 | -159.641
|  | 4803333.3333 | -160.031
|  | 4806666.6667 | -159.784
|  | 4810000 | -159.8418
|  | 4813333.3333 | -159.6133
|  | 4816666.6667 | -159.3242
|  | 4820000 | -158.9472
|  | 4823333.3333 | -159.5215
|  | 4826666.6667 | -159.3368
|  | 4830000 | -159.6713
|  | 4833333.3333 | -159.7069
|  | 4836666.6667 | -159.5859
|  | 4840000 | -159.5954
|  | 4843333.3333 | -159.6279
|  | 4846666.6667 | -159.3053
|  | 4850000 | -159.8305
|  | 4853333.3333 | -160.0768
|  | 4856666.6667 | -159.639
|  | 4860000 | -159.3676
|  | 4863333.3333 | -160.0208
|  | 4866666.6667 | -159.5056
|  | 4870000 | -159.4092
|  | 4873333.3333 | -159.4316
|  | 4876666.6667 | -159.3821
|  | 4880000 | -159.1286
|  | 4883333.3333 | -157.7492
|  | 4886666.6667 | -157.2888
|  | 4890000 | -157.9983
|  | 4893333.3333 | -159.1205
|  | 4896666.6667 | -159.4378
|  | 4900000 | -159.8757
|  | 4903333.3333 | -160.1618
|  | 4906666.6667 | -159.9171
|  | 4910000 | -159.5627
|  | 4913333.3333 | -159.9023
|  | 4916666.6667 | -159.9941
|  | 4920000 | -159.5178
|  | 4923333.3333 | -159.0341
|  | 4926666.6667 | -159.2968
|  | 4930000 | -160.3295
|  | 4933333.3333 | -160.1322
|  | 4936666.6667 | -159.6796
|  | 4940000 | -159.9036
|  | 4943333.3333 | -159.6604
|  | 4946666.6667 | -159.6494
|  | 4950000 | -159.3789
|  | 4953333.3333 | -159.3368
|  | 4956666.6667 | -159.4276
|  | 4960000 | -159.6476
|  | 4963333.3333 | -159.7097
|  | 4966666.6667 | -159.5834
|  | 4970000 | -159.6519
|  | 4973333.3333 | -160.0488
|  | 4976666.6667 | -159.6481
|  | 4980000 | -160.1146
|  | 4983333.3333 | -159.714
|  | 4986666.6667 | -159.4426
|  | 4990000 | -160.2161
|  | 4993333.3333 | -160.035
|  | 4996666.6667 | -159.6478
|  | 5000000 | -159.7957
|  | 5003333.3333 | -160.183
|  | 5006666.6667 | -159.5849
|  | 5010000 | -159.6619
|  | 5013333.3333 | -159.3349
|  | 5016666.6667 | -159.6414
|  | 5020000 | -160.2105
|  | 5023333.3333 | -160.1013
|  | 5026666.6667 | -160.1572
|  | 5030000 | -159.6367
|  | 5033333.3333 | -159.8209
|  | 5036666.6667 | -159.9482
|  | 5040000 | -160.0711
|  | 5043333.3333 | -160.325
|  | 5046666.6667 | -160.4477
|  | 5050000 | -159.8212
|  | 5053333.3333 | -159.7709
|  | 5056666.6667 | -159.7129
|  | 5060000 | -159.7512
|  | 5063333.3333 | -160.1895
|  | 5066666.6667 | -160.6055
|  | 5070000 | -160.0951
|  | 5073333.3333 | -159.7041
|  | 5076666.6667 | -159.5557
|  | 5080000 | -159.0172
|  | 5083333.3333 | -159.0758
|  | 5086666.6667 | -159.4775
|  | 5090000 | -159.9794
|  | 5093333.3333 | -159.8213
|  | 5096666.6667 | -159.7232
|  | 5100000 | -159.6092
|  | 5103333.3333 | -159.2944
|  | 5106666.6667 | -159.3022
|  | 5110000 | -159.0471
|  | 5113333.3333 | -158.9315
|  | 5116666.6667 | -159.439
|  | 5120000 | -159.6744
|  | 5123333.3333 | -159.9769
|  | 5126666.6667 | -159.74
|  | 5130000 | -159.482
|  | 5133333.3333 | -159.3597
|  | 5136666.6667 | -159.4136
|  | 5140000 | -159.7189
|  | 5143333.3333 | -159.5626
|  | 5146666.6667 | -159.6947
|  | 5150000 | -159.5606
|  | 5153333.3333 | -159.2393
|  | 5156666.6667 | -159.6232
|  | 5160000 | -159.2931
|  | 5163333.3333 | -159.3361
|  | 5166666.6667 | -159.1724
|  | 5170000 | -159.3719
|  | 5173333.3333 | -159.6368
|  | 5176666.6667 | -159.8329
|  | 5180000 | -159.7397
|  | 5183333.3333 | -159.9174
|  | 5186666.6667 | -159.7867
|  | 5190000 | -158.904
|  | 5193333.3333 | -159.0711
|  | 5196666.6667 | -159.9298
|  | 5200000 | -159.4586
|  | 5203333.3333 | -159.7436
|  | 5206666.6667 | -159.7413
|  | 5210000 | -159.629
|  | 5213333.3333 | -159.3353
|  | 5216666.6667 | -159.7066
|  | 5220000 | -159.7823
|  | 5223333.3333 | -159.453
|  | 5226666.6667 | -159.6046
|  | 5230000 | -159.2992
|  | 5233333.3333 | -159.4543
|  | 5236666.6667 | -159.3994
|  | 5240000 | -159.3714
|  | 5243333.3333 | -159.4087
|  | 5246666.6667 | -159.9168
|  | 5250000 | -159.9277
|  | 5253333.3333 | -159.2242
|  | 5256666.6667 | -159.1906
|  | 5260000 | -160.1096
|  | 5263333.3333 | -160.0225
|  | 5266666.6667 | -159.8609
|  | 5270000 | -159.9056
|  | 5273333.3333 | -159.042
|  | 5276666.6667 | -159.9318
|  | 5280000 | -160.1665
|  | 5283333.3333 | -160.2238
|  | 5286666.6667 | -160.0556
|  | 5290000 | -160.1321
|  | 5293333.3333 | -159.7803
|  | 5296666.6667 | -159.5422
|  | 5300000 | -160.0537
|  | 5303333.3333 | -159.5331
|  | 5306666.6667 | -159.3145
|  | 5310000 | -159.6241
|  | 5313333.3333 | -160.054
|  | 5316666.6667 | -160.3192
|  | 5320000 | -159.6835
|  | 5323333.3333 | -159.6831
|  | 5326666.6667 | -159.5018
|  | 5330000 | -159.48
|  | 5333333.3333 | -159.8266
|  | 5336666.6667 | -159.4268
|  | 5340000 | -159.2564
|  | 5343333.3333 | -159.442
|  | 5346666.6667 | -159.8162
|  | 5350000 | -159.7388
|  | 5353333.3333 | -159.9023
|  | 5356666.6667 | -159.5909
|  | 5360000 | -159.9372
|  | 5363333.3333 | -160.0654
|  | 5366666.6667 | -159.4583
|  | 5370000 | -159.3575
|  | 5373333.3333 | -159.6043
|  | 5376666.6667 | -159.3929
|  | 5380000 | -159.7417
|  | 5383333.3333 | -159.0313
|  | 5386666.6667 | -159.2031
|  | 5390000 | -159.3787
|  | 5393333.3333 | -159.5565
|  | 5396666.6667 | -159.6403
|  | 5400000 | -159.5151
|  | 5403333.3333 | -159.7967
|  | 5406666.6667 | -159.2265
|  | 5410000 | -159.2749
|  | 5413333.3333 | -159.5411
|  | 5416666.6667 | -159.6711
|  | 5420000 | -159.801
|  | 5423333.3333 | -159.5948
|  | 5426666.6667 | -159.6684
|  | 5430000 | -159.9004
|  | 5433333.3333 | -159.6837
|  | 5436666.6667 | -159.2886
|  | 5440000 | -159.5185
|  | 5443333.3333 | -159.7796
|  | 5446666.6667 | -159.9028
|  | 5450000 | -159.7324
|  | 5453333.3333 | -158.947
|  | 5456666.6667 | -159.2143
|  | 5460000 | -159.179
|  | 5463333.3333 | -159.3082
|  | 5466666.6667 | -160.1267
|  | 5470000 | -159.7144
|  | 5473333.3333 | -159.4029
|  | 5476666.6667 | -159.8666
|  | 5480000 | -159.9433
|  | 5483333.3333 | -159.9034
|  | 5486666.6667 | -160.0913
|  | 5490000 | -160.5302
|  | 5493333.3333 | -159.742
|  | 5496666.6667 | -159.9889
|  | 5500000 | -160.3104
|  | 5503333.3333 | -159.5888
|  | 5506666.6667 | -159.6113
|  | 5510000 | -159.8499
|  | 5513333.3333 | -159.6329
|  | 5516666.6667 | -159.4676
|  | 5520000 | -159.9664
|  | 5523333.3333 | -159.6428
|  | 5526666.6667 | -159.6242
|  | 5530000 | -160.2832
|  | 5533333.3333 | -159.5512
|  | 5536666.6667 | -159.1712
|  | 5540000 | -159.6095
|  | 5543333.3333 | -159.7007
|  | 5546666.6667 | -159.8503
|  | 5550000 | -159.2195
|  | 5553333.3333 | -159.5504
|  | 5556666.6667 | -159.5037
|  | 5560000 | -159.4908
|  | 5563333.3333 | -159.748
|  | 5566666.6667 | -159.3654
|  | 5570000 | -159.4806
|  | 5573333.3333 | -159.427
|  | 5576666.6667 | -159.7802
|  | 5580000 | -159.9113
|  | 5583333.3333 | -159.731
|  | 5586666.6667 | -159.6029
|  | 5590000 | -160.1676
|  | 5593333.3333 | -159.6344
|  | 5596666.6667 | -160.1994
|  | 5600000 | -159.6399
|  | 5603333.3333 | -159.2998
|  | 5606666.6667 | -159.6399
|  | 5610000 | -159.4814
|  | 5613333.3333 | -159.3909
|  | 5616666.6667 | -159.1248
|  | 5620000 | -159.1721
|  | 5623333.3333 | -159.9064
|  | 5626666.6667 | -160.3321
|  | 5630000 | -159.8355
|  | 5633333.3333 | -159.651
|  | 5636666.6667 | -159.7371
|  | 5640000 | -159.6475
|  | 5643333.3333 | -159.6845
|  | 5646666.6667 | -159.7679
|  | 5650000 | -159.5029
|  | 5653333.3333 | -159.1532
|  | 5656666.6667 | -159.6093
|  | 5660000 | -159.616
|  | 5663333.3333 | -159.7199
|  | 5666666.6667 | -159.7293
|  | 5670000 | -159.7198
|  | 5673333.3333 | -159.5033
|  | 5676666.6667 | -158.9282
|  | 5680000 | -159.5135
|  | 5683333.3333 | -159.7361
|  | 5686666.6667 | -160.0742
|  | 5690000 | -159.9438
|  | 5693333.3333 | -159.7746
|  | 5696666.6667 | -159.5159
|  | 5700000 | -159.7792
|  | 5703333.3333 | -159.6532
|  | 5706666.6667 | -159.4151
|  | 5710000 | -159.9161
|  | 5713333.3333 | -160.0813
|  | 5716666.6667 | -159.8193
|  | 5720000 | -159.7978
|  | 5723333.3333 | -159.91
|  | 5726666.6667 | -159.6784
|  | 5730000 | -159.5686
|  | 5733333.3333 | -159.3726
|  | 5736666.6667 | -159.2527
|  | 5740000 | -159.0813
|  | 5743333.3333 | -159.7616
|  | 5746666.6667 | -159.9106
|  | 5750000 | -160.0068
|  | 5753333.3333 | -159.8062
|  | 5756666.6667 | -159.547
|  | 5760000 | -159.5837
|  | 5763333.3333 | -159.7152
|  | 5766666.6667 | -159.7903
|  | 5770000 | -159.8473
|  | 5773333.3333 | -159.6243
|  | 5776666.6667 | -159.3973
|  | 5780000 | -159.5633
|  | 5783333.3333 | -159.4561
|  | 5786666.6667 | -159.5097
|  | 5790000 | -159.3017
|  | 5793333.3333 | -159.3503
|  | 5796666.6667 | -159.6096
|  | 5800000 | -159.683
|  | 5803333.3333 | -159.9057
|  | 5806666.6667 | -159.7123
|  | 5810000 | -159.3986
|  | 5813333.3333 | -159.5419
|  | 5816666.6667 | -159.5416
|  | 5820000 | -159.5817
|  | 5823333.3333 | -159.6216
|  | 5826666.6667 | -159.4678
|  | 5830000 | -159.2169
|  | 5833333.3333 | -159.6683
|  | 5836666.6667 | -159.472
|  | 5840000 | -159.5761
|  | 5843333.3333 | -159.4914
|  | 5846666.6667 | -159.4865
|  | 5850000 | -159.4481
|  | 5853333.3333 | -158.79
|  | 5856666.6667 | -159.062
|  | 5860000 | -158.7539
|  | 5863333.3333 | -158.0852
|  | 5866666.6667 | -158.9127
|  | 5870000 | -159.2347
|  | 5873333.3333 | -159.6832
|  | 5876666.6667 | -159.7533
|  | 5880000 | -159.4292
|  | 5883333.3333 | -159.5833
|  | 5886666.6667 | -159.9461
|  | 5890000 | -159.5815
|  | 5893333.3333 | -159.3842
|  | 5896666.6667 | -159.9284
|  | 5900000 | -159.533
|  | 5903333.3333 | -159.4243
|  | 5906666.6667 | -159.5754
|  | 5910000 | -159.46
|  | 5913333.3333 | -159.2704
|  | 5916666.6667 | -159.8382
|  | 5920000 | -159.8898
|  | 5923333.3333 | -159.344
|  | 5926666.6667 | -159.2156
|  | 5930000 | -159.6896
|  | 5933333.3333 | -159.3921
|  | 5936666.6667 | -159.4669
|  | 5940000 | -159.294
|  | 5943333.3333 | -159.8432
|  | 5946666.6667 | -159.9472
|  | 5950000 | -159.56
|  | 5953333.3333 | -159.2773
|  | 5956666.6667 | -159.3402
|  | 5960000 | -159.7403
|  | 5963333.3333 | -159.2534
|  | 5966666.6667 | -159.3142
|  | 5970000 | -159.6518
|  | 5973333.3333 | -160.1436
|  | 5976666.6667 | -159.6616
|  | 5980000 | -159.8499
|  | 5983333.3333 | -159.5944
|  | 5986666.6667 | -159.8391
|  | 5990000 | -159.7961
|  | 5993333.3333 | -159.6582
|  | 5996666.6667 | -159.6823
|  | 6000000 | -159.6395
|  | 6003333.3333 | -159.5369
|  | 6006666.6667 | -159.7876
|  | 6010000 | -160.2011
|  | 6013333.3333 | -159.7742
|  | 6016666.6667 | -159.5611
|  | 6020000 | -159.6105
|  | 6023333.3333 | -159.5787
|  | 6026666.6667 | -159.5977
|  | 6030000 | -159.6198
|  | 6033333.3333 | -159.7285
|  | 6036666.6667 | -159.5784
|  | 6040000 | -159.4305
|  | 6043333.3333 | -159.5971
|  | 6046666.6667 | -159.1327
|  | 6050000 | -159.5654
|  | 6053333.3333 | -159.6345
|  | 6056666.6667 | -159.413
|  | 6060000 | -159.6797
|  | 6063333.3333 | -159.4183
|  | 6066666.6667 | -159.4672
|  | 6070000 | -159.7642
|  | 6073333.3333 | -160.0358
|  | 6076666.6667 | -159.8091
|  | 6080000 | -159.6315
|  | 6083333.3333 | -159.5625
|  | 6086666.6667 | -158.6832
|  | 6090000 | -159.2472
|  | 6093333.3333 | -159.5814
|  | 6096666.6667 | -159.6554
|  | 6100000 | -158.9701
|  | 6103333.3333 | -159.2884
|  | 6106666.6667 | -159.5347
|  | 6110000 | -160.1301
|  | 6113333.3333 | -159.9893
|  | 6116666.6667 | -159.8144
|  | 6120000 | -160.2682
|  | 6123333.3333 | -159.6156
|  | 6126666.6667 | -159.7915
|  | 6130000 | -159.9154
|  | 6133333.3333 | -160.0493
|  | 6136666.6667 | -159.4117
|  | 6140000 | -159.4201
|  | 6143333.3333 | -158.9449
|  | 6146666.6667 | -159.5051
|  | 6150000 | -159.6391
|  | 6153333.3333 | -159.8648
|  | 6156666.6667 | -159.5124
|  | 6160000 | -159.1651
|  | 6163333.3333 | -158.9104
|  | 6166666.6667 | -159.1711
|  | 6170000 | -160.2578
|  | 6173333.3333 | -159.8834
|  | 6176666.6667 | -159.3201
|  | 6180000 | -159.752
|  | 6183333.3333 | -159.7685
|  | 6186666.6667 | -159.5784
|  | 6190000 | -159.7763
|  | 6193333.3333 | -159.8137
|  | 6196666.6667 | -159.5298
|  | 6200000 | -159.5271
|  | 6203333.3333 | -159.9546
|  | 6206666.6667 | -160.1731
|  | 6210000 | -159.515
|  | 6213333.3333 | -159.4876
|  | 6216666.6667 | -159.5705
|  | 6220000 | -159.5365
|  | 6223333.3333 | -159.9744
|  | 6226666.6667 | -159.7305
|  | 6230000 | -159.7691
|  | 6233333.3333 | -159.4901
|  | 6236666.6667 | -159.6762
|  | 6240000 | -159.9097
|  | 6243333.3333 | -159.816
|  | 6246666.6667 | -159.7281
|  | 6250000 | -159.2485
|  | 6253333.3333 | -159.37
|  | 6256666.6667 | -159.3817
|  | 6260000 | -159.4742
|  | 6263333.3333 | -159.5848
|  | 6266666.6667 | -159.4572
|  | 6270000 | -159.9895
|  | 6273333.3333 | -159.8581
|  | 6276666.6667 | -159.1746
|  | 6280000 | -158.9824
|  | 6283333.3333 | -159.2965
|  | 6286666.6667 | -159.5759
|  | 6290000 | -159.6259
|  | 6293333.3333 | -159.5373
|  | 6296666.6667 | -159.3883
|  | 6300000 | -159.3276
|  | 6303333.3333 | -159.6367
|  | 6306666.6667 | -159.7278
|  | 6310000 | -159.5808
|  | 6313333.3333 | -159.5323
|  | 6316666.6667 | -159.7213
|  | 6320000 | -159.6625
|  | 6323333.3333 | -159.4638
|  | 6326666.6667 | -159.8315
|  | 6330000 | -159.713
|  | 6333333.3333 | -159.4156
|  | 6336666.6667 | -159.5927
|  | 6340000 | -159.4177
|  | 6343333.3333 | -159.6964
|  | 6346666.6667 | -159.7007
|  | 6350000 | -159.0509
|  | 6353333.3333 | -159.3723
|  | 6356666.6667 | -159.606
|  | 6360000 | -159.3973
|  | 6363333.3333 | -159.1499
|  | 6366666.6667 | -159.4675
|  | 6370000 | -159.5394
|  | 6373333.3333 | -159.137
|  | 6376666.6667 | -158.9284
|  | 6380000 | -159.6602
|  | 6383333.3333 | -159.8731
|  | 6386666.6667 | -159.7928
|  | 6390000 | -159.6495
|  | 6393333.3333 | -159.7808
|  | 6396666.6667 | -159.9131
|  | 6400000 | -159.5341
|  | 6403333.3333 | -159.1522
|  | 6406666.6667 | -159.2905
|  | 6410000 | -159.1982
|  | 6413333.3333 | -159.7458
|  | 6416666.6667 | -159.6126
|  | 6420000 | -159.9162
|  | 6423333.3333 | -159.7046
|  | 6426666.6667 | -159.4184
|  | 6430000 | -159.5549
|  | 6433333.3333 | -159.6457
|  | 6436666.6667 | -159.6818
|  | 6440000 | -159.4895
|  | 6443333.3333 | -159.5762
|  | 6446666.6667 | -159.8442
|  | 6450000 | -159.8546
|  | 6453333.3333 | -160.046
|  | 6456666.6667 | -159.9462
|  | 6460000 | -159.5885
|  | 6463333.3333 | -159.9937
|  | 6466666.6667 | -159.5145
|  | 6470000 | -159.2021
|  | 6473333.3333 | -159.177
|  | 6476666.6667 | -159.574
|  | 6480000 | -159.2134
|  | 6483333.3333 | -158.8269
|  | 6486666.6667 | -159.1913
|  | 6490000 | -159.727
|  | 6493333.3333 | -159.538
|  | 6496666.6667 | -159.4609
|  | 6500000 | -159.6684
|  | 6503333.3333 | -159.2132
|  | 6506666.6667 | -159.542
|  | 6510000 | -159.8068
|  | 6513333.3333 | -159.81
|  | 6516666.6667 | -159.5731
|  | 6520000 | -159.2962
|  | 6523333.3333 | -159.0003
|  | 6526666.6667 | -159.07
|  | 6530000 | -159.4616
|  | 6533333.3333 | -159.9485
|  | 6536666.6667 | -160.1292
|  | 6540000 | -159.1203
|  | 6543333.3333 | -159.325
|  | 6546666.6667 | -159.8431
|  | 6550000 | -159.7574
|  | 6553333.3333 | -159.4222
|  | 6556666.6667 | -159.4568
|  | 6560000 | -159.4223
|  | 6563333.3333 | -159.1766
|  | 6566666.6667 | -159.2122
|  | 6570000 | -159.1376
|  | 6573333.3333 | -159.2673
|  | 6576666.6667 | -159.6975
|  | 6580000 | -159.9128
|  | 6583333.3333 | -160.063
|  | 6586666.6667 | -159.7403
|  | 6590000 | -159.6374
|  | 6593333.3333 | -159.9833
|  | 6596666.6667 | -159.7719
|  | 6600000 | -159.5137
|  | 6603333.3333 | -159.6568
|  | 6606666.6667 | -159.4226
|  | 6610000 | -158.9073
|  | 6613333.3333 | -159.2575
|  | 6616666.6667 | -159.5858
|  | 6620000 | -159.8677
|  | 6623333.3333 | -160.0411
|  | 6626666.6667 | -159.9419
|  | 6630000 | -159.3572
|  | 6633333.3333 | -158.917
|  | 6636666.6667 | -159.3195
|  | 6640000 | -159.5993
|  | 6643333.3333 | -158.7145
|  | 6646666.6667 | -158.9769
|  | 6650000 | -159.2872
|  | 6653333.3333 | -159.978
|  | 6656666.6667 | -159.6992
|  | 6660000 | -159.2516
|  | 6663333.3333 | -159.5746
|  | 6666666.6667 | -159.2576
|  | 6670000 | -159.5702
|  | 6673333.3333 | -159.6211
|  | 6676666.6667 | -159.0265
|  | 6680000 | -159.1239
|  | 6683333.3333 | -159.6315
|  | 6686666.6667 | -160.157
|  | 6690000 | -159.8235
|  | 6693333.3333 | -159.7062
|  | 6696666.6667 | -159.7383
|  | 6700000 | -159.2747
|  | 6703333.3333 | -159.2147
|  | 6706666.6667 | -159.5054
|  | 6710000 | -159.4648
|  | 6713333.3333 | -159.2769
|  | 6716666.6667 | -159.2322
|  | 6720000 | -159.5876
|  | 6723333.3333 | -160.1029
|  | 6726666.6667 | -159.6093
|  | 6730000 | -159.4888
|  | 6733333.3333 | -159.19
|  | 6736666.6667 | -159.2243
|  | 6740000 | -159.3249
|  | 6743333.3333 | -159.5756
|  | 6746666.6667 | -160.0112
|  | 6750000 | -159.8193
|  | 6753333.3333 | -159.5813
|  | 6756666.6667 | -159.3996
|  | 6760000 | -159.58
|  | 6763333.3333 | -159.9542
|  | 6766666.6667 | -159.5355
|  | 6770000 | -159.5308
|  | 6773333.3333 | -159.8432
|  | 6776666.6667 | -159.4169
|  | 6780000 | -159.4974
|  | 6783333.3333 | -160.0157
|  | 6786666.6667 | -159.5805
|  | 6790000 | -159.0327
|  | 6793333.3333 | -159.5588
|  | 6796666.6667 | -159.69
|  | 6800000 | -159.1417
|  | 6803333.3333 | -159.2226
|  | 6806666.6667 | -159.5324
|  | 6810000 | -159.5429
|  | 6813333.3333 | -159.1786
|  | 6816666.6667 | -159.4414
|  | 6820000 | -159.8569
|  | 6823333.3333 | -159.8978
|  | 6826666.6667 | -159.4981
|  | 6830000 | -159.0535
|  | 6833333.3333 | -159.3298
|  | 6836666.6667 | -158.7338
|  | 6840000 | -158.574
|  | 6843333.3333 | -158.3755
|  | 6846666.6667 | -158.338
|  | 6850000 | -158.9146
|  | 6853333.3333 | -159.1076
|  | 6856666.6667 | -159.3349
|  | 6860000 | -159.1329
|  | 6863333.3333 | -159.3724
|  | 6866666.6667 | -159.9741
|  | 6870000 | -159.5635
|  | 6873333.3333 | -159.3742
|  | 6876666.6667 | -159.3633
|  | 6880000 | -160.0482
|  | 6883333.3333 | -159.6243
|  | 6886666.6667 | -159.0721
|  | 6890000 | -159.5053
|  | 6893333.3333 | -160.0738
|  | 6896666.6667 | -160.0668
|  | 6900000 | -160.0865
|  | 6903333.3333 | -159.7141
|  | 6906666.6667 | -159.5804
|  | 6910000 | -159.257
|  | 6913333.3333 | -159.3156
|  | 6916666.6667 | -159.7456
|  | 6920000 | -159.7513
|  | 6923333.3333 | -159.3864
|  | 6926666.6667 | -159.5204
|  | 6930000 | -159.7433
|  | 6933333.3333 | -159.3905
|  | 6936666.6667 | -159.5853
|  | 6940000 | -159.5137
|  | 6943333.3333 | -159.1148
|  | 6946666.6667 | -159.5857
|  | 6950000 | -159.4371
|  | 6953333.3333 | -159.5723
|  | 6956666.6667 | -159.4551
|  | 6960000 | -159.9938
|  | 6963333.3333 | -160.071
|  | 6966666.6667 | -159.6157
|  | 6970000 | -159.6104
|  | 6973333.3333 | -159.7381
|  | 6976666.6667 | -159.2602
|  | 6980000 | -159.3509
|  | 6983333.3333 | -159.6139
|  | 6986666.6667 | -159.4969
|  | 6990000 | -159.7634
|  | 6993333.3333 | -159.9346
|  | 6996666.6667 | -159.4669
|  | 7000000 | -158.9432
|  | 7003333.3333 | -159.565
|  | 7006666.6667 | -159.5829
|  | 7010000 | -159.5492
|  | 7013333.3333 | -159.4087
|  | 7016666.6667 | -158.8691
|  | 7020000 | -159.2978
|  | 7023333.3333 | -159.5325
|  | 7026666.6667 | -159.2403
|  | 7030000 | -159.2909
|  | 7033333.3333 | -159.2884
|  | 7036666.6667 | -159.5417
|  | 7040000 | -159.7326
|  | 7043333.3333 | -159.6935
|  | 7046666.6667 | -159.5825
|  | 7050000 | -159.5423
|  | 7053333.3333 | -159.4012
|  | 7056666.6667 | -158.9561
|  | 7060000 | -158.7691
|  | 7063333.3333 | -159.6624
|  | 7066666.6667 | -159.6733
|  | 7070000 | -159.3103
|  | 7073333.3333 | -159.4099
|  | 7076666.6667 | -159.3777
|  | 7080000 | -159.1947
|  | 7083333.3333 | -158.8898
|  | 7086666.6667 | -159.044
|  | 7090000 | -158.5831
|  | 7093333.3333 | -159.1244
|  | 7096666.6667 | -159.4009
|  | 7100000 | -159.1658
|  | 7103333.3333 | -159.2302
|  | 7106666.6667 | -159.3927
|  | 7110000 | -159.6061
|  | 7113333.3333 | -159.6594
|  | 7116666.6667 | -159.2707
|  | 7120000 | -159.1937
|  | 7123333.3333 | -159.6152
|  | 7126666.6667 | -159.3893
|  | 7130000 | -159.0509
|  | 7133333.3333 | -159.7071
|  | 7136666.6667 | -159.8504
|  | 7140000 | -159.3604
|  | 7143333.3333 | -159.1102
|  | 7146666.6667 | -159.4617
|  | 7150000 | -159.7745
|  | 7153333.3333 | -159.7347
|  | 7156666.6667 | -160.0844
|  | 7160000 | -159.6769
|  | 7163333.3333 | -159.0114
|  | 7166666.6667 | -159.6255
|  | 7170000 | -160.2079
|  | 7173333.3333 | -160.2019
|  | 7176666.6667 | -159.9834
|  | 7180000 | -159.6774
|  | 7183333.3333 | -159.5685
|  | 7186666.6667 | -159.3392
|  | 7190000 | -159.8135
|  | 7193333.3333 | -159.5454
|  | 7196666.6667 | -159.5123
|  | 7200000 | -159.5866
|  | 7203333.3333 | -159.6644
|  | 7206666.6667 | -160.1253
|  | 7210000 | -159.1039
|  | 7213333.3333 | -158.4882
|  | 7216666.6667 | -159.2427
|  | 7220000 | -159.5313
|  | 7223333.3333 | -159.0296
|  | 7226666.6667 | -159.0119
|  | 7230000 | -159.194
|  | 7233333.3333 | -158.8694
|  | 7236666.6667 | -158.96
|  | 7240000 | -159.1997
|  | 7243333.3333 | -159.3342
|  | 7246666.6667 | -159.1904
|  | 7250000 | -159.1947
|  | 7253333.3333 | -158.8665
|  | 7256666.6667 | -159.0759
|  | 7260000 | -159.1941
|  | 7263333.3333 | -159.3769
|  | 7266666.6667 | -159.3119
|  | 7270000 | -159.0214
|  | 7273333.3333 | -159.5152
|  | 7276666.6667 | -159.2338
|  | 7280000 | -158.998
|  | 7283333.3333 | -159.5309
|  | 7286666.6667 | -159.7614
|  | 7290000 | -159.6298
|  | 7293333.3333 | -159.6741
|  | 7296666.6667 | -159.3924
|  | 7300000 | -158.9175
|  | 7303333.3333 | -158.6744
|  | 7306666.6667 | -159.0085
|  | 7310000 | -159.7094
|  | 7313333.3333 | -159.6338
|  | 7316666.6667 | -159.4435
|  | 7320000 | -159.3432
|  | 7323333.3333 | -159.4585
|  | 7326666.6667 | -159.5666
|  | 7330000 | -158.8957
|  | 7333333.3333 | -158.9559
|  | 7336666.6667 | -159.0911
|  | 7340000 | -159.5919
|  | 7343333.3333 | -160.0946
|  | 7346666.6667 | -159.5471
|  | 7350000 | -159.1048
|  | 7353333.3333 | -159.4622
|  | 7356666.6667 | -159.6095
|  | 7360000 | -158.9149
|  | 7363333.3333 | -159.0742
|  | 7366666.6667 | -159.0929
|  | 7370000 | -159.0108
|  | 7373333.3333 | -159.0542
|  | 7376666.6667 | -159.822
|  | 7380000 | -159.52
|  | 7383333.3333 | -159.4948
|  | 7386666.6667 | -159.4314
|  | 7390000 | -159.1377
|  | 7393333.3333 | -159.0131
|  | 7396666.6667 | -159.2897
|  | 7400000 | -159.516
|  | 7403333.3333 | -159.7557
|  | 7406666.6667 | -159.7135
|  | 7410000 | -159.6298
|  | 7413333.3333 | -159.3213
|  | 7416666.6667 | -159.4227
|  | 7420000 | -159.3388
|  | 7423333.3333 | -159.5906
|  | 7426666.6667 | -159.0259
|  | 7430000 | -159.034
|  | 7433333.3333 | -159.5119
|  | 7436666.6667 | -159.4274
|  | 7440000 | -159.2114
|  | 7443333.3333 | -158.98
|  | 7446666.6667 | -159.2035
|  | 7450000 | -159.2217
|  | 7453333.3333 | -159.3868
|  | 7456666.6667 | -159.5939
|  | 7460000 | -159.0509
|  | 7463333.3333 | -159.4133
|  | 7466666.6667 | -159.3629
|  | 7470000 | -158.9363
|  | 7473333.3333 | -159.1356
|  | 7476666.6667 | -159.3939
|  | 7480000 | -159.2383
|  | 7483333.3333 | -159.4067
|  | 7486666.6667 | -159.7344
|  | 7490000 | -159.5995
|  | 7493333.3333 | -159.3702
|  | 7496666.6667 | -159.1703
|  | 7500000 | -159.481
|  | 7503333.3333 | -159.46
|  | 7506666.6667 | -159.2497
|  | 7510000 | -159.5286
|  | 7513333.3333 | -159.4125
|  | 7516666.6667 | -159.3374
|  | 7520000 | -159.2861
|  | 7523333.3333 | -159.4247
|  | 7526666.6667 | -159.7345
|  | 7530000 | -159.6748
|  | 7533333.3333 | -159.78
|  | 7536666.6667 | -160.533
|  | 7540000 | -159.8585
|  | 7543333.3333 | -159.3142
|  | 7546666.6667 | -159.5824
|  | 7550000 | -159.3742
|  | 7553333.3333 | -159.1804
|  | 7556666.6667 | -159.2883
|  | 7560000 | -159.6234
|  | 7563333.3333 | -159.5269
|  | 7566666.6667 | -159.1056
|  | 7570000 | -159.217
|  | 7573333.3333 | -158.9046
|  | 7576666.6667 | -159.2341
|  | 7580000 | -159.2321
|  | 7583333.3333 | -159.3104
|  | 7586666.6667 | -159.1614
|  | 7590000 | -159.209
|  | 7593333.3333 | -159.3088
|  | 7596666.6667 | -159.3073
|  | 7600000 | -158.9874
|  | 7603333.3333 | -159.2676
|  | 7606666.6667 | -159.4028
|  | 7610000 | -158.9626
|  | 7613333.3333 | -158.7762
|  | 7616666.6667 | -159.5277
|  | 7620000 | -159.8418
|  | 7623333.3333 | -159.6699
|  | 7626666.6667 | -159.8195
|  | 7630000 | -159.3343
|  | 7633333.3333 | -158.7558
|  | 7636666.6667 | -159.2749
|  | 7640000 | -159.4513
|  | 7643333.3333 | -159.3736
|  | 7646666.6667 | -159.5739
|  | 7650000 | -159.4904
|  | 7653333.3333 | -159.7231
|  | 7656666.6667 | -159.3197
|  | 7660000 | -159.3228
|  | 7663333.3333 | -159.7179
|  | 7666666.6667 | -159.2749
|  | 7670000 | -158.9427
|  | 7673333.3333 | -159.3898
|  | 7676666.6667 | -159.3336
|  | 7680000 | -159.0771
|  | 7683333.3333 | -159.3402
|  | 7686666.6667 | -159.2447
|  | 7690000 | -158.9576
|  | 7693333.3333 | -159.1634
|  | 7696666.6667 | -159.2431
|  | 7700000 | -159.4469
|  | 7703333.3333 | -159.5253
|  | 7706666.6667 | -158.6047
|  | 7710000 | -158.8751
|  | 7713333.3333 | -159.0017
|  | 7716666.6667 | -158.7589
|  | 7720000 | -159.2606
|  | 7723333.3333 | -159.5494
|  | 7726666.6667 | -158.8071
|  | 7730000 | -158.8813
|  | 7733333.3333 | -159.2851
|  | 7736666.6667 | -159.4697
|  | 7740000 | -159.3533
|  | 7743333.3333 | -159.2112
|  | 7746666.6667 | -159.5433
|  | 7750000 | -159.1178
|  | 7753333.3333 | -159.1341
|  | 7756666.6667 | -159.5063
|  | 7760000 | -159.7548
|  | 7763333.3333 | -159.5863
|  | 7766666.6667 | -158.9012
|  | 7770000 | -158.6289
|  | 7773333.3333 | -159.129
|  | 7776666.6667 | -159.5483
|  | 7780000 | -159.1289
|  | 7783333.3333 | -158.677
|  | 7786666.6667 | -158.8234
|  | 7790000 | -159.0383
|  | 7793333.3333 | -158.7732
|  | 7796666.6667 | -158.3427
|  | 7800000 | -158.7611
|  | 7803333.3333 | -159.2709
|  | 7806666.6667 | -159.6334
|  | 7810000 | -159.2024
|  | 7813333.3333 | -158.5983
|  | 7816666.6667 | -158.7593
|  | 7820000 | -158.9543
|  | 7823333.3333 | -158.7602
|  | 7826666.6667 | -158.9626
|  | 7830000 | -158.7639
|  | 7833333.3333 | -158.8771
|  | 7836666.6667 | -158.6618
|  | 7840000 | -158.6509
|  | 7843333.3333 | -158.7635
|  | 7846666.6667 | -159.1522
|  | 7850000 | -159.633
|  | 7853333.3333 | -159.4881
|  | 7856666.6667 | -159.4401
|  | 7860000 | -159.1004
|  | 7863333.3333 | -158.6366
|  | 7866666.6667 | -158.8723
|  | 7870000 | -158.7408
|  | 7873333.3333 | -159.2545
|  | 7876666.6667 | -159.4571
|  | 7880000 | -159.2133
|  | 7883333.3333 | -158.7596
|  | 7886666.6667 | -159.5622
|  | 7890000 | -159.2291
|  | 7893333.3333 | -159.2605
|  | 7896666.6667 | -159.091
|  | 7900000 | -158.9966
|  | 7903333.3333 | -159.4774
|  | 7906666.6667 | -159.213
|  | 7910000 | -159.1588
|  | 7913333.3333 | -158.7322
|  | 7916666.6667 | -159.0249
|  | 7920000 | -159.0574
|  | 7923333.3333 | -159.2371
|  | 7926666.6667 | -159.3769
|  | 7930000 | -158.9013
|  | 7933333.3333 | -159.2739
|  | 7936666.6667 | -159.1749
|  | 7940000 | -158.8312
|  | 7943333.3333 | -158.9075
|  | 7946666.6667 | -158.8326
|  | 7950000 | -159.033
|  | 7953333.3333 | -159.0877
|  | 7956666.6667 | -158.7689
|  | 7960000 | -158.8134
|  | 7963333.3333 | -158.97
|  | 7966666.6667 | -158.701
|  | 7970000 | -158.7695
|  | 7973333.3333 | -159.1626
|  | 7976666.6667 | -159.4713
|  | 7980000 | -159.3835
|  | 7983333.3333 | -159.4282
|  | 7986666.6667 | -159.0953
|  | 7990000 | -158.5648
|  | 7993333.3333 | -158.9701
|  | 7996666.6667 | -159.3115
|  | 8000000 | -159.1179
|  | 8003333.3333 | -158.8572
|  | 8006666.6667 | -158.6634
|  | 8010000 | -159.2689
|  | 8013333.3333 | -159.6853
|  | 8016666.6667 | -159.0784
|  | 8020000 | -159.4006
|  | 8023333.3333 | -159.4405
|  | 8026666.6667 | -159.0116
|  | 8030000 | -158.4705
|  | 8033333.3333 | -158.5976
|  | 8036666.6667 | -158.766
|  | 8040000 | -158.195
|  | 8043333.3333 | -158.335
|  | 8046666.6667 | -159.2365
|  | 8050000 | -159.3213
|  | 8053333.3333 | -159.6664
|  | 8056666.6667 | -158.9637
|  | 8060000 | -158.6717
|  | 8063333.3333 | -158.5473
|  | 8066666.6667 | -158.5636
|  | 8070000 | -159.0551
|  | 8073333.3333 | -159.0552
|  | 8076666.6667 | -159.4425
|  | 8080000 | -158.7789
|  | 8083333.3333 | -158.7322
|  | 8086666.6667 | -159.3644
|  | 8090000 | -159.0995
|  | 8093333.3333 | -159.2048
|  | 8096666.6667 | -159.4116
|  | 8100000 | -159.0403
|  | 8103333.3333 | -159.0051
|  | 8106666.6667 | -158.822
|  | 8110000 | -158.8324
|  | 8113333.3333 | -158.4007
|  | 8116666.6667 | -158.4686
|  | 8120000 | -158.5947
|  | 8123333.3333 | -158.8775
|  | 8126666.6667 | -159.022
|  | 8130000 | -158.7655
|  | 8133333.3333 | -159.0865
|  | 8136666.6667 | -159.0848
|  | 8140000 | -158.6797
|  | 8143333.3333 | -158.3197
|  | 8146666.6667 | -158.4155
|  | 8150000 | -158.5119
|  | 8153333.3333 | -159.3213
|  | 8156666.6667 | -159.4716
|  | 8160000 | -158.8207
|  | 8163333.3333 | -158.7227
|  | 8166666.6667 | -158.3443
|  | 8170000 | -158.3722
|  | 8173333.3333 | -158.6895
|  | 8176666.6667 | -158.5778
|  | 8180000 | -158.9256
|  | 8183333.3333 | -159.284
|  | 8186666.6667 | -158.901
|  | 8190000 | -158.7499
|  | 8193333.3333 | -158.2781
|  | 8196666.6667 | -158.3582
|  | 8200000 | -158.6636
|  | 8203333.3333 | -158.8807
|  | 8206666.6667 | -158.672
|  | 8210000 | -158.9219
|  | 8213333.3333 | -158.356
|  | 8216666.6667 | -158.1126
|  | 8220000 | -158.7518
|  | 8223333.3333 | -158.9925
|  | 8226666.6667 | -158.9253
|  | 8230000 | -158.9398
|  | 8233333.3333 | -158.8254
|  | 8236666.6667 | -158.4572
|  | 8240000 | -158.4971
|  | 8243333.3333 | -157.7374
|  | 8246666.6667 | -157.8394
|  | 8250000 | -158.3789
|  | 8253333.3333 | -158.9462
|  | 8256666.6667 | -159.025
|  | 8260000 | -158.1783
|  | 8263333.3333 | -158.7318
|  | 8266666.6667 | -158.3985
|  | 8270000 | -158.9391
|  | 8273333.3333 | -158.5906
|  | 8276666.6667 | -158.6268
|  | 8280000 | -158.7243
|  | 8283333.3333 | -158.7722
|  | 8286666.6667 | -158.2413
|  | 8290000 | -158.3969
|  | 8293333.3333 | -158.4146
|  | 8296666.6667 | -158.0445
|  | 8300000 | -158.3763
|  | 8303333.3333 | -158.6579
|  | 8306666.6667 | -158.3702
|  | 8310000 | -158.6376
|  | 8313333.3333 | -158.8472
|  | 8316666.6667 | -158.4101
|  | 8320000 | -158.2274
|  | 8323333.3333 | -157.9709
|  | 8326666.6667 | -158.1043
|  | 8330000 | -158.6108
|  | 8333333.3333 | -158.8227
|  | 8336666.6667 | -159.0349
|  | 8340000 | -158.6028
|  | 8343333.3333 | -158.4524
|  | 8346666.6667 | -158.6083
|  | 8350000 | -158.4375
|  | 8353333.3333 | -158.5609
|  | 8356666.6667 | -158.4285
|  | 8360000 | -157.8555
|  | 8363333.3333 | -157.9476
|  | 8366666.6667 | -158.2911
|  | 8370000 | -158.3471
|  | 8373333.3333 | -158.8163
|  | 8376666.6667 | -158.9239
|  | 8380000 | -158.4883
|  | 8383333.3333 | -158.142
|  | 8386666.6667 | -158.7886
|  | 8390000 | -158.6692
|  | 8393333.3333 | -158.7006
|  | 8396666.6667 | -158.9889
|  | 8400000 | -158.4812
|  | 8403333.3333 | -158.2259
|  | 8406666.6667 | -158.5245
|  | 8410000 | -158.6819
|  | 8413333.3333 | -158.3879
|  | 8416666.6667 | -158.4464
|  | 8420000 | -158.3241
|  | 8423333.3333 | -158.232
|  | 8426666.6667 | -158.2712
|  | 8430000 | -158.2039
|  | 8433333.3333 | -158.5782
|  | 8436666.6667 | -158.4384
|  | 8440000 | -158.3406
|  | 8443333.3333 | -158.4174
|  | 8446666.6667 | -158.6752
|  | 8450000 | -158.5897
|  | 8453333.3333 | -158.4574
|  | 8456666.6667 | -157.9324
|  | 8460000 | -158.2639
|  | 8463333.3333 | -158.2979
|  | 8466666.6667 | -157.8586
|  | 8470000 | -158.3234
|  | 8473333.3333 | -158.6873
|  | 8476666.6667 | -158.4106
|  | 8480000 | -158.3317
|  | 8483333.3333 | -158.3492
|  | 8486666.6667 | -157.7972
|  | 8490000 | -157.4433
|  | 8493333.3333 | -157.3483
|  | 8496666.6667 | -157.7237
|  | 8500000 | -158.4178
|  | 8503333.3333 | -158.4931
|  | 8506666.6667 | -158.5167
|  | 8510000 | -158.3038
|  | 8513333.3333 | -158.2628
|  | 8516666.6667 | -158.1711
|  | 8520000 | -158.1359
|  | 8523333.3333 | -158.0781
|  | 8526666.6667 | -158.2931
|  | 8530000 | -158.0712
|  | 8533333.3333 | -157.8233
|  | 8536666.6667 | -157.9454
|  | 8540000 | -158.0537
|  | 8543333.3333 | -158.1118
|  | 8546666.6667 | -157.8714
|  | 8550000 | -157.5669
|  | 8553333.3333 | -158.0055
|  | 8556666.6667 | -157.6741
|  | 8560000 | -157.5255
|  | 8563333.3333 | -157.8304
|  | 8566666.6667 | -157.6928
|  | 8570000 | -157.8345
|  | 8573333.3333 | -157.5821
|  | 8576666.6667 | -157.4213
|  | 8580000 | -157.9516
|  | 8583333.3333 | -157.8725
|  | 8586666.6667 | -157.08
|  | 8590000 | -157.3372
|  | 8593333.3333 | -157.2469
|  | 8596666.6667 | -157.3788
|  | 8600000 | -157.9482
|  | 8603333.3333 | -157.5855
|  | 8606666.6667 | -158.2354
|  | 8610000 | -158.3846
|  | 8613333.3333 | -158.3437
|  | 8616666.6667 | -158.5781
|  | 8620000 | -158.2797
|  | 8623333.3333 | -158.0063
|  | 8626666.6667 | -158.1804
|  | 8630000 | -157.9471
|  | 8633333.3333 | -157.914
|  | 8636666.6667 | -157.5857
|  | 8640000 | -157.1804
|  | 8643333.3333 | -157.6905
|  | 8646666.6667 | -157.9983
|  | 8650000 | -158.3342
|  | 8653333.3333 | -158.3161
|  | 8656666.6667 | -157.6851
|  | 8660000 | -157.4293
|  | 8663333.3333 | -157.5408
|  | 8666666.6667 | -158.527
|  | 8670000 | -158.0867
|  | 8673333.3333 | -157.3523
|  | 8676666.6667 | -157.4687
|  | 8680000 | -157.7403
|  | 8683333.3333 | -157.2679
|  | 8686666.6667 | -157.7675
|  | 8690000 | -157.9457
|  | 8693333.3333 | -157.7152
|  | 8696666.6667 | -157.2347
|  | 8700000 | -157.4771
|  | 8703333.3333 | -157.5541
|  | 8706666.6667 | -157.4734
|  | 8710000 | -157.5001
|  | 8713333.3333 | -157.4839
|  | 8716666.6667 | -157.8341
|  | 8720000 | -157.6364
|  | 8723333.3333 | -156.8011
|  | 8726666.6667 | -156.3446
|  | 8730000 | -157.1482
|  | 8733333.3333 | -157.5449
|  | 8736666.6667 | -157.2817
|  | 8740000 | -157.5398
|  | 8743333.3333 | -157.6076
|  | 8746666.6667 | -157.2675
|  | 8750000 | -157.3969
|  | 8753333.3333 | -157.3973
|  | 8756666.6667 | -157.6142
|  | 8760000 | -157.089
|  | 8763333.3333 | -156.9322
|  | 8766666.6667 | -157.3317
|  | 8770000 | -157.291
|  | 8773333.3333 | -157.9385
|  | 8776666.6667 | -157.1583
|  | 8780000 | -157.3676
|  | 8783333.3333 | -157.8152
|  | 8786666.6667 | -157.8776
|  | 8790000 | -157.0967
|  | 8793333.3333 | -157.3953
|  | 8796666.6667 | -157.8452
|  | 8800000 | -156.7904
|  | 8803333.3333 | -155.9468
|  | 8806666.6667 | -156.6223
|  | 8810000 | -157.0505
|  | 8813333.3333 | -156.7886
|  | 8816666.6667 | -157.0999
|  | 8820000 | -157.6077
|  | 8823333.3333 | -157.4123
|  | 8826666.6667 | -157.3367
|  | 8830000 | -157.0517
|  | 8833333.3333 | -156.5571
|  | 8836666.6667 | -156.8743
|  | 8840000 | -156.9335
|  | 8843333.3333 | -156.8673
|  | 8846666.6667 | -156.8955
|  | 8850000 | -156.8352
|  | 8853333.3333 | -156.5231
|  | 8856666.6667 | -156.0647
|  | 8860000 | -156.0365
|  | 8863333.3333 | -156.8927
|  | 8866666.6667 | -157.1609
|  | 8870000 | -156.6373
|  | 8873333.3333 | -156.2134
|  | 8876666.6667 | -156.2093
|  | 8880000 | -156.3004
|  | 8883333.3333 | -156.3225
|  | 8886666.6667 | -156.1873
|  | 8890000 | -156.155
|  | 8893333.3333 | -156.4019
|  | 8896666.6667 | -156.5329
|  | 8900000 | -156.8801
|  | 8903333.3333 | -156.5219
|  | 8906666.6667 | -156.2545
|  | 8910000 | -155.802
|  | 8913333.3333 | -156.1378
|  | 8916666.6667 | -156.5564
|  | 8920000 | -156.6013
|  | 8923333.3333 | -156.8154
|  | 8926666.6667 | -156.7042
|  | 8930000 | -156.8184
|  | 8933333.3333 | -157.2821
|  | 8936666.6667 | -156.919
|  | 8940000 | -156.7244
|  | 8943333.3333 | -156.7788
|  | 8946666.6667 | -156.5399
|  | 8950000 | -156.7955
|  | 8953333.3333 | -156.7687
|  | 8956666.6667 | -155.9727
|  | 8960000 | -156.1429
|  | 8963333.3333 | -156.5064
|  | 8966666.6667 | -156.6407
|  | 8970000 | -156.3652
|  | 8973333.3333 | -156.4908
|  | 8976666.6667 | -156.5315
|  | 8980000 | -155.8768
|  | 8983333.3333 | -155.8859
|  | 8986666.6667 | -156.8098
|  | 8990000 | -156.662
|  | 8993333.3333 | -156.5368
|  | 8996666.6667 | -155.8227
|  | 9000000 | -155.8074
|  | 9003333.3333 | -155.9957
|  | 9006666.6667 | -156.4579
|  | 9010000 | -156.6162
|  | 9013333.3333 | -155.8436
|  | 9016666.6667 | -155.6689
|  | 9020000 | -156.4693
|  | 9023333.3333 | -155.7876
|  | 9026666.6667 | -155.847
|  | 9030000 | -155.7606
|  | 9033333.3333 | -155.7946
|  | 9036666.6667 | -155.7116
|  | 9040000 | -155.587
|  | 9043333.3333 | -155.7806
|  | 9046666.6667 | -156.1871
|  | 9050000 | -155.8039
|  | 9053333.3333 | -156.1161
|  | 9056666.6667 | -155.4991
|  | 9060000 | -155.7471
|  | 9063333.3333 | -156.0143
|  | 9066666.6667 | -156.1569
|  | 9070000 | -155.7719
|  | 9073333.3333 | -155.8622
|  | 9076666.6667 | -155.8129
|  | 9080000 | -155.2701
|  | 9083333.3333 | -155.4328
|  | 9086666.6667 | -155.5682
|  | 9090000 | -155.1863
|  | 9093333.3333 | -155.2075
|  | 9096666.6667 | -155.3377
|  | 9100000 | -156.3192
|  | 9103333.3333 | -155.261
|  | 9106666.6667 | -154.8265
|  | 9110000 | -155.2582
|  | 9113333.3333 | -155.0352
|  | 9116666.6667 | -154.9656
|  | 9120000 | -155.0487
|  | 9123333.3333 | -155.3081
|  | 9126666.6667 | -155.2538
|  | 9130000 | -155.7719
|  | 9133333.3333 | -155.1336
|  | 9136666.6667 | -155.6786
|  | 9140000 | -155.4171
|  | 9143333.3333 | -154.8109
|  | 9146666.6667 | -155.3539
|  | 9150000 | -155.7028
|  | 9153333.3333 | -155.1012
|  | 9156666.6667 | -155.2666
|  | 9160000 | -154.5101
|  | 9163333.3333 | -154.4729
|  | 9166666.6667 | -154.4971
|  | 9170000 | -154.8627
|  | 9173333.3333 | -155.2652
|  | 9176666.6667 | -154.4537
|  | 9180000 | -154.1522
|  | 9183333.3333 | -154.2653
|  | 9186666.6667 | -154.5759
|  | 9190000 | -154.5486
|  | 9193333.3333 | -154.7489
|  | 9196666.6667 | -154.4703
|  | 9200000 | -154.4279
|  | 9203333.3333 | -154.122
|  | 9206666.6667 | -153.9787
|  | 9210000 | -154.5522
|  | 9213333.3333 | -154.9981
|  | 9216666.6667 | -155.2845
|  | 9220000 | -154.8247
|  | 9223333.3333 | -154.9657
|  | 9226666.6667 | -154.9978
|  | 9230000 | -154.5441
|  | 9233333.3333 | -154.2605
|  | 9236666.6667 | -154.7042
|  | 9240000 | -154.8625
|  | 9243333.3333 | -154.9376
|  | 9246666.6667 | -154.0369
|  | 9250000 | -153.8821
|  | 9253333.3333 | -153.9803
|  | 9256666.6667 | -154.4497
|  | 9260000 | -154.1938
|  | 9263333.3333 | -154.5198
|  | 9266666.6667 | -154.5985
|  | 9270000 | -154.4834
|  | 9273333.3333 | -153.6904
|  | 9276666.6667 | -153.7959
|  | 9280000 | -154.0031
|  | 9283333.3333 | -154.1695
|  | 9286666.6667 | -154.042
|  | 9290000 | -154.2652
|  | 9293333.3333 | -153.3993
|  | 9296666.6667 | -153.863
|  | 9300000 | -154.1515
|  | 9303333.3333 | -153.817
|  | 9306666.6667 | -153.4562
|  | 9310000 | -154.0304
|  | 9313333.3333 | -153.7723
|  | 9316666.6667 | -153.996
|  | 9320000 | -153.8013
|  | 9323333.3333 | -153.5454
|  | 9326666.6667 | -153.4612
|  | 9330000 | -152.9675
|  | 9333333.3333 | -154.0986
|  | 9336666.6667 | -153.9261
|  | 9340000 | -153.1207
|  | 9343333.3333 | -153.0895
|  | 9346666.6667 | -152.8833
|  | 9350000 | -152.9588
|  | 9353333.3333 | -153.3514
|  | 9356666.6667 | -153.5456
|  | 9360000 | -153.1195
|  | 9363333.3333 | -152.8694
|  | 9366666.6667 | -152.1899
|  | 9370000 | -152.6896
|  | 9373333.3333 | -153.5081
|  | 9376666.6667 | -153.5495
|  | 9380000 | -153.2156
|  | 9383333.3333 | -152.4828
|  | 9386666.6667 | -152.7501
|  | 9390000 | -153.4808
|  | 9393333.3333 | -152.8441
|  | 9396666.6667 | -152.1731
|  | 9400000 | -152.4335
|  | 9403333.3333 | -152.9765
|  | 9406666.6667 | -152.7617
|  | 9410000 | -152.5384
|  | 9413333.3333 | -152.2612
|  | 9416666.6667 | -152.4077
|  | 9420000 | -153.0687
|  | 9423333.3333 | -153.442
|  | 9426666.6667 | -152.9191
|  | 9430000 | -152.301
|  | 9433333.3333 | -152.6229
|  | 9436666.6667 | -152.6932
|  | 9440000 | -152.7984
|  | 9443333.3333 | -152.3664
|  | 9446666.6667 | -152.1678
|  | 9450000 | -152.2138
|  | 9453333.3333 | -152.488
|  | 9456666.6667 | -152.1069
|  | 9460000 | -152.0509
|  | 9463333.3333 | -151.8127
|  | 9466666.6667 | -151.7859
|  | 9470000 | -152.277
|  | 9473333.3333 | -152.0081
|  | 9476666.6667 | -151.9809
|  | 9480000 | -152.4682
|  | 9483333.3333 | -151.9517
|  | 9486666.6667 | -151.1274
|  | 9490000 | -151.5001
|  | 9493333.3333 | -152.2182
|  | 9496666.6667 | -151.7581
|  | 9500000 | -152.0712
|  | 9503333.3333 | -152.065
|  | 9506666.6667 | -152.0825
|  | 9510000 | -152.3098
|  | 9513333.3333 | -151.2827
|  | 9516666.6667 | -151.6055
|  | 9520000 | -152.1682
|  | 9523333.3333 | -151.9075
|  | 9526666.6667 | -151.6977
|  | 9530000 | -152.2513
|  | 9533333.3333 | -151.5035
|  | 9536666.6667 | -151.2024
|  | 9540000 | -151.1608
|  | 9543333.3333 | -151.0186
|  | 9546666.6667 | -151.135
|  | 9550000 | -151.0617
|  | 9553333.3333 | -150.8226
|  | 9556666.6667 | -150.8907
|  | 9560000 | -151.0133
|  | 9563333.3333 | -150.8503
|  | 9566666.6667 | -150.7009
|  | 9570000 | -151.2701
|  | 9573333.3333 | -150.7253
|  | 9576666.6667 | -150.556
|  | 9580000 | -150.9704
|  | 9583333.3333 | -151.0841
|  | 9586666.6667 | -151.2074
|  | 9590000 | -151.5738
|  | 9593333.3333 | -150.9745
|  | 9596666.6667 | -151.1043
|  | 9600000 | -151.1444
|  | 9603333.3333 | -150.3442
|  | 9606666.6667 | -150.3248
|  | 9610000 | -150.5388
|  | 9613333.3333 | -150.598
|  | 9616666.6667 | -150.8049
|  | 9620000 | -151.0434
|  | 9623333.3333 | -150.6042
|  | 9626666.6667 | -150.951
|  | 9630000 | -150.7004
|  | 9633333.3333 | -150.6847
|  | 9636666.6667 | -149.9408
|  | 9640000 | -149.9074
|  | 9643333.3333 | -150.3115
|  | 9646666.6667 | -150.9584
|  | 9650000 | -150.6461
|  | 9653333.3333 | -149.0013
|  | 9656666.6667 | -149.8122
|  | 9660000 | -151.5233
|  | 9663333.3333 | -150.0573
|  | 9666666.6667 | -150.4398
|  | 9670000 | -150.5336
|  | 9673333.3333 | -150.0902
|  | 9676666.6667 | -150.2535
|  | 9680000 | -151.2739
|  | 9683333.3333 | -150.4302
|  | 9686666.6667 | -150.5923
|  | 9690000 | -150.3753
|  | 9693333.3333 | -151.3149
|  | 9696666.6667 | -150.5012
|  | 9700000 | -150.1396
|  | 9703333.3333 | -150.5913
|  | 9706666.6667 | -151.2345
|  | 9710000 | -149.9478
|  | 9713333.3333 | -148.4841
|  | 9716666.6667 | -148.8555
|  | 9720000 | -148.4039
|  | 9723333.3333 | -147.2141
|  | 9726666.6667 | -147.5294
|  | 9730000 | -149.7013
|  | 9733333.3333 | -150.4422
|  | 9736666.6667 | -146.259
|  | 9740000 | -143.5797
|  | 9743333.3333 | -144.0396
|  | 9746666.6667 | -146.0376
|  | 9750000 | -149.4068
|  | 9753333.3333 | -150.2584
|  | 9756666.6667 | -150.6742
|  | 9760000 | -150.5649
|  | 9763333.3333 | -151.4283
|  | 9766666.6667 | -150.5467
|  | 9770000 | -151.6916
|  | 9773333.3333 | -151.2812
|  | 9776666.6667 | -150.3148
|  | 9780000 | -149.5694
|  | 9783333.3333 | -149.8256
|  | 9786666.6667 | -150.3627
|  | 9790000 | -150.6675
|  | 9793333.3333 | -149.9062
|  | 9796666.6667 | -150.0406
|  | 9800000 | -150.5707
|  | 9803333.3333 | -150.6524
|  | 9806666.6667 | -151.1714
|  | 9810000 | -151.124
|  | 9813333.3333 | -150.4074
|  | 9816666.6667 | -150.083
|  | 9820000 | -150.7696
|  | 9823333.3333 | -151.373
|  | 9826666.6667 | -151.5643
|  | 9830000 | -151.6753
|  | 9833333.3333 | -151.4162
|  | 9836666.6667 | -150.91
|  | 9840000 | -150.5367
|  | 9843333.3333 | -151.3185
|  | 9846666.6667 | -151.419
|  | 9850000 | -151.414
|  | 9853333.3333 | -151.2105
|  | 9856666.6667 | -151.5666
|  | 9860000 | -151.6176
|  | 9863333.3333 | -152.002
|  | 9866666.6667 | -151.8741
|  | 9870000 | -151.9092
|  | 9873333.3333 | -151.9352
|  | 9876666.6667 | -152.0422
|  | 9880000 | -151.9419
|  | 9883333.3333 | -151.7371
|  | 9886666.6667 | -152.2277
|  | 9890000 | -151.9445
|  | 9893333.3333 | -152.2972
|  | 9896666.6667 | -153.4174
|  | 9900000 | -152.9408
|  | 9903333.3333 | -153.0855
|  | 9906666.6667 | -153.0129
|  | 9910000 | -153.5948
|  | 9913333.3333 | -153.7306
|  | 9916666.6667 | -153.0984
|  | 9920000 | -153.088
|  | 9923333.3333 | -154.158
|  | 9926666.6667 | -153.7581
|  | 9930000 | -153.3219
|  | 9933333.3333 | -154.1381
|  | 9936666.6667 | -153.251
|  | 9940000 | -153.4121
|  | 9943333.3333 | -154.0702
|  | 9946666.6667 | -154.3741
|  | 9950000 | -154.1137
|  | 9953333.3333 | -153.5713
|  | 9956666.6667 | -153.3447
|  | 9960000 | -153.6833
|  | 9963333.3333 | -154.2029
|  | 9966666.6667 | -154.4201
|  | 9970000 | -154.9733
|  | 9973333.3333 | -153.9573
|  | 9976666.6667 | -153.9757
|  | 9980000 | -154.5555
|  | 9983333.3333 | -154.8516
|  | 9986666.6667 | -154.4157
|  | 9990000 | -154.6889
|  | 9993333.3333 | -154.7005
|  | 9996666.6667 | -155.1079
|  | 10000000 | -155.1535
|  | 10000000 | -156.355
|  | 10033300 | -155.9273
|  | 10066700 | -155.5653
|  | 10100000 | -155.9814
|  | 10133300 | -156.8781
|  | 10166700 | -157.7721
|  | 10200000 | -157.7576
|  | 10233300 | -157.1483
|  | 10266700 | -157.3213
|  | 10300000 | -158.0298
|  | 10333300 | -157.778
|  | 10366700 | -157.6422
|  | 10400000 | -157.8793
|  | 10433300 | -158.4096
|  | 10466700 | -158.4927
|  | 10500000 | -158.3668
|  | 10533300 | -158.0258
|  | 10566700 | -158.3865
|  | 10600000 | -158.2113
|  | 10633300 | -158.1799
|  | 10666700 | -158.3851
|  | 10700000 | -158.1824
|  | 10733300 | -158.374
|  | 10766700 | -159.0551
|  | 10800000 | -158.9817
|  | 10833300 | -158.7839
|  | 10866700 | -158.4629
|  | 10900000 | -158.608
|  | 10933300 | -158.3929
|  | 10966700 | -158.6231
|  | 11000000 | -158.6626
|  | 11033300 | -159.2525
|  | 11066700 | -159.4548
|  | 11100000 | -159.7244
|  | 11133300 | -159.9641
|  | 11166700 | -159.8742
|  | 11200000 | -159.3183
|  | 11233300 | -158.7124
|  | 11266700 | -158.8499
|  | 11300000 | -159.1078
|  | 11333300 | -159.2223
|  | 11366700 | -159.503
|  | 11400000 | -159.624
|  | 11433300 | -159.7406
|  | 11466700 | -159.7407
|  | 11500000 | -159.389
|  | 11533300 | -159.447
|  | 11566700 | -159.4922
|  | 11600000 | -159.4418
|  | 11633300 | -159.7321
|  | 11666700 | -159.7014
|  | 11700000 | -159.1501
|  | 11733300 | -158.5758
|  | 11766700 | -158.8982
|  | 11800000 | -159.7592
|  | 11833300 | -159.9845
|  | 11866700 | -159.6554
|  | 11900000 | -160.088
|  | 11933300 | -160.3113
|  | 11966700 | -160.3225
|  | 12000000 | -159.9057
|  | 12033300 | -159.8519
|  | 12066700 | -159.8676
|  | 12100000 | -159.8357
|  | 12133300 | -159.8245
|  | 12166700 | -159.6546
|  | 12200000 | -159.4102
|  | 12233300 | -159.5132
|  | 12266700 | -159.5028
|  | 12300000 | -159.9076
|  | 12333300 | -159.628
|  | 12366700 | -159.4682
|  | 12400000 | -159.94
|  | 12433300 | -160.2218
|  | 12466700 | -160.0969
|  | 12500000 | -160.2136
|  | 12533300 | -159.9754
|  | 12566700 | -159.661
|  | 12600000 | -159.9087
|  | 12633300 | -159.9275
|  | 12666700 | -159.6225
|  | 12700000 | -160.4891
|  | 12733300 | -160.0163
|  | 12766700 | -159.947
|  | 12800000 | -160.0637
|  | 12833300 | -159.6819
|  | 12866700 | -159.6561
|  | 12900000 | -159.7643
|  | 12933300 | -159.8494
|  | 12966700 | -159.5684
|  | 13000000 | -159.6961
|  | 13033300 | -159.8902
|  | 13066700 | -159.7112
|  | 13100000 | -159.6914
|  | 13133300 | -160.0603
|  | 13166700 | -160.2897
|  | 13200000 | -159.9064
|  | 13233300 | -159.6369
|  | 13266700 | -159.5324
|  | 13300000 | -160.206
|  | 13333300 | -160.1847
|  | 13366700 | -159.3936
|  | 13400000 | -159.9428
|  | 13433300 | -159.9531
|  | 13466700 | -159.6032
|  | 13500000 | -159.7186
|  | 13533300 | -160.2213
|  | 13566700 | -159.8555
|  | 13600000 | -160.025
|  | 13633300 | -159.6701
|  | 13666700 | -159.779
|  | 13700000 | -159.5142
|  | 13733300 | -159.6327
|  | 13766700 | -160.3279
|  | 13800000 | -160.4611
|  | 13833300 | -160.0212
|  | 13866700 | -159.5144
|  | 13900000 | -159.3191
|  | 13933300 | -159.8475
|  | 13966700 | -159.7669
|  | 14000000 | -159.6545
|  | 14033300 | -160.2511
|  | 14066700 | -160.1772
|  | 14100000 | -160.0471
|  | 14133300 | -160.1144
|  | 14166700 | -160.0321
|  | 14200000 | -160.2696
|  | 14233300 | -160.1224
|  | 14266700 | -160.2152
|  | 14300000 | -160.1737
|  | 14333300 | -159.9627
|  | 14366700 | -160.0239
|  | 14400000 | -159.7155
|  | 14433300 | -159.6202
|  | 14466700 | -160.2124
|  | 14500000 | -159.8717
|  | 14533300 | -159.8359
|  | 14566700 | -159.9791
|  | 14600000 | -159.7801
|  | 14633300 | -160.0764
|  | 14666700 | -160.4469
|  | 14700000 | -160.2326
|  | 14733300 | -160.3274
|  | 14766700 | -160.1257
|  | 14800000 | -159.5354
|  | 14833300 | -159.9225
|  | 14866700 | -160.4861
|  | 14900000 | -160.1588
|  | 14933300 | -159.7882
|  | 14966700 | -159.5014
|  | 15000000 | -159.9487
|  | 15033300 | -160.3214
|  | 15066700 | -160.2378
|  | 15100000 | -159.8637
|  | 15133300 | -159.569
|  | 15166700 | -159.4587
|  | 15200000 | -159.6157
|  | 15233300 | -159.6404
|  | 15266700 | -160.1351
|  | 15300000 | -160.0486
|  | 15333300 | -160.422
|  | 15366700 | -160.0389
|  | 15400000 | -160.1636
|  | 15433300 | -160.3321
|  | 15466700 | -159.6279
|  | 15500000 | -159.9674
|  | 15533300 | -160.3992
|  | 15566700 | -160.5927
|  | 15600000 | -159.9013
|  | 15633300 | -160.0216
|  | 15666700 | -160.4363
|  | 15700000 | -160.3342
|  | 15733300 | -159.5986
|  | 15766700 | -159.7136
|  | 15800000 | -160.2652
|  | 15833300 | -160.1221
|  | 15866700 | -159.7039
|  | 15900000 | -159.9599
|  | 15933300 | -159.6763
|  | 15966700 | -159.6184
|  | 16000000 | -159.7602
|  | 16033300 | -160.1575
|  | 16066700 | -159.9998
|  | 16100000 | -160.1892
|  | 16133300 | -160.3483
|  | 16166700 | -159.8975
|  | 16200000 | -159.8259
|  | 16233300 | -159.9432
|  | 16266700 | -159.9169
|  | 16300000 | -159.7554
|  | 16333300 | -159.6775
|  | 16366700 | -159.6685
|  | 16400000 | -159.867
|  | 16433300 | -160.2249
|  | 16466700 | -160.1154
|  | 16500000 | -160.2361
|  | 16533300 | -159.9473
|  | 16566700 | -159.7443
|  | 16600000 | -160.2661
|  | 16633300 | -160.4357
|  | 16666700 | -159.749
|  | 16700000 | -160.5649
|  | 16733300 | -160.6385
|  | 16766700 | -160.4529
|  | 16800000 | -159.9943
|  | 16833300 | -159.6746
|  | 16866700 | -159.7756
|  | 16900000 | -159.7857
|  | 16933300 | -159.6535
|  | 16966700 | -160.1881
|  | 17000000 | -160.3285
|  | 17033300 | -159.8372
|  | 17066700 | -159.7925
|  | 17100000 | -160.1679
|  | 17133300 | -160.2229
|  | 17166700 | -159.9688
|  | 17200000 | -160.462
|  | 17233300 | -160.2259
|  | 17266700 | -159.928
|  | 17300000 | -160.2038
|  | 17333300 | -160.42
|  | 17366700 | -160.0945
|  | 17400000 | -160.1382
|  | 17433300 | -160.3134
|  | 17466700 | -160.111
|  | 17500000 | -159.502
|  | 17533300 | -159.6085
|  | 17566700 | -159.8951
|  | 17600000 | -159.5928
|  | 17633300 | -159.9566
|  | 17666700 | -160.097
|  | 17700000 | -159.6771
|  | 17733300 | -159.5445
|  | 17766700 | -159.7406
|  | 17800000 | -159.6055
|  | 17833300 | -160.2728
|  | 17866700 | -160.155
|  | 17900000 | -159.9621
|  | 17933300 | -159.9617
|  | 17966700 | -160.0248
|  | 18000000 | -159.8312
|  | 18033300 | -159.2342
|  | 18066700 | -159.4205
|  | 18100000 | -160.136
|  | 18133300 | -160.1204
|  | 18166700 | -159.7649
|  | 18200000 | -159.6033
|  | 18233300 | -159.698
|  | 18266700 | -159.8754
|  | 18300000 | -159.6299
|  | 18333300 | -159.4415
|  | 18366700 | -159.3866
|  | 18400000 | -159.2214
|  | 18433300 | -159.1828
|  | 18466700 | -159.3362
|  | 18500000 | -159.4878
|  | 18533300 | -159.614
|  | 18566700 | -159.3046
|  | 18600000 | -159.6151
|  | 18633300 | -159.861
|  | 18666700 | -159.8259
|  | 18700000 | -159.7591
|  | 18733300 | -159.5043
|  | 18766700 | -159.2503
|  | 18800000 | -159.251
|  | 18833300 | -159.6667
|  | 18866700 | -159.8643
|  | 18900000 | -159.7247
|  | 18933300 | -158.989
|  | 18966700 | -159.4846
|  | 19000000 | -159.3842
|  | 19033300 | -159.0942
|  | 19066700 | -159.0239
|  | 19100000 | -159.3902
|  | 19133300 | -159.6449
|  | 19166700 | -159.5059
|  | 19200000 | -159.6167
|  | 19233300 | -159.4238
|  | 19266700 | -159.6774
|  | 19300000 | -159.4535
|  | 19333300 | -159.59
|  | 19366700 | -159.2014
|  | 19400000 | -158.9693
|  | 19433300 | -159.2945
|  | 19466700 | -159.5177
|  | 19500000 | -159.2536
|  | 19533300 | -158.7111
|  | 19566700 | -159.6313
|  | 19600000 | -159.8695
|  | 19633300 | -159.6638
|  | 19666700 | -159.8968
|  | 19700000 | -159.4931
|  | 19733300 | -159.4392
|  | 19766700 | -159.2103
|  | 19800000 | -159.2856
|  | 19833300 | -159.1059
|  | 19866700 | -159.7392
|  | 19900000 | -159.9266
|  | 19933300 | -159.9301
|  | 19966700 | -159.797
|  | 20000000 | -159.4095
|  | 20033300 | -159.7868
|  | 20066700 | -160.2304
|  | 20100000 | -160.0513
|  | 20133300 | -159.7069
|  | 20166700 | -159.677
|  | 20200000 | -160.6084
|  | 20233300 | -159.9005
|  | 20266700 | -159.674
|  | 20300000 | -159.7095
|  | 20333300 | -160.1088
|  | 20366700 | -160.2619
|  | 20400000 | -160.4076
|  | 20433300 | -160.7256
|  | 20466700 | -160.0195
|  | 20500000 | -159.7434
|  | 20533300 | -159.8862
|  | 20566700 | -159.9796
|  | 20600000 | -160.401
|  | 20633300 | -160.3162
|  | 20666700 | -160.5723
|  | 20700000 | -160.1618
|  | 20733300 | -159.8703
|  | 20766700 | -159.8288
|  | 20800000 | -160.4699
|  | 20833300 | -160.383
|  | 20866700 | -160.3256
|  | 20900000 | -160.4307
|  | 20933300 | -159.6367
|  | 20966700 | -159.6993
|  | 21000000 | -160.3248
|  | 21033300 | -160.3146
|  | 21066700 | -160.3515
|  | 21100000 | -160.2327
|  | 21133300 | -160.6686
|  | 21166700 | -160.7597
|  | 21200000 | -160.4927
|  | 21233300 | -160.1625
|  | 21266700 | -160.139
|  | 21300000 | -160.057
|  | 21333300 | -159.8866
|  | 21366700 | -160.0012
|  | 21400000 | -160.3614
|  | 21433300 | -160.3937
|  | 21466700 | -160.4853
|  | 21500000 | -160.3025
|  | 21533300 | -160.2618
|  | 21566700 | -160.2904
|  | 21600000 | -159.9908
|  | 21633300 | -160.6702
|  | 21666700 | -160.9328
|  | 21700000 | -160.081
|  | 21733300 | -160.3173
|  | 21766700 | -160.2756
|  | 21800000 | -159.6025
|  | 21833300 | -160.1689
|  | 21866700 | -160.9102
|  | 21900000 | -160.9821
|  | 21933300 | -160.7233
|  | 21966700 | -159.9474
|  | 22000000 | -160.423
|  | 22033300 | -159.9886
|  | 22066700 | -159.8622
|  | 22100000 | -159.9772
|  | 22133300 | -160.654
|  | 22166700 | -160.5745
|  | 22200000 | -160.5192
|  | 22233300 | -160.1763
|  | 22266700 | -160.2641
|  | 22300000 | -160.8592
|  | 22333300 | -160.5356
|  | 22366700 | -160.7374
|  | 22400000 | -160.8792
|  | 22433300 | -160.8539
|  | 22466700 | -161.2437
|  | 22500000 | -160.4322
|  | 22533300 | -160.2955
|  | 22566700 | -160.4052
|  | 22600000 | -160.462
|  | 22633300 | -160.7451
|  | 22666700 | -160.5108
|  | 22700000 | -160.6581
|  | 22733300 | -160.8736
|  | 22766700 | -160.2381
|  | 22800000 | -160.1641
|  | 22833300 | -160.5702
|  | 22866700 | -160.505
|  | 22900000 | -160.4721
|  | 22933300 | -160.4531
|  | 22966700 | -160.2146
|  | 23000000 | -160.4613
|  | 23033300 | -160.8056
|  | 23066700 | -160.1853
|  | 23100000 | -160.0422
|  | 23133300 | -160.0873
|  | 23166700 | -160.4737
|  | 23200000 | -160.5631
|  | 23233300 | -160.2478
|  | 23266700 | -159.6449
|  | 23300000 | -160.069
|  | 23333300 | -160.293
|  | 23366700 | -160.7301
|  | 23400000 | -160.2597
|  | 23433300 | -160.576
|  | 23466700 | -160.8826
|  | 23500000 | -160.9723
|  | 23533300 | -160.9536
|  | 23566700 | -161.0586
|  | 23600000 | -160.7801
|  | 23633300 | -161.0558
|  | 23666700 | -160.5414
|  | 23700000 | -160.6095
|  | 23733300 | -160.6149
|  | 23766700 | -160.2305
|  | 23800000 | -160.4662
|  | 23833300 | -160.6659
|  | 23866700 | -160.6324
|  | 23900000 | -160.6842
|  | 23933300 | -161.2271
|  | 23966700 | -160.5906
|  | 24000000 | -160.2375
|  | 24033300 | -160.2564
|  | 24066700 | -160.2839
|  | 24100000 | -160.1136
|  | 24133300 | -159.9826
|  | 24166700 | -160.0062
|  | 24200000 | -160.1488
|  | 24233300 | -160.126
|  | 24266700 | -160.56
|  | 24300000 | -160.7771
|  | 24333300 | -160.5471
|  | 24366700 | -160.4156
|  | 24400000 | -160.7151
|  | 24433300 | -160.6795
|  | 24466700 | -160.3529
|  | 24500000 | -160.4013
|  | 24533300 | -160.0138
|  | 24566700 | -160.0421
|  | 24600000 | -160.5887
|  | 24633300 | -160.1952
|  | 24666700 | -160.3764
|  | 24700000 | -160.2493
|  | 24733300 | -160.4906
|  | 24766700 | -160.5862
|  | 24800000 | -160.6009
|  | 24833300 | -160.3006
|  | 24866700 | -160.0347
|  | 24900000 | -160.3622
|  | 24933300 | -160.27
|  | 24966700 | -159.7332
|  | 25000000 | -159.9612
|  | 25033300 | -160.6913
|  | 25066700 | -160.8227
|  | 25100000 | -160.2621
|  | 25133300 | -160.3439
|  | 25166700 | -159.9198
|  | 25200000 | -160.1977
|  | 25233300 | -160.1969
|  | 25266700 | -160.7614
|  | 25300000 | -160.3992
|  | 25333300 | -160.4089
|  | 25366700 | -160.2287
|  | 25400000 | -160.2179
|  | 25433300 | -160.767
|  | 25466700 | -160.9996
|  | 25500000 | -161.0761
|  | 25533300 | -160.6441
|  | 25566700 | -160.1972
|  | 25600000 | -160.4135
|  | 25633300 | -160.6335
|  | 25666700 | -160.5049
|  | 25700000 | -160.2859
|  | 25733300 | -160.3349
|  | 25766700 | -160.5602
|  | 25800000 | -160.4897
|  | 25833300 | -160.5534
|  | 25866700 | -160.9905
|  | 25900000 | -160.3908
|  | 25933300 | -160.4371
|  | 25966700 | -160.4967
|  | 26000000 | -160.6411
|  | 26033300 | -160.5009
|  | 26066700 | -160.6181
|  | 26100000 | -160.86
|  | 26133300 | -160.8502
|  | 26166700 | -160.4529
|  | 26200000 | -160.4
|  | 26233300 | -160.4201
|  | 26266700 | -160.5472
|  | 26300000 | -160.9768
|  | 26333300 | -161.138
|  | 26366700 | -160.3742
|  | 26400000 | -160.0542
|  | 26433300 | -160.4054
|  | 26466700 | -160.2157
|  | 26500000 | -160.4356
|  | 26533300 | -160.7078
|  | 26566700 | -160.3799
|  | 26600000 | -160.4131
|  | 26633300 | -160.5569
|  | 26666700 | -160.7807
|  | 26700000 | -160.6915
|  | 26733300 | -160.8026
|  | 26766700 | -160.6797
|  | 26800000 | -160.7153
|  | 26833300 | -159.7275
|  | 26866700 | -159.5887
|  | 26900000 | -160.4483
|  | 26933300 | -160.1993
|  | 26966700 | -160.3199
|  | 27000000 | -160.741
|  | 27033300 | -160.8664
|  | 27066700 | -160.4758
|  | 27100000 | -159.5979
|  | 27133300 | -160.1016
|  | 27166700 | -160.7491
|  | 27200000 | -161.0182
|  | 27233300 | -160.5348
|  | 27266700 | -160.3754
|  | 27300000 | -160.8328
|  | 27333300 | -160.4351
|  | 27366700 | -160.3346
|  | 27400000 | -160.4528
|  | 27433300 | -160.3513
|  | 27466700 | -160.9225
|  | 27500000 | -160.6202
|  | 27533300 | -160.2228
|  | 27566700 | -160.166
|  | 27600000 | -160.2097
|  | 27633300 | -161.0152
|  | 27666700 | -160.6286
|  | 27700000 | -160.3349
|  | 27733300 | -160.2952
|  | 27766700 | -160.2542
|  | 27800000 | -160.4604
|  | 27833300 | -160.2124
|  | 27866700 | -160.4973
|  | 27900000 | -160.2474
|  | 27933300 | -159.8309
|  | 27966700 | -159.9652
|  | 28000000 | -160.6817
|  | 28033300 | -160.2881
|  | 28066700 | -159.9844
|  | 28100000 | -159.9086
|  | 28133300 | -160.2166
|  | 28166700 | -160.226
|  | 28200000 | -160.3728
|  | 28233300 | -160.1061
|  | 28266700 | -160.3046
|  | 28300000 | -159.9035
|  | 28333300 | -159.9931
|  | 28366700 | -160.2863
|  | 28400000 | -160.5674
|  | 28433300 | -160.4149
|  | 28466700 | -160.1832
|  | 28500000 | -160.1662
|  | 28533300 | -159.8876
|  | 28566700 | -160.2645
|  | 28600000 | -160.9234
|  | 28633300 | -160.6564
|  | 28666700 | -160.6072
|  | 28700000 | -160.7925
|  | 28733300 | -160.747
|  | 28766700 | -159.7406
|  | 28800000 | -159.2683
|  | 28833300 | -159.4742
|  | 28866700 | -159.902
|  | 28900000 | -160.2543
|  | 28933300 | -160.4569
|  | 28966700 | -160.6655
|  | 29000000 | -160.2664
|  | 29033300 | -159.6623
|  | 29066700 | -159.4903
|  | 29100000 | -160.568
|  | 29133300 | -160.6404
|  | 29166700 | -160.0398
|  | 29200000 | -159.6545
|  | 29233300 | -160.216
|  | 29266700 | -159.6855
|  | 29300000 | -160.1995
|  | 29333300 | -160.2647
|  | 29366700 | -159.7756
|  | 29400000 | -159.6262
|  | 29433300 | -159.977
|  | 29466700 | -159.8516
|  | 29500000 | -159.4809
|  | 29533300 | -160.0171
|  | 29566700 | -159.7847
|  | 29600000 | -159.4974
|  | 29633300 | -160.219
|  | 29666700 | -160.5166
|  | 29700000 | -160.535
|  | 29733300 | -160.0061
|  | 29766700 | -160.0831
|  | 29800000 | -160.1929
|  | 29833300 | -160.1731
|  | 29866700 | -160.0832
|  | 29900000 | -159.9998
|  | 29933300 | -159.8589
|  | 29966700 | -159.9902
|  | 30000000 | -160.132
|  | 30033300 | -160.3263
|  | 30066700 | -159.4868
|  | 30100000 | -160.0014
|  | 30133300 | -160.2125
|  | 30166700 | -160.0139
|  | 30200000 | -160.1206
|  | 30233300 | -159.9153
|  | 30266700 | -160.0486
|  | 30300000 | -160.0105
|  | 30333300 | -159.9238
|  | 30366700 | -160.0676
|  | 30400000 | -159.8234
|  | 30433300 | -160.1617
|  | 30466700 | -160.2672
|  | 30500000 | -160.0916
|  | 30533300 | -160.2829
|  | 30566700 | -160.3923
|  | 30600000 | -160.3456
|  | 30633300 | -160.2227
|  | 30666700 | -160.0975
|  | 30700000 | -160.1666
|  | 30733300 | -160.1664
|  | 30766700 | -159.9192
|  | 30800000 | -160.0761
|  | 30833300 | -160.1448
|  | 30866700 | -159.4884
|  | 30900000 | -159.7679
|  | 30933300 | -159.6675
|  | 30966700 | -160.0511
|  | 31000000 | -160.0094
|  | 31033300 | -160.1902
|  | 31066700 | -159.9412
|  | 31100000 | -160.0828
|  | 31133300 | -160.4839
|  | 31166700 | -160.1526
|  | 31200000 | -160.3836
|  | 31233300 | -160.1995
|  | 31266700 | -160.2615
|  | 31300000 | -160.4292
|  | 31333300 | -160.1931
|  | 31366700 | -160.0928
|  | 31400000 | -159.9015
|  | 31433300 | -160.5517
|  | 31466700 | -160.4795
|  | 31500000 | -160.5452
|  | 31533300 | -160.2674
|  | 31566700 | -160.1486
|  | 31600000 | -160.3986
|  | 31633300 | -160.4094
|  | 31666700 | -160.3657
|  | 31700000 | -160.3046
|  | 31733300 | -160.339
|  | 31766700 | -160.8147
|  | 31800000 | -160.8775
|  | 31833300 | -161.0464
|  | 31866700 | -160.4932
|  | 31900000 | -160.2582
|  | 31933300 | -160.624
|  | 31966700 | -160.0545
|  | 32000000 | -160.4015
|  | 32033300 | -160.9908
|  | 32066700 | -160.6334
|  | 32100000 | -160.7689
|  | 32133300 | -160.1757
|  | 32166700 | -160.1106
|  | 32200000 | -160.5342
|  | 32233300 | -160.6679
|  | 32266700 | -160.2355
|  | 32300000 | -159.7915
|  | 32333300 | -160.5278
|  | 32366700 | -160.8541
|  | 32400000 | -160.6177
|  | 32433300 | -160.3499
|  | 32466700 | -160.4192
|  | 32500000 | -160.1793
|  | 32533300 | -160.0322
|  | 32566700 | -159.915
|  | 32600000 | -160.2338
|  | 32633300 | -160.3352
|  | 32666700 | -160.3314
|  | 32700000 | -160.2767
|  | 32733300 | -160.5151
|  | 32766700 | -160.7735
|  | 32800000 | -160.3442
|  | 32833300 | -159.9576
|  | 32866700 | -159.9514
|  | 32900000 | -160.1946
|  | 32933300 | -160.6028
|  | 32966700 | -160.2081
|  | 33000000 | -160.6105
|  | 33033300 | -160.4969
|  | 33066700 | -160.4198
|  | 33100000 | -160.5307
|  | 33133300 | -160.5192
|  | 33166700 | -160.3136
|  | 33200000 | -160.2585
|  | 33233300 | -160.4062
|  | 33266700 | -160.6076
|  | 33300000 | -160.2779
|  | 33333300 | -160.8333
|  | 33366700 | -160.4677
|  | 33400000 | -160.2696
|  | 33433300 | -160.3563
|  | 33466700 | -160.7009
|  | 33500000 | -159.7597
|  | 33533300 | -159.7436
|  | 33566700 | -160.0488
|  | 33600000 | -160.7221
|  | 33633300 | -160.7708
|  | 33666700 | -160.5193
|  | 33700000 | -160.1926
|  | 33733300 | -160.2404
|  | 33766700 | -160.2269
|  | 33800000 | -160.5142
|  | 33833300 | -160.326
|  | 33866700 | -160.1927
|  | 33900000 | -159.9585
|  | 33933300 | -160.7017
|  | 33966700 | -160.6014
|  | 34000000 | -160.1452
|  | 34033300 | -160.0456
|  | 34066700 | -160.401
|  | 34100000 | -160.1028
|  | 34133300 | -159.9769
|  | 34166700 | -160.7124
|  | 34200000 | -160.5822
|  | 34233300 | -160.4014
|  | 34266700 | -160.9727
|  | 34300000 | -160.4948
|  | 34333300 | -160.3241
|  | 34366700 | -160.4632
|  | 34400000 | -160.794
|  | 34433300 | -160.6717
|  | 34466700 | -160.2499
|  | 34500000 | -160.3312
|  | 34533300 | -160.228
|  | 34566700 | -160.356
|  | 34600000 | -159.9851
|  | 34633300 | -159.9337
|  | 34666700 | -160.3297
|  | 34700000 | -160.4092
|  | 34733300 | -160.5574
|  | 34766700 | -160.2354
|  | 34800000 | -160.18
|  | 34833300 | -160.2088
|  | 34866700 | -160.0293
|  | 34900000 | -160.4001
|  | 34933300 | -161.0303
|  | 34966700 | -160.8817
|  | 35000000 | -160.5962
|  | 35033300 | -160.409
|  | 35066700 | -159.809
|  | 35100000 | -159.7159
|  | 35133300 | -160.4139
|  | 35166700 | -160.748
|  | 35200000 | -160.1454
|  | 35233300 | -160.4224
|  | 35266700 | -160.044
|  | 35300000 | -160.1863
|  | 35333300 | -160.6983
|  | 35366700 | -161.4157
|  | 35400000 | -161.5392
|  | 35433300 | -160.6414
|  | 35466700 | -159.938
|  | 35500000 | -160.6502
|  | 35533300 | -160.9295
|  | 35566700 | -160.1405
|  | 35600000 | -160.1616
|  | 35633300 | -160.9427
|  | 35666700 | -160.6634
|  | 35700000 | -160.6572
|  | 35733300 | -160.4139
|  | 35766700 | -159.9958
|  | 35800000 | -159.8568
|  | 35833300 | -160.6849
|  | 35866700 | -160.5631
|  | 35900000 | -160.3294
|  | 35933300 | -160.2635
|  | 35966700 | -160.6403
|  | 36000000 | -160.589
|  | 36033300 | -160.5151
|  | 36066700 | -160.4208
|  | 36100000 | -160.0457
|  | 36133300 | -159.92
|  | 36166700 | -159.9523
|  | 36200000 | -159.932
|  | 36233300 | -159.6547
|  | 36266700 | -160.4187
|  | 36300000 | -160.6663
|  | 36333300 | -160.0931
|  | 36366700 | -160.7715
|  | 36400000 | -160.2186
|  | 36433300 | -160.0226
|  | 36466700 | -159.8188
|  | 36500000 | -159.9626
|  | 36533300 | -160.357
|  | 36566700 | -160.4321
|  | 36600000 | -160.7032
|  | 36633300 | -160.7272
|  | 36666700 | -160.609
|  | 36700000 | -159.8718
|  | 36733300 | -160.5069
|  | 36766700 | -160.5428
|  | 36800000 | -160.5422
|  | 36833300 | -160.8319
|  | 36866700 | -160.5455
|  | 36900000 | -160.2561
|  | 36933300 | -160.1623
|  | 36966700 | -160.2148
|  | 37000000 | -160.7692
|  | 37033300 | -160.4207
|  | 37066700 | -160.3532
|  | 37100000 | -160.6993
|  | 37133300 | -160.7024
|  | 37166700 | -160.9196
|  | 37200000 | -160.5532
|  | 37233300 | -160.6205
|  | 37266700 | -160.4555
|  | 37300000 | -160.2304
|  | 37333300 | -160.4731
|  | 37366700 | -160.3419
|  | 37400000 | -159.824
|  | 37433300 | -160.6826
|  | 37466700 | -161.0163
|  | 37500000 | -161.0866
|  | 37533300 | -160.7783
|  | 37566700 | -160.1023
|  | 37600000 | -160.2363
|  | 37633300 | -160.9172
|  | 37666700 | -160.3765
|  | 37700000 | -160.231
|  | 37733300 | -160.1834
|  | 37766700 | -160.4073
|  | 37800000 | -160.8549
|  | 37833300 | -161.0286
|  | 37866700 | -160.4628
|  | 37900000 | -160.292
|  | 37933300 | -160.4348
|  | 37966700 | -159.7081
|  | 38000000 | -160.3014
|  | 38033300 | -160.9556
|  | 38066700 | -160.2031
|  | 38100000 | -160.0766
|  | 38133300 | -159.9092
|  | 38166700 | -159.895
|  | 38200000 | -160.0523
|  | 38233300 | -160.46
|  | 38266700 | -160.1873
|  | 38300000 | -159.8442
|  | 38333300 | -159.8745
|  | 38366700 | -159.5717
|  | 38400000 | -159.8496
|  | 38433300 | -159.9818
|  | 38466700 | -160.0734
|  | 38500000 | -160.0725
|  | 38533300 | -160.0722
|  | 38566700 | -159.981
|  | 38600000 | -160.294
|  | 38633300 | -160.468
|  | 38666700 | -160.2798
|  | 38700000 | -160.1783
|  | 38733300 | -159.9951
|  | 38766700 | -159.9622
|  | 38800000 | -160.0302
|  | 38833300 | -159.9997
|  | 38866700 | -160.0816
|  | 38900000 | -160.0553
|  | 38933300 | -159.6003
|  | 38966700 | -159.9322
|  | 39000000 | -159.9737
|  | 39033300 | -159.7117
|  | 39066700 | -160.093
|  | 39100000 | -160.3358
|  | 39133300 | -160.1617
|  | 39166700 | -160.1397
|  | 39200000 | -160.3384
|  | 39233300 | -160.2164
|  | 39266700 | -160.5256
|  | 39300000 | -160.3498
|  | 39333300 | -160.2298
|  | 39366700 | -160.1636
|  | 39400000 | -159.9575
|  | 39433300 | -160.2197
|  | 39466700 | -160.3783
|  | 39500000 | -159.9772
|  | 39533300 | -160.086
|  | 39566700 | -160.1678
|  | 39600000 | -160.5531
|  | 39633300 | -160.3108
|  | 39666700 | -160.2868
|  | 39700000 | -160.2072
|  | 39733300 | -159.9669
|  | 39766700 | -160.1158
|  | 39800000 | -159.9794
|  | 39833300 | -160.1582
|  | 39866700 | -160.168
|  | 39900000 | -159.8444
|  | 39933300 | -159.7945
|  | 39966700 | -159.8656
|  | 40000000 | -160.0789
|  | 40033300 | -159.9131
|  | 40066700 | -159.7779
|  | 40100000 | -160.3195
|  | 40133300 | -160.5589
|  | 40166700 | -160.4851
|  | 40200000 | -160.2651
|  | 40233300 | -160.0992
|  | 40266700 | -159.9614
|  | 40300000 | -159.5783
|  | 40333300 | -160.234
|  | 40366700 | -160.4417
|  | 40400000 | -159.9383
|  | 40433300 | -159.9706
|  | 40466700 | -159.8547
|  | 40500000 | -159.8188
|  | 40533300 | -160.1405
|  | 40566700 | -160.651
|  | 40600000 | -160.8314
|  | 40633300 | -160.9782
|  | 40666700 | -160.9479
|  | 40700000 | -160.1844
|  | 40733300 | -160.0564
|  | 40766700 | -160.0808
|  | 40800000 | -160.6283
|  | 40833300 | -160.0628
|  | 40866700 | -160.1918
|  | 40900000 | -160.7122
|  | 40933300 | -160.6233
|  | 40966700 | -160.1337
|  | 41000000 | -159.7465
|  | 41033300 | -160.5218
|  | 41066700 | -160.6005
|  | 41100000 | -160.1191
|  | 41133300 | -160.3094
|  | 41166700 | -160.3609
|  | 41200000 | -159.5908
|  | 41233300 | -159.5571
|  | 41266700 | -160.0911
|  | 41300000 | -160.26
|  | 41333300 | -160.265
|  | 41366700 | -160.1361
|  | 41400000 | -159.8347
|  | 41433300 | -160.2014
|  | 41466700 | -160.1821
|  | 41500000 | -160.0543
|  | 41533300 | -160.2158
|  | 41566700 | -159.9006
|  | 41600000 | -160.1757
|  | 41633300 | -160.5755
|  | 41666700 | -160.4013
|  | 41700000 | -159.9077
|  | 41733300 | -159.7789
|  | 41766700 | -160.25
|  | 41800000 | -160.2029
|  | 41833300 | -160.1903
|  | 41866700 | -159.899
|  | 41900000 | -159.9482
|  | 41933300 | -159.8623
|  | 41966700 | -159.6808
|  | 42000000 | -159.6789
|  | 42033300 | -160.3732
|  | 42066700 | -160.0026
|  | 42100000 | -159.8425
|  | 42133300 | -159.7975
|  | 42166700 | -160.253
|  | 42200000 | -160.8236
|  | 42233300 | -160.6536
|  | 42266700 | -159.6611
|  | 42300000 | -160.0735
|  | 42333300 | -160.1007
|  | 42366700 | -160.3893
|  | 42400000 | -160.2836
|  | 42433300 | -160.0717
|  | 42466700 | -160.1615
|  | 42500000 | -160.4675
|  | 42533300 | -159.966
|  | 42566700 | -159.7237
|  | 42600000 | -159.9996
|  | 42633300 | -159.9114
|  | 42666700 | -160.2819
|  | 42700000 | -160.3101
|  | 42733300 | -159.9741
|  | 42766700 | -160.1784
|  | 42800000 | -160.1981
|  | 42833300 | -160.0566
|  | 42866700 | -159.9948
|  | 42900000 | -160.3291
|  | 42933300 | -160.0788
|  | 42966700 | -159.9957
|  | 43000000 | -160.073
|  | 43033300 | -160.013
|  | 43066700 | -160.0481
|  | 43100000 | -160.0878
|  | 43133300 | -159.8863
|  | 43166700 | -159.543
|  | 43200000 | -159.8911
|  | 43233300 | -160.0536
|  | 43266700 | -159.8954
|  | 43300000 | -160.1266
|  | 43333300 | -160.1519
|  | 43366700 | -159.5445
|  | 43400000 | -159.5788
|  | 43433300 | -159.4655
|  | 43466700 | -159.9291
|  | 43500000 | -160.5708
|  | 43533300 | -160.2132
|  | 43566700 | -159.7864
|  | 43600000 | -159.8943
|  | 43633300 | -160.0233
|  | 43666700 | -160.3454
|  | 43700000 | -160.4442
|  | 43733300 | -159.9678
|  | 43766700 | -159.9175
|  | 43800000 | -160.0083
|  | 43833300 | -160.5253
|  | 43866700 | -160.7281
|  | 43900000 | -160.6728
|  | 43933300 | -160.1797
|  | 43966700 | -159.7394
|  | 44000000 | -160.0083
|  | 44033300 | -159.8749
|  | 44066700 | -159.6411
|  | 44100000 | -159.9674
|  | 44133300 | -160.2037
|  | 44166700 | -160.3549
|  | 44200000 | -160.1184
|  | 44233300 | -160.4868
|  | 44266700 | -160.2854
|  | 44300000 | -160.2305
|  | 44333300 | -159.9133
|  | 44366700 | -159.5854
|  | 44400000 | -159.8129
|  | 44433300 | -159.8035
|  | 44466700 | -159.9991
|  | 44500000 | -159.8998
|  | 44533300 | -160.3531
|  | 44566700 | -160.4677
|  | 44600000 | -159.8796
|  | 44633300 | -160.1323
|  | 44666700 | -159.7522
|  | 44700000 | -159.228
|  | 44733300 | -159.5686
|  | 44766700 | -159.8536
|  | 44800000 | -160.4329
|  | 44833300 | -159.7718
|  | 44866700 | -159.2447
|  | 44900000 | -159.7726
|  | 44933300 | -159.6586
|  | 44966700 | -159.6661
|  | 45000000 | -160.4712
|  | 45033300 | -160.3878
|  | 45066700 | -159.6341
|  | 45100000 | -159.9828
|  | 45133300 | -160.3387
|  | 45166700 | -159.6174
|  | 45200000 | -159.5368
|  | 45233300 | -160.1588
|  | 45266700 | -159.9179
|  | 45300000 | -159.8199
|  | 45333300 | -160.1851
|  | 45366700 | -160.3399
|  | 45400000 | -159.8942
|  | 45433300 | -159.6476
|  | 45466700 | -159.7798
|  | 45500000 | -159.335
|  | 45533300 | -159.5088
|  | 45566700 | -159.9325
|  | 45600000 | -159.7783
|  | 45633300 | -159.7698
|  | 45666700 | -159.9963
|  | 45700000 | -159.713
|  | 45733300 | -159.7898
|  | 45766700 | -159.9677
|  | 45800000 | -160.146
|  | 45833300 | -160.0801
|  | 45866700 | -159.9633
|  | 45900000 | -160.0107
|  | 45933300 | -159.8372
|  | 45966700 | -159.899
|  | 46000000 | -159.6703
|  | 46033300 | -159.9863
|  | 46066700 | -159.9057
|  | 46100000 | -160.5414
|  | 46133300 | -160.4886
|  | 46166700 | -159.6886
|  | 46200000 | -159.5161
|  | 46233300 | -160.3339
|  | 46266700 | -160.3644
|  | 46300000 | -160.2295
|  | 46333300 | -159.4651
|  | 46366700 | -159.5858
|  | 46400000 | -159.9614
|  | 46433300 | -159.7808
|  | 46466700 | -160.3796
|  | 46500000 | -160.2566
|  | 46533300 | -160.5644
|  | 46566700 | -160.0732
|  | 46600000 | -160.0411
|  | 46633300 | -160.7652
|  | 46666700 | -159.8672
|  | 46700000 | -159.8535
|  | 46733300 | -159.5547
|  | 46766700 | -159.6536
|  | 46800000 | -159.6115
|  | 46833300 | -159.4186
|  | 46866700 | -159.237
|  | 46900000 | -160.1627
|  | 46933300 | -160.2902
|  | 46966700 | -159.8687
|  | 47000000 | -159.6437
|  | 47033300 | -159.9457
|  | 47066700 | -159.8811
|  | 47100000 | -159.4695
|  | 47133300 | -159.8617
|  | 47166700 | -160.4556
|  | 47200000 | -159.857
|  | 47233300 | -159.8258
|  | 47266700 | -160.1265
|  | 47300000 | -160.1461
|  | 47333300 | -159.9828
|  | 47366700 | -159.5252
|  | 47400000 | -159.5886
|  | 47433300 | -159.6302
|  | 47466700 | -159.6864
|  | 47500000 | -159.4878
|  | 47533300 | -159.9553
|  | 47566700 | -160.215
|  | 47600000 | -160.29
|  | 47633300 | -159.6265
|  | 47666700 | -159.6206
|  | 47700000 | -159.8423
|  | 47733300 | -160.2488
|  | 47766700 | -159.9867
|  | 47800000 | -160.1956
|  | 47833300 | -159.9145
|  | 47866700 | -159.99
|  | 47900000 | -159.7105
|  | 47933300 | -159.8808
|  | 47966700 | -160.04
|  | 48000000 | -159.7211
|  | 48033300 | -159.7635
|  | 48066700 | -159.9178
|  | 48100000 | -160.0106
|  | 48133300 | -159.9685
|  | 48166700 | -159.9524
|  | 48200000 | -159.9624
|  | 48233300 | -159.7892
|  | 48266700 | -159.9999
|  | 48300000 | -159.5494
|  | 48333300 | -159.5362
|  | 48366700 | -159.4327
|  | 48400000 | -159.9206
|  | 48433300 | -159.5692
|  | 48466700 | -159.4477
|  | 48500000 | -159.5359
|  | 48533300 | -158.9648
|  | 48566700 | -159.648
|  | 48600000 | -159.976
|  | 48633300 | -159.3816
|  | 48666700 | -159.4495
|  | 48700000 | -159.9445
|  | 48733300 | -160.1508
|  | 48766700 | -160.1085
|  | 48800000 | -159.7572
|  | 48833300 | -160.171
|  | 48866700 | -159.3056
|  | 48900000 | -159.7222
|  | 48933300 | -159.7317
|  | 48966700 | -159.6601
|  | 49000000 | -159.6114
|  | 49033300 | -159.7779
|  | 49066700 | -159.8249
|  | 49100000 | -159.9176
|  | 49133300 | -159.8844
|  | 49166700 | -159.9186
|  | 49200000 | -160.1848
|  | 49233300 | -160.1886
|  | 49266700 | -159.9807
|  | 49300000 | -159.9062
|  | 49333300 | -160.0664
|  | 49366700 | -159.7918
|  | 49400000 | -159.3198
|  | 49433300 | -159.2838
|  | 49466700 | -159.5605
|  | 49500000 | -160.1016
|  | 49533300 | -159.7877
|  | 49566700 | -159.5518
|  | 49600000 | -159.851
|  | 49633300 | -160.228
|  | 49666700 | -159.7404
|  | 49700000 | -159.9076
|  | 49733300 | -160.0649
|  | 49766700 | -159.3598
|  | 49800000 | -159.4463
|  | 49833300 | -159.7654
|  | 49866700 | -159.6003
|  | 49900000 | -159.8345
|  | 49933300 | -159.981
|  | 49966700 | -159.8457
|  | 50000000 | -159.6793
|  | 50033300 | -159.9428
|  | 50066700 | -159.6927
|  | 50100000 | -159.6278
|  | 50133300 | -160.1228
|  | 50166700 | -159.7342
|  | 50200000 | -159.3474
|  | 50233300 | -159.7793
|  | 50266700 | -159.9631
|  | 50300000 | -159.4867
|  | 50333300 | -159.6467
|  | 50366700 | -159.421
|  | 50400000 | -159.0705
|  | 50433300 | -159.1658
|  | 50466700 | -159.584
|  | 50500000 | -159.7061
|  | 50533300 | -159.6687
|  | 50566700 | -159.0706
|  | 50600000 | -158.9674
|  | 50633300 | -159.1899
|  | 50666700 | -159.5332
|  | 50700000 | -159.0133
|  | 50733300 | -159.6537
|  | 50766700 | -160.3018
|  | 50800000 | -160.0315
|  | 50833300 | -159.8974
|  | 50866700 | -159.4838
|  | 50900000 | -159.4929
|  | 50933300 | -159.1571
|  | 50966700 | -159.0048
|  | 51000000 | -159.7724
|  | 51033300 | -159.6609
|  | 51066700 | -159.6643
|  | 51100000 | -159.4554
|  | 51133300 | -159.9018
|  | 51166700 | -159.6681
|  | 51200000 | -159.238
|  | 51233300 | -159.1396
|  | 51266700 | -159.4036
|  | 51300000 | -159.5496
|  | 51333300 | -158.9556
|  | 51366700 | -158.9209
|  | 51400000 | -159.6827
|  | 51433300 | -159.6443
|  | 51466700 | -159.5957
|  | 51500000 | -159.4132
|  | 51533300 | -159.554
|  | 51566700 | -159.5693
|  | 51600000 | -159.5769
|  | 51633300 | -159.615
|  | 51666700 | -160.0161
|  | 51700000 | -160.0048
|  | 51733300 | -159.3833
|  | 51766700 | -158.9998
|  | 51800000 | -159.4342
|  | 51833300 | -159.7303
|  | 51866700 | -159.6966
|  | 51900000 | -159.5145
|  | 51933300 | -159.3079
|  | 51966700 | -159.4983
|  | 52000000 | -159.6452
|  | 52033300 | -159.1176
|  | 52066700 | -159.1102
|  | 52100000 | -159.234
|  | 52133300 | -159.83
|  | 52166700 | -160.0694
|  | 52200000 | -159.3042
|  | 52233300 | -158.9092
|  | 52266700 | -159.2311
|  | 52300000 | -159.1796
|  | 52333300 | -159.7758
|  | 52366700 | -160.0278
|  | 52400000 | -159.6996
|  | 52433300 | -159.9751
|  | 52466700 | -159.3922
|  | 52500000 | -159.0652
|  | 52533300 | -159.2524
|  | 52566700 | -159.284
|  | 52600000 | -158.9608
|  | 52633300 | -159.3807
|  | 52666700 | -159.6492
|  | 52700000 | -159.5398
|  | 52733300 | -159.3346
|  | 52766700 | -158.9941
|  | 52800000 | -159.2793
|  | 52833300 | -159.7099
|  | 52866700 | -159.5453
|  | 52900000 | -159.4719
|  | 52933300 | -159.5505
|  | 52966700 | -159.5898
|  | 53000000 | -160.421
|  | 53033300 | -160.1152
|  | 53066700 | -159.9567
|  | 53100000 | -159.3684
|  | 53133300 | -159.3423
|  | 53166700 | -160.0379
|  | 53200000 | -159.5345
|  | 53233300 | -159.355
|  | 53266700 | -159.6325
|  | 53300000 | -159.2301
|  | 53333300 | -159.4316
|  | 53366700 | -159.3359
|  | 53400000 | -159.4117
|  | 53433300 | -159.8893
|  | 53466700 | -159.8755
|  | 53500000 | -159.1123
|  | 53533300 | -159.6594
|  | 53566700 | -159.8354
|  | 53600000 | -159.8067
|  | 53633300 | -159.6968
|  | 53666700 | -160.074
|  | 53700000 | -160.1008
|  | 53733300 | -159.5084
|  | 53766700 | -159.3377
|  | 53800000 | -159.8678
|  | 53833300 | -159.4053
|  | 53866700 | -159.4273
|  | 53900000 | -159.4841
|  | 53933300 | -159.2652
|  | 53966700 | -159.2909
|  | 54000000 | -159.2682
|  | 54033300 | -159.3565
|  | 54066700 | -159.5849
|  | 54100000 | -159.402
|  | 54133300 | -159.0304
|  | 54166700 | -158.8773
|  | 54200000 | -159.3779
|  | 54233300 | -159.525
|  | 54266700 | -159.2026
|  | 54300000 | -159.5121
|  | 54333300 | -159.4273
|  | 54366700 | -159.488
|  | 54400000 | -159.9099
|  | 54433300 | -159.6592
|  | 54466700 | -159.3225
|  | 54500000 | -159.32
|  | 54533300 | -159.6169
|  | 54566700 | -159.5073
|  | 54600000 | -159.0112
|  | 54633300 | -158.9697
|  | 54666700 | -159.2495
|  | 54700000 | -159.3655
|  | 54733300 | -159.4187
|  | 54766700 | -159.6545
|  | 54800000 | -159.5177
|  | 54833300 | -159.4338
|  | 54866700 | -159.3954
|  | 54900000 | -158.8814
|  | 54933300 | -159.1928
|  | 54966700 | -159.511
|  | 55000000 | -159.6839
|  | 55033300 | -159.2286
|  | 55066700 | -159.0615
|  | 55100000 | -159.4033
|  | 55133300 | -159.303
|  | 55166700 | -158.9717
|  | 55200000 | -159.4018
|  | 55233300 | -159.8309
|  | 55266700 | -159.6745
|  | 55300000 | -159.3379
|  | 55333300 | -159.1968
|  | 55366700 | -159.2047
|  | 55400000 | -159.5182
|  | 55433300 | -159.625
|  | 55466700 | -159.5402
|  | 55500000 | -159.5092
|  | 55533300 | -159.2952
|  | 55566700 | -159.1441
|  | 55600000 | -159.1523
|  | 55633300 | -159.5075
|  | 55666700 | -159.6036
|  | 55700000 | -159.4278
|  | 55733300 | -159.3396
|  | 55766700 | -159.3855
|  | 55800000 | -158.9446
|  | 55833300 | -159.1871
|  | 55866700 | -159.4031
|  | 55900000 | -159.1581
|  | 55933300 | -158.6817
|  | 55966700 | -159.1522
|  | 56000000 | -159.4475
|  | 56033300 | -159.1927
|  | 56066700 | -158.7706
|  | 56100000 | -158.6701
|  | 56133300 | -159.3181
|  | 56166700 | -159.6305
|  | 56200000 | -159.5109
|  | 56233300 | -158.9921
|  | 56266700 | -159.024
|  | 56300000 | -159.4224
|  | 56333300 | -159.4408
|  | 56366700 | -159.3315
|  | 56400000 | -159.2926
|  | 56433300 | -159.4688
|  | 56466700 | -159.2918
|  | 56500000 | -158.8861
|  | 56533300 | -158.9826
|  | 56566700 | -158.6794
|  | 56600000 | -159.26
|  | 56633300 | -159.2937
|  | 56666700 | -158.8025
|  | 56700000 | -159.4783
|  | 56733300 | -159.9264
|  | 56766700 | -159.7066
|  | 56800000 | -159.7091
|  | 56833300 | -159.419
|  | 56866700 | -159.2482
|  | 56900000 | -159.3619
|  | 56933300 | -159.7285
|  | 56966700 | -158.9247
|  | 57000000 | -158.619
|  | 57033300 | -159.3452
|  | 57066700 | -159.2709
|  | 57100000 | -159.4153
|  | 57133300 | -159.5223
|  | 57166700 | -159.0547
|  | 57200000 | -159.0786
|  | 57233300 | -159.3135
|  | 57266700 | -159.625
|  | 57300000 | -159.0523
|  | 57333300 | -158.8697
|  | 57366700 | -159.3142
|  | 57400000 | -159.5712
|  | 57433300 | -159.5112
|  | 57466700 | -159.0953
|  | 57500000 | -158.7246
|  | 57533300 | -159.0083
|  | 57566700 | -159.5262
|  | 57600000 | -159.6168
|  | 57633300 | -159.6654
|  | 57666700 | -160.184
|  | 57700000 | -159.7306
|  | 57733300 | -159.0986
|  | 57766700 | -159.0999
|  | 57800000 | -159.0472
|  | 57833300 | -159.0475
|  | 57866700 | -159.0604
|  | 57900000 | -159.0107
|  | 57933300 | -158.7738
|  | 57966700 | -158.8188
|  | 58000000 | -159.1727
|  | 58033300 | -159.5665
|  | 58066700 | -159.2326
|  | 58100000 | -159.1311
|  | 58133300 | -159.3188
|  | 58166700 | -159.2064
|  | 58200000 | -159.5927
|  | 58233300 | -159.6747
|  | 58266700 | -159.2856
|  | 58300000 | -159.0317
|  | 58333300 | -159.0466
|  | 58366700 | -158.7512
|  | 58400000 | -159.1542
|  | 58433300 | -159.1193
|  | 58466700 | -159.5665
|  | 58500000 | -159.2125
|  | 58533300 | -159.0726
|  | 58566700 | -159.4904
|  | 58600000 | -159.7928
|  | 58633300 | -159.1456
|  | 58666700 | -158.7533
|  | 58700000 | -158.8082
|  | 58733300 | -158.5759
|  | 58766700 | -158.8035
|  | 58800000 | -159.3058
|  | 58833300 | -159.4818
|  | 58866700 | -159.4373
|  | 58900000 | -159.4593
|  | 58933300 | -159.3906
|  | 58966700 | -159.1449
|  | 59000000 | -158.5676
|  | 59033300 | -159.03
|  | 59066700 | -158.7701
|  | 59100000 | -159.0436
|  | 59133300 | -159.7764
|  | 59166700 | -159.3786
|  | 59200000 | -159.2051
|  | 59233300 | -159.2559
|  | 59266700 | -159.2015
|  | 59300000 | -159.403
|  | 59333300 | -159.3147
|  | 59366700 | -159.1074
|  | 59400000 | -158.7012
|  | 59433300 | -159.5748
|  | 59466700 | -159.7797
|  | 59500000 | -159.5672
|  | 59533300 | -159.2167
|  | 59566700 | -159.1608
|  | 59600000 | -159.1328
|  | 59633300 | -159.5918
|  | 59666700 | -160.1263
|  | 59700000 | -159.2295
|  | 59733300 | -159.3157
|  | 59766700 | -159.4935
|  | 59800000 | -159.8031
|  | 59833300 | -159.2351
|  | 59866700 | -158.884
|  | 59900000 | -158.9693
|  | 59933300 | -159.1727
|  | 59966700 | -158.8699
|  | 60000000 | -159.3068
|  | 60033300 | -159.1212
|  | 60066700 | -158.7777
|  | 60100000 | -158.888
|  | 60133300 | -158.492
|  | 60166700 | -158.5794
|  | 60200000 | -159.353
|  | 60233300 | -158.8483
|  | 60266700 | -159.1361
|  | 60300000 | -159.416
|  | 60333300 | -158.3051
|  | 60366700 | -158.0531
|  | 60400000 | -158.8695
|  | 60433300 | -159.2779
|  | 60466700 | -159.526
|  | 60500000 | -159.3752
|  | 60533300 | -159.0031
|  | 60566700 | -159.0782
|  | 60600000 | -158.9783
|  | 60633300 | -159.3828
|  | 60666700 | -159.2213
|  | 60700000 | -159.4788
|  | 60733300 | -159.4645
|  | 60766700 | -159.4859
|  | 60800000 | -159.2056
|  | 60833300 | -158.9167
|  | 60866700 | -159.1774
|  | 60900000 | -159.45
|  | 60933300 | -159.4755
|  | 60966700 | -159.3546
|  | 61000000 | -159.2049
|  | 61033300 | -159.3124
|  | 61066700 | -159.1071
|  | 61100000 | -158.9503
|  | 61133300 | -159.1294
|  | 61166700 | -158.6801
|  | 61200000 | -159.1173
|  | 61233300 | -158.8248
|  | 61266700 | -158.7353
|  | 61300000 | -159.1483
|  | 61333300 | -158.9573
|  | 61366700 | -158.5728
|  | 61400000 | -158.9504
|  | 61433300 | -159.4587
|  | 61466700 | -158.5533
|  | 61500000 | -159.2259
|  | 61533300 | -159.7873
|  | 61566700 | -159.1865
|  | 61600000 | -159.1034
|  | 61633300 | -159.4241
|  | 61666700 | -159.1558
|  | 61700000 | -159.2377
|  | 61733300 | -159.4237
|  | 61766700 | -159.4981
|  | 61800000 | -159.2912
|  | 61833300 | -158.8749
|  | 61866700 | -158.9854
|  | 61900000 | -158.6392
|  | 61933300 | -159.118
|  | 61966700 | -158.9973
|  | 62000000 | -159.2693
|  | 62033300 | -159.5934
|  | 62066700 | -159.0748
|  | 62100000 | -158.6545
|  | 62133300 | -158.9912
|  | 62166700 | -159.2778
|  | 62200000 | -159.3989
|  | 62233300 | -159.3899
|  | 62266700 | -159.2799
|  | 62300000 | -159.3786
|  | 62333300 | -159.4562
|  | 62366700 | -159.3608
|  | 62400000 | -159.4148
|  | 62433300 | -159.1574
|  | 62466700 | -159.8469
|  | 62500000 | -158.977
|  | 62533300 | -158.2045
|  | 62566700 | -158.4543
|  | 62600000 | -158.6855
|  | 62633300 | -159.0535
|  | 62666700 | -159.3982
|  | 62700000 | -158.9738
|  | 62733300 | -159.3136
|  | 62766700 | -159.2241
|  | 62800000 | -158.4837
|  | 62833300 | -158.8344
|  | 62866700 | -159.4482
|  | 62900000 | -159.197
|  | 62933300 | -159.1144
|  | 62966700 | -158.9835
|  | 63000000 | -158.8783
|  | 63033300 | -159.7471
|  | 63066700 | -159.6121
|  | 63100000 | -159.0509
|  | 63133300 | -159.0452
|  | 63166700 | -159.2934
|  | 63200000 | -158.9748
|  | 63233300 | -158.9496
|  | 63266700 | -159.3821
|  | 63300000 | -159.3629
|  | 63333300 | -159.1318
|  | 63366700 | -159.0528
|  | 63400000 | -159.0966
|  | 63433300 | -158.9673
|  | 63466700 | -158.6208
|  | 63500000 | -158.3534
|  | 63533300 | -159.0644
|  | 63566700 | -158.8744
|  | 63600000 | -159.0073
|  | 63633300 | -160.025
|  | 63666700 | -159.3139
|  | 63700000 | -159.239
|  | 63733300 | -159.1924
|  | 63766700 | -158.5945
|  | 63800000 | -158.9241
|  | 63833300 | -159.1196
|  | 63866700 | -158.7402
|  | 63900000 | -159.1469
|  | 63933300 | -159.4196
|  | 63966700 | -159.5194
|  | 64000000 | -158.7061
|  | 64033300 | -158.8177
|  | 64066700 | -159.2815
|  | 64100000 | -159.3683
|  | 64133300 | -159.1721
|  | 64166700 | -159.0909
|  | 64200000 | -159.0252
|  | 64233300 | -159.4338
|  | 64266700 | -159.5057
|  | 64300000 | -158.9568
|  | 64333300 | -159.0707
|  | 64366700 | -159.4254
|  | 64400000 | -159.1471
|  | 64433300 | -159.5336
|  | 64466700 | -159.0999
|  | 64500000 | -159.0261
|  | 64533300 | -159.4264
|  | 64566700 | -159.1113
|  | 64600000 | -159.1525
|  | 64633300 | -159.2155
|  | 64666700 | -159.4895
|  | 64700000 | -158.5923
|  | 64733300 | -158.8455
|  | 64766700 | -158.9851
|  | 64800000 | -158.8535
|  | 64833300 | -158.8262
|  | 64866700 | -159.0554
|  | 64900000 | -159.0805
|  | 64933300 | -159.075
|  | 64966700 | -159.1026
|  | 65000000 | -159.035
|  | 65033300 | -159.1653
|  | 65066700 | -159.4868
|  | 65100000 | -159.3772
|  | 65133300 | -158.8253
|  | 65166700 | -158.8194
|  | 65200000 | -159.0692
|  | 65233300 | -159.0788
|  | 65266700 | -159.3257
|  | 65300000 | -159.1053
|  | 65333300 | -158.7633
|  | 65366700 | -158.5984
|  | 65400000 | -158.9488
|  | 65433300 | -159.462
|  | 65466700 | -158.9381
|  | 65500000 | -159.1748
|  | 65533300 | -159.5856
|  | 65566700 | -159.1474
|  | 65600000 | -158.9719
|  | 65633300 | -159.003
|  | 65666700 | -158.9213
|  | 65700000 | -158.8248
|  | 65733300 | -158.9633
|  | 65766700 | -159.0414
|  | 65800000 | -159.6386
|  | 65833300 | -159.9647
|  | 65866700 | -159.5637
|  | 65900000 | -159.6446
|  | 65933300 | -159.4479
|  | 65966700 | -159.6006
|  | 66000000 | -159.3125
|  | 66033300 | -159.1549
|  | 66066700 | -159.3136
|  | 66100000 | -159.5184
|  | 66133300 | -159.3275
|  | 66166700 | -159.4656
|  | 66200000 | -159.4907
|  | 66233300 | -159.3634
|  | 66266700 | -159.277
|  | 66300000 | -159.1192
|  | 66333300 | -159.28
|  | 66366700 | -159.4247
|  | 66400000 | -159.2354
|  | 66433300 | -159.1427
|  | 66466700 | -159.4105
|  | 66500000 | -159.1412
|  | 66533300 | -158.4782
|  | 66566700 | -158.5599
|  | 66600000 | -159.128
|  | 66633300 | -159.3645
|  | 66666700 | -159.0892
|  | 66700000 | -158.9165
|  | 66733300 | -158.7994
|  | 66766700 | -159.0774
|  | 66800000 | -158.9483
|  | 66833300 | -159.033
|  | 66866700 | -158.4605
|  | 66900000 | -158.6587
|  | 66933300 | -159.1952
|  | 66966700 | -159.5027
|  | 67000000 | -159.378
|  | 67033300 | -159.1404
|  | 67066700 | -158.7977
|  | 67100000 | -159.3761
|  | 67133300 | -159.0958
|  | 67166700 | -158.8879
|  | 67200000 | -158.9147
|  | 67233300 | -159.2188
|  | 67266700 | -159.424
|  | 67300000 | -159.2942
|  | 67333300 | -158.9298
|  | 67366700 | -158.6595
|  | 67400000 | -158.6324
|  | 67433300 | -158.7857
|  | 67466700 | -159.0708
|  | 67500000 | -158.8451
|  | 67533300 | -158.4579
|  | 67566700 | -158.8862
|  | 67600000 | -159.1392
|  | 67633300 | -159.3203
|  | 67666700 | -159.3548
|  | 67700000 | -159.469
|  | 67733300 | -159.5272
|  | 67766700 | -159.0023
|  | 67800000 | -159.054
|  | 67833300 | -159.1902
|  | 67866700 | -159.6364
|  | 67900000 | -159.458
|  | 67933300 | -158.9476
|  | 67966700 | -158.4981
|  | 68000000 | -158.6949
|  | 68033300 | -159.2097
|  | 68066700 | -159.7683
|  | 68100000 | -159.2348
|  | 68133300 | -159.3111
|  | 68166700 | -159.0921
|  | 68200000 | -158.9037
|  | 68233300 | -159.0232
|  | 68266700 | -159.5827
|  | 68300000 | -159.1611
|  | 68333300 | -158.8017
|  | 68366700 | -159.0359
|  | 68400000 | -159.2625
|  | 68433300 | -159.2957
|  | 68466700 | -159.3929
|  | 68500000 | -159.2704
|  | 68533300 | -158.9622
|  | 68566700 | -158.7665
|  | 68600000 | -159.1303
|  | 68633300 | -159.2801
|  | 68666700 | -159.1091
|  | 68700000 | -158.8342
|  | 68733300 | -158.8022
|  | 68766700 | -158.6533
|  | 68800000 | -158.6322
|  | 68833300 | -158.9295
|  | 68866700 | -158.6631
|  | 68900000 | -159.1428
|  | 68933300 | -159.1089
|  | 68966700 | -158.9367
|  | 69000000 | -158.9575
|  | 69033300 | -158.8033
|  | 69066700 | -159.403
|  | 69100000 | -159.7613
|  | 69133300 | -158.8014
|  | 69166700 | -159.1432
|  | 69200000 | -159.3379
|  | 69233300 | -158.6516
|  | 69266700 | -158.573
|  | 69300000 | -158.8878
|  | 69333300 | -159.3086
|  | 69366700 | -159.2537
|  | 69400000 | -158.7006
|  | 69433300 | -158.5238
|  | 69466700 | -158.829
|  | 69500000 | -158.7808
|  | 69533300 | -158.9144
|  | 69566700 | -159.3223
|  | 69600000 | -159.5749
|  | 69633300 | -159.1397
|  | 69666700 | -158.8911
|  | 69700000 | -159.1341
|  | 69733300 | -159.524
|  | 69766700 | -159.1715
|  | 69800000 | -159.0326
|  | 69833300 | -158.5992
|  | 69866700 | -158.7165
|  | 69900000 | -159.0926
|  | 69933300 | -159.0477
|  | 69966700 | -159.2737
|  | 70000000 | -159.0382
|  | 70033300 | -159.1287
|  | 70066700 | -158.9744
|  | 70100000 | -158.9372
|  | 70133300 | -159.0275
|  | 70166700 | -159.2021
|  | 70200000 | -158.988
|  | 70233300 | -159.2184
|  | 70266700 | -158.9486
|  | 70300000 | -158.9186
|  | 70333300 | -158.7861
|  | 70366700 | -159.1544
|  | 70400000 | -159.3271
|  | 70433300 | -159.508
|  | 70466700 | -158.9503
|  | 70500000 | -158.9975
|  | 70533300 | -158.6596
|  | 70566700 | -158.669
|  | 70600000 | -158.5956
|  | 70633300 | -158.8303
|  | 70666700 | -159.1179
|  | 70700000 | -159.3471
|  | 70733300 | -158.9236
|  | 70766700 | -159.3687
|  | 70800000 | -159.4443
|  | 70833300 | -159.444
|  | 70866700 | -159.7667
|  | 70900000 | -159.2822
|  | 70933300 | -158.8067
|  | 70966700 | -159.0856
|  | 71000000 | -158.8872
|  | 71033300 | -159.6751
|  | 71066700 | -159.0078
|  | 71100000 | -159.3467
|  | 71133300 | -158.7747
|  | 71166700 | -158.9674
|  | 71200000 | -159.6503
|  | 71233300 | -158.992
|  | 71266700 | -159.2569
|  | 71300000 | -159.2765
|  | 71333300 | -158.9874
|  | 71366700 | -158.8247
|  | 71400000 | -158.9813
|  | 71433300 | -158.9732
|  | 71466700 | -159.1643
|  | 71500000 | -159.1938
|  | 71533300 | -159.5015
|  | 71566700 | -159.2724
|  | 71600000 | -158.8913
|  | 71633300 | -159.3909
|  | 71666700 | -159.6489
|  | 71700000 | -159.1401
|  | 71733300 | -158.991
|  | 71766700 | -159.038
|  | 71800000 | -158.9714
|  | 71833300 | -158.425
|  | 71866700 | -158.4568
|  | 71900000 | -158.836
|  | 71933300 | -158.9013
|  | 71966700 | -158.9438
|  | 72000000 | -159.0909
|  | 72033300 | -159.0969
|  | 72066700 | -159.3382
|  | 72100000 | -159.3985
|  | 72133300 | -159.2007
|  | 72166700 | -159.6825
|  | 72200000 | -159.4263
|  | 72233300 | -158.7299
|  | 72266700 | -158.8295
|  | 72300000 | -159.039
|  | 72333300 | -159.5679
|  | 72366700 | -158.8037
|  | 72400000 | -158.8415
|  | 72433300 | -159.0205
|  | 72466700 | -159.2454
|  | 72500000 | -159.335
|  | 72533300 | -159.5363
|  | 72566700 | -159.2621
|  | 72600000 | -159.0134
|  | 72633300 | -159.2643
|  | 72666700 | -159.3871
|  | 72700000 | -159.2449
|  | 72733300 | -159.3017
|  | 72766700 | -159.362
|  | 72800000 | -159.1895
|  | 72833300 | -159.0878
|  | 72866700 | -159.287
|  | 72900000 | -159.4769
|  | 72933300 | -159.6017
|  | 72966700 | -159.7239
|  | 73000000 | -159.0071
|  | 73033300 | -158.741
|  | 73066700 | -158.7639
|  | 73100000 | -159.1206
|  | 73133300 | -159.0356
|  | 73166700 | -159.0646
|  | 73200000 | -159.2955
|  | 73233300 | -159.3806
|  | 73266700 | -159.7859
|  | 73300000 | -160.1398
|  | 73333300 | -159.9715
|  | 73366700 | -159.4004
|  | 73400000 | -158.8462
|  | 73433300 | -158.7911
|  | 73466700 | -159.1759
|  | 73500000 | -159.3731
|  | 73533300 | -158.8441
|  | 73566700 | -158.5222
|  | 73600000 | -158.8424
|  | 73633300 | -158.924
|  | 73666700 | -159.0663
|  | 73700000 | -159.2856
|  | 73733300 | -159.5871
|  | 73766700 | -159.4003
|  | 73800000 | -159.0071
|  | 73833300 | -159.003
|  | 73866700 | -158.9005
|  | 73900000 | -159.4075
|  | 73933300 | -159.3149
|  | 73966700 | -159.7002
|  | 74000000 | -159.5405
|  | 74033300 | -159.4564
|  | 74066700 | -159.4316
|  | 74100000 | -158.9515
|  | 74133300 | -159.1655
|  | 74166700 | -159.0544
|  | 74200000 | -159.0582
|  | 74233300 | -159.3024
|  | 74266700 | -159.0303
|  | 74300000 | -158.9298
|  | 74333300 | -158.9573
|  | 74366700 | -159.297
|  | 74400000 | -159.3705
|  | 74433300 | -159.4001
|  | 74466700 | -159.6296
|  | 74500000 | -159.367
|  | 74533300 | -158.833
|  | 74566700 | -159.0543
|  | 74600000 | -159.1915
|  | 74633300 | -159.0524
|  | 74666700 | -159.7178
|  | 74700000 | -159.5685
|  | 74733300 | -158.8883
|  | 74766700 | -158.862
|  | 74800000 | -158.9114
|  | 74833300 | -158.9977
|  | 74866700 | -159.2637
|  | 74900000 | -159.4883
|  | 74933300 | -159.4237
|  | 74966700 | -158.8113
|  | 75000000 | -158.5665
|  | 75033300 | -159.4079
|  | 75066700 | -159.4616
|  | 75100000 | -159.179
|  | 75133300 | -159.2965
|  | 75166700 | -158.6968
|  | 75200000 | -158.8997
|  | 75233300 | -158.5703
|  | 75266700 | -159.0299
|  | 75300000 | -159.4238
|  | 75333300 | -159.2186
|  | 75366700 | -159.2608
|  | 75400000 | -159.1501
|  | 75433300 | -159.0877
|  | 75466700 | -159.5396
|  | 75500000 | -159.423
|  | 75533300 | -159.1285
|  | 75566700 | -159.0628
|  | 75600000 | -159.0718
|  | 75633300 | -159.0883
|  | 75666700 | -159.2098
|  | 75700000 | -159.3327
|  | 75733300 | -159.5208
|  | 75766700 | -159.3698
|  | 75800000 | -159.7752
|  | 75833300 | -159.6286
|  | 75866700 | -159.6851
|  | 75900000 | -159.5576
|  | 75933300 | -159.6455
|  | 75966700 | -159.652
|  | 76000000 | -159.2899
|  | 76033300 | -159.2173
|  | 76066700 | -159.115
|  | 76100000 | -159.329
|  | 76133300 | -159.7233
|  | 76166700 | -159.6571
|  | 76200000 | -159.1282
|  | 76233300 | -159.22
|  | 76266700 | -159.6975
|  | 76300000 | -159.2365
|  | 76333300 | -159.5354
|  | 76366700 | -159.2039
|  | 76400000 | -159.1679
|  | 76433300 | -159.2301
|  | 76466700 | -159.0233
|  | 76500000 | -159.4151
|  | 76533300 | -159.8624
|  | 76566700 | -159.4564
|  | 76600000 | -159.0464
|  | 76633300 | -159.4902
|  | 76666700 | -159.9929
|  | 76700000 | -159.6905
|  | 76733300 | -158.9483
|  | 76766700 | -159.1352
|  | 76800000 | -159.1027
|  | 76833300 | -159.2172
|  | 76866700 | -159.6606
|  | 76900000 | -159.5808
|  | 76933300 | -159.2534
|  | 76966700 | -158.8169
|  | 77000000 | -158.9524
|  | 77033300 | -159.1509
|  | 77066700 | -158.9759
|  | 77100000 | -159.0566
|  | 77133300 | -159.3925
|  | 77166700 | -159.1921
|  | 77200000 | -159.4232
|  | 77233300 | -159.6763
|  | 77266700 | -159.2165
|  | 77300000 | -159.2539
|  | 77333300 | -158.8174
|  | 77366700 | -159.1602
|  | 77400000 | -159.2724
|  | 77433300 | -158.8562
|  | 77466700 | -159.6422
|  | 77500000 | -159.2561
|  | 77533300 | -158.8779
|  | 77566700 | -159.1714
|  | 77600000 | -159.1527
|  | 77633300 | -158.7471
|  | 77666700 | -159.2851
|  | 77700000 | -159.5989
|  | 77733300 | -159.3648
|  | 77766700 | -159.2717
|  | 77800000 | -159.4011
|  | 77833300 | -159.3052
|  | 77866700 | -159.095
|  | 77900000 | -159.4304
|  | 77933300 | -159.4958
|  | 77966700 | -159.3426
|  | 78000000 | -159.2124
|  | 78033300 | -159.0285
|  | 78066700 | -159.0437
|  | 78100000 | -159.376
|  | 78133300 | -159.5509
|  | 78166700 | -158.925
|  | 78200000 | -159.1828
|  | 78233300 | -159.228
|  | 78266700 | -159.0663
|  | 78300000 | -159.3931
|  | 78333300 | -159.2243
|  | 78366700 | -158.9341
|  | 78400000 | -159.7603
|  | 78433300 | -159.7906
|  | 78466700 | -159.3266
|  | 78500000 | -159.4498
|  | 78533300 | -158.998
|  | 78566700 | -158.7781
|  | 78600000 | -159.1765
|  | 78633300 | -158.7734
|  | 78666700 | -158.7283
|  | 78700000 | -159.1382
|  | 78733300 | -158.9522
|  | 78766700 | -158.8382
|  | 78800000 | -158.6285
|  | 78833300 | -158.9552
|  | 78866700 | -159.4439
|  | 78900000 | -159.5459
|  | 78933300 | -159.7695
|  | 78966700 | -159.2812
|  | 79000000 | -159.2675
|  | 79033300 | -159.0359
|  | 79066700 | -158.9605
|  | 79100000 | -158.7114
|  | 79133300 | -159.2937
|  | 79166700 | -159.2537
|  | 79200000 | -159.2253
|  | 79233300 | -159.6896
|  | 79266700 | -159.9051
|  | 79300000 | -159.7011
|  | 79333300 | -159.7937
|  | 79366700 | -159.6316
|  | 79400000 | -159.3244
|  | 79433300 | -158.9796
|  | 79466700 | -158.8709
|  | 79500000 | -159.0379
|  | 79533300 | -159.6282
|  | 79566700 | -159.1401
|  | 79600000 | -158.9777
|  | 79633300 | -159.3667
|  | 79666700 | -159.4192
|  | 79700000 | -159.2715
|  | 79733300 | -159.2115
|  | 79766700 | -159.2877
|  | 79800000 | -159.4257
|  | 79833300 | -159.3298
|  | 79866700 | -159.6308
|  | 79900000 | -159.3016
|  | 79933300 | -159.3637
|  | 79966700 | -159.2357
|  | 80000000 | -159.3389
|  | 80033300 | -159.4293
|  | 80066700 | -159.5898
|  | 80100000 | -159.4361
|  | 80133300 | -159.238
|  | 80166700 | -159.7417
|  | 80200000 | -159.5217
|  | 80233300 | -159.7793
|  | 80266700 | -159.5989
|  | 80300000 | -159.3122
|  | 80333300 | -158.8077
|  | 80366700 | -159.4825
|  | 80400000 | -159.7979
|  | 80433300 | -159.3712
|  | 80466700 | -159.3124
|  | 80500000 | -159.4327
|  | 80533300 | -159.2439
|  | 80566700 | -159.6194
|  | 80600000 | -159.6772
|  | 80633300 | -159.8386
|  | 80666700 | -159.5392
|  | 80700000 | -159.3462
|  | 80733300 | -159.0869
|  | 80766700 | -159.7707
|  | 80800000 | -159.5988
|  | 80833300 | -158.945
|  | 80866700 | -159.48
|  | 80900000 | -159.6441
|  | 80933300 | -159.2219
|  | 80966700 | -159.3934
|  | 81000000 | -159.5861
|  | 81033300 | -159.2586
|  | 81066700 | -159.2971
|  | 81100000 | -159.4062
|  | 81133300 | -159.4779
|  | 81166700 | -159.2039
|  | 81200000 | -159.409
|  | 81233300 | -159.1292
|  | 81266700 | -158.9795
|  | 81300000 | -159.2043
|  | 81333300 | -159.5782
|  | 81366700 | -158.8944
|  | 81400000 | -158.7903
|  | 81433300 | -158.924
|  | 81466700 | -159.1327
|  | 81500000 | -159.0702
|  | 81533300 | -159.2965
|  | 81566700 | -159.278
|  | 81600000 | -159.0846
|  | 81633300 | -159.3887
|  | 81666700 | -159.8489
|  | 81700000 | -159.3963
|  | 81733300 | -158.9181
|  | 81766700 | -159.3169
|  | 81800000 | -159.5995
|  | 81833300 | -159.6138
|  | 81866700 | -159.8264
|  | 81900000 | -159.36
|  | 81933300 | -159.2137
|  | 81966700 | -158.896
|  | 82000000 | -159.4942
|  | 82033300 | -159.3
|  | 82066700 | -159.2359
|  | 82100000 | -159.1956
|  | 82133300 | -159.2699
|  | 82166700 | -159.6507
|  | 82200000 | -159.7257
|  | 82233300 | -159.8883
|  | 82266700 | -159.5514
|  | 82300000 | -159.3516
|  | 82333300 | -159.3471
|  | 82366700 | -159.7606
|  | 82400000 | -159.8306
|  | 82433300 | -159.615
|  | 82466700 | -159.1166
|  | 82500000 | -159.24
|  | 82533300 | -159.3395
|  | 82566700 | -159.1952
|  | 82600000 | -158.909
|  | 82633300 | -159.6526
|  | 82666700 | -159.445
|  | 82700000 | -159.3628
|  | 82733300 | -159.6022
|  | 82766700 | -159.1758
|  | 82800000 | -158.8644
|  | 82833300 | -159.1428
|  | 82866700 | -159.0119
|  | 82900000 | -159.4788
|  | 82933300 | -159.4546
|  | 82966700 | -159.068
|  | 83000000 | -159.1744
|  | 83033300 | -159.1827
|  | 83066700 | -159.1932
|  | 83100000 | -159.167
|  | 83133300 | -159.7406
|  | 83166700 | -160.2292
|  | 83200000 | -159.589
|  | 83233300 | -159.5805
|  | 83266700 | -158.8196
|  | 83300000 | -159.3642
|  | 83333300 | -159.4047
|  | 83366700 | -159.1579
|  | 83400000 | -159.671
|  | 83433300 | -159.6142
|  | 83466700 | -159.5291
|  | 83500000 | -159.7404
|  | 83533300 | -159.5031
|  | 83566700 | -159.1984
|  | 83600000 | -159.0997
|  | 83633300 | -158.9135
|  | 83666700 | -159.0813
|  | 83700000 | -159.1618
|  | 83733300 | -159.1188
|  | 83766700 | -159.1412
|  | 83800000 | -159.4187
|  | 83833300 | -159.6075
|  | 83866700 | -159.3455
|  | 83900000 | -159.0088
|  | 83933300 | -159.2899
|  | 83966700 | -159.0425
|  | 84000000 | -159.5105
|  | 84033300 | -159.1781
|  | 84066700 | -158.8674
|  | 84100000 | -158.5658
|  | 84133300 | -159.2284
|  | 84166700 | -159.2828
|  | 84200000 | -158.9188
|  | 84233300 | -159.295
|  | 84266700 | -159.5626
|  | 84300000 | -159.6869
|  | 84333300 | -159.176
|  | 84366700 | -158.8463
|  | 84400000 | -159.5571
|  | 84433300 | -159.3102
|  | 84466700 | -159.2595
|  | 84500000 | -159.127
|  | 84533300 | -159.0563
|  | 84566700 | -159.54
|  | 84600000 | -159.2603
|  | 84633300 | -158.7801
|  | 84666700 | -159.0132
|  | 84700000 | -159.1346
|  | 84733300 | -159.5761
|  | 84766700 | -159.3904
|  | 84800000 | -159.7365
|  | 84833300 | -159.7652
|  | 84866700 | -159.8091
|  | 84900000 | -159.4541
|  | 84933300 | -159.565
|  | 84966700 | -159.6766
|  | 85000000 | -159.0521
|  | 85033300 | -159.4077
|  | 85066700 | -159.5251
|  | 85100000 | -159.4931
|  | 85133300 | -159.5112
|  | 85166700 | -159.2223
|  | 85200000 | -159.4023
|  | 85233300 | -159.481
|  | 85266700 | -159.7585
|  | 85300000 | -159.1196
|  | 85333300 | -159.4731
|  | 85366700 | -159.5482
|  | 85400000 | -159.475
|  | 85433300 | -159.1305
|  | 85466700 | -159.3658
|  | 85500000 | -159.8477
|  | 85533300 | -159.5415
|  | 85566700 | -159.3285
|  | 85600000 | -159.2521
|  | 85633300 | -159.1908
|  | 85666700 | -159.3676
|  | 85700000 | -159.523
|  | 85733300 | -159.2271
|  | 85766700 | -159.2314
|  | 85800000 | -159.1436
|  | 85833300 | -158.9537
|  | 85866700 | -159.116
|  | 85900000 | -159.375
|  | 85933300 | -159.1866
|  | 85966700 | -158.986
|  | 86000000 | -159.2004
|  | 86033300 | -159.3878
|  | 86066700 | -158.8403
|  | 86100000 | -159.5159
|  | 86133300 | -159.4527
|  | 86166700 | -159.3193
|  | 86200000 | -159.8516
|  | 86233300 | -159.1772
|  | 86266700 | -158.8257
|  | 86300000 | -159.1206
|  | 86333300 | -159.2548
|  | 86366700 | -159.0244
|  | 86400000 | -158.9453
|  | 86433300 | -159.9227
|  | 86466700 | -159.5667
|  | 86500000 | -159.1971
|  | 86533300 | -159.3715
|  | 86566700 | -159.2451
|  | 86600000 | -159.3065
|  | 86633300 | -159.187
|  | 86666700 | -159.4379
|  | 86700000 | -158.9092
|  | 86733300 | -159.4554
|  | 86766700 | -159.4049
|  | 86800000 | -159.028
|  | 86833300 | -158.9787
|  | 86866700 | -159.3592
|  | 86900000 | -159.1858
|  | 86933300 | -158.8915
|  | 86966700 | -159.1975
|  | 87000000 | -158.8151
|  | 87033300 | -158.9123
|  | 87066700 | -159.2171
|  | 87100000 | -158.9586
|  | 87133300 | -159.3339
|  | 87166700 | -159.237
|  | 87200000 | -159.0545
|  | 87233300 | -159.3157
|  | 87266700 | -159.6233
|  | 87300000 | -159.2476
|  | 87333300 | -159.2228
|  | 87366700 | -159.5525
|  | 87400000 | -159.607
|  | 87433300 | -159.1512
|  | 87466700 | -159.1106
|  | 87500000 | -159.3223
|  | 87533300 | -159.3583
|  | 87566700 | -159.4314
|  | 87600000 | -159.4026
|  | 87633300 | -159.7236
|  | 87666700 | -159.4949
|  | 87700000 | -159.4697
|  | 87733300 | -159.4515
|  | 87766700 | -159.3338
|  | 87800000 | -159.7441
|  | 87833300 | -159.0638
|  | 87866700 | -158.8038
|  | 87900000 | -159.2514
|  | 87933300 | -159.3219
|  | 87966700 | -159.5843
|  | 88000000 | -159.6349
|  | 88033300 | -159.7175
|  | 88066700 | -159.7451
|  | 88100000 | -159.504
|  | 88133300 | -159.4579
|  | 88166700 | -159.6442
|  | 88200000 | -159.3898
|  | 88233300 | -158.6962
|  | 88266700 | -159.388
|  | 88300000 | -159.6085
|  | 88333300 | -159.0677
|  | 88366700 | -158.8182
|  | 88400000 | -158.7745
|  | 88433300 | -158.816
|  | 88466700 | -159.338
|  | 88500000 | -159.3425
|  | 88533300 | -159.7204
|  | 88566700 | -159.3933
|  | 88600000 | -159.1377
|  | 88633300 | -159.1781
|  | 88666700 | -159.4643
|  | 88700000 | -159.8528
|  | 88733300 | -159.5415
|  | 88766700 | -159.369
|  | 88800000 | -160.1522
|  | 88833300 | -160.0095
|  | 88866700 | -159.1162
|  | 88900000 | -159.7406
|  | 88933300 | -159.9061
|  | 88966700 | -159.3489
|  | 89000000 | -159.2132
|  | 89033300 | -159.4196
|  | 89066700 | -159.71
|  | 89100000 | -159.5998
|  | 89133300 | -160.4976
|  | 89166700 | -160.4028
|  | 89200000 | -159.4858
|  | 89233300 | -158.9101
|  | 89266700 | -158.8899
|  | 89300000 | -159.3434
|  | 89333300 | -159.5562
|  | 89366700 | -159.2829
|  | 89400000 | -159.3086
|  | 89433300 | -159.603
|  | 89466700 | -159.3678
|  | 89500000 | -159.1227
|  | 89533300 | -159.5861
|  | 89566700 | -159.6254
|  | 89600000 | -159.6821
|  | 89633300 | -159.123
|  | 89666700 | -159.0262
|  | 89700000 | -159.0748
|  | 89733300 | -159.3581
|  | 89766700 | -159.1441
|  | 89800000 | -159.1504
|  | 89833300 | -159.036
|  | 89866700 | -158.826
|  | 89900000 | -159.2603
|  | 89933300 | -158.8074
|  | 89966700 | -158.988
|  | 90000000 | -158.809
|  | 90033300 | -158.9799
|  | 90066700 | -158.9217
|  | 90100000 | -159.341
|  | 90133300 | -159.216
|  | 90166700 | -159.0755
|  | 90200000 | -158.9686
|  | 90233300 | -159.4495
|  | 90266700 | -158.965
|  | 90300000 | -159.111
|  | 90333300 | -159.3009
|  | 90366700 | -159.01
|  | 90400000 | -159.2391
|  | 90433300 | -159.2344
|  | 90466700 | -159.3501
|  | 90500000 | -159.7709
|  | 90533300 | -159.6247
|  | 90566700 | -159.1673
|  | 90600000 | -158.9538
|  | 90633300 | -158.8547
|  | 90666700 | -158.6987
|  | 90700000 | -158.747
|  | 90733300 | -159.372
|  | 90766700 | -159.4297
|  | 90800000 | -158.9096
|  | 90833300 | -158.9966
|  | 90866700 | -158.8263
|  | 90900000 | -158.8113
|  | 90933300 | -158.7434
|  | 90966700 | -158.6441
|  | 91000000 | -159.0031
|  | 91033300 | -159.201
|  | 91066700 | -159.7045
|  | 91100000 | -159.9073
|  | 91133300 | -159.598
|  | 91166700 | -159.4313
|  | 91200000 | -159.403
|  | 91233300 | -159.1292
|  | 91266700 | -159.0927
|  | 91300000 | -158.8841
|  | 91333300 | -158.3988
|  | 91366700 | -158.7237
|  | 91400000 | -159.2693
|  | 91433300 | -159.3123
|  | 91466700 | -159.5351
|  | 91500000 | -159.1986
|  | 91533300 | -159.2234
|  | 91566700 | -159.3783
|  | 91600000 | -159.0806
|  | 91633300 | -158.8966
|  | 91666700 | -159.1963
|  | 91700000 | -159.1101
|  | 91733300 | -158.9471
|  | 91766700 | -158.9757
|  | 91800000 | -159.192
|  | 91833300 | -159.4419
|  | 91866700 | -158.8828
|  | 91900000 | -159.1191
|  | 91933300 | -159.5758
|  | 91966700 | -159.2356
|  | 92000000 | -158.9682
|  | 92033300 | -159.3435
|  | 92066700 | -159.5777
|  | 92100000 | -159.3115
|  | 92133300 | -159.5404
|  | 92166700 | -159.4865
|  | 92200000 | -159.1162
|  | 92233300 | -159.1972
|  | 92266700 | -159.2942
|  | 92300000 | -158.8194
|  | 92333300 | -159.083
|  | 92366700 | -158.7314
|  | 92400000 | -158.5959
|  | 92433300 | -158.7306
|  | 92466700 | -158.9189
|  | 92500000 | -158.871
|  | 92533300 | -159.0874
|  | 92566700 | -159.144
|  | 92600000 | -159.0502
|  | 92633300 | -158.954
|  | 92666700 | -159.2605
|  | 92700000 | -159.5734
|  | 92733300 | -158.958
|  | 92766700 | -159.0539
|  | 92800000 | -159.4012
|  | 92833300 | -159.287
|  | 92866700 | -159.1504
|  | 92900000 | -159.0769
|  | 92933300 | -158.9593
|  | 92966700 | -158.7851
|  | 93000000 | -159.0133
|  | 93033300 | -158.2194
|  | 93066700 | -158.6025
|  | 93100000 | -159.2813
|  | 93133300 | -158.8187
|  | 93166700 | -158.7293
|  | 93200000 | -159.0084
|  | 93233300 | -158.739
|  | 93266700 | -159.0779
|  | 93300000 | -158.8762
|  | 93333300 | -158.6319
|  | 93366700 | -158.8048
|  | 93400000 | -159.0944
|  | 93433300 | -159.0119
|  | 93466700 | -159.4492
|  | 93500000 | -159.0528
|  | 93533300 | -159.0472
|  | 93566700 | -158.9497
|  | 93600000 | -158.755
|  | 93633300 | -158.7735
|  | 93666700 | -158.682
|  | 93700000 | -158.548
|  | 93733300 | -158.671
|  | 93766700 | -159.0304
|  | 93800000 | -159.0635
|  | 93833300 | -159.3809
|  | 93866700 | -159.3868
|  | 93900000 | -158.5952
|  | 93933300 | -158.5416
|  | 93966700 | -158.7676
|  | 94000000 | -158.8741
|  | 94033300 | -159.394
|  | 94066700 | -158.9106
|  | 94100000 | -159.1476
|  | 94133300 | -158.881
|  | 94166700 | -158.5585
|  | 94200000 | -158.4714
|  | 94233300 | -158.7497
|  | 94266700 | -158.7136
|  | 94300000 | -159.0737
|  | 94333300 | -159.5323
|  | 94366700 | -159.3028
|  | 94400000 | -158.9022
|  | 94433300 | -159.246
|  | 94466700 | -159.3229
|  | 94500000 | -159.615
|  | 94533300 | -159.2353
|  | 94566700 | -158.5653
|  | 94600000 | -158.7095
|  | 94633300 | -158.719
|  | 94666700 | -158.9063
|  | 94700000 | -158.8741
|  | 94733300 | -158.6002
|  | 94766700 | -158.5062
|  | 94800000 | -158.82
|  | 94833300 | -158.7189
|  | 94866700 | -158.8231
|  | 94900000 | -158.6565
|  | 94933300 | -158.9374
|  | 94966700 | -158.7898
|  | 95000000 | -158.7479
|  | 95033300 | -159.406
|  | 95066700 | -159.0782
|  | 95100000 | -158.9545
|  | 95133300 | -158.974
|  | 95166700 | -158.8897
|  | 95200000 | -159.0838
|  | 95233300 | -158.9393
|  | 95266700 | -159.2559
|  | 95300000 | -158.9711
|  | 95333300 | -158.6846
|  | 95366700 | -158.8042
|  | 95400000 | -158.7861
|  | 95433300 | -158.5897
|  | 95466700 | -158.8415
|  | 95500000 | -158.9466
|  | 95533300 | -158.7979
|  | 95566700 | -159.0181
|  | 95600000 | -158.9971
|  | 95633300 | -158.6471
|  | 95666700 | -158.4499
|  | 95700000 | -158.5838
|  | 95733300 | -158.7542
|  | 95766700 | -159.216
|  | 95800000 | -159.242
|  | 95833300 | -159.1037
|  | 95866700 | -158.5958
|  | 95900000 | -158.7054
|  | 95933300 | -159.0369
|  | 95966700 | -158.9865
|  | 96000000 | -158.8929
|  | 96033300 | -158.5817
|  | 96066700 | -159.4272
|  | 96100000 | -159.1529
|  | 96133300 | -159.1933
|  | 96166700 | -158.8882
|  | 96200000 | -158.6735
|  | 96233300 | -158.3648
|  | 96266700 | -158.6406
|  | 96300000 | -158.5438
|  | 96333300 | -158.5692
|  | 96366700 | -158.9128
|  | 96400000 | -159.0703
|  | 96433300 | -158.585
|  | 96466700 | -158.9144
|  | 96500000 | -158.9059
|  | 96533300 | -158.57
|  | 96566700 | -158.5295
|  | 96600000 | -159.2954
|  | 96633300 | -158.9767
|  | 96666700 | -158.2249
|  | 96700000 | -158.6774
|  | 96733300 | -158.7829
|  | 96766700 | -158.6144
|  | 96800000 | -158.568
|  | 96833300 | -159.5205
|  | 96866700 | -159.3875
|  | 96900000 | -158.5084
|  | 96933300 | -158.4788
|  | 96966700 | -158.8223
|  | 97000000 | -159.1125
|  | 97033300 | -158.3169
|  | 97066700 | -158.1188
|  | 97100000 | -158.935
|  | 97133300 | -158.6502
|  | 97166700 | -158.1907
|  | 97200000 | -158.242
|  | 97233300 | -158.6479
|  | 97266700 | -158.8444
|  | 97300000 | -159.312
|  | 97333300 | -158.9343
|  | 97366700 | -158.7965
|  | 97400000 | -158.99
|  | 97433300 | -158.8338
|  | 97466700 | -158.9056
|  | 97500000 | -159.2438
|  | 97533300 | -159.0522
|  | 97566700 | -158.698
|  | 97600000 | -158.6165
|  | 97633300 | -158.7212
|  | 97666700 | -158.6197
|  | 97700000 | -158.6327
|  | 97733300 | -158.4368
|  | 97766700 | -158.8831
|  | 97800000 | -158.4883
|  | 97833300 | -159.0626
|  | 97866700 | -159.0552
|  | 97900000 | -158.8926
|  | 97933300 | -159.1702
|  | 97966700 | -158.6518
|  | 98000000 | -158.7488
|  | 98033300 | -158.6708
|  | 98066700 | -158.6917
|  | 98100000 | -158.3666
|  | 98133300 | -158.3713
|  | 98166700 | -158.6211
|  | 98200000 | -159.0782
|  | 98233300 | -158.823
|  | 98266700 | -158.9984
|  | 98300000 | -158.5313
|  | 98333300 | -159.071
|  | 98366700 | -158.7941
|  | 98400000 | -158.7362
|  | 98433300 | -159.0993
|  | 98466700 | -158.9087
|  | 98500000 | -158.3669
|  | 98533300 | -158.5056
|  | 98566700 | -158.894
|  | 98600000 | -158.7698
|  | 98633300 | -158.6407
|  | 98666700 | -158.6265
|  | 98700000 | -158.5775
|  | 98733300 | -158.4632
|  | 98766700 | -158.3841
|  | 98800000 | -158.606
|  | 98833300 | -158.9682
|  | 98866700 | -158.9115
|  | 98900000 | -158.6082
|  | 98933300 | -158.5275
|  | 98966700 | -158.7198
|  | 99000000 | -158.5262
|  | 99033300 | -158.5091
|  | 99066700 | -159.1112
|  | 99100000 | -158.7984
|  | 99133300 | -158.3168
|  | 99166700 | -158.6327
|  | 99200000 | -158.7132
|  | 99233300 | -158.8841
|  | 99266700 | -158.6546
|  | 99300000 | -158.3779
|  | 99333300 | -158.3207
|  | 99366700 | -157.7973
|  | 99400000 | -157.7474
|  | 99433300 | -158.0796
|  | 99466700 | -158.2513
|  | 99500000 | -158.065
|  | 99533300 | -158.6585
|  | 99566700 | -158.5166
|  | 99600000 | -158.4767
|  | 99633300 | -158.251
|  | 99666700 | -158.3814
|  | 99700000 | -158.306
|  | 99733300 | -158.4939
|  | 99766700 | -158.6116
|  | 99800000 | -158.5287
|  | 99833300 | -158.5698
|  | 99866700 | -158.256
|  | 99900000 | -158.8914
|  | 99933300 | -158.6251
|  | 99966700 | -158.5906
|  | 100000000 | -158.6324

## Frequency Noise
DFB13TK Frequency Noise Spectral Density
|  | Frequency (Hz) | Frequency Noise Spectral Density (Hz/√Hz)
|  | 1 | 527963.67
|  | 1.0667 | 523492.7201
|  | 1.1333 | 559598.451
|  | 1.2 | 503829.3883
Product Raw Data |  | 1.2667 | 550472.9963
Turnkey Low-Noise DFB Laser System, 1310 nm, 100 mW, PM Fiber, FC/APC |  | 1.3333 | 571829.1171
|  | 1.4 | 474295.157
Item # | DFB13TK | 1.4667 | 614839.7932
DISCLAIMER: The data presented here are typical. Slight variations in performance data will occur from lot to lot. Please contact Technical Support with any questions regarding the use or reliability of this data. |  | 1.5333 | 595902.6783
|  | 1.6 | 414787.415
|  | 1.6667 | 273401.21
|  | 1.7333 | 405359.7
|  | 1.8 | 375565.969
|  | 1.8667 | 263468.1904
This data may be used in publications. However, please cite Thorlabs as the source. |  | 1.9333 | 264607.8091
|  | 2 | 316717.8316
|  | 2.0667 | 407884.6242
Additional Information: |  | 2.1333 | 281403.3774
Data respresents the typical frequency noise for the DFB13TK laser operated at the factory-set conditions. Specific performance data is provided with each device. |  | 2.2 | 215664.8414
|  | 2.2667 | 278810.2513
|  | 2.3333 | 249925.1453
|  | 2.4 | 381189.6547
|  | 2.4667 | 395476.3057
|  | 2.5333 | 312717.2176
|  | 2.6 | 309896.0121
|  | 2.6667 | 330510.158
|  | 2.7333 | 325284.568
|  | 2.8 | 308825.4569
|  | 2.8667 | 354017.9186
|  | 2.9333 | 385000.2588
|  | 3 | 330854.4375
|  | 3.0667 | 351951.2855
|  | 3.1333 | 313734.2747
|  | 3.2 | 275893.3119
|  | 3.2667 | 279011.1794
|  | 3.3333 | 276208.7933
|  | 3.4 | 298930.9074
|  | 3.4667 | 307597.8831
|  | 3.5333 | 337683.4359
|  | 3.6 | 493604.6536
|  | 3.6667 | 581746.9496
|  | 3.7333 | 515930.6447
|  | 3.8 | 495658.5574
|  | 3.8667 | 342372.6311
|  | 3.9333 | 312870.309
|  | 4 | 363991.2046
|  | 4.0667 | 408137.8633
|  | 4.1333 | 561712.2451
|  | 4.2 | 559118.0664
|  | 4.2667 | 537940.654
|  | 4.3333 | 479613.1608
|  | 4.4 | 528853.0916
|  | 4.4667 | 722818.9013
|  | 4.5333 | 644786.7307
|  | 4.6 | 535669.5101
|  | 4.6667 | 465147.4485
|  | 4.7333 | 512712.1836
|  | 4.8 | 565930.7606
|  | 4.8667 | 390272.0604
|  | 4.9333 | 507984.203
|  | 5 | 460737.1133
|  | 5.0667 | 481586.8895
|  | 5.1333 | 503654.0141
|  | 5.2 | 470129.0842
|  | 5.2667 | 454995.8497
|  | 5.3333 | 462000.917
|  | 5.4 | 361769.4036
|  | 5.4667 | 293370.5799
|  | 5.5333 | 205544.9114
|  | 5.6 | 241730.8314
|  | 5.6667 | 170095.8173
|  | 5.7333 | 179235.5236
|  | 5.8 | 278154.3602
|  | 5.8667 | 260280.128
|  | 5.9333 | 169757.5783
|  | 6 | 179342.91
|  | 6.0667 | 160176.593
|  | 6.1333 | 214125.4176
|  | 6.2 | 258517.8905
|  | 6.2667 | 257444.0694
|  | 6.3333 | 175455.0051
|  | 6.4 | 229021.2716
|  | 6.4667 | 249134.6148
|  | 6.5333 | 186109.2181
|  | 6.6 | 152624.9354
|  | 6.6667 | 141660.9008
|  | 6.7333 | 166112.2294
|  | 6.8 | 166052.7536
|  | 6.8667 | 200214.5481
|  | 6.9333 | 173321.8471
|  | 7 | 148461.3005
|  | 7.0667 | 73667.3493
|  | 7.1333 | 125274.2636
|  | 7.2 | 134644.9394
|  | 7.2667 | 143841.1723
|  | 7.3333 | 123356.7462
|  | 7.4 | 155976.2122
|  | 7.4667 | 155445.5381
|  | 7.5333 | 120343.557
|  | 7.6 | 99297.608
|  | 7.6667 | 104782.1947
|  | 7.7333 | 117093.2785
|  | 7.8 | 92436.5529
|  | 7.8667 | 105520.6435
|  | 7.9333 | 89864.8642
|  | 8 | 108306.7958
|  | 8.0667 | 122435.398
|  | 8.1333 | 115610.6623
|  | 8.2 | 60460.4063
|  | 8.2667 | 88937.9292
|  | 8.3333 | 116579.599
|  | 8.4 | 104401.4879
|  | 8.4667 | 108474.9419
|  | 8.5333 | 93403.7066
|  | 8.6 | 56200.5718
|  | 8.6667 | 63754.653
|  | 8.7333 | 85861.7798
|  | 8.8 | 86622.3118
|  | 8.8667 | 70615.6416
|  | 8.9333 | 99464.6353
|  | 9 | 118614.7176
|  | 9.0667 | 128457.5711
|  | 9.1333 | 106207.2133
|  | 9.2 | 112330.5857
|  | 9.2667 | 105058.6066
|  | 9.3333 | 90874.6778
|  | 9.4 | 70999.078
|  | 9.4667 | 63553.1862
|  | 9.5333 | 62025.0221
|  | 9.6 | 51427.6709
|  | 9.6667 | 76429.638
|  | 9.7333 | 89788.1123
|  | 9.8 | 96983.5307
|  | 9.8667 | 94454.6505
|  | 9.9333 | 62866.9992
|  | 10 | 74114.6865
|  | 10 | 104261.3342
|  | 10.2 | 99637.9859
|  | 10.4 | 106717.6552
|  | 10.6 | 107446.6947
|  | 10.8 | 101437.0617
|  | 11 | 88257.9016
|  | 11.2 | 72573.7309
|  | 11.4 | 73996.4533
|  | 11.6 | 79015.4027
|  | 11.8 | 68378.4682
|  | 12 | 63166.7977
|  | 12.2 | 74854.2994
|  | 12.4 | 72539.0216
|  | 12.6 | 58366.1657
|  | 12.8 | 59086.8024
|  | 13 | 64585.6105
|  | 13.2 | 62472.0285
|  | 13.4 | 57308.924
|  | 13.6 | 62727.2012
|  | 13.8 | 63613.4877
|  | 14 | 64750.5015
|  | 14.2 | 57200.071
|  | 14.4 | 60174.0025
|  | 14.6 | 64064.8812
|  | 14.8 | 58503.4927
|  | 15 | 58288.3999
|  | 15.2 | 59207.3075
|  | 15.4 | 57188.0647
|  | 15.6 | 59922.2285
|  | 15.8 | 68035.8077
|  | 16 | 72723.411
|  | 16.2 | 67757.1589
|  | 16.4 | 67739.1991
|  | 16.6 | 63125.8685
|  | 16.8 | 58744.4364
|  | 17 | 55373.0192
|  | 17.2 | 53420.3573
|  | 17.4 | 61933.4314
|  | 17.6 | 55050.2664
|  | 17.8 | 50917.5214
|  | 18 | 42884.3078
|  | 18.2 | 48467.3407
|  | 18.4 | 48770.7516
|  | 18.6 | 46675.9464
|  | 18.8 | 46598.6021
|  | 19 | 48724.1253
|  | 19.2 | 45532.4037
|  | 19.4 | 40302.6451
|  | 19.6 | 43631.7664
|  | 19.8 | 46797.6034
|  | 20 | 52412.6435
|  | 20.2 | 44632.6144
|  | 20.4 | 42238.6043
|  | 20.6 | 41913.1447
|  | 20.8 | 37568.5407
|  | 21 | 44343.4056
|  | 21.2 | 47658.0143
|  | 21.4 | 41903.7378
|  | 21.6 | 38850.6228
|  | 21.8 | 33173.6543
|  | 22 | 35432.5055
|  | 22.2 | 35270.9196
|  | 22.4 | 30693.2005
|  | 22.6 | 32230.8443
|  | 22.8 | 34505.5497
|  | 23 | 37065.8396
|  | 23.2 | 38286.9407
|  | 23.4 | 34513.0732
|  | 23.6 | 33016.2668
|  | 23.8 | 31055.5126
|  | 24 | 31374.5554
|  | 24.2 | 30310.9955
|  | 24.4 | 33735.0694
|  | 24.6 | 31825.4781
|  | 24.8 | 30513.2973
|  | 25 | 30363.7391
|  | 25.2 | 29822.8535
|  | 25.4 | 29392.6458
|  | 25.6 | 29024.8287
|  | 25.8 | 28386.8795
|  | 26 | 31585.3281
|  | 26.2 | 31623.6526
|  | 26.4 | 30729.3475
|  | 26.6 | 28444.2853
|  | 26.8 | 27478.6477
|  | 27 | 27619.1253
|  | 27.2 | 25250.5511
|  | 27.4 | 24932.7819
|  | 27.6 | 23270.2864
|  | 27.8 | 24562.1004
|  | 28 | 24447.4869
|  | 28.2 | 21193.5786
|  | 28.4 | 21834.9994
|  | 28.6 | 22946.7609
|  | 28.8 | 21547.7275
|  | 29 | 21328.0205
|  | 29.2 | 21010.3573
|  | 29.4 | 20954.6109
|  | 29.6 | 21521.4936
|  | 29.8 | 21534.4071
|  | 30 | 20503.4633
|  | 30.2 | 21382.8866
|  | 30.4 | 19838.2685
|  | 30.6 | 21626.2731
|  | 30.8 | 18556.8567
|  | 31 | 18529.3761
|  | 31.2 | 15969.5191
|  | 31.4 | 16117.6606
|  | 31.6 | 20013.9321
|  | 31.8 | 20933.4566
|  | 32 | 17858.9155
|  | 32.2 | 19040.3486
|  | 32.4 | 19150.2765
|  | 32.6 | 18221.9215
|  | 32.8 | 18503.9691
|  | 33 | 19605.2253
|  | 33.2 | 19960.7299
|  | 33.4 | 20212.9718
|  | 33.6 | 20661.82
|  | 33.8 | 19926.2636
|  | 34 | 18385.7733
|  | 34.2 | 20398.7774
|  | 34.4 | 18705.3327
|  | 34.6 | 17139.5656
|  | 34.8 | 17250.2175
|  | 35 | 16762.3074
|  | 35.2 | 15176.0171
|  | 35.4 | 14091.8911
|  | 35.6 | 15571.1597
|  | 35.8 | 14985.7786
|  | 36 | 15676.527
|  | 36.2 | 15595.4338
|  | 36.4 | 15087.0725
|  | 36.6 | 14974.5687
|  | 36.8 | 15145.2639
|  | 37 | 13855.6571
|  | 37.2 | 14682.3267
|  | 37.4 | 17348.7043
|  | 37.6 | 15913.7179
|  | 37.8 | 15095.4095
|  | 38 | 16362.1567
|  | 38.2 | 17042.5859
|  | 38.4 | 18726.4113
|  | 38.6 | 18262.78
|  | 38.8 | 15068.0488
|  | 39 | 12542.7137
|  | 39.2 | 12506.9775
|  | 39.4 | 12142.9549
|  | 39.6 | 12472.3973
|  | 39.8 | 14774.0787
|  | 40 | 12970.0367
|  | 40.2 | 14047.1125
|  | 40.4 | 15059.6934
|  | 40.6 | 14850.2998
|  | 40.8 | 14445.5418
|  | 41 | 14953.2743
|  | 41.2 | 14861.067
|  | 41.4 | 13712.4843
|  | 41.6 | 12844.2505
|  | 41.8 | 12820.8285
|  | 42 | 12918.9479
|  | 42.2 | 12545.8367
|  | 42.4 | 12524.1211
|  | 42.6 | 12050.9043
|  | 42.8 | 11635.0415
|  | 43 | 11410.4023
|  | 43.2 | 11387.4542
|  | 43.4 | 10372.6587
|  | 43.6 | 9811.1127
|  | 43.8 | 11007.5091
|  | 44 | 9944.1955
|  | 44.2 | 8321.5932
|  | 44.4 | 8880.4808
|  | 44.6 | 11098.9359
|  | 44.8 | 11201.0573
|  | 45 | 11718.9237
|  | 45.2 | 11073.3401
|  | 45.4 | 9877.5971
|  | 45.6 | 9867.9639
|  | 45.8 | 8885.9392
|  | 46 | 8932.3643
|  | 46.2 | 9305.6123
|  | 46.4 | 11037.2622
|  | 46.6 | 12019.5069
|  | 46.8 | 11485.0832
|  | 47 | 11222.6446
|  | 47.2 | 10346.4043
|  | 47.4 | 10597.1753
|  | 47.6 | 10780.184
|  | 47.8 | 11648.1005
|  | 48 | 12009.5364
|  | 48.2 | 10936.5775
|  | 48.4 | 10121.269
|  | 48.6 | 10483.7261
|  | 48.8 | 10010.4995
|  | 49 | 10383.475
|  | 49.2 | 11062.2649
|  | 49.4 | 9794.9196
|  | 49.6 | 10095.1564
|  | 49.8 | 11722.7927
|  | 50 | 12812.1017
|  | 50.2 | 12443.9477
|  | 50.4 | 12016.8108
|  | 50.6 | 12845.9342
|  | 50.8 | 11580.5588
|  | 51 | 10588.9153
|  | 51.2 | 10072.5238
|  | 51.4 | 10356.5225
|  | 51.6 | 9458.1308
|  | 51.8 | 8440.8357
|  | 52 | 9814.0625
|  | 52.2 | 12068.2631
|  | 52.4 | 12962.7346
|  | 52.6 | 11368.2373
|  | 52.8 | 9683.6292
|  | 53 | 9033.2908
|  | 53.2 | 10293.5409
|  | 53.4 | 12415.793
|  | 53.6 | 12362.8171
|  | 53.8 | 10953.3466
|  | 54 | 10486.5017
|  | 54.2 | 10494.4556
|  | 54.4 | 10668.3158
|  | 54.6 | 11764.7788
|  | 54.8 | 10181.0167
|  | 55 | 8487.4704
|  | 55.2 | 8038.0411
|  | 55.4 | 9422.4703
|  | 55.6 | 8914.7692
|  | 55.8 | 9580.0613
|  | 56 | 10369.4713
|  | 56.2 | 9810.5118
|  | 56.4 | 10380.9439
|  | 56.6 | 12725.4479
|  | 56.8 | 12915.8745
|  | 57 | 10568.1744
|  | 57.2 | 9745.7558
|  | 57.4 | 10379.0209
|  | 57.6 | 10111.6907
|  | 57.8 | 10965.915
|  | 58 | 10265.5598
|  | 58.2 | 9935.6202
|  | 58.4 | 10949.3744
|  | 58.6 | 10236.6621
|  | 58.8 | 9256.6238
|  | 59 | 9622.4932
|  | 59.2 | 10711.6809
|  | 59.4 | 10188.5863
|  | 59.6 | 8803.2981
|  | 59.8 | 7726.8926
|  | 60 | 8098.2824
|  | 60.2 | 9756.2577
|  | 60.4 | 9141.8785
|  | 60.6 | 8614.5453
|  | 60.8 | 9025.9207
|  | 61 | 9181.065
|  | 61.2 | 9633.7108
|  | 61.4 | 11158.2212
|  | 61.6 | 10733.8784
|  | 61.8 | 9371.3099
|  | 62 | 7897.9883
|  | 62.2 | 7590.6504
|  | 62.4 | 7993.2406
|  | 62.6 | 8490.2485
|  | 62.8 | 8412.3733
|  | 63 | 7710.9709
|  | 63.2 | 8949.2563
|  | 63.4 | 9370.6018
|  | 63.6 | 9403.4234
|  | 63.8 | 9693.6767
|  | 64 | 9942.2232
|  | 64.2 | 8352.7628
|  | 64.4 | 8446.5176
|  | 64.6 | 8468.3401
|  | 64.8 | 8370.7575
|  | 65 | 8326.4486
|  | 65.2 | 8218.4486
|  | 65.4 | 8445.5074
|  | 65.6 | 8161.7948
|  | 65.8 | 9785.1799
|  | 66 | 9481.7538
|  | 66.2 | 7366.3191
|  | 66.4 | 7324.4554
|  | 66.6 | 7751.3588
|  | 66.8 | 9430.9673
|  | 67 | 9276.1477
|  | 67.2 | 9015.4049
|  | 67.4 | 9190.9463
|  | 67.6 | 8495.6051
|  | 67.8 | 8493.9047
|  | 68 | 8130.7827
|  | 68.2 | 6779.4539
|  | 68.4 | 7253.9241
|  | 68.6 | 7572.8597
|  | 68.8 | 8708.6317
|  | 69 | 8198.5961
|  | 69.2 | 8471.4724
|  | 69.4 | 8661.8513
|  | 69.6 | 7927.2098
|  | 69.8 | 7784.3773
|  | 70 | 7519.2424
|  | 70.2 | 6880.7852
|  | 70.4 | 7536.467
|  | 70.6 | 8053.0589
|  | 70.8 | 7891.7099
|  | 71 | 9366.7534
|  | 71.2 | 10049.6252
|  | 71.4 | 9591.0713
|  | 71.6 | 8094.5935
|  | 71.8 | 6856.3239
|  | 72 | 8380.2136
|  | 72.2 | 9311.9024
|  | 72.4 | 9527.0404
|  | 72.6 | 8141.4676
|  | 72.8 | 6985.6893
|  | 73 | 7465.2128
|  | 73.2 | 7233.8886
|  | 73.4 | 7441.6523
|  | 73.6 | 7625.7116
|  | 73.8 | 8107.5451
|  | 74 | 8394.5987
|  | 74.2 | 9350.8127
|  | 74.4 | 10242.1748
|  | 74.6 | 9461.9645
|  | 74.8 | 9197.0797
|  | 75 | 9677.7481
|  | 75.2 | 9257.1734
|  | 75.4 | 7611.3975
|  | 75.6 | 7208.0504
|  | 75.8 | 7988.7301
|  | 76 | 7643.5656
|  | 76.2 | 6943.6405
|  | 76.4 | 7515.0276
|  | 76.6 | 8149.0396
|  | 76.8 | 8009.7794
|  | 77 | 7435.11
|  | 77.2 | 7244.3171
|  | 77.4 | 8098.1159
|  | 77.6 | 8442.2155
|  | 77.8 | 7181.449
|  | 78 | 6917.486
|  | 78.2 | 7583.8268
|  | 78.4 | 9149.7329
|  | 78.6 | 9499.0825
|  | 78.8 | 8109.6172
|  | 79 | 7392.05
|  | 79.2 | 7600.4045
|  | 79.4 | 7728.0849
|  | 79.6 | 7607.1176
|  | 79.8 | 7297.6738
|  | 80 | 7715.2227
|  | 80.2 | 8345.3456
|  | 80.4 | 9763.2275
|  | 80.6 | 9143.6647
|  | 80.8 | 7393.5783
|  | 81 | 7885.7543
|  | 81.2 | 7702.8907
|  | 81.4 | 7759.0763
|  | 81.6 | 7530.3305
|  | 81.8 | 7359.631
|  | 82 | 7204.7571
|  | 82.2 | 8121.7697
|  | 82.4 | 7423.102
|  | 82.6 | 8245.9754
|  | 82.8 | 8275.9378
|  | 83 | 8495.2928
|  | 83.2 | 8956.6807
|  | 83.4 | 10383.8789
|  | 83.6 | 11472.3928
|  | 83.8 | 10110.4224
|  | 84 | 9935.8137
|  | 84.2 | 9058.1578
|  | 84.4 | 8986.1617
|  | 84.6 | 8453.7681
|  | 84.8 | 7885.4006
|  | 85 | 8010.582
|  | 85.2 | 7838.1311
|  | 85.4 | 8181.1347
|  | 85.6 | 8755.2713
|  | 85.8 | 7842.7984
|  | 86 | 6374.5423
|  | 86.2 | 6519.0438
|  | 86.4 | 7280.7245
|  | 86.6 | 8358.9299
|  | 86.8 | 7594.8221
|  | 87 | 7079.0255
|  | 87.2 | 7194.2829
|  | 87.4 | 7457.2335
|  | 87.6 | 6478.3315
|  | 87.8 | 7871.0804
|  | 88 | 8121.4957
|  | 88.2 | 7303.6967
|  | 88.4 | 7210.9328
|  | 88.6 | 6284.0752
|  | 88.8 | 5968.809
|  | 89 | 6782.582
|  | 89.2 | 8016.8161
|  | 89.4 | 8227.3215
|  | 89.6 | 7828.4927
|  | 89.8 | 7669.3857
|  | 90 | 8576.4873
|  | 90.2 | 7726.314
|  | 90.4 | 6613.1579
|  | 90.6 | 7521.3419
|  | 90.8 | 8461.2724
|  | 91 | 8686.0713
|  | 91.2 | 7341.5788
|  | 91.4 | 7445.8363
|  | 91.6 | 6849.5762
|  | 91.8 | 6925.995
|  | 92 | 6674.2034
|  | 92.2 | 5959.1732
|  | 92.4 | 6452.512
|  | 92.6 | 6273.2028
|  | 92.8 | 6557.7094
|  | 93 | 6198.9172
|  | 93.2 | 6088.2116
|  | 93.4 | 6497.8196
|  | 93.6 | 6700.2041
|  | 93.8 | 6454.2714
|  | 94 | 6370.2807
|  | 94.2 | 6209.7709
|  | 94.4 | 5905.835
|  | 94.6 | 6631.1724
|  | 94.8 | 6941.8237
|  | 95 | 7188.6918
|  | 95.2 | 6840.6266
|  | 95.4 | 6270.0396
|  | 95.6 | 5870.3931
|  | 95.8 | 7559.8096
|  | 96 | 8364.0235
|  | 96.2 | 7770.4434
|  | 96.4 | 6917.9312
|  | 96.6 | 7013.2749
|  | 96.8 | 8223.7793
|  | 97 | 7821.9673
|  | 97.2 | 6209.7713
|  | 97.4 | 6561.1909
|  | 97.6 | 6531.5715
|  | 97.8 | 6462.6678
|  | 98 | 7699.9667
|  | 98.2 | 7399.6584
|  | 98.4 | 7618.7511
|  | 98.6 | 7984.812
|  | 98.8 | 7770.6599
|  | 99 | 7343.319
|  | 99.2 | 7416.7993
|  | 99.4 | 7165.2452
|  | 99.6 | 6196.5569
|  | 99.8 | 7091.839
|  | 100 | 7568.4212
|  | 100 | 7531.6368
|  | 102 | 7460.3412
|  | 104 | 7573.0848
|  | 106 | 7157.3531
|  | 108 | 5954.1958
|  | 110 | 6056.0147
|  | 112 | 6524.0756
|  | 114 | 6459.9635
|  | 116 | 6776.8157
|  | 118 | 6182.0484
|  | 120 | 6222.8359
|  | 122 | 6589.5453
|  | 124 | 6868.2188
|  | 126 | 6080.9794
|  | 128 | 5397.8935
|  | 130 | 5365.771
|  | 132 | 5618.697
|  | 134 | 5565.6409
|  | 136 | 5550.3502
|  | 138 | 5260.6281
|  | 140 | 5530.6502
|  | 142 | 5233.2947
|  | 144 | 5502.3556
|  | 146 | 6400.7267
|  | 148 | 5490.0909
|  | 150 | 5652.1119
|  | 152 | 5840.3668
|  | 154 | 6178.0408
|  | 156 | 5349.9513
|  | 158 | 4576.0642
|  | 160 | 4495.6995
|  | 162 | 4747.6486
|  | 164 | 5821.798
|  | 166 | 6575.4064
|  | 168 | 6194.6874
|  | 170 | 4571.7421
|  | 172 | 4642.2913
|  | 174 | 5128.609
|  | 176 | 5533.9469
|  | 178 | 5922.0332
|  | 180 | 5894.0659
|  | 182 | 5069.0294
|  | 184 | 4453.0977
|  | 186 | 4407.2913
|  | 188 | 4508.9091
|  | 190 | 4726.7819
|  | 192 | 4291.0413
|  | 194 | 4471.7467
|  | 196 | 5334.4304
|  | 198 | 4974.3155
|  | 200 | 4196.9041
|  | 202 | 4515.9161
|  | 204 | 4699.8101
|  | 206 | 4231.6884
|  | 208 | 4181.4223
|  | 210 | 4246.5576
|  | 212 | 4354.8737
|  | 214 | 5441.2187
|  | 216 | 4742.2083
|  | 218 | 4339.5486
|  | 220 | 4305.0049
|  | 222 | 4609.1547
|  | 224 | 4494.1985
|  | 226 | 4217.5891
|  | 228 | 4230.4267
|  | 230 | 4241.9671
|  | 232 | 3985.3889
|  | 234 | 4347.8585
|  | 236 | 4698.0288
|  | 238 | 4397.4243
|  | 240 | 4132.8891
|  | 242 | 3834.7362
|  | 244 | 3821.8257
|  | 246 | 3824.4726
|  | 248 | 3712.5281
|  | 250 | 3710.1234
|  | 252 | 3968.7015
|  | 254 | 3609.4009
|  | 256 | 3968.9927
|  | 258 | 4029.7949
|  | 260 | 3682.4077
|  | 262 | 4132.685
|  | 264 | 4538.8189
|  | 266 | 3784.9891
|  | 268 | 3872.2684
|  | 270 | 3735.171
|  | 272 | 4145.6581
|  | 274 | 3254.3382
|  | 276 | 3319.6212
|  | 278 | 3346.4392
|  | 280 | 3828.5891
|  | 282 | 3801.9717
|  | 284 | 3700.2522
|  | 286 | 3981.9439
|  | 288 | 3778.1614
|  | 290 | 3863.0736
|  | 292 | 3928.1406
|  | 294 | 3752.5928
|  | 296 | 3678.3136
|  | 298 | 3589.101
|  | 300 | 3717.6349
|  | 302 | 3612.1228
|  | 304 | 3161.1929
|  | 306 | 3000.0636
|  | 308 | 2956.3846
|  | 310 | 2906.6453
|  | 312 | 3231.5099
|  | 314 | 3616.2618
|  | 316 | 3184.5873
|  | 318 | 3275.1186
|  | 320 | 3525.4456
|  | 322 | 3282.5257
|  | 324 | 2777.7117
|  | 326 | 2972.4095
|  | 328 | 3411.6326
|  | 330 | 3211.3397
|  | 332 | 3036.0105
|  | 334 | 3035.1699
|  | 336 | 3409.2398
|  | 338 | 3672.8702
|  | 340 | 3332.936
|  | 342 | 3021.6938
|  | 344 | 3255.4116
|  | 346 | 3338.7087
|  | 348 | 3060.8726
|  | 350 | 2819.7377
|  | 352 | 3017.2471
|  | 354 | 3333.3621
|  | 356 | 3033.4103
|  | 358 | 3088.1451
|  | 360 | 3203.2
|  | 362 | 3436.3086
|  | 364 | 3150.0922
|  | 366 | 3037.0876
|  | 368 | 3427.0425
|  | 370 | 3250.0913
|  | 372 | 3220.1434
|  | 374 | 3210.7885
|  | 376 | 3206.1189
|  | 378 | 2965.0861
|  | 380 | 2932.8759
|  | 382 | 3074.6263
|  | 384 | 3029.2793
|  | 386 | 3415.4244
|  | 388 | 3084.798
|  | 390 | 2676.3559
|  | 392 | 3093.4415
|  | 394 | 3089.8851
|  | 396 | 2761.678
|  | 398 | 3032.4304
|  | 400 | 3214.5232
|  | 402 | 3120.0446
|  | 404 | 3053.5199
|  | 406 | 2939.517
|  | 408 | 3101.9009
|  | 410 | 3211.0498
|  | 412 | 2971.9213
|  | 414 | 2714.4562
|  | 416 | 2782.4147
|  | 418 | 2950.5335
|  | 420 | 3038.0044
|  | 422 | 3030.9934
|  | 424 | 2635.1026
|  | 426 | 2670.4202
|  | 428 | 2618.3088
|  | 430 | 2533.1591
|  | 432 | 3193.161
|  | 434 | 2981.3493
|  | 436 | 2873.3156
|  | 438 | 2888.6075
|  | 440 | 3017.6278
|  | 442 | 2698.6438
|  | 444 | 2653.9728
|  | 446 | 2834.3458
|  | 448 | 2533.4748
|  | 450 | 2510.3362
|  | 452 | 2750.4342
|  | 454 | 2841.8636
|  | 456 | 2791.4361
|  | 458 | 2752.3864
|  | 460 | 2716.5486
|  | 462 | 2639.3806
|  | 464 | 2868.9129
|  | 466 | 2834.0922
|  | 468 | 2566.2294
|  | 470 | 2648.2789
|  | 472 | 2542.111
|  | 474 | 2589.826
|  | 476 | 2514.3956
|  | 478 | 2645.9685
|  | 480 | 2709.003
|  | 482 | 3076.9349
|  | 484 | 3281.9608
|  | 486 | 2659.061
|  | 488 | 2250.087
|  | 490 | 2135.8867
|  | 492 | 2362.6811
|  | 494 | 3078.9068
|  | 496 | 2630.4668
|  | 498 | 2545.5824
|  | 500 | 2633.4506
|  | 502 | 2453.6314
|  | 504 | 2339.6475
|  | 506 | 2421.8586
|  | 508 | 2484.314
|  | 510 | 2511.6121
|  | 512 | 2431.6013
|  | 514 | 2406.184
|  | 516 | 2584.1549
|  | 518 | 2369.0433
|  | 520 | 2485.4599
|  | 522 | 2577.8218
|  | 524 | 2634.033
|  | 526 | 2553.8956
|  | 528 | 2468.4096
|  | 530 | 2281.4039
|  | 532 | 2273.0972
|  | 534 | 2098.1536
|  | 536 | 2258.0217
|  | 538 | 2430.8707
|  | 540 | 2524.0692
|  | 542 | 2599.8472
|  | 544 | 2218.834
|  | 546 | 2313.6634
|  | 548 | 2405.2668
|  | 550 | 2621.0333
|  | 552 | 2482.231
|  | 554 | 2741.6913
|  | 556 | 2732.7018
|  | 558 | 2220.4218
|  | 560 | 2377.3084
|  | 562 | 2416.4364
|  | 564 | 2392.824
|  | 566 | 2289.1105
|  | 568 | 2354.1354
|  | 570 | 2416.4946
|  | 572 | 2398.6975
|  | 574 | 2288.7516
|  | 576 | 2021.9342
|  | 578 | 2052.3502
|  | 580 | 2221.1671
|  | 582 | 2329.2935
|  | 584 | 2331.7239
|  | 586 | 2290.5039
|  | 588 | 2366.8358
|  | 590 | 2426.4208
|  | 592 | 2331.747
|  | 594 | 2313.1034
|  | 596 | 2364.3789
|  | 598 | 2226.1617
|  | 600 | 2321.9332
|  | 602 | 2170.956
|  | 604 | 2197.4372
|  | 606 | 2442.2322
|  | 608 | 2216.9647
|  | 610 | 2132.0112
|  | 612 | 2597.5574
|  | 614 | 2602.6647
|  | 616 | 2012.744
|  | 618 | 2095.7092
|  | 620 | 1921.986
|  | 622 | 1882.9715
|  | 624 | 2177.8192
|  | 626 | 2192.5247
|  | 628 | 2490.3041
|  | 630 | 2338.0653
|  | 632 | 2127.788
|  | 634 | 2132.7203
|  | 636 | 2101.0469
|  | 638 | 2072.6849
|  | 640 | 2245.5075
|  | 642 | 1930.3475
|  | 644 | 1859.1113
|  | 646 | 2266.2364
|  | 648 | 2105.2939
|  | 650 | 1878.8985
|  | 652 | 2162.604
|  | 654 | 2503.3035
|  | 656 | 2662.185
|  | 658 | 2047.2624
|  | 660 | 2113.1728
|  | 662 | 2268.0113
|  | 664 | 1866.0222
|  | 666 | 1978.3873
|  | 668 | 2184.8127
|  | 670 | 2235.0114
|  | 672 | 2132.0958
|  | 674 | 2090.591
|  | 676 | 2280.7471
|  | 678 | 2091.2209
|  | 680 | 1999.708
|  | 682 | 2193.9115
|  | 684 | 2246.4408
|  | 686 | 2157.826
|  | 688 | 2090.1667
|  | 690 | 2033.3884
|  | 692 | 2189.5911
|  | 694 | 2265.8229
|  | 696 | 2036.9692
|  | 698 | 1851.2877
|  | 700 | 1944.5591
|  | 702 | 2030.4286
|  | 704 | 2059.8377
|  | 706 | 1760.8326
|  | 708 | 1752.8169
|  | 710 | 1869.9822
|  | 712 | 1822.3021
|  | 714 | 1966.4754
|  | 716 | 2022.4223
|  | 718 | 2235.8198
|  | 720 | 1955.1742
|  | 722 | 2000.7285
|  | 724 | 2122.5268
|  | 726 | 1918.6863
|  | 728 | 1981.659
|  | 730 | 1972.9368
|  | 732 | 2106.8994
|  | 734 | 2095.5752
|  | 736 | 2069.7675
|  | 738 | 2049.1395
|  | 740 | 1903.3826
|  | 742 | 1763.7222
|  | 744 | 1738.0986
|  | 746 | 1784.2462
|  | 748 | 1939.9768
|  | 750 | 2000.8389
|  | 752 | 2063.608
|  | 754 | 1929.6723
|  | 756 | 1849.8186
|  | 758 | 1904.9111
|  | 760 | 1961.2739
|  | 762 | 1741.0733
|  | 764 | 1915.7513
|  | 766 | 1938.2728
|  | 768 | 1775.9779
|  | 770 | 1804.1283
|  | 772 | 1750.1716
|  | 774 | 1746.8871
|  | 776 | 2012.2514
|  | 778 | 1887.8622
|  | 780 | 1698.8068
|  | 782 | 1808.9889
|  | 784 | 1907.8067
|  | 786 | 1584.7816
|  | 788 | 1557.3622
|  | 790 | 1972.892
|  | 792 | 2108.867
|  | 794 | 2045.2272
|  | 796 | 2260.8147
|  | 798 | 2153.1396
|  | 800 | 2058.6049
|  | 802 | 2036.3845
|  | 804 | 1751.2702
|  | 806 | 1538.707
|  | 808 | 1846.8446
|  | 810 | 1996.2735
|  | 812 | 1904.2464
|  | 814 | 1746.0072
|  | 816 | 1674.329
|  | 818 | 1639.7699
|  | 820 | 1686.568
|  | 822 | 1932.3875
|  | 824 | 1892.5255
|  | 826 | 1781.2869
|  | 828 | 1611.374
|  | 830 | 1672.9883
|  | 832 | 1720.1455
|  | 834 | 1800.0166
|  | 836 | 1727.3105
|  | 838 | 1648.3258
|  | 840 | 1779.0645
|  | 842 | 1647.4333
|  | 844 | 1639.9456
|  | 846 | 1882.4954
|  | 848 | 1929.7064
|  | 850 | 1615.5679
|  | 852 | 1769.5123
|  | 854 | 1814.8048
|  | 856 | 1680.6858
|  | 858 | 1743.3982
|  | 860 | 1751.0606
|  | 862 | 1674.8583
|  | 864 | 1856.0112
|  | 866 | 1862.5886
|  | 868 | 1764.4076
|  | 870 | 1698.6739
|  | 872 | 1660.2611
|  | 874 | 1808.6414
|  | 876 | 2099.4739
|  | 878 | 2136.711
|  | 880 | 1823.3416
|  | 882 | 1891.6625
|  | 884 | 1826.4218
|  | 886 | 1795.4888
|  | 888 | 1650.8468
|  | 890 | 1585.4967
|  | 892 | 1856.9924
|  | 894 | 1830.6821
|  | 896 | 1651.2843
|  | 898 | 1517.6598
|  | 900 | 1610.1037
|  | 902 | 1578.2736
|  | 904 | 1584.8696
|  | 906 | 1742.447
|  | 908 | 1809.0495
|  | 910 | 1690.7841
|  | 912 | 1582.1425
|  | 914 | 1687.6759
|  | 916 | 1679.5735
|  | 918 | 1718.5981
|  | 920 | 1785.1136
|  | 922 | 1832.4761
|  | 924 | 1875.4898
|  | 926 | 1684.1409
|  | 928 | 1500.5262
|  | 930 | 1547.9808
|  | 932 | 1659.675
|  | 934 | 1604.9497
|  | 936 | 1699.9243
|  | 938 | 1554.0658
|  | 940 | 1459.4042
|  | 942 | 1619.0458
|  | 944 | 1649.1273
|  | 946 | 1613.6852
|  | 948 | 1517.9401
|  | 950 | 1488.9505
|  | 952 | 1535.5163
|  | 954 | 1653.7612
|  | 956 | 1430.0881
|  | 958 | 1713.7921
|  | 960 | 1668.9604
|  | 962 | 1894.2706
|  | 964 | 1885.9352
|  | 966 | 1542.5017
|  | 968 | 1818.9901
|  | 970 | 1719.1742
|  | 972 | 1626.5694
|  | 974 | 1779.6494
|  | 976 | 1874.5167
|  | 978 | 1838.1835
|  | 980 | 1637.568
|  | 982 | 1668.1338
|  | 984 | 1568.6456
|  | 986 | 1542.6183
|  | 988 | 1728.4401
|  | 990 | 1757.1996
|  | 992 | 1603.5135
|  | 994 | 1683.1147
|  | 996 | 1722.0428
|  | 998 | 1788.8182
|  | 1000 | 1614.9725
|  | 1000 | 1411.8795
|  | 1020 | 1276.5032
|  | 1040 | 1261.8645
|  | 1060 | 1375.1367
|  | 1080 | 1372.0353
|  | 1100 | 1383.0523
|  | 1120 | 1514.5647
|  | 1140 | 1327.7929
|  | 1160 | 1223.2959
|  | 1180 | 1282.3481
|  | 1200 | 1229.7777
|  | 1220 | 1236.983
|  | 1240 | 1258.4281
|  | 1260 | 1249.184
|  | 1280 | 1204.9863
|  | 1300 | 1107.963
|  | 1320 | 1127.2992
|  | 1340 | 1182.2885
|  | 1360 | 1068.0586
|  | 1380 | 976.5364
|  | 1400 | 1045.2446
|  | 1420 | 1043.9689
|  | 1440 | 991.4726
|  | 1460 | 1038.7355
|  | 1480 | 1132.5796
|  | 1500 | 1057.3452
|  | 1520 | 978.469
|  | 1540 | 1036.7806
|  | 1560 | 1101.8136
|  | 1580 | 1066.9122
|  | 1600 | 1010.5561
|  | 1620 | 1000.4406
|  | 1640 | 943.0188
|  | 1660 | 947.388
|  | 1680 | 966.0697
|  | 1700 | 937.7257
|  | 1720 | 1015.5514
|  | 1740 | 1010.828
|  | 1760 | 969.9383
|  | 1780 | 967.3135
|  | 1800 | 961.7257
|  | 1820 | 849.8021
|  | 1840 | 907.4013
|  | 1860 | 926.031
|  | 1880 | 921.3847
|  | 1900 | 854.2998
|  | 1920 | 846.5554
|  | 1940 | 894.7596
|  | 1960 | 930.5066
|  | 1980 | 970.3409
|  | 2000 | 852.3181
|  | 2020 | 880.7617
|  | 2040 | 828.401
|  | 2060 | 821.4953
|  | 2080 | 866.3852
|  | 2100 | 888.2393
|  | 2120 | 826.7832
|  | 2140 | 817.7073
|  | 2160 | 839.946
|  | 2180 | 835.4694
|  | 2200 | 780.5395
|  | 2220 | 775.4319
|  | 2240 | 753.9671
|  | 2260 | 791.239
|  | 2280 | 829.1953
|  | 2300 | 859.6584
|  | 2320 | 847.2298
|  | 2340 | 876.2715
|  | 2360 | 803.7837
|  | 2380 | 815.6795
|  | 2400 | 832.5935
|  | 2420 | 749.2784
|  | 2440 | 751.4397
|  | 2460 | 851.7106
|  | 2480 | 821.793
|  | 2500 | 848.0442
|  | 2520 | 886.2332
|  | 2540 | 779.4575
|  | 2560 | 829.0539
|  | 2580 | 844.2151
|  | 2600 | 753.0702
|  | 2620 | 682.1124
|  | 2640 | 742.453
|  | 2660 | 716.8637
|  | 2680 | 669.6394
|  | 2700 | 662.6017
|  | 2720 | 740.454
|  | 2740 | 791.7572
|  | 2760 | 813.352
|  | 2780 | 710.1627
|  | 2800 | 720.9884
|  | 2820 | 753.5605
|  | 2840 | 725.321
|  | 2860 | 716.301
|  | 2880 | 681.4168
|  | 2900 | 625.2903
|  | 2920 | 693.1136
|  | 2940 | 733.9458
|  | 2960 | 716.537
|  | 2980 | 702.8161
|  | 3000 | 661.9615
|  | 3020 | 698.8684
|  | 3040 | 701.251
|  | 3060 | 706.9771
|  | 3080 | 665.2341
|  | 3100 | 657.5929
|  | 3120 | 715.9692
|  | 3140 | 705.1505
|  | 3160 | 667.1901
|  | 3180 | 646.6025
|  | 3200 | 635.5644
|  | 3220 | 612.0341
|  | 3240 | 612.5634
|  | 3260 | 656.499
|  | 3280 | 627.6227
|  | 3300 | 566.4343
|  | 3320 | 622.1925
|  | 3340 | 669.4059
|  | 3360 | 689.5858
|  | 3380 | 657.044
|  | 3400 | 579.3606
|  | 3420 | 581.6324
|  | 3440 | 661.3887
|  | 3460 | 672.6018
|  | 3480 | 698.6698
|  | 3500 | 704.9541
|  | 3520 | 657.2257
|  | 3540 | 609.6959
|  | 3560 | 594.1324
|  | 3580 | 591.2037
|  | 3600 | 590.0375
|  | 3620 | 635.7245
|  | 3640 | 611.1491
|  | 3660 | 693.1675
|  | 3680 | 621.2117
|  | 3700 | 584.5383
|  | 3720 | 586.9232
|  | 3740 | 582.3632
|  | 3760 | 611.3802
|  | 3780 | 658.7395
|  | 3800 | 617.0416
|  | 3820 | 595.5859
|  | 3840 | 535.4754
|  | 3860 | 559.6233
|  | 3880 | 601.7093
|  | 3900 | 615.1363
|  | 3920 | 602.6589
|  | 3940 | 582.4056
|  | 3960 | 594.6912
|  | 3980 | 567.4532
|  | 4000 | 577.1822
|  | 4020 | 593.0168
|  | 4040 | 594.8622
|  | 4060 | 584.0847
|  | 4080 | 585.6326
|  | 4100 | 620.6666
|  | 4120 | 535.5234
|  | 4140 | 574.3561
|  | 4160 | 578.9337
|  | 4180 | 585.569
|  | 4200 | 602.5066
|  | 4220 | 556.3691
|  | 4240 | 555.0278
|  | 4260 | 602.3085
|  | 4280 | 593.1479
|  | 4300 | 583.656
|  | 4320 | 588.1863
|  | 4340 | 585.3053
|  | 4360 | 571.293
|  | 4380 | 585.8598
|  | 4400 | 555.9601
|  | 4420 | 546.5257
|  | 4440 | 576.1156
|  | 4460 | 539.0802
|  | 4480 | 541.4865
|  | 4500 | 566.9454
|  | 4520 | 591.0678
|  | 4540 | 553.3948
|  | 4560 | 524.5347
|  | 4580 | 472.5461
|  | 4600 | 497.5241
|  | 4620 | 539.4626
|  | 4640 | 517.2833
|  | 4660 | 534.04
|  | 4680 | 566.5632
|  | 4700 | 566.0422
|  | 4720 | 555.2678
|  | 4740 | 561.9008
|  | 4760 | 566.7853
|  | 4780 | 600.3756
|  | 4800 | 564.115
|  | 4820 | 497.7354
|  | 4840 | 476.9392
|  | 4860 | 515.6813
|  | 4880 | 521.7212
|  | 4900 | 497.6877
|  | 4920 | 477.4107
|  | 4940 | 514.6201
|  | 4960 | 589.7457
|  | 4980 | 584.287
|  | 5000 | 565.4422
|  | 5020 | 556.37
|  | 5040 | 564.0936
|  | 5060 | 518.7112
|  | 5080 | 505.9708
|  | 5100 | 493.8074
|  | 5120 | 486.5045
|  | 5140 | 514.4537
|  | 5160 | 487.0462
|  | 5180 | 467.7928
|  | 5200 | 485.6476
|  | 5220 | 462.2141
|  | 5240 | 495.3742
|  | 5260 | 563.8844
|  | 5280 | 523.8951
|  | 5300 | 558.2055
|  | 5320 | 545.886
|  | 5340 | 474.0706
|  | 5360 | 480.1719
|  | 5380 | 444.4252
|  | 5400 | 461.4812
|  | 5420 | 521.6832
|  | 5440 | 518.5122
|  | 5460 | 505.1639
|  | 5480 | 514.0188
|  | 5500 | 482.1839
|  | 5520 | 487.72
|  | 5540 | 531.133
|  | 5560 | 536.2702
|  | 5580 | 492.215
|  | 5600 | 458.7449
|  | 5620 | 480.6674
|  | 5640 | 455.8527
|  | 5660 | 496.0799
|  | 5680 | 504.1431
|  | 5700 | 499.1117
|  | 5720 | 506.655
|  | 5740 | 476.5553
|  | 5760 | 491.9639
|  | 5780 | 491.6562
|  | 5800 | 483.0629
|  | 5820 | 524.3927
|  | 5840 | 518.2975
|  | 5860 | 482.8869
|  | 5880 | 478.9746
|  | 5900 | 499.2197
|  | 5920 | 472.7107
|  | 5940 | 447.7729
|  | 5960 | 450.7879
|  | 5980 | 438.6105
|  | 6000 | 472.2747
|  | 6020 | 432.9297
|  | 6040 | 441.9417
|  | 6060 | 479.1368
|  | 6080 | 462.1149
|  | 6100 | 453.4125
|  | 6120 | 449.0991
|  | 6140 | 463.3544
|  | 6160 | 464.1587
|  | 6180 | 459.5582
|  | 6200 | 460.6775
|  | 6220 | 455.0985
|  | 6240 | 412.082
|  | 6260 | 433.9858
|  | 6280 | 412.666
|  | 6300 | 414.582
|  | 6320 | 443.7766
|  | 6340 | 428.1667
|  | 6360 | 520.1545
|  | 6380 | 477.6069
|  | 6400 | 473.3299
|  | 6420 | 460.6225
|  | 6440 | 421.6975
|  | 6460 | 423.7895
|  | 6480 | 483.3056
|  | 6500 | 478.4898
|  | 6520 | 444.2897
|  | 6540 | 455.7347
|  | 6560 | 461.7504
|  | 6580 | 463.3407
|  | 6600 | 438.6772
|  | 6620 | 427.6268
|  | 6640 | 419.7274
|  | 6660 | 456.0539
|  | 6680 | 461.1623
|  | 6700 | 449.0045
|  | 6720 | 440.3613
|  | 6740 | 484.3062
|  | 6760 | 430.3694
|  | 6780 | 465.5807
|  | 6800 | 481.339
|  | 6820 | 430.4568
|  | 6840 | 457.9184
|  | 6860 | 469.2446
|  | 6880 | 459.9311
|  | 6900 | 415.5298
|  | 6920 | 455.0458
|  | 6940 | 472.2992
|  | 6960 | 455.5542
|  | 6980 | 465.1529
|  | 7000 | 415.9548
|  | 7020 | 414.4075
|  | 7040 | 418.3508
|  | 7060 | 434.9859
|  | 7080 | 451.6975
|  | 7100 | 460.7238
|  | 7120 | 457.2785
|  | 7140 | 431.6705
|  | 7160 | 406.4079
|  | 7180 | 409.6404
|  | 7200 | 415.0805
|  | 7220 | 413.1281
|  | 7240 | 414.7064
|  | 7260 | 389.5012
|  | 7280 | 408.5677
|  | 7300 | 401.4529
|  | 7320 | 429.4496
|  | 7340 | 434.4349
|  | 7360 | 421.5993
|  | 7380 | 386.2137
|  | 7400 | 377.3263
|  | 7420 | 426.8318
|  | 7440 | 420.6723
|  | 7460 | 408.1827
|  | 7480 | 400.968
|  | 7500 | 438.7938
|  | 7520 | 431.043
|  | 7540 | 441.7595
|  | 7560 | 423.1284
|  | 7580 | 443.8135
|  | 7600 | 401.7749
|  | 7620 | 365.9155
|  | 7640 | 380.4249
|  | 7660 | 395.6072
|  | 7680 | 414.6945
|  | 7700 | 395.7904
|  | 7720 | 435.6236
|  | 7740 | 463.1039
|  | 7760 | 421.4473
|  | 7780 | 369.1846
|  | 7800 | 396.4758
|  | 7820 | 400.0056
|  | 7840 | 380.3121
|  | 7860 | 386.175
|  | 7880 | 405.7329
|  | 7900 | 421.299
|  | 7920 | 420.7588
|  | 7940 | 405.1976
|  | 7960 | 407.0521
|  | 7980 | 421.1734
|  | 8000 | 407.4871
|  | 8020 | 380.3705
|  | 8040 | 380.5578
|  | 8060 | 398.4211
|  | 8080 | 410.6041
|  | 8100 | 435.3917
|  | 8120 | 418.6923
|  | 8140 | 392.4564
|  | 8160 | 424.2027
|  | 8180 | 418.2006
|  | 8200 | 381.5257
|  | 8220 | 390.6297
|  | 8240 | 397.866
|  | 8260 | 403.5953
|  | 8280 | 390.193
|  | 8300 | 360.0044
|  | 8320 | 372.0225
|  | 8340 | 386.8209
|  | 8360 | 382.911
|  | 8380 | 402.3548
|  | 8400 | 395.2631
|  | 8420 | 392.2468
|  | 8440 | 377.01
|  | 8460 | 391.3507
|  | 8480 | 416.9119
|  | 8500 | 371.3646
|  | 8520 | 370.9865
|  | 8540 | 380.0282
|  | 8560 | 420.2924
|  | 8580 | 399.6937
|  | 8600 | 389.8424
|  | 8620 | 412.1036
|  | 8640 | 381.2925
|  | 8660 | 381.6577
|  | 8680 | 397.0561
|  | 8700 | 394.9203
|  | 8720 | 360.1242
|  | 8740 | 398.9699
|  | 8760 | 412.3342
|  | 8780 | 400.3238
|  | 8800 | 405.3875
|  | 8820 | 403.9635
|  | 8840 | 389.1721
|  | 8860 | 384.8955
|  | 8880 | 366.769
|  | 8900 | 358.5156
|  | 8920 | 372.1383
|  | 8940 | 373.654
|  | 8960 | 357.7582
|  | 8980 | 348.5063
|  | 9000 | 345.2901
|  | 9020 | 388.541
|  | 9040 | 380.9556
|  | 9060 | 372.2679
|  | 9080 | 381.2529
|  | 9100 | 360.0519
|  | 9120 | 367.4484
|  | 9140 | 386.3361
|  | 9160 | 376.2363
|  | 9180 | 376.1493
|  | 9200 | 368.4443
|  | 9220 | 404.3234
|  | 9240 | 380.4542
|  | 9260 | 357.9019
|  | 9280 | 401.0158
|  | 9300 | 398.4073
|  | 9320 | 378.3351
|  | 9340 | 406.0947
|  | 9360 | 384.699
|  | 9380 | 398.1789
|  | 9400 | 400.4813
|  | 9420 | 371.0418
|  | 9440 | 368.2991
|  | 9460 | 353.3883
|  | 9480 | 338.9522
|  | 9500 | 356.5516
|  | 9520 | 377.9506
|  | 9540 | 410.4251
|  | 9560 | 370.1664
|  | 9580 | 368.8601
|  | 9600 | 379.9648
|  | 9620 | 388.4608
|  | 9640 | 363.0082
|  | 9660 | 365.3095
|  | 9680 | 399.5489
|  | 9700 | 420.1429
|  | 9720 | 391.6037
|  | 9740 | 379.2353
|  | 9760 | 380.6164
|  | 9780 | 387.6458
|  | 9800 | 342.097
|  | 9820 | 368.237
|  | 9840 | 403.0985
|  | 9860 | 426.4733
|  | 9880 | 390.7954
|  | 9900 | 390.4222
|  | 9920 | 358.5695
|  | 9940 | 340.0534
|  | 9960 | 375.5463
|  | 9980 | 391.1265
|  | 10000 | 363.0612
|  | 10000 | 399.3597
|  | 10200 | 402.8925
|  | 10400 | 343.3416
|  | 10600 | 337.5521
|  | 10800 | 364.6299
|  | 11000 | 357.3232
|  | 11200 | 394.1189
|  | 11400 | 377.4821
|  | 11600 | 354.7413
|  | 11800 | 385.3738
|  | 12000 | 385.6587
|  | 12200 | 369.6822
|  | 12400 | 369.0028
|  | 12600 | 382.8539
|  | 12800 | 365.01
|  | 13000 | 338.7462
|  | 13200 | 325.6946
|  | 13400 | 325.4981
|  | 13600 | 317.2784
|  | 13800 | 332.7358
|  | 14000 | 335.5311
|  | 14200 | 331.4998
|  | 14400 | 324.4295
|  | 14600 | 339.7621
|  | 14800 | 322.5516
|  | 15000 | 294.1085
|  | 15200 | 325.3427
|  | 15400 | 301.3608
|  | 15600 | 307.7915
|  | 15800 | 348.3528
|  | 16000 | 340.606
|  | 16200 | 298.9151
|  | 16400 | 337.9136
|  | 16600 | 321.2776
|  | 16800 | 334.5514
|  | 17000 | 311.5627
|  | 17200 | 312.3891
|  | 17400 | 357.4755
|  | 17600 | 324.0287
|  | 17800 | 307.6773
|  | 18000 | 321.288
|  | 18200 | 300.8881
|  | 18400 | 295.1958
|  | 18600 | 292.9227
|  | 18800 | 322.9881
|  | 19000 | 319.7926
|  | 19200 | 331.1025
|  | 19400 | 345.9111
|  | 19600 | 312.936
|  | 19800 | 279.9981
|  | 20000 | 282.4414
|  | 20200 | 280.5699
|  | 20400 | 318.4261
|  | 20600 | 299.2722
|  | 20800 | 312.9173
|  | 21000 | 345.555
|  | 21200 | 321.7526
|  | 21400 | 307.2217
|  | 21600 | 288.9227
|  | 21800 | 262.9028
|  | 22000 | 279.898
|  | 22200 | 268.171
|  | 22400 | 270.141
|  | 22600 | 273.4952
|  | 22800 | 273.2665
|  | 23000 | 268.752
|  | 23200 | 288.3011
|  | 23400 | 301.501
|  | 23600 | 282.0263
|  | 23800 | 312.4801
|  | 24000 | 315.708
|  | 24200 | 313.1958
|  | 24400 | 326.4132
|  | 24600 | 281.0847
|  | 24800 | 277.8627
|  | 25000 | 268.6251
|  | 25200 | 286.5001
|  | 25400 | 305.4446
|  | 25600 | 277.5526
|  | 25800 | 267.2004
|  | 26000 | 262.6825
|  | 26200 | 270.3927
|  | 26400 | 262.6771
|  | 26600 | 280.2252
|  | 26800 | 279.9061
|  | 27000 | 280.5766
|  | 27200 | 277.9925
|  | 27400 | 279.1754
|  | 27600 | 287.3232
|  | 27800 | 302.1312
|  | 28000 | 287.6999
|  | 28200 | 300.9443
|  | 28400 | 293.3673
|  | 28600 | 269.567
|  | 28800 | 287.9175
|  | 29000 | 301.5042
|  | 29200 | 276.5443
|  | 29400 | 307.6715
|  | 29600 | 307.7879
|  | 29800 | 301.2522
|  | 30000 | 289.4215
|  | 30200 | 249.2039
|  | 30400 | 246.5227
|  | 30600 | 248.9287
|  | 30800 | 234.7507
|  | 31000 | 262.488
|  | 31200 | 290.3081
|  | 31400 | 274.1007
|  | 31600 | 244.4808
|  | 31800 | 237.0922
|  | 32000 | 264.0904
|  | 32200 | 276.737
|  | 32400 | 289.6245
|  | 32600 | 292.1523
|  | 32800 | 269.2606
|  | 33000 | 281.0656
|  | 33200 | 265.818
|  | 33400 | 266.5189
|  | 33600 | 285.4018
|  | 33800 | 292.3994
|  | 34000 | 283.007
|  | 34200 | 255.3495
|  | 34400 | 274.181
|  | 34600 | 237.4727
|  | 34800 | 251.8319
|  | 35000 | 253.5445
|  | 35200 | 300.4296
|  | 35400 | 270.7742
|  | 35600 | 273.6049
|  | 35800 | 246.5025
|  | 36000 | 255.8866
|  | 36200 | 275.3372
|  | 36400 | 287.4233
|  | 36600 | 265.9932
|  | 36800 | 261.1269
|  | 37000 | 269.7881
|  | 37200 | 268.4775
|  | 37400 | 265.6094
|  | 37600 | 266.4251
|  | 37800 | 276.4235
|  | 38000 | 237.75
|  | 38200 | 216.3708
|  | 38400 | 232.4635
|  | 38600 | 241.4137
|  | 38800 | 235.2803
|  | 39000 | 236.9903
|  | 39200 | 264.438
|  | 39400 | 252.9995
|  | 39600 | 239.1516
|  | 39800 | 266.4407
|  | 40000 | 281.2182
|  | 40200 | 257.9153
|  | 40400 | 249.0171
|  | 40600 | 244.3811
|  | 40800 | 237.5233
|  | 41000 | 256.5635
|  | 41200 | 251.1323
|  | 41400 | 246.1567
|  | 41600 | 253.0015
|  | 41800 | 214.8717
|  | 42000 | 215.5248
|  | 42200 | 218.5433
|  | 42400 | 256.0856
|  | 42600 | 263.3997
|  | 42800 | 245.4358
|  | 43000 | 236.1464
|  | 43200 | 240.7841
|  | 43400 | 245.3772
|  | 43600 | 225.5938
|  | 43800 | 217.435
|  | 44000 | 214.9899
|  | 44200 | 237.1939
|  | 44400 | 239.325
|  | 44600 | 240.6499
|  | 44800 | 264.9136
|  | 45000 | 241.4012
|  | 45200 | 242.3463
|  | 45400 | 253.7314
|  | 45600 | 227.1038
|  | 45800 | 224.8915
|  | 46000 | 229.0423
|  | 46200 | 238.2636
|  | 46400 | 237.9173
|  | 46600 | 243.3609
|  | 46800 | 245.7267
|  | 47000 | 253.7058
|  | 47200 | 255.6712
|  | 47400 | 229.6657
|  | 47600 | 220.5634
|  | 47800 | 241.9684
|  | 48000 | 219.7212
|  | 48200 | 211.9151
|  | 48400 | 247.8819
|  | 48600 | 259.1672
|  | 48800 | 238.7142
|  | 49000 | 258.3798
|  | 49200 | 257.2058
|  | 49400 | 220.4377
|  | 49600 | 250.1798
|  | 49800 | 259.0369
|  | 50000 | 242.8462
|  | 50200 | 248.2324
|  | 50400 | 243.3747
|  | 50600 | 209.3669
|  | 50800 | 253.8346
|  | 51000 | 266.8585
|  | 51200 | 245.0951
|  | 51400 | 233.6702
|  | 51600 | 263.065
|  | 51800 | 260.4031
|  | 52000 | 257.8863
|  | 52200 | 247.1562
|  | 52400 | 244.2847
|  | 52600 | 245.1793
|  | 52800 | 231.6978
|  | 53000 | 230.1787
|  | 53200 | 256.6222
|  | 53400 | 264.1157
|  | 53600 | 247.9229
|  | 53800 | 261.5266
|  | 54000 | 245.9956
|  | 54200 | 213.2037
|  | 54400 | 234.8395
|  | 54600 | 272.0312
|  | 54800 | 276.9234
|  | 55000 | 249.2629
|  | 55200 | 231.4162
|  | 55400 | 241.2688
|  | 55600 | 265.297
|  | 55800 | 255.9731
|  | 56000 | 232.4448
|  | 56200 | 240.9607
|  | 56400 | 243.8109
|  | 56600 | 240.1756
|  | 56800 | 229.1189
|  | 57000 | 241.5374
|  | 57200 | 232.5844
|  | 57400 | 224.634
|  | 57600 | 234.6522
|  | 57800 | 235.4858
|  | 58000 | 257.1642
|  | 58200 | 243.7503
|  | 58400 | 227.3745
|  | 58600 | 250.5792
|  | 58800 | 246.993
|  | 59000 | 230.708
|  | 59200 | 219.7542
|  | 59400 | 218.383
|  | 59600 | 214.3929
|  | 59800 | 237.8619
|  | 60000 | 258.7153
|  | 60200 | 259.8362
|  | 60400 | 253.0027
|  | 60600 | 252.3114
|  | 60800 | 260.1578
|  | 61000 | 236.5938
|  | 61200 | 238.9553
|  | 61400 | 230.8966
|  | 61600 | 228.2124
|  | 61800 | 218.5416
|  | 62000 | 237.2069
|  | 62200 | 253.9307
|  | 62400 | 216.9391
|  | 62600 | 220.9705
|  | 62800 | 231.7095
|  | 63000 | 221.591
|  | 63200 | 215.9905
|  | 63400 | 234.722
|  | 63600 | 220.9691
|  | 63800 | 230.1276
|  | 64000 | 232.9929
|  | 64200 | 225.1855
|  | 64400 | 222.4692
|  | 64600 | 229.3697
|  | 64800 | 227.3367
|  | 65000 | 204.3965
|  | 65200 | 208.7193
|  | 65400 | 220.3874
|  | 65600 | 232.4162
|  | 65800 | 252.75
|  | 66000 | 242.4637
|  | 66200 | 220.0005
|  | 66400 | 244.907
|  | 66600 | 261.8755
|  | 66800 | 249.6612
|  | 67000 | 232.4535
|  | 67200 | 220.6058
|  | 67400 | 224.333
|  | 67600 | 207.8479
|  | 67800 | 236.1542
|  | 68000 | 212.0599
|  | 68200 | 204.9167
|  | 68400 | 240.5378
|  | 68600 | 246.1688
|  | 68800 | 235.2171
|  | 69000 | 251.1783
|  | 69200 | 231.6224
|  | 69400 | 241.884
|  | 69600 | 223.7001
|  | 69800 | 225.6986
|  | 70000 | 217.7833
|  | 70200 | 230.6183
|  | 70400 | 226.9424
|  | 70600 | 234.6187
|  | 70800 | 208.8797
|  | 71000 | 209.4431
|  | 71200 | 221.3866
|  | 71400 | 241.8581
|  | 71600 | 228.8927
|  | 71800 | 217.4111
|  | 72000 | 227.0899
|  | 72200 | 224.882
|  | 72400 | 237.2288
|  | 72600 | 226.7623
|  | 72800 | 245.1901
|  | 73000 | 249.4905
|  | 73200 | 225.3287
|  | 73400 | 208.4387
|  | 73600 | 220.8233
|  | 73800 | 209.4871
|  | 74000 | 222.3139
|  | 74200 | 241.8685
|  | 74400 | 231.9513
|  | 74600 | 213.9224
|  | 74800 | 209.6747
|  | 75000 | 236.3188
|  | 75200 | 230.1415
|  | 75400 | 217.2547
|  | 75600 | 229.0879
|  | 75800 | 232.5248
|  | 76000 | 236.7573
|  | 76200 | 227.8512
|  | 76400 | 258.8036
|  | 76600 | 230.1805
|  | 76800 | 253.0207
|  | 77000 | 231.0606
|  | 77200 | 190.4882
|  | 77400 | 204.3438
|  | 77600 | 219.7662
|  | 77800 | 223.1818
|  | 78000 | 210.1074
|  | 78200 | 219.1104
|  | 78400 | 226.8001
|  | 78600 | 218.5609
|  | 78800 | 229.7049
|  | 79000 | 231.6949
|  | 79200 | 235.2429
|  | 79400 | 251.6049
|  | 79600 | 246.5035
|  | 79800 | 222.1524
|  | 80000 | 205.1437
|  | 80200 | 202.0731
|  | 80400 | 224.0873
|  | 80600 | 223.6873
|  | 80800 | 224.0958
|  | 81000 | 235.4045
|  | 81200 | 222.6554
|  | 81400 | 223.1293
|  | 81600 | 214.5055
|  | 81800 | 206.7971
|  | 82000 | 201.2112
|  | 82200 | 208.0652
|  | 82400 | 207.6343
|  | 82600 | 233.7281
|  | 82800 | 225.6265
|  | 83000 | 242.284
|  | 83200 | 232.8423
|  | 83400 | 217.688
|  | 83600 | 222.7112
|  | 83800 | 215.6822
|  | 84000 | 220.6897
|  | 84200 | 224.552
|  | 84400 | 213.4951
|  | 84600 | 209.8099
|  | 84800 | 224.555
|  | 85000 | 213.2001
|  | 85200 | 207.0805
|  | 85400 | 219.3248
|  | 85600 | 222.2351
|  | 85800 | 229.7536
|  | 86000 | 244.9114
|  | 86200 | 218.9261
|  | 86400 | 226.2667
|  | 86600 | 237.7537
|  | 86800 | 215.3026
|  | 87000 | 217.6198
|  | 87200 | 220.3394
|  | 87400 | 225.1561
|  | 87600 | 213.187
|  | 87800 | 202.875
|  | 88000 | 198.2373
|  | 88200 | 219.8788
|  | 88400 | 225.3605
|  | 88600 | 208.2849
|  | 88800 | 210.095
|  | 89000 | 232.9134
|  | 89200 | 244.4229
|  | 89400 | 234.3942
|  | 89600 | 227.4188
|  | 89800 | 224.7146
|  | 90000 | 256.5215
|  | 90200 | 235.1572
|  | 90400 | 213.9587
|  | 90600 | 227.2227
|  | 90800 | 228.4526
|  | 91000 | 200.4591
|  | 91200 | 221.5137
|  | 91400 | 247.8212
|  | 91600 | 228.0733
|  | 91800 | 221.7463
|  | 92000 | 229.4278
|  | 92200 | 237.6809
|  | 92400 | 222.2017
|  | 92600 | 205.1444
|  | 92800 | 189.461
|  | 93000 | 209.4765
|  | 93200 | 215.2745
|  | 93400 | 201.7621
|  | 93600 | 220.31
|  | 93800 | 241.3373
|  | 94000 | 258.0543
|  | 94200 | 256.9414
|  | 94400 | 229.1849
|  | 94600 | 212.6255
|  | 94800 | 215.5825
|  | 95000 | 225.0283
|  | 95200 | 234.6513
|  | 95400 | 234.8266
|  | 95600 | 247.7027
|  | 95800 | 257.6814
|  | 96000 | 243.0068
|  | 96200 | 236.5885
|  | 96400 | 237.4054
|  | 96600 | 230.9449
|  | 96800 | 243.987
|  | 97000 | 248.6586
|  | 97200 | 218.6627
|  | 97400 | 213.0248
|  | 97600 | 215.7303
|  | 97800 | 223.7488
|  | 98000 | 231.8718
|  | 98200 | 230.0875
|  | 98400 | 214.501
|  | 98600 | 215.3698
|  | 98800 | 212.0082
|  | 99000 | 205.2165
|  | 99200 | 206.7383
|  | 99400 | 215.532
|  | 99600 | 221.5786
|  | 99800 | 211.0554
|  | 100000 | 216.7479
|  | 100000 | 200.3961
|  | 102000 | 198.5818
|  | 104000 | 215.1764
|  | 106000 | 196.7576
|  | 108000 | 209.3811
|  | 110000 | 218.0932
|  | 112000 | 237.6735
|  | 114000 | 236.6371
|  | 116000 | 220.5643
|  | 118000 | 205.7853
|  | 120000 | 217.0938
|  | 122000 | 225.8348
|  | 124000 | 219.2926
|  | 126000 | 208.8288
|  | 128000 | 218.4917
|  | 130000 | 234.2248
|  | 132000 | 214.7961
|  | 134000 | 216.5712
|  | 136000 | 212.279
|  | 138000 | 190.9181
|  | 140000 | 200.1516
|  | 142000 | 207.0517
|  | 144000 | 202.6156
|  | 146000 | 203.2054
|  | 148000 | 205.278
|  | 150000 | 209.6169
|  | 152000 | 203.293
|  | 154000 | 208.9892
|  | 156000 | 203.2134
|  | 158000 | 212.1717
|  | 160000 | 220.6883
|  | 162000 | 217.8228
|  | 164000 | 217.8333
|  | 166000 | 227.304
|  | 168000 | 215.1601
|  | 170000 | 195.7629
|  | 172000 | 216.6262
|  | 174000 | 212.6904
|  | 176000 | 200.3166
|  | 178000 | 210.1754
|  | 180000 | 210.2848
|  | 182000 | 200.4649
|  | 184000 | 215.0819
|  | 186000 | 222.4469
|  | 188000 | 211.5737
|  | 190000 | 215.2547
|  | 192000 | 200.2281
|  | 194000 | 197.1624
|  | 196000 | 198.0058
|  | 198000 | 202.8845
|  | 200000 | 213.2152
|  | 202000 | 211.0258
|  | 204000 | 216.3305
|  | 206000 | 194.126
|  | 208000 | 180.507
|  | 210000 | 183.64
|  | 212000 | 184.6124
|  | 214000 | 210.9776
|  | 216000 | 208.0792
|  | 218000 | 203.1489
|  | 220000 | 203.7576
|  | 222000 | 205.7413
|  | 224000 | 196.8117
|  | 226000 | 190.1158
|  | 228000 | 192.8346
|  | 230000 | 199.1285
|  | 232000 | 209.1664
|  | 234000 | 212.9901
|  | 236000 | 196.0388
|  | 238000 | 202.5001
|  | 240000 | 196.8431
|  | 242000 | 193.1508
|  | 244000 | 211.9546
|  | 246000 | 193.4223
|  | 248000 | 187.4784
|  | 250000 | 190.314
|  | 252000 | 179.5803
|  | 254000 | 181.8638
|  | 256000 | 191.1217
|  | 258000 | 184.7939
|  | 260000 | 188.9894
|  | 262000 | 186.5289
|  | 264000 | 197.916
|  | 266000 | 199.2956
|  | 268000 | 188.2296
|  | 270000 | 202.4904
|  | 272000 | 198.5856
|  | 274000 | 225.5576
|  | 276000 | 224.0005
|  | 278000 | 205.8644
|  | 280000 | 206.3288
|  | 282000 | 195.5027
|  | 284000 | 192.2394
|  | 286000 | 187.4258
|  | 288000 | 180.1846
|  | 290000 | 195.4445
|  | 292000 | 190.1679
|  | 294000 | 186.4681
|  | 296000 | 219.1509
|  | 298000 | 194.6128
|  | 300000 | 195.2796
|  | 302000 | 193.8374
|  | 304000 | 203.1556
|  | 306000 | 205.2448
|  | 308000 | 210.3771
|  | 310000 | 208.0805
|  | 312000 | 201.1801
|  | 314000 | 189.0369
|  | 316000 | 181.766
|  | 318000 | 196.9475
|  | 320000 | 186.1908
|  | 322000 | 190.4972
|  | 324000 | 185.5042
|  | 326000 | 189.0223
|  | 328000 | 190.1032
|  | 330000 | 186.6033
|  | 332000 | 195.9051
|  | 334000 | 203.4976
|  | 336000 | 199.1982
|  | 338000 | 209.1308
|  | 340000 | 198.7165
|  | 342000 | 198.4293
|  | 344000 | 215.8361
|  | 346000 | 210.7354
|  | 348000 | 207.693
|  | 350000 | 199.8717
|  | 352000 | 193.2317
|  | 354000 | 202.483
|  | 356000 | 205.5578
|  | 358000 | 209.7084
|  | 360000 | 189.6623
|  | 362000 | 189.6553
|  | 364000 | 197.261
|  | 366000 | 190.9436
|  | 368000 | 197.9743
|  | 370000 | 185.708
|  | 372000 | 192.2195
|  | 374000 | 213.9577
|  | 376000 | 223.1889
|  | 378000 | 207.8579
|  | 380000 | 203.3999
|  | 382000 | 195.1569
|  | 384000 | 188.7046
|  | 386000 | 185.5551
|  | 388000 | 190.3249
|  | 390000 | 194.6953
|  | 392000 | 204.8394
|  | 394000 | 193.2632
|  | 396000 | 203.3584
|  | 398000 | 203.2391
|  | 400000 | 189.5867
|  | 402000 | 176.2492
|  | 404000 | 183.5283
|  | 406000 | 194.4723
|  | 408000 | 201.1457
|  | 410000 | 204.3693
|  | 412000 | 205.5803
|  | 414000 | 183.6644
|  | 416000 | 184.6609
|  | 418000 | 208.4893
|  | 420000 | 216.0626
|  | 422000 | 190.2813
|  | 424000 | 209.5414
|  | 426000 | 199.4672
|  | 428000 | 185.7601
|  | 430000 | 194.7209
|  | 432000 | 213.1552
|  | 434000 | 190.5859
|  | 436000 | 194.7147
|  | 438000 | 195.5059
|  | 440000 | 203.6889
|  | 442000 | 180.0257
|  | 444000 | 186.7874
|  | 446000 | 206.1517
|  | 448000 | 191.9605
|  | 450000 | 190.474
|  | 452000 | 193.8789
|  | 454000 | 183.6503
|  | 456000 | 181.9886
|  | 458000 | 205.9227
|  | 460000 | 201.7232
|  | 462000 | 198.6691
|  | 464000 | 190.262
|  | 466000 | 186.7848
|  | 468000 | 180.5238
|  | 470000 | 188.6903
|  | 472000 | 196.8647
|  | 474000 | 183.0235
|  | 476000 | 185.1152
|  | 478000 | 183.9114
|  | 480000 | 179.9093
|  | 482000 | 189.905
|  | 484000 | 186.5094
|  | 486000 | 188.5304
|  | 488000 | 203.1442
|  | 490000 | 182.9483
|  | 492000 | 183.5435
|  | 494000 | 194.1086
|  | 496000 | 194.3419
|  | 498000 | 185.0208
|  | 500000 | 207.0769
|  | 502000 | 199.6581
|  | 504000 | 211.0988
|  | 506000 | 202.3436
|  | 508000 | 188.2379
|  | 510000 | 184.1486
|  | 512000 | 205.358
|  | 514000 | 215.2267
|  | 516000 | 219.5255
|  | 518000 | 198.225
|  | 520000 | 181.886
|  | 522000 | 212.2834
|  | 524000 | 220.0084
|  | 526000 | 195.736
|  | 528000 | 196.771
|  | 530000 | 187.9714
|  | 532000 | 178.6134
|  | 534000 | 186.4671
|  | 536000 | 196.0534
|  | 538000 | 201.6759
|  | 540000 | 205.7981
|  | 542000 | 207.7119
|  | 544000 | 208.0839
|  | 546000 | 199.1192
|  | 548000 | 189.7087
|  | 550000 | 188.5942
|  | 552000 | 197.3255
|  | 554000 | 206.2249
|  | 556000 | 194.412
|  | 558000 | 173.001
|  | 560000 | 183.2291
|  | 562000 | 192.5852
|  | 564000 | 185.9428
|  | 566000 | 174.0897
|  | 568000 | 191.6159
|  | 570000 | 197.5376
|  | 572000 | 194.9431
|  | 574000 | 186.9031
|  | 576000 | 204.4061
|  | 578000 | 224.6762
|  | 580000 | 195.5243
|  | 582000 | 204.3123
|  | 584000 | 203.6233
|  | 586000 | 196.8302
|  | 588000 | 177.6616
|  | 590000 | 195.026
|  | 592000 | 218.0377
|  | 594000 | 210.5426
|  | 596000 | 205.4906
|  | 598000 | 186.2779
|  | 600000 | 177.8513
|  | 602000 | 187.3194
|  | 604000 | 192.1814
|  | 606000 | 192.1088
|  | 608000 | 207.9656
|  | 610000 | 200.8675
|  | 612000 | 183.5771
|  | 614000 | 190.3813
|  | 616000 | 204.4508
|  | 618000 | 206.8402
|  | 620000 | 197.0896
|  | 622000 | 191.1871
|  | 624000 | 192.1425
|  | 626000 | 185.6188
|  | 628000 | 193.0595
|  | 630000 | 173.6202
|  | 632000 | 177.8779
|  | 634000 | 187.5686
|  | 636000 | 190.2054
|  | 638000 | 193.5126
|  | 640000 | 196.2615
|  | 642000 | 209.5253
|  | 644000 | 200.713
|  | 646000 | 192.5367
|  | 648000 | 181.6355
|  | 650000 | 188.8371
|  | 652000 | 189.9884
|  | 654000 | 167.3844
|  | 656000 | 180.0913
|  | 658000 | 198.4389
|  | 660000 | 195.5011
|  | 662000 | 192.3792
|  | 664000 | 183.9538
|  | 666000 | 184.7902
|  | 668000 | 188.2583
|  | 670000 | 211.9374
|  | 672000 | 195.989
|  | 674000 | 180.4715
|  | 676000 | 191.4458
|  | 678000 | 195.7387
|  | 680000 | 189.3958
|  | 682000 | 200.2627
|  | 684000 | 195.6301
|  | 686000 | 188.9679
|  | 688000 | 192.9017
|  | 690000 | 183.2839
|  | 692000 | 192.3862
|  | 694000 | 194.7892
|  | 696000 | 172.9708
|  | 698000 | 181.8467
|  | 700000 | 193.2653
|  | 702000 | 191.7032
|  | 704000 | 197.7687
|  | 706000 | 196.455
|  | 708000 | 193.1146
|  | 710000 | 211.6831
|  | 712000 | 194.2269
|  | 714000 | 185.0754
|  | 716000 | 200.786
|  | 718000 | 206.3963
|  | 720000 | 187.3729
|  | 722000 | 199.779
|  | 724000 | 198.3217
|  | 726000 | 188.9294
|  | 728000 | 188.9574
|  | 730000 | 194.2081
|  | 732000 | 198.2668
|  | 734000 | 188.7008
|  | 736000 | 194.8279
|  | 738000 | 195.9082
|  | 740000 | 194.9222
|  | 742000 | 192.4922
|  | 744000 | 176.9457
|  | 746000 | 189.8913
|  | 748000 | 193.8616
|  | 750000 | 214.27
|  | 752000 | 209.8658
|  | 754000 | 194.2973
|  | 756000 | 194.6211
|  | 758000 | 201.6824
|  | 760000 | 209.1457
|  | 762000 | 177.0576
|  | 764000 | 170.8797
|  | 766000 | 191.7956
|  | 768000 | 193.2463
|  | 770000 | 190.5665
|  | 772000 | 179.1505
|  | 774000 | 180.299
|  | 776000 | 189.4692
|  | 778000 | 198.2817
|  | 780000 | 203.3355
|  | 782000 | 180.1149
|  | 784000 | 181.53
|  | 786000 | 215.6479
|  | 788000 | 200.653
|  | 790000 | 190.3269
|  | 792000 | 189.745
|  | 794000 | 173.0422
|  | 796000 | 180.0947
|  | 798000 | 188.5937
|  | 800000 | 194.2627
|  | 802000 | 214.7595
|  | 804000 | 190.591
|  | 806000 | 186.2968
|  | 808000 | 194.5199
|  | 810000 | 180.7943
|  | 812000 | 176.3115
|  | 814000 | 178.9936
|  | 816000 | 178.5615
|  | 818000 | 173.0963
|  | 820000 | 178.5729
|  | 822000 | 190.2149
|  | 824000 | 198.1434
|  | 826000 | 191.8649
|  | 828000 | 196.5059
|  | 830000 | 192.5462
|  | 832000 | 204.6668
|  | 834000 | 198.4384
|  | 836000 | 192.8895
|  | 838000 | 197.5456
|  | 840000 | 173.7279
|  | 842000 | 167.3237
|  | 844000 | 166.5626
|  | 846000 | 174.5499
|  | 848000 | 193.1935
|  | 850000 | 193.5269
|  | 852000 | 185.118
|  | 854000 | 194.2915
|  | 856000 | 186.2369
|  | 858000 | 188.8817
|  | 860000 | 195.0668
|  | 862000 | 181.2424
|  | 864000 | 191.3922
|  | 866000 | 195.8083
|  | 868000 | 202.6499
|  | 870000 | 202.4785
|  | 872000 | 180.3752
|  | 874000 | 190.6634
|  | 876000 | 195.0423
|  | 878000 | 180.2396
|  | 880000 | 174.8676
|  | 882000 | 178.7082
|  | 884000 | 181.0635
|  | 886000 | 177.1949
|  | 888000 | 190.0708
|  | 890000 | 217.6592
|  | 892000 | 199.9149
|  | 894000 | 177.6507
|  | 896000 | 177.3911
|  | 898000 | 185.7818
|  | 900000 | 186.8225
|  | 902000 | 191.5469
|  | 904000 | 182.2825
|  | 906000 | 169.9874
|  | 908000 | 195.6424
|  | 910000 | 187.2351
|  | 912000 | 187.4151
|  | 914000 | 186.0892
|  | 916000 | 192.0666
|  | 918000 | 192.1578
|  | 920000 | 179.7493
|  | 922000 | 180.6537
|  | 924000 | 196.2637
|  | 926000 | 179.7916
|  | 928000 | 180.2503
|  | 930000 | 181.465
|  | 932000 | 194.6065
|  | 934000 | 195.1384
|  | 936000 | 191.7862
|  | 938000 | 200.4569
|  | 940000 | 199.0782
|  | 942000 | 182.5894
|  | 944000 | 186.6834
|  | 946000 | 190.0197
|  | 948000 | 190.1094
|  | 950000 | 172.8407
|  | 952000 | 175.1051
|  | 954000 | 181.251
|  | 956000 | 173.774
|  | 958000 | 181.5481
|  | 960000 | 183.6584
|  | 962000 | 192.0212
|  | 964000 | 204.8098
|  | 966000 | 195.7656
|  | 968000 | 179.5
|  | 970000 | 185.0222
|  | 972000 | 187.6852
|  | 974000 | 199.5045
|  | 976000 | 202.398
|  | 978000 | 200.4774
|  | 980000 | 191.4747
|  | 982000 | 182.1908
|  | 984000 | 181.7806
|  | 986000 | 182.8671
|  | 988000 | 206.6913
|  | 990000 | 189.6052
|  | 992000 | 181.1678
|  | 994000 | 179.4731
|  | 996000 | 184.0841
|  | 998000 | 186.6016
|  | 1000000 | 185.0732
|  | 1000000 | 185.3922
|  | 1003333.3333 | 193.9353
|  | 1006666.6667 | 195.223
|  | 1010000 | 190.3865
|  | 1013333.3333 | 198.4149
|  | 1016666.6667 | 192.4667
|  | 1020000 | 209.3576
|  | 1023333.3333 | 195.7118
|  | 1026666.6667 | 201.0441
|  | 1030000 | 201.1152
|  | 1033333.3333 | 194.4193
|  | 1036666.6667 | 184.9433
|  | 1040000 | 200.6531
|  | 1043333.3333 | 210.7026
|  | 1046666.6667 | 203.1957
|  | 1050000 | 201.4522
|  | 1053333.3333 | 203.4274
|  | 1056666.6667 | 205.4825
|  | 1060000 | 209.5266
|  | 1063333.3333 | 200.6816
|  | 1066666.6667 | 203.6033
|  | 1070000 | 194.4077
|  | 1073333.3333 | 188.7659
|  | 1076666.6667 | 185.6143
|  | 1080000 | 198.4063
|  | 1083333.3333 | 204.5354
|  | 1086666.6667 | 191.0912
|  | 1090000 | 187.2108
|  | 1093333.3333 | 187.2652
|  | 1096666.6667 | 186.7898
|  | 1100000 | 190.2449
|  | 1103333.3333 | 177.067
|  | 1106666.6667 | 178.159
|  | 1110000 | 192.6822
|  | 1113333.3333 | 192.0773
|  | 1116666.6667 | 186.2579
|  | 1120000 | 194.5353
|  | 1123333.3333 | 196.354
|  | 1126666.6667 | 198.0095
|  | 1130000 | 199.4282
|  | 1133333.3333 | 190.7453
|  | 1136666.6667 | 183.7336
|  | 1140000 | 189.5389
|  | 1143333.3333 | 181.6567
|  | 1146666.6667 | 201.9019
|  | 1150000 | 183.6198
|  | 1153333.3333 | 172.4129
|  | 1156666.6667 | 176.7473
|  | 1160000 | 177.8148
|  | 1163333.3333 | 180.576
|  | 1166666.6667 | 181.3682
|  | 1170000 | 178.3985
|  | 1173333.3333 | 180.6515
|  | 1176666.6667 | 188.6523
|  | 1180000 | 198.4075
|  | 1183333.3333 | 209.2462
|  | 1186666.6667 | 205.5619
|  | 1190000 | 196.4527
|  | 1193333.3333 | 181.4054
|  | 1196666.6667 | 189.9419
|  | 1200000 | 200.7236
|  | 1203333.3333 | 193.1348
|  | 1206666.6667 | 216.5883
|  | 1210000 | 213.2538
|  | 1213333.3333 | 188.3756
|  | 1216666.6667 | 199.3546
|  | 1220000 | 210.2768
|  | 1223333.3333 | 193.8519
|  | 1226666.6667 | 197.7269
|  | 1230000 | 194.4514
|  | 1233333.3333 | 202.5334
|  | 1236666.6667 | 205.5921
|  | 1240000 | 188.8282
|  | 1243333.3333 | 203.6754
|  | 1246666.6667 | 188.6332
|  | 1250000 | 194.4017
|  | 1253333.3333 | 211.1678
|  | 1256666.6667 | 200.995
|  | 1260000 | 177.6751
|  | 1263333.3333 | 177.7501
|  | 1266666.6667 | 187.5091
|  | 1270000 | 182.7376
|  | 1273333.3333 | 180.4535
|  | 1276666.6667 | 175.5165
|  | 1280000 | 169.028
|  | 1283333.3333 | 171.1327
|  | 1286666.6667 | 181.7075
|  | 1290000 | 205.8703
|  | 1293333.3333 | 194.4447
|  | 1296666.6667 | 190.3802
|  | 1300000 | 203.555
|  | 1303333.3333 | 191.147
|  | 1306666.6667 | 192.738
|  | 1310000 | 188.8129
|  | 1313333.3333 | 183.4572
|  | 1316666.6667 | 191.4778
|  | 1320000 | 196.1156
|  | 1323333.3333 | 195.3611
|  | 1326666.6667 | 181.2479
|  | 1330000 | 176.099
|  | 1333333.3333 | 187.949
|  | 1336666.6667 | 187.944
|  | 1340000 | 203.5692
|  | 1343333.3333 | 191.9593
|  | 1346666.6667 | 180.1563
|  | 1350000 | 201.7006
|  | 1353333.3333 | 192.6759
|  | 1356666.6667 | 185.0045
|  | 1360000 | 197.3425
|  | 1363333.3333 | 199.133
|  | 1366666.6667 | 198.9701
|  | 1370000 | 186.0376
|  | 1373333.3333 | 175.7418
|  | 1376666.6667 | 169.2435
|  | 1380000 | 179.5389
|  | 1383333.3333 | 204.1283
|  | 1386666.6667 | 202.5728
|  | 1390000 | 189.6579
|  | 1393333.3333 | 204.2025
|  | 1396666.6667 | 197.3872
|  | 1400000 | 190.1739
|  | 1403333.3333 | 193.3101
|  | 1406666.6667 | 196.6705
|  | 1410000 | 203.8836
|  | 1413333.3333 | 203.9822
|  | 1416666.6667 | 186.1154
|  | 1420000 | 174.9162
|  | 1423333.3333 | 192.7044
|  | 1426666.6667 | 209.6647
|  | 1430000 | 196.43
|  | 1433333.3333 | 187.0272
|  | 1436666.6667 | 199.6068
|  | 1440000 | 205.1724
|  | 1443333.3333 | 183.7952
|  | 1446666.6667 | 176.8383
|  | 1450000 | 190.5513
|  | 1453333.3333 | 189.8931
|  | 1456666.6667 | 187.4338
|  | 1460000 | 187.5149
|  | 1463333.3333 | 186.7091
|  | 1466666.6667 | 178.5507
|  | 1470000 | 171.0548
|  | 1473333.3333 | 177.9917
|  | 1476666.6667 | 194.9145
|  | 1480000 | 201.0345
|  | 1483333.3333 | 185.5908
|  | 1486666.6667 | 190.4868
|  | 1490000 | 181.9827
|  | 1493333.3333 | 183.1307
|  | 1496666.6667 | 181.6934
|  | 1500000 | 193.1372
|  | 1503333.3333 | 200.064
|  | 1506666.6667 | 196.6161
|  | 1510000 | 192.5633
|  | 1513333.3333 | 188.6463
|  | 1516666.6667 | 192.8083
|  | 1520000 | 201.582
|  | 1523333.3333 | 186.9003
|  | 1526666.6667 | 182.0184
|  | 1530000 | 176.7338
|  | 1533333.3333 | 177.4186
|  | 1536666.6667 | 179.7981
|  | 1540000 | 180.6446
|  | 1543333.3333 | 187.7799
|  | 1546666.6667 | 185.8378
|  | 1550000 | 191.0308
|  | 1553333.3333 | 186.1997
|  | 1556666.6667 | 195.1226
|  | 1560000 | 194.6406
|  | 1563333.3333 | 182.8953
|  | 1566666.6667 | 191.5894
|  | 1570000 | 194.9627
|  | 1573333.3333 | 189.646
|  | 1576666.6667 | 186.7526
|  | 1580000 | 196.1672
|  | 1583333.3333 | 187.9335
|  | 1586666.6667 | 191.9318
|  | 1590000 | 185.7218
|  | 1593333.3333 | 190.9466
|  | 1596666.6667 | 199.2408
|  | 1600000 | 187.3617
|  | 1603333.3333 | 184.1335
|  | 1606666.6667 | 199.9683
|  | 1610000 | 197.306
|  | 1613333.3333 | 188.1576
|  | 1616666.6667 | 175.4121
|  | 1620000 | 176.1788
|  | 1623333.3333 | 190.594
|  | 1626666.6667 | 196.1549
|  | 1630000 | 190.7522
|  | 1633333.3333 | 188.3002
|  | 1636666.6667 | 191.3698
|  | 1640000 | 182.4019
|  | 1643333.3333 | 172.7657
|  | 1646666.6667 | 180.5354
|  | 1650000 | 202.3682
|  | 1653333.3333 | 189.9735
|  | 1656666.6667 | 171.7137
|  | 1660000 | 173.1127
|  | 1663333.3333 | 199.9097
|  | 1666666.6667 | 203.3694
|  | 1670000 | 183.6067
|  | 1673333.3333 | 189.421
|  | 1676666.6667 | 194.9293
|  | 1680000 | 175.7755
|  | 1683333.3333 | 187.793
|  | 1686666.6667 | 180.8396
|  | 1690000 | 184.6005
|  | 1693333.3333 | 186.73
|  | 1696666.6667 | 178.6932
|  | 1700000 | 180.1821
|  | 1703333.3333 | 188.3549
|  | 1706666.6667 | 195.747
|  | 1710000 | 183.9324
|  | 1713333.3333 | 192.7756
|  | 1716666.6667 | 172.2677
|  | 1720000 | 186.0375
|  | 1723333.3333 | 194.8468
|  | 1726666.6667 | 193.7327
|  | 1730000 | 180.6224
|  | 1733333.3333 | 181.6613
|  | 1736666.6667 | 194.8499
|  | 1740000 | 203.7294
|  | 1743333.3333 | 195.0682
|  | 1746666.6667 | 195.9612
|  | 1750000 | 189.2834
|  | 1753333.3333 | 175.3311
|  | 1756666.6667 | 187.38
|  | 1760000 | 194.5576
|  | 1763333.3333 | 184.9934
|  | 1766666.6667 | 177.2282
|  | 1770000 | 189.4555
|  | 1773333.3333 | 185.9566
|  | 1776666.6667 | 171.4805
|  | 1780000 | 171.0574
|  | 1783333.3333 | 189.5079
|  | 1786666.6667 | 201.8337
|  | 1790000 | 190.3839
|  | 1793333.3333 | 186.9079
|  | 1796666.6667 | 190.5762
|  | 1800000 | 177.5701
|  | 1803333.3333 | 183.8859
|  | 1806666.6667 | 197.0827
|  | 1810000 | 197.5459
|  | 1813333.3333 | 199.5624
|  | 1816666.6667 | 203.5778
|  | 1820000 | 183.1046
|  | 1823333.3333 | 187.8862
|  | 1826666.6667 | 189.3176
|  | 1830000 | 188.539
|  | 1833333.3333 | 177.6774
|  | 1836666.6667 | 173.3617
|  | 1840000 | 179.5958
|  | 1843333.3333 | 181.809
|  | 1846666.6667 | 168.263
|  | 1850000 | 181.2764
|  | 1853333.3333 | 195.9079
|  | 1856666.6667 | 204.6968
|  | 1860000 | 194.4027
|  | 1863333.3333 | 181.6383
|  | 1866666.6667 | 194.4455
|  | 1870000 | 193.5701
|  | 1873333.3333 | 182.3826
|  | 1876666.6667 | 186.6293
|  | 1880000 | 183.6675
|  | 1883333.3333 | 180.6263
|  | 1886666.6667 | 181.6414
|  | 1890000 | 186.7965
|  | 1893333.3333 | 179.8802
|  | 1896666.6667 | 185.6416
|  | 1900000 | 180.0054
|  | 1903333.3333 | 175.0687
|  | 1906666.6667 | 174.3656
|  | 1910000 | 183.1293
|  | 1913333.3333 | 181.6943
|  | 1916666.6667 | 195.5233
|  | 1920000 | 197.0242
|  | 1923333.3333 | 182.8181
|  | 1926666.6667 | 169.0298
|  | 1930000 | 180.9834
|  | 1933333.3333 | 195.3437
|  | 1936666.6667 | 192.6027
|  | 1940000 | 191.1891
|  | 1943333.3333 | 181.8935
|  | 1946666.6667 | 180.247
|  | 1950000 | 177.5506
|  | 1953333.3333 | 178.6113
|  | 1956666.6667 | 179.6676
|  | 1960000 | 182.279
|  | 1963333.3333 | 183.4887
|  | 1966666.6667 | 188.2187
|  | 1970000 | 182.0066
|  | 1973333.3333 | 174.039
|  | 1976666.6667 | 168.014
|  | 1980000 | 176.4425
|  | 1983333.3333 | 187.8793
|  | 1986666.6667 | 192.9873
|  | 1990000 | 197.9814
|  | 1993333.3333 | 187.3425
|  | 1996666.6667 | 197.8005
|  | 2000000 | 198.5523
|  | 2003333.3333 | 180.9394
|  | 2006666.6667 | 169.7914
|  | 2010000 | 170.7896
|  | 2013333.3333 | 170.5285
|  | 2016666.6667 | 189.3187
|  | 2020000 | 196.5507
|  | 2023333.3333 | 186.6674
|  | 2026666.6667 | 180.9879
|  | 2030000 | 190.2271
|  | 2033333.3333 | 206.3565
|  | 2036666.6667 | 196.4947
|  | 2040000 | 194.1219
|  | 2043333.3333 | 189.6144
|  | 2046666.6667 | 178.5345
|  | 2050000 | 174.1028
|  | 2053333.3333 | 172.4449
|  | 2056666.6667 | 182.3509
|  | 2060000 | 183.2151
|  | 2063333.3333 | 195.2079
|  | 2066666.6667 | 188.6909
|  | 2070000 | 187.1889
|  | 2073333.3333 | 203.475
|  | 2076666.6667 | 202.9065
|  | 2080000 | 193.0145
|  | 2083333.3333 | 180.8074
|  | 2086666.6667 | 181.5318
|  | 2090000 | 202.4748
|  | 2093333.3333 | 194.6982
|  | 2096666.6667 | 206.8588
|  | 2100000 | 209.1743
|  | 2103333.3333 | 186.0356
|  | 2106666.6667 | 184.4042
|  | 2110000 | 183.2606
|  | 2113333.3333 | 183.5919
|  | 2116666.6667 | 181.7149
|  | 2120000 | 181.3693
|  | 2123333.3333 | 182.6213
|  | 2126666.6667 | 198.0527
|  | 2130000 | 191.8746
|  | 2133333.3333 | 183.1548
|  | 2136666.6667 | 181.5863
|  | 2140000 | 187.5349
|  | 2143333.3333 | 192.0087
|  | 2146666.6667 | 177.493
|  | 2150000 | 183.0973
|  | 2153333.3333 | 172.8084
|  | 2156666.6667 | 173.436
|  | 2160000 | 171.6842
|  | 2163333.3333 | 179.3588
|  | 2166666.6667 | 189.9806
|  | 2170000 | 191.5482
|  | 2173333.3333 | 184.8213
|  | 2176666.6667 | 176.4286
|  | 2180000 | 183.6031
|  | 2183333.3333 | 171.3294
|  | 2186666.6667 | 180.6371
|  | 2190000 | 183.7476
|  | 2193333.3333 | 183.8538
|  | 2196666.6667 | 185.8019
|  | 2200000 | 187.1924
|  | 2203333.3333 | 197.6766
|  | 2206666.6667 | 181.5774
|  | 2210000 | 182.3496
|  | 2213333.3333 | 196.0377
|  | 2216666.6667 | 194.3436
|  | 2220000 | 177.4691
|  | 2223333.3333 | 185.5959
|  | 2226666.6667 | 194.2314
|  | 2230000 | 197.2013
|  | 2233333.3333 | 184.3475
|  | 2236666.6667 | 169.7804
|  | 2240000 | 171.0344
|  | 2243333.3333 | 170.4214
|  | 2246666.6667 | 185.3074
|  | 2250000 | 201.0051
|  | 2253333.3333 | 192.6922
|  | 2256666.6667 | 167.8796
|  | 2260000 | 166.0741
|  | 2263333.3333 | 174.6093
|  | 2266666.6667 | 183.2447
|  | 2270000 | 175.5768
|  | 2273333.3333 | 174.8068
|  | 2276666.6667 | 190.18
|  | 2280000 | 186.217
|  | 2283333.3333 | 185.3778
|  | 2286666.6667 | 193.4269
|  | 2290000 | 195.6429
|  | 2293333.3333 | 187.7001
|  | 2296666.6667 | 189.3209
|  | 2300000 | 216.9659
|  | 2303333.3333 | 215.6799
|  | 2306666.6667 | 186.1594
|  | 2310000 | 185.6672
|  | 2313333.3333 | 186.3364
|  | 2316666.6667 | 192.957
|  | 2320000 | 183.3139
|  | 2323333.3333 | 188.9792
|  | 2326666.6667 | 195.8337
|  | 2330000 | 194.1045
|  | 2333333.3333 | 175.4698
|  | 2336666.6667 | 183.2308
|  | 2340000 | 181.8114
|  | 2343333.3333 | 185.0233
|  | 2346666.6667 | 197.756
|  | 2350000 | 189.5321
|  | 2353333.3333 | 177.4766
|  | 2356666.6667 | 173.2331
|  | 2360000 | 173.4563
|  | 2363333.3333 | 169.4082
|  | 2366666.6667 | 172.1721
|  | 2370000 | 181.2517
|  | 2373333.3333 | 193.1149
|  | 2376666.6667 | 187.5976
|  | 2380000 | 172.1495
|  | 2383333.3333 | 173.0825
|  | 2386666.6667 | 182.6801
|  | 2390000 | 193.8061
|  | 2393333.3333 | 172.0366
|  | 2396666.6667 | 184.3711
|  | 2400000 | 180.1087
|  | 2403333.3333 | 169.6583
|  | 2406666.6667 | 183.6565
|  | 2410000 | 182.2803
|  | 2413333.3333 | 188.8395
|  | 2416666.6667 | 186.6089
|  | 2420000 | 174.6728
|  | 2423333.3333 | 196.6579
|  | 2426666.6667 | 204.4519
|  | 2430000 | 210.4474
|  | 2433333.3333 | 197.0095
|  | 2436666.6667 | 180.1834
|  | 2440000 | 170.6917
|  | 2443333.3333 | 180.7659
|  | 2446666.6667 | 190.4736
|  | 2450000 | 189.0552
|  | 2453333.3333 | 190.2902
|  | 2456666.6667 | 180.257
|  | 2460000 | 173.7212
|  | 2463333.3333 | 169.5112
|  | 2466666.6667 | 173.7068
|  | 2470000 | 191.3046
|  | 2473333.3333 | 189.1577
|  | 2476666.6667 | 185.4282
|  | 2480000 | 192.5672
|  | 2483333.3333 | 176.9186
|  | 2486666.6667 | 177.8897
|  | 2490000 | 179.9471
|  | 2493333.3333 | 176.2884
|  | 2496666.6667 | 179.6314
|  | 2500000 | 182.4992
|  | 2503333.3333 | 173.1553
|  | 2506666.6667 | 177.7689
|  | 2510000 | 166.4784
|  | 2513333.3333 | 170.5259
|  | 2516666.6667 | 182.1218
|  | 2520000 | 183.4222
|  | 2523333.3333 | 198.8841
|  | 2526666.6667 | 200.915
|  | 2530000 | 183.0146
|  | 2533333.3333 | 185.2526
|  | 2536666.6667 | 180.0413
|  | 2540000 | 175.6575
|  | 2543333.3333 | 180.6407
|  | 2546666.6667 | 181.0311
|  | 2550000 | 186.9836
|  | 2553333.3333 | 192.9022
|  | 2556666.6667 | 185.1157
|  | 2560000 | 184.4633
|  | 2563333.3333 | 185.8911
|  | 2566666.6667 | 185.4277
|  | 2570000 | 179.9468
|  | 2573333.3333 | 175.7112
|  | 2576666.6667 | 179.8106
|  | 2580000 | 187.6013
|  | 2583333.3333 | 191.9739
|  | 2586666.6667 | 185.5507
|  | 2590000 | 186.8056
|  | 2593333.3333 | 191.4249
|  | 2596666.6667 | 175.0427
|  | 2600000 | 188.9943
|  | 2603333.3333 | 200.59
|  | 2606666.6667 | 185.3234
|  | 2610000 | 182.58
|  | 2613333.3333 | 193.5456
|  | 2616666.6667 | 182.8782
|  | 2620000 | 180.14
|  | 2623333.3333 | 191.3384
|  | 2626666.6667 | 177.3599
|  | 2630000 | 180.7586
|  | 2633333.3333 | 187.4772
|  | 2636666.6667 | 182.1891
|  | 2640000 | 188.9914
|  | 2643333.3333 | 178.6592
|  | 2646666.6667 | 169.6154
|  | 2650000 | 174.9234
|  | 2653333.3333 | 188.6291
|  | 2656666.6667 | 260.7112
|  | 2660000 | 331.4053
|  | 2663333.3333 | 205.3681
|  | 2666666.6667 | 166.15
|  | 2670000 | 169.9013
|  | 2673333.3333 | 182.6555
|  | 2676666.6667 | 188.0284
|  | 2680000 | 180.2682
|  | 2683333.3333 | 187.6986
|  | 2686666.6667 | 197.2089
|  | 2690000 | 195.0673
|  | 2693333.3333 | 186.1213
|  | 2696666.6667 | 193.4359
|  | 2700000 | 199.5775
|  | 2703333.3333 | 193.3094
|  | 2706666.6667 | 187.0238
|  | 2710000 | 185.5943
|  | 2713333.3333 | 197.2944
|  | 2716666.6667 | 195.0549
|  | 2720000 | 181.7667
|  | 2723333.3333 | 179.6547
|  | 2726666.6667 | 183.4142
|  | 2730000 | 182.397
|  | 2733333.3333 | 181.0959
|  | 2736666.6667 | 175.6542
|  | 2740000 | 171.8333
|  | 2743333.3333 | 182.7562
|  | 2746666.6667 | 172.4226
|  | 2750000 | 185.958
|  | 2753333.3333 | 199.1328
|  | 2756666.6667 | 200.1617
|  | 2760000 | 186.5356
|  | 2763333.3333 | 182.6319
|  | 2766666.6667 | 192.1863
|  | 2770000 | 175.1082
|  | 2773333.3333 | 176.7543
|  | 2776666.6667 | 182.8052
|  | 2780000 | 192.792
|  | 2783333.3333 | 183.2809
|  | 2786666.6667 | 187.536
|  | 2790000 | 195.5363
|  | 2793333.3333 | 198.867
|  | 2796666.6667 | 189.2672
|  | 2800000 | 187.1506
|  | 2803333.3333 | 177.6498
|  | 2806666.6667 | 171.8908
|  | 2810000 | 176.2268
|  | 2813333.3333 | 199.5993
|  | 2816666.6667 | 203.2884
|  | 2820000 | 198.9253
|  | 2823333.3333 | 190.8778
|  | 2826666.6667 | 180.8537
|  | 2830000 | 168.1132
|  | 2833333.3333 | 179.7167
|  | 2836666.6667 | 195.4504
|  | 2840000 | 192.1848
|  | 2843333.3333 | 182.0879
|  | 2846666.6667 | 180.3465
|  | 2850000 | 170.6326
|  | 2853333.3333 | 181.8451
|  | 2856666.6667 | 176.1004
|  | 2860000 | 174.4432
|  | 2863333.3333 | 193.5233
|  | 2866666.6667 | 183.4554
|  | 2870000 | 166.1328
|  | 2873333.3333 | 180.4291
|  | 2876666.6667 | 193.8986
|  | 2880000 | 193.2669
|  | 2883333.3333 | 179.0874
|  | 2886666.6667 | 177.7766
|  | 2890000 | 185.8901
|  | 2893333.3333 | 185.5399
|  | 2896666.6667 | 179.8082
|  | 2900000 | 173.4887
|  | 2903333.3333 | 176.5944
|  | 2906666.6667 | 179.8904
|  | 2910000 | 182.6198
|  | 2913333.3333 | 174.102
|  | 2916666.6667 | 171.6158
|  | 2920000 | 169.8457
|  | 2923333.3333 | 176.804
|  | 2926666.6667 | 183.4744
|  | 2930000 | 167.663
|  | 2933333.3333 | 164.684
|  | 2936666.6667 | 169.722
|  | 2940000 | 181.9633
|  | 2943333.3333 | 176.9876
|  | 2946666.6667 | 181.4524
|  | 2950000 | 186.4985
|  | 2953333.3333 | 181.4078
|  | 2956666.6667 | 180.5309
|  | 2960000 | 173.7252
|  | 2963333.3333 | 169.1329
|  | 2966666.6667 | 174.5034
|  | 2970000 | 173.9507
|  | 2973333.3333 | 189.5448
|  | 2976666.6667 | 188.4708
|  | 2980000 | 170.8814
|  | 2983333.3333 | 196.0026
|  | 2986666.6667 | 210.2395
|  | 2990000 | 200.9984
|  | 2993333.3333 | 187.9512
|  | 2996666.6667 | 195.8149
|  | 3000000 | 199.8281
|  | 3003333.3333 | 197.2482
|  | 3006666.6667 | 200.8904
|  | 3010000 | 185.0869
|  | 3013333.3333 | 177.5988
|  | 3016666.6667 | 165.1818
|  | 3020000 | 164.6
|  | 3023333.3333 | 167.2622
|  | 3026666.6667 | 171.3602
|  | 3030000 | 183.2088
|  | 3033333.3333 | 186.2102
|  | 3036666.6667 | 174.2294
|  | 3040000 | 165.1389
|  | 3043333.3333 | 176.5002
|  | 3046666.6667 | 178.4626
|  | 3050000 | 187.8106
|  | 3053333.3333 | 200.451
|  | 3056666.6667 | 196.1603
|  | 3060000 | 179.4287
|  | 3063333.3333 | 185.2868
|  | 3066666.6667 | 193.898
|  | 3070000 | 198.9303
|  | 3073333.3333 | 189.1305
|  | 3076666.6667 | 194.2711
|  | 3080000 | 192.0907
|  | 3083333.3333 | 183.9599
|  | 3086666.6667 | 178.0303
|  | 3090000 | 174.7301
|  | 3093333.3333 | 177.951
|  | 3096666.6667 | 176.1065
|  | 3100000 | 168.4737
|  | 3103333.3333 | 162.1356
|  | 3106666.6667 | 182.8405
|  | 3110000 | 208.2281
|  | 3113333.3333 | 192.0058
|  | 3116666.6667 | 189.3069
|  | 3120000 | 182.1476
|  | 3123333.3333 | 181.566
|  | 3126666.6667 | 199.0892
|  | 3130000 | 198.3194
|  | 3133333.3333 | 184.9267
|  | 3136666.6667 | 189.9205
|  | 3140000 | 186.4531
|  | 3143333.3333 | 182.6629
|  | 3146666.6667 | 189.8552
|  | 3150000 | 182.7346
|  | 3153333.3333 | 194.2175
|  | 3156666.6667 | 203.5043
|  | 3160000 | 192.0897
|  | 3163333.3333 | 186.1041
|  | 3166666.6667 | 183.8674
|  | 3170000 | 188.6998
|  | 3173333.3333 | 189.2841
|  | 3176666.6667 | 174.1255
|  | 3180000 | 173.7105
|  | 3183333.3333 | 182.423
|  | 3186666.6667 | 184.7744
|  | 3190000 | 191.1076
|  | 3193333.3333 | 173.7936
|  | 3196666.6667 | 180.345
|  | 3200000 | 185.7475
|  | 3203333.3333 | 166.309
|  | 3206666.6667 | 182.1279
|  | 3210000 | 184.6209
|  | 3213333.3333 | 187.4805
|  | 3216666.6667 | 201.4322
|  | 3220000 | 184.1169
|  | 3223333.3333 | 173.7885
|  | 3226666.6667 | 183.0687
|  | 3230000 | 188.8415
|  | 3233333.3333 | 191.8389
|  | 3236666.6667 | 191.6869
|  | 3240000 | 203.1499
|  | 3243333.3333 | 206.8751
|  | 3246666.6667 | 185.7893
|  | 3250000 | 166.5322
|  | 3253333.3333 | 179.7582
|  | 3256666.6667 | 191.0691
|  | 3260000 | 172.6079
|  | 3263333.3333 | 181.687
|  | 3266666.6667 | 182.8915
|  | 3270000 | 177.6802
|  | 3273333.3333 | 181.8258
|  | 3276666.6667 | 187.9739
|  | 3280000 | 185.6415
|  | 3283333.3333 | 181.0003
|  | 3286666.6667 | 185.4242
|  | 3290000 | 179.5989
|  | 3293333.3333 | 179.5917
|  | 3296666.6667 | 186.7608
|  | 3300000 | 176.8565
|  | 3303333.3333 | 187.0227
|  | 3306666.6667 | 193.8071
|  | 3310000 | 191.5168
|  | 3313333.3333 | 183.9598
|  | 3316666.6667 | 179.5374
|  | 3320000 | 190.4837
|  | 3323333.3333 | 182.836
|  | 3326666.6667 | 188.258
|  | 3330000 | 187.1693
|  | 3333333.3333 | 192.8738
|  | 3336666.6667 | 203.1391
|  | 3340000 | 209.9061
|  | 3343333.3333 | 195.8301
|  | 3346666.6667 | 194.681
|  | 3350000 | 200.9795
|  | 3353333.3333 | 182.3257
|  | 3356666.6667 | 179.7792
|  | 3360000 | 194.2039
|  | 3363333.3333 | 180.3519
|  | 3366666.6667 | 181.9512
|  | 3370000 | 180.264
|  | 3373333.3333 | 184.3029
|  | 3376666.6667 | 180.0731
|  | 3380000 | 173.8544
|  | 3383333.3333 | 178.2658
|  | 3386666.6667 | 187.8867
|  | 3390000 | 189.2187
|  | 3393333.3333 | 195.6917
|  | 3396666.6667 | 192.1531
|  | 3400000 | 190.6131
|  | 3403333.3333 | 192.5423
|  | 3406666.6667 | 182.6585
|  | 3410000 | 173.9943
|  | 3413333.3333 | 183.2244
|  | 3416666.6667 | 174.2154
|  | 3420000 | 177.2278
|  | 3423333.3333 | 178.1807
|  | 3426666.6667 | 178.6252
|  | 3430000 | 183.5047
|  | 3433333.3333 | 167.8925
|  | 3436666.6667 | 177.1007
|  | 3440000 | 184.216
|  | 3443333.3333 | 183.625
|  | 3446666.6667 | 194.3924
|  | 3450000 | 190.9031
|  | 3453333.3333 | 183.6691
|  | 3456666.6667 | 183.8213
|  | 3460000 | 177.5505
|  | 3463333.3333 | 178.7666
|  | 3466666.6667 | 178.2063
|  | 3470000 | 195.1177
|  | 3473333.3333 | 207.2388
|  | 3476666.6667 | 198.0406
|  | 3480000 | 172.6729
|  | 3483333.3333 | 176.6123
|  | 3486666.6667 | 176.7219
|  | 3490000 | 173.3597
|  | 3493333.3333 | 181.8601
|  | 3496666.6667 | 168.6953
|  | 3500000 | 176.5896
|  | 3503333.3333 | 181.8119
|  | 3506666.6667 | 187.748
|  | 3510000 | 182.8303
|  | 3513333.3333 | 191.481
|  | 3516666.6667 | 182.6301
|  | 3520000 | 183.8735
|  | 3523333.3333 | 195.054
|  | 3526666.6667 | 177.8598
|  | 3530000 | 177.1374
|  | 3533333.3333 | 187.6378
|  | 3536666.6667 | 179.8324
|  | 3540000 | 171.3572
|  | 3543333.3333 | 185.2393
|  | 3546666.6667 | 193.693
|  | 3550000 | 184.5418
|  | 3553333.3333 | 179.3707
|  | 3556666.6667 | 168.3049
|  | 3560000 | 184.9158
|  | 3563333.3333 | 182.1486
|  | 3566666.6667 | 184.9326
|  | 3570000 | 193.3917
|  | 3573333.3333 | 172.6314
|  | 3576666.6667 | 168.582
|  | 3580000 | 175.8065
|  | 3583333.3333 | 188.0869
|  | 3586666.6667 | 188.5812
|  | 3590000 | 176.8879
|  | 3593333.3333 | 188.6951
|  | 3596666.6667 | 185.1998
|  | 3600000 | 177.095
|  | 3603333.3333 | 170.5896
|  | 3606666.6667 | 168.6102
|  | 3610000 | 172.4735
|  | 3613333.3333 | 178.4555
|  | 3616666.6667 | 189.7077
|  | 3620000 | 180.7631
|  | 3623333.3333 | 168.6023
|  | 3626666.6667 | 164.6038
|  | 3630000 | 170.5811
|  | 3633333.3333 | 179.496
|  | 3636666.6667 | 175.8609
|  | 3640000 | 181.6069
|  | 3643333.3333 | 186.9939
|  | 3646666.6667 | 182.5444
|  | 3650000 | 181.7914
|  | 3653333.3333 | 188.7753
|  | 3656666.6667 | 189.3495
|  | 3660000 | 189.3936
|  | 3663333.3333 | 186.8674
|  | 3666666.6667 | 184.7108
|  | 3670000 | 178.1861
|  | 3673333.3333 | 180.8342
|  | 3676666.6667 | 170.1443
|  | 3680000 | 176.0128
|  | 3683333.3333 | 188.5222
|  | 3686666.6667 | 183.1892
|  | 3690000 | 181.1662
|  | 3693333.3333 | 170.155
|  | 3696666.6667 | 180.3597
|  | 3700000 | 182.7193
|  | 3703333.3333 | 172.497
|  | 3706666.6667 | 181.7293
|  | 3710000 | 187.4041
|  | 3713333.3333 | 186.6306
|  | 3716666.6667 | 182.6954
|  | 3720000 | 171.1724
|  | 3723333.3333 | 184.1534
|  | 3726666.6667 | 189.728
|  | 3730000 | 186.2134
|  | 3733333.3333 | 185.6419
|  | 3736666.6667 | 188.3272
|  | 3740000 | 187.6081
|  | 3743333.3333 | 175.5328
|  | 3746666.6667 | 176.5661
|  | 3750000 | 170.532
|  | 3753333.3333 | 179.4891
|  | 3756666.6667 | 181.4022
|  | 3760000 | 191.7964
|  | 3763333.3333 | 209.8162
|  | 3766666.6667 | 201.5349
|  | 3770000 | 185.7692
|  | 3773333.3333 | 170.6371
|  | 3776666.6667 | 180.9498
|  | 3780000 | 193.7176
|  | 3783333.3333 | 205.1266
|  | 3786666.6667 | 189.235
|  | 3790000 | 173.5124
|  | 3793333.3333 | 177.1811
|  | 3796666.6667 | 179.9331
|  | 3800000 | 188.5559
|  | 3803333.3333 | 188.1629
|  | 3806666.6667 | 170.1029
|  | 3810000 | 176.9006
|  | 3813333.3333 | 181.7382
|  | 3816666.6667 | 185.4883
|  | 3820000 | 190.6753
|  | 3823333.3333 | 190.906
|  | 3826666.6667 | 197.8273
|  | 3830000 | 192.3917
|  | 3833333.3333 | 175.2121
|  | 3836666.6667 | 178.3689
|  | 3840000 | 168.9911
|  | 3843333.3333 | 181.98
|  | 3846666.6667 | 189.9502
|  | 3850000 | 195.7035
|  | 3853333.3333 | 195.2482
|  | 3856666.6667 | 182.3237
|  | 3860000 | 181.2994
|  | 3863333.3333 | 185.6677
|  | 3866666.6667 | 188.8524
|  | 3870000 | 181.2663
|  | 3873333.3333 | 169.9383
|  | 3876666.6667 | 171.5439
|  | 3880000 | 178.7784
|  | 3883333.3333 | 186.0865
|  | 3886666.6667 | 185.9963
|  | 3890000 | 174.2784
|  | 3893333.3333 | 178.2711
|  | 3896666.6667 | 182.0247
|  | 3900000 | 186.3491
|  | 3903333.3333 | 189.6552
|  | 3906666.6667 | 187.6035
|  | 3910000 | 190.6356
|  | 3913333.3333 | 196.9147
|  | 3916666.6667 | 177.8771
|  | 3920000 | 183.671
|  | 3923333.3333 | 184.611
|  | 3926666.6667 | 177.576
|  | 3930000 | 182.7435
|  | 3933333.3333 | 186.1884
|  | 3936666.6667 | 187.6419
|  | 3940000 | 186.6945
|  | 3943333.3333 | 173.2617
|  | 3946666.6667 | 176.914
|  | 3950000 | 183.1085
|  | 3953333.3333 | 177.3626
|  | 3956666.6667 | 172.6914
|  | 3960000 | 172.8451
|  | 3963333.3333 | 174.7848
|  | 3966666.6667 | 168.9575
|  | 3970000 | 170.5406
|  | 3973333.3333 | 186.3708
|  | 3976666.6667 | 184.4357
|  | 3980000 | 184.0702
|  | 3983333.3333 | 186.7318
|  | 3986666.6667 | 185.3852
|  | 3990000 | 206.2797
|  | 3993333.3333 | 201.3797
|  | 3996666.6667 | 172.7415
|  | 4000000 | 175.6866
|  | 4003333.3333 | 181.092
|  | 4006666.6667 | 178.913
|  | 4010000 | 163.9505
|  | 4013333.3333 | 177.7449
|  | 4016666.6667 | 172.7984
|  | 4020000 | 170.2788
|  | 4023333.3333 | 189.0858
|  | 4026666.6667 | 183.0427
|  | 4030000 | 184.0915
|  | 4033333.3333 | 175.4796
|  | 4036666.6667 | 176.6902
|  | 4040000 | 177.6927
|  | 4043333.3333 | 174.1213
|  | 4046666.6667 | 186.1961
|  | 4050000 | 207.802
|  | 4053333.3333 | 193.3051
|  | 4056666.6667 | 190.2694
|  | 4060000 | 186.2972
|  | 4063333.3333 | 182.6812
|  | 4066666.6667 | 176.7483
|  | 4070000 | 173.6016
|  | 4073333.3333 | 169.6619
|  | 4076666.6667 | 170.7172
|  | 4080000 | 181.3434
|  | 4083333.3333 | 177.6618
|  | 4086666.6667 | 175.2544
|  | 4090000 | 172.8242
|  | 4093333.3333 | 185.1577
|  | 4096666.6667 | 184.9495
|  | 4100000 | 171.3766
|  | 4103333.3333 | 171.652
|  | 4106666.6667 | 167.4827
|  | 4110000 | 175.8213
|  | 4113333.3333 | 186.3446
|  | 4116666.6667 | 185.4851
|  | 4120000 | 172.3702
|  | 4123333.3333 | 180.8102
|  | 4126666.6667 | 189.2903
|  | 4130000 | 180.6617
|  | 4133333.3333 | 189.4403
|  | 4136666.6667 | 194.8177
|  | 4140000 | 178.9605
|  | 4143333.3333 | 178.9394
|  | 4146666.6667 | 185.7933
|  | 4150000 | 184.1022
|  | 4153333.3333 | 186.4511
|  | 4156666.6667 | 182.6173
|  | 4160000 | 173.627
|  | 4163333.3333 | 186.0224
|  | 4166666.6667 | 185.3935
|  | 4170000 | 186.3534
|  | 4173333.3333 | 185.627
|  | 4176666.6667 | 183.3751
|  | 4180000 | 184.2262
|  | 4183333.3333 | 190.8341
|  | 4186666.6667 | 182.46
|  | 4190000 | 182.7367
|  | 4193333.3333 | 172.9008
|  | 4196666.6667 | 176.9781
|  | 4200000 | 186.3708
|  | 4203333.3333 | 188.8782
|  | 4206666.6667 | 181.0739
|  | 4210000 | 193.2847
|  | 4213333.3333 | 199.6471
|  | 4216666.6667 | 195.6851
|  | 4220000 | 184.6792
|  | 4223333.3333 | 179.8732
|  | 4226666.6667 | 175.3196
|  | 4230000 | 177.2478
|  | 4233333.3333 | 185.9326
|  | 4236666.6667 | 191.8338
|  | 4240000 | 189.773
|  | 4243333.3333 | 178.574
|  | 4246666.6667 | 175.7019
|  | 4250000 | 186.3195
|  | 4253333.3333 | 195.8074
|  | 4256666.6667 | 186.9684
|  | 4260000 | 162.0999
|  | 4263333.3333 | 185.8076
|  | 4266666.6667 | 198.3065
|  | 4270000 | 185.9058
|  | 4273333.3333 | 175.6851
|  | 4276666.6667 | 180.9126
|  | 4280000 | 188.1431
|  | 4283333.3333 | 194.7065
|  | 4286666.6667 | 193.9727
|  | 4290000 | 195.8626
|  | 4293333.3333 | 178.3692
|  | 4296666.6667 | 168.8415
|  | 4300000 | 175.1667
|  | 4303333.3333 | 173.3496
|  | 4306666.6667 | 182.512
|  | 4310000 | 173.8171
|  | 4313333.3333 | 170.5533
|  | 4316666.6667 | 169.2263
|  | 4320000 | 174.8369
|  | 4323333.3333 | 180.7221
|  | 4326666.6667 | 182.2167
|  | 4330000 | 179.1731
|  | 4333333.3333 | 185.5901
|  | 4336666.6667 | 187.9007
|  | 4340000 | 174.628
|  | 4343333.3333 | 176.8394
|  | 4346666.6667 | 184.2728
|  | 4350000 | 180.9592
|  | 4353333.3333 | 183.0774
|  | 4356666.6667 | 194.8814
|  | 4360000 | 199.904
|  | 4363333.3333 | 190.0206
|  | 4366666.6667 | 186.0106
|  | 4370000 | 182.1145
|  | 4373333.3333 | 182.5068
|  | 4376666.6667 | 175.5386
|  | 4380000 | 177.6558
|  | 4383333.3333 | 184.8001
|  | 4386666.6667 | 190.1144
|  | 4390000 | 174.3406
|  | 4393333.3333 | 169.8155
|  | 4396666.6667 | 182.0926
|  | 4400000 | 192.3171
|  | 4403333.3333 | 180.623
|  | 4406666.6667 | 168.2204
|  | 4410000 | 184.2926
|  | 4413333.3333 | 181.5756
|  | 4416666.6667 | 180.5229
|  | 4420000 | 176.1476
|  | 4423333.3333 | 175.8374
|  | 4426666.6667 | 171.4293
|  | 4430000 | 187.5272
|  | 4433333.3333 | 190.1333
|  | 4436666.6667 | 191.1325
|  | 4440000 | 189.6073
|  | 4443333.3333 | 180.716
|  | 4446666.6667 | 167.9146
|  | 4450000 | 172.8496
|  | 4453333.3333 | 176.9943
|  | 4456666.6667 | 183.591
|  | 4460000 | 172.3012
|  | 4463333.3333 | 176.3769
|  | 4466666.6667 | 194.0501
|  | 4470000 | 192.3975
|  | 4473333.3333 | 187.8561
|  | 4476666.6667 | 193.3528
|  | 4480000 | 180.1575
|  | 4483333.3333 | 169.003
|  | 4486666.6667 | 186.3727
|  | 4490000 | 182.3023
|  | 4493333.3333 | 172.9814
|  | 4496666.6667 | 171.4229
|  | 4500000 | 169.1266
|  | 4503333.3333 | 168.6858
|  | 4506666.6667 | 181.3675
|  | 4510000 | 188.2106
|  | 4513333.3333 | 182.1129
|  | 4516666.6667 | 178.1093
|  | 4520000 | 186.5482
|  | 4523333.3333 | 182.4493
|  | 4526666.6667 | 176.5136
|  | 4530000 | 183.4395
|  | 4533333.3333 | 178.194
|  | 4536666.6667 | 178.7846
|  | 4540000 | 186.2998
|  | 4543333.3333 | 191.4953
|  | 4546666.6667 | 196.2499
|  | 4550000 | 190.682
|  | 4553333.3333 | 172.7008
|  | 4556666.6667 | 174.2083
|  | 4560000 | 180.3378
|  | 4563333.3333 | 177.5733
|  | 4566666.6667 | 187.0894
|  | 4570000 | 198.6027
|  | 4573333.3333 | 178.6855
|  | 4576666.6667 | 165.7468
|  | 4580000 | 171.7999
|  | 4583333.3333 | 194.4798
|  | 4586666.6667 | 184.2262
|  | 4590000 | 183.6394
|  | 4593333.3333 | 180.7273
|  | 4596666.6667 | 175.4338
|  | 4600000 | 174.7572
|  | 4603333.3333 | 178.4998
|  | 4606666.6667 | 182.131
|  | 4610000 | 177.7045
|  | 4613333.3333 | 177.2826
|  | 4616666.6667 | 181.1656
|  | 4620000 | 182.1984
|  | 4623333.3333 | 183.1755
|  | 4626666.6667 | 174.0027
|  | 4630000 | 177.8944
|  | 4633333.3333 | 193.7315
|  | 4636666.6667 | 188.5587
|  | 4640000 | 176.4849
|  | 4643333.3333 | 177.3599
|  | 4646666.6667 | 183.4791
|  | 4650000 | 187.3109
|  | 4653333.3333 | 182.9307
|  | 4656666.6667 | 172.277
|  | 4660000 | 175.9025
|  | 4663333.3333 | 183.4104
|  | 4666666.6667 | 192.6709
|  | 4670000 | 188.2297
|  | 4673333.3333 | 185.1027
|  | 4676666.6667 | 175.16
|  | 4680000 | 177.1421
|  | 4683333.3333 | 182.673
|  | 4686666.6667 | 192.1003
|  | 4690000 | 183.1566
|  | 4693333.3333 | 188.2225
|  | 4696666.6667 | 188.8629
|  | 4700000 | 191.4711
|  | 4703333.3333 | 198.9225
|  | 4706666.6667 | 190.3782
|  | 4710000 | 177.2632
|  | 4713333.3333 | 167.5186
|  | 4716666.6667 | 185.9476
|  | 4720000 | 187.6518
|  | 4723333.3333 | 192.8066
|  | 4726666.6667 | 185.2064
|  | 4730000 | 185.3598
|  | 4733333.3333 | 189.7198
|  | 4736666.6667 | 182.3613
|  | 4740000 | 178.8938
|  | 4743333.3333 | 186.0731
|  | 4746666.6667 | 187.4841
|  | 4750000 | 190.8246
|  | 4753333.3333 | 199.9724
|  | 4756666.6667 | 192.7231
|  | 4760000 | 178.9344
|  | 4763333.3333 | 173.4546
|  | 4766666.6667 | 184.3859
|  | 4770000 | 182.6696
|  | 4773333.3333 | 183.1689
|  | 4776666.6667 | 174.6358
|  | 4780000 | 172.5624
|  | 4783333.3333 | 182.7952
|  | 4786666.6667 | 194.0884
|  | 4790000 | 175.8554
|  | 4793333.3333 | 175.5627
|  | 4796666.6667 | 179.2891
|  | 4800000 | 171.5829
|  | 4803333.3333 | 170.9801
|  | 4806666.6667 | 171.3715
|  | 4810000 | 177.3797
|  | 4813333.3333 | 174.5943
|  | 4816666.6667 | 187.6559
|  | 4820000 | 191.6994
|  | 4823333.3333 | 185.9883
|  | 4826666.6667 | 183.4074
|  | 4830000 | 191.9898
|  | 4833333.3333 | 192.6278
|  | 4836666.6667 | 174.6889
|  | 4840000 | 173.5515
|  | 4843333.3333 | 172.5983
|  | 4846666.6667 | 189.091
|  | 4850000 | 175.4903
|  | 4853333.3333 | 181.8489
|  | 4856666.6667 | 175.8813
|  | 4860000 | 172.5851
|  | 4863333.3333 | 180.2251
|  | 4866666.6667 | 185.5176
|  | 4870000 | 175.8099
|  | 4873333.3333 | 180.1053
|  | 4876666.6667 | 192.9351
|  | 4880000 | 196.1302
|  | 4883333.3333 | 192.1834
|  | 4886666.6667 | 190.8219
|  | 4890000 | 197.8116
|  | 4893333.3333 | 185.2826
|  | 4896666.6667 | 170.2439
|  | 4900000 | 174.2458
|  | 4903333.3333 | 185.2887
|  | 4906666.6667 | 186.0366
|  | 4910000 | 173.5202
|  | 4913333.3333 | 157.4095
|  | 4916666.6667 | 171.0925
|  | 4920000 | 176.1976
|  | 4923333.3333 | 179.1704
|  | 4926666.6667 | 181.1659
|  | 4930000 | 182.0867
|  | 4933333.3333 | 184.8419
|  | 4936666.6667 | 181.7936
|  | 4940000 | 171.1174
|  | 4943333.3333 | 170.3256
|  | 4946666.6667 | 179.1541
|  | 4950000 | 187.4269
|  | 4953333.3333 | 191.6608
|  | 4956666.6667 | 190.539
|  | 4960000 | 179.9943
|  | 4963333.3333 | 181.2311
|  | 4966666.6667 | 177.893
|  | 4970000 | 191.4151
|  | 4973333.3333 | 198.9953
|  | 4976666.6667 | 190.0981
|  | 4980000 | 191.7648
|  | 4983333.3333 | 185.8726
|  | 4986666.6667 | 176.122
|  | 4990000 | 177.7783
|  | 4993333.3333 | 183.0248
|  | 4996666.6667 | 180.1825
|  | 5000000 | 177.4213
|  | 5003333.3333 | 186.961
|  | 5006666.6667 | 183.9963
|  | 5010000 | 189.8753
|  | 5013333.3333 | 179.5762
|  | 5016666.6667 | 169.4251
|  | 5020000 | 180.2617
|  | 5023333.3333 | 200.0714
|  | 5026666.6667 | 193.5741
|  | 5030000 | 185.3595
|  | 5033333.3333 | 180.0397
|  | 5036666.6667 | 168.9179
|  | 5040000 | 170.334
|  | 5043333.3333 | 169.1343
|  | 5046666.6667 | 181.8474
|  | 5050000 | 179.8129
|  | 5053333.3333 | 175.296
|  | 5056666.6667 | 193.633
|  | 5060000 | 179.9936
|  | 5063333.3333 | 164.3048
|  | 5066666.6667 | 183.8883
|  | 5070000 | 197.7734
|  | 5073333.3333 | 184.3893
|  | 5076666.6667 | 185.9055
|  | 5080000 | 199.6109
|  | 5083333.3333 | 193.4468
|  | 5086666.6667 | 186.9554
|  | 5090000 | 191.5797
|  | 5093333.3333 | 191.6081
|  | 5096666.6667 | 190.1309
|  | 5100000 | 189.7967
|  | 5103333.3333 | 181.6979
|  | 5106666.6667 | 178.4123
|  | 5110000 | 174.9475
|  | 5113333.3333 | 182.0191
|  | 5116666.6667 | 191.5101
|  | 5120000 | 183.024
|  | 5123333.3333 | 179.2633
|  | 5126666.6667 | 180.2381
|  | 5130000 | 179.7819
|  | 5133333.3333 | 188.4488
|  | 5136666.6667 | 177.3105
|  | 5140000 | 178.5978
|  | 5143333.3333 | 191.3383
|  | 5146666.6667 | 187.6091
|  | 5150000 | 176.8321
|  | 5153333.3333 | 167.2835
|  | 5156666.6667 | 176.8222
|  | 5160000 | 169.5137
|  | 5163333.3333 | 173.2912
|  | 5166666.6667 | 173.7397
|  | 5170000 | 189.7871
|  | 5173333.3333 | 179.4711
|  | 5176666.6667 | 179.2157
|  | 5180000 | 182.6246
|  | 5183333.3333 | 170.1951
|  | 5186666.6667 | 170.7557
|  | 5190000 | 177.6929
|  | 5193333.3333 | 179.2357
|  | 5196666.6667 | 187.0761
|  | 5200000 | 192.6614
|  | 5203333.3333 | 194.1781
|  | 5206666.6667 | 192.0519
|  | 5210000 | 177.6782
|  | 5213333.3333 | 176.3842
|  | 5216666.6667 | 186.6765
|  | 5220000 | 183.2404
|  | 5223333.3333 | 185.0464
|  | 5226666.6667 | 182.8145
|  | 5230000 | 184.0712
|  | 5233333.3333 | 189.5992
|  | 5236666.6667 | 184.2579
|  | 5240000 | 190.0191
|  | 5243333.3333 | 190.462
|  | 5246666.6667 | 176.543
|  | 5250000 | 181.8417
|  | 5253333.3333 | 184.7932
|  | 5256666.6667 | 185.7012
|  | 5260000 | 181.2172
|  | 5263333.3333 | 176.0762
|  | 5266666.6667 | 183.6506
|  | 5270000 | 187.4627
|  | 5273333.3333 | 179.8949
|  | 5276666.6667 | 176.2437
|  | 5280000 | 176.5435
|  | 5283333.3333 | 184.9252
|  | 5286666.6667 | 190.673
|  | 5290000 | 181.6462
|  | 5293333.3333 | 172.6248
|  | 5296666.6667 | 182.6156
|  | 5300000 | 180.4841
|  | 5303333.3333 | 171.7538
|  | 5306666.6667 | 171.7914
|  | 5310000 | 180.293
|  | 5313333.3333 | 171.1446
|  | 5316666.6667 | 172.942
|  | 5320000 | 180.0109
|  | 5323333.3333 | 195.4304
|  | 5326666.6667 | 189.6422
|  | 5330000 | 175.5131
|  | 5333333.3333 | 184.2444
|  | 5336666.6667 | 180.4408
|  | 5340000 | 174.3083
|  | 5343333.3333 | 175.7889
|  | 5346666.6667 | 170.3281
|  | 5350000 | 188.2703
|  | 5353333.3333 | 188.0447
|  | 5356666.6667 | 182.5389
|  | 5360000 | 167.2265
|  | 5363333.3333 | 179.2357
|  | 5366666.6667 | 186.8151
|  | 5370000 | 189.1636
|  | 5373333.3333 | 194.5525
|  | 5376666.6667 | 190.915
|  | 5380000 | 190.5883
|  | 5383333.3333 | 192.4521
|  | 5386666.6667 | 183.8935
|  | 5390000 | 183.9809
|  | 5393333.3333 | 183.6208
|  | 5396666.6667 | 184.5206
|  | 5400000 | 183.956
|  | 5403333.3333 | 181.5808
|  | 5406666.6667 | 179.0714
|  | 5410000 | 176.2289
|  | 5413333.3333 | 186.1976
|  | 5416666.6667 | 193.0125
|  | 5420000 | 192.3615
|  | 5423333.3333 | 189.8479
|  | 5426666.6667 | 181.505
|  | 5430000 | 182.5325
|  | 5433333.3333 | 180.2067
|  | 5436666.6667 | 169.0587
|  | 5440000 | 181.8336
|  | 5443333.3333 | 180.9241
|  | 5446666.6667 | 179.5024
|  | 5450000 | 174.1043
|  | 5453333.3333 | 185.5939
|  | 5456666.6667 | 174.5721
|  | 5460000 | 166.4056
|  | 5463333.3333 | 163.9858
|  | 5466666.6667 | 163.2954
|  | 5470000 | 174.362
|  | 5473333.3333 | 179.7062
|  | 5476666.6667 | 188.4512
|  | 5480000 | 183.0854
|  | 5483333.3333 | 188.2835
|  | 5486666.6667 | 186.0075
|  | 5490000 | 197.8169
|  | 5493333.3333 | 182.6453
|  | 5496666.6667 | 176.9318
|  | 5500000 | 197.5934
|  | 5503333.3333 | 185.5513
|  | 5506666.6667 | 198.3213
|  | 5510000 | 188.5492
|  | 5513333.3333 | 180.1534
|  | 5516666.6667 | 183.0441
|  | 5520000 | 184.3098
|  | 5523333.3333 | 180.7282
|  | 5526666.6667 | 194.5803
|  | 5530000 | 201.8804
|  | 5533333.3333 | 186.9078
|  | 5536666.6667 | 176.1461
|  | 5540000 | 175.3771
|  | 5543333.3333 | 176.258
|  | 5546666.6667 | 178.9096
|  | 5550000 | 185.3251
|  | 5553333.3333 | 188.2773
|  | 5556666.6667 | 186.608
|  | 5560000 | 187.7878
|  | 5563333.3333 | 183.3111
|  | 5566666.6667 | 168.7052
|  | 5570000 | 171.7915
|  | 5573333.3333 | 174.322
|  | 5576666.6667 | 168.1279
|  | 5580000 | 170.1352
|  | 5583333.3333 | 171.0348
|  | 5586666.6667 | 178.4803
|  | 5590000 | 182.1731
|  | 5593333.3333 | 194.6473
|  | 5596666.6667 | 191.2944
|  | 5600000 | 188.1222
|  | 5603333.3333 | 183.4172
|  | 5606666.6667 | 189.3405
|  | 5610000 | 185.6355
|  | 5613333.3333 | 177.4829
|  | 5616666.6667 | 175.4579
|  | 5620000 | 165.5511
|  | 5623333.3333 | 167.8651
|  | 5626666.6667 | 179.3039
|  | 5630000 | 178.9631
|  | 5633333.3333 | 176.5506
|  | 5636666.6667 | 174.0436
|  | 5640000 | 172.8693
|  | 5643333.3333 | 178.9141
|  | 5646666.6667 | 170.2008
|  | 5650000 | 181.3156
|  | 5653333.3333 | 186.2061
|  | 5656666.6667 | 180.0273
|  | 5660000 | 164.934
|  | 5663333.3333 | 171.3338
|  | 5666666.6667 | 187.1872
|  | 5670000 | 175.9362
|  | 5673333.3333 | 178.8823
|  | 5676666.6667 | 184.6046
|  | 5680000 | 191.3422
|  | 5683333.3333 | 172.2338
|  | 5686666.6667 | 177.3364
|  | 5690000 | 184.3887
|  | 5693333.3333 | 187.9133
|  | 5696666.6667 | 182.5931
|  | 5700000 | 178.7679
|  | 5703333.3333 | 175.5313
|  | 5706666.6667 | 169.8617
|  | 5710000 | 162.9286
|  | 5713333.3333 | 180.9402
|  | 5716666.6667 | 194.824
|  | 5720000 | 184.8033
|  | 5723333.3333 | 184.928
|  | 5726666.6667 | 186.6763
|  | 5730000 | 183.6547
|  | 5733333.3333 | 180.7263
|  | 5736666.6667 | 189.2332
|  | 5740000 | 183.4362
|  | 5743333.3333 | 184.8914
|  | 5746666.6667 | 178.2188
|  | 5750000 | 183.0017
|  | 5753333.3333 | 175.6992
|  | 5756666.6667 | 182.3279
|  | 5760000 | 172.9558
|  | 5763333.3333 | 178.8377
|  | 5766666.6667 | 175.4116
|  | 5770000 | 182.349
|  | 5773333.3333 | 186.8246
|  | 5776666.6667 | 176.9326
|  | 5780000 | 177.8402
|  | 5783333.3333 | 186.5761
|  | 5786666.6667 | 192.0865
|  | 5790000 | 187.9907
|  | 5793333.3333 | 192.0236
|  | 5796666.6667 | 171.3194
|  | 5800000 | 188.7741
|  | 5803333.3333 | 182.7262
|  | 5806666.6667 | 185.1637
|  | 5810000 | 191.6478
|  | 5813333.3333 | 175.0574
|  | 5816666.6667 | 175.5773
|  | 5820000 | 188.3648
|  | 5823333.3333 | 187.4287
|  | 5826666.6667 | 184.0329
|  | 5830000 | 183.0454
|  | 5833333.3333 | 185.5866
|  | 5836666.6667 | 179.4066
|  | 5840000 | 188.0518
|  | 5843333.3333 | 193.6209
|  | 5846666.6667 | 184.6361
|  | 5850000 | 188.3669
|  | 5853333.3333 | 181.0929
|  | 5856666.6667 | 168.7463
|  | 5860000 | 170.6878
|  | 5863333.3333 | 177.8839
|  | 5866666.6667 | 183.0607
|  | 5870000 | 188.8198
|  | 5873333.3333 | 181.5216
|  | 5876666.6667 | 175.8261
|  | 5880000 | 183.0397
|  | 5883333.3333 | 179.0276
|  | 5886666.6667 | 179.9169
|  | 5890000 | 181.5798
|  | 5893333.3333 | 172.383
|  | 5896666.6667 | 182.8306
|  | 5900000 | 190.539
|  | 5903333.3333 | 184.1492
|  | 5906666.6667 | 176.2984
|  | 5910000 | 181.8099
|  | 5913333.3333 | 181.6846
|  | 5916666.6667 | 178.1937
|  | 5920000 | 177.6902
|  | 5923333.3333 | 173.7948
|  | 5926666.6667 | 184.2095
|  | 5930000 | 177.4932
|  | 5933333.3333 | 178.2674
|  | 5936666.6667 | 177.7978
|  | 5940000 | 177.2297
|  | 5943333.3333 | 168.5986
|  | 5946666.6667 | 179.5499
|  | 5950000 | 190.0604
|  | 5953333.3333 | 193.7003
|  | 5956666.6667 | 178.7745
|  | 5960000 | 185.6118
|  | 5963333.3333 | 187.6034
|  | 5966666.6667 | 188.84
|  | 5970000 | 192.5184
|  | 5973333.3333 | 183.4666
|  | 5976666.6667 | 179.3891
|  | 5980000 | 178.8673
|  | 5983333.3333 | 181.1457
|  | 5986666.6667 | 178.3253
|  | 5990000 | 177.621
|  | 5993333.3333 | 182.9572
|  | 5996666.6667 | 189.6063
|  | 6000000 | 180.2128
|  | 6003333.3333 | 169.8048
|  | 6006666.6667 | 188.2013
|  | 6010000 | 195.9044
|  | 6013333.3333 | 184.6439
|  | 6016666.6667 | 191.5098
|  | 6020000 | 183.6802
|  | 6023333.3333 | 183.5404
|  | 6026666.6667 | 189.8111
|  | 6030000 | 188.3567
|  | 6033333.3333 | 190.5273
|  | 6036666.6667 | 185.9216
|  | 6040000 | 180.1969
|  | 6043333.3333 | 181.7975
|  | 6046666.6667 | 183.5104
|  | 6050000 | 186.3252
|  | 6053333.3333 | 172.5682
|  | 6056666.6667 | 177.5015
|  | 6060000 | 179.4122
|  | 6063333.3333 | 190.877
|  | 6066666.6667 | 182.1968
|  | 6070000 | 176.5223
|  | 6073333.3333 | 178.5606
|  | 6076666.6667 | 185.3663
|  | 6080000 | 177.0182
|  | 6083333.3333 | 177.404
|  | 6086666.6667 | 177.8337
|  | 6090000 | 174.4725
|  | 6093333.3333 | 183.6858
|  | 6096666.6667 | 190.5985
|  | 6100000 | 177.0771
|  | 6103333.3333 | 188.8806
|  | 6106666.6667 | 200.5866
|  | 6110000 | 192.9581
|  | 6113333.3333 | 187.6491
|  | 6116666.6667 | 192.5948
|  | 6120000 | 187.8994
|  | 6123333.3333 | 182.8967
|  | 6126666.6667 | 180.9701
|  | 6130000 | 180.9838
|  | 6133333.3333 | 177.0556
|  | 6136666.6667 | 179.6726
|  | 6140000 | 195.5229
|  | 6143333.3333 | 193.206
|  | 6146666.6667 | 180.6398
|  | 6150000 | 178.8897
|  | 6153333.3333 | 183.7168
|  | 6156666.6667 | 186.8581
|  | 6160000 | 169.209
|  | 6163333.3333 | 172.4156
|  | 6166666.6667 | 182.9496
|  | 6170000 | 187.446
|  | 6173333.3333 | 184.496
|  | 6176666.6667 | 183.552
|  | 6180000 | 179.6721
|  | 6183333.3333 | 175.7089
|  | 6186666.6667 | 168.278
|  | 6190000 | 172.6429
|  | 6193333.3333 | 181.2959
|  | 6196666.6667 | 167.5899
|  | 6200000 | 174.5659
|  | 6203333.3333 | 188.1173
|  | 6206666.6667 | 192.022
|  | 6210000 | 193.7533
|  | 6213333.3333 | 185.9753
|  | 6216666.6667 | 195.6874
|  | 6220000 | 188.994
|  | 6223333.3333 | 179.5737
|  | 6226666.6667 | 188.9005
|  | 6230000 | 171.8626
|  | 6233333.3333 | 185.8875
|  | 6236666.6667 | 189.1434
|  | 6240000 | 188.6029
|  | 6243333.3333 | 185.1006
|  | 6246666.6667 | 162.0592
|  | 6250000 | 179.1797
|  | 6253333.3333 | 186.158
|  | 6256666.6667 | 172.5697
|  | 6260000 | 181.5089
|  | 6263333.3333 | 192.3475
|  | 6266666.6667 | 185.3759
|  | 6270000 | 177.9016
|  | 6273333.3333 | 169.4512
|  | 6276666.6667 | 172.0227
|  | 6280000 | 181.4982
|  | 6283333.3333 | 176.04
|  | 6286666.6667 | 184.9112
|  | 6290000 | 176.8404
|  | 6293333.3333 | 166.7607
|  | 6296666.6667 | 175.7572
|  | 6300000 | 175.5455
|  | 6303333.3333 | 178.7987
|  | 6306666.6667 | 178.5386
|  | 6310000 | 179.9207
|  | 6313333.3333 | 195.0313
|  | 6316666.6667 | 197.4151
|  | 6320000 | 198.3406
|  | 6323333.3333 | 185.7445
|  | 6326666.6667 | 168.7672
|  | 6330000 | 162.4837
|  | 6333333.3333 | 170.0876
|  | 6336666.6667 | 186.8124
|  | 6340000 | 187.2213
|  | 6343333.3333 | 177.1072
|  | 6346666.6667 | 180.1251
|  | 6350000 | 184.0739
|  | 6353333.3333 | 184.2169
|  | 6356666.6667 | 184.2237
|  | 6360000 | 192.6909
|  | 6363333.3333 | 191.7671
|  | 6366666.6667 | 196.699
|  | 6370000 | 194.1199
|  | 6373333.3333 | 190.6434
|  | 6376666.6667 | 186.4965
|  | 6380000 | 177.7765
|  | 6383333.3333 | 184.7737
|  | 6386666.6667 | 190.8102
|  | 6390000 | 186.7448
|  | 6393333.3333 | 186.489
|  | 6396666.6667 | 179.9245
|  | 6400000 | 171.6433
|  | 6403333.3333 | 165.1022
|  | 6406666.6667 | 179.3704
|  | 6410000 | 183.6823
|  | 6413333.3333 | 182.0028
|  | 6416666.6667 | 180.1227
|  | 6420000 | 179.1999
|  | 6423333.3333 | 180.0498
|  | 6426666.6667 | 175.8157
|  | 6430000 | 176.2979
|  | 6433333.3333 | 183.6377
|  | 6436666.6667 | 189.8617
|  | 6440000 | 177.9836
|  | 6443333.3333 | 179.1187
|  | 6446666.6667 | 178.7022
|  | 6450000 | 190.2807
|  | 6453333.3333 | 182.6999
|  | 6456666.6667 | 173.4078
|  | 6460000 | 180.9789
|  | 6463333.3333 | 176.7768
|  | 6466666.6667 | 191.2399
|  | 6470000 | 184.2491
|  | 6473333.3333 | 180.8999
|  | 6476666.6667 | 197.6858
|  | 6480000 | 197.1961
|  | 6483333.3333 | 183.0917
|  | 6486666.6667 | 182.3252
|  | 6490000 | 173.5464
|  | 6493333.3333 | 175.4958
|  | 6496666.6667 | 164.6217
|  | 6500000 | 169.4406
|  | 6503333.3333 | 176.6652
|  | 6506666.6667 | 183.2303
|  | 6510000 | 171.5386
|  | 6513333.3333 | 176.0674
|  | 6516666.6667 | 167.8186
|  | 6520000 | 183.1762
|  | 6523333.3333 | 193.9521
|  | 6526666.6667 | 200.2981
|  | 6530000 | 192.1653
|  | 6533333.3333 | 175.2905
|  | 6536666.6667 | 169.2283
|  | 6540000 | 174.4957
|  | 6543333.3333 | 185.6308
|  | 6546666.6667 | 187.4898
|  | 6550000 | 196.0444
|  | 6553333.3333 | 194.238
|  | 6556666.6667 | 188.1618
|  | 6560000 | 185.398
|  | 6563333.3333 | 176.713
|  | 6566666.6667 | 184.4632
|  | 6570000 | 193.4809
|  | 6573333.3333 | 189.3239
|  | 6576666.6667 | 179.6163
|  | 6580000 | 173.0076
|  | 6583333.3333 | 175.6725
|  | 6586666.6667 | 189.2886
|  | 6590000 | 191.8858
|  | 6593333.3333 | 187.8457
|  | 6596666.6667 | 182.4869
|  | 6600000 | 197.6712
|  | 6603333.3333 | 189.2304
|  | 6606666.6667 | 185.0279
|  | 6610000 | 177.5587
|  | 6613333.3333 | 176.1079
|  | 6616666.6667 | 173.5292
|  | 6620000 | 176.8427
|  | 6623333.3333 | 185.4665
|  | 6626666.6667 | 174.4427
|  | 6630000 | 184.3149
|  | 6633333.3333 | 184.2032
|  | 6636666.6667 | 181.5251
|  | 6640000 | 179.3697
|  | 6643333.3333 | 169.4917
|  | 6646666.6667 | 166.3749
|  | 6650000 | 180.0001
|  | 6653333.3333 | 183.9026
|  | 6656666.6667 | 188.4682
|  | 6660000 | 185.8652
|  | 6663333.3333 | 189.0782
|  | 6666666.6667 | 189.1983
|  | 6670000 | 185.2052
|  | 6673333.3333 | 182.6417
|  | 6676666.6667 | 175.9023
|  | 6680000 | 184.1216
|  | 6683333.3333 | 184.9697
|  | 6686666.6667 | 172.9484
|  | 6690000 | 165.4758
|  | 6693333.3333 | 182.7702
|  | 6696666.6667 | 192.7292
|  | 6700000 | 179.7985
|  | 6703333.3333 | 176.8827
|  | 6706666.6667 | 178.0503
|  | 6710000 | 169.0443
|  | 6713333.3333 | 171.2248
|  | 6716666.6667 | 187.2454
|  | 6720000 | 191.5536
|  | 6723333.3333 | 196.4322
|  | 6726666.6667 | 184.8372
|  | 6730000 | 184.9847
|  | 6733333.3333 | 183.9407
|  | 6736666.6667 | 185.572
|  | 6740000 | 189.5674
|  | 6743333.3333 | 180.437
|  | 6746666.6667 | 167.4093
|  | 6750000 | 181.3801
|  | 6753333.3333 | 189.7236
|  | 6756666.6667 | 181.7937
|  | 6760000 | 178.7036
|  | 6763333.3333 | 178.7723
|  | 6766666.6667 | 188.1273
|  | 6770000 | 191.1864
|  | 6773333.3333 | 186.2271
|  | 6776666.6667 | 182.1972
|  | 6780000 | 178.8222
|  | 6783333.3333 | 181.2658
|  | 6786666.6667 | 197.2987
|  | 6790000 | 198.7843
|  | 6793333.3333 | 192.3002
|  | 6796666.6667 | 184.5648
|  | 6800000 | 174.8467
|  | 6803333.3333 | 180.8498
|  | 6806666.6667 | 182.3458
|  | 6810000 | 181.9477
|  | 6813333.3333 | 186.9644
|  | 6816666.6667 | 185.1745
|  | 6820000 | 185.5463
|  | 6823333.3333 | 179.9619
|  | 6826666.6667 | 181.8214
|  | 6830000 | 176.7089
|  | 6833333.3333 | 174.9224
|  | 6836666.6667 | 176.5511
|  | 6840000 | 186.3756
|  | 6843333.3333 | 188.9474
|  | 6846666.6667 | 170.5635
|  | 6850000 | 187.6769
|  | 6853333.3333 | 185.0436
|  | 6856666.6667 | 185.1316
|  | 6860000 | 192.2391
|  | 6863333.3333 | 181.4128
|  | 6866666.6667 | 181.4145
|  | 6870000 | 184.4317
|  | 6873333.3333 | 182.1314
|  | 6876666.6667 | 190.0383
|  | 6880000 | 176.2699
|  | 6883333.3333 | 184.3486
|  | 6886666.6667 | 182.601
|  | 6890000 | 171.8745
|  | 6893333.3333 | 182.4397
|  | 6896666.6667 | 185.5156
|  | 6900000 | 173.4942
|  | 6903333.3333 | 188.4745
|  | 6906666.6667 | 189.1021
|  | 6910000 | 175.2607
|  | 6913333.3333 | 176.5278
|  | 6916666.6667 | 196.3664
|  | 6920000 | 203.3841
|  | 6923333.3333 | 200.1474
|  | 6926666.6667 | 193.9415
|  | 6930000 | 188.3842
|  | 6933333.3333 | 187.541
|  | 6936666.6667 | 177.1452
|  | 6940000 | 173.9731
|  | 6943333.3333 | 193.4306
|  | 6946666.6667 | 196.8862
|  | 6950000 | 199.5961
|  | 6953333.3333 | 200.0234
|  | 6956666.6667 | 205.1129
|  | 6960000 | 194.145
|  | 6963333.3333 | 179.1372
|  | 6966666.6667 | 173.2231
|  | 6970000 | 188.7039
|  | 6973333.3333 | 189.0717
|  | 6976666.6667 | 178.9982
|  | 6980000 | 174.7729
|  | 6983333.3333 | 180.3475
|  | 6986666.6667 | 174.4875
|  | 6990000 | 191.1911
|  | 6993333.3333 | 180.0613
|  | 6996666.6667 | 181.7707
|  | 7000000 | 178.4743
|  | 7003333.3333 | 168.3662
|  | 7006666.6667 | 182.8413
|  | 7010000 | 164.9859
|  | 7013333.3333 | 182.5484
|  | 7016666.6667 | 182.3346
|  | 7020000 | 181.8169
|  | 7023333.3333 | 181.8412
|  | 7026666.6667 | 182.585
|  | 7030000 | 170.5344
|  | 7033333.3333 | 177.3043
|  | 7036666.6667 | 175.5662
|  | 7040000 | 178.9446
|  | 7043333.3333 | 185.5729
|  | 7046666.6667 | 183.1956
|  | 7050000 | 178.5259
|  | 7053333.3333 | 182.9
|  | 7056666.6667 | 185.43
|  | 7060000 | 186.8693
|  | 7063333.3333 | 185.8709
|  | 7066666.6667 | 185.7689
|  | 7070000 | 197.5911
|  | 7073333.3333 | 183.8334
|  | 7076666.6667 | 187.5533
|  | 7080000 | 190.228
|  | 7083333.3333 | 175.5519
|  | 7086666.6667 | 171.6186
|  | 7090000 | 183.1398
|  | 7093333.3333 | 178.0446
|  | 7096666.6667 | 178.7184
|  | 7100000 | 195.0096
|  | 7103333.3333 | 194.6976
|  | 7106666.6667 | 184.39
|  | 7110000 | 171.1353
|  | 7113333.3333 | 172.464
|  | 7116666.6667 | 188.739
|  | 7120000 | 191.7105
|  | 7123333.3333 | 170.0719
|  | 7126666.6667 | 164.8953
|  | 7130000 | 189.2333
|  | 7133333.3333 | 172.4931
|  | 7136666.6667 | 171.5559
|  | 7140000 | 176.9936
|  | 7143333.3333 | 192.474
|  | 7146666.6667 | 188.2359
|  | 7150000 | 187.3249
|  | 7153333.3333 | 183.7779
|  | 7156666.6667 | 177.714
|  | 7160000 | 191.131
|  | 7163333.3333 | 179.4642
|  | 7166666.6667 | 177.1885
|  | 7170000 | 199.6383
|  | 7173333.3333 | 197.6192
|  | 7176666.6667 | 179.4387
|  | 7180000 | 175.9614
|  | 7183333.3333 | 178.1353
|  | 7186666.6667 | 183.8615
|  | 7190000 | 171.5218
|  | 7193333.3333 | 181.119
|  | 7196666.6667 | 177.3725
|  | 7200000 | 171.6757
|  | 7203333.3333 | 178.898
|  | 7206666.6667 | 178.0923
|  | 7210000 | 188.3536
|  | 7213333.3333 | 192.6913
|  | 7216666.6667 | 184.6196
|  | 7220000 | 177.503
|  | 7223333.3333 | 195.2529
|  | 7226666.6667 | 188.8514
|  | 7230000 | 174.897
|  | 7233333.3333 | 178.9657
|  | 7236666.6667 | 177.6217
|  | 7240000 | 173.1429
|  | 7243333.3333 | 188.134
|  | 7246666.6667 | 182.6217
|  | 7250000 | 182.9372
|  | 7253333.3333 | 176.1498
|  | 7256666.6667 | 185.7018
|  | 7260000 | 187.2868
|  | 7263333.3333 | 183.5529
|  | 7266666.6667 | 187.6047
|  | 7270000 | 182.6897
|  | 7273333.3333 | 174.1785
|  | 7276666.6667 | 190.5942
|  | 7280000 | 176.5318
|  | 7283333.3333 | 179.5213
|  | 7286666.6667 | 191.317
|  | 7290000 | 196.154
|  | 7293333.3333 | 181.7802
|  | 7296666.6667 | 167.2552
|  | 7300000 | 175.7251
|  | 7303333.3333 | 190.9281
|  | 7306666.6667 | 181.0685
|  | 7310000 | 174.6759
|  | 7313333.3333 | 173.3845
|  | 7316666.6667 | 181.5719
|  | 7320000 | 181.3447
|  | 7323333.3333 | 191.1477
|  | 7326666.6667 | 189.4488
|  | 7330000 | 184.4568
|  | 7333333.3333 | 171.4928
|  | 7336666.6667 | 175.3498
|  | 7340000 | 184.4878
|  | 7343333.3333 | 190.9667
|  | 7346666.6667 | 191.0844
|  | 7350000 | 178.2376
|  | 7353333.3333 | 191.7567
|  | 7356666.6667 | 195.6265
|  | 7360000 | 178.4668
|  | 7363333.3333 | 177.2322
|  | 7366666.6667 | 182.1446
|  | 7370000 | 165.1795
|  | 7373333.3333 | 171.374
|  | 7376666.6667 | 183.073
|  | 7380000 | 174.4366
|  | 7383333.3333 | 175.1948
|  | 7386666.6667 | 185.9906
|  | 7390000 | 194.4941
|  | 7393333.3333 | 191.1458
|  | 7396666.6667 | 184.3126
|  | 7400000 | 182.8371
|  | 7403333.3333 | 193.9262
|  | 7406666.6667 | 195.1919
|  | 7410000 | 193.7811
|  | 7413333.3333 | 182.9201
|  | 7416666.6667 | 194.5269
|  | 7420000 | 197.0399
|  | 7423333.3333 | 197.3844
|  | 7426666.6667 | 172.7899
|  | 7430000 | 173.6351
|  | 7433333.3333 | 176.9006
|  | 7436666.6667 | 187.7654
|  | 7440000 | 184.3995
|  | 7443333.3333 | 164.9088
|  | 7446666.6667 | 173.0764
|  | 7450000 | 193.0302
|  | 7453333.3333 | 189.2008
|  | 7456666.6667 | 179.2704
|  | 7460000 | 187.3952
|  | 7463333.3333 | 193.0367
|  | 7466666.6667 | 192.8948
|  | 7470000 | 186.3093
|  | 7473333.3333 | 179.1972
|  | 7476666.6667 | 174.8023
|  | 7480000 | 183.5601
|  | 7483333.3333 | 187.7457
|  | 7486666.6667 | 183.0663
|  | 7490000 | 181.5871
|  | 7493333.3333 | 183.9039
|  | 7496666.6667 | 174.908
|  | 7500000 | 171.6004
|  | 7503333.3333 | 174.4141
|  | 7506666.6667 | 177.581
|  | 7510000 | 187.5997
|  | 7513333.3333 | 189.9203
|  | 7516666.6667 | 186.8568
|  | 7520000 | 185.1221
|  | 7523333.3333 | 198.6841
|  | 7526666.6667 | 202.9011
|  | 7530000 | 180.2933
|  | 7533333.3333 | 170.6068
|  | 7536666.6667 | 180.5851
|  | 7540000 | 180.1669
|  | 7543333.3333 | 183.3615
|  | 7546666.6667 | 181.3304
|  | 7550000 | 184.4461
|  | 7553333.3333 | 179.7368
|  | 7556666.6667 | 179.7672
|  | 7560000 | 179.6349
|  | 7563333.3333 | 185.0979
|  | 7566666.6667 | 192.1914
|  | 7570000 | 185.1522
|  | 7573333.3333 | 180.6186
|  | 7576666.6667 | 194.0011
|  | 7580000 | 192.1604
|  | 7583333.3333 | 186.0541
|  | 7586666.6667 | 178.7261
|  | 7590000 | 180.9768
|  | 7593333.3333 | 196.386
|  | 7596666.6667 | 184.5248
|  | 7600000 | 184.3137
|  | 7603333.3333 | 173.3013
|  | 7606666.6667 | 170.047
|  | 7610000 | 181.3036
|  | 7613333.3333 | 181.1663
|  | 7616666.6667 | 177.1012
|  | 7620000 | 183.2711
|  | 7623333.3333 | 187.6461
|  | 7626666.6667 | 178.6765
|  | 7630000 | 188.3143
|  | 7633333.3333 | 186.7138
|  | 7636666.6667 | 175.3457
|  | 7640000 | 176.2923
|  | 7643333.3333 | 177.9674
|  | 7646666.6667 | 174.3577
|  | 7650000 | 182.7164
|  | 7653333.3333 | 186.6111
|  | 7656666.6667 | 172.9142
|  | 7660000 | 169.3151
|  | 7663333.3333 | 181.0655
|  | 7666666.6667 | 191.2887
|  | 7670000 | 195.669
|  | 7673333.3333 | 180.1863
|  | 7676666.6667 | 173.9864
|  | 7680000 | 171.2484
|  | 7683333.3333 | 179.0625
|  | 7686666.6667 | 179.0701
|  | 7690000 | 188.7863
|  | 7693333.3333 | 173.9929
|  | 7696666.6667 | 174.8989
|  | 7700000 | 180.823
|  | 7703333.3333 | 185.6595
|  | 7706666.6667 | 181.489
|  | 7710000 | 186.0196
|  | 7713333.3333 | 179.1682
|  | 7716666.6667 | 162.6254
|  | 7720000 | 161.9757
|  | 7723333.3333 | 177.2188
|  | 7726666.6667 | 176.5545
|  | 7730000 | 187.8119
|  | 7733333.3333 | 183.3487
|  | 7736666.6667 | 180.7115
|  | 7740000 | 183.9055
|  | 7743333.3333 | 181.0979
|  | 7746666.6667 | 180.9864
|  | 7750000 | 184.7186
|  | 7753333.3333 | 194.797
|  | 7756666.6667 | 195.2873
|  | 7760000 | 179.6606
|  | 7763333.3333 | 182.5851
|  | 7766666.6667 | 179.6285
|  | 7770000 | 182.3763
|  | 7773333.3333 | 178.2496
|  | 7776666.6667 | 186.0216
|  | 7780000 | 188.1444
|  | 7783333.3333 | 190.1636
|  | 7786666.6667 | 188.9075
|  | 7790000 | 184.2049
|  | 7793333.3333 | 171.7878
|  | 7796666.6667 | 177.3463
|  | 7800000 | 177.9022
|  | 7803333.3333 | 181.7549
|  | 7806666.6667 | 185.4086
|  | 7810000 | 183.9836
|  | 7813333.3333 | 190.3712
|  | 7816666.6667 | 197.2385
|  | 7820000 | 195.7861
|  | 7823333.3333 | 174.6301
|  | 7826666.6667 | 171.1694
|  | 7830000 | 179.6745
|  | 7833333.3333 | 189.4285
|  | 7836666.6667 | 179.7327
|  | 7840000 | 175.3606
|  | 7843333.3333 | 174.3863
|  | 7846666.6667 | 192.0949
|  | 7850000 | 192.4822
|  | 7853333.3333 | 184.1122
|  | 7856666.6667 | 190.0419
|  | 7860000 | 190.2814
|  | 7863333.3333 | 183.156
|  | 7866666.6667 | 182.8456
|  | 7870000 | 190.6157
|  | 7873333.3333 | 186.4828
|  | 7876666.6667 | 179.7102
|  | 7880000 | 178.5317
|  | 7883333.3333 | 180.0077
|  | 7886666.6667 | 178.6063
|  | 7890000 | 203.7976
|  | 7893333.3333 | 195.7749
|  | 7896666.6667 | 185.9005
|  | 7900000 | 182.8254
|  | 7903333.3333 | 185.7239
|  | 7906666.6667 | 180.3731
|  | 7910000 | 184.883
|  | 7913333.3333 | 179.2689
|  | 7916666.6667 | 183.9609
|  | 7920000 | 185.5991
|  | 7923333.3333 | 182.9265
|  | 7926666.6667 | 186.0667
|  | 7930000 | 181.5243
|  | 7933333.3333 | 192.5999
|  | 7936666.6667 | 192.2221
|  | 7940000 | 189.6293
|  | 7943333.3333 | 178.2918
|  | 7946666.6667 | 171.4388
|  | 7950000 | 179.472
|  | 7953333.3333 | 180.1798
|  | 7956666.6667 | 174.2894
|  | 7960000 | 174.4411
|  | 7963333.3333 | 173.1105
|  | 7966666.6667 | 186.3604
|  | 7970000 | 177.7212
|  | 7973333.3333 | 173.516
|  | 7976666.6667 | 166.2259
|  | 7980000 | 186.0067
|  | 7983333.3333 | 187.8162
|  | 7986666.6667 | 180.7466
|  | 7990000 | 191.5157
|  | 7993333.3333 | 186.844
|  | 7996666.6667 | 180.085
|  | 8000000 | 193.2582
|  | 8003333.3333 | 182.7276
|  | 8006666.6667 | 174.3792
|  | 8010000 | 178.984
|  | 8013333.3333 | 188.6111
|  | 8016666.6667 | 172.2837
|  | 8020000 | 194.2301
|  | 8023333.3333 | 191.9179
|  | 8026666.6667 | 201.1171
|  | 8030000 | 200.2049
|  | 8033333.3333 | 193.0421
|  | 8036666.6667 | 179.3962
|  | 8040000 | 173.7855
|  | 8043333.3333 | 181.9449
|  | 8046666.6667 | 184.5775
|  | 8050000 | 189.5218
|  | 8053333.3333 | 185.1495
|  | 8056666.6667 | 176.2695
|  | 8060000 | 183.1128
|  | 8063333.3333 | 197.1686
|  | 8066666.6667 | 194.4732
|  | 8070000 | 178.1873
|  | 8073333.3333 | 184.1648
|  | 8076666.6667 | 167.9353
|  | 8080000 | 185.9192
|  | 8083333.3333 | 202.1223
|  | 8086666.6667 | 182.8393
|  | 8090000 | 180.9178
|  | 8093333.3333 | 183.7237
|  | 8096666.6667 | 180.6541
|  | 8100000 | 168.3604
|  | 8103333.3333 | 185.693
|  | 8106666.6667 | 196.0906
|  | 8110000 | 190.2489
|  | 8113333.3333 | 186.3154
|  | 8116666.6667 | 187.1605
|  | 8120000 | 187.5545
|  | 8123333.3333 | 180.0722
|  | 8126666.6667 | 176.7548
|  | 8130000 | 190.991
|  | 8133333.3333 | 202.6255
|  | 8136666.6667 | 192.3325
|  | 8140000 | 185.469
|  | 8143333.3333 | 184.9945
|  | 8146666.6667 | 182.5529
|  | 8150000 | 180.4234
|  | 8153333.3333 | 181.3627
|  | 8156666.6667 | 193.1031
|  | 8160000 | 192.8093
|  | 8163333.3333 | 192.4353
|  | 8166666.6667 | 190.2383
|  | 8170000 | 182.1213
|  | 8173333.3333 | 181.2087
|  | 8176666.6667 | 181.7427
|  | 8180000 | 179.4546
|  | 8183333.3333 | 175.7114
|  | 8186666.6667 | 179.9255
|  | 8190000 | 190.0858
|  | 8193333.3333 | 191.9948
|  | 8196666.6667 | 176.3316
|  | 8200000 | 172.2969
|  | 8203333.3333 | 191.1425
|  | 8206666.6667 | 179.6706
|  | 8210000 | 183.8359
|  | 8213333.3333 | 181.1273
|  | 8216666.6667 | 191.7307
|  | 8220000 | 188.5966
|  | 8223333.3333 | 175.2358
|  | 8226666.6667 | 185.2743
|  | 8230000 | 182.9343
|  | 8233333.3333 | 191.1119
|  | 8236666.6667 | 186.4147
|  | 8240000 | 177.9541
|  | 8243333.3333 | 184.1905
|  | 8246666.6667 | 192.9129
|  | 8250000 | 188.5498
|  | 8253333.3333 | 178.9206
|  | 8256666.6667 | 171.7132
|  | 8260000 | 176.8556
|  | 8263333.3333 | 191.2629
|  | 8266666.6667 | 203.5258
|  | 8270000 | 199.4492
|  | 8273333.3333 | 192.5843
|  | 8276666.6667 | 187.8605
|  | 8280000 | 188.5327
|  | 8283333.3333 | 184.9305
|  | 8286666.6667 | 179.1244
|  | 8290000 | 186.7335
|  | 8293333.3333 | 189.4685
|  | 8296666.6667 | 171.9034
|  | 8300000 | 173.2849
|  | 8303333.3333 | 198.6963
|  | 8306666.6667 | 187.6313
|  | 8310000 | 180.0002
|  | 8313333.3333 | 191.993
|  | 8316666.6667 | 188.5776
|  | 8320000 | 188.2521
|  | 8323333.3333 | 183.6257
|  | 8326666.6667 | 183.0198
|  | 8330000 | 174.821
|  | 8333333.3333 | 172.8182
|  | 8336666.6667 | 183.5777
|  | 8340000 | 191.2021
|  | 8343333.3333 | 183.1506
|  | 8346666.6667 | 181.7585
|  | 8350000 | 197.2748
|  | 8353333.3333 | 185.0693
|  | 8356666.6667 | 179.3093
|  | 8360000 | 179.5633
|  | 8363333.3333 | 190.9815
|  | 8366666.6667 | 183.9942
|  | 8370000 | 183.1994
|  | 8373333.3333 | 181.7362
|  | 8376666.6667 | 185.8026
|  | 8380000 | 180.5658
|  | 8383333.3333 | 188.3985
|  | 8386666.6667 | 190.1123
|  | 8390000 | 186.4454
|  | 8393333.3333 | 178.4481
|  | 8396666.6667 | 174.7777
|  | 8400000 | 175.1229
|  | 8403333.3333 | 179.4488
|  | 8406666.6667 | 188.3764
|  | 8410000 | 185.8014
|  | 8413333.3333 | 194.59
|  | 8416666.6667 | 187.0703
|  | 8420000 | 181.7255
|  | 8423333.3333 | 190.9689
|  | 8426666.6667 | 186.8221
|  | 8430000 | 176.5256
|  | 8433333.3333 | 174.5407
|  | 8436666.6667 | 181.8733
|  | 8440000 | 185.0669
|  | 8443333.3333 | 174.796
|  | 8446666.6667 | 188.1791
|  | 8450000 | 183.5692
|  | 8453333.3333 | 191.8835
|  | 8456666.6667 | 195.4955
|  | 8460000 | 184.4681
|  | 8463333.3333 | 187.1837
|  | 8466666.6667 | 181.0654
|  | 8470000 | 183.6515
|  | 8473333.3333 | 187.7685
|  | 8476666.6667 | 183.2222
|  | 8480000 | 179.5698
|  | 8483333.3333 | 183.7543
|  | 8486666.6667 | 184.4245
|  | 8490000 | 178.8346
|  | 8493333.3333 | 177.8169
|  | 8496666.6667 | 185.0963
|  | 8500000 | 184.6071
|  | 8503333.3333 | 185.2617
|  | 8506666.6667 | 190.5927
|  | 8510000 | 202.5415
|  | 8513333.3333 | 204.1575
|  | 8516666.6667 | 185.3023
|  | 8520000 | 177.1679
|  | 8523333.3333 | 189.9441
|  | 8526666.6667 | 183.0076
|  | 8530000 | 183.6657
|  | 8533333.3333 | 183.6158
|  | 8536666.6667 | 174.6588
|  | 8540000 | 174.6109
|  | 8543333.3333 | 177.0556
|  | 8546666.6667 | 170.7845
|  | 8550000 | 190.2994
|  | 8553333.3333 | 186.4294
|  | 8556666.6667 | 183.4611
|  | 8560000 | 191.4182
|  | 8563333.3333 | 193.1025
|  | 8566666.6667 | 181.8205
|  | 8570000 | 192.7338
|  | 8573333.3333 | 194.3066
|  | 8576666.6667 | 184.1395
|  | 8580000 | 188.3034
|  | 8583333.3333 | 185.7618
|  | 8586666.6667 | 180.3004
|  | 8590000 | 189.3467
|  | 8593333.3333 | 183.1601
|  | 8596666.6667 | 184.1201
|  | 8600000 | 176.1629
|  | 8603333.3333 | 178.8668
|  | 8606666.6667 | 186.2988
|  | 8610000 | 180.2062
|  | 8613333.3333 | 175.2609
|  | 8616666.6667 | 190.5815
|  | 8620000 | 182.6991
|  | 8623333.3333 | 173.9689
|  | 8626666.6667 | 179.454
|  | 8630000 | 186.827
|  | 8633333.3333 | 183.8564
|  | 8636666.6667 | 175.4832
|  | 8640000 | 182.5802
|  | 8643333.3333 | 187.9866
|  | 8646666.6667 | 195.2373
|  | 8650000 | 192.0779
|  | 8653333.3333 | 188.3643
|  | 8656666.6667 | 181.7665
|  | 8660000 | 176.1716
|  | 8663333.3333 | 182.7131
|  | 8666666.6667 | 188.0526
|  | 8670000 | 197.4823
|  | 8673333.3333 | 182.7635
|  | 8676666.6667 | 176.6558
|  | 8680000 | 180.5748
|  | 8683333.3333 | 174.3815
|  | 8686666.6667 | 173.6486
|  | 8690000 | 178.0874
|  | 8693333.3333 | 179.2043
|  | 8696666.6667 | 182.5177
|  | 8700000 | 176.3364
|  | 8703333.3333 | 189.9974
|  | 8706666.6667 | 192.8075
|  | 8710000 | 183.8303
|  | 8713333.3333 | 184.3581
|  | 8716666.6667 | 184.795
|  | 8720000 | 185.8773
|  | 8723333.3333 | 187.2206
|  | 8726666.6667 | 188.4196
|  | 8730000 | 176.013
|  | 8733333.3333 | 174.6079
|  | 8736666.6667 | 185.7823
|  | 8740000 | 171.1328
|  | 8743333.3333 | 167.228
|  | 8746666.6667 | 175.9443
|  | 8750000 | 182.1049
|  | 8753333.3333 | 179.6179
|  | 8756666.6667 | 186.9045
|  | 8760000 | 188.687
|  | 8763333.3333 | 190.4742
|  | 8766666.6667 | 184.553
|  | 8770000 | 187.5217
|  | 8773333.3333 | 182.6929
|  | 8776666.6667 | 179.2116
|  | 8780000 | 175.252
|  | 8783333.3333 | 179.7191
|  | 8786666.6667 | 182.3238
|  | 8790000 | 182.6003
|  | 8793333.3333 | 174.7751
|  | 8796666.6667 | 176.9627
|  | 8800000 | 188.1134
|  | 8803333.3333 | 187.6138
|  | 8806666.6667 | 171.9323
|  | 8810000 | 177.3466
|  | 8813333.3333 | 190.1088
|  | 8816666.6667 | 193.1678
|  | 8820000 | 171.8791
|  | 8823333.3333 | 182.8334
|  | 8826666.6667 | 173.6054
|  | 8830000 | 163.6194
|  | 8833333.3333 | 175.6898
|  | 8836666.6667 | 177.6115
|  | 8840000 | 178.4375
|  | 8843333.3333 | 177.0468
|  | 8846666.6667 | 180.7483
|  | 8850000 | 196.5
|  | 8853333.3333 | 181.5652
|  | 8856666.6667 | 178.6936
|  | 8860000 | 182.3218
|  | 8863333.3333 | 190.692
|  | 8866666.6667 | 183.2723
|  | 8870000 | 164.2448
|  | 8873333.3333 | 174.3765
|  | 8876666.6667 | 184.6226
|  | 8880000 | 179.4725
|  | 8883333.3333 | 182.1217
|  | 8886666.6667 | 178.7052
|  | 8890000 | 178.1425
|  | 8893333.3333 | 184.4612
|  | 8896666.6667 | 181.0432
|  | 8900000 | 178.4184
|  | 8903333.3333 | 178.3393
|  | 8906666.6667 | 181.6289
|  | 8910000 | 189.4385
|  | 8913333.3333 | 179.9085
|  | 8916666.6667 | 163.5061
|  | 8920000 | 180.3178
|  | 8923333.3333 | 186.6264
|  | 8926666.6667 | 185.1996
|  | 8930000 | 175.8052
|  | 8933333.3333 | 179.1722
|  | 8936666.6667 | 190.166
|  | 8940000 | 174.925
|  | 8943333.3333 | 167.6315
|  | 8946666.6667 | 177.6649
|  | 8950000 | 178.5878
|  | 8953333.3333 | 166.0694
|  | 8956666.6667 | 153.2063
|  | 8960000 | 157.7784
|  | 8963333.3333 | 172.0756
|  | 8966666.6667 | 185.0095
|  | 8970000 | 185.4292
|  | 8973333.3333 | 195.6189
|  | 8976666.6667 | 211.5283
|  | 8980000 | 195.3399
|  | 8983333.3333 | 175.2504
|  | 8986666.6667 | 181.4545
|  | 8990000 | 193.0122
|  | 8993333.3333 | 194.3354
|  | 8996666.6667 | 179.8963
|  | 9000000 | 179.5309
|  | 9003333.3333 | 185.608
|  | 9006666.6667 | 175.427
|  | 9010000 | 171.8154
|  | 9013333.3333 | 177.6504
|  | 9016666.6667 | 183.8129
|  | 9020000 | 197.7208
|  | 9023333.3333 | 194.5839
|  | 9026666.6667 | 182.9297
|  | 9030000 | 176.9334
|  | 9033333.3333 | 186.6992
|  | 9036666.6667 | 175.4629
|  | 9040000 | 172.824
|  | 9043333.3333 | 175.1434
|  | 9046666.6667 | 179.8227
|  | 9050000 | 186.4247
|  | 9053333.3333 | 187.0148
|  | 9056666.6667 | 182.5101
|  | 9060000 | 176.9175
|  | 9063333.3333 | 195.0521
|  | 9066666.6667 | 184.8027
|  | 9070000 | 197.5105
|  | 9073333.3333 | 199.7508
|  | 9076666.6667 | 192.9654
|  | 9080000 | 184.8147
|  | 9083333.3333 | 190.9705
|  | 9086666.6667 | 193.1559
|  | 9090000 | 191.433
|  | 9093333.3333 | 179.3741
|  | 9096666.6667 | 188.4707
|  | 9100000 | 193.2039
|  | 9103333.3333 | 191.3779
|  | 9106666.6667 | 169.48
|  | 9110000 | 173.5865
|  | 9113333.3333 | 183.2463
|  | 9116666.6667 | 185.7835
|  | 9120000 | 174.9129
|  | 9123333.3333 | 173.8971
|  | 9126666.6667 | 182.307
|  | 9130000 | 182.862
|  | 9133333.3333 | 189.6779
|  | 9136666.6667 | 186.0738
|  | 9140000 | 197.6825
|  | 9143333.3333 | 203.7081
|  | 9146666.6667 | 194.1139
|  | 9150000 | 190.2154
|  | 9153333.3333 | 182.1544
|  | 9156666.6667 | 193.8268
|  | 9160000 | 199.6083
|  | 9163333.3333 | 192.2997
|  | 9166666.6667 | 188.3486
|  | 9170000 | 183.2276
|  | 9173333.3333 | 170.8868
|  | 9176666.6667 | 174.2703
|  | 9180000 | 176.2447
|  | 9183333.3333 | 163.0329
|  | 9186666.6667 | 172.7579
|  | 9190000 | 184.4705
|  | 9193333.3333 | 189.7597
|  | 9196666.6667 | 184.5252
|  | 9200000 | 180.898
|  | 9203333.3333 | 173.4519
|  | 9206666.6667 | 177.9381
|  | 9210000 | 189.9751
|  | 9213333.3333 | 198.238
|  | 9216666.6667 | 184.2042
|  | 9220000 | 183.9605
|  | 9223333.3333 | 186.5464
|  | 9226666.6667 | 188.4837
|  | 9230000 | 180.9787
|  | 9233333.3333 | 191.9453
|  | 9236666.6667 | 190.1773
|  | 9240000 | 189.4132
|  | 9243333.3333 | 178.6513
|  | 9246666.6667 | 170.8997
|  | 9250000 | 176.4247
|  | 9253333.3333 | 184.2719
|  | 9256666.6667 | 185.8664
|  | 9260000 | 187.8036
|  | 9263333.3333 | 188.2458
|  | 9266666.6667 | 189.2528
|  | 9270000 | 185.1872
|  | 9273333.3333 | 186.1455
|  | 9276666.6667 | 175.3229
|  | 9280000 | 181.682
|  | 9283333.3333 | 179.8198
|  | 9286666.6667 | 180.3133
|  | 9290000 | 173.219
|  | 9293333.3333 | 168.2059
|  | 9296666.6667 | 181.585
|  | 9300000 | 174.3702
|  | 9303333.3333 | 184.5493
|  | 9306666.6667 | 193.0866
|  | 9310000 | 179.1903
|  | 9313333.3333 | 172.9876
|  | 9316666.6667 | 179.8549
|  | 9320000 | 181.9748
|  | 9323333.3333 | 176.9017
|  | 9326666.6667 | 171.6491
|  | 9330000 | 182.4354
|  | 9333333.3333 | 192.6403
|  | 9336666.6667 | 194.7758
|  | 9340000 | 197.8688
|  | 9343333.3333 | 180.6822
|  | 9346666.6667 | 173.3079
|  | 9350000 | 181.7517
|  | 9353333.3333 | 183.6687
|  | 9356666.6667 | 178.2839
|  | 9360000 | 186.975
|  | 9363333.3333 | 189.0076
|  | 9366666.6667 | 198.4384
|  | 9370000 | 191.1657
|  | 9373333.3333 | 182.6739
|  | 9376666.6667 | 176.2622
|  | 9380000 | 173.7838
|  | 9383333.3333 | 189.9577
|  | 9386666.6667 | 194.9611
|  | 9390000 | 187.4368
|  | 9393333.3333 | 198.5229
|  | 9396666.6667 | 201.4506
|  | 9400000 | 186.5744
|  | 9403333.3333 | 185.2602
|  | 9406666.6667 | 181.2911
|  | 9410000 | 181.0589
|  | 9413333.3333 | 179.4742
|  | 9416666.6667 | 174.9492
|  | 9420000 | 177.5533
|  | 9423333.3333 | 189.3129
|  | 9426666.6667 | 187.4199
|  | 9430000 | 186.8525
|  | 9433333.3333 | 186.9908
|  | 9436666.6667 | 190.9067
|  | 9440000 | 179.3486
|  | 9443333.3333 | 170.8636
|  | 9446666.6667 | 176.0676
|  | 9450000 | 178.103
|  | 9453333.3333 | 178.9303
|  | 9456666.6667 | 192.248
|  | 9460000 | 210.088
|  | 9463333.3333 | 190.6897
|  | 9466666.6667 | 183.8139
|  | 9470000 | 184.2575
|  | 9473333.3333 | 182.9154
|  | 9476666.6667 | 179.726
|  | 9480000 | 170.744
|  | 9483333.3333 | 172.8141
|  | 9486666.6667 | 183.02
|  | 9490000 | 178.7566
|  | 9493333.3333 | 165.0366
|  | 9496666.6667 | 179.3973
|  | 9500000 | 184.9577
|  | 9503333.3333 | 181.4542
|  | 9506666.6667 | 193.9621
|  | 9510000 | 189.8567
|  | 9513333.3333 | 186.9781
|  | 9516666.6667 | 181.9131
|  | 9520000 | 175.5615
|  | 9523333.3333 | 189.675
|  | 9526666.6667 | 195.2823
|  | 9530000 | 177.906
|  | 9533333.3333 | 185.1733
|  | 9536666.6667 | 175.69
|  | 9540000 | 180.3762
|  | 9543333.3333 | 176.8997
|  | 9546666.6667 | 181.7277
|  | 9550000 | 192.8952
|  | 9553333.3333 | 191.5684
|  | 9556666.6667 | 186.1284
|  | 9560000 | 182.8025
|  | 9563333.3333 | 181.9599
|  | 9566666.6667 | 181.6828
|  | 9570000 | 172.5623
|  | 9573333.3333 | 177.5746
|  | 9576666.6667 | 185.3245
|  | 9580000 | 193.4588
|  | 9583333.3333 | 172.7724
|  | 9586666.6667 | 170.4537
|  | 9590000 | 164.6221
|  | 9593333.3333 | 176.7361
|  | 9596666.6667 | 171.2766
|  | 9600000 | 175.4064
|  | 9603333.3333 | 186.2886
|  | 9606666.6667 | 180.6803
|  | 9610000 | 180.3973
|  | 9613333.3333 | 197.5837
|  | 9616666.6667 | 196.0766
|  | 9620000 | 177.7281
|  | 9623333.3333 | 176.4778
|  | 9626666.6667 | 177.4221
|  | 9630000 | 201.1683
|  | 9633333.3333 | 202.806
|  | 9636666.6667 | 185.8929
|  | 9640000 | 190.4598
|  | 9643333.3333 | 183.6301
|  | 9646666.6667 | 181.3858
|  | 9650000 | 183.7341
|  | 9653333.3333 | 186.2063
|  | 9656666.6667 | 193.1194
|  | 9660000 | 184.6138
|  | 9663333.3333 | 181.8427
|  | 9666666.6667 | 193.1044
|  | 9670000 | 182.0048
|  | 9673333.3333 | 179.8472
|  | 9676666.6667 | 175.7524
|  | 9680000 | 177.8614
|  | 9683333.3333 | 182.4504
|  | 9686666.6667 | 190.9511
|  | 9690000 | 191.1471
|  | 9693333.3333 | 177.4684
|  | 9696666.6667 | 164.9611
|  | 9700000 | 176.5722
|  | 9703333.3333 | 175.7994
|  | 9706666.6667 | 179.8043
|  | 9710000 | 192.619
|  | 9713333.3333 | 189.0798
|  | 9716666.6667 | 190.3062
|  | 9720000 | 192.778
|  | 9723333.3333 | 184.5208
|  | 9726666.6667 | 184.0255
|  | 9730000 | 178.8314
|  | 9733333.3333 | 185.2674
|  | 9736666.6667 | 179.1392
|  | 9740000 | 186.6467
|  | 9743333.3333 | 190.4975
|  | 9746666.6667 | 180.2508
|  | 9750000 | 177.1332
|  | 9753333.3333 | 194.3822
|  | 9756666.6667 | 192.6294
|  | 9760000 | 181.8607
|  | 9763333.3333 | 171.3299
|  | 9766666.6667 | 187.0393
|  | 9770000 | 189.2114
|  | 9773333.3333 | 184.1264
|  | 9776666.6667 | 194.1073
|  | 9780000 | 179.626
|  | 9783333.3333 | 179.1346
|  | 9786666.6667 | 175.0729
|  | 9790000 | 175.4831
|  | 9793333.3333 | 192.0959
|  | 9796666.6667 | 194.4403
|  | 9800000 | 187.0192
|  | 9803333.3333 | 182.7894
|  | 9806666.6667 | 183.3442
|  | 9810000 | 186.0833
|  | 9813333.3333 | 180.4549
|  | 9816666.6667 | 176.9996
|  | 9820000 | 189.6539
|  | 9823333.3333 | 180.8657
|  | 9826666.6667 | 167.1664
|  | 9830000 | 179.5915
|  | 9833333.3333 | 192.9099
|  | 9836666.6667 | 180.2311
|  | 9840000 | 169.8339
|  | 9843333.3333 | 173.9354
|  | 9846666.6667 | 170.3339
|  | 9850000 | 178.8072
|  | 9853333.3333 | 175.3416
|  | 9856666.6667 | 157.2654
|  | 9860000 | 180.312
|  | 9863333.3333 | 170.5451
|  | 9866666.6667 | 167.7258
|  | 9870000 | 170.3653
|  | 9873333.3333 | 165.2154
|  | 9876666.6667 | 179.0084
|  | 9880000 | 179.3333
|  | 9883333.3333 | 179.2441
|  | 9886666.6667 | 188.9375
|  | 9890000 | 179.5999
|  | 9893333.3333 | 176.132
|  | 9896666.6667 | 191.0796
|  | 9900000 | 190.8738
|  | 9903333.3333 | 193.0633
|  | 9906666.6667 | 193.7244
|  | 9910000 | 181.3129
|  | 9913333.3333 | 174.8917
|  | 9916666.6667 | 184.357
|  | 9920000 | 178.0781
|  | 9923333.3333 | 173.7759
|  | 9926666.6667 | 176.3651
|  | 9930000 | 171.4325
|  | 9933333.3333 | 166.0473
|  | 9936666.6667 | 173.3743
|  | 9940000 | 192.0423
|  | 9943333.3333 | 185.1324
|  | 9946666.6667 | 186.5613
|  | 9950000 | 189.2332
|  | 9953333.3333 | 189.7293
|  | 9956666.6667 | 184.7877
|  | 9960000 | 189.5382
|  | 9963333.3333 | 186.4171
|  | 9966666.6667 | 179.6537
|  | 9970000 | 190.0099
|  | 9973333.3333 | 174.3489
|  | 9976666.6667 | 177.2784
|  | 9980000 | 171.8997
|  | 9983333.3333 | 180.8861
|  | 9986666.6667 | 188.7717
|  | 9990000 | 189.2256
|  | 9993333.3333 | 180.7251
|  | 9996666.6667 | 173.7569
|  | 10000000 | 176.1452
|  | 10000000 | 156.1709
|  | 10033300 | 162.8673
|  | 10066700 | 159.994
|  | 10100000 | 165.4541
|  | 10133300 | 161.9746
|  | 10166700 | 157.5333
|  | 10200000 | 165.3751
|  | 10233300 | 173.9953
|  | 10266700 | 172.4281
|  | 10300000 | 165.4102
|  | 10333300 | 151.6145
|  | 10366700 | 150.4246
|  | 10400000 | 151.5736
|  | 10433300 | 158.5942
|  | 10466700 | 160.6951
|  | 10500000 | 169.7131
|  | 10533300 | 161.5988
|  | 10566700 | 144.0595
|  | 10600000 | 144.1736
|  | 10633300 | 149.999
|  | 10666700 | 153.4147
|  | 10700000 | 161.2602
|  | 10733300 | 165.683
|  | 10766700 | 161.7189
|  | 10800000 | 158.4679
|  | 10833300 | 154.3041
|  | 10866700 | 157.3002
|  | 10900000 | 161.6004
|  | 10933300 | 152.8048
|  | 10966700 | 161.3675
|  | 11000000 | 170.8961
|  | 11033300 | 167.5255
|  | 11066700 | 174.5097
|  | 11100000 | 173.0661
|  | 11133300 | 155.5654
|  | 11166700 | 157.5152
|  | 11200000 | 151.9148
|  | 11233300 | 164.6333
|  | 11266700 | 160.9628
|  | 11300000 | 158.0195
|  | 11333300 | 159.189
|  | 11366700 | 164.0064
|  | 11400000 | 163.9668
|  | 11433300 | 164.5463
|  | 11466700 | 172.1035
|  | 11500000 | 156.9196
|  | 11533300 | 159.3634
|  | 11566700 | 158.9023
|  | 11600000 | 157.5905
|  | 11633300 | 158.0535
|  | 11666700 | 154.1508
|  | 11700000 | 163.1498
|  | 11733300 | 154.4806
|  | 11766700 | 158.3059
|  | 11800000 | 158.1433
|  | 11833300 | 156.3473
|  | 11866700 | 144.8265
|  | 11900000 | 142.7712
|  | 11933300 | 159.7849
|  | 11966700 | 163.1447
|  | 12000000 | 165.1253
|  | 12033300 | 160.8847
|  | 12066700 | 168.0192
|  | 12100000 | 149.1394
|  | 12133300 | 152.3986
|  | 12166700 | 167.324
|  | 12200000 | 157.6255
|  | 12233300 | 151.139
|  | 12266700 | 146.5106
|  | 12300000 | 151.8917
|  | 12333300 | 150.9158
|  | 12366700 | 148.2549
|  | 12400000 | 147.5447
|  | 12433300 | 155.8161
|  | 12466700 | 162.2161
|  | 12500000 | 152.7472
|  | 12533300 | 154.5753
|  | 12566700 | 158.778
|  | 12600000 | 153.9394
|  | 12633300 | 140.9839
|  | 12666700 | 146.1291
|  | 12700000 | 149.5104
|  | 12733300 | 156.0213
|  | 12766700 | 159.6484
|  | 12800000 | 161.9701
|  | 12833300 | 151.7944
|  | 12866700 | 163.3407
|  | 12900000 | 162.6495
|  | 12933300 | 166.5597
|  | 12966700 | 153.7301
|  | 13000000 | 153.4825
|  | 13033300 | 149.9892
|  | 13066700 | 150.0834
|  | 13100000 | 159.7373
|  | 13133300 | 151.317
|  | 13166700 | 154.1544
|  | 13200000 | 158.4215
|  | 13233300 | 152.2246
|  | 13266700 | 166.8458
|  | 13300000 | 171.9438
|  | 13333300 | 166.0029
|  | 13366700 | 156.6813
|  | 13400000 | 157.6035
|  | 13433300 | 159.1032
|  | 13466700 | 152.9143
|  | 13500000 | 163.9518
|  | 13533300 | 145.8627
|  | 13566700 | 142.3794
|  | 13600000 | 149.1476
|  | 13633300 | 148.9314
|  | 13666700 | 152.8948
|  | 13700000 | 149.8015
|  | 13733300 | 142.2986
|  | 13766700 | 149.4552
|  | 13800000 | 153.7392
|  | 13833300 | 144.22
|  | 13866700 | 158.5664
|  | 13900000 | 154.8603
|  | 13933300 | 151.7116
|  | 13966700 | 154.5333
|  | 14000000 | 155.7552
|  | 14033300 | 153.4148
|  | 14066700 | 160.4367
|  | 14100000 | 160.4311
|  | 14133300 | 158.4032
|  | 14166700 | 151.3195
|  | 14200000 | 145.4105
|  | 14233300 | 141.371
|  | 14266700 | 144.8059
|  | 14300000 | 151.589
|  | 14333300 | 157.0925
|  | 14366700 | 160.4709
|  | 14400000 | 159.9786
|  | 14433300 | 157.4118
|  | 14466700 | 152.9451
|  | 14500000 | 144.5178
|  | 14533300 | 151.1292
|  | 14566700 | 152.0425
|  | 14600000 | 142.2323
|  | 14633300 | 147.672
|  | 14666700 | 154.6613
|  | 14700000 | 163.6507
|  | 14733300 | 158.3314
|  | 14766700 | 141.9758
|  | 14800000 | 148.5252
|  | 14833300 | 160.6289
|  | 14866700 | 161.9838
|  | 14900000 | 162.9736
|  | 14933300 | 159.0616
|  | 14966700 | 147.3323
|  | 15000000 | 148.8602
|  | 15033300 | 157.7483
|  | 15066700 | 151.0042
|  | 15100000 | 149.4611
|  | 15133300 | 150.5541
|  | 15166700 | 151.8992
|  | 15200000 | 149.3174
|  | 15233300 | 155.4478
|  | 15266700 | 154.7009
|  | 15300000 | 145.0318
|  | 15333300 | 146.6661
|  | 15366700 | 145.0123
|  | 15400000 | 138.8948
|  | 15433300 | 144.1351
|  | 15466700 | 144.4218
|  | 15500000 | 155.9656
|  | 15533300 | 160.967
|  | 15566700 | 152.7608
|  | 15600000 | 146.5162
|  | 15633300 | 151.8052
|  | 15666700 | 154.3752
|  | 15700000 | 148.0261
|  | 15733300 | 141.5719
|  | 15766700 | 137.289
|  | 15800000 | 150.0027
|  | 15833300 | 157.9754
|  | 15866700 | 169.0471
|  | 15900000 | 164.039
|  | 15933300 | 146.2984
|  | 15966700 | 140.7474
|  | 16000000 | 143.7513
|  | 16033300 | 145.4691
|  | 16066700 | 148.9795
|  | 16100000 | 149.9017
|  | 16133300 | 151.7248
|  | 16166700 | 148.269
|  | 16200000 | 157.1505
|  | 16233300 | 153.4978
|  | 16266700 | 142.7217
|  | 16300000 | 150.483
|  | 16333300 | 153.2224
|  | 16366700 | 155.3893
|  | 16400000 | 157.6757
|  | 16433300 | 141.4863
|  | 16466700 | 155.4798
|  | 16500000 | 157.0589
|  | 16533300 | 146.9314
|  | 16566700 | 144.773
|  | 16600000 | 145.7035
|  | 16633300 | 144.6402
|  | 16666700 | 146.7496
|  | 16700000 | 143.8751
|  | 16733300 | 148.6521
|  | 16766700 | 144.8216
|  | 16800000 | 143.1214
|  | 16833300 | 149.7897
|  | 16866700 | 152.5083
|  | 16900000 | 151.5019
|  | 16933300 | 153.7881
|  | 16966700 | 153.7645
|  | 17000000 | 152.1107
|  | 17033300 | 159.92
|  | 17066700 | 144.7936
|  | 17100000 | 153.0272
|  | 17133300 | 164.0426
|  | 17166700 | 156.0332
|  | 17200000 | 154.6424
|  | 17233300 | 152.5046
|  | 17266700 | 152.3665
|  | 17300000 | 152.3122
|  | 17333300 | 155.6689
|  | 17366700 | 163.0944
|  | 17400000 | 147.346
|  | 17433300 | 145.358
|  | 17466700 | 149.2996
|  | 17500000 | 157.5659
|  | 17533300 | 151.057
|  | 17566700 | 141.9817
|  | 17600000 | 149.2616
|  | 17633300 | 145.4888
|  | 17666700 | 160.6162
|  | 17700000 | 160.7473
|  | 17733300 | 153.6266
|  | 17766700 | 157.2799
|  | 17800000 | 151.7837
|  | 17833300 | 145.7321
|  | 17866700 | 155.168
|  | 17900000 | 146.9036
|  | 17933300 | 153.8402
|  | 17966700 | 152.4778
|  | 18000000 | 151.8123
|  | 18033300 | 156.3795
|  | 18066700 | 145.398
|  | 18100000 | 140.0642
|  | 18133300 | 155.1054
|  | 18166700 | 149.2989
|  | 18200000 | 138.6764
|  | 18233300 | 141.8888
|  | 18266700 | 149.0879
|  | 18300000 | 159.6415
|  | 18333300 | 156.6827
|  | 18366700 | 153.1731
|  | 18400000 | 148.6276
|  | 18433300 | 149.4256
|  | 18466700 | 147.2971
|  | 18500000 | 143.6654
|  | 18533300 | 143.5239
|  | 18566700 | 150.7695
|  | 18600000 | 157.9102
|  | 18633300 | 149.85
|  | 18666700 | 138.8515
|  | 18700000 | 133.5077
|  | 18733300 | 148.8034
|  | 18766700 | 150.039
|  | 18800000 | 163.861
|  | 18833300 | 149.4944
|  | 18866700 | 151.0688
|  | 18900000 | 147.5992
|  | 18933300 | 143.2958
|  | 18966700 | 140.4981
|  | 19000000 | 141.2443
|  | 19033300 | 139.3058
|  | 19066700 | 142.0154
|  | 19100000 | 144.6991
|  | 19133300 | 147.783
|  | 19166700 | 138.4117
|  | 19200000 | 141.12
|  | 19233300 | 148.4485
|  | 19266700 | 141.5056
|  | 19300000 | 141.6293
|  | 19333300 | 149.4306
|  | 19366700 | 153.5244
|  | 19400000 | 139.6167
|  | 19433300 | 133.0516
|  | 19466700 | 138.3189
|  | 19500000 | 156.6569
|  | 19533300 | 162.7626
|  | 19566700 | 155.9558
|  | 19600000 | 150.7187
|  | 19633300 | 147.1735
|  | 19666700 | 140.6994
|  | 19700000 | 140.0691
|  | 19733300 | 151.0827
|  | 19766700 | 158.6555
|  | 19800000 | 150.7611
|  | 19833300 | 153.0547
|  | 19866700 | 138.4863
|  | 19900000 | 136.8151
|  | 19933300 | 142.344
|  | 19966700 | 151.0639
|  | 20000000 | 153.7742
|  | 20033300 | 151.0279
|  | 20066700 | 142.5136
|  | 20100000 | 148.703
|  | 20133300 | 146.4931
|  | 20166700 | 143.9662
|  | 20200000 | 153.1633
|  | 20233300 | 149.6918
|  | 20266700 | 141.0016
|  | 20300000 | 151.1604
|  | 20333300 | 153.2478
|  | 20366700 | 157.3822
|  | 20400000 | 155.7363
|  | 20433300 | 139.9159
|  | 20466700 | 147.9025
|  | 20500000 | 151.5406
|  | 20533300 | 139.8748
|  | 20566700 | 134.0259
|  | 20600000 | 141.7739
|  | 20633300 | 146.7259
|  | 20666700 | 144.1137
|  | 20700000 | 144.4622
|  | 20733300 | 153.6873
|  | 20766700 | 148.1945
|  | 20800000 | 149.307
|  | 20833300 | 159.0436
|  | 20866700 | 147.5905
|  | 20900000 | 144.5957
|  | 20933300 | 147.0555
|  | 20966700 | 147.7637
|  | 21000000 | 142.5825
|  | 21033300 | 135.3064
|  | 21066700 | 140.5904
|  | 21100000 | 140.4356
|  | 21133300 | 127.1297
|  | 21166700 | 141.7357
|  | 21200000 | 148.112
|  | 21233300 | 153.6374
|  | 21266700 | 153.1598
|  | 21300000 | 142.9798
|  | 21333300 | 138.0423
|  | 21366700 | 143.8933
|  | 21400000 | 149.2088
|  | 21433300 | 149.891
|  | 21466700 | 150.1174
|  | 21500000 | 159.1433
|  | 21533300 | 158.518
|  | 21566700 | 148.9916
|  | 21600000 | 144.7131
|  | 21633300 | 134.8632
|  | 21666700 | 144.4723
|  | 21700000 | 137.3802
|  | 21733300 | 137.603
|  | 21766700 | 148.1608
|  | 21800000 | 147.6888
|  | 21833300 | 145.0886
|  | 21866700 | 135.4916
|  | 21900000 | 143.0818
|  | 21933300 | 143.0781
|  | 21966700 | 139.2964
|  | 22000000 | 148.8212
|  | 22033300 | 143.1736
|  | 22066700 | 140.4001
|  | 22100000 | 153.0449
|  | 22133300 | 140.1707
|  | 22166700 | 133.2232
|  | 22200000 | 144.319
|  | 22233300 | 164.4832
|  | 22266700 | 161.3033
|  | 22300000 | 153.5306
|  | 22333300 | 153.0986
|  | 22366700 | 151.8426
|  | 22400000 | 138.891
|  | 22433300 | 154.691
|  | 22466700 | 160.8554
|  | 22500000 | 151.6949
|  | 22533300 | 132.2114
|  | 22566700 | 136.8918
|  | 22600000 | 148.6534
|  | 22633300 | 156.1072
|  | 22666700 | 148.7459
|  | 22700000 | 143.3059
|  | 22733300 | 146.1019
|  | 22766700 | 151.5101
|  | 22800000 | 145.3406
|  | 22833300 | 147.9957
|  | 22866700 | 139.1929
|  | 22900000 | 133.2899
|  | 22933300 | 143.8844
|  | 22966700 | 138.7891
|  | 23000000 | 144.1639
|  | 23033300 | 143.0068
|  | 23066700 | 152.5442
|  | 23100000 | 148.5169
|  | 23133300 | 138.4115
|  | 23166700 | 140.9721
|  | 23200000 | 138.4506
|  | 23233300 | 146.4214
|  | 23266700 | 145.0549
|  | 23300000 | 146.0121
|  | 23333300 | 147.4355
|  | 23366700 | 147.486
|  | 23400000 | 144.972
|  | 23433300 | 144.5888
|  | 23466700 | 153.1335
|  | 23500000 | 149.8461
|  | 23533300 | 147.5099
|  | 23566700 | 140.9039
|  | 23600000 | 146.6102
|  | 23633300 | 146.3238
|  | 23666700 | 141.4378
|  | 23700000 | 154.118
|  | 23733300 | 168.1897
|  | 23766700 | 150.6449
|  | 23800000 | 149.9811
|  | 23833300 | 142.8816
|  | 23866700 | 137.4379
|  | 23900000 | 142.2066
|  | 23933300 | 139.2759
|  | 23966700 | 135.9228
|  | 24000000 | 151.6649
|  | 24033300 | 144.4621
|  | 24066700 | 130.2913
|  | 24100000 | 138.708
|  | 24133300 | 131.5753
|  | 24166700 | 138.6146
|  | 24200000 | 137.0683
|  | 24233300 | 153.7108
|  | 24266700 | 152.6512
|  | 24300000 | 143.7736
|  | 24333300 | 144.9482
|  | 24366700 | 141.0281
|  | 24400000 | 128.1146
|  | 24433300 | 133.152
|  | 24466700 | 142.8631
|  | 24500000 | 146.2709
|  | 24533300 | 147.2071
|  | 24566700 | 135.3423
|  | 24600000 | 139.2106
|  | 24633300 | 143.419
|  | 24666700 | 140.2812
|  | 24700000 | 138.0624
|  | 24733300 | 133.5888
|  | 24766700 | 144.6356
|  | 24800000 | 148.7831
|  | 24833300 | 152.1869
|  | 24866700 | 150.0304
|  | 24900000 | 153.2326
|  | 24933300 | 150.9872
|  | 24966700 | 143.6419
|  | 25000000 | 141.9394
|  | 25033300 | 141.8081
|  | 25066700 | 143.2352
|  | 25100000 | 138.1843
|  | 25133300 | 133.9091
|  | 25166700 | 145.5843
|  | 25200000 | 136.5537
|  | 25233300 | 137.1375
|  | 25266700 | 146.0956
|  | 25300000 | 150.0108
|  | 25333300 | 146.4154
|  | 25366700 | 144.8099
|  | 25400000 | 151.838
|  | 25433300 | 147.7022
|  | 25466700 | 134.1895
|  | 25500000 | 142.4735
|  | 25533300 | 145.9305
|  | 25566700 | 152.033
|  | 25600000 | 142.9214
|  | 25633300 | 133.4505
|  | 25666700 | 135.8763
|  | 25700000 | 147.3606
|  | 25733300 | 151.5154
|  | 25766700 | 139.6991
|  | 25800000 | 133.4088
|  | 25833300 | 131.898
|  | 25866700 | 133.4128
|  | 25900000 | 146.6759
|  | 25933300 | 145.4214
|  | 25966700 | 157.7567
|  | 26000000 | 157.2421
|  | 26033300 | 142.9356
|  | 26066700 | 134.1644
|  | 26100000 | 141.7338
|  | 26133300 | 152.6422
|  | 26166700 | 149.6022
|  | 26200000 | 156.3259
|  | 26233300 | 145.714
|  | 26266700 | 140.0959
|  | 26300000 | 150.8451
|  | 26333300 | 141.1952
|  | 26366700 | 141.0467
|  | 26400000 | 141.5483
|  | 26433300 | 136.1671
|  | 26466700 | 146.0071
|  | 26500000 | 143.7514
|  | 26533300 | 127.2368
|  | 26566700 | 131.0406
|  | 26600000 | 143.7698
|  | 26633300 | 141.6284
|  | 26666700 | 147.265
|  | 26700000 | 147.3887
|  | 26733300 | 144.8833
|  | 26766700 | 146.0857
|  | 26800000 | 133.4114
|  | 26833300 | 124.9959
|  | 26866700 | 145.1968
|  | 26900000 | 151.9125
|  | 26933300 | 146.8408
|  | 26966700 | 144.5919
|  | 27000000 | 137.6752
|  | 27033300 | 138.6292
|  | 27066700 | 145.1307
|  | 27100000 | 142.4946
|  | 27133300 | 139.9045
|  | 27166700 | 133.8137
|  | 27200000 | 128.0813
|  | 27233300 | 142.9023
|  | 27266700 | 161.3
|  | 27300000 | 137.9257
|  | 27333300 | 139.1872
|  | 27366700 | 141.8527
|  | 27400000 | 144.8548
|  | 27433300 | 147.9663
|  | 27466700 | 141.7572
|  | 27500000 | 147.1299
|  | 27533300 | 140.5001
|  | 27566700 | 133.7815
|  | 27600000 | 141.5818
|  | 27633300 | 130.6615
|  | 27666700 | 145.6129
|  | 27700000 | 147.6505
|  | 27733300 | 149.312
|  | 27766700 | 140.8962
|  | 27800000 | 148.436
|  | 27833300 | 148.5256
|  | 27866700 | 146.7509
|  | 27900000 | 145.8899
|  | 27933300 | 135.813
|  | 27966700 | 135.2872
|  | 28000000 | 137.5588
|  | 28033300 | 141.4262
|  | 28066700 | 134.9209
|  | 28100000 | 147.1687
|  | 28133300 | 152.899
|  | 28166700 | 136.714
|  | 28200000 | 133.2378
|  | 28233300 | 135.8813
|  | 28266700 | 144.7467
|  | 28300000 | 135.6731
|  | 28333300 | 140.8793
|  | 28366700 | 142.4181
|  | 28400000 | 142.0449
|  | 28433300 | 151.4909
|  | 28466700 | 150.3263
|  | 28500000 | 139.613
|  | 28533300 | 123.8865
|  | 28566700 | 129.8145
|  | 28600000 | 135.4578
|  | 28633300 | 142.5467
|  | 28666700 | 141.7666
|  | 28700000 | 135.5951
|  | 28733300 | 134.0236
|  | 28766700 | 143.0701
|  | 28800000 | 138.1935
|  | 28833300 | 137.9213
|  | 28866700 | 143.9677
|  | 28900000 | 146.3793
|  | 28933300 | 144.1961
|  | 28966700 | 135.8221
|  | 29000000 | 144.6404
|  | 29033300 | 148.7714
|  | 29066700 | 152.6925
|  | 29100000 | 150.155
|  | 29133300 | 145.6034
|  | 29166700 | 138.6275
|  | 29200000 | 133.09
|  | 29233300 | 144.6355
|  | 29266700 | 144.7643
|  | 29300000 | 130.1421
|  | 29333300 | 130.4706
|  | 29366700 | 138.6272
|  | 29400000 | 141.8319
|  | 29433300 | 139.7189
|  | 29466700 | 142.0436
|  | 29500000 | 134.1444
|  | 29533300 | 142.9701
|  | 29566700 | 141.8263
|  | 29600000 | 134.2404
|  | 29633300 | 151.4438
|  | 29666700 | 156.3476
|  | 29700000 | 142.541
|  | 29733300 | 140.5147
|  | 29766700 | 142.3081
|  | 29800000 | 141.4143
|  | 29833300 | 125.9853
|  | 29866700 | 127.0392
|  | 29900000 | 133.1961
|  | 29933300 | 136.7472
|  | 29966700 | 148.3089
|  | 30000000 | 139.2622
|  | 30033300 | 140.7619
|  | 30066700 | 149.6764
|  | 30100000 | 149.9662
|  | 30133300 | 142.4737
|  | 30166700 | 146.0739
|  | 30200000 | 142.3561
|  | 30233300 | 138.596
|  | 30266700 | 132.5332
|  | 30300000 | 135.2578
|  | 30333300 | 140.4626
|  | 30366700 | 138.4357
|  | 30400000 | 142.6032
|  | 30433300 | 146.6816
|  | 30466700 | 151.7534
|  | 30500000 | 140.604
|  | 30533300 | 138.0347
|  | 30566700 | 135.8841
|  | 30600000 | 153.8682
|  | 30633300 | 146.8272
|  | 30666700 | 149.2279
|  | 30700000 | 139.7954
|  | 30733300 | 137.1785
|  | 30766700 | 142.5022
|  | 30800000 | 143.5996
|  | 30833300 | 136.8604
|  | 30866700 | 139.2018
|  | 30900000 | 142.4105
|  | 30933300 | 136.4097
|  | 30966700 | 137.2892
|  | 31000000 | 142.6681
|  | 31033300 | 143.0461
|  | 31066700 | 146.0883
|  | 31100000 | 142.5375
|  | 31133300 | 143.1369
|  | 31166700 | 135.9915
|  | 31200000 | 138.1809
|  | 31233300 | 141.095
|  | 31266700 | 130.544
|  | 31300000 | 135.8738
|  | 31333300 | 139.8904
|  | 31366700 | 133.0268
|  | 31400000 | 143.3885
|  | 31433300 | 134.585
|  | 31466700 | 132.3636
|  | 31500000 | 138.3255
|  | 31533300 | 129.8766
|  | 31566700 | 124.945
|  | 31600000 | 130.1434
|  | 31633300 | 153.1257
|  | 31666700 | 150.343
|  | 31700000 | 142.4272
|  | 31733300 | 139.673
|  | 31766700 | 135.1445
|  | 31800000 | 130.2573
|  | 31833300 | 142.4329
|  | 31866700 | 148.5061
|  | 31900000 | 158.5299
|  | 31933300 | 149.2635
|  | 31966700 | 143.5655
|  | 32000000 | 150.6915
|  | 32033300 | 139.0013
|  | 32066700 | 131.5438
|  | 32100000 | 141.6102
|  | 32133300 | 143.1826
|  | 32166700 | 138.1468
|  | 32200000 | 135.4204
|  | 32233300 | 135.6069
|  | 32266700 | 137.7143
|  | 32300000 | 132.4286
|  | 32333300 | 144.5825
|  | 32366700 | 136.7327
|  | 32400000 | 142.1318
|  | 32433300 | 139.8886
|  | 32466700 | 137.2486
|  | 32500000 | 136.121
|  | 32533300 | 127.79
|  | 32566700 | 144.3776
|  | 32600000 | 145.8611
|  | 32633300 | 144.133
|  | 32666700 | 145.8027
|  | 32700000 | 141.7655
|  | 32733300 | 143.8098
|  | 32766700 | 150.9955
|  | 32800000 | 134.1452
|  | 32833300 | 134.1824
|  | 32866700 | 147.2631
|  | 32900000 | 143.1421
|  | 32933300 | 145.263
|  | 32966700 | 132.9744
|  | 33000000 | 142.3919
|  | 33033300 | 140.7924
|  | 33066700 | 136.2722
|  | 33100000 | 135.8763
|  | 33133300 | 140.3722
|  | 33166700 | 152.7123
|  | 33200000 | 147.5788
|  | 33233300 | 140.2112
|  | 33266700 | 139.6583
|  | 33300000 | 134.9646
|  | 33333300 | 142.0433
|  | 33366700 | 140.4794
|  | 33400000 | 138.4444
|  | 33433300 | 149.1781
|  | 33466700 | 154.5677
|  | 33500000 | 151.5254
|  | 33533300 | 141.5399
|  | 33566700 | 150.4507
|  | 33600000 | 149.4349
|  | 33633300 | 137.0427
|  | 33666700 | 145.7913
|  | 33700000 | 130.3611
|  | 33733300 | 136.8492
|  | 33766700 | 153.1672
|  | 33800000 | 151.5483
|  | 33833300 | 130.5046
|  | 33866700 | 139.3245
|  | 33900000 | 151.453
|  | 33933300 | 153.0324
|  | 33966700 | 160.0463
|  | 34000000 | 155.2285
|  | 34033300 | 151.7733
|  | 34066700 | 151.292
|  | 34100000 | 141.6555
|  | 34133300 | 141.3218
|  | 34166700 | 142.9148
|  | 34200000 | 141.3878
|  | 34233300 | 143.3293
|  | 34266700 | 140.4838
|  | 34300000 | 141.1775
|  | 34333300 | 143.7254
|  | 34366700 | 154.4737
|  | 34400000 | 144.6481
|  | 34433300 | 139.0954
|  | 34466700 | 138.6546
|  | 34500000 | 142.5437
|  | 34533300 | 141.9458
|  | 34566700 | 142.9046
|  | 34600000 | 138.0678
|  | 34633300 | 135.422
|  | 34666700 | 137.9512
|  | 34700000 | 146.7158
|  | 34733300 | 147.6916
|  | 34766700 | 141.217
|  | 34800000 | 143.6425
|  | 34833300 | 151.5106
|  | 34866700 | 158.0884
|  | 34900000 | 143.9348
|  | 34933300 | 130.8212
|  | 34966700 | 133.8866
|  | 35000000 | 135.4669
|  | 35033300 | 139.858
|  | 35066700 | 159.7505
|  | 35100000 | 147.8819
|  | 35133300 | 138.4692
|  | 35166700 | 142.9776
|  | 35200000 | 140.2438
|  | 35233300 | 137.8372
|  | 35266700 | 146.1349
|  | 35300000 | 145.704
|  | 35333300 | 151.9188
|  | 35366700 | 149.2021
|  | 35400000 | 150.2164
|  | 35433300 | 143.0034
|  | 35466700 | 146.0558
|  | 35500000 | 142.9147
|  | 35533300 | 143.4699
|  | 35566700 | 144.1389
|  | 35600000 | 151.5351
|  | 35633300 | 137.0205
|  | 35666700 | 124.9608
|  | 35700000 | 138.6733
|  | 35733300 | 139.7457
|  | 35766700 | 134.9047
|  | 35800000 | 127.9142
|  | 35833300 | 132.8122
|  | 35866700 | 146.6714
|  | 35900000 | 152.0101
|  | 35933300 | 149.0686
|  | 35966700 | 148.5604
|  | 36000000 | 160.1904
|  | 36033300 | 154.8177
|  | 36066700 | 146.6621
|  | 36100000 | 133.5441
|  | 36133300 | 143.242
|  | 36166700 | 146.1162
|  | 36200000 | 151.2991
|  | 36233300 | 149.1335
|  | 36266700 | 146.9249
|  | 36300000 | 146.357
|  | 36333300 | 140.7563
|  | 36366700 | 144.4586
|  | 36400000 | 154.0122
|  | 36433300 | 145.5724
|  | 36466700 | 145.2237
|  | 36500000 | 154.8148
|  | 36533300 | 154.7426
|  | 36566700 | 146.7565
|  | 36600000 | 141.0897
|  | 36633300 | 148.3228
|  | 36666700 | 150.6511
|  | 36700000 | 149.5564
|  | 36733300 | 142.7526
|  | 36766700 | 133.2159
|  | 36800000 | 136.4875
|  | 36833300 | 145.7556
|  | 36866700 | 148.6743
|  | 36900000 | 152.8225
|  | 36933300 | 153.8863
|  | 36966700 | 140.7086
|  | 37000000 | 136.3422
|  | 37033300 | 142.8789
|  | 37066700 | 147.9429
|  | 37100000 | 154.4352
|  | 37133300 | 144.1821
|  | 37166700 | 131.6931
|  | 37200000 | 140.4938
|  | 37233300 | 140.3067
|  | 37266700 | 144.8711
|  | 37300000 | 138.4604
|  | 37333300 | 132.2187
|  | 37366700 | 137.6863
|  | 37400000 | 151.8551
|  | 37433300 | 151.7147
|  | 37466700 | 148.6203
|  | 37500000 | 140.0218
|  | 37533300 | 142.5756
|  | 37566700 | 159.2288
|  | 37600000 | 150.8174
|  | 37633300 | 140.4153
|  | 37666700 | 144.9831
|  | 37700000 | 142.1532
|  | 37733300 | 143.0456
|  | 37766700 | 150.5579
|  | 37800000 | 149.9294
|  | 37833300 | 142.037
|  | 37866700 | 145.24
|  | 37900000 | 138.1349
|  | 37933300 | 137.5596
|  | 37966700 | 140.2847
|  | 38000000 | 147.0526
|  | 38033300 | 140.7016
|  | 38066700 | 137.0759
|  | 38100000 | 140.9493
|  | 38133300 | 141.401
|  | 38166700 | 150.9648
|  | 38200000 | 140.5435
|  | 38233300 | 136.9389
|  | 38266700 | 153.0566
|  | 38300000 | 152.899
|  | 38333300 | 158.2972
|  | 38366700 | 155.9425
|  | 38400000 | 150.3348
|  | 38433300 | 148.2016
|  | 38466700 | 142.3464
|  | 38500000 | 152.6359
|  | 38533300 | 153.1857
|  | 38566700 | 142.7929
|  | 38600000 | 150.2615
|  | 38633300 | 148.2778
|  | 38666700 | 149.679
|  | 38700000 | 142.7717
|  | 38733300 | 138.7465
|  | 38766700 | 137.1634
|  | 38800000 | 135.7864
|  | 38833300 | 141.4652
|  | 38866700 | 149.9335
|  | 38900000 | 150.8418
|  | 38933300 | 140.7621
|  | 38966700 | 139.2171
|  | 39000000 | 141.8846
|  | 39033300 | 141.2525
|  | 39066700 | 151.022
|  | 39100000 | 154.63
|  | 39133300 | 149.4593
|  | 39166700 | 147.177
|  | 39200000 | 149.3332
|  | 39233300 | 149.6271
|  | 39266700 | 142.767
|  | 39300000 | 144.9523
|  | 39333300 | 143.0663
|  | 39366700 | 143.8525
|  | 39400000 | 144.8073
|  | 39433300 | 144.4618
|  | 39466700 | 141.4166
|  | 39500000 | 145.4413
|  | 39533300 | 150.7711
|  | 39566700 | 153.0192
|  | 39600000 | 151.0772
|  | 39633300 | 157.3739
|  | 39666700 | 143.6027
|  | 39700000 | 153.0286
|  | 39733300 | 152.3782
|  | 39766700 | 146.6432
|  | 39800000 | 147.0512
|  | 39833300 | 143.3771
|  | 39866700 | 148.8069
|  | 39900000 | 141.0014
|  | 39933300 | 142.9666
|  | 39966700 | 143.1897
|  | 40000000 | 145.1546
|  | 40033300 | 145.6346
|  | 40066700 | 143.421
|  | 40100000 | 142.8585
|  | 40133300 | 139.9688
|  | 40166700 | 141.9737
|  | 40200000 | 147.588
|  | 40233300 | 150.2535
|  | 40266700 | 142.3801
|  | 40300000 | 141.9834
|  | 40333300 | 150.008
|  | 40366700 | 151.4284
|  | 40400000 | 148.4444
|  | 40433300 | 141.6946
|  | 40466700 | 148.3574
|  | 40500000 | 146.228
|  | 40533300 | 142.8409
|  | 40566700 | 144.8585
|  | 40600000 | 148.1853
|  | 40633300 | 145.6778
|  | 40666700 | 140.6443
|  | 40700000 | 156.811
|  | 40733300 | 155.9971
|  | 40766700 | 151.6356
|  | 40800000 | 155.9486
|  | 40833300 | 141.3326
|  | 40866700 | 141.934
|  | 40900000 | 147.5061
|  | 40933300 | 148.0269
|  | 40966700 | 148.4364
|  | 41000000 | 156.7315
|  | 41033300 | 148.7409
|  | 41066700 | 148.1624
|  | 41100000 | 143.61
|  | 41133300 | 150.1034
|  | 41166700 | 139.0899
|  | 41200000 | 140.6972
|  | 41233300 | 149.4903
|  | 41266700 | 164.8757
|  | 41300000 | 157.6198
|  | 41333300 | 154.2563
|  | 41366700 | 149.049
|  | 41400000 | 149.668
|  | 41433300 | 146.1892
|  | 41466700 | 147.1309
|  | 41500000 | 143.0474
|  | 41533300 | 142.5882
|  | 41566700 | 150.7936
|  | 41600000 | 144.0698
|  | 41633300 | 134.7865
|  | 41666700 | 139.2007
|  | 41700000 | 145.5362
|  | 41733300 | 144.5481
|  | 41766700 | 146.8379
|  | 41800000 | 152.5216
|  | 41833300 | 141.8084
|  | 41866700 | 137.4728
|  | 41900000 | 143.9283
|  | 41933300 | 140.4203
|  | 41966700 | 145.055
|  | 42000000 | 152.9975
|  | 42033300 | 146.2618
|  | 42066700 | 137.3815
|  | 42100000 | 136.8001
|  | 42133300 | 133.252
|  | 42166700 | 144.0287
|  | 42200000 | 154.5844
|  | 42233300 | 148.3868
|  | 42266700 | 148.6027
|  | 42300000 | 142.4218
|  | 42333300 | 144.9986
|  | 42366700 | 153.5599
|  | 42400000 | 141.1365
|  | 42433300 | 137.4908
|  | 42466700 | 147.5965
|  | 42500000 | 149.0872
|  | 42533300 | 151.243
|  | 42566700 | 153.7053
|  | 42600000 | 139.0931
|  | 42633300 | 137.0495
|  | 42666700 | 150.0415
|  | 42700000 | 148.605
|  | 42733300 | 152.6085
|  | 42766700 | 154.0844
|  | 42800000 | 154.1575
|  | 42833300 | 155.9482
|  | 42866700 | 156.0328
|  | 42900000 | 156.3191
|  | 42933300 | 147.9226
|  | 42966700 | 148.4641
|  | 43000000 | 148.4348
|  | 43033300 | 146.1389
|  | 43066700 | 152.1333
|  | 43100000 | 141.1896
|  | 43133300 | 139.7179
|  | 43166700 | 145.2723
|  | 43200000 | 153.4422
|  | 43233300 | 142.4763
|  | 43266700 | 143.883
|  | 43300000 | 150.4227
|  | 43333300 | 148.6638
|  | 43366700 | 138.553
|  | 43400000 | 140.3955
|  | 43433300 | 143.7685
|  | 43466700 | 153.8593
|  | 43500000 | 154.9772
|  | 43533300 | 145.944
|  | 43566700 | 153.8102
|  | 43600000 | 142.4471
|  | 43633300 | 146.2168
|  | 43666700 | 157.1069
|  | 43700000 | 146.5214
|  | 43733300 | 149.7403
|  | 43766700 | 145.7642
|  | 43800000 | 137.0989
|  | 43833300 | 135.997
|  | 43866700 | 137.6677
|  | 43900000 | 147.8549
|  | 43933300 | 140.97
|  | 43966700 | 144.6518
|  | 44000000 | 139.9942
|  | 44033300 | 132.8225
|  | 44066700 | 128.0319
|  | 44100000 | 148.8515
|  | 44133300 | 164.6472
|  | 44166700 | 156.9861
|  | 44200000 | 157.6043
|  | 44233300 | 150.1706
|  | 44266700 | 137.4586
|  | 44300000 | 142.7458
|  | 44333300 | 155.2145
|  | 44366700 | 150.9515
|  | 44400000 | 153.0587
|  | 44433300 | 160.5698
|  | 44466700 | 147.0908
|  | 44500000 | 140.7018
|  | 44533300 | 142.9229
|  | 44566700 | 144.2285
|  | 44600000 | 157.0125
|  | 44633300 | 154.8009
|  | 44666700 | 143.6917
|  | 44700000 | 143.172
|  | 44733300 | 147.3236
|  | 44766700 | 144.5327
|  | 44800000 | 145.0292
|  | 44833300 | 153.3217
|  | 44866700 | 161.7847
|  | 44900000 | 160.2312
|  | 44933300 | 149.6875
|  | 44966700 | 139.5415
|  | 45000000 | 129.9632
|  | 45033300 | 141.4083
|  | 45066700 | 143.0401
|  | 45100000 | 144.0442
|  | 45133300 | 146.8777
|  | 45166700 | 144.8683
|  | 45200000 | 131.0191
|  | 45233300 | 140.9972
|  | 45266700 | 150.6978
|  | 45300000 | 145.6379
|  | 45333300 | 148.707
|  | 45366700 | 143.6727
|  | 45400000 | 127.9424
|  | 45433300 | 140.9793
|  | 45466700 | 156.6682
|  | 45500000 | 158.359
|  | 45533300 | 147.968
|  | 45566700 | 147.7526
|  | 45600000 | 151.9312
|  | 45633300 | 148.7369
|  | 45666700 | 140.8223
|  | 45700000 | 138.3158
|  | 45733300 | 147.4492
|  | 45766700 | 151.5664
|  | 45800000 | 157.9188
|  | 45833300 | 150.4107
|  | 45866700 | 153.8336
|  | 45900000 | 156.242
|  | 45933300 | 159.0917
|  | 45966700 | 159.9521
|  | 46000000 | 153.4532
|  | 46033300 | 142.2212
|  | 46066700 | 139.542
|  | 46100000 | 150.7697
|  | 46133300 | 155.832
|  | 46166700 | 153.4673
|  | 46200000 | 161.0977
|  | 46233300 | 150.6917
|  | 46266700 | 146.3568
|  | 46300000 | 144.5036
|  | 46333300 | 144.8767
|  | 46366700 | 138.9767
|  | 46400000 | 145.3521
|  | 46433300 | 148.163
|  | 46466700 | 152.2883
|  | 46500000 | 148.6856
|  | 46533300 | 139.5023
|  | 46566700 | 145.008
|  | 46600000 | 154.8683
|  | 46633300 | 159.8904
|  | 46666700 | 160.8628
|  | 46700000 | 143.3187
|  | 46733300 | 144.5047
|  | 46766700 | 148.2534
|  | 46800000 | 144.237
|  | 46833300 | 145.1843
|  | 46866700 | 141.5283
|  | 46900000 | 146.2187
|  | 46933300 | 156.8958
|  | 46966700 | 148.5624
|  | 47000000 | 154.4353
|  | 47033300 | 155.0907
|  | 47066700 | 146.4478
|  | 47100000 | 141.6178
|  | 47133300 | 154.1579
|  | 47166700 | 153.5997
|  | 47200000 | 146.3023
|  | 47233300 | 157.3577
|  | 47266700 | 153.9821
|  | 47300000 | 142.4177
|  | 47333300 | 157.4652
|  | 47366700 | 159.0591
|  | 47400000 | 161.9784
|  | 47433300 | 158.7871
|  | 47466700 | 160.2882
|  | 47500000 | 155.4021
|  | 47533300 | 140.6588
|  | 47566700 | 142.482
|  | 47600000 | 150.952
|  | 47633300 | 158.3472
|  | 47666700 | 153.8266
|  | 47700000 | 144.2072
|  | 47733300 | 140.7914
|  | 47766700 | 152.733
|  | 47800000 | 160.1027
|  | 47833300 | 150.7458
|  | 47866700 | 151.2775
|  | 47900000 | 149.843
|  | 47933300 | 146.7616
|  | 47966700 | 145.067
|  | 48000000 | 152.7862
|  | 48033300 | 164.6661
|  | 48066700 | 144.6339
|  | 48100000 | 135.384
|  | 48133300 | 137.5611
|  | 48166700 | 145.8493
|  | 48200000 | 146.9658
|  | 48233300 | 139.5588
|  | 48266700 | 141.343
|  | 48300000 | 164.6385
|  | 48333300 | 156.041
|  | 48366700 | 150.9546
|  | 48400000 | 150.9865
|  | 48433300 | 149.1368
|  | 48466700 | 136.6626
|  | 48500000 | 149.4335
|  | 48533300 | 155.4796
|  | 48566700 | 155.3482
|  | 48600000 | 145.2067
|  | 48633300 | 146.7949
|  | 48666700 | 155.9179
|  | 48700000 | 152.1584
|  | 48733300 | 144.0369
|  | 48766700 | 139.2046
|  | 48800000 | 145.4397
|  | 48833300 | 155.2541
|  | 48866700 | 158.2357
|  | 48900000 | 156.1537
|  | 48933300 | 152.8773
|  | 48966700 | 149.4941
|  | 49000000 | 163.6521
|  | 49033300 | 164.4348
|  | 49066700 | 152.3148
|  | 49100000 | 154.5126
|  | 49133300 | 156.3995
|  | 49166700 | 153.1421
|  | 49200000 | 147.2553
|  | 49233300 | 150.7184
|  | 49266700 | 140.6232
|  | 49300000 | 146.7256
|  | 49333300 | 156.3821
|  | 49366700 | 150.9473
|  | 49400000 | 145.2158
|  | 49433300 | 150.1131
|  | 49466700 | 149.7663
|  | 49500000 | 146.4723
|  | 49533300 | 148.171
|  | 49566700 | 151.975
|  | 49600000 | 154.9108
|  | 49633300 | 148.4166
|  | 49666700 | 147.1183
|  | 49700000 | 159.056
|  | 49733300 | 164.874
|  | 49766700 | 155.0303
|  | 49800000 | 146.782
|  | 49833300 | 152.2164
|  | 49866700 | 154.5236
|  | 49900000 | 139.6061
|  | 49933300 | 139.1759
|  | 49966700 | 148.4087
|  | 50000000 | 162.8495
|  | 50033300 | 163.6099
|  | 50066700 | 153.7411
|  | 50100000 | 154.8399
|  | 50133300 | 158.2044
|  | 50166700 | 151.4482
|  | 50200000 | 148.2645
|  | 50233300 | 151.4823
|  | 50266700 | 161.7463
|  | 50300000 | 158.7942
|  | 50333300 | 150.2862
|  | 50366700 | 146.7252
|  | 50400000 | 156.5244
|  | 50433300 | 154.8688
|  | 50466700 | 152.8318
|  | 50500000 | 150.8827
|  | 50533300 | 163.7745
|  | 50566700 | 163.1809
|  | 50600000 | 156.711
|  | 50633300 | 156.6257
|  | 50666700 | 168.1956
|  | 50700000 | 163.0702
|  | 50733300 | 150.3446
|  | 50766700 | 141.7096
|  | 50800000 | 148.9553
|  | 50833300 | 152.6618
|  | 50866700 | 157.6818
|  | 50900000 | 155.8086
|  | 50933300 | 148.2579
|  | 50966700 | 147.6076
|  | 51000000 | 158.7713
|  | 51033300 | 154.2468
|  | 51066700 | 158.322
|  | 51100000 | 159.9434
|  | 51133300 | 151.5604
|  | 51166700 | 143.2329
|  | 51200000 | 163.3824
|  | 51233300 | 157.1118
|  | 51266700 | 140.4706
|  | 51300000 | 157.1514
|  | 51333300 | 161.5648
|  | 51366700 | 158.0388
|  | 51400000 | 149.9109
|  | 51433300 | 151.5515
|  | 51466700 | 148.2902
|  | 51500000 | 152.0581
|  | 51533300 | 161.8963
|  | 51566700 | 172.9782
|  | 51600000 | 162.7005
|  | 51633300 | 156.7198
|  | 51666700 | 170.8384
|  | 51700000 | 162.8653
|  | 51733300 | 152.2354
|  | 51766700 | 146.5701
|  | 51800000 | 142.2864
|  | 51833300 | 141.3327
|  | 51866700 | 151.2522
|  | 51900000 | 136.2873
|  | 51933300 | 138.4533
|  | 51966700 | 149.2962
|  | 52000000 | 154.1401
|  | 52033300 | 143.1353
|  | 52066700 | 143.658
|  | 52100000 | 151.456
|  | 52133300 | 153.0868
|  | 52166700 | 160.1982
|  | 52200000 | 159.587
|  | 52233300 | 162.3475
|  | 52266700 | 170.21
|  | 52300000 | 154.997
|  | 52333300 | 152.3576
|  | 52366700 | 151.1045
|  | 52400000 | 154.434
|  | 52433300 | 161.5896
|  | 52466700 | 167.4453
|  | 52500000 | 154.1865
|  | 52533300 | 154.3062
|  | 52566700 | 153.7733
|  | 52600000 | 161.3621
|  | 52633300 | 154.6655
|  | 52666700 | 155.2142
|  | 52700000 | 154.4209
|  | 52733300 | 154.0937
|  | 52766700 | 156.0759
|  | 52800000 | 155.5473
|  | 52833300 | 149.6342
|  | 52866700 | 170.7528
|  | 52900000 | 162.8213
|  | 52933300 | 145.0006
|  | 52966700 | 146.3209
|  | 53000000 | 152.2362
|  | 53033300 | 148.4865
|  | 53066700 | 148.1751
|  | 53100000 | 158.6798
|  | 53133300 | 148.8414
|  | 53166700 | 151.7842
|  | 53200000 | 167.0484
|  | 53233300 | 161.6265
|  | 53266700 | 149.6524
|  | 53300000 | 145.9146
|  | 53333300 | 154.99
|  | 53366700 | 147.9711
|  | 53400000 | 150.2153
|  | 53433300 | 156.0421
|  | 53466700 | 163.8172
|  | 53500000 | 149.4207
|  | 53533300 | 150.6783
|  | 53566700 | 160.4193
|  | 53600000 | 158.5932
|  | 53633300 | 158.9453
|  | 53666700 | 154.0051
|  | 53700000 | 155.6586
|  | 53733300 | 159.5799
|  | 53766700 | 153.5143
|  | 53800000 | 151.6874
|  | 53833300 | 145.8109
|  | 53866700 | 156.5266
|  | 53900000 | 151.2636
|  | 53933300 | 151.7808
|  | 53966700 | 163.0746
|  | 54000000 | 158.2254
|  | 54033300 | 149.3031
|  | 54066700 | 144.7237
|  | 54100000 | 146.5618
|  | 54133300 | 147.0671
|  | 54166700 | 144.6135
|  | 54200000 | 153.7738
|  | 54233300 | 162.351
|  | 54266700 | 164.942
|  | 54300000 | 160.6866
|  | 54333300 | 169.8769
|  | 54366700 | 164.4103
|  | 54400000 | 184.1738
|  | 54433300 | 176.2362
|  | 54466700 | 167.4342
|  | 54500000 | 152.9684
|  | 54533300 | 163.2049
|  | 54566700 | 158.6426
|  | 54600000 | 155.8495
|  | 54633300 | 157.1879
|  | 54666700 | 170.8505
|  | 54700000 | 168.2889
|  | 54733300 | 147.1464
|  | 54766700 | 144.1457
|  | 54800000 | 151.0443
|  | 54833300 | 151.9565
|  | 54866700 | 162.945
|  | 54900000 | 165.7303
|  | 54933300 | 162.9326
|  | 54966700 | 164.3448
|  | 55000000 | 160.2814
|  | 55033300 | 155.9689
|  | 55066700 | 153.7867
|  | 55100000 | 150.7028
|  | 55133300 | 149.1906
|  | 55166700 | 154.9712
|  | 55200000 | 172.3253
|  | 55233300 | 169.4229
|  | 55266700 | 152.6094
|  | 55300000 | 156.498
|  | 55333300 | 155.7508
|  | 55366700 | 151.4085
|  | 55400000 | 148.6965
|  | 55433300 | 157.5999
|  | 55466700 | 159.546
|  | 55500000 | 156.4967
|  | 55533300 | 170.6432
|  | 55566700 | 163.3074
|  | 55600000 | 151.939
|  | 55633300 | 148.3876
|  | 55666700 | 154.6739
|  | 55700000 | 157.9458
|  | 55733300 | 158.0545
|  | 55766700 | 148.8893
|  | 55800000 | 149.4749
|  | 55833300 | 162.0182
|  | 55866700 | 170.5812
|  | 55900000 | 153.6967
|  | 55933300 | 149.6178
|  | 55966700 | 163.7659
|  | 56000000 | 169.2379
|  | 56033300 | 155.0491
|  | 56066700 | 147.9359
|  | 56100000 | 165.0639
|  | 56133300 | 164.8616
|  | 56166700 | 158.3727
|  | 56200000 | 159.9286
|  | 56233300 | 166.0061
|  | 56266700 | 150.2168
|  | 56300000 | 157.1094
|  | 56333300 | 157.4594
|  | 56366700 | 154.2352
|  | 56400000 | 149.5892
|  | 56433300 | 158.0896
|  | 56466700 | 161.9473
|  | 56500000 | 156.2954
|  | 56533300 | 159.075
|  | 56566700 | 165.3878
|  | 56600000 | 161.4858
|  | 56633300 | 158.9593
|  | 56666700 | 167.6068
|  | 56700000 | 174.1053
|  | 56733300 | 174.1692
|  | 56766700 | 168.3102
|  | 56800000 | 166.7825
|  | 56833300 | 162.8329
|  | 56866700 | 155.7546
|  | 56900000 | 148.9869
|  | 56933300 | 152.6993
|  | 56966700 | 156.3302
|  | 57000000 | 154.5928
|  | 57033300 | 155.5874
|  | 57066700 | 162.5477
|  | 57100000 | 153.8636
|  | 57133300 | 167.2872
|  | 57166700 | 162.9175
|  | 57200000 | 158.0548
|  | 57233300 | 164.9851
|  | 57266700 | 166.0113
|  | 57300000 | 157.9526
|  | 57333300 | 162.0181
|  | 57366700 | 164.8158
|  | 57400000 | 154.6123
|  | 57433300 | 156.0985
|  | 57466700 | 163.1714
|  | 57500000 | 163.0915
|  | 57533300 | 151.1838
|  | 57566700 | 166.8241
|  | 57600000 | 160.027
|  | 57633300 | 162.7301
|  | 57666700 | 157.9472
|  | 57700000 | 152.0386
|  | 57733300 | 156.3218
|  | 57766700 | 159.6593
|  | 57800000 | 154.5331
|  | 57833300 | 161.7732
|  | 57866700 | 155.8646
|  | 57900000 | 168.4409
|  | 57933300 | 162.37
|  | 57966700 | 161.3039
|  | 58000000 | 161.1039
|  | 58033300 | 157.263
|  | 58066700 | 156.085
|  | 58100000 | 156.1943
|  | 58133300 | 153.2752
|  | 58166700 | 148.3147
|  | 58200000 | 165.1802
|  | 58233300 | 173.174
|  | 58266700 | 158.9292
|  | 58300000 | 173.5897
|  | 58333300 | 170.501
|  | 58366700 | 158.3545
|  | 58400000 | 162.2206
|  | 58433300 | 158.7207
|  | 58466700 | 163.5452
|  | 58500000 | 166.0662
|  | 58533300 | 156.0618
|  | 58566700 | 157.102
|  | 58600000 | 161.1047
|  | 58633300 | 165.5347
|  | 58666700 | 159.6487
|  | 58700000 | 150.8879
|  | 58733300 | 155.0823
|  | 58766700 | 164.7807
|  | 58800000 | 155.22
|  | 58833300 | 164.6715
|  | 58866700 | 172.4093
|  | 58900000 | 165.1044
|  | 58933300 | 170.296
|  | 58966700 | 160.9915
|  | 59000000 | 159.5608
|  | 59033300 | 171.2907
|  | 59066700 | 165.7194
|  | 59100000 | 165.5374
|  | 59133300 | 166.7308
|  | 59166700 | 160.0501
|  | 59200000 | 156.1695
|  | 59233300 | 156.5828
|  | 59266700 | 155.8485
|  | 59300000 | 155.4778
|  | 59333300 | 157.4187
|  | 59366700 | 174.8065
|  | 59400000 | 173.8089
|  | 59433300 | 163.8867
|  | 59466700 | 157.3131
|  | 59500000 | 161.0191
|  | 59533300 | 156.635
|  | 59566700 | 149.4375
|  | 59600000 | 151.3241
|  | 59633300 | 166.3368
|  | 59666700 | 160.8248
|  | 59700000 | 155.5582
|  | 59733300 | 162.6939
|  | 59766700 | 158.4764
|  | 59800000 | 169.1517
|  | 59833300 | 164.1555
|  | 59866700 | 154.7707
|  | 59900000 | 163.1602
|  | 59933300 | 169.6108
|  | 59966700 | 157.5375
|  | 60000000 | 157.5992
|  | 60033300 | 154.1098
|  | 60066700 | 148.2425
|  | 60100000 | 153.4746
|  | 60133300 | 158.744
|  | 60166700 | 175.5173
|  | 60200000 | 165.108
|  | 60233300 | 157.9884
|  | 60266700 | 159.4442
|  | 60300000 | 165.3323
|  | 60333300 | 178.3529
|  | 60366700 | 157.7335
|  | 60400000 | 162.6427
|  | 60433300 | 165.3042
|  | 60466700 | 166.0867
|  | 60500000 | 180.0199
|  | 60533300 | 181.5541
|  | 60566700 | 180.8723
|  | 60600000 | 171.7742
|  | 60633300 | 156.9561
|  | 60666700 | 152.4712
|  | 60700000 | 155.9251
|  | 60733300 | 168.7745
|  | 60766700 | 172.3681
|  | 60800000 | 161.118
|  | 60833300 | 160.3157
|  | 60866700 | 152.9502
|  | 60900000 | 151.5436
|  | 60933300 | 158.7556
|  | 60966700 | 164.2489
|  | 61000000 | 159.0296
|  | 61033300 | 150.4949
|  | 61066700 | 173.937
|  | 61100000 | 155.022
|  | 61133300 | 150.9844
|  | 61166700 | 164.7578
|  | 61200000 | 153.159
|  | 61233300 | 154.6675
|  | 61266700 | 154.4882
|  | 61300000 | 149.8982
|  | 61333300 | 156.239
|  | 61366700 | 158.1233
|  | 61400000 | 153.7646
|  | 61433300 | 164.9857
|  | 61466700 | 169.4027
|  | 61500000 | 167.344
|  | 61533300 | 168.4048
|  | 61566700 | 167.8368
|  | 61600000 | 164.1008
|  | 61633300 | 155.0361
|  | 61666700 | 164.8292
|  | 61700000 | 163.0794
|  | 61733300 | 163.1916
|  | 61766700 | 156.8401
|  | 61800000 | 161.2012
|  | 61833300 | 148.8076
|  | 61866700 | 159.2704
|  | 61900000 | 173.0483
|  | 61933300 | 186.3171
|  | 61966700 | 173.9608
|  | 62000000 | 163.5978
|  | 62033300 | 157.7598
|  | 62066700 | 160.636
|  | 62100000 | 157.6798
|  | 62133300 | 172.0219
|  | 62166700 | 177.2003
|  | 62200000 | 173.9329
|  | 62233300 | 157.6489
|  | 62266700 | 161.2167
|  | 62300000 | 165.9108
|  | 62333300 | 167.7137
|  | 62366700 | 154.2581
|  | 62400000 | 143.6754
|  | 62433300 | 165.6065
|  | 62466700 | 169.3676
|  | 62500000 | 156.0802
|  | 62533300 | 158.3927
|  | 62566700 | 157.0197
|  | 62600000 | 156.6779
|  | 62633300 | 156.1827
|  | 62666700 | 155.5703
|  | 62700000 | 165.7643
|  | 62733300 | 156.2674
|  | 62766700 | 156.6715
|  | 62800000 | 166.5862
|  | 62833300 | 167.4445
|  | 62866700 | 171.5489
|  | 62900000 | 169.1805
|  | 62933300 | 163.749
|  | 62966700 | 152.0571
|  | 63000000 | 159.9263
|  | 63033300 | 176.1118
|  | 63066700 | 167.8023
|  | 63100000 | 161.2715
|  | 63133300 | 154.0984
|  | 63166700 | 157.9133
|  | 63200000 | 163.835
|  | 63233300 | 152.708
|  | 63266700 | 144.2895
|  | 63300000 | 149.5901
|  | 63333300 | 161.8188
|  | 63366700 | 157.8743
|  | 63400000 | 156.0266
|  | 63433300 | 163.7655
|  | 63466700 | 153.9517
|  | 63500000 | 162.946
|  | 63533300 | 159.258
|  | 63566700 | 153.979
|  | 63600000 | 156.6361
|  | 63633300 | 161.9741
|  | 63666700 | 167.1015
|  | 63700000 | 162.3036
|  | 63733300 | 152.8734
|  | 63766700 | 157.9651
|  | 63800000 | 164.2148
|  | 63833300 | 159.3412
|  | 63866700 | 148.0128
|  | 63900000 | 155.9411
|  | 63933300 | 168.3233
|  | 63966700 | 163.4183
|  | 64000000 | 169.1949
|  | 64033300 | 159.9385
|  | 64066700 | 148.5742
|  | 64100000 | 155.8907
|  | 64133300 | 174.9247
|  | 64166700 | 170.9721
|  | 64200000 | 157.852
|  | 64233300 | 154.4718
|  | 64266700 | 158.4075
|  | 64300000 | 176.3296
|  | 64333300 | 175.3831
|  | 64366700 | 163.6885
|  | 64400000 | 159.4757
|  | 64433300 | 156.3553
|  | 64466700 | 145.3491
|  | 64500000 | 148.4423
|  | 64533300 | 151.4506
|  | 64566700 | 158.3917
|  | 64600000 | 163.7112
|  | 64633300 | 160.1281
|  | 64666700 | 150.6539
|  | 64700000 | 159.8646
|  | 64733300 | 164.0547
|  | 64766700 | 156.6202
|  | 64800000 | 164.6202
|  | 64833300 | 169.9532
|  | 64866700 | 157.4942
|  | 64900000 | 154.5907
|  | 64933300 | 163.9548
|  | 64966700 | 157.257
|  | 65000000 | 161.2993
|  | 65033300 | 153.5295
|  | 65066700 | 166.9882
|  | 65100000 | 172.2318
|  | 65133300 | 164.9809
|  | 65166700 | 149.8196
|  | 65200000 | 153.9381
|  | 65233300 | 168.3491
|  | 65266700 | 152.3099
|  | 65300000 | 158.3176
|  | 65333300 | 179.0152
|  | 65366700 | 173.7963
|  | 65400000 | 158.8983
|  | 65433300 | 161.3137
|  | 65466700 | 157.8248
|  | 65500000 | 159.2849
|  | 65533300 | 145.45
|  | 65566700 | 157.6625
|  | 65600000 | 165.3964
|  | 65633300 | 172.8022
|  | 65666700 | 162.9629
|  | 65700000 | 152.5733
|  | 65733300 | 154.6051
|  | 65766700 | 158.3056
|  | 65800000 | 155.895
|  | 65833300 | 152.2887
|  | 65866700 | 152.8786
|  | 65900000 | 157.0445
|  | 65933300 | 165.4175
|  | 65966700 | 175.4213
|  | 66000000 | 177.9714
|  | 66033300 | 172.9439
|  | 66066700 | 160.5612
|  | 66100000 | 150.1819
|  | 66133300 | 163.8909
|  | 66166700 | 165.0919
|  | 66200000 | 161.0626
|  | 66233300 | 143.5892
|  | 66266700 | 165.4302
|  | 66300000 | 181.1168
|  | 66333300 | 159.1835
|  | 66366700 | 149.2582
|  | 66400000 | 152.5878
|  | 66433300 | 158.3309
|  | 66466700 | 164.4697
|  | 66500000 | 154.9624
|  | 66533300 | 160.5148
|  | 66566700 | 166.3741
|  | 66600000 | 160.0342
|  | 66633300 | 158.6671
|  | 66666700 | 158.5663
|  | 66700000 | 160.5293
|  | 66733300 | 153.3329
|  | 66766700 | 141.8523
|  | 66800000 | 149.6041
|  | 66833300 | 146.8026
|  | 66866700 | 150.4998
|  | 66900000 | 165.8753
|  | 66933300 | 162.3469
|  | 66966700 | 158.7049
|  | 67000000 | 154.5399
|  | 67033300 | 147.2628
|  | 67066700 | 156.6601
|  | 67100000 | 161.8677
|  | 67133300 | 163.0174
|  | 67166700 | 151.899
|  | 67200000 | 159.2822
|  | 67233300 | 161.5506
|  | 67266700 | 160.0932
|  | 67300000 | 158.9638
|  | 67333300 | 170.8402
|  | 67366700 | 173.8284
|  | 67400000 | 164.6655
|  | 67433300 | 178.3017
|  | 67466700 | 169.8757
|  | 67500000 | 154.1718
|  | 67533300 | 149.7399
|  | 67566700 | 150.8056
|  | 67600000 | 160.6473
|  | 67633300 | 150.7546
|  | 67666700 | 151.7745
|  | 67700000 | 157.0211
|  | 67733300 | 150.4724
|  | 67766700 | 142.9758
|  | 67800000 | 153.225
|  | 67833300 | 162.3796
|  | 67866700 | 158.5974
|  | 67900000 | 165.025
|  | 67933300 | 160.6446
|  | 67966700 | 166.467
|  | 68000000 | 165.3185
|  | 68033300 | 165.1893
|  | 68066700 | 161.3414
|  | 68100000 | 151.32
|  | 68133300 | 166.5513
|  | 68166700 | 168.9979
|  | 68200000 | 155.7793
|  | 68233300 | 161.4772
|  | 68266700 | 160.9903
|  | 68300000 | 153.4339
|  | 68333300 | 150.9954
|  | 68366700 | 150.6547
|  | 68400000 | 159.6084
|  | 68433300 | 163.3702
|  | 68466700 | 153.271
|  | 68500000 | 155.6603
|  | 68533300 | 148.7298
|  | 68566700 | 154.0379
|  | 68600000 | 157.8832
|  | 68633300 | 157.1109
|  | 68666700 | 155.0048
|  | 68700000 | 149.0568
|  | 68733300 | 156.2468
|  | 68766700 | 163.2683
|  | 68800000 | 166.2203
|  | 68833300 | 161.3767
|  | 68866700 | 162.4082
|  | 68900000 | 170.0951
|  | 68933300 | 159.4586
|  | 68966700 | 168.0103
|  | 69000000 | 162.8806
|  | 69033300 | 151.6535
|  | 69066700 | 155.2098
|  | 69100000 | 155.6048
|  | 69133300 | 153.3213
|  | 69166700 | 155.6637
|  | 69200000 | 156.903
|  | 69233300 | 161.0026
|  | 69266700 | 163.6054
|  | 69300000 | 162.8965
|  | 69333300 | 157.534
|  | 69366700 | 160.2277
|  | 69400000 | 152.7483
|  | 69433300 | 150.4006
|  | 69466700 | 160.0329
|  | 69500000 | 161.5831
|  | 69533300 | 157.3255
|  | 69566700 | 155.8881
|  | 69600000 | 150.044
|  | 69633300 | 152.8682
|  | 69666700 | 160.2153
|  | 69700000 | 165.6776
|  | 69733300 | 170.0048
|  | 69766700 | 167.1832
|  | 69800000 | 162.8642
|  | 69833300 | 163.8207
|  | 69866700 | 158.359
|  | 69900000 | 149.2288
|  | 69933300 | 156.8813
|  | 69966700 | 156.5835
|  | 70000000 | 154.8309
|  | 70033300 | 150.1792
|  | 70066700 | 153.585
|  | 70100000 | 163.8723
|  | 70133300 | 159.3651
|  | 70166700 | 148.7891
|  | 70200000 | 149.0039
|  | 70233300 | 155.4696
|  | 70266700 | 158.5833
|  | 70300000 | 149.9557
|  | 70333300 | 142.3292
|  | 70366700 | 143.8297
|  | 70400000 | 155.1904
|  | 70433300 | 166.1276
|  | 70466700 | 154.5745
|  | 70500000 | 151.9621
|  | 70533300 | 156.7824
|  | 70566700 | 148.7233
|  | 70600000 | 146.2593
|  | 70633300 | 151.0016
|  | 70666700 | 153.8655
|  | 70700000 | 158.9962
|  | 70733300 | 159.3031
|  | 70766700 | 163.5419
|  | 70800000 | 172.1523
|  | 70833300 | 150.3078
|  | 70866700 | 145.7393
|  | 70900000 | 152.7267
|  | 70933300 | 147.8558
|  | 70966700 | 146.1642
|  | 71000000 | 160.3067
|  | 71033300 | 171.2263
|  | 71066700 | 169.6076
|  | 71100000 | 160.4853
|  | 71133300 | 155.6917
|  | 71166700 | 153.35
|  | 71200000 | 149.6051
|  | 71233300 | 152.5775
|  | 71266700 | 147.4496
|  | 71300000 | 148.9715
|  | 71333300 | 155.9624
|  | 71366700 | 154.4444
|  | 71400000 | 165.5661
|  | 71433300 | 172.1561
|  | 71466700 | 168.6233
|  | 71500000 | 169.0699
|  | 71533300 | 178.9154
|  | 71566700 | 160.806
|  | 71600000 | 144.8941
|  | 71633300 | 136.7208
|  | 71666700 | 146.9301
|  | 71700000 | 152.9241
|  | 71733300 | 165.3783
|  | 71766700 | 167.7957
|  | 71800000 | 180.923
|  | 71833300 | 165.195
|  | 71866700 | 157.0834
|  | 71900000 | 164.9149
|  | 71933300 | 165.8371
|  | 71966700 | 158.8169
|  | 72000000 | 155.1543
|  | 72033300 | 149.8082
|  | 72066700 | 146.9751
|  | 72100000 | 139.5575
|  | 72133300 | 152.8359
|  | 72166700 | 154.051
|  | 72200000 | 157.7562
|  | 72233300 | 147.3327
|  | 72266700 | 155.9981
|  | 72300000 | 165.3167
|  | 72333300 | 159.092
|  | 72366700 | 164.579
|  | 72400000 | 149.2975
|  | 72433300 | 156.2761
|  | 72466700 | 158.4917
|  | 72500000 | 159.9746
|  | 72533300 | 145.4525
|  | 72566700 | 154.6046
|  | 72600000 | 151.7558
|  | 72633300 | 151.786
|  | 72666700 | 154.3922
|  | 72700000 | 149.2009
|  | 72733300 | 156.393
|  | 72766700 | 156.1752
|  | 72800000 | 145.8561
|  | 72833300 | 150.2378
|  | 72866700 | 161.2094
|  | 72900000 | 158.8526
|  | 72933300 | 155.2249
|  | 72966700 | 153.7903
|  | 73000000 | 152.7493
|  | 73033300 | 143.7909
|  | 73066700 | 156.9659
|  | 73100000 | 162.5449
|  | 73133300 | 168.6022
|  | 73166700 | 158.9903
|  | 73200000 | 157.5803
|  | 73233300 | 157.6551
|  | 73266700 | 157.7287
|  | 73300000 | 157.2704
|  | 73333300 | 160.0996
|  | 73366700 | 159.1411
|  | 73400000 | 145.6898
|  | 73433300 | 149.1741
|  | 73466700 | 156.2113
|  | 73500000 | 159.2082
|  | 73533300 | 163.1846
|  | 73566700 | 159.2559
|  | 73600000 | 153.7957
|  | 73633300 | 143.043
|  | 73666700 | 149.5839
|  | 73700000 | 169.1226
|  | 73733300 | 149.1752
|  | 73766700 | 141.8986
|  | 73800000 | 137.7052
|  | 73833300 | 154.0882
|  | 73866700 | 158.2324
|  | 73900000 | 151.4971
|  | 73933300 | 154.031
|  | 73966700 | 157.7316
|  | 74000000 | 144.3901
|  | 74033300 | 156.5774
|  | 74066700 | 160.1792
|  | 74100000 | 156.1062
|  | 74133300 | 169.4988
|  | 74166700 | 169.5798
|  | 74200000 | 162.4258
|  | 74233300 | 159.9884
|  | 74266700 | 152.5488
|  | 74300000 | 152.1589
|  | 74333300 | 160.8586
|  | 74366700 | 160.8422
|  | 74400000 | 161.2921
|  | 74433300 | 156.0169
|  | 74466700 | 140.0335
|  | 74500000 | 146.7005
|  | 74533300 | 165.7688
|  | 74566700 | 158.4443
|  | 74600000 | 149.5844
|  | 74633300 | 145.8797
|  | 74666700 | 158.1348
|  | 74700000 | 158.9584
|  | 74733300 | 164.137
|  | 74766700 | 155.0066
|  | 74800000 | 155.3026
|  | 74833300 | 155.377
|  | 74866700 | 167.297
|  | 74900000 | 154.2173
|  | 74933300 | 147.0398
|  | 74966700 | 162.4289
|  | 75000000 | 160.0514
|  | 75033300 | 148.5142
|  | 75066700 | 150.3109
|  | 75100000 | 164.145
|  | 75133300 | 164.5625
|  | 75166700 | 160.01
|  | 75200000 | 151.8776
|  | 75233300 | 147.3063
|  | 75266700 | 147.6092
|  | 75300000 | 138.0332
|  | 75333300 | 142.3201
|  | 75366700 | 163.1537
|  | 75400000 | 170.6396
|  | 75433300 | 160.7845
|  | 75466700 | 153.6553
|  | 75500000 | 156.1194
|  | 75533300 | 148.9001
|  | 75566700 | 160.6623
|  | 75600000 | 168.3802
|  | 75633300 | 157.2658
|  | 75666700 | 161.7707
|  | 75700000 | 152.0348
|  | 75733300 | 149.1639
|  | 75766700 | 157.8615
|  | 75800000 | 152.9944
|  | 75833300 | 149.9307
|  | 75866700 | 155.6608
|  | 75900000 | 155.3483
|  | 75933300 | 159.9957
|  | 75966700 | 157.2768
|  | 76000000 | 154.0438
|  | 76033300 | 150.4484
|  | 76066700 | 145.0683
|  | 76100000 | 151.5581
|  | 76133300 | 152.8932
|  | 76166700 | 154.9806
|  | 76200000 | 158.6352
|  | 76233300 | 151.0418
|  | 76266700 | 151.9215
|  | 76300000 | 148.7834
|  | 76333300 | 139.859
|  | 76366700 | 162.6921
|  | 76400000 | 157.8116
|  | 76433300 | 154.4297
|  | 76466700 | 171.9602
|  | 76500000 | 170.4792
|  | 76533300 | 156.42
|  | 76566700 | 152.3142
|  | 76600000 | 148.5809
|  | 76633300 | 157.4954
|  | 76666700 | 154.6076
|  | 76700000 | 160.6274
|  | 76733300 | 155.231
|  | 76766700 | 161.5032
|  | 76800000 | 149.4335
|  | 76833300 | 160.223
|  | 76866700 | 173.1733
|  | 76900000 | 160.31
|  | 76933300 | 157.3325
|  | 76966700 | 155.8293
|  | 77000000 | 147.2957
|  | 77033300 | 155.1797
|  | 77066700 | 161.2634
|  | 77100000 | 153.0059
|  | 77133300 | 159.2099
|  | 77166700 | 155.7799
|  | 77200000 | 159.5839
|  | 77233300 | 153.3095
|  | 77266700 | 157.0281
|  | 77300000 | 159.5265
|  | 77333300 | 150.093
|  | 77366700 | 157.076
|  | 77400000 | 151.1781
|  | 77433300 | 150.7082
|  | 77466700 | 151.5883
|  | 77500000 | 148.3065
|  | 77533300 | 160.0874
|  | 77566700 | 165.1029
|  | 77600000 | 154.6497
|  | 77633300 | 147.187
|  | 77666700 | 159.3794
|  | 77700000 | 170.4932
|  | 77733300 | 160.1935
|  | 77766700 | 140.0864
|  | 77800000 | 142.575
|  | 77833300 | 164.9974
|  | 77866700 | 165.5652
|  | 77900000 | 156.2908
|  | 77933300 | 150.9864
|  | 77966700 | 158.1578
|  | 78000000 | 159.4649
|  | 78033300 | 159.1787
|  | 78066700 | 166.7139
|  | 78100000 | 164.4421
|  | 78133300 | 162.8112
|  | 78166700 | 151.4212
|  | 78200000 | 151.9124
|  | 78233300 | 151.4298
|  | 78266700 | 155.2406
|  | 78300000 | 152.7245
|  | 78333300 | 149.1844
|  | 78366700 | 155.5021
|  | 78400000 | 166.1327
|  | 78433300 | 153.0961
|  | 78466700 | 151.4083
|  | 78500000 | 158.6355
|  | 78533300 | 164.0553
|  | 78566700 | 158.3443
|  | 78600000 | 157.9958
|  | 78633300 | 159.4793
|  | 78666700 | 146.4952
|  | 78700000 | 167.0798
|  | 78733300 | 159.8269
|  | 78766700 | 143.0555
|  | 78800000 | 149.6927
|  | 78833300 | 154.3657
|  | 78866700 | 169.8481
|  | 78900000 | 178.7346
|  | 78933300 | 156.4545
|  | 78966700 | 145.1744
|  | 79000000 | 158.6299
|  | 79033300 | 157.0421
|  | 79066700 | 156.8566
|  | 79100000 | 155.1438
|  | 79133300 | 159.5743
|  | 79166700 | 163.3712
|  | 79200000 | 153.1726
|  | 79233300 | 144.9225
|  | 79266700 | 157.9902
|  | 79300000 | 151.8275
|  | 79333300 | 148.6389
|  | 79366700 | 154.1531
|  | 79400000 | 161.397
|  | 79433300 | 154.8187
|  | 79466700 | 146.8325
|  | 79500000 | 150.1673
|  | 79533300 | 158.8392
|  | 79566700 | 157.6691
|  | 79600000 | 155.6079
|  | 79633300 | 165.0291
|  | 79666700 | 167.2299
|  | 79700000 | 145.8001
|  | 79733300 | 147.2347
|  | 79766700 | 149.5712
|  | 79800000 | 148.7937
|  | 79833300 | 146.4542
|  | 79866700 | 146.8491
|  | 79900000 | 142.3345
|  | 79933300 | 140.7162
|  | 79966700 | 140.2839
|  | 80000000 | 150.2284
|  | 80033300 | 154.9475
|  | 80066700 | 164.5215
|  | 80100000 | 163.437
|  | 80133300 | 150.9339
|  | 80166700 | 150.6703
|  | 80200000 | 151.0687
|  | 80233300 | 163.0278
|  | 80266700 | 156.94
|  | 80300000 | 154.3051
|  | 80333300 | 152.139
|  | 80366700 | 157.2806
|  | 80400000 | 154.8965
|  | 80433300 | 162.8329
|  | 80466700 | 160.3267
|  | 80500000 | 164.4057
|  | 80533300 | 172.8517
|  | 80566700 | 180.0383
|  | 80600000 | 168.5184
|  | 80633300 | 165.4449
|  | 80666700 | 159.1645
|  | 80700000 | 141.4403
|  | 80733300 | 137.6927
|  | 80766700 | 134.0278
|  | 80800000 | 146.63
|  | 80833300 | 154.6496
|  | 80866700 | 154.2643
|  | 80900000 | 155.9342
|  | 80933300 | 157.685
|  | 80966700 | 156.2029
|  | 81000000 | 154.9683
|  | 81033300 | 155.0551
|  | 81066700 | 150.2966
|  | 81100000 | 150.5379
|  | 81133300 | 156.8677
|  | 81166700 | 151.0921
|  | 81200000 | 147.7863
|  | 81233300 | 154.7845
|  | 81266700 | 156.988
|  | 81300000 | 156.8138
|  | 81333300 | 156.8684
|  | 81366700 | 150.8135
|  | 81400000 | 155.2336
|  | 81433300 | 151.4682
|  | 81466700 | 161.773
|  | 81500000 | 169.3084
|  | 81533300 | 156.8342
|  | 81566700 | 159.7446
|  | 81600000 | 168.6355
|  | 81633300 | 155.1982
|  | 81666700 | 161.0744
|  | 81700000 | 157.1978
|  | 81733300 | 152.0057
|  | 81766700 | 168.6395
|  | 81800000 | 165.6355
|  | 81833300 | 159.5107
|  | 81866700 | 161.0753
|  | 81900000 | 158.9705
|  | 81933300 | 150.3167
|  | 81966700 | 145.6043
|  | 82000000 | 154.4496
|  | 82033300 | 162.9182
|  | 82066700 | 157.576
|  | 82100000 | 163.391
|  | 82133300 | 159.1478
|  | 82166700 | 164.3342
|  | 82200000 | 161.7743
|  | 82233300 | 165.671
|  | 82266700 | 157.073
|  | 82300000 | 151.8631
|  | 82333300 | 154.4805
|  | 82366700 | 164.9867
|  | 82400000 | 164.7948
|  | 82433300 | 153.0747
|  | 82466700 | 161.4578
|  | 82500000 | 166.2737
|  | 82533300 | 176.5654
|  | 82566700 | 172.063
|  | 82600000 | 165.2493
|  | 82633300 | 163.7336
|  | 82666700 | 172.7631
|  | 82700000 | 179.3103
|  | 82733300 | 165.8777
|  | 82766700 | 164.7815
|  | 82800000 | 163.9899
|  | 82833300 | 158.8669
|  | 82866700 | 164.5553
|  | 82900000 | 158.2817
|  | 82933300 | 164.6043
|  | 82966700 | 161.4203
|  | 83000000 | 149.0728
|  | 83033300 | 144.8089
|  | 83066700 | 160.3376
|  | 83100000 | 157.7567
|  | 83133300 | 154.125
|  | 83166700 | 154.3637
|  | 83200000 | 159.9284
|  | 83233300 | 160.3229
|  | 83266700 | 159.5352
|  | 83300000 | 151.6618
|  | 83333300 | 161.6194
|  | 83366700 | 165.94
|  | 83400000 | 154.0421
|  | 83433300 | 159.179
|  | 83466700 | 160.3696
|  | 83500000 | 159.4198
|  | 83533300 | 155.442
|  | 83566700 | 157.369
|  | 83600000 | 140.6346
|  | 83633300 | 156.3055
|  | 83666700 | 164.0515
|  | 83700000 | 164.4195
|  | 83733300 | 164.752
|  | 83766700 | 157.8005
|  | 83800000 | 156.4523
|  | 83833300 | 163.962
|  | 83866700 | 154.1403
|  | 83900000 | 160.9869
|  | 83933300 | 166.8289
|  | 83966700 | 164.1253
|  | 84000000 | 160.8918
|  | 84033300 | 167.937
|  | 84066700 | 161.2527
|  | 84100000 | 162.9025
|  | 84133300 | 159.9251
|  | 84166700 | 145.7093
|  | 84200000 | 156.1423
|  | 84233300 | 162.4763
|  | 84266700 | 158.5123
|  | 84300000 | 157.0093
|  | 84333300 | 156.1254
|  | 84366700 | 156.8091
|  | 84400000 | 162.2912
|  | 84433300 | 154.5791
|  | 84466700 | 165.3563
|  | 84500000 | 168.7867
|  | 84533300 | 162.254
|  | 84566700 | 151.7537
|  | 84600000 | 152.3092
|  | 84633300 | 162.1414
|  | 84666700 | 160.1965
|  | 84700000 | 161.3076
|  | 84733300 | 169.5247
|  | 84766700 | 149.8757
|  | 84800000 | 159.4928
|  | 84833300 | 155.9385
|  | 84866700 | 156.8827
|  | 84900000 | 156.9856
|  | 84933300 | 159.3972
|  | 84966700 | 161.089
|  | 85000000 | 154.5537
|  | 85033300 | 156.4825
|  | 85066700 | 146.8599
|  | 85100000 | 177.2822
|  | 85133300 | 181.2313
|  | 85166700 | 162.9719
|  | 85200000 | 150.5548
|  | 85233300 | 155.2293
|  | 85266700 | 154.903
|  | 85300000 | 167.0084
|  | 85333300 | 165.554
|  | 85366700 | 169.1392
|  | 85400000 | 165.7034
|  | 85433300 | 163.8219
|  | 85466700 | 163.072
|  | 85500000 | 152.8454
|  | 85533300 | 152.7482
|  | 85566700 | 162.9099
|  | 85600000 | 166.9599
|  | 85633300 | 167.3945
|  | 85666700 | 167.642
|  | 85700000 | 157.0497
|  | 85733300 | 161.7594
|  | 85766700 | 164.0625
|  | 85800000 | 158.9162
|  | 85833300 | 165.9189
|  | 85866700 | 168.4645
|  | 85900000 | 161.8113
|  | 85933300 | 157.883
|  | 85966700 | 166.386
|  | 86000000 | 176.4748
|  | 86033300 | 166.1557
|  | 86066700 | 162.2263
|  | 86100000 | 170.2399
|  | 86133300 | 169.812
|  | 86166700 | 174.6897
|  | 86200000 | 167.2912
|  | 86233300 | 169.9112
|  | 86266700 | 172.909
|  | 86300000 | 172.7485
|  | 86333300 | 172.066
|  | 86366700 | 177.1104
|  | 86400000 | 170.6923
|  | 86433300 | 173.3462
|  | 86466700 | 181.9613
|  | 86500000 | 175.044
|  | 86533300 | 177.0822
|  | 86566700 | 175.9746
|  | 86600000 | 166.6419
|  | 86633300 | 167.7114
|  | 86666700 | 180.3397
|  | 86700000 | 166.7699
|  | 86733300 | 155.0936
|  | 86766700 | 163.0332
|  | 86800000 | 174.6333
|  | 86833300 | 172.1494
|  | 86866700 | 162.6503
|  | 86900000 | 163.1973
|  | 86933300 | 167.5114
|  | 86966700 | 168.4179
|  | 87000000 | 172.5629
|  | 87033300 | 172.2162
|  | 87066700 | 165.3292
|  | 87100000 | 161.34
|  | 87133300 | 169.3515
|  | 87166700 | 168.5451
|  | 87200000 | 166.975
|  | 87233300 | 157.7549
|  | 87266700 | 167.6633
|  | 87300000 | 170.6519
|  | 87333300 | 163.2579
|  | 87366700 | 165.2412
|  | 87400000 | 168.7449
|  | 87433300 | 170.2866
|  | 87466700 | 161.9781
|  | 87500000 | 173.3968
|  | 87533300 | 165.7054
|  | 87566700 | 164.8082
|  | 87600000 | 160.2839
|  | 87633300 | 184.1576
|  | 87666700 | 171.0966
|  | 87700000 | 161.3095
|  | 87733300 | 173.9469
|  | 87766700 | 173.9053
|  | 87800000 | 174.4329
|  | 87833300 | 165.5415
|  | 87866700 | 165.4338
|  | 87900000 | 162.9575
|  | 87933300 | 172.2604
|  | 87966700 | 181.6803
|  | 88000000 | 174.425
|  | 88033300 | 175.1074
|  | 88066700 | 172.8597
|  | 88100000 | 171.7149
|  | 88133300 | 165.2526
|  | 88166700 | 180.8491
|  | 88200000 | 184.3121
|  | 88233300 | 180.7716
|  | 88266700 | 170.5775
|  | 88300000 | 170.0874
|  | 88333300 | 176.6888
|  | 88366700 | 176.9958
|  | 88400000 | 169.4568
|  | 88433300 | 165.419
|  | 88466700 | 168.4787
|  | 88500000 | 175.2423
|  | 88533300 | 187.1959
|  | 88566700 | 176.1763
|  | 88600000 | 164.894
|  | 88633300 | 174.5308
|  | 88666700 | 172.2464
|  | 88700000 | 180.0612
|  | 88733300 | 163.8728
|  | 88766700 | 173.9898
|  | 88800000 | 181.7683
|  | 88833300 | 178.9334
|  | 88866700 | 188.1705
|  | 88900000 | 189.498
|  | 88933300 | 166.5741
|  | 88966700 | 155.0827
|  | 89000000 | 169.8962
|  | 89033300 | 163.0769
|  | 89066700 | 176.6405
|  | 89100000 | 182.6297
|  | 89133300 | 179.791
|  | 89166700 | 176.9683
|  | 89200000 | 185.8409
|  | 89233300 | 179.0982
|  | 89266700 | 178.3426
|  | 89300000 | 190.3561
|  | 89333300 | 179.8869
|  | 89366700 | 168.2473
|  | 89400000 | 163.6445
|  | 89433300 | 165.1709
|  | 89466700 | 179.1667
|  | 89500000 | 181.8624
|  | 89533300 | 178.8209
|  | 89566700 | 176.7243
|  | 89600000 | 176.7491
|  | 89633300 | 189.0773
|  | 89666700 | 184.3102
|  | 89700000 | 175.4028
|  | 89733300 | 179.3488
|  | 89766700 | 196.0155
|  | 89800000 | 201.3077
|  | 89833300 | 182.5966
|  | 89866700 | 181.4739
|  | 89900000 | 184.1469
|  | 89933300 | 193.5523
|  | 89966700 | 179.444
|  | 90000000 | 188.1898
|  | 90033300 | 195.7966
|  | 90066700 | 189.6084
|  | 90100000 | 182.945
|  | 90133300 | 197.056
|  | 90166700 | 201.7297
|  | 90200000 | 181.5387
|  | 90233300 | 175.1314
|  | 90266700 | 174.2274
|  | 90300000 | 183.5413
|  | 90333300 | 189.374
|  | 90366700 | 202.6597
|  | 90400000 | 205.8119
|  | 90433300 | 192.6647
|  | 90466700 | 180.9918
|  | 90500000 | 191.6301
|  | 90533300 | 192.0673
|  | 90566700 | 211.0114
|  | 90600000 | 200.3421
|  | 90633300 | 203.6595
|  | 90666700 | 196.0529
|  | 90700000 | 190.6747
|  | 90733300 | 196.0162
|  | 90766700 | 196.6578
|  | 90800000 | 207.3777
|  | 90833300 | 201.0305
|  | 90866700 | 200.5225
|  | 90900000 | 201.4668
|  | 90933300 | 202.8452
|  | 90966700 | 208.7247
|  | 91000000 | 211.9784
|  | 91033300 | 207.2231
|  | 91066700 | 193.4729
|  | 91100000 | 197.7861
|  | 91133300 | 198.9963
|  | 91166700 | 194.9628
|  | 91200000 | 213.8183
|  | 91233300 | 208.4824
|  | 91266700 | 203.3007
|  | 91300000 | 199.2859
|  | 91333300 | 204.7603
|  | 91366700 | 196.1728
|  | 91400000 | 190.7156
|  | 91433300 | 196.7945
|  | 91466700 | 204.3088
|  | 91500000 | 211.2532
|  | 91533300 | 227.5755
|  | 91566700 | 211.9001
|  | 91600000 | 195.419
|  | 91633300 | 219.2077
|  | 91666700 | 212.1821
|  | 91700000 | 218.8036
|  | 91733300 | 211.0582
|  | 91766700 | 217.6259
|  | 91800000 | 220.4975
|  | 91833300 | 222.7161
|  | 91866700 | 217.2675
|  | 91900000 | 216.555
|  | 91933300 | 213.5167
|  | 91966700 | 216.5908
|  | 92000000 | 217.3108
|  | 92033300 | 221.6103
|  | 92066700 | 218.7721
|  | 92100000 | 218.091
|  | 92133300 | 230.7264
|  | 92166700 | 234.0905
|  | 92200000 | 236.2812
|  | 92233300 | 230.7218
|  | 92266700 | 222.9429
|  | 92300000 | 216.3221
|  | 92333300 | 212.3244
|  | 92366700 | 238.5906
|  | 92400000 | 215.6714
|  | 92433300 | 218.2632
|  | 92466700 | 238.9024
|  | 92500000 | 237.4691
|  | 92533300 | 213.2983
|  | 92566700 | 210.0246
|  | 92600000 | 223.8768
|  | 92633300 | 237.7763
|  | 92666700 | 251.0827
|  | 92700000 | 250.5403
|  | 92733300 | 239.9667
|  | 92766700 | 252.6795
|  | 92800000 | 255.3636
|  | 92833300 | 257.4998
|  | 92866700 | 245.5181
|  | 92900000 | 256.2637
|  | 92933300 | 244.4657
|  | 92966700 | 245.9
|  | 93000000 | 246.5399
|  | 93033300 | 239.7238
|  | 93066700 | 241.1013
|  | 93100000 | 247.9268
|  | 93133300 | 240.0898
|  | 93166700 | 240.8773
|  | 93200000 | 251.4655
|  | 93233300 | 278.9877
|  | 93266700 | 279.1268
|  | 93300000 | 272.0133
|  | 93333300 | 272.4598
|  | 93366700 | 264.6448
|  | 93400000 | 266.106
|  | 93433300 | 262.601
|  | 93466700 | 274.7301
|  | 93500000 | 258.2334
|  | 93533300 | 273.2856
|  | 93566700 | 277.392
|  | 93600000 | 290.8324
|  | 93633300 | 277.9745
|  | 98666700 | 132.5599
|  | 98700000 | 142.0854
|  | 98733300 | 152.8478
|  | 98766700 | 154.2771
|  | 98800000 | 160.2652
|  | 98833300 | 158.0773
|  | 98866700 | 161.7063
|  | 98900000 | 158.4704
|  | 98933300 | 148.3487
|  | 98966700 | 144.8755
|  | 99000000 | 148.6449
|  | 99033300 | 146.2906
|  | 99066700 | 147.2869
|  | 99100000 | 154.7295
|  | 99133300 | 154.6788
|  | 99166700 | 149.4882
|  | 99200000 | 146.5536
|  | 99233300 | 148.3579
|  | 99266700 | 136.3414
|  | 99300000 | 132.8163
|  | 99333300 | 149.5285
|  | 99366700 | 145.7888
|  | 99400000 | 128.2722
|  | 99433300 | 143.431
|  | 99466700 | 156.5696
|  | 99500000 | 143.7176
|  | 99533300 | 141.3275
|  | 99566700 | 148.7983
|  | 99600000 | 136.467
|  | 99633300 | 128.053
|  | 99666700 | 130.2345
|  | 99700000 | 123.9366
|  | 99733300 | 126.4189
|  | 99766700 | 120.2748
|  | 99800000 | 123.8385
|  | 99833300 | 127.4541
|  | 99866700 | 137.7914
|  | 99900000 | 131.7034
|  | 99933300 | 132.3423
|  | 99966700 | 125.163
|  | 100000000 | 127.7187
|  | 95033300 | -158.8812
|  | 95066700 | -158.8089
|  | 95100000 | -159.084
|  | 95133300 | -158.5972
|  | 95166700 | -158.8492
|  | 95200000 | -158.9662
|  | 95233300 | -158.8198
|  | 95266700 | -158.2504
|  | 95300000 | -158.6336
|  | 95333300 | -158.5176
|  | 95366700 | -158.7509
|  | 95400000 | -158.9006
|  | 95433300 | -159.1318
|  | 95466700 | -159.2277
|  | 95500000 | -159.0969
|  | 95533300 | -158.7629
|  | 95566700 | -159.0607
|  | 95600000 | -159.3317
|  | 95633300 | -158.6576
|  | 95666700 | -158.3577
|  | 95700000 | -158.6792
|  | 95733300 | -159.1834
|  | 95766700 | -158.5036
|  | 95800000 | -158.4436
|  | 95833300 | -158.2875
|  | 95866700 | -158.875
|  | 95900000 | -159.4969
|  | 95933300 | -159.6102
|  | 95966700 | -159.1765
|  | 96000000 | -158.72
|  | 96033300 | -159.1069
|  | 96066700 | -159.0961
|  | 96100000 | -158.6788
|  | 96133300 | -158.6882
|  | 96166700 | -158.1819
|  | 96200000 | -158.6378
|  | 96233300 | -158.8777
|  | 96266700 | -159.158
|  | 96300000 | -159.0324
|  | 96333300 | -158.8162
|  | 96366700 | -158.844
|  | 96400000 | -158.8311
|  | 96433300 | -158.7056
|  | 96466700 | -158.3792
|  | 96500000 | -158.1767
|  | 96533300 | -158.7757
|  | 96566700 | -158.96
|  | 96600000 | -158.7022
|  | 96633300 | -158.902
|  | 96666700 | -159.7857
|  | 96700000 | -159.0801
|  | 96733300 | -158.5697
|  | 96766700 | -159.1765
|  | 96800000 | -159.318
|  | 96833300 | -159.1203
|  | 96866700 | -158.3287
|  | 96900000 | -158.4485
|  | 96933300 | -158.3025
|  | 96966700 | -158.9518
|  | 97000000 | -158.9712
|  | 97033300 | -158.7607
|  | 97066700 | -158.3874
|  | 97100000 | -157.9421
|  | 97133300 | -158.0124
|  | 97166700 | -158.4135
|  | 97200000 | -158.5494
|  | 97233300 | -158.3992
|  | 97266700 | -158.783
|  | 97300000 | -158.6684
|  | 97333300 | -158.4155
|  | 97366700 | -159.1505
|  | 97400000 | -158.8914
|  | 97433300 | -158.6121
|  | 97466700 | -158.3719
|  | 97500000 | -158.8976
|  | 97533300 | -158.7605
|  | 97566700 | -158.4469
|  | 97600000 | -158.6108
|  | 97633300 | -158.8376
|  | 97666700 | -158.7127
|  | 97700000 | -158.4236
|  | 97733300 | -158.5435
|  | 97766700 | -158.689
|  | 97800000 | -158.6781
|  | 97833300 | -158.8806
|  | 97866700 | -158.4931
|  | 97900000 | -158.6455
|  | 97933300 | -158.6676
|  | 97966700 | -158.3272
|  | 98000000 | -158.1865
|  | 98033300 | -158.0729
|  | 98066700 | -158.1436
|  | 98100000 | -158.3983
|  | 98133300 | -157.7823
|  | 98166700 | -158.0822
|  | 98200000 | -158.0551
|  | 98233300 | -157.7262
|  | 98266700 | -158.0311
|  | 98300000 | -158.1441
|  | 98333300 | -158.2323
|  | 98366700 | -158.7706
|  | 98400000 | -158.7773
|  | 98433300 | -158.6399
|  | 98466700 | -158.5246
|  | 98500000 | -158.5918
|  | 98533300 | -158.2638
|  | 98566700 | -158.592
|  | 98600000 | -158.6527
|  | 98633300 | -158.311
|  | 98666700 | -158.1057
|  | 98700000 | -157.9538
|  | 98733300 | -158.3772
|  | 98766700 | -158.1288
|  | 98800000 | -158.0603
|  | 98833300 | -157.7944
|  | 98866700 | -158.356
|  | 98900000 | -158.4844
|  | 98933300 | -158.1395
|  | 98966700 | -158.4336
|  | 99000000 | -158.8503
|  | 99033300 | -158.6788
|  | 99066700 | -158.2668
|  | 99100000 | -158.6946
|  | 99133300 | -158.4145
|  | 99166700 | -158.0664
|  | 99200000 | -158.2943
|  | 99233300 | -158.8101
|  | 99266700 | -158.5069
|  | 99300000 | -158.2097
|  | 99333300 | -158.0807
|  | 99366700 | -158.163
|  | 99400000 | -158.1893
|  | 99433300 | -157.796
|  | 99466700 | -157.637
|  | 99500000 | -157.8226
|  | 99533300 | -157.4973
|  | 99566700 | -158.1543
|  | 99600000 | -158.058
|  | 99633300 | -158.4303
|  | 99666700 | -158.1025
|  | 99700000 | -158.1868
|  | 99733300 | -158.0528
|  | 99766700 | -157.9953
|  | 99800000 | -158.1116
|  | 99833300 | -158.2666
|  | 99866700 | -157.8821
|  | 99900000 | -158.0048
|  | 99933300 | -158.1619
|  | 99966700 | -158.5395
|  | 100000000 | -158.3752

## Power vs. Current
DFB13TK Output Power vs. Current
|  | Current (mA) | Power (mW)
|  |  | T = 15 °C | T = 20 °C | T = 25 °C | T = 30 °C | T = 35 °C
|  | 50 | 10.6562 | 11.0119 | 10.8994 | 10.2454 | 9.2777
|  | 55 | 11.8652 | 12.3155 | 12.2169 | 11.5799 | 10.5224
|  | 60 | 13.3079 | 13.7675 | 13.712 | 13.0891 | 11.9275
|  | 65 | 14.7204 | 15.3434 | 15.254 | 14.6495 | 13.3859
Product Raw Data |  | 70 | 16.0589 | 16.8638 | 16.8915 | 16.1113 | 14.9271
Turnkey Low-Noise DFB Laser System, 1310 nm, 100 mW, PM Fiber, FC/APC |  | 75 | 17.5854 | 18.3225 | 18.3903 | 17.718 | 16.3642
|  | 80 | 19.0133 | 19.9292 | 19.9539 | 19.2754 | 17.792
Item # | DFB13TK | 85 | 20.5337 | 21.5051 | 21.5452 | 20.7958 | 19.297
DISCLAIMER: The data presented here are typical. Slight variations in performance data will occur from lot to lot. Please contact Technical Support with any questions regarding the use or reliability of this data. |  | 90 | 21.943 | 23.0409 | 23.1242 | 22.3162 | 20.7896
|  | 95 | 23.4048 | 24.5767 | 24.6414 | 23.9445 | 22.2884
|  | 100 | 24.8851 | 26.0261 | 26.1649 | 25.4248 | 23.7317
|  | 105 | 26.2821 | 27.5681 | 27.7069 | 27.0346 | 25.1626
|  | 110 | 27.7593 | 29.1132 | 29.2889 | 28.5457 | 26.683
|  | 115 | 29.1132 | 30.6181 | 30.8432 | 30.1123 | 28.1448
This data may be used in publications. However, please cite Thorlabs as the source. |  | 120 | 30.6243 | 32.1817 | 32.4099 | 31.6204 | 29.6374
|  | 125 | 32.0768 | 33.5571 | 33.9426 | 33.1253 | 31.0869
|  | 130 | 33.4553 | 35.1206 | 35.4506 | 34.7043 | 32.5425
Additional Information: |  | 135 | 34.9325 | 36.5948 | 36.9463 | 36.3111 | 33.9888
Data represents the typical output power vs. current for the DFB13TK laser operated at the factory-set conditions. Specific performance data is provided with each device. |  | 140 | 36.2925 | 38.1028 | 38.5531 | 37.6371 | 35.4167
|  | 145 | 37.7112 | 39.6756 | 40.0149 | 39.2562 | 36.786
|  | 150 | 39.2593 | 41.0911 | 41.7665 | 40.8136 | 38.3187
|  | 155 | 40.6347 | 42.5437 | 43.2407 | 42.3957 | 39.7836
|  | 160 | 42.0163 | 44.135 | 44.8319 | 43.9129 | 41.1559
|  | 165 | 43.4442 | 45.606 | 46.3092 | 45.4056 | 42.6208
|  | 170 | 44.8813 | 47.1172 | 47.7956 | 46.8242 | 44.0733
|  | 175 | 46.1611 | 48.6745 | 49.4332 | 48.4001 | 45.4117
|  | 180 | 47.7494 | 50.1703 | 50.9011 | 49.9174 | 46.9044
|  | 185 | 48.9521 | 51.5642 | 52.5449 | 51.3637 | 48.2613
|  | 190 | 50.3923 | 53.0784 | 53.9326 | 52.8286 | 49.6336
|  | 195 | 51.7924 | 54.719 | 55.5024 | 54.3551 | 51.1386
|  | 200 | 53.2233 | 56.1346 | 56.8624 | 55.8848 | 52.4832
|  | 205 | 54.6697 | 57.6673 | 58.5801 | 57.3311 | 53.9666
|  | 210 | 56.0328 | 59.1383 | 59.8815 | 58.5277 | 55.4283
|  | 215 | 57.3897 | 60.7235 | 61.3803 | 60.2115 | 56.7544
|  | 220 | 58.8392 | 62.1328 | 62.9408 | 61.7874 | 58.2285
|  | 225 | 60.3781 | 63.6964 | 64.4211 | 63.2029 | 59.7243
|  | 230 | 61.661 | 65.0348 | 65.7719 | 64.7511 | 61.2076
|  | 235 | 63.0611 | 66.5644 | 67.3786 | 66.1543 | 62.5183
|  | 240 | 64.4303 | 67.9583 | 68.754 | 67.7116 | 63.9153
|  | 245 | 65.852 | 69.4818 | 70.2343 | 69.2012 | 65.2969
|  | 250 | 67.2028 | 70.9899 | 71.7177 | 70.5427 | 66.7063
|  | 255 | 68.5474 | 72.5041 | 73.2165 | 71.9551 | 68.0694
|  | 260 | 70.0616 | 73.9073 | 74.6844 | 73.5588 | 69.4787
|  | 265 | 71.5604 | 75.3475 | 76.2881 | 75.0175 | 70.8295
|  | 270 | 72.8217 | 76.6458 | 77.6573 | 76.3868 | 72.1648
|  | 275 | 74.3945 | 78.0952 | 79.0574 | 77.8855 | 73.6544
|  | 280 | 75.6559 | 79.4213 | 80.5593 | 79.3597 | 74.8201
|  | 285 | 76.8925 | 80.9201 | 82.2061 | 81.0466 | 76.3466
|  | 290 | 78.2248 | 82.3973 | 83.6463 | 82.4528 | 77.7961
|  | 295 | 79.7606 | 83.6864 | 85.213 | 83.8159 | 79.1222
|  | 300 | 81.1206 | 85.1544 | 86.573 | 85.1451 | 80.4575
|  | 305 | 82.1013 | 86.5236 | 88.1304 | 86.573 | 81.6479
|  | 310 | 83.8005 | 88.2476 | 89.5736 | 87.9916 | 83.1035
|  | 315 | 84.994 | 89.5212 | 91.0231 | 89.4164 | 84.3649
|  | 320 | 86.3263 | 90.7918 | 92.5805 | 90.7794 | 85.7434
|  | 325 | 87.6616 | 92.3337 | 94.0978 | 92.306 | 86.8382
|  | 330 | 88.8489 | 93.703 | 95.3653 | 93.5211 | 88.0903
|  | 335 | 90.3847 | 95.0908 | 96.8949 | 95.0137 | 89.5798
|  | 340 | 91.4733 | 96.4354 | 98.332 | 96.4971 | 91.0015
|  | 345 | 92.9752 | 97.9558 | 99.7259 | 97.7368 | 92.2906
|  | 350 | 94.255 | 99.5378 | 101.0767 | 99.0783 | 93.8233
|  | 355 | 95.4763 | 100.7313 | 102.6958 | 100.6079 | 95.1062
|  | 360 | 96.9072 | 102.3349 | 103.7721 | 101.9926 | 96.4323
|  | 365 | 98.2271 | 103.7628 | 105.3048 | 103.3341 | 97.8386
|  | 370 | 99.7167 | 105.1228 | 106.5383 | 104.9347 | 98.9365
|  | 375 | 101.0305 | 106.27 | 108.0094 | 106.2269 | 100.4137
|  | 380 | 102.3627 | 107.627 | 109.6099 | 107.6886 | 101.6626
|  | 385 | 103.769 | 108.8451 | 110.8929 | 109.0456 | 103.0782
|  | 390 | 105.1074 | 110.1003 | 112.2467 | 110.3162 | 104.2316
|  | 395 | 106.3687 | 111.3123 | 113.8812 | 111.7409 | 105.6532
|  | 400 | 107.7873 | 112.7 | 115.1333 | 113.2922 | 106.7141
|  | 405 | 108.9346 | 114.02 | 116.6105 | 114.6028 | 108.1019
|  | 410 | 110.347 | 115.4077 | 118.0722 | 115.9721 | 109.2152
|  | 415 | 111.5744 | 116.6475 | 119.4569 | 117.3753 | 110.4395
|  | 420 | 112.6415 | 117.9335 | 120.8447 | 118.797 | 111.9229
|  | 425 | 113.4248 | 119.238 | 122.1431 | 119.9535 | 112.8388
|  | 430 | 114.7755 | 120.7244 | 123.6973 | 121.2209 | 114.1557
|  | 435 | 116.2373 | 122.2479 | 124.8353 | 122.473 | 115.6082
|  | 440 | 117.3969 | 123.4907 | 126.2539 | 123.8793 | 116.8572
|  | 445 | 118.4701 | 124.9155 | 127.5091 | 124.8877 | 117.9674
|  | 450 | 120.1847 | 126.1552 | 128.9894 | 126.4852 | 119.2657
|  | 455 | 121.2579 | 127.395 | 130.4697 | 128.0827 | 120.5641
|  | 460 | 122.9726 | 128.6347 | 131.95 | 129.6802 | 121.8624
|  | 465 | 124.0458 | 129.8745 | 133.4302 | 131.2776 | 123.1607
|  | 470 | 125.7605 | 131.1142 | 134.9105 | 132.8751 | 124.4591
|  | 475 | 126.8337 | 132.3539 | 136.3908 | 134.4726 | 125.7574
|  | 480 | 128.5483 | 133.5937 | 137.8711 | 136.0701 | 127.0558
|  | 485 | 129.6216 | 134.8334 | 139.3514 | 137.6675 | 128.3541
|  | 490 | 131.3362 | 136.0732 | 140.8317 | 139.265 | 129.6524
|  | 495 | 132.4094 | 137.3129 | 142.312 | 140.8625 | 130.9508
|  | 500 | 134.1241 | 138.5526 | 143.7923 | 142.4599 | 132.2491

## Tuning
DFB13TK Temperature and Current Tuning
|  | Current (mA) | Wavelength (nm)
|  |  | T = 15 °C | T = 20 °C | T = 25 °C | T = 30 °C | T = 35 °C
|  | 50 | 1305.9643 | 1306.3788 | 1306.801 | 1307.2111 | 1307.6226
|  | 55 | 1305.9686 | 1306.383 | 1306.8049 | 1307.215 | 1307.628
|  | 60 | 1305.9742 | 1306.3888 | 1306.8115 | 1307.2215 | 1307.634
|  | 65 | 1305.9807 | 1306.3952 | 1306.8181 | 1307.2286 | 1307.6409
Product Raw Data |  | 70 | 1305.9868 | 1306.4021 | 1306.8243 | 1307.2347 | 1307.6482
Turnkey Low-Noise DFB Laser System, 1310 nm, 100 mW, PM Fiber, FC/APC |  | 75 | 1305.9926 | 1306.408 | 1306.8312 | 1307.2417 | 1307.6552
|  | 80 | 1305.999 | 1306.4151 | 1306.8378 | 1307.2484 | 1307.6617
Item # | DFB13TK | 85 | 1306.0052 | 1306.4219 | 1306.8447 | 1307.255 | 1307.6692
DISCLAIMER: The data presented here are typical. Slight variations in performance data will occur from lot to lot. Please contact Technical Support with any questions regarding the use or reliability of this data. |  | 90 | 1306.0118 | 1306.4288 | 1306.852 | 1307.2625 | 1307.6763
|  | 95 | 1306.0179 | 1306.4361 | 1306.8584 | 1307.27 | 1307.6831
|  | 100 | 1306.0245 | 1306.4433 | 1306.8654 | 1307.2765 | 1307.691
|  | 105 | 1306.0313 | 1306.4502 | 1306.8729 | 1307.2836 | 1307.6988
|  | 110 | 1306.0377 | 1306.4578 | 1306.88 | 1307.2915 | 1307.7066
|  | 115 | 1306.0443 | 1306.4658 | 1306.8867 | 1307.2991 | 1307.7133
This data may be used in publications. However, please cite Thorlabs as the source. |  | 120 | 1306.0515 | 1306.4735 | 1306.8942 | 1307.3064 | 1307.7215
|  | 125 | 1306.0584 | 1306.4808 | 1306.9018 | 1307.3135 | 1307.7296
|  | 130 | 1306.065 | 1306.4889 | 1306.909 | 1307.3212 | 1307.738
Additional Information: |  | 135 | 1306.0722 | 1306.4969 | 1306.9157 | 1307.3291 | 1307.7459
Data represents the typical temperature and current tuning for the DFB13TK laser operated at the factory-set conditions. Specific performance data is provided with each device. |  | 140 | 1306.0799 | 1306.505 | 1306.9238 | 1307.3368 | 1307.7538
|  | 145 | 1306.0871 | 1306.5131 | 1306.9313 | 1307.3443 | 1307.7622
|  | 150 | 1306.0943 | 1306.5207 | 1306.9385 | 1307.3524 | 1307.7708
|  | 155 | 1306.1023 | 1306.5289 | 1306.9456 | 1307.3606 | 1307.7791
|  | 160 | 1306.1101 | 1306.5369 | 1306.9538 | 1307.3689 | 1307.7877
|  | 165 | 1306.1181 | 1306.5455 | 1306.9618 | 1307.3773 | 1307.7962
|  | 170 | 1306.1257 | 1306.5533 | 1306.9697 | 1307.386 | 1307.8047
|  | 175 | 1306.1335 | 1306.5614 | 1306.9781 | 1307.3943 | 1307.8135
|  | 180 | 1306.1422 | 1306.5696 | 1306.9857 | 1307.4028 | 1307.8225
|  | 185 | 1306.1502 | 1306.5781 | 1306.9941 | 1307.4117 | 1307.8315
|  | 190 | 1306.1585 | 1306.5863 | 1307.0029 | 1307.4206 | 1307.8405
|  | 195 | 1306.1671 | 1306.5945 | 1307.0116 | 1307.4295 | 1307.8496
|  | 200 | 1306.1753 | 1306.6025 | 1307.0206 | 1307.4385 | 1307.8583
|  | 205 | 1306.1836 | 1306.6115 | 1307.0293 | 1307.4474 | 1307.8674
|  | 210 | 1306.1925 | 1306.6203 | 1307.0384 | 1307.4566 | 1307.8768
|  | 215 | 1306.2013 | 1306.6293 | 1307.0474 | 1307.4659 | 1307.8859
|  | 220 | 1306.2103 | 1306.6381 | 1307.0565 | 1307.475 | 1307.8951
|  | 225 | 1306.219 | 1306.6471 | 1307.0656 | 1307.4845 | 1307.9045
|  | 230 | 1306.2277 | 1306.6559 | 1307.0753 | 1307.4939 | 1307.9138
|  | 235 | 1306.2361 | 1306.665 | 1307.0849 | 1307.5033 | 1307.9236
|  | 240 | 1306.2443 | 1306.6742 | 1307.0946 | 1307.5128 | 1307.9335
|  | 245 | 1306.2534 | 1306.6838 | 1307.1041 | 1307.5224 | 1307.9431
|  | 250 | 1306.2626 | 1306.6935 | 1307.1139 | 1307.5324 | 1307.953
|  | 255 | 1306.2719 | 1306.7033 | 1307.1236 | 1307.5423 | 1307.9629
|  | 260 | 1306.2812 | 1306.7134 | 1307.1335 | 1307.5523 | 1307.9732
|  | 265 | 1306.2906 | 1306.7233 | 1307.1434 | 1307.5624 | 1307.9834
|  | 270 | 1306.3003 | 1306.7337 | 1307.1531 | 1307.5725 | 1307.9935
|  | 275 | 1306.3099 | 1306.7438 | 1307.1628 | 1307.5828 | 1308.0037
|  | 280 | 1306.3197 | 1306.7542 | 1307.1726 | 1307.5934 | 1308.0142
|  | 285 | 1306.3298 | 1306.764 | 1307.1826 | 1307.6041 | 1308.0248
|  | 290 | 1306.3399 | 1306.7742 | 1307.1927 | 1307.6149 | 1308.0353
|  | 295 | 1306.3501 | 1306.7842 | 1307.203 | 1307.6262 | 1308.0462
|  | 300 | 1306.3602 | 1306.7943 | 1307.2131 | 1307.6372 | 1308.0575
|  | 305 | 1306.3711 | 1306.8044 | 1307.2232 | 1307.6483 | 1308.069
|  | 310 | 1306.3819 | 1306.8143 | 1307.2336 | 1307.6595 | 1308.08
|  | 315 | 1306.3926 | 1306.8244 | 1307.2441 | 1307.6704 | 1308.0911
|  | 320 | 1306.4036 | 1306.8344 | 1307.2549 | 1307.6815 | 1308.1021
|  | 325 | 1306.4144 | 1306.8445 | 1307.2661 | 1307.6929 | 1308.113
|  | 330 | 1306.4254 | 1306.8545 | 1307.2777 | 1307.7048 | 1308.1242
|  | 335 | 1306.4361 | 1306.8649 | 1307.2892 | 1307.7167 | 1308.1353
|  | 340 | 1306.4467 | 1306.875 | 1307.3006 | 1307.7284 | 1308.1472
|  | 345 | 1306.4573 | 1306.8847 | 1307.3119 | 1307.7399 | 1308.1591
|  | 350 | 1306.4679 | 1306.8958 | 1307.323 | 1307.7512 | 1308.1708
|  | 355 | 1306.4783 | 1306.9064 | 1307.3349 | 1307.7626 | 1308.1821
|  | 360 | 1306.4891 | 1306.9174 | 1307.3468 | 1307.7739 | 1308.1938
|  | 365 | 1306.4999 | 1306.9289 | 1307.3585 | 1307.7861 | 1308.206
|  | 370 | 1306.5108 | 1306.9403 | 1307.3701 | 1307.7979 | 1308.2186
|  | 375 | 1306.5215 | 1306.9518 | 1307.3815 | 1307.8095 | 1308.2306
|  | 380 | 1306.5331 | 1306.9631 | 1307.3935 | 1307.821 | 1308.2425
|  | 385 | 1306.5446 | 1306.9746 | 1307.4056 | 1307.8328 | 1308.255
|  | 390 | 1306.5563 | 1306.9864 | 1307.4174 | 1307.8449 | 1308.2683
|  | 395 | 1306.5682 | 1306.9987 | 1307.4291 | 1307.8574 | 1308.2805
|  | 400 | 1306.5799 | 1307.0104 | 1307.4407 | 1307.8699 | 1308.2933
|  | 405 | 1306.5917 | 1307.0217 | 1307.4523 | 1307.8818 | 1308.3071
|  | 410 | 1306.6047 | 1307.0336 | 1307.465 | 1307.8943 | 1308.32
|  | 415 | 1306.6176 | 1307.0451 | 1307.4772 | 1307.9074 | 1308.3329
|  | 420 | 1306.6299 | 1307.0571 | 1307.4895 | 1307.9205 | 1308.3467
|  | 425 | 1306.6427 | 1307.0691 | 1307.5018 | 1307.9329 | 1308.3597
|  | 430 | 1306.6558 | 1307.0806 | 1307.5149 | 1307.9457 | 1308.3729
|  | 435 | 1306.6686 | 1307.0924 | 1307.5276 | 1307.9594 | 1308.3869
|  | 440 | 1306.6807 | 1307.1042 | 1307.5408 | 1307.9722 | 1308.3997
|  | 445 | 1306.6933 | 1307.1167 | 1307.5538 | 1307.9851 | 1308.4135
|  | 450 | 1306.7058 | 1307.1297 | 1307.5679 | 1307.9988 | 1308.427
|  | 455 | 1306.7183 | 1307.1427 | 1307.582 | 1308.0125 | 1308.4405
|  | 460 | 1306.7308 | 1307.1557 | 1307.5961 | 1308.0262 | 1308.454
|  | 465 | 1306.7433 | 1307.1687 | 1307.6102 | 1308.0399 | 1308.4675
|  | 470 | 1306.7558 | 1307.1817 | 1307.6243 | 1308.0536 | 1308.481
|  | 475 | 1306.7683 | 1307.1947 | 1307.6384 | 1308.0673 | 1308.4945
|  | 480 | 1306.7808 | 1307.2077 | 1307.6525 | 1308.081 | 1308.508
|  | 485 | 1306.7933 | 1307.2207 | 1307.6666 | 1308.0947 | 1308.5215
|  | 490 | 1306.8058 | 1307.2337 | 1307.6807 | 1308.1084 | 1308.535
|  | 495 | 1306.8183 | 1307.2467 | 1307.6948 | 1308.1221 | 1308.5485
|  | 500 | 1306.8308 | 1307.2597 | 1307.7089 | 1308.1358 | 1308.562

## Spectrum
DFB13TK Spectrum
|  | Wavelength (nm) | Relative Intensity (dB)
|  | 1302.36 | -64.4349
|  | 1302.37 | -64.5672
|  | 1302.38 | -64.7779
|  | 1302.39 | -65.0452
Product Raw Data |  | 1302.4 | -65.2406
Turnkey Low-Noise DFB Laser System, 1310 nm, 100 mW, PM Fiber, FC/APC |  | 1302.41 | -65.4833
|  | 1302.42 | -65.7347
Item # | DFB13TK | 1302.43 | -65.976
DISCLAIMER: The data presented here are typical. Slight variations in performance data will occur from lot to lot. Please contact Technical Support with any questions regarding the use or reliability of this data. |  | 1302.44 | -66.0871
|  | 1302.45 | -66.2371
|  | 1302.46 | -66.3484
|  | 1302.47 | -66.4654
|  | 1302.48 | -66.4037
|  | 1302.49 | -66.3547
This data may be used in publications. However, please cite Thorlabs as the source. |  | 1302.5 | -66.2619
|  | 1302.51 | -66.0701
|  | 1302.52 | -65.9281
Additional Information: |  | 1302.53 | -65.7055
Data respresents the typical output spectrum for the DFB13TK laser operated at the factory-set conditions. This measurement is limited by the 0.02 nm optical spectrum analyzer resolution bandwidth. Specific performance data is provided with each device. |  | 1302.54 | -65.5172
|  | 1302.55 | -65.3433
|  | 1302.56 | -65.1722
|  | 1302.57 | -65.0499
|  | 1302.58 | -65.0017
|  | 1302.59 | -64.9365
|  | 1302.6 | -64.9643
|  | 1302.61 | -65.0781
|  | 1302.62 | -65.1945
|  | 1302.63 | -65.3144
|  | 1302.64 | -65.4895
|  | 1302.65 | -65.6648
|  | 1302.66 | -65.8431
|  | 1302.67 | -65.996
|  | 1302.68 | -66.0614
|  | 1302.69 | -66.1642
|  | 1302.7 | -66.196
|  | 1302.71 | -66.1841
|  | 1302.72 | -66.0832
|  | 1302.73 | -65.9607
|  | 1302.74 | -65.8165
|  | 1302.75 | -65.6212
|  | 1302.76 | -65.455
|  | 1302.77 | -65.247
|  | 1302.78 | -65.0298
|  | 1302.79 | -64.8766
|  | 1302.8 | -64.7051
|  | 1302.81 | -64.6496
|  | 1302.82 | -64.6159
|  | 1302.83 | -64.6509
|  | 1302.84 | -64.7992
|  | 1302.85 | -64.9271
|  | 1302.86 | -65.0772
|  | 1302.87 | -65.2901
|  | 1302.88 | -65.4269
|  | 1302.89 | -65.6124
|  | 1302.9 | -65.7695
|  | 1302.91 | -65.845
|  | 1302.92 | -65.9755
|  | 1302.93 | -65.9929
|  | 1302.94 | -65.9876
|  | 1302.95 | -65.9338
|  | 1302.96 | -65.8047
|  | 1302.97 | -65.6589
|  | 1302.98 | -65.451
|  | 1302.99 | -65.2015
|  | 1303 | -64.9643
|  | 1303.01 | -64.7403
|  | 1303.02 | -64.5309
|  | 1303.03 | -64.3556
|  | 1303.04 | -64.2608
|  | 1303.05 | -64.2364
|  | 1303.06 | -64.2508
|  | 1303.07 | -64.3701
|  | 1303.08 | -64.5277
|  | 1303.09 | -64.7419
|  | 1303.1 | -64.977
|  | 1303.11 | -65.2686
|  | 1303.12 | -65.4818
|  | 1303.13 | -65.6713
|  | 1303.14 | -65.9449
|  | 1303.15 | -66.0553
|  | 1303.16 | -66.2301
|  | 1303.17 | -66.2323
|  | 1303.18 | -66.2361
|  | 1303.19 | -66.2052
|  | 1303.2 | -66.1612
|  | 1303.21 | -66.0229
|  | 1303.22 | -65.8489
|  | 1303.23 | -65.663
|  | 1303.24 | -65.4598
|  | 1303.25 | -65.1998
|  | 1303.26 | -65.0237
|  | 1303.27 | -64.8046
|  | 1303.28 | -64.7087
|  | 1303.29 | -64.6341
|  | 1303.3 | -64.6322
|  | 1303.31 | -64.6924
|  | 1303.32 | -64.7621
|  | 1303.33 | -64.9235
|  | 1303.34 | -65.0905
|  | 1303.35 | -65.2746
|  | 1303.36 | -65.5067
|  | 1303.37 | -65.6963
|  | 1303.38 | -65.8575
|  | 1303.39 | -66.0022
|  | 1303.4 | -66.067
|  | 1303.41 | -66.1376
|  | 1303.42 | -66.1413
|  | 1303.43 | -66.1988
|  | 1303.44 | -66.064
|  | 1303.45 | -65.9857
|  | 1303.46 | -65.9151
|  | 1303.47 | -65.7241
|  | 1303.48 | -65.5268
|  | 1303.49 | -65.3543
|  | 1303.5 | -65.1964
|  | 1303.51 | -65.0905
|  | 1303.52 | -64.9361
|  | 1303.53 | -64.9316
|  | 1303.54 | -64.8956
|  | 1303.55 | -64.928
|  | 1303.56 | -65.038
|  | 1303.57 | -65.1343
|  | 1303.58 | -65.317
|  | 1303.59 | -65.4786
|  | 1303.6 | -65.6407
|  | 1303.61 | -65.7668
|  | 1303.62 | -65.883
|  | 1303.63 | -65.971
|  | 1303.64 | -66.0588
|  | 1303.65 | -66.009
|  | 1303.66 | -65.979
|  | 1303.67 | -65.9093
|  | 1303.68 | -65.8047
|  | 1303.69 | -65.6314
|  | 1303.7 | -65.463
|  | 1303.71 | -65.2315
|  | 1303.72 | -65.046
|  | 1303.73 | -64.878
|  | 1303.74 | -64.7028
|  | 1303.75 | -64.5799
|  | 1303.76 | -64.5398
|  | 1303.77 | -64.5434
|  | 1303.78 | -64.6707
|  | 1303.79 | -64.7985
|  | 1303.8 | -65.004
|  | 1303.81 | -65.2273
|  | 1303.82 | -65.481
|  | 1303.83 | -65.6772
|  | 1303.84 | -65.939
|  | 1303.85 | -66.1307
|  | 1303.86 | -66.3167
|  | 1303.87 | -66.4153
|  | 1303.88 | -66.5024
|  | 1303.89 | -66.5025
|  | 1303.9 | -66.4716
|  | 1303.91 | -66.3576
|  | 1303.92 | -66.263
|  | 1303.93 | -66.0885
|  | 1303.94 | -65.9045
|  | 1303.95 | -65.6899
|  | 1303.96 | -65.4983
|  | 1303.97 | -65.2785
|  | 1303.98 | -65.0903
|  | 1303.99 | -64.905
|  | 1304 | -64.8281
|  | 1304.01 | -64.7809
|  | 1304.02 | -64.8098
|  | 1304.03 | -64.9193
|  | 1304.04 | -65.0453
|  | 1304.05 | -65.2282
|  | 1304.06 | -65.4191
|  | 1304.07 | -65.6618
|  | 1304.08 | -65.8214
|  | 1304.09 | -66.0068
|  | 1304.1 | -66.1199
|  | 1304.11 | -66.2128
|  | 1304.12 | -66.2667
|  | 1304.13 | -66.3179
|  | 1304.14 | -66.2435
|  | 1304.15 | -66.2261
|  | 1304.16 | -66.1309
|  | 1304.17 | -66.0302
|  | 1304.18 | -65.9012
|  | 1304.19 | -65.6766
|  | 1304.2 | -65.5695
|  | 1304.21 | -65.4171
|  | 1304.22 | -65.2901
|  | 1304.23 | -65.1309
|  | 1304.24 | -65.0808
|  | 1304.25 | -65.0313
|  | 1304.26 | -65.0702
|  | 1304.27 | -65.0574
|  | 1304.28 | -65.1828
|  | 1304.29 | -65.297
|  | 1304.3 | -65.447
|  | 1304.31 | -65.5588
|  | 1304.32 | -65.6317
|  | 1304.33 | -65.7883
|  | 1304.34 | -65.8462
|  | 1304.35 | -65.8782
|  | 1304.36 | -65.8338
|  | 1304.37 | -65.8729
|  | 1304.38 | -65.8193
|  | 1304.39 | -65.6843
|  | 1304.4 | -65.5626
|  | 1304.41 | -65.4009
|  | 1304.42 | -65.2757
|  | 1304.43 | -65.1877
|  | 1304.44 | -65.0478
|  | 1304.45 | -64.8892
|  | 1304.46 | -64.8722
|  | 1304.47 | -64.8118
|  | 1304.48 | -64.825
|  | 1304.49 | -64.8808
|  | 1304.5 | -65.0204
|  | 1304.51 | -65.1422
|  | 1304.52 | -65.3258
|  | 1304.53 | -65.5237
|  | 1304.54 | -65.7232
|  | 1304.55 | -65.9504
|  | 1304.56 | -66.1279
|  | 1304.57 | -66.2949
|  | 1304.58 | -66.4185
|  | 1304.59 | -66.5294
|  | 1304.6 | -66.5215
|  | 1304.61 | -66.5022
|  | 1304.62 | -66.4199
|  | 1304.63 | -66.3263
|  | 1304.64 | -66.1403
|  | 1304.65 | -65.9943
|  | 1304.66 | -65.7635
|  | 1304.67 | -65.5523
|  | 1304.68 | -65.3313
|  | 1304.69 | -65.144
|  | 1304.7 | -65.0264
|  | 1304.71 | -64.9213
|  | 1304.72 | -64.8586
|  | 1304.73 | -64.9079
|  | 1304.74 | -64.9748
|  | 1304.75 | -65.0892
|  | 1304.76 | -65.2498
|  | 1304.77 | -65.5106
|  | 1304.78 | -65.7124
|  | 1304.79 | -65.935
|  | 1304.8 | -66.1879
|  | 1304.81 | -66.3415
|  | 1304.82 | -66.4608
|  | 1304.83 | -66.5814
|  | 1304.84 | -66.6457
|  | 1304.85 | -66.6356
|  | 1304.86 | -66.5833
|  | 1304.87 | -66.5298
|  | 1304.88 | -66.379
|  | 1304.89 | -66.2345
|  | 1304.9 | -66.0928
|  | 1304.91 | -65.9183
|  | 1304.92 | -65.7183
|  | 1304.93 | -65.5722
|  | 1304.94 | -65.4567
|  | 1304.95 | -65.3513
|  | 1304.96 | -65.2632
|  | 1304.97 | -65.226
|  | 1304.98 | -65.2696
|  | 1304.99 | -65.3331
|  | 1305 | -65.4458
|  | 1305.01 | -65.4821
|  | 1305.02 | -65.6387
|  | 1305.03 | -65.7333
|  | 1305.04 | -65.8761
|  | 1305.05 | -65.927
|  | 1305.06 | -65.9903
|  | 1305.07 | -66.002
|  | 1305.08 | -66.0069
|  | 1305.09 | -65.9169
|  | 1305.1 | -65.883
|  | 1305.11 | -65.7174
|  | 1305.12 | -65.6717
|  | 1305.13 | -65.5146
|  | 1305.14 | -65.365
|  | 1305.15 | -65.3012
|  | 1305.16 | -65.2299
|  | 1305.17 | -65.177
|  | 1305.18 | -65.1751
|  | 1305.19 | -65.2313
|  | 1305.2 | -65.2792
|  | 1305.21 | -65.3692
|  | 1305.22 | -65.5686
|  | 1305.23 | -65.7018
|  | 1305.24 | -65.8631
|  | 1305.25 | -66.0206
|  | 1305.26 | -66.1995
|  | 1305.27 | -66.2874
|  | 1305.28 | -66.3953
|  | 1305.29 | -66.4131
|  | 1305.3 | -66.513
|  | 1305.31 | -66.4579
|  | 1305.32 | -66.446
|  | 1305.33 | -66.304
|  | 1305.34 | -66.122
|  | 1305.35 | -65.9981
|  | 1305.36 | -65.8246
|  | 1305.37 | -65.6057
|  | 1305.38 | -65.4177
|  | 1305.39 | -65.1847
|  | 1305.4 | -65.0534
|  | 1305.41 | -64.9647
|  | 1305.42 | -64.8942
|  | 1305.43 | -64.8613
|  | 1305.44 | -64.9426
|  | 1305.45 | -65.113
|  | 1305.46 | -65.289
|  | 1305.47 | -65.5113
|  | 1305.48 | -65.7034
|  | 1305.49 | -65.9279
|  | 1305.5 | -66.2253
|  | 1305.51 | -66.4537
|  | 1305.52 | -66.642
|  | 1305.53 | -66.7715
|  | 1305.54 | -66.9403
|  | 1305.55 | -67.0146
|  | 1305.56 | -67.0338
|  | 1305.57 | -67.0254
|  | 1305.58 | -67.0021
|  | 1305.59 | -66.8992
|  | 1305.6 | -66.7396
|  | 1305.61 | -66.5693
|  | 1305.62 | -66.3325
|  | 1305.63 | -66.1323
|  | 1305.64 | -65.9351
|  | 1305.65 | -65.748
|  | 1305.66 | -65.6004
|  | 1305.67 | -65.5214
|  | 1305.68 | -65.4623
|  | 1305.69 | -65.4807
|  | 1305.7 | -65.5183
|  | 1305.71 | -65.6174
|  | 1305.72 | -65.7419
|  | 1305.73 | -65.8956
|  | 1305.74 | -66.031
|  | 1305.75 | -66.1638
|  | 1305.76 | -66.2266
|  | 1305.77 | -66.3137
|  | 1305.78 | -66.3563
|  | 1305.79 | -66.4135
|  | 1305.8 | -66.3865
|  | 1305.81 | -66.3654
|  | 1305.82 | -66.2529
|  | 1305.83 | -66.1642
|  | 1305.84 | -66.0611
|  | 1305.85 | -65.9742
|  | 1305.86 | -65.8647
|  | 1305.87 | -65.7993
|  | 1305.88 | -65.8005
|  | 1305.89 | -65.7495
|  | 1305.9 | -65.7592
|  | 1305.91 | -65.88
|  | 1305.92 | -65.9284
|  | 1305.93 | -66.0562
|  | 1305.94 | -66.1786
|  | 1305.95 | -66.2911
|  | 1305.96 | -66.4636
|  | 1305.97 | -66.5895
|  | 1305.98 | -66.6169
|  | 1305.99 | -66.6778
|  | 1306 | -66.7108
|  | 1306.01 | -66.6517
|  | 1306.02 | -66.5256
|  | 1306.03 | -66.5087
|  | 1306.04 | -66.2692
|  | 1306.05 | -66.0667
|  | 1306.06 | -65.8801
|  | 1306.07 | -65.6994
|  | 1306.08 | -65.4781
|  | 1306.09 | -65.3045
|  | 1306.1 | -65.198
|  | 1306.11 | -65.077
|  | 1306.12 | -65.1084
|  | 1306.13 | -65.1153
|  | 1306.14 | -65.2292
|  | 1306.15 | -65.4418
|  | 1306.16 | -65.6961
|  | 1306.17 | -65.9502
|  | 1306.18 | -66.2836
|  | 1306.19 | -66.5752
|  | 1306.2 | -66.8192
|  | 1306.21 | -67.0742
|  | 1306.22 | -67.2737
|  | 1306.23 | -67.4219
|  | 1306.24 | -67.5116
|  | 1306.25 | -67.5819
|  | 1306.26 | -67.5259
|  | 1306.27 | -67.4803
|  | 1306.28 | -67.4479
|  | 1306.29 | -67.122
|  | 1306.3 | -66.952
|  | 1306.31 | -66.6964
|  | 1306.32 | -66.4545
|  | 1306.33 | -66.2125
|  | 1306.34 | -66.0154
|  | 1306.35 | -65.7583
|  | 1306.36 | -65.6253
|  | 1306.37 | -65.4913
|  | 1306.38 | -65.3773
|  | 1306.39 | -65.4447
|  | 1306.4 | -65.5651
|  | 1306.41 | -65.7008
|  | 1306.42 | -65.8265
|  | 1306.43 | -66.0738
|  | 1306.44 | -66.2698
|  | 1306.45 | -66.5153
|  | 1306.46 | -66.6871
|  | 1306.47 | -66.8513
|  | 1306.48 | -66.9361
|  | 1306.49 | -66.9212
|  | 1306.5 | -66.9241
|  | 1306.51 | -66.7912
|  | 1306.52 | -66.6934
|  | 1306.53 | -66.5873
|  | 1306.54 | -66.4063
|  | 1306.55 | -66.2553
|  | 1306.56 | -66.0652
|  | 1306.57 | -65.9955
|  | 1306.58 | -65.8839
|  | 1306.59 | -65.8755
|  | 1306.6 | -65.8509
|  | 1306.61 | -65.9021
|  | 1306.62 | -66.03
|  | 1306.63 | -66.1809
|  | 1306.64 | -66.3686
|  | 1306.65 | -66.5238
|  | 1306.66 | -66.7819
|  | 1306.67 | -66.976
|  | 1306.68 | -67.0879
|  | 1306.69 | -67.3093
|  | 1306.7 | -67.3797
|  | 1306.71 | -67.3766
|  | 1306.72 | -67.3136
|  | 1306.73 | -67.0899
|  | 1306.74 | -66.8345
|  | 1306.75 | -66.45
|  | 1306.76 | -65.9168
|  | 1306.77 | -65.4587
|  | 1306.78 | -64.8787
|  | 1306.79 | -64.3459
|  | 1306.8 | -63.854
|  | 1306.81 | -63.4708
|  | 1306.82 | -63.2339
|  | 1306.83 | -63.181
|  | 1306.84 | -63.2987
|  | 1306.85 | -63.5634
|  | 1306.86 | -63.9613
|  | 1306.87 | -64.4538
|  | 1306.88 | -65.0441
|  | 1306.89 | -65.5456
|  | 1306.9 | -66.0637
|  | 1306.91 | -66.5481
|  | 1306.92 | -66.6536
|  | 1306.93 | -66.8168
|  | 1306.94 | -66.808
|  | 1306.95 | -66.752
|  | 1306.96 | -66.6859
|  | 1306.97 | -66.7
|  | 1306.98 | -66.5574
|  | 1306.99 | -66.2444
|  | 1307 | -65.972
|  | 1307.01 | -65.3188
|  | 1307.02 | -64.5967
|  | 1307.03 | -63.7829
|  | 1307.04 | -62.681
|  | 1307.05 | -60.9921
|  | 1307.06 | -58.7338
|  | 1307.07 | -56.467
|  | 1307.08 | -55.0401
|  | 1307.09 | -54.4939
|  | 1307.1 | -54.3781
|  | 1307.11 | -54.4863
|  | 1307.12 | -54.8902
|  | 1307.13 | -56.0008
|  | 1307.14 | -57.9883
|  | 1307.15 | -59.6284
|  | 1307.16 | -60.2536
|  | 1307.17 | -60.1468
|  | 1307.18 | -59.7167
|  | 1307.19 | -58.7796
|  | 1307.2 | -56.2019
|  | 1307.21 | -53.4228
|  | 1307.22 | -50.6369
|  | 1307.23 | -46.6607
|  | 1307.24 | -41.2072
|  | 1307.25 | -34.5408
|  | 1307.26 | -30.1706
|  | 1307.27 | -27.2083
|  | 1307.28 | -24.2784
|  | 1307.29 | -21.6982
|  | 1307.3 | -19.3047
|  | 1307.31 | -16.6469
|  | 1307.32 | -13.6935
|  | 1307.33 | -7.467
|  | 1307.34 | -3.0534
|  | 1307.35 | -1.3879
|  | 1307.36 | -1.0907
|  | 1307.37 | -1.0557
|  | 1307.38 | -1.0964
|  | 1307.39 | -1.4201
|  | 1307.4 | -3.0955
|  | 1307.41 | -7.3376
|  | 1307.42 | -13.5128
|  | 1307.43 | -16.3111
|  | 1307.44 | -18.2855
|  | 1307.45 | -20.1887
|  | 1307.46 | -22.0794
|  | 1307.47 | -24.0822
|  | 1307.48 | -26.434
|  | 1307.49 | -29.5344
|  | 1307.5 | -34.6028
|  | 1307.51 | -38.9067
|  | 1307.52 | -42.6388
|  | 1307.53 | -46.7485
|  | 1307.54 | -51.0998
|  | 1307.55 | -54.0121
|  | 1307.56 | -55.5438
|  | 1307.57 | -56.5266
|  | 1307.58 | -57.1405
|  | 1307.59 | -57.1873
|  | 1307.6 | -56.1328
|  | 1307.61 | -53.9799
|  | 1307.62 | -52.2443
|  | 1307.63 | -51.3716
|  | 1307.64 | -51.0237
|  | 1307.65 | -50.9322
|  | 1307.66 | -51.0864
|  | 1307.67 | -51.7942
|  | 1307.68 | -53.3959
|  | 1307.69 | -55.6182
|  | 1307.7 | -57.6607
|  | 1307.71 | -59.3746
|  | 1307.72 | -60.6434
|  | 1307.73 | -61.5934
|  | 1307.74 | -62.2775
|  | 1307.75 | -62.848
|  | 1307.76 | -63.3708
|  | 1307.77 | -63.8018
|  | 1307.78 | -64.0976
|  | 1307.79 | -64.0583
|  | 1307.8 | -64.0615
|  | 1307.81 | -64.0125
|  | 1307.82 | -63.7661
|  | 1307.83 | -63.4468
|  | 1307.84 | -62.9862
|  | 1307.85 | -62.3141
|  | 1307.86 | -61.7695
|  | 1307.87 | -61.2414
|  | 1307.88 | -60.7977
|  | 1307.89 | -60.5333
|  | 1307.9 | -60.4441
|  | 1307.91 | -60.5032
|  | 1307.92 | -60.7111
|  | 1307.93 | -61.0704
|  | 1307.94 | -61.481
|  | 1307.95 | -61.9312
|  | 1307.96 | -62.3047
|  | 1307.97 | -62.5929
|  | 1307.98 | -62.9238
|  | 1307.99 | -63.1567
|  | 1308 | -63.2625
|  | 1308.01 | -63.2505
|  | 1308.02 | -63.1951
|  | 1308.03 | -62.9893
|  | 1308.04 | -62.7106
|  | 1308.05 | -62.4076
|  | 1308.06 | -62.0765
|  | 1308.07 | -61.742
|  | 1308.08 | -61.5179
|  | 1308.09 | -61.3986
|  | 1308.1 | -61.3408
|  | 1308.11 | -61.4466
|  | 1308.12 | -61.6982
|  | 1308.13 | -62.0305
|  | 1308.14 | -62.4728
|  | 1308.15 | -62.9682
|  | 1308.16 | -63.46
|  | 1308.17 | -63.9898
|  | 1308.18 | -64.3898
|  | 1308.19 | -64.7183
|  | 1308.2 | -64.975
|  | 1308.21 | -65.1455
|  | 1308.22 | -65.1988
|  | 1308.23 | -65.1101
|  | 1308.24 | -64.8875
|  | 1308.25 | -64.5693
|  | 1308.26 | -64.1063
|  | 1308.27 | -63.593
|  | 1308.28 | -62.9282
|  | 1308.29 | -62.2309
|  | 1308.3 | -61.5048
|  | 1308.31 | -60.8561
|  | 1308.32 | -60.3658
|  | 1308.33 | -60.0394
|  | 1308.34 | -59.923
|  | 1308.35 | -59.9963
|  | 1308.36 | -60.2779
|  | 1308.37 | -60.7525
|  | 1308.38 | -61.4104
|  | 1308.39 | -62.1279
|  | 1308.4 | -62.894
|  | 1308.41 | -63.6341
|  | 1308.42 | -64.3219
|  | 1308.43 | -64.8324
|  | 1308.44 | -65.2658
|  | 1308.45 | -65.5829
|  | 1308.46 | -65.8406
|  | 1308.47 | -65.9045
|  | 1308.48 | -65.8641
|  | 1308.49 | -65.791
|  | 1308.5 | -65.603
|  | 1308.51 | -65.3237
|  | 1308.52 | -64.9254
|  | 1308.53 | -64.4961
|  | 1308.54 | -63.9461
|  | 1308.55 | -63.3785
|  | 1308.56 | -62.8185
|  | 1308.57 | -62.3375
|  | 1308.58 | -61.9492
|  | 1308.59 | -61.6695
|  | 1308.6 | -61.5401
|  | 1308.61 | -61.5313
|  | 1308.62 | -61.6782
|  | 1308.63 | -61.9576
|  | 1308.64 | -62.3589
|  | 1308.65 | -62.8436
|  | 1308.66 | -63.3181
|  | 1308.67 | -63.7852
|  | 1308.68 | -64.1977
|  | 1308.69 | -64.5637
|  | 1308.7 | -64.8013
|  | 1308.71 | -64.9003
|  | 1308.72 | -64.9538
|  | 1308.73 | -64.8797
|  | 1308.74 | -64.6929
|  | 1308.75 | -64.4705
|  | 1308.76 | -64.1786
|  | 1308.77 | -63.8652
|  | 1308.78 | -63.5583
|  | 1308.79 | -63.229
|  | 1308.8 | -62.9201
|  | 1308.81 | -62.6936
|  | 1308.82 | -62.5436
|  | 1308.83 | -62.4903
|  | 1308.84 | -62.5159
|  | 1308.85 | -62.6173
|  | 1308.86 | -62.8686
|  | 1308.87 | -63.1485
|  | 1308.88 | -63.4984
|  | 1308.89 | -63.8125
|  | 1308.9 | -64.1772
|  | 1308.91 | -64.4892
|  | 1308.92 | -64.7375
|  | 1308.93 | -64.9012
|  | 1308.94 | -64.9855
|  | 1308.95 | -64.9348
|  | 1308.96 | -64.8494
|  | 1308.97 | -64.6048
|  | 1308.98 | -64.3533
|  | 1308.99 | -63.9216
|  | 1309 | -63.5233
|  | 1309.01 | -63.0825
|  | 1309.02 | -62.6295
|  | 1309.03 | -62.2516
|  | 1309.04 | -61.9046
|  | 1309.05 | -61.7362
|  | 1309.06 | -61.651
|  | 1309.07 | -61.7266
|  | 1309.08 | -61.9165
|  | 1309.09 | -62.2402
|  | 1309.1 | -62.6556
|  | 1309.11 | -63.1631
|  | 1309.12 | -63.6717
|  | 1309.13 | -64.1976
|  | 1309.14 | -64.6815
|  | 1309.15 | -65.0959
|  | 1309.16 | -65.3982
|  | 1309.17 | -65.6843
|  | 1309.18 | -65.7809
|  | 1309.19 | -65.6771
|  | 1309.2 | -65.6183
|  | 1309.21 | -65.448
|  | 1309.22 | -65.1741
|  | 1309.23 | -64.7702
|  | 1309.24 | -64.365
|  | 1309.25 | -63.843
|  | 1309.26 | -63.3441
|  | 1309.27 | -62.864
|  | 1309.28 | -62.4594
|  | 1309.29 | -62.1604
|  | 1309.3 | -61.9535
|  | 1309.31 | -61.8727
|  | 1309.32 | -61.9535
|  | 1309.33 | -62.1396
|  | 1309.34 | -62.4274
|  | 1309.35 | -62.8251
|  | 1309.36 | -63.3039
|  | 1309.37 | -63.7541
|  | 1309.38 | -64.2303
|  | 1309.39 | -64.6329
|  | 1309.4 | -64.9644
|  | 1309.41 | -65.2691
|  | 1309.42 | -65.4056
|  | 1309.43 | -65.4419
|  | 1309.44 | -65.4267
|  | 1309.45 | -65.2895
|  | 1309.46 | -65.0498
|  | 1309.47 | -64.7974
|  | 1309.48 | -64.4524
|  | 1309.49 | -64.0948
|  | 1309.5 | -63.7643
|  | 1309.51 | -63.4254
|  | 1309.52 | -63.13
|  | 1309.53 | -62.9119
|  | 1309.54 | -62.7726
|  | 1309.55 | -62.7216
|  | 1309.56 | -62.7797
|  | 1309.57 | -62.8845
|  | 1309.58 | -63.1246
|  | 1309.59 | -63.3859
|  | 1309.6 | -63.683
|  | 1309.61 | -64.0287
|  | 1309.62 | -64.3253
|  | 1309.63 | -64.6477
|  | 1309.64 | -64.8937
|  | 1309.65 | -65.0826
|  | 1309.66 | -65.1875
|  | 1309.67 | -65.2251
|  | 1309.68 | -65.1549
|  | 1309.69 | -65.0265
|  | 1309.7 | -64.75
|  | 1309.71 | -64.4693
|  | 1309.72 | -64.0807
|  | 1309.73 | -63.6827
|  | 1309.74 | -63.3311
|  | 1309.75 | -62.9889
|  | 1309.76 | -62.7328
|  | 1309.77 | -62.5382
|  | 1309.78 | -62.4882
|  | 1309.79 | -62.5235
|  | 1309.8 | -62.6736
|  | 1309.81 | -62.9507
|  | 1309.82 | -63.2826
|  | 1309.83 | -63.6583
|  | 1309.84 | -64.0707
|  | 1309.85 | -64.4818
|  | 1309.86 | -64.8479
|  | 1309.87 | -65.1883
|  | 1309.88 | -65.5054
|  | 1309.89 | -65.678
|  | 1309.9 | -65.7766
|  | 1309.91 | -65.8917
|  | 1309.92 | -65.7576
|  | 1309.93 | -65.5896
|  | 1309.94 | -65.3659
|  | 1309.95 | -64.9626
|  | 1309.96 | -64.5685
|  | 1309.97 | -64.1399
|  | 1309.98 | -63.6334
|  | 1309.99 | -63.2112
|  | 1310 | -62.8206
|  | 1310.01 | -62.5198
|  | 1310.02 | -62.3409
|  | 1310.03 | -62.2992
|  | 1310.04 | -62.3897
|  | 1310.05 | -62.5792
|  | 1310.06 | -62.8899
|  | 1310.07 | -63.3146
|  | 1310.08 | -63.7575
|  | 1310.09 | -64.202
|  | 1310.1 | -64.6756
|  | 1310.11 | -65.0582
|  | 1310.12 | -65.4061
|  | 1310.13 | -65.6607
|  | 1310.14 | -65.8525
|  | 1310.15 | -65.9571
|  | 1310.16 | -65.8922
|  | 1310.17 | -65.812
|  | 1310.18 | -65.5932
|  | 1310.19 | -65.3467
|  | 1310.2 | -64.9686
|  | 1310.21 | -64.5653
|  | 1310.22 | -64.1703
|  | 1310.23 | -63.7861
|  | 1310.24 | -63.4804
|  | 1310.25 | -63.1665
|  | 1310.26 | -63.0013
|  | 1310.27 | -62.9284
|  | 1310.28 | -62.9707
|  | 1310.29 | -63.1128
|  | 1310.3 | -63.3224
|  | 1310.31 | -63.5834
|  | 1310.32 | -63.927
|  | 1310.33 | -64.2941
|  | 1310.34 | -64.6626
|  | 1310.35 | -64.9311
|  | 1310.36 | -65.1702
|  | 1310.37 | -65.3962
|  | 1310.38 | -65.5293
|  | 1310.39 | -65.539
|  | 1310.4 | -65.5107
|  | 1310.41 | -65.3633
|  | 1310.42 | -65.2215
|  | 1310.43 | -64.9161
|  | 1310.44 | -64.6319
|  | 1310.45 | -64.296
|  | 1310.46 | -63.9395
|  | 1310.47 | -63.6266
|  | 1310.48 | -63.3637
|  | 1310.49 | -63.1678
|  | 1310.5 | -63.0572
|  | 1310.51 | -63.0446
|  | 1310.52 | -63.119
|  | 1310.53 | -63.3162
|  | 1310.54 | -63.5683
|  | 1310.55 | -63.8991
|  | 1310.56 | -64.2983
|  | 1310.57 | -64.6714
|  | 1310.58 | -65.0054
|  | 1310.59 | -65.3736
|  | 1310.6 | -65.564
|  | 1310.61 | -65.7529
|  | 1310.62 | -65.9016
|  | 1310.63 | -65.9724
|  | 1310.64 | -65.9132
|  | 1310.65 | -65.79
|  | 1310.66 | -65.6349
|  | 1310.67 | -65.387
|  | 1310.68 | -65.0383
|  | 1310.69 | -64.6494
|  | 1310.7 | -64.2366
|  | 1310.71 | -63.8504
|  | 1310.72 | -63.454
|  | 1310.73 | -63.1304
|  | 1310.74 | -62.8974
|  | 1310.75 | -62.8096
|  | 1310.76 | -62.8389
|  | 1310.77 | -62.9823
|  | 1310.78 | -63.244
|  | 1310.79 | -63.5937
|  | 1310.8 | -64.0266
|  | 1310.81 | -64.4472
|  | 1310.82 | -64.8331
|  | 1310.83 | -65.2647
|  | 1310.84 | -65.5798
|  | 1310.85 | -65.8381
|  | 1310.86 | -66.0714
|  | 1310.87 | -66.1645
|  | 1310.88 | -66.103
|  | 1310.89 | -66.0969
|  | 1310.9 | -65.9261
|  | 1310.91 | -65.7433
|  | 1310.92 | -65.3866
|  | 1310.93 | -65.0096
|  | 1310.94 | -64.6208
|  | 1310.95 | -64.2008
|  | 1310.96 | -63.7967
|  | 1310.97 | -63.4663
|  | 1310.98 | -63.1729
|  | 1310.99 | -63.0158
|  | 1311 | -62.9661
|  | 1311.01 | -63.0099
|  | 1311.02 | -63.2034
|  | 1311.03 | -63.4581
|  | 1311.04 | -63.7688
|  | 1311.05 | -64.104
|  | 1311.06 | -64.4604
|  | 1311.07 | -64.797
|  | 1311.08 | -65.1317
|  | 1311.09 | -65.3641
|  | 1311.1 | -65.4768
|  | 1311.11 | -65.56
|  | 1311.12 | -65.5662
|  | 1311.13 | -65.4826
|  | 1311.14 | -65.3415
|  | 1311.15 | -65.1675
|  | 1311.16 | -64.8665
|  | 1311.17 | -64.5752
|  | 1311.18 | -64.2553
|  | 1311.19 | -63.942
|  | 1311.2 | -63.6475
|  | 1311.21 | -63.4286
|  | 1311.22 | -63.2601
|  | 1311.23 | -63.1741
|  | 1311.24 | -63.1801
|  | 1311.25 | -63.3045
|  | 1311.26 | -63.5642
|  | 1311.27 | -63.8309
|  | 1311.28 | -64.1813
|  | 1311.29 | -64.5652
|  | 1311.3 | -64.8995
|  | 1311.31 | -65.2185
|  | 1311.32 | -65.4349
|  | 1311.33 | -65.6595
|  | 1311.34 | -65.7785
|  | 1311.35 | -65.7656
|  | 1311.36 | -65.7576
|  | 1311.37 | -65.6567
|  | 1311.38 | -65.4678
|  | 1311.39 | -65.2655
|  | 1311.4 | -64.9885
|  | 1311.41 | -64.6609
|  | 1311.42 | -64.3016
|  | 1311.43 | -63.9867
|  | 1311.44 | -63.6684
|  | 1311.45 | -63.4051
|  | 1311.46 | -63.2425
|  | 1311.47 | -63.1621
|  | 1311.48 | -63.2394
|  | 1311.49 | -63.3739
|  | 1311.5 | -63.5706
|  | 1311.51 | -63.9069
|  | 1311.52 | -64.2539
|  | 1311.53 | -64.6403
|  | 1311.54 | -65.0153
|  | 1311.55 | -65.4194
|  | 1311.56 | -65.7336
|  | 1311.57 | -66.0252
|  | 1311.58 | -66.2014
|  | 1311.59 | -66.356
|  | 1311.6 | -66.2897
|  | 1311.61 | -66.3073
|  | 1311.62 | -66.2017
|  | 1311.63 | -66.0455
|  | 1311.64 | -65.7337
|  | 1311.65 | -65.4899
|  | 1311.66 | -65.0726
|  | 1311.67 | -64.7184
|  | 1311.68 | -64.4113
|  | 1311.69 | -64.0597
|  | 1311.7 | -63.7618
|  | 1311.71 | -63.5303
|  | 1311.72 | -63.4386
|  | 1311.73 | -63.4015
|  | 1311.74 | -63.4885
|  | 1311.75 | -63.6661
|  | 1311.76 | -63.9741
|  | 1311.77 | -64.3096
|  | 1311.78 | -64.6901
|  | 1311.79 | -65.0974
|  | 1311.8 | -65.4458
|  | 1311.81 | -65.7285
|  | 1311.82 | -65.948
|  | 1311.83 | -66.0669
|  | 1311.84 | -66.1517
|  | 1311.85 | -66.1124
|  | 1311.86 | -66.074
|  | 1311.87 | -65.8288
|  | 1311.88 | -65.6587
|  | 1311.89 | -65.3774
|  | 1311.9 | -65.0694
|  | 1311.91 | -64.7123
|  | 1311.92 | -64.4279
|  | 1311.93 | -64.1402
|  | 1311.94 | -63.8942
|  | 1311.95 | -63.6714
|  | 1311.96 | -63.6038
|  | 1311.97 | -63.6252
|  | 1311.98 | -63.7137
|  | 1311.99 | -63.8861
|  | 1312 | -64.177
|  | 1312.01 | -64.4725
|  | 1312.02 | -64.8152
|  | 1312.03 | -65.0977
|  | 1312.04 | -65.4438
|  | 1312.05 | -65.6677
|  | 1312.06 | -65.8629
|  | 1312.07 | -65.9589
|  | 1312.08 | -65.9879
|  | 1312.09 | -65.883
|  | 1312.1 | -65.7751
|  | 1312.11 | -65.5336
|  | 1312.12 | -65.3431
|  | 1312.13 | -64.98
|  | 1312.14 | -64.6857
|  | 1312.15 | -64.3948
|  | 1312.16 | -64.0925
|  | 1312.17 | -63.8266
|  | 1312.18 | -63.6646
|  | 1312.19 | -63.5608
|  | 1312.2 | -63.5888
|  | 1312.21 | -63.6756
|  | 1312.22 | -63.8513
|  | 1312.23 | -64.1314
|  | 1312.24 | -64.5094
|  | 1312.25 | -64.846
|  | 1312.26 | -65.2151
|  | 1312.27 | -65.5608
|  | 1312.28 | -65.8564
|  | 1312.29 | -66.1139
|  | 1312.3 | -66.2722
|  | 1312.31 | -66.3129
|  | 1312.32 | -66.4411
|  | 1312.33 | -66.3187
|  | 1312.34 | -66.1108
|  | 1312.35 | -65.9133
|  | 1312.36 | -65.6701