## Spectrum
Typical LEDBW1 Spectrum
|  | Wavelength (nm) | Normalized Intensity
|  | 196.7404 | 0
|  | 196.9482 | 0
|  | 197.1559 | 0
|  | 197.3637 | 0
Product Raw Data |  | 197.5715 | 0
6500 K, 251 mW (Min) 30 mm Cage-Compatible Diffuse LED Backlight, 2000 mA |  | 197.7793 | 0
|  | 197.9871 | 0
|  | 198.1949 | 0
Item # | LEDBW1 | 198.4027 | 0
DISCLAIMER: The data presented here are typical. Slight variations in performance data will occur from lot to lot. Please contact Technical Support with any questions regarding the use or reliability of this data. |  | 198.6105 | 0
|  | 198.8184 | 0
|  | 199.0263 | 0
|  | 199.2341 | 0
|  | 199.442 | 0
|  | 199.6499 | 0
This data may be used in publications. However, please cite Thorlabs as the source. |  | 199.8578 | 0
|  | 200.0657 | 0
|  | 200.2736 | 0
Additional Information: |  | 200.4815 | 0
|  | 200.6895 | 0
|  | 200.8974 | 0
|  | 201.1054 | 0
|  | 201.3134 | 0
|  | 201.5213 | 0
|  | 201.7293 | 0
|  | 201.9373 | 0
|  | 202.1454 | 0
|  | 202.3534 | 0
|  | 202.5614 | 0
|  | 202.7695 | 0
|  | 202.9775 | 0
|  | 203.1856 | 0
|  | 203.3937 | 0
|  | 203.6018 | 0
|  | 203.8099 | 0
|  | 204.018 | 0
|  | 204.2261 | 0
|  | 204.4342 | 0
|  | 204.6423 | 0
|  | 204.8505 | 0
|  | 205.0587 | 0
|  | 205.2669 | 0
|  | 205.475 | 0
|  | 205.6832 | 0
|  | 205.8914 | 0
|  | 206.0996 | 0
|  | 206.3079 | 0
|  | 206.5161 | 0
|  | 206.7244 | 0
|  | 206.9326 | 0
|  | 207.1409 | 0
|  | 207.3492 | 0
|  | 207.5575 | 0
|  | 207.7658 | 0
|  | 207.9741 | 0
|  | 208.1824 | 0
|  | 208.3907 | 0
|  | 208.5991 | 0
|  | 208.8074 | 0
|  | 209.0158 | 0
|  | 209.2242 | 0
|  | 209.4326 | 0
|  | 209.641 | 0
|  | 209.8494 | 0
|  | 210.0578 | 0
|  | 210.2662 | 0
|  | 210.4746 | 0
|  | 210.6831 | 0
|  | 210.8916 | 0
|  | 211.1 | 0
|  | 211.3085 | 0
|  | 211.517 | 0
|  | 211.7255 | 0
|  | 211.934 | 0
|  | 212.1425 | 0
|  | 212.3511 | 0
|  | 212.5596 | 0
|  | 212.7682 | 0
|  | 212.9768 | 0
|  | 213.1853 | 0
|  | 213.3939 | 0
|  | 213.6025 | 0
|  | 213.8111 | 0
|  | 214.0197 | 0
|  | 214.2284 | 0
|  | 214.437 | 0
|  | 214.6457 | 0
|  | 214.8543 | 0
|  | 215.063 | 0
|  | 215.2717 | 0
|  | 215.4804 | 0
|  | 215.6891 | 0
|  | 215.8978 | 0
|  | 216.1065 | 0
|  | 216.3152 | 0
|  | 216.524 | 0
|  | 216.7328 | 0
|  | 216.9415 | 0
|  | 217.1503 | 0
|  | 217.3591 | 0
|  | 217.5679 | 0
|  | 217.7767 | 0
|  | 217.9855 | 0
|  | 218.1943 | 0
|  | 218.4032 | 0
|  | 218.6121 | 0
|  | 218.8209 | 0
|  | 219.0298 | 0
|  | 219.2387 | 0
|  | 219.4476 | 0
|  | 219.6565 | 0
|  | 219.8654 | 0
|  | 220.0743 | 0
|  | 220.2833 | 0
|  | 220.4922 | 0
|  | 220.7011 | 0
|  | 220.9101 | 0
|  | 221.1191 | 0
|  | 221.3281 | 0
|  | 221.5371 | 0
|  | 221.7461 | 0
|  | 221.9551 | 0
|  | 222.1642 | 0
|  | 222.3732 | 0
|  | 222.5822 | 0
|  | 222.7913 | 0
|  | 223.0004 | 0
|  | 223.2095 | 0
|  | 223.4186 | 0
|  | 223.6277 | 0
|  | 223.8368 | 0
|  | 224.0459 | 0
|  | 224.2551 | 0
|  | 224.4642 | 0
|  | 224.6734 | 0
|  | 224.8825 | 0
|  | 225.0917 | 0
|  | 225.3009 | 0
|  | 225.5101 | 0
|  | 225.7193 | 0
|  | 225.9285 | 0
|  | 226.1378 | 0
|  | 226.347 | 0
|  | 226.5563 | 0
|  | 226.7655 | 0
|  | 226.9748 | 0
|  | 227.1841 | 0
|  | 227.3934 | 0
|  | 227.6027 | 0
|  | 227.812 | 0
|  | 228.0214 | 0
|  | 228.2307 | 0
|  | 228.44 | 0
|  | 228.6494 | 0
|  | 228.8588 | 0
|  | 229.0682 | 0
|  | 229.2775 | 0
|  | 229.4869 | 0
|  | 229.6963 | 0
|  | 229.9058 | 0
|  | 230.1152 | 0
|  | 230.3247 | 0
|  | 230.5341 | 0
|  | 230.7436 | 0
|  | 230.953 | 0
|  | 231.1625 | 0
|  | 231.372 | 0
|  | 231.5815 | 0
|  | 231.7911 | 0
|  | 232.0006 | 0
|  | 232.2101 | 0
|  | 232.4197 | 0
|  | 232.6292 | 0
|  | 232.8388 | 0
|  | 233.0484 | 0
|  | 233.258 | 0
|  | 233.4676 | 0
|  | 233.6772 | 0
|  | 233.8868 | 0
|  | 234.0965 | 0
|  | 234.3061 | 0
|  | 234.5158 | 0
|  | 234.7254 | 0
|  | 234.9351 | 0
|  | 235.1448 | 0
|  | 235.3545 | 0
|  | 235.5642 | 0
|  | 235.7739 | 0
|  | 235.9836 | 0
|  | 236.1934 | 0
|  | 236.4031 | 0
|  | 236.6129 | 0
|  | 236.8227 | 0
|  | 237.0325 | 0
|  | 237.2423 | 0
|  | 237.452 | 0
|  | 237.6619 | 0
|  | 237.8717 | 0
|  | 238.0815 | 0
|  | 238.2914 | 0
|  | 238.5012 | 0
|  | 238.7111 | 0
|  | 238.921 | 0
|  | 239.1308 | 0
|  | 239.3407 | 0
|  | 239.5507 | 0
|  | 239.7606 | 0
|  | 239.9705 | 0
|  | 240.1805 | 0
|  | 240.3904 | 0
|  | 240.6004 | 0
|  | 240.8103 | 0
|  | 241.0203 | 0
|  | 241.2303 | 0
|  | 241.4403 | 0
|  | 241.6503 | 0
|  | 241.8604 | 0
|  | 242.0704 | 0
|  | 242.2804 | 0
|  | 242.4905 | 0
|  | 242.7005 | 0
|  | 242.9106 | 0
|  | 243.1207 | 0
|  | 243.3308 | 0
|  | 243.5409 | 0
|  | 243.751 | 0
|  | 243.9612 | 0
|  | 244.1713 | 0
|  | 244.3815 | 0
|  | 244.5916 | 0
|  | 244.8018 | 0
|  | 245.012 | 0
|  | 245.2222 | 0
|  | 245.4324 | 0
|  | 245.6426 | 0
|  | 245.8528 | 0
|  | 246.0631 | 0
|  | 246.2733 | 0
|  | 246.4836 | 0
|  | 246.6938 | 0
|  | 246.9041 | 0
|  | 247.1144 | 0
|  | 247.3247 | 0
|  | 247.535 | 0
|  | 247.7453 | 0
|  | 247.9556 | 0
|  | 248.166 | 0
|  | 248.3763 | 0
|  | 248.5867 | 0
|  | 248.7971 | 0
|  | 249.0075 | 0
|  | 249.2178 | 0
|  | 249.4282 | 0
|  | 249.6387 | 0
|  | 249.8491 | 0
|  | 250.0595 | 0
|  | 250.27 | 0
|  | 250.4804 | 0
|  | 250.6909 | 0
|  | 250.9014 | 0
|  | 251.1119 | 0
|  | 251.3223 | 0
|  | 251.5328 | 0
|  | 251.7434 | 0
|  | 251.9539 | 0
|  | 252.1644 | 0
|  | 252.375 | 0
|  | 252.5856 | 0
|  | 252.7961 | 0
|  | 253.0067 | 0
|  | 253.2173 | 0
|  | 253.4279 | 0
|  | 253.6385 | 0
|  | 253.8491 | 0
|  | 254.0598 | 0
|  | 254.2704 | 0
|  | 254.4811 | 0
|  | 254.6917 | 0
|  | 254.9024 | 0
|  | 255.1131 | 0
|  | 255.3238 | 0
|  | 255.5345 | 0
|  | 255.7452 | 0
|  | 255.956 | 0
|  | 256.1667 | 0
|  | 256.3774 | 0
|  | 256.5882 | 0
|  | 256.799 | 0
|  | 257.0098 | 0
|  | 257.2206 | 0
|  | 257.4314 | 0
|  | 257.6422 | 0
|  | 257.853 | 0
|  | 258.0638 | 0
|  | 258.2747 | 0
|  | 258.4855 | 0
|  | 258.6964 | 0
|  | 258.9073 | 0
|  | 259.1182 | 0
|  | 259.329 | 0
|  | 259.5399 | 0
|  | 259.7509 | 0
|  | 259.9618 | 0
|  | 260.1728 | 0
|  | 260.3837 | 0
|  | 260.5947 | 0
|  | 260.8056 | 0
|  | 261.0166 | 0
|  | 261.2276 | 0
|  | 261.4386 | 0
|  | 261.6496 | 0
|  | 261.8606 | 0
|  | 262.0717 | 0
|  | 262.2827 | 0
|  | 262.4938 | 0
|  | 262.7048 | 0
|  | 262.9159 | 0
|  | 263.127 | 0
|  | 263.3381 | 0
|  | 263.5492 | 0
|  | 263.7603 | 0
|  | 263.9714 | 0
|  | 264.1826 | 0
|  | 264.3937 | 0
|  | 264.6049 | 0
|  | 264.8161 | 0
|  | 265.0272 | 0
|  | 265.2384 | 0
|  | 265.4497 | 0
|  | 265.6609 | 0
|  | 265.8721 | 0
|  | 266.0833 | 0
|  | 266.2946 | 0
|  | 266.5058 | 0
|  | 266.7171 | 0
|  | 266.9283 | 0
|  | 267.1396 | 0
|  | 267.3509 | 0
|  | 267.5622 | 0
|  | 267.7735 | 0
|  | 267.9849 | 0
|  | 268.1962 | 0
|  | 268.4076 | 0
|  | 268.6189 | 0
|  | 268.8303 | 0
|  | 269.0417 | 0
|  | 269.253 | 0
|  | 269.4644 | 0
|  | 269.6759 | 0
|  | 269.8873 | 0
|  | 270.0987 | 0
|  | 270.3102 | 0
|  | 270.5216 | 0
|  | 270.7331 | 0
|  | 270.9445 | 0
|  | 271.156 | 0
|  | 271.3675 | 0
|  | 271.579 | 0
|  | 271.7906 | 0
|  | 272.0021 | 0
|  | 272.2136 | 0
|  | 272.4252 | 0
|  | 272.6367 | 0
|  | 272.8483 | 0
|  | 273.0599 | 0
|  | 273.2715 | 0
|  | 273.4831 | 0
|  | 273.6947 | 0
|  | 273.9063 | 0
|  | 274.1179 | 0
|  | 274.3296 | 0
|  | 274.5412 | 0
|  | 274.7529 | 0
|  | 274.9645 | 0
|  | 275.1762 | 0
|  | 275.3879 | 0
|  | 275.5996 | 0
|  | 275.8113 | 0
|  | 276.0231 | 0
|  | 276.2348 | 0
|  | 276.4465 | 0
|  | 276.6583 | 0
|  | 276.8701 | 0
|  | 277.0818 | 0
|  | 277.2936 | 0
|  | 277.5054 | 0
|  | 277.7172 | 0
|  | 277.9291 | 0
|  | 278.1409 | 0
|  | 278.3527 | 0
|  | 278.5646 | 0
|  | 278.7764 | 0
|  | 278.9883 | 0
|  | 279.2002 | 0
|  | 279.4121 | 0
|  | 279.624 | 0
|  | 279.8359 | 0
|  | 280.0478 | 0
|  | 280.2598 | 0
|  | 280.4717 | 0
|  | 280.6837 | 0
|  | 280.8956 | 0
|  | 281.1076 | 0
|  | 281.3196 | 0
|  | 281.5316 | 0
|  | 281.7436 | 0
|  | 281.9556 | 0
|  | 282.1676 | 0
|  | 282.3797 | 0
|  | 282.5917 | 0
|  | 282.8038 | 0
|  | 283.0158 | 0
|  | 283.2279 | 0
|  | 283.44 | 0
|  | 283.6521 | 0
|  | 283.8642 | 0
|  | 284.0763 | 0
|  | 284.2885 | 0
|  | 284.5006 | 0
|  | 284.7128 | 0
|  | 284.925 | 0
|  | 285.1371 | 0
|  | 285.3493 | 0
|  | 285.5615 | 0
|  | 285.7737 | 0
|  | 285.9859 | 0
|  | 286.1981 | 0
|  | 286.4104 | 0
|  | 286.6227 | 0
|  | 286.8349 | 0
|  | 287.0471 | 0
|  | 287.2594 | 0
|  | 287.4717 | 0
|  | 287.684 | 0
|  | 287.8963 | 0
|  | 288.1087 | 0
|  | 288.321 | 0
|  | 288.5333 | 0
|  | 288.7457 | 0
|  | 288.958 | 0
|  | 289.1704 | 0
|  | 289.3828 | 0
|  | 289.5952 | 0
|  | 289.8076 | 0
|  | 290.02 | 0
|  | 290.2324 | 0
|  | 290.4449 | 0
|  | 290.6573 | 0
|  | 290.8698 | 0
|  | 291.0822 | 0
|  | 291.2947 | 0
|  | 291.5072 | 0
|  | 291.7197 | 0
|  | 291.9322 | 0
|  | 292.1447 | 0
|  | 292.3573 | 0
|  | 292.5698 | 0
|  | 292.7824 | 0
|  | 292.9949 | 0
|  | 293.2075 | 0
|  | 293.4201 | 0
|  | 293.6327 | 0
|  | 293.8453 | 0
|  | 294.0579 | 0
|  | 294.2705 | 0
|  | 294.4831 | 0
|  | 294.6958 | 0
|  | 294.9084 | 0
|  | 295.1211 | 0
|  | 295.3338 | 0
|  | 295.5464 | 0
|  | 295.7592 | 0
|  | 295.9719 | 0
|  | 296.1846 | 0
|  | 296.3973 | 0
|  | 296.61 | 0
|  | 296.8228 | 0
|  | 297.0355 | 0
|  | 297.2483 | 0
|  | 297.4611 | 0
|  | 297.6739 | 0
|  | 297.8867 | 0
|  | 298.0995 | 0
|  | 298.3123 | 0
|  | 298.5251 | 0
|  | 298.738 | 0
|  | 298.9508 | 0
|  | 299.1637 | 0
|  | 299.3766 | 0
|  | 299.5894 | 0
|  | 299.8023 | 0
|  | 300.0153 | 0
|  | 300.2282 | 0
|  | 300.4411 | 0
|  | 300.654 | 0
|  | 300.867 | 0
|  | 301.0799 | 0
|  | 301.2929 | 0
|  | 301.5059 | 0
|  | 301.7188 | 0
|  | 301.9318 | 0
|  | 302.1449 | 0
|  | 302.3579 | 0
|  | 302.5709 | 0
|  | 302.7839 | 0
|  | 302.997 | 0
|  | 303.2101 | 0
|  | 303.4231 | 0
|  | 303.6362 | 0
|  | 303.8493 | 0
|  | 304.0624 | 0
|  | 304.2755 | 0
|  | 304.4887 | 0
|  | 304.7018 | 0
|  | 304.9149 | 0
|  | 305.128 | 0
|  | 305.3412 | 0
|  | 305.5544 | 0
|  | 305.7676 | 0
|  | 305.9808 | 0
|  | 306.194 | 0
|  | 306.4072 | 0
|  | 306.6204 | 0
|  | 306.8337 | 0
|  | 307.0469 | 0
|  | 307.2602 | 0
|  | 307.4735 | 0
|  | 307.6867 | 0
|  | 307.9 | 0
|  | 308.1133 | 0
|  | 308.3266 | 0
|  | 308.5399 | 0
|  | 308.7533 | 0
|  | 308.9666 | 0
|  | 309.18 | 0
|  | 309.3933 | 0
|  | 309.6067 | 0
|  | 309.8201 | 0
|  | 310.0335 | 0
|  | 310.2469 | 0
|  | 310.4603 | 0
|  | 310.6737 | 0
|  | 310.8872 | 0
|  | 311.1006 | 0
|  | 311.3141 | 0
|  | 311.5275 | 0
|  | 311.741 | 0
|  | 311.9545 | 0
|  | 312.168 | 0
|  | 312.3815 | 0
|  | 312.595 | 0
|  | 312.8085 | 0
|  | 313.0221 | 0
|  | 313.2356 | 0
|  | 313.4492 | 0
|  | 313.6627 | 0
|  | 313.8763 | 0
|  | 314.0899 | 0
|  | 314.3035 | 0
|  | 314.5171 | 0
|  | 314.7307 | 0
|  | 314.9444 | 0
|  | 315.158 | 0
|  | 315.3717 | 0
|  | 315.5853 | 0
|  | 315.799 | 0
|  | 316.0127 | 0
|  | 316.2264 | 0
|  | 316.4401 | 0
|  | 316.6538 | 0
|  | 316.8675 | 0
|  | 317.0813 | 0
|  | 317.295 | 0
|  | 317.5088 | 0
|  | 317.7225 | 0
|  | 317.9363 | 0
|  | 318.1501 | 0
|  | 318.3639 | 0
|  | 318.5777 | 0
|  | 318.7915 | 0
|  | 319.0053 | 0
|  | 319.2192 | 0
|  | 319.433 | 0
|  | 319.6469 | 0
|  | 319.8607 | 0
|  | 320.0747 | 0
|  | 320.2885 | 0
|  | 320.5024 | 0
|  | 320.7163 | 0
|  | 320.9303 | 0
|  | 321.1442 | 0
|  | 321.3581 | 0
|  | 321.5721 | 0
|  | 321.786 | 0
|  | 322 | 0
|  | 322.214 | 0
|  | 322.428 | 0
|  | 322.642 | 0
|  | 322.856 | 0
|  | 323.07 | 0
|  | 323.2841 | 0
|  | 323.4981 | 0
|  | 323.7122 | 0
|  | 323.9263 | 0
|  | 324.1404 | 0
|  | 324.3544 | 0
|  | 324.5685 | 0
|  | 324.7826 | 0
|  | 324.9967 | 0
|  | 325.2109 | 0
|  | 325.425 | 0
|  | 325.6392 | 0
|  | 325.8533 | 0
|  | 326.0675 | 0
|  | 326.2817 | 0
|  | 326.4959 | 0
|  | 326.7101 | 0
|  | 326.9243 | 0
|  | 327.1385 | 0
|  | 327.3528 | 0
|  | 327.567 | 0
|  | 327.7812 | 0
|  | 327.9955 | 0
|  | 328.2098 | 0
|  | 328.424 | 0
|  | 328.6383 | 0
|  | 328.8527 | 0
|  | 329.067 | 0
|  | 329.2813 | 0
|  | 329.4956 | 0
|  | 329.71 | 0
|  | 329.9244 | 0
|  | 330.1387 | 0
|  | 330.3531 | 0
|  | 330.5675 | 0
|  | 330.7819 | 0
|  | 330.9963 | 0
|  | 331.2107 | 0
|  | 331.4251 | 0
|  | 331.6396 | 0
|  | 331.854 | 0
|  | 332.0685 | 0
|  | 332.283 | 0
|  | 332.4974 | 0
|  | 332.7119 | 0
|  | 332.9264 | 0
|  | 333.1409 | 0
|  | 333.3554 | 0
|  | 333.57 | 0
|  | 333.7845 | 0
|  | 333.9991 | 0
|  | 334.2136 | 0
|  | 334.4282 | 0
|  | 334.6428 | 0
|  | 334.8574 | 0
|  | 335.072 | 0
|  | 335.2866 | 0
|  | 335.5013 | 0
|  | 335.7159 | 0
|  | 335.9305 | 0
|  | 336.1452 | 0
|  | 336.3599 | 0
|  | 336.5745 | 0
|  | 336.7892 | 0
|  | 337.0039 | 0
|  | 337.2186 | 0
|  | 337.4334 | 0
|  | 337.6481 | 0
|  | 337.8628 | 0
|  | 338.0775 | 0
|  | 338.2923 | 0
|  | 338.5071 | 0
|  | 338.7219 | 0
|  | 338.9366 | 0
|  | 339.1515 | 0
|  | 339.3663 | 0
|  | 339.5811 | 0
|  | 339.7959 | 0
|  | 340.0108 | 0
|  | 340.2256 | 0
|  | 340.4405 | 0
|  | 340.6554 | 0
|  | 340.8702 | 0
|  | 341.0851 | 0
|  | 341.3 | 0
|  | 341.5149 | 0
|  | 341.7299 | 0
|  | 341.9448 | 0
|  | 342.1598 | 0
|  | 342.3747 | 0
|  | 342.5897 | 0
|  | 342.8047 | 0
|  | 343.0197 | 0
|  | 343.2346 | 0
|  | 343.4497 | 0
|  | 343.6647 | 0
|  | 343.8797 | 0
|  | 344.0947 | 0
|  | 344.3098 | 0
|  | 344.5248 | 0
|  | 344.7399 | 0
|  | 344.955 | 0
|  | 345.1701 | 0
|  | 345.3852 | 0
|  | 345.6003 | 0
|  | 345.8154 | 0
|  | 346.0306 | 0
|  | 346.2457 | 0
|  | 346.4608 | 0
|  | 346.676 | 0
|  | 346.8912 | 0
|  | 347.1064 | 0
|  | 347.3216 | 0
|  | 347.5367 | 0
|  | 347.752 | 0
|  | 347.9672 | 0
|  | 348.1824 | 0
|  | 348.3977 | 0
|  | 348.6129 | 0
|  | 348.8282 | 0
|  | 349.0435 | 0
|  | 349.2588 | 0
|  | 349.4741 | 0
|  | 349.6894 | 0
|  | 349.9047 | 0
|  | 350.12 | 0
|  | 350.3353 | 0
|  | 350.5507 | 0
|  | 350.7661 | 0
|  | 350.9814 | 0
|  | 351.1968 | 0
|  | 351.4122 | 0
|  | 351.6276 | 0
|  | 351.843 | 0
|  | 352.0584 | 0
|  | 352.2738 | 0
|  | 352.4893 | 0
|  | 352.7047 | 0
|  | 352.9202 | 0
|  | 353.1356 | 0
|  | 353.3511 | 0
|  | 353.5666 | 0
|  | 353.7821 | 0
|  | 353.9977 | 0
|  | 354.2132 | 0
|  | 354.4287 | 0
|  | 354.6443 | 0
|  | 354.8598 | 0
|  | 355.0754 | 0
|  | 355.291 | 0
|  | 355.5065 | 0
|  | 355.7221 | 0
|  | 355.9377 | 0
|  | 356.1533 | 0
|  | 356.369 | 0
|  | 356.5846 | 0
|  | 356.8003 | 0
|  | 357.0159 | 0
|  | 357.2316 | 0
|  | 357.4473 | 0
|  | 357.6629 | 0
|  | 357.8786 | 0
|  | 358.0944 | 0
|  | 358.3101 | 0
|  | 358.5258 | 0
|  | 358.7416 | 0
|  | 358.9573 | 0
|  | 359.173 | 0
|  | 359.3888 | 0
|  | 359.6046 | 0
|  | 359.8204 | 0
|  | 360.0362 | 0
|  | 360.252 | 0
|  | 360.4678 | 0
|  | 360.6837 | 0
|  | 360.8995 | 0
|  | 361.1154 | 0
|  | 361.3312 | 0
|  | 361.5471 | 0
|  | 361.763 | 0
|  | 361.9789 | 0
|  | 362.1948 | 0
|  | 362.4107 | 0
|  | 362.6266 | 0
|  | 362.8425 | 0
|  | 363.0585 | 0
|  | 363.2744 | 0
|  | 363.4904 | 0
|  | 363.7064 | 0
|  | 363.9224 | 0
|  | 364.1383 | 0
|  | 364.3544 | 0
|  | 364.5704 | 0
|  | 364.7864 | 0
|  | 365.0024 | 0
|  | 365.2185 | 0
|  | 365.4345 | 0
|  | 365.6506 | 0
|  | 365.8667 | 0
|  | 366.0828 | 0
|  | 366.2989 | 0
|  | 366.515 | 0
|  | 366.7311 | 0
|  | 366.9472 | 0
|  | 367.1634 | 0
|  | 367.3795 | 0
|  | 367.5957 | 0
|  | 367.8119 | 0
|  | 368.0281 | 0
|  | 368.2442 | 0
|  | 368.4604 | 0
|  | 368.6766 | 0
|  | 368.8929 | 0
|  | 369.1091 | 0
|  | 369.3253 | 0
|  | 369.5416 | 0
|  | 369.7578 | 0
|  | 369.9741 | 0
|  | 370.1904 | 0
|  | 370.4067 | 0
|  | 370.623 | 0
|  | 370.8393 | 0
|  | 371.0556 | 0
|  | 371.272 | 0
|  | 371.4883 | 0
|  | 371.7047 | 0
|  | 371.921 | 0
|  | 372.1374 | 0
|  | 372.3538 | 0
|  | 372.5702 | 0
|  | 372.7866 | 0
|  | 373.003 | 0
|  | 373.2194 | 0
|  | 373.4359 | 0
|  | 373.6523 | 0
|  | 373.8688 | 0
|  | 374.0853 | 0
|  | 374.3017 | 0
|  | 374.5182 | 0
|  | 374.7347 | 0
|  | 374.9512 | 0
|  | 375.1678 | 0
|  | 375.3843 | 0
|  | 375.6008 | 0
|  | 375.8174 | 0
|  | 376.0339 | 0
|  | 376.2505 | 0
|  | 376.4671 | 0
|  | 376.6837 | 0
|  | 376.9003 | 0
|  | 377.1169 | 0
|  | 377.3335 | 0
|  | 377.5501 | 0
|  | 377.7668 | 0
|  | 377.9834 | 0
|  | 378.2001 | 0
|  | 378.4168 | 0
|  | 378.6334 | 0
|  | 378.8502 | 0
|  | 379.0669 | 0
|  | 379.2836 | 0
|  | 379.5003 | 0
|  | 379.717 | 0
|  | 379.9338 | 0
|  | 380.1505 | 0
|  | 380.3673 | 0
|  | 380.5841 | 0
|  | 380.8008 | 0
|  | 381.0176 | 0
|  | 381.2344 | 0
|  | 381.4513 | 0
|  | 381.6681 | 0
|  | 381.8849 | 0
|  | 382.1018 | 0
|  | 382.3186 | 0
|  | 382.5355 | 0
|  | 382.7524 | 0
|  | 382.9693 | 0
|  | 383.1862 | 0
|  | 383.4031 | 0
|  | 383.62 | 0
|  | 383.8369 | 0
|  | 384.0539 | 0
|  | 384.2708 | 0
|  | 384.4878 | 0
|  | 384.7047 | 0
|  | 384.9217 | 0
|  | 385.1387 | 0
|  | 385.3557 | 0
|  | 385.5727 | 0
|  | 385.7897 | 0
|  | 386.0068 | 0
|  | 386.2238 | 0
|  | 386.4409 | 0
|  | 386.6579 | 0
|  | 386.875 | 0
|  | 387.0921 | 0
|  | 387.3092 | 0
|  | 387.5263 | 0
|  | 387.7434 | 0
|  | 387.9605 | 0
|  | 388.1776 | 0
|  | 388.3948 | 0
|  | 388.6119 | 0
|  | 388.8291 | 0
|  | 389.0463 | 0
|  | 389.2635 | 0
|  | 389.4807 | 0
|  | 389.6979 | 0
|  | 389.9151 | 0
|  | 390.1323 | 0
|  | 390.3496 | 0
|  | 390.5668 | 0
|  | 390.784 | 0
|  | 391.0013 | 0
|  | 391.2186 | 0
|  | 391.4359 | 0
|  | 391.6532 | 0
|  | 391.8705 | 0
|  | 392.0878 | 0
|  | 392.3051 | 0
|  | 392.5225 | 0
|  | 392.7398 | 0
|  | 392.9572 | 0
|  | 393.1745 | 0
|  | 393.3919 | 0
|  | 393.6093 | 0
|  | 393.8267 | 0
|  | 394.0441 | 0
|  | 394.2615 | 0
|  | 394.4789 | 0
|  | 394.6964 | 0
|  | 394.9139 | 0
|  | 395.1313 | 0
|  | 395.3488 | 0
|  | 395.5663 | 0
|  | 395.7837 | 0
|  | 396.0013 | 0
|  | 396.2188 | 0
|  | 396.4363 | 0
|  | 396.6538 | 0
|  | 396.8714 | 0
|  | 397.0889 | 0
|  | 397.3065 | 0
|  | 397.524 | 0
|  | 397.7416 | 0
|  | 397.9592 | 0
|  | 398.1768 | 0
|  | 398.3944 | 0
|  | 398.6121 | 0
|  | 398.8297 | 0
|  | 399.0473 | 0
|  | 399.265 | 0
|  | 399.4827 | 0
|  | 399.7003 | 0
|  | 399.918 | 0
|  | 400.1357 | 0.00995
|  | 400.3534 | 0.00652
|  | 400.5711 | 0.01031
|  | 400.7889 | 0.00492
|  | 401.0066 | 0.00792
|  | 401.2243 | 0.00625
|  | 401.4421 | 0.01018
|  | 401.6599 | 0.00455
|  | 401.8776 | 0.00993
|  | 402.0954 | 0.00645
|  | 402.3132 | 0.01012
|  | 402.531 | 0.00488
|  | 402.7488 | 0.01195
|  | 402.9667 | 0.00712
|  | 403.1845 | 0.01158
|  | 403.4023 | 0.00926
|  | 403.6202 | 0.01026
|  | 403.8381 | 0.00803
|  | 404.056 | 0.01124
|  | 404.2738 | 0.01068
|  | 404.4918 | 0.01118
|  | 404.7097 | 0.00919
|  | 404.9276 | 0.01198
|  | 405.1455 | 0.00864
|  | 405.3634 | 0.01274
|  | 405.5814 | 0.01424
|  | 405.7994 | 0.01088
|  | 406.0173 | 0.01184
|  | 406.2353 | 0.01627
|  | 406.4533 | 0.01181
|  | 406.6713 | 0.01722
|  | 406.8893 | 0.00982
|  | 407.1073 | 0.01341
|  | 407.3254 | 0.01137
|  | 407.5434 | 0.01494
|  | 407.7614 | 0.01088
|  | 407.9795 | 0.01372
|  | 408.1976 | 0.01696
|  | 408.4157 | 0.01282
|  | 408.6338 | 0.01278
|  | 408.8519 | 0.0154
|  | 409.07 | 0.01695
|  | 409.2881 | 0.0176
|  | 409.5062 | 0.01843
|  | 409.7244 | 0.01651
|  | 409.9425 | 0.01925
|  | 410.1607 | 0.01704
|  | 410.3789 | 0.0198
|  | 410.5971 | 0.02055
|  | 410.8152 | 0.02192
|  | 411.0335 | 0.02044
|  | 411.2516 | 0.02232
|  | 411.4699 | 0.02133
|  | 411.6881 | 0.02616
|  | 411.9064 | 0.02421
|  | 412.1246 | 0.02626
|  | 412.3429 | 0.02317
|  | 412.5612 | 0.0312
|  | 412.7794 | 0.0276
|  | 412.9977 | 0.03013
|  | 413.216 | 0.02998
|  | 413.4344 | 0.03228
|  | 413.6527 | 0.02978
|  | 413.871 | 0.03485
|  | 414.0894 | 0.03361
|  | 414.3077 | 0.03997
|  | 414.5261 | 0.03817
|  | 414.7445 | 0.04054
|  | 414.9629 | 0.04058
|  | 415.1812 | 0.0447
|  | 415.3997 | 0.04461
|  | 415.6181 | 0.04394
|  | 415.8365 | 0.04818
|  | 416.055 | 0.05228
|  | 416.2734 | 0.04883
|  | 416.4918 | 0.05628
|  | 416.7103 | 0.0543
|  | 416.9288 | 0.06089
|  | 417.1473 | 0.05583
|  | 417.3658 | 0.06454
|  | 417.5843 | 0.06291
|  | 417.8028 | 0.06734
|  | 418.0214 | 0.06503
|  | 418.2399 | 0.07243
|  | 418.4584 | 0.07299
|  | 418.677 | 0.07545
|  | 418.8956 | 0.07782
|  | 419.1141 | 0.08083
|  | 419.3327 | 0.08246
|  | 419.5513 | 0.08771
|  | 419.77 | 0.08897
|  | 419.9886 | 0.09562
|  | 420.2072 | 0.09517
|  | 420.4258 | 0.09828
|  | 420.6445 | 0.10006
|  | 420.8632 | 0.1082
|  | 421.0818 | 0.11353
|  | 421.3005 | 0.11262
|  | 421.5192 | 0.11829
|  | 421.7379 | 0.11978
|  | 421.9566 | 0.12655
|  | 422.1753 | 0.13037
|  | 422.3941 | 0.13348
|  | 422.6128 | 0.13681
|  | 422.8316 | 0.14363
|  | 423.0503 | 0.14689
|  | 423.2691 | 0.14881
|  | 423.4879 | 0.15556
|  | 423.7067 | 0.15821
|  | 423.9255 | 0.16617
|  | 424.1443 | 0.17074
|  | 424.3631 | 0.17547
|  | 424.582 | 0.18054
|  | 424.8008 | 0.18552
|  | 425.0197 | 0.18944
|  | 425.2385 | 0.19796
|  | 425.4574 | 0.20233
|  | 425.6763 | 0.20923
|  | 425.8952 | 0.2108
|  | 426.1141 | 0.21859
|  | 426.333 | 0.22203
|  | 426.5519 | 0.22961
|  | 426.7708 | 0.23229
|  | 426.9898 | 0.24321
|  | 427.2088 | 0.24654
|  | 427.4277 | 0.25403
|  | 427.6467 | 0.25859
|  | 427.8657 | 0.26805
|  | 428.0847 | 0.27039
|  | 428.3037 | 0.2809
|  | 428.5227 | 0.28451
|  | 428.7417 | 0.28907
|  | 428.9608 | 0.29889
|  | 429.1798 | 0.30606
|  | 429.3989 | 0.30923
|  | 429.618 | 0.31934
|  | 429.837 | 0.32565
|  | 430.0561 | 0.33163
|  | 430.2752 | 0.33858
|  | 430.4943 | 0.34489
|  | 430.7134 | 0.35035
|  | 430.9326 | 0.36059
|  | 431.1517 | 0.3656
|  | 431.3709 | 0.37249
|  | 431.59 | 0.37662
|  | 431.8092 | 0.38713
|  | 432.0283 | 0.39116
|  | 432.2475 | 0.40452
|  | 432.4667 | 0.40498
|  | 432.6859 | 0.41699
|  | 432.9051 | 0.4245
|  | 433.1244 | 0.4331
|  | 433.3436 | 0.43669
|  | 433.5629 | 0.44753
|  | 433.7821 | 0.45511
|  | 434.0014 | 0.46405
|  | 434.2207 | 0.47056
|  | 434.44 | 0.48221
|  | 434.6593 | 0.48973
|  | 434.8786 | 0.50091
|  | 435.0979 | 0.51066
|  | 435.3173 | 0.52288
|  | 435.5366 | 0.53009
|  | 435.7559 | 0.54287
|  | 435.9753 | 0.55303
|  | 436.1947 | 0.56697
|  | 436.4141 | 0.57965
|  | 436.6334 | 0.58858
|  | 436.8528 | 0.59877
|  | 437.0723 | 0.61297
|  | 437.2917 | 0.62408
|  | 437.5111 | 0.63796
|  | 437.7306 | 0.64958
|  | 437.95 | 0.66618
|  | 438.1695 | 0.67512
|  | 438.389 | 0.69231
|  | 438.6084 | 0.70219
|  | 438.8279 | 0.71794
|  | 439.0474 | 0.72751
|  | 439.2669 | 0.74389
|  | 439.4864 | 0.75584
|  | 439.706 | 0.77195
|  | 439.9255 | 0.782
|  | 440.1451 | 0.79865
|  | 440.3646 | 0.80702
|  | 440.5842 | 0.82313
|  | 440.8038 | 0.8356
|  | 441.0234 | 0.8493
|  | 441.243 | 0.85974
|  | 441.4626 | 0.87381
|  | 441.6823 | 0.88542
|  | 441.9019 | 0.89734
|  | 442.1215 | 0.90726
|  | 442.3412 | 0.92089
|  | 442.5609 | 0.92411
|  | 442.7805 | 0.94948
|  | 443.0002 | 0.94299
|  | 443.2199 | 0.95467
|  | 443.4396 | 0.95878
|  | 443.6593 | 0.96397
|  | 443.879 | 0.97116
|  | 444.0988 | 0.97837
|  | 444.3185 | 0.9846
|  | 444.5383 | 0.98824
|  | 444.758 | 0.9948
|  | 444.9778 | 0.99701
|  | 445.1976 | 0.9975
|  | 445.4174 | 0.99677
|  | 445.6372 | 0.99621
|  | 445.857 | 1
|  | 446.0768 | 0.99638
|  | 446.2967 | 0.99738
|  | 446.5165 | 0.99246
|  | 446.7364 | 0.98898
|  | 446.9562 | 0.98206
|  | 447.1761 | 0.97653
|  | 447.396 | 0.9698
|  | 447.6159 | 0.95935
|  | 447.8358 | 0.94917
|  | 448.0557 | 0.94278
|  | 448.2757 | 0.92333
|  | 448.4956 | 0.91708
|  | 448.7156 | 0.89992
|  | 448.9355 | 0.88785
|  | 449.1555 | 0.87188
|  | 449.3755 | 0.8593
|  | 449.5954 | 0.84252
|  | 449.8154 | 0.82636
|  | 450.0354 | 0.80247
|  | 450.2555 | 0.7897
|  | 450.4755 | 0.76702
|  | 450.6955 | 0.75145
|  | 450.9156 | 0.73322
|  | 451.1356 | 0.71624
|  | 451.3557 | 0.69907
|  | 451.5758 | 0.68157
|  | 451.7959 | 0.65884
|  | 452.016 | 0.64283
|  | 452.2361 | 0.62783
|  | 452.4562 | 0.61118
|  | 452.6763 | 0.59313
|  | 452.8965 | 0.57969
|  | 453.1166 | 0.55762
|  | 453.3368 | 0.54892
|  | 453.5569 | 0.53542
|  | 453.7771 | 0.52064
|  | 453.9973 | 0.5063
|  | 454.2175 | 0.49589
|  | 454.4377 | 0.48324
|  | 454.6579 | 0.47378
|  | 454.8782 | 0.46046
|  | 455.0984 | 0.44895
|  | 455.3187 | 0.43874
|  | 455.5389 | 0.43185
|  | 455.7592 | 0.42116
|  | 455.9795 | 0.4133
|  | 456.1998 | 0.40513
|  | 456.4201 | 0.4004
|  | 456.6404 | 0.38994
|  | 456.8607 | 0.3851
|  | 457.081 | 0.37661
|  | 457.3014 | 0.37346
|  | 457.5217 | 0.36267
|  | 457.7421 | 0.35529
|  | 457.9625 | 0.34742
|  | 458.1828 | 0.34503
|  | 458.4032 | 0.33983
|  | 458.6236 | 0.33503
|  | 458.844 | 0.32777
|  | 459.0645 | 0.32415
|  | 459.2849 | 0.31824
|  | 459.5053 | 0.31294
|  | 459.7258 | 0.31039
|  | 459.9462 | 0.30652
|  | 460.1667 | 0.29948
|  | 460.3872 | 0.29733
|  | 460.6077 | 0.29076
|  | 460.8282 | 0.28781
|  | 461.0487 | 0.27957
|  | 461.2692 | 0.28165
|  | 461.4898 | 0.27733
|  | 461.7103 | 0.27479
|  | 461.9309 | 0.26615
|  | 462.1514 | 0.26495
|  | 462.372 | 0.26155
|  | 462.5926 | 0.25977
|  | 462.8132 | 0.25148
|  | 463.0337 | 0.25064
|  | 463.2544 | 0.24282
|  | 463.475 | 0.24026
|  | 463.6956 | 0.23476
|  | 463.9163 | 0.23312
|  | 464.1369 | 0.22429
|  | 464.3576 | 0.21936
|  | 464.5783 | 0.21365
|  | 464.7989 | 0.21009
|  | 465.0197 | 0.20828
|  | 465.2404 | 0.19999
|  | 465.4611 | 0.19866
|  | 465.6818 | 0.19357
|  | 465.9025 | 0.19212
|  | 466.1233 | 0.18532
|  | 466.344 | 0.18405
|  | 466.5648 | 0.17761
|  | 466.7856 | 0.17341
|  | 467.0063 | 0.17026
|  | 467.2271 | 0.16594
|  | 467.4479 | 0.16059
|  | 467.6687 | 0.15885
|  | 467.8896 | 0.15567
|  | 468.1104 | 0.15139
|  | 468.3312 | 0.14763
|  | 468.5521 | 0.14638
|  | 468.773 | 0.14073
|  | 468.9938 | 0.13886
|  | 469.2147 | 0.13571
|  | 469.4356 | 0.13579
|  | 469.6565 | 0.13195
|  | 469.8774 | 0.1311
|  | 470.0984 | 0.12525
|  | 470.3193 | 0.12575
|  | 470.5403 | 0.12356
|  | 470.7612 | 0.12228
|  | 470.9821 | 0.11964
|  | 471.2031 | 0.11919
|  | 471.4241 | 0.11411
|  | 471.6451 | 0.11678
|  | 471.8661 | 0.11156
|  | 472.0871 | 0.11282
|  | 472.3082 | 0.10998
|  | 472.5292 | 0.11047
|  | 472.7502 | 0.10843
|  | 472.9713 | 0.10734
|  | 473.1923 | 0.10538
|  | 473.4135 | 0.10694
|  | 473.6345 | 0.10375
|  | 473.8556 | 0.10579
|  | 474.0767 | 0.10187
|  | 474.2978 | 0.10142
|  | 474.519 | 0.09928
|  | 474.7401 | 0.09959
|  | 474.9612 | 0.09791
|  | 475.1824 | 0.09986
|  | 475.4036 | 0.09694
|  | 475.6248 | 0.09653
|  | 475.8459 | 0.09381
|  | 476.0671 | 0.09338
|  | 476.2883 | 0.09547
|  | 476.5095 | 0.09399
|  | 476.7308 | 0.09245
|  | 476.952 | 0.09363
|  | 477.1732 | 0.09169
|  | 477.3945 | 0.09137
|  | 477.6158 | 0.08954
|  | 477.8371 | 0.09264
|  | 478.0584 | 0.08982
|  | 478.2796 | 0.09105
|  | 478.5009 | 0.08867
|  | 478.7223 | 0.08938
|  | 478.9436 | 0.08594
|  | 479.1649 | 0.08994
|  | 479.3863 | 0.08672
|  | 479.6076 | 0.08787
|  | 479.829 | 0.08587
|  | 480.0503 | 0.08793
|  | 480.2718 | 0.08731
|  | 480.4932 | 0.0876
|  | 480.7146 | 0.08747
|  | 480.936 | 0.08795
|  | 481.1574 | 0.08715
|  | 481.3788 | 0.08831
|  | 481.6003 | 0.08982
|  | 481.8218 | 0.09106
|  | 482.0432 | 0.08944
|  | 482.2647 | 0.09255
|  | 482.4862 | 0.09252
|  | 482.7077 | 0.09378
|  | 482.9292 | 0.09355
|  | 483.1507 | 0.09439
|  | 483.3722 | 0.09476
|  | 483.5938 | 0.09472
|  | 483.8153 | 0.0936
|  | 484.0369 | 0.09498
|  | 484.2584 | 0.09453
|  | 484.48 | 0.09392
|  | 484.7016 | 0.09437
|  | 484.9232 | 0.09239
|  | 485.1448 | 0.09402
|  | 485.3664 | 0.09392
|  | 485.588 | 0.08934
|  | 485.8097 | 0.09339
|  | 486.0313 | 0.09325
|  | 486.253 | 0.0934
|  | 486.4746 | 0.09361
|  | 486.6963 | 0.09357
|  | 486.918 | 0.09185
|  | 487.1397 | 0.09297
|  | 487.3614 | 0.09167
|  | 487.5831 | 0.09311
|  | 487.8049 | 0.09235
|  | 488.0266 | 0.09342
|  | 488.2484 | 0.09255
|  | 488.4701 | 0.09255
|  | 488.6919 | 0.0914
|  | 488.9136 | 0.09192
|  | 489.1354 | 0.09244
|  | 489.3572 | 0.09358
|  | 489.579 | 0.09269
|  | 489.8008 | 0.09501
|  | 490.0227 | 0.09443
|  | 490.2445 | 0.09635
|  | 490.4664 | 0.09749
|  | 490.6882 | 0.09989
|  | 490.9101 | 0.09908
|  | 491.132 | 0.10302
|  | 491.3539 | 0.10421
|  | 491.5757 | 0.1082
|  | 491.7977 | 0.1089
|  | 492.0196 | 0.11094
|  | 492.2415 | 0.11393
|  | 492.4634 | 0.11765
|  | 492.6854 | 0.1185
|  | 492.9074 | 0.1228
|  | 493.1293 | 0.12376
|  | 493.3513 | 0.12707
|  | 493.5733 | 0.12907
|  | 493.7953 | 0.13193
|  | 494.0173 | 0.13324
|  | 494.2393 | 0.13695
|  | 494.4613 | 0.13721
|  | 494.6834 | 0.14086
|  | 494.9054 | 0.14292
|  | 495.1275 | 0.14407
|  | 495.3496 | 0.14649
|  | 495.5716 | 0.14845
|  | 495.7937 | 0.14919
|  | 496.0158 | 0.15384
|  | 496.2379 | 0.15377
|  | 496.46 | 0.15649
|  | 496.6822 | 0.15859
|  | 496.9043 | 0.16162
|  | 497.1264 | 0.16279
|  | 497.3486 | 0.16682
|  | 497.5708 | 0.16844
|  | 497.7929 | 0.16798
|  | 498.0151 | 0.17299
|  | 498.2373 | 0.17503
|  | 498.4595 | 0.17521
|  | 498.6818 | 0.18001
|  | 498.904 | 0.18187
|  | 499.1262 | 0.18495
|  | 499.3485 | 0.18687
|  | 499.5707 | 0.18948
|  | 499.793 | 0.19108
|  | 500.0153 | 0.19614
|  | 500.2375 | 0.19652
|  | 500.4599 | 0.19959
|  | 500.6822 | 0.20271
|  | 500.9045 | 0.20576
|  | 501.1268 | 0.20914
|  | 501.3492 | 0.21222
|  | 501.5715 | 0.21206
|  | 501.7939 | 0.21649
|  | 502.0162 | 0.22036
|  | 502.2386 | 0.22558
|  | 502.461 | 0.22479
|  | 502.6834 | 0.22926
|  | 502.9058 | 0.23151
|  | 503.1282 | 0.2346
|  | 503.3506 | 0.23509
|  | 503.5731 | 0.24182
|  | 503.7955 | 0.2435
|  | 504.018 | 0.24758
|  | 504.2405 | 0.24841
|  | 504.4629 | 0.25099
|  | 504.6854 | 0.25166
|  | 504.9079 | 0.25575
|  | 505.1304 | 0.25706
|  | 505.3529 | 0.26101
|  | 505.5755 | 0.26449
|  | 505.798 | 0.26887
|  | 506.0205 | 0.26907
|  | 506.2431 | 0.27449
|  | 506.4657 | 0.27472
|  | 506.6882 | 0.28017
|  | 506.9108 | 0.28148
|  | 507.1334 | 0.28515
|  | 507.356 | 0.28709
|  | 507.5786 | 0.29279
|  | 507.8013 | 0.29487
|  | 508.0239 | 0.29721
|  | 508.2466 | 0.29941
|  | 508.4692 | 0.30325
|  | 508.6919 | 0.30613
|  | 508.9146 | 0.30964
|  | 509.1372 | 0.3114
|  | 509.36 | 0.31575
|  | 509.5826 | 0.31759
|  | 509.8054 | 0.3212
|  | 510.0281 | 0.32416
|  | 510.2508 | 0.32762
|  | 510.4736 | 0.32974
|  | 510.6963 | 0.33237
|  | 510.9191 | 0.33362
|  | 511.1419 | 0.33677
|  | 511.3646 | 0.33639
|  | 511.5875 | 0.34149
|  | 511.8103 | 0.34242
|  | 512.0331 | 0.34565
|  | 512.2559 | 0.34781
|  | 512.4788 | 0.35145
|  | 512.7016 | 0.35361
|  | 512.9244 | 0.35567
|  | 513.1473 | 0.35764
|  | 513.3702 | 0.35966
|  | 513.5931 | 0.36246
|  | 513.816 | 0.36519
|  | 514.0389 | 0.36714
|  | 514.2618 | 0.37005
|  | 514.4847 | 0.36996
|  | 514.7076 | 0.37323
|  | 514.9306 | 0.3746
|  | 515.1536 | 0.37816
|  | 515.3765 | 0.37912
|  | 515.5995 | 0.38093
|  | 515.8225 | 0.38169
|  | 516.0455 | 0.38472
|  | 516.2685 | 0.38688
|  | 516.4915 | 0.38847
|  | 516.7145 | 0.3896
|  | 516.9376 | 0.39357
|  | 517.1606 | 0.39489
|  | 517.3837 | 0.39756
|  | 517.6068 | 0.39721
|  | 517.8298 | 0.40178
|  | 518.0529 | 0.40295
|  | 518.276 | 0.40609
|  | 518.4991 | 0.4098
|  | 518.7222 | 0.41111
|  | 518.9453 | 0.41363
|  | 519.1685 | 0.41741
|  | 519.3916 | 0.41773
|  | 519.6147 | 0.42247
|  | 519.8379 | 0.42426
|  | 520.0611 | 0.42857
|  | 520.2843 | 0.42885
|  | 520.5075 | 0.43474
|  | 520.7307 | 0.43815
|  | 520.9539 | 0.43838
|  | 521.1771 | 0.44032
|  | 521.4003 | 0.44063
|  | 521.6236 | 0.44175
|  | 521.8469 | 0.44095
|  | 522.0701 | 0.44775
|  | 522.2934 | 0.45081
|  | 522.5167 | 0.45397
|  | 522.74 | 0.45553
|  | 522.9633 | 0.4602
|  | 523.1866 | 0.46105
|  | 523.4099 | 0.46534
|  | 523.6332 | 0.46625
|  | 523.8566 | 0.46986
|  | 524.08 | 0.47076
|  | 524.3033 | 0.47444
|  | 524.5267 | 0.47601
|  | 524.7501 | 0.47689
|  | 524.9734 | 0.47912
|  | 525.1968 | 0.48088
|  | 525.4203 | 0.48187
|  | 525.6437 | 0.4848
|  | 525.8671 | 0.48426
|  | 526.0906 | 0.48633
|  | 526.314 | 0.4828
|  | 526.5375 | 0.48461
|  | 526.761 | 0.48596
|  | 526.9844 | 0.49048
|  | 527.2079 | 0.49248
|  | 527.4315 | 0.49549
|  | 527.655 | 0.49691
|  | 527.8785 | 0.49837
|  | 528.102 | 0.49897
|  | 528.3256 | 0.49963
|  | 528.5491 | 0.50115
|  | 528.7726 | 0.50287
|  | 528.9962 | 0.50193
|  | 529.2198 | 0.50671
|  | 529.4434 | 0.50518
|  | 529.667 | 0.50793
|  | 529.8906 | 0.50637
|  | 530.1143 | 0.50844
|  | 530.3379 | 0.50984
|  | 530.5615 | 0.51079
|  | 530.7852 | 0.51195
|  | 531.0089 | 0.51403
|  | 531.2325 | 0.51381
|  | 531.4562 | 0.51634
|  | 531.6799 | 0.51442
|  | 531.9036 | 0.51544
|  | 532.1273 | 0.51498
|  | 532.351 | 0.51683
|  | 532.5748 | 0.51437
|  | 532.7985 | 0.51589
|  | 533.0222 | 0.51574
|  | 533.246 | 0.51759
|  | 533.4698 | 0.51614
|  | 533.6935 | 0.51762
|  | 533.9174 | 0.51616
|  | 534.1412 | 0.51798
|  | 534.3649 | 0.51657
|  | 534.5888 | 0.51828
|  | 534.8126 | 0.51843
|  | 535.0364 | 0.51856
|  | 535.2603 | 0.51732
|  | 535.4841 | 0.52023
|  | 535.708 | 0.52029
|  | 535.9319 | 0.52119
|  | 536.1558 | 0.51956
|  | 536.3797 | 0.52172
|  | 536.6036 | 0.52057
|  | 536.8275 | 0.52293
|  | 537.0515 | 0.52194
|  | 537.2754 | 0.52319
|  | 537.4993 | 0.52314
|  | 537.7233 | 0.5245
|  | 537.9473 | 0.52271
|  | 538.1713 | 0.52608
|  | 538.3953 | 0.52601
|  | 538.6193 | 0.52775
|  | 538.8433 | 0.52502
|  | 539.0673 | 0.5273
|  | 539.2913 | 0.52839
|  | 539.5153 | 0.53056
|  | 539.7394 | 0.5298
|  | 539.9634 | 0.53106
|  | 540.1875 | 0.53332
|  | 540.4116 | 0.53235
|  | 540.6357 | 0.53419
|  | 540.8598 | 0.5319
|  | 541.0839 | 0.53494
|  | 541.308 | 0.53559
|  | 541.5321 | 0.53584
|  | 541.7563 | 0.53521
|  | 541.9804 | 0.53555
|  | 542.2046 | 0.53697
|  | 542.4288 | 0.5361
|  | 542.6529 | 0.53844
|  | 542.8771 | 0.53587
|  | 543.1013 | 0.53704
|  | 543.3255 | 0.53637
|  | 543.5497 | 0.53816
|  | 543.7739 | 0.53922
|  | 543.9982 | 0.54044
|  | 544.2224 | 0.53883
|  | 544.4467 | 0.54223
|  | 544.671 | 0.5391
|  | 544.8953 | 0.54108
|  | 545.1195 | 0.53949
|  | 545.3438 | 0.54161
|  | 545.5681 | 0.54251
|  | 545.7924 | 0.54207
|  | 546.0168 | 0.54335
|  | 546.2411 | 0.54524
|  | 546.4655 | 0.54243
|  | 546.6898 | 0.54417
|  | 546.9142 | 0.54111
|  | 547.1386 | 0.54339
|  | 547.3629 | 0.54445
|  | 547.5873 | 0.54555
|  | 547.8117 | 0.5415
|  | 548.0361 | 0.54249
|  | 548.2606 | 0.53922
|  | 548.485 | 0.5395
|  | 548.7095 | 0.537
|  | 548.9339 | 0.53836
|  | 549.1584 | 0.53923
|  | 549.3829 | 0.54099
|  | 549.6073 | 0.53863
|  | 549.8319 | 0.54142
|  | 550.0563 | 0.53843
|  | 550.2808 | 0.54163
|  | 550.5054 | 0.53998
|  | 550.7299 | 0.54075
|  | 550.9545 | 0.54025
|  | 551.179 | 0.54002
|  | 551.4036 | 0.53934
|  | 551.6281 | 0.54114
|  | 551.8527 | 0.54112
|  | 552.0773 | 0.54199
|  | 552.3019 | 0.54154
|  | 552.5266 | 0.54171
|  | 552.7512 | 0.54129
|  | 552.9758 | 0.5429
|  | 553.2004 | 0.53895
|  | 553.4251 | 0.54314
|  | 553.6497 | 0.54007
|  | 553.8744 | 0.54312
|  | 554.0991 | 0.54189
|  | 554.3238 | 0.54492
|  | 554.5485 | 0.54355
|  | 554.7732 | 0.54575
|  | 554.9979 | 0.54392
|  | 555.2227 | 0.54657
|  | 555.4474 | 0.54485
|  | 555.6721 | 0.54633
|  | 555.8969 | 0.54674
|  | 556.1216 | 0.54586
|  | 556.3464 | 0.54608
|  | 556.5712 | 0.54826
|  | 556.796 | 0.54557
|  | 557.0209 | 0.54783
|  | 557.2457 | 0.54681
|  | 557.4705 | 0.54781
|  | 557.6953 | 0.54797
|  | 557.9202 | 0.55043
|  | 558.145 | 0.54879
|  | 558.3699 | 0.54935
|  | 558.5948 | 0.54646
|  | 558.8197 | 0.54743
|  | 559.0446 | 0.54368
|  | 559.2695 | 0.54591
|  | 559.4944 | 0.54345
|  | 559.7194 | 0.54653
|  | 559.9443 | 0.54366
|  | 560.1693 | 0.54649
|  | 560.3942 | 0.54507
|  | 560.6191 | 0.54525
|  | 560.8441 | 0.54486
|  | 561.0692 | 0.54519
|  | 561.2941 | 0.54299
|  | 561.5191 | 0.54451
|  | 561.7441 | 0.54362
|  | 561.9692 | 0.54531
|  | 562.1942 | 0.54293
|  | 562.4193 | 0.54476
|  | 562.6443 | 0.5433
|  | 562.8694 | 0.54464
|  | 563.0945 | 0.54155
|  | 563.3195 | 0.54245
|  | 563.5446 | 0.54316
|  | 563.7698 | 0.54454
|  | 563.9949 | 0.54192
|  | 564.22 | 0.54421
|  | 564.4451 | 0.54294
|  | 564.6703 | 0.54507
|  | 564.8954 | 0.54183
|  | 565.1206 | 0.54425
|  | 565.3458 | 0.54178
|  | 565.5709 | 0.54391
|  | 565.7961 | 0.54341
|  | 566.0214 | 0.54576
|  | 566.2466 | 0.54391
|  | 566.4718 | 0.54513
|  | 566.697 | 0.54347
|  | 566.9222 | 0.54547
|  | 567.1475 | 0.54475
|  | 567.3728 | 0.54456
|  | 567.5981 | 0.54411
|  | 567.8234 | 0.54526
|  | 568.0486 | 0.543
|  | 568.2739 | 0.54439
|  | 568.4993 | 0.54272
|  | 568.7246 | 0.54286
|  | 568.9499 | 0.5421
|  | 569.1752 | 0.54222
|  | 569.4006 | 0.53996
|  | 569.626 | 0.54093
|  | 569.8513 | 0.53854
|  | 570.0767 | 0.5384
|  | 570.3021 | 0.53639
|  | 570.5275 | 0.53897
|  | 570.7529 | 0.53438
|  | 570.9783 | 0.5375
|  | 571.2038 | 0.53435
|  | 571.4292 | 0.53498
|  | 571.6547 | 0.53186
|  | 571.8801 | 0.53271
|  | 572.1056 | 0.5296
|  | 572.3311 | 0.53007
|  | 572.5566 | 0.52572
|  | 572.7821 | 0.52849
|  | 573.0076 | 0.52557
|  | 573.2331 | 0.52726
|  | 573.4586 | 0.52344
|  | 573.6842 | 0.52461
|  | 573.9097 | 0.52204
|  | 574.1353 | 0.52224
|  | 574.3608 | 0.51978
|  | 574.5864 | 0.52087
|  | 574.812 | 0.51853
|  | 575.0376 | 0.51961
|  | 575.2632 | 0.51747
|  | 575.4888 | 0.51889
|  | 575.7145 | 0.51529
|  | 575.9401 | 0.51603
|  | 576.1658 | 0.51376
|  | 576.3914 | 0.51519
|  | 576.6171 | 0.51095
|  | 576.8428 | 0.51223
|  | 577.0685 | 0.50893
|  | 577.2941 | 0.51116
|  | 577.5198 | 0.5093
|  | 577.7455 | 0.50749
|  | 577.9713 | 0.50647
|  | 578.197 | 0.50658
|  | 578.4228 | 0.50625
|  | 578.6486 | 0.50327
|  | 578.8743 | 0.50363
|  | 579.1001 | 0.50129
|  | 579.3259 | 0.50396
|  | 579.5516 | 0.50164
|  | 579.7775 | 0.5021
|  | 580.0033 | 0.49683
|  | 580.2291 | 0.50073
|  | 580.455 | 0.49786
|  | 580.6808 | 0.50023
|  | 580.9066 | 0.49821
|  | 581.1325 | 0.49955
|  | 581.3584 | 0.49584
|  | 581.5843 | 0.4972
|  | 581.8102 | 0.49518
|  | 582.0361 | 0.49709
|  | 582.262 | 0.49397
|  | 582.4879 | 0.49402
|  | 582.7138 | 0.49322
|  | 582.9398 | 0.4937
|  | 583.1657 | 0.49151
|  | 583.3917 | 0.49188
|  | 583.6177 | 0.48917
|  | 583.8436 | 0.48988
|  | 584.0696 | 0.48856
|  | 584.2957 | 0.48787
|  | 584.5217 | 0.48581
|  | 584.7477 | 0.48684
|  | 584.9737 | 0.48446
|  | 585.1998 | 0.48577
|  | 585.4258 | 0.48204
|  | 585.6519 | 0.48345
|  | 585.8779 | 0.48019
|  | 586.104 | 0.48219
|  | 586.3301 | 0.47822
|  | 586.5562 | 0.48084
|  | 586.7823 | 0.47721
|  | 587.0084 | 0.47839
|  | 587.2346 | 0.47753
|  | 587.4607 | 0.47606
|  | 587.6868 | 0.47556
|  | 587.913 | 0.47553
|  | 588.1392 | 0.4736
|  | 588.3654 | 0.47375
|  | 588.5915 | 0.47117
|  | 588.8178 | 0.47112
|  | 589.0439 | 0.46931
|  | 589.2701 | 0.46954
|  | 589.4964 | 0.4667
|  | 589.7226 | 0.46948
|  | 589.9488 | 0.46647
|  | 590.1751 | 0.46668
|  | 590.4014 | 0.46515
|  | 590.6277 | 0.46545
|  | 590.8539 | 0.46264
|  | 591.0803 | 0.46217
|  | 591.3066 | 0.46011
|  | 591.5329 | 0.46075
|  | 591.7592 | 0.45733
|  | 591.9855 | 0.45803
|  | 592.2119 | 0.45599
|  | 592.4382 | 0.45586
|  | 592.6646 | 0.45282
|  | 592.891 | 0.45407
|  | 593.1174 | 0.45214
|  | 593.3438 | 0.45063
|  | 593.5701 | 0.4491
|  | 593.7966 | 0.44957
|  | 594.023 | 0.44843
|  | 594.2495 | 0.44898
|  | 594.4759 | 0.44482
|  | 594.7023 | 0.44551
|  | 594.9288 | 0.44243
|  | 595.1553 | 0.44517
|  | 595.3817 | 0.44126
|  | 595.6082 | 0.44242
|  | 595.8347 | 0.43988
|  | 596.0612 | 0.43733
|  | 596.2878 | 0.43681
|  | 596.5143 | 0.43933
|  | 596.7408 | 0.43662
|  | 596.9674 | 0.43669
|  | 597.194 | 0.43373
|  | 597.4205 | 0.43477
|  | 597.6471 | 0.43293
|  | 597.8737 | 0.43385
|  | 598.1003 | 0.43003
|  | 598.3269 | 0.42902
|  | 598.5535 | 0.42966
|  | 598.7802 | 0.42873
|  | 599.0068 | 0.42677
|  | 599.2335 | 0.42732
|  | 599.4601 | 0.42508
|  | 599.6868 | 0.42572
|  | 599.9135 | 0.42378
|  | 600.1401 | 0.42362
|  | 600.3668 | 0.42114
|  | 600.5935 | 0.42139
|  | 600.8202 | 0.41895
|  | 601.047 | 0.41833
|  | 601.2737 | 0.41642
|  | 601.5005 | 0.41802
|  | 601.7272 | 0.41502
|  | 601.954 | 0.41436
|  | 602.1808 | 0.41227
|  | 602.4075 | 0.41296
|  | 602.6343 | 0.41005
|  | 602.8611 | 0.4099
|  | 603.0879 | 0.40674
|  | 603.3148 | 0.4079
|  | 603.5416 | 0.40488
|  | 603.7685 | 0.40504
|  | 603.9953 | 0.40274
|  | 604.2222 | 0.40319
|  | 604.449 | 0.39906
|  | 604.676 | 0.40002
|  | 604.9028 | 0.39853
|  | 605.1298 | 0.39854
|  | 605.3566 | 0.3955
|  | 605.5836 | 0.39527
|  | 605.8105 | 0.39278
|  | 606.0375 | 0.39342
|  | 606.2644 | 0.39004
|  | 606.4914 | 0.39187
|  | 606.7183 | 0.38901
|  | 606.9453 | 0.38859
|  | 607.1723 | 0.38568
|  | 607.3993 | 0.3868
|  | 607.6263 | 0.38463
|  | 607.8533 | 0.38429
|  | 608.0804 | 0.38102
|  | 608.3074 | 0.38213
|  | 608.5345 | 0.37834
|  | 608.7615 | 0.37929
|  | 608.9886 | 0.37516
|  | 609.2157 | 0.37648
|  | 609.4428 | 0.37328
|  | 609.6699 | 0.374
|  | 609.897 | 0.36941
|  | 610.1241 | 0.37068
|  | 610.3512 | 0.36913
|  | 610.5784 | 0.369
|  | 610.8055 | 0.36618
|  | 611.0326 | 0.36588
|  | 611.2598 | 0.36324
|  | 611.487 | 0.36417
|  | 611.7142 | 0.36111
|  | 611.9414 | 0.36141
|  | 612.1686 | 0.35872
|  | 612.3958 | 0.35988
|  | 612.6231 | 0.35513
|  | 612.8503 | 0.35593
|  | 613.0775 | 0.3531
|  | 613.3048 | 0.35455
|  | 613.532 | 0.35105
|  | 613.7593 | 0.35191
|  | 613.9866 | 0.34867
|  | 614.2139 | 0.34666
|  | 614.4412 | 0.34407
|  | 614.6685 | 0.34572
|  | 614.8958 | 0.34322
|  | 615.1232 | 0.34322
|  | 615.3505 | 0.34135
|  | 615.5778 | 0.34091
|  | 615.8052 | 0.33878
|  | 616.0326 | 0.33873
|  | 616.26 | 0.33583
|  | 616.4874 | 0.33592
|  | 616.7148 | 0.33315
|  | 616.9421 | 0.33343
|  | 617.1696 | 0.33055
|  | 617.397 | 0.33162
|  | 617.6245 | 0.32921
|  | 617.8519 | 0.32876
|  | 618.0793 | 0.32416
|  | 618.3068 | 0.32568
|  | 618.5343 | 0.32393
|  | 618.7618 | 0.32301
|  | 618.9893 | 0.32009
|  | 619.2168 | 0.31937
|  | 619.4443 | 0.3196
|  | 619.6719 | 0.3194
|  | 619.8994 | 0.31555
|  | 620.1269 | 0.3146
|  | 620.3545 | 0.31237
|  | 620.5821 | 0.31311
|  | 620.8096 | 0.3098
|  | 621.0372 | 0.30962
|  | 621.2648 | 0.30899
|  | 621.4924 | 0.30841
|  | 621.72 | 0.30565
|  | 621.9477 | 0.30546
|  | 622.1753 | 0.30252
|  | 622.403 | 0.30286
|  | 622.6306 | 0.30045
|  | 622.8583 | 0.30076
|  | 623.0859 | 0.29842
|  | 623.3137 | 0.29762
|  | 623.5413 | 0.29486
|  | 623.769 | 0.29511
|  | 623.9968 | 0.29328
|  | 624.2245 | 0.29433
|  | 624.4522 | 0.29295
|  | 624.6799 | 0.29212
|  | 624.9077 | 0.28795
|  | 625.1354 | 0.28801
|  | 625.3632 | 0.28585
|  | 625.591 | 0.28567
|  | 625.8188 | 0.28282
|  | 626.0466 | 0.28387
|  | 626.2744 | 0.28186
|  | 626.5023 | 0.28127
|  | 626.73 | 0.27882
|  | 626.9579 | 0.27915
|  | 627.1857 | 0.2764
|  | 627.4136 | 0.27633
|  | 627.6415 | 0.27447
|  | 627.8694 | 0.27413
|  | 628.0972 | 0.27218
|  | 628.3251 | 0.27213
|  | 628.553 | 0.26967
|  | 628.7809 | 0.26895
|  | 629.0089 | 0.26693
|  | 629.2368 | 0.26698
|  | 629.4648 | 0.26484
|  | 629.6928 | 0.26424
|  | 629.9207 | 0.26231
|  | 630.1487 | 0.26274
|  | 630.3767 | 0.2596
|  | 630.6047 | 0.25986
|  | 630.8326 | 0.25816
|  | 631.0607 | 0.25711
|  | 631.2887 | 0.25531
|  | 631.5167 | 0.25465
|  | 631.7448 | 0.25283
|  | 631.9728 | 0.25266
|  | 632.2009 | 0.25069
|  | 632.429 | 0.25062
|  | 632.657 | 0.24783
|  | 632.8851 | 0.24901
|  | 633.1133 | 0.24557
|  | 633.3414 | 0.24504
|  | 633.5695 | 0.24251
|  | 633.7976 | 0.24344
|  | 634.0258 | 0.24101
|  | 634.2539 | 0.24188
|  | 634.4821 | 0.23775
|  | 634.7103 | 0.23815
|  | 634.9384 | 0.23699
|  | 635.1666 | 0.23629
|  | 635.3948 | 0.23302
|  | 635.6231 | 0.23311
|  | 635.8513 | 0.23051
|  | 636.0795 | 0.23174
|  | 636.3077 | 0.22832
|  | 636.5359 | 0.22607
|  | 636.7642 | 0.22686
|  | 636.9925 | 0.22262
|  | 637.2208 | 0.22374
|  | 637.449 | 0.22153
|  | 637.6774 | 0.22199
|  | 637.9056 | 0.21967
|  | 638.134 | 0.21879
|  | 638.3623 | 0.21747
|  | 638.5906 | 0.21751
|  | 638.819 | 0.21624
|  | 639.0473 | 0.21586
|  | 639.2757 | 0.21331
|  | 639.5041 | 0.21409
|  | 639.7324 | 0.21262
|  | 639.9608 | 0.21326
|  | 640.1893 | 0.20895
|  | 640.4177 | 0.21052
|  | 640.6461 | 0.20802
|  | 640.8745 | 0.20859
|  | 641.103 | 0.20574
|  | 641.3314 | 0.20393
|  | 641.5599 | 0.20385
|  | 641.7883 | 0.20433
|  | 642.0168 | 0.20095
|  | 642.2453 | 0.20121
|  | 642.4738 | 0.19873
|  | 642.7023 | 0.19824
|  | 642.9308 | 0.19672
|  | 643.1594 | 0.19658
|  | 643.3879 | 0.1925
|  | 643.6165 | 0.19303
|  | 643.845 | 0.19359
|  | 644.0736 | 0.19459
|  | 644.3022 | 0.19239
|  | 644.5308 | 0.19026
|  | 644.7593 | 0.18785
|  | 644.988 | 0.18945
|  | 645.2165 | 0.18686
|  | 645.4452 | 0.18718
|  | 645.6738 | 0.18643
|  | 645.9025 | 0.18562
|  | 646.1312 | 0.18454
|  | 646.3598 | 0.18451
|  | 646.5885 | 0.18122
|  | 646.8171 | 0.17938
|  | 647.0458 | 0.17959
|  | 647.2745 | 0.18023
|  | 647.5033 | 0.17662
|  | 647.732 | 0.17828
|  | 647.9607 | 0.17753
|  | 648.1894 | 0.17738
|  | 648.4182 | 0.17781
|  | 648.647 | 0.17313
|  | 648.8758 | 0.17342
|  | 649.1046 | 0.17321
|  | 649.3333 | 0.17164
|  | 649.5621 | 0.1706
|  | 649.7909 | 0.16606
|  | 650.0198 | 0.16967
|  | 650.2486 | 0.16915
|  | 650.4774 | 0.17029
|  | 650.7063 | 0.1675
|  | 650.9352 | 0.16758
|  | 651.164 | 0.16657
|  | 651.3929 | 0.16441
|  | 651.6218 | 0.16186
|  | 651.8507 | 0.16505
|  | 652.0796 | 0.1599
|  | 652.3085 | 0.15964
|  | 652.5374 | 0.15486
|  | 652.7664 | 0.16038
|  | 652.9953 | 0.15778
|  | 653.2243 | 0.15888
|  | 653.4533 | 0.15594
|  | 653.6822 | 0.15452
|  | 653.9112 | 0.15546
|  | 654.1402 | 0.15278
|  | 654.3692 | 0.1518
|  | 654.5982 | 0.15382
|  | 654.8273 | 0.14982
|  | 655.0563 | 0.15043
|  | 655.2853 | 0.14798
|  | 655.5143 | 0.14896
|  | 655.7434 | 0.14638
|  | 655.9725 | 0.14508
|  | 656.2016 | 0.14396
|  | 656.4307 | 0.14455
|  | 656.6598 | 0.142
|  | 656.8889 | 0.14158
|  | 657.118 | 0.14274
|  | 657.3472 | 0.14366
|  | 657.5763 | 0.14042
|  | 657.8054 | 0.14132
|  | 658.0346 | 0.13962
|  | 658.2637 | 0.1388
|  | 658.4929 | 0.13653
|  | 658.7221 | 0.13672
|  | 658.9514 | 0.13588
|  | 659.1805 | 0.1358
|  | 659.4097 | 0.13357
|  | 659.639 | 0.13356
|  | 659.8682 | 0.1323
|  | 660.0975 | 0.13191
|  | 660.3267 | 0.13007
|  | 660.556 | 0.13124
|  | 660.7853 | 0.12808
|  | 661.0145 | 0.12845
|  | 661.2438 | 0.12752
|  | 661.4731 | 0.12769
|  | 661.7024 | 0.12585
|  | 661.9318 | 0.12626
|  | 662.1611 | 0.12456
|  | 662.3904 | 0.12495
|  | 662.6198 | 0.12299
|  | 662.8492 | 0.1241
|  | 663.0785 | 0.12289
|  | 663.3079 | 0.12282
|  | 663.5373 | 0.12107
|  | 663.7667 | 0.12083
|  | 663.9961 | 0.11957
|  | 664.2255 | 0.11958
|  | 664.455 | 0.11752
|  | 664.6844 | 0.11902
|  | 664.9139 | 0.11702
|  | 665.1433 | 0.11717
|  | 665.3728 | 0.11437
|  | 665.6023 | 0.11469
|  | 665.8318 | 0.11428
|  | 666.0613 | 0.11499
|  | 666.2908 | 0.11235
|  | 666.5203 | 0.11361
|  | 666.7498 | 0.11141
|  | 666.9794 | 0.11161
|  | 667.2089 | 0.10928
|  | 667.4384 | 0.1089
|  | 667.668 | 0.10902
|  | 667.8976 | 0.10664
|  | 668.1272 | 0.10639
|  | 668.3568 | 0.10758
|  | 668.5864 | 0.10669
|  | 668.816 | 0.10611
|  | 669.0456 | 0.10412
|  | 669.2752 | 0.1052
|  | 669.5049 | 0.10339
|  | 669.7346 | 0.10427
|  | 669.9642 | 0.10249
|  | 670.1938 | 0.10272
|  | 670.4235 | 0.10108
|  | 670.6533 | 0.10134
|  | 670.8829 | 0.09858
|  | 671.1127 | 0.10015
|  | 671.3424 | 0.09903
|  | 671.5721 | 0.09942
|  | 671.8018 | 0.09794
|  | 672.0316 | 0.09649
|  | 672.2613 | 0.09618
|  | 672.4911 | 0.097
|  | 672.7209 | 0.09473
|  | 672.9507 | 0.09523
|  | 673.1805 | 0.09461
|  | 673.4103 | 0.09459
|  | 673.6401 | 0.0932
|  | 673.8699 | 0.09224
|  | 674.0997 | 0.0921
|  | 674.3296 | 0.0919
|  | 674.5594 | 0.08979
|  | 674.7893 | 0.09047
|  | 675.0192 | 0.08924
|  | 675.2491 | 0.09043
|  | 675.4789 | 0.08743
|  | 675.7089 | 0.08906
|  | 675.9388 | 0.08817
|  | 676.1687 | 0.08782
|  | 676.3986 | 0.08667
|  | 676.6286 | 0.08637
|  | 676.8585 | 0.08491
|  | 677.0885 | 0.08649
|  | 677.3185 | 0.08438
|  | 677.5485 | 0.08446
|  | 677.7784 | 0.08333
|  | 678.0084 | 0.08382
|  | 678.2384 | 0.0827
|  | 678.4684 | 0.08328
|  | 678.6985 | 0.08151
|  | 678.9285 | 0.08121
|  | 679.1586 | 0.07973
|  | 679.3886 | 0.08057
|  | 679.6187 | 0.08008
|  | 679.8487 | 0.07984
|  | 680.0789 | 0.07805
|  | 680.309 | 0.07896
|  | 680.5391 | 0.07745
|  | 680.7692 | 0.07747
|  | 680.9993 | 0.07661
|  | 681.2294 | 0.07749
|  | 681.4596 | 0.07584
|  | 681.6897 | 0.07598
|  | 681.9199 | 0.07477
|  | 682.15 | 0.07504
|  | 682.3803 | 0.07347
|  | 682.6104 | 0.07524
|  | 682.8406 | 0.07296
|  | 683.0709 | 0.07299
|  | 683.3011 | 0.07253
|  | 683.5313 | 0.07247
|  | 683.7615 | 0.06887
|  | 683.9918 | 0.07165
|  | 684.222 | 0.07047
|  | 684.4523 | 0.07138
|  | 684.6826 | 0.07014
|  | 684.9129 | 0.07009
|  | 685.1432 | 0.07009
|  | 685.3735 | 0.06823
|  | 685.6038 | 0.0686
|  | 685.8341 | 0.06884
|  | 686.0644 | 0.06626
|  | 686.2948 | 0.06797
|  | 686.5252 | 0.06612
|  | 686.7555 | 0.06616
|  | 686.9859 | 0.06429
|  | 687.2163 | 0.06588
|  | 687.4467 | 0.06359
|  | 687.6771 | 0.0651
|  | 687.9075 | 0.06312
|  | 688.1379 | 0.06372
|  | 688.3683 | 0.06292
|  | 688.5987 | 0.06317
|  | 688.8292 | 0.06191
|  | 689.0597 | 0.06184
|  | 689.2902 | 0.06067
|  | 689.5206 | 0.06132
|  | 689.7512 | 0.05893
|  | 689.9816 | 0.06128
|  | 690.2122 | 0.05941
|  | 690.4427 | 0.06019
|  | 690.6732 | 0.05834
|  | 690.9037 | 0.06026
|  | 691.1343 | 0.05797
|  | 691.3648 | 0.05773
|  | 691.5954 | 0.05819
|  | 691.826 | 0.05742
|  | 692.0566 | 0.05679
|  | 692.2872 | 0.05694
|  | 692.5178 | 0.05591
|  | 692.7483 | 0.0572
|  | 692.979 | 0.05436
|  | 693.2097 | 0.05538
|  | 693.4403 | 0.05357
|  | 693.671 | 0.05487
|  | 693.9016 | 0.05375
|  | 694.1323 | 0.05408
|  | 694.363 | 0.0533
|  | 694.5936 | 0.05312
|  | 694.8243 | 0.053
|  | 695.0551 | 0.05233
|  | 695.2858 | 0.05336
|  | 695.5165 | 0.0506
|  | 695.7473 | 0.05108
|  | 695.978 | 0.05039
|  | 696.2087 | 0.05159
|  | 696.4395 | 0.04893
|  | 696.6703 | 0.04856
|  | 696.9011 | 0.04926
|  | 697.1319 | 0.04921
|  | 697.3627 | 0.04824
|  | 697.5935 | 0.04871
|  | 697.8243 | 0.0481
|  | 698.0552 | 0.04814
|  | 698.286 | 0.04802
|  | 698.5168 | 0.04766
|  | 698.7477 | 0.04652
|  | 698.9786 | 0.04669
|  | 699.2095 | 0.04516
|  | 699.4404 | 0.0472
|  | 699.6713 | 0.04483
|  | 699.9022 | 0.04538
|  | 700.1331 | 0.04438
|  | 700.364 | 0.04561
|  | 700.595 | 0.04346
|  | 700.8259 | 0.04531
|  | 701.0569 | 0.04416
|  | 701.2878 | 0.04384
|  | 701.5189 | 0.04266
|  | 701.7498 | 0.04363
|  | 701.9808 | 0.04154
|  | 702.2119 | 0.04283
|  | 702.4429 | 0.0411
|  | 702.6739 | 0.04265
|  | 702.9049 | 0.04179
|  | 703.136 | 0.04157
|  | 703.367 | 0.04088
|  | 703.5981 | 0.04066
|  | 703.8292 | 0.04072
|  | 704.0602 | 0.04057
|  | 704.2913 | 0.03922
|  | 704.5225 | 0.04099
|  | 704.7535 | 0.03882
|  | 704.9847 | 0.04006
|  | 705.2158 | 0.03917
|  | 705.447 | 0.03994
|  | 705.6781 | 0.03785
|  | 705.9092 | 0.03873
|  | 706.1404 | 0.03801
|  | 706.3716 | 0.03831
|  | 706.6028 | 0.03623
|  | 706.834 | 0.03724
|  | 707.0652 | 0.03781
|  | 707.2965 | 0.03745
|  | 707.5276 | 0.03676
|  | 707.7589 | 0.03678
|  | 707.9902 | 0.03579
|  | 708.2214 | 0.03591
|  | 708.4527 | 0.03538
|  | 708.684 | 0.03645
|  | 708.9152 | 0.03401
|  | 709.1466 | 0.03596
|  | 709.3778 | 0.03388
|  | 709.6091 | 0.03495
|  | 709.8405 | 0.03513
|  | 710.0718 | 0.03507
|  | 710.3032 | 0.03296
|  | 710.5345 | 0.03424
|  | 710.7659 | 0.03295
|  | 710.9973 | 0.0327
|  | 711.2286 | 0.03285
|  | 711.46 | 0.03261
|  | 711.6914 | 0.03094
|  | 711.9229 | 0.03268
|  | 712.1542 | 0.03108
|  | 712.3857 | 0.03243
|  | 712.6171 | 0.03286
|  | 712.8486 | 0.03173
|  | 713.08 | 0.03091
|  | 713.3115 | 0.0304
|  | 713.543 | 0.02979
|  | 713.7745 | 0.03007
|  | 714.0059 | 0.0295
|  | 714.2374 | 0.0297
|  | 714.4689 | 0.03106
|  | 714.7005 | 0.03044
|  | 714.932 | 0.02842
|  | 715.1636 | 0.03006
|  | 715.3951 | 0.02842
|  | 715.6267 | 0.02874
|  | 715.8583 | 0.02963
|  | 716.0898 | 0.02841
|  | 716.3214 | 0.02917
|  | 716.553 | 0.02877
|  | 716.7847 | 0.02679
|  | 717.0162 | 0.02803
|  | 717.2479 | 0.02677
|  | 717.4796 | 0.02848
|  | 717.7112 | 0.02672
|  | 717.9428 | 0.02645
|  | 718.1745 | 0.02736
|  | 718.4062 | 0.02688
|  | 718.6379 | 0.02567
|  | 718.8696 | 0.02668
|  | 719.1013 | 0.0258
|  | 719.333 | 0.02604
|  | 719.5647 | 0.02602
|  | 719.7965 | 0.02737
|  | 720.0282 | 0.02481
|  | 720.26 | 0.02708
|  | 720.4917 | 0.02461
|  | 720.7235 | 0.027
|  | 720.9553 | 0.02443
|  | 721.1871 | 0.02651
|  | 721.4189 | 0.02465
|  | 721.6507 | 0.02557
|  | 721.8825 | 0.02469
|  | 722.1143 | 0.02469
|  | 722.3462 | 0.02255
|  | 722.578 | 0.02465
|  | 722.8099 | 0.02275
|  | 723.0417 | 0.02418
|  | 723.2736 | 0.02312
|  | 723.5055 | 0.02319
|  | 723.7374 | 0.02379
|  | 723.9693 | 0.02344
|  | 724.2012 | 0.02196
|  | 724.4332 | 0.02325
|  | 724.6651 | 0.02198
|  | 724.897 | 0.0225
|  | 725.129 | 0.02144
|  | 725.361 | 0.02146
|  | 725.593 | 0.02065
|  | 725.8249 | 0.02351
|  | 726.0569 | 0.02131
|  | 726.2889 | 0.02149
|  | 726.5209 | 0.02069
|  | 726.7529 | 0.02191
|  | 726.985 | 0.02182
|  | 727.217 | 0.02079
|  | 727.449 | 0.01964
|  | 727.6812 | 0.0212
|  | 727.9132 | 0.02013
|  | 728.1453 | 0.02035
|  | 728.3774 | 0.01938
|  | 728.6094 | 0.02037
|  | 728.8415 | 0.01899
|  | 729.0737 | 0.01891
|  | 729.3058 | 0.01946
|  | 729.538 | 0.02071
|  | 729.7701 | 0.01925
|  | 730.0023 | 0.02022
|  | 730.2344 | 0.01846
|  | 730.4665 | 0.01951
|  | 730.6988 | 0.0179
|  | 730.931 | 0.01897
|  | 731.1631 | 0.01743
|  | 731.3954 | 0.01937
|  | 731.6276 | 0.01675
|  | 731.8598 | 0.01903
|  | 732.092 | 0.0176
|  | 732.3243 | 0.02034
|  | 732.5566 | 0.0176
|  | 732.7888 | 0.019
|  | 733.0211 | 0.01716
|  | 733.2534 | 0.01743
|  | 733.4857 | 0.01805
|  | 733.718 | 0.01863
|  | 733.9503 | 0.017
|  | 734.1827 | 0.01709
|  | 734.415 | 0.01648
|  | 734.6473 | 0.01811
|  | 734.8797 | 0.01643
|  | 735.1121 | 0.01653
|  | 735.3444 | 0.01653
|  | 735.5768 | 0.01785
|  | 735.8092 | 0.01639
|  | 736.0416 | 0.01682
|  | 736.274 | 0.0166
|  | 736.5065 | 0.01606
|  | 736.7389 | 0.0152
|  | 736.9713 | 0.01666
|  | 737.2037 | 0.01509
|  | 737.4362 | 0.01803
|  | 737.6687 | 0.0158
|  | 737.9012 | 0.01643
|  | 738.1337 | 0.01532
|  | 738.3661 | 0.02171
|  | 738.5987 | 0.01522
|  | 738.8312 | 0.01502
|  | 739.0637 | 0.01444
|  | 739.2963 | 0.01477
|  | 739.5288 | 0.01317
|  | 739.7613 | 0.01491
|  | 739.9939 | 0.01314
|  | 740.2265 | 0.01528
|  | 740.4591 | 0.01376
|  | 740.6916 | 0.01476
|  | 740.9243 | 0.01393
|  | 741.1569 | 0.01407
|  | 741.3895 | 0.01385
|  | 741.6221 | 0.01481
|  | 741.8547 | 0.01357
|  | 742.0874 | 0.0142
|  | 742.3201 | 0.01406
|  | 742.5527 | 0.01506
|  | 742.7854 | 0.01361
|  | 743.0181 | 0.01403
|  | 743.2508 | 0.01307
|  | 743.4835 | 0.01368
|  | 743.7162 | 0.01283
|  | 743.949 | 0.01356
|  | 744.1817 | 0.01257
|  | 744.4144 | 0.01289
|  | 744.6472 | 0.01312
|  | 744.8799 | 0.01486
|  | 745.1127 | 0.01327
|  | 745.3455 | 0.01418
|  | 745.5783 | 0.01206
|  | 745.8111 | 0.01261
|  | 746.0439 | 0.01238
|  | 746.2767 | 0.01288
|  | 746.5096 | 0.01169
|  | 746.7424 | 0.01377
|  | 746.9753 | 0.01329
|  | 747.2081 | 0.01373
|  | 747.441 | 0.01182
|  | 747.6738 | 0.01087
|  | 747.9067 | 0.01218
|  | 748.1396 | 0.01282
|  | 748.3726 | 0.01182
|  | 748.6055 | 0.01206
|  | 748.8384 | 0.01121
|  | 749.0714 | 0.01144
|  | 749.3043 | 0.01025
|  | 749.5372 | 0.01244
|  | 749.7702 | 0.01258
|  | 750.0032 | 0.01281
|  | 750.2361 | 0.01133
|  | 750.4691 | 0.011
|  | 750.7021 | 0.01087
|  | 750.9351 | 0.01164
|  | 751.1681 | 0.00972
|  | 751.4012 | 0.01203
|  | 751.6342 | 0.01004
|  | 751.8673 | 0.0106
|  | 752.1003 | 0.01077
|  | 752.3334 | 0.01065
|  | 752.5665 | 0.01034
|  | 752.7996 | 0.01075
|  | 753.0326 | 0.00973
|  | 753.2658 | 0.01106
|  | 753.4989 | 0.0091
|  | 753.732 | 0.00988
|  | 753.9651 | 0.01016
|  | 754.1983 | 0.01007
|  | 754.4315 | 0.0096
|  | 754.6646 | 0.00938
|  | 754.8978 | 0.0102
|  | 755.131 | 0.00971
|  | 755.3641 | 0.00997
|  | 755.5974 | 0.00953
|  | 755.8306 | 0.00988
|  | 756.0638 | 0.00945
|  | 756.297 | 0.01032
|  | 756.5303 | 0.00945
|  | 756.7635 | 0.01031
|  | 756.9968 | 0.00986
|  | 757.23 | 0.00944
|  | 757.4633 | 0.00955
|  | 757.6966 | 0.0104
|  | 757.9299 | 0.00841
|  | 758.1632 | 0.00969
|  | 758.3965 | 0.00824
|  | 758.6298 | 0.00949
|  | 758.8632 | 0.00902
|  | 759.0965 | 0.00973
|  | 759.3298 | 0.00814
|  | 759.5632 | 0.0102
|  | 759.7966 | 0.00835
|  | 760.03 | 0.00936
|  | 760.2634 | 0.00867
|  | 760.4968 | 0.00906
|  | 760.7302 | 0.00829
|  | 760.9636 | 0.0092
|  | 761.197 | 0.00702
|  | 761.4304 | 0.00826
|  | 761.6639 | 0.00841
|  | 761.8973 | 0.00909
|  | 762.1308 | 0.00829
|  | 762.3643 | 0.00832
|  | 762.5978 | 0.00769
|  | 762.8312 | 0.00792
|  | 763.0648 | 0.00714
|  | 763.2983 | 0.00847
|  | 763.5318 | 0.00816
|  | 763.7653 | 0.00901
|  | 763.9989 | 0.00817
|  | 764.2324 | 0.00796
|  | 764.466 | 0.00763
|  | 764.6995 | 0.00858
|  | 764.9331 | 0.00761
|  | 765.1667 | 0.00701
|  | 765.4003 | 0.00857
|  | 765.6339 | 0.00842
|  | 765.8676 | 0.00788
|  | 766.1012 | 0.0074
|  | 766.3348 | 0.0072
|  | 766.5684 | 0.00855
|  | 766.8021 | 0.00674
|  | 767.0358 | 0.00828
|  | 767.2695 | 0.00767
|  | 767.5031 | 0.00866
|  | 767.7368 | 0.00739
|  | 767.9705 | 0.00761
|  | 768.2042 | 0.00667
|  | 768.4379 | 0.00574
|  | 768.6717 | 0.00724
|  | 768.9054 | 0.00839
|  | 769.1392 | 0.00722
|  | 769.3729 | 0.00691
|  | 769.6067 | 0.00693
|  | 769.8405 | 0.00773
|  | 770.0743 | 0.00662
|  | 770.308 | 0.00827
|  | 770.5419 | 0.00625
|  | 770.7757 | 0.00749
|  | 771.0095 | 0.00641
|  | 771.2433 | 0.00734
|  | 771.4772 | 0.00646
|  | 771.7111 | 0.00845
|  | 771.9449 | 0.00583
|  | 772.1788 | 0.00649
|  | 772.4127 | 0.00711
|  | 772.6466 | 0.00644
|  | 772.8804 | 0.008
|  | 773.1144 | 0.00762
|  | 773.3483 | 0.00556
|  | 773.5822 | 0.00574
|  | 773.8162 | 0.00608
|  | 774.0501 | 0.00782
|  | 774.2841 | 0.00559
|  | 774.518 | 0.00613
|  | 774.752 | 0.00731
|  | 774.986 | 0.00643
|  | 775.22 | 0.00601
|  | 775.454 | 0.00742
|  | 775.688 | 0.00545
|  | 775.922 | 0.00499
|  | 776.1561 | 0.00668
|  | 776.3901 | 0.0083
|  | 776.6241 | 0.00556
|  | 776.8582 | 0.0074
|  | 777.0923 | 0.00519
|  | 777.3264 | 0.00737
|  | 777.5604 | 0.00512
|  | 777.7946 | 0.00604
|  | 778.0286 | 0.0054
|  | 778.2628 | 0.00493
|  | 778.4969 | 0.00498
|  | 778.731 | 0.00533
|  | 778.9652 | 0.00604
|  | 779.1993 | 0.00705
|  | 779.4335 | 0.0055
|  | 779.6677 | 0.00536
|  | 779.9019 | 0.00487
|  | 780.136 | 0.006
|  | 780.3702 | 0.00477
|  | 780.6045 | 0.0058
|  | 780.8387 | 0.003
|  | 781.0729 | 0.00557
|  | 781.3072 | 0.00529
|  | 781.5414 | 0.0055
|  | 781.7757 | 0.00575
|  | 782.01 | 0.00526
|  | 782.2442 | 0.00463
|  | 782.4785 | 0.00509
|  | 782.7128 | 0.00527
|  | 782.9471 | 0.00591
|  | 783.1814 | 0.00394
|  | 783.4158 | 0.00532
|  | 783.6501 | 0.00364
|  | 783.8844 | 0.00487
|  | 784.1188 | 0.00491
|  | 784.3532 | 0.00633
|  | 784.5875 | 0.00306
|  | 784.8219 | 0.00583
|  | 785.0563 | 0.00424
|  | 785.2907 | 0.00538
|  | 785.5251 | 0.00416
|  | 785.7595 | 0.00503
|  | 785.994 | 0.00469
|  | 786.2284 | 0.00504
|  | 786.4628 | 0.00499
|  | 786.6973 | 0.00548
|  | 786.9318 | 0.00435
|  | 787.1663 | 0.00528
|  | 787.4007 | 0.00333
|  | 787.6352 | 0.00523
|  | 787.8697 | 0.00475
|  | 788.1042 | 0.00613
|  | 788.3388 | 0.00389
|  | 788.5733 | 0.00588
|  | 788.8078 | 0.00349
|  | 789.0424 | 0.00494
|  | 789.2769 | 0.00337
|  | 789.5115 | 0.00438
|  | 789.7461 | 0.0043
|  | 789.9806 | 0.00436
|  | 790.2153 | 0.00269
|  | 790.4499 | 0.00404
|  | 790.6845 | 0.00367
|  | 790.9191 | 0.00436
|  | 791.1537 | 0.003
|  | 791.3884 | 0.00546
|  | 791.6231 | 0.00411
|  | 791.8577 | 0.0056
|  | 792.0924 | 0.00407
|  | 792.3271 | 0.0063
|  | 792.5618 | 0.00349
|  | 792.7965 | 0.00407
|  | 793.0312 | 0.00303
|  | 793.2659 | 0.00418
|  | 793.5007 | 0.00444
|  | 793.7354 | 0.00611
|  | 793.9701 | 0.00302
|  | 794.2049 | 0.00423
|  | 794.4396 | 0.0034
|  | 794.6744 | 0.00456
|  | 794.9092 | 0.00259
|  | 795.144 | 0.0045
|  | 795.3789 | 0.0022
|  | 795.6137 | 0.00515
|  | 795.8484 | 0.0025
|  | 796.0833 | 0.00487
|  | 796.3181 | 0.00305
|  | 796.553 | 0.00431
|  | 796.7878 | 0.00238
|  | 797.0227 | 0.00544
|  | 797.2576 | 0.00342
|  | 797.4925 | 0.00616
|  | 797.7274 | 0.00358
|  | 797.9623 | 0.00417
|  | 798.1972 | 0.00296
|  | 798.4321 | 0.0038
|  | 798.6671 | 0.00379
|  | 798.902 | 0.00424
|  | 799.137 | 0.00406
|  | 799.3719 | 0.00453
|  | 799.6069 | 0.00317
|  | 799.8419 | 0.00415
|  | 800.0769 | 0.00429
|  | 800.3119 | 0.00322
|  | 800.5469 | 0.00214
|  | 800.7819 | 0.00395
|  | 801.017 | 0.00318
|  | 801.252 | 0.00283
|  | 801.4871 | 0.00255
|  | 801.7221 | 0.00351
|  | 801.9572 | 0.00284
|  | 802.1923 | 0.00407
|  | 802.4274 | 0.00351
|  | 802.6625 | 0.00485
|  | 802.8976 | 0.00424
|  | 803.1327 | 0.00433
|  | 803.3678 | 0.00286
|  | 803.6029 | 0.00405
|  | 803.8381 | 0.00416
|  | 804.0732 | 0.00497
|  | 804.3084 | 0.00381
|  | 804.5436 | 0.00336
|  | 804.7787 | 0.00266
|  | 805.0139 | 0.00243
|  | 805.2491 | 0.00276
|  | 805.4843 | 0.00502
|  | 805.7195 | 0.00229
|  | 805.9548 | 0.00211
|  | 806.19 | 0.00172
|  | 806.4253 | 0.00413
|  | 806.6605 | 0.00263
|  | 806.8958 | 0.00386
|  | 807.131 | 0.00206
|  | 807.3663 | 0.00243
|  | 807.6016 | 0.00275
|  | 807.837 | 0.00363
|  | 808.0723 | 0.002
|  | 808.3076 | 0.00298
|  | 808.5429 | 0.00379
|  | 808.7783 | 0.00413
|  | 809.0136 | 0.00327
|  | 809.249 | 0.00302
|  | 809.4843 | 0.00287
|  | 809.7197 | 0.00254
|  | 809.9551 | 0.00284
|  | 810.1905 | 0.00274
|  | 810.4259 | 0.00212
|  | 810.6613 | 0.00446
|  | 810.8967 | 0.00235
|  | 811.1322 | 0.00458
|  | 811.3676 | 0.00345
|  | 811.6031 | 0.00314
|  | 811.8386 | 0.00209
|  | 812.074 | 0.00507
|  | 812.3095 | 0.00291
|  | 812.545 | 0.00402
|  | 812.7805 | 0.00249
|  | 813.016 | 0.00299
|  | 813.2515 | 0.00298
|  | 813.4871 | 0.00509
|  | 813.7226 | 0.00171
|  | 813.9581 | 0.00406
|  | 814.1937 | 0.00243
|  | 814.4293 | 0.00503
|  | 814.6648 | 0.00314
|  | 814.9004 | 0.00045006
|  | 815.136 | 0.00269
|  | 815.3716 | 0.00275
|  | 815.6072 | 0.00412
|  | 815.8428 | 0.00246
|  | 816.0785 | 0.00439
|  | 816.3141 | 0.00021386
|  | 816.5497 | 0.00228
|  | 816.7854 | 0.00486
|  | 817.0211 | 0.00513
|  | 817.2568 | 0.00226
|  | 817.4924 | 0.00319
|  | 817.7282 | 0.0023
|  | 817.9639 | 0.0021
|  | 818.1996 | 0.00071155
|  | 818.4353 | 0.00329
|  | 818.671 | 0.00309
|  | 818.9067 | 0.00268
|  | 819.1425 | 0.00281
|  | 819.3783 | 0.00328
|  | 819.6141 | 0.00357
|  | 819.8498 | 0.00282
|  | 820.0856 | 0.00277
|  | 820.3214 | 0.00467
|  | 820.5572 | 0.00354
|  | 820.793 | 0.00284
|  | 821.0289 | 0.00071102
|  | 821.2647 | 0.00255
|  | 821.5005 | 0.00209
|  | 821.7364 | 0.00211
|  | 821.9723 | 0.00156
|  | 822.2081 | 0.00317
|  | 822.444 | 0.00166
|  | 822.6799 | 0.00401
|  | 822.9158 | 0.00176
|  | 823.1517 | 0.00371
|  | 823.3877 | 0.00365
|  | 823.6236 | 0.00235
|  | 823.8596 | 0.00102
|  | 824.0955 | 0.0028
|  | 824.3314 | 0.00077647
|  | 824.5674 | 0.00174
|  | 824.8034 | 0.00217
|  | 825.0394 | 0.00146
|  | 825.2754 | 0.00027504
|  | 825.5113 | 0.00247
|  | 825.7474 | 0.00467
|  | 825.9834 | 0.00326
|  | 826.2194 | 0.00113
|  | 826.4555 | 0.00439
|  | 826.6915 | 0.00080323
|  | 826.9276 | 0.00295
|  | 827.1637 | 0.00266
|  | 827.3998 | 0.00563
|  | 827.6359 | 0.00209
|  | 827.8719 | 0.00289
|  | 828.108 | 0.00305
|  | 828.3442 | 0.00252
|  | 828.5803 | 0.0014
|  | 828.8164 | 0.00451
|  | 829.0525 | 0.00171
|  | 829.2888 | 0.00416
|  | 829.5249 | 0.00106
|  | 829.761 | 0.00286
|  | 829.9973 | 0.00234
|  | 830.2335 | 0.00284
|  | 830.4697 | 0.00042289
|  | 830.7059 | 0.00402
|  | 830.9421 | 0.00189
|  | 831.1783 | 0.00466
|  | 831.4145 | 0.00115
|  | 831.6508 | 0.00133
|  | 831.887 | 0.00037703
|  | 832.1233 | 0.00266
|  | 832.3596 | 0.00202
|  | 832.5959 | 0.00292
|  | 832.8321 | 0.00198
|  | 833.0685 | 0.00377
|  | 833.3048 | 0.00207
|  | 833.5411 | 0.00266
|  | 833.7775 | 0.00259
|  | 834.0138 | 0.00133
|  | 834.2501 | 0.0026
|  | 834.4865 | 0.00321
|  | 834.7228 | 0.00218
|  | 834.9592 | 0.00439
|  | 835.1956 | 0.00032682
|  | 835.432 | 0.00341
|  | 835.6685 | 0.00168
|  | 835.9049 | 0.00404
|  | 836.1413 | 0.00022982
|  | 836.3777 | 0.00204
|  | 836.6141 | 0.00205
|  | 836.8506 | 0.0029
|  | 837.087 | 0.00271
|  | 837.3235 | 0.00318
|  | 837.56 | 0.00304
|  | 837.7965 | 0.00498
|  | 838.033 | 0.00195
|  | 838.2695 | 0.00361
|  | 838.506 | 0.00035904
|  | 838.7426 | 0.00299
|  | 838.9791 | 0.00163
|  | 839.2156 | 0.00344
|  | 839.4522 | 0.00115
|  | 839.6888 | 0.00157
|  | 839.9253 | 0.00025283
|  | 840.1619 | 0.00144
|  | 840.3985 | 0.0033
|  | 840.6351 | 0.0044
|  | 840.8717 | 0.00178
|  | 841.1083 | 0.00392
|  | 841.345 | 0.00272
|  | 841.5816 | 0.00206
|  | 841.8183 | 0.00196
|  | 842.0549 | 0.00331
|  | 842.2916 | 0.00194
|  | 842.5283 | 0.00364
|  | 842.7649 | 0.0004737
|  | 843.0017 | 0.00219
|  | 843.2383 | -0.00035428
|  | 843.4751 | 0.00242
|  | 843.7118 | 0.00137
|  | 843.9485 | 0.00342
|  | 844.1853 | -0.00018496
|  | 844.422 | 0.00294
|  | 844.6588 | 0.00073554
|  | 844.8956 | 0.00168
|  | 845.1323 | -2.9989e-05
|  | 845.3691 | 0.00338
|  | 845.6059 | 0.00062835
|  | 845.8427 | 0.00263
|  | 846.0795 | 0.0011
|  | 846.3164 | 0.00476
|  | 846.5532 | 0.00217
|  | 846.79 | 0.00306
|  | 847.0269 | 0.00141
|  | 847.2638 | 0.0026
|  | 847.5006 | 0.00011332
|  | 847.7376 | 0.00451
|  | 847.9744 | 0.00163
|  | 848.2113 | 0.00288
|  | 848.4482 | -0.00093073
|  | 848.6851 | 0.00204
|  | 848.9221 | 0.00169
|  | 849.159 | 0.00436
|  | 849.3959 | 0.00132
|  | 849.6329 | 0.00232
|  | 849.8699 | 0.00097493
|  | 850.1069 | 0.00165
|  | 850.3438 | 0.00036465
|  | 850.5808 | 0.00168
|  | 850.8178 | 0.00016528
|  | 851.0548 | 0.00445
|  | 851.2919 | 0.00136
|  | 851.5289 | 0.00221
|  | 851.7659 | 0.00266
|  | 852.003 | 0.0023
|  | 852.24 | -0.00083793
|  | 852.4771 | 0.00421
|  | 852.7142 | 0.00227
|  | 852.9513 | 0.00522
|  | 853.1884 | -0.0001905
|  | 853.4255 | 0.00391
|  | 853.6626 | 0.00065245
|  | 853.8997 | 0.0033
|  | 854.1368 | 0.0001092
|  | 854.374 | 0.00331
|  | 854.6111 | 6.1444e-05
|  | 854.8483 | 0.0031
|  | 855.0855 | -0.00035593
|  | 855.3226 | 0.00409
|  | 855.5598 | 0.00203
|  | 855.797 | 0.004
|  | 856.0342 | -0.00248
|  | 856.2714 | 0.00078379
|  | 856.5087 | 0.00029225
|  | 856.7459 | 0.00312
|  | 856.9832 | 0.0042
|  | 857.2204 | 0.00189
|  | 857.4576 | 0.00015375
|  | 857.6949 | 0.00212
|  | 857.9322 | 0.00164
|  | 858.1695 | 0.00559
|  | 858.4068 | 0.00207
|  | 858.6441 | 0.00372
|  | 858.8814 | 0.00155
|  | 859.1188 | 0.00312
|  | 859.3561 | 0.0017
|  | 859.5934 | 0.00064906
|  | 859.8308 | -0.0004554
|  | 860.0682 | 0.00305
|  | 860.3055 | 0.00066365
|  | 860.5429 | 0.00129
|  | 860.7803 | 0.00068963
|  | 861.0177 | 0.00363
|  | 861.2551 | 0.00054347
|  | 861.4926 | 0.00394
|  | 861.73 | -0.00024111
|  | 861.9674 | 0.00351
|  | 862.2048 | 0.0009759
|  | 862.4423 | 0.00275
|  | 862.6798 | 0.0023
|  | 862.9172 | 0.00288
|  | 863.1547 | 0.00189
|  | 863.3922 | 0.00332
|  | 863.6298 | 0.00201
|  | 863.8673 | 0.0019
|  | 864.1048 | 0.0017
|  | 864.3423 | 0.00161
|  | 864.5798 | -0.00103
|  | 864.8174 | 0.00292
|  | 865.055 | -0.00111
|  | 865.2925 | 0.00517
|  | 865.5301 | 0.00217
|  | 865.7677 | 0.00235
|  | 866.0053 | 0.00040321
|  | 866.2429 | 0.00527
|  | 866.4805 | 0.00109
|  | 866.7181 | 0.00325
|  | 866.9557 | 0.00158
|  | 867.1934 | 0.00461
|  | 867.4311 | 0.00057777
|  | 867.6687 | 0.00071112
|  | 867.9064 | 0.0009168
|  | 868.1441 | 0.00155
|  | 868.3818 | -0.00125
|  | 868.6195 | 0.0023
|  | 868.8572 | -0.00050366
|  | 869.0949 | 0.00424
|  | 869.3326 | -0.00149
|  | 869.5704 | 0.00694
|  | 869.8081 | 0.00036399
|  | 870.0458 | 0.00472
|  | 870.2836 | 0.00059434
|  | 870.5214 | 0.00292
|  | 870.7592 | -0.00039979
|  | 870.9969 | 0.00303
|  | 871.2347 | 0.00221
|  | 871.4726 | 0.00224
|  | 871.7104 | 0.00578
|  | 871.9482 | 0.00459
|  | 872.186 | 0.00234
|  | 872.4239 | 0.00261
|  | 872.6617 | 0.00135
|  | 872.8996 | 3.694e-05
|  | 873.1375 | -0.00060046
|  | 873.3754 | 0.00408
|  | 873.6133 | 0.00115
|  | 873.8512 | 0.00339
|  | 874.0891 | -0.00015058
|  | 874.327 | 0.00196
|  | 874.5649 | 0.00174
|  | 874.8029 | 0.00343
|  | 875.0408 | -0.00154
|  | 875.2787 | 0.00095831
|  | 875.5167 | 0.00314
|  | 875.7547 | -0.00163
|  | 875.9927 | 0.00204
|  | 876.2307 | 0.0004357
|  | 876.4687 | 0.00364
|  | 876.7067 | 0.00266
|  | 876.9448 | 0.00197
|  | 877.1827 | 0.00202
|  | 877.4208 | 0.002
|  | 877.6589 | 0.00157
|  | 877.8969 | 0.00403
|  | 878.135 | 0.00175
|  | 878.3731 | 0.00286
|  | 878.6111 | 0.00019359
|  | 878.8492 | 0.00399
|  | 879.0873 | -0.00082786
|  | 879.3254 | 0.00132
|  | 879.5636 | 0.00101
|  | 879.8017 | 0.00384
|  | 880.0399 | 0.00141
|  | 880.278 | 0.0012
|  | 880.5162 | -0.00146
|  | 880.7543 | 0.0049
|  | 880.9926 | 0.00092133
|  | 881.2307 | 0.00087112
|  | 881.4689 | 0.00060049
|  | 881.7071 | 0.0041
|  | 881.9453 | 0.00426
|  | 882.1835 | 0.00187
|  | 882.4218 | 0.00067245
|  | 882.66 | 0.00147
|  | 882.8983 | 0.00090824
|  | 883.1365 | 0.00405
|  | 883.3748 | 0.00028342
|  | 883.6131 | 0.00336
|  | 883.8514 | 0.00339
|  | 884.0897 | 0.00245
|  | 884.328 | 0.00109
|  | 884.5664 | 0.00168
|  | 884.8046 | 0.00159
|  | 885.043 | 0.00115
|  | 885.2813 | -0.00269
|  | 885.5197 | 0.00241
|  | 885.7581 | 4.2531e-05
|  | 885.9964 | 0.00623
|  | 886.2348 | -0.00189
|  | 886.4732 | 0.00144
|  | 886.7116 | 0.00386
|  | 886.95 | 0.00373
|  | 887.1884 | -0.00169
|  | 887.4269 | 0.0048
|  | 887.6653 | 0.00144
|  | 887.9037 | 0.00484
|  | 888.1422 | 0.00161
|  | 888.3807 | 0.00509
|  | 888.6191 | 0.0017
|  | 888.8576 | 0.0035
|  | 889.0961 | -0.00068565
|  | 889.3346 | 0.00438
|  | 889.5731 | -0.00062139
|  | 889.8116 | 0.00517
|  | 890.0502 | -0.00030916
|  | 890.2887 | 0.00052098
|  | 890.5273 | -0.00189
|  | 890.7658 | -0.00020501
|  | 891.0044 | 0.00103
|  | 891.243 | 0.00252
|  | 891.4816 | 0.00027499
|  | 891.7201 | 0.00469
|  | 891.9587 | -0.00093122
|  | 892.1974 | 0.00407
|  | 892.436 | -0.00056109
|  | 892.6746 | 0.00512
|  | 892.9133 | -0.00131
|  | 893.1519 | 0.00391
|  | 893.3906 | -0.002
|  | 893.6292 | 0.0063
|  | 893.8679 | -0.00062473
|  | 894.1066 | 0.00081985
|  | 894.3453 | 0.0008627
|  | 894.584 | 0.00069144
|  | 894.8227 | 0.00273
|  | 895.0615 | 0.00448
|  | 895.3002 | 0.00059654
|  | 895.5389 | 0.0056
|  | 895.7776 | 0.00052261
|  | 896.0164 | 0.00141
|  | 896.2552 | 0.00157
|  | 896.494 | 0.00091718
|  | 896.7328 | -0.00175
|  | 896.9716 | 6.845e-05
|  | 897.2104 | -0.00144
|  | 897.4492 | 0.00156
|  | 897.688 | 0.00329
|  | 897.9268 | 0.00376
|  | 898.1657 | -0.00056103
|  | 898.4045 | 0.00138
|  | 898.6434 | -0.00164
|  | 898.8823 | 0.00199
|  | 899.1211 | -0.00038354
|  | 899.3601 | 0.00199
|  | 899.5989 | -0.00192
|  | 899.8378 | 0.00442
|  | 900.0768 | -0.00128
|  | 900.3157 | 0
|  | 900.5546 | 0
|  | 900.7936 | 0
|  | 901.0325 | 0
|  | 901.2715 | 0
|  | 901.5104 | 0
|  | 901.7495 | 0
|  | 901.9884 | 0
|  | 902.2274 | 0
|  | 902.4664 | 0
|  | 902.7054 | 0
|  | 902.9445 | 0
|  | 903.1835 | 0
|  | 903.4226 | 0
|  | 903.6616 | 0
|  | 903.9007 | 0
|  | 904.1398 | 0
|  | 904.3789 | 0
|  | 904.6179 | 0
|  | 904.8571 | 0
|  | 905.0961 | 0
|  | 905.3353 | 0
|  | 905.5744 | 0
|  | 905.8135 | 0
|  | 906.0527 | 0
|  | 906.2918 | 0
|  | 906.531 | 0
|  | 906.7701 | 0
|  | 907.0093 | 0
|  | 907.2485 | 0
|  | 907.4877 | 0
|  | 907.7269 | 0
|  | 907.9662 | 0
|  | 908.2054 | 0
|  | 908.4446 | 0
|  | 908.6839 | 0
|  | 908.9232 | 0
|  | 909.1624 | 0
|  | 909.4017 | 0
|  | 909.641 | 0
|  | 909.8803 | 0
|  | 910.1196 | 0
|  | 910.3589 | 0
|  | 910.5982 | 0
|  | 910.8375 | 0
|  | 911.0768 | 0
|  | 911.3162 | 0
|  | 911.5556 | 0
|  | 911.7949 | 0
|  | 912.0343 | 0
|  | 912.2737 | 0
|  | 912.5131 | 0
|  | 912.7525 | 0
|  | 912.9919 | 0
|  | 913.2313 | 0
|  | 913.4708 | 0
|  | 913.7102 | 0
|  | 913.9497 | 0
|  | 914.1892 | 0
|  | 914.4286 | 0
|  | 914.6681 | 0
|  | 914.9075 | 0
|  | 915.147 | 0
|  | 915.3865 | 0
|  | 915.6261 | 0
|  | 915.8656 | 0
|  | 916.1051 | 0
|  | 916.3447 | 0
|  | 916.5842 | 0
|  | 916.8238 | 0
|  | 917.0634 | 0
|  | 917.3029 | 0
|  | 917.5425 | 0
|  | 917.7821 | 0
|  | 918.0217 | 0
|  | 918.2613 | 0
|  | 918.501 | 0
|  | 918.7406 | 0
|  | 918.9802 | 0
|  | 919.2198 | 0
|  | 919.4595 | 0
|  | 919.6992 | 0
|  | 919.9389 | 0
|  | 920.1786 | 0
|  | 920.4183 | 0
|  | 920.658 | 0
|  | 920.8977 | 0
|  | 921.1374 | 0
|  | 921.3771 | 0
|  | 921.6169 | 0
|  | 921.8566 | 0
|  | 922.0964 | 0
|  | 922.3362 | 0
|  | 922.576 | 0
|  | 922.8157 | 0
|  | 923.0555 | 0
|  | 923.2953 | 0
|  | 923.5352 | 0
|  | 923.775 | 0
|  | 924.0148 | 0
|  | 924.2547 | 0
|  | 924.4945 | 0
|  | 924.7344 | 0
|  | 924.9742 | 0
|  | 925.2142 | 0
|  | 925.454 | 0
|  | 925.6939 | 0
|  | 925.9338 | 0
|  | 926.1738 | 0
|  | 926.4137 | 0
|  | 926.6536 | 0
|  | 926.8936 | 0
|  | 927.1335 | 0
|  | 927.3735 | 0
|  | 927.6135 | 0
|  | 927.8534 | 0
|  | 928.0934 | 0
|  | 928.3334 | 0
|  | 928.5734 | 0
|  | 928.8135 | 0
|  | 929.0535 | 0
|  | 929.2935 | 0
|  | 929.5336 | 0
|  | 929.7736 | 0
|  | 930.0137 | 0
|  | 930.2537 | 0
|  | 930.4938 | 0
|  | 930.734 | 0
|  | 930.974 | 0
|  | 931.2141 | 0
|  | 931.4542 | 0
|  | 931.6944 | 0
|  | 931.9345 | 0
|  | 932.1747 | 0
|  | 932.4148 | 0
|  | 932.655 | 0
|  | 932.8951 | 0
|  | 933.1353 | 0
|  | 933.3755 | 0
|  | 933.6157 | 0
|  | 933.856 | 0
|  | 934.0961 | 0
|  | 934.3364 | 0
|  | 934.5766 | 0
|  | 934.8168 | 0
|  | 935.0571 | 0
|  | 935.2974 | 0
|  | 935.5377 | 0
|  | 935.778 | 0
|  | 936.0182 | 0
|  | 936.2585 | 0
|  | 936.4988 | 0
|  | 936.7391 | 0
|  | 936.9795 | 0
|  | 937.2198 | 0
|  | 937.4601 | 0
|  | 937.7005 | 0
|  | 937.9409 | 0
|  | 938.1813 | 0
|  | 938.4216 | 0
|  | 938.6621 | 0
|  | 938.9025 | 0
|  | 939.1429 | 0
|  | 939.3833 | 0
|  | 939.6237 | 0
|  | 939.8641 | 0
|  | 940.1046 | 0
|  | 940.345 | 0
|  | 940.5855 | 0
|  | 940.826 | 0
|  | 941.0665 | 0
|  | 941.307 | 0
|  | 941.5475 | 0
|  | 941.788 | 0
|  | 942.0285 | 0
|  | 942.269 | 0
|  | 942.5096 | 0
|  | 942.7501 | 0
|  | 942.9907 | 0
|  | 943.2313 | 0
|  | 943.4718 | 0
|  | 943.7124 | 0
|  | 943.953 | 0
|  | 944.1936 | 0
|  | 944.4342 | 0
|  | 944.6748 | 0
|  | 944.9155 | 0
|  | 945.1561 | 0
|  | 945.3967 | 0
|  | 945.6374 | 0
|  | 945.8781 | 0
|  | 946.1187 | 0
|  | 946.3594 | 0
|  | 946.6001 | 0
|  | 946.8408 | 0
|  | 947.0815 | 0
|  | 947.3223 | 0
|  | 947.563 | 0
|  | 947.8037 | 0
|  | 948.0444 | 0
|  | 948.2852 | 0
|  | 948.526 | 0
|  | 948.7668 | 0
|  | 949.0076 | 0
|  | 949.2483 | 0
|  | 949.4891 | 0
|  | 949.73 | 0
|  | 949.9708 | 0
|  | 950.2116 | 0
|  | 950.4524 | 0
|  | 950.6933 | 0
|  | 950.9341 | 0
|  | 951.175 | 0
|  | 951.4159 | 0
|  | 951.6568 | 0
|  | 951.8976 | 0
|  | 952.1386 | 0
|  | 952.3795 | 0
|  | 952.6204 | 0
|  | 952.8613 | 0
|  | 953.1023 | 0
|  | 953.3432 | 0
|  | 953.5842 | 0
|  | 953.8251 | 0
|  | 954.0661 | 0
|  | 954.3071 | 0
|  | 954.5481 | 0
|  | 954.7891 | 0
|  | 955.0301 | 0
|  | 955.2711 | 0
|  | 955.5122 | 0
|  | 955.7532 | 0
|  | 955.9943 | 0
|  | 956.2353 | 0
|  | 956.4764 | 0
|  | 956.7175 | 0
|  | 956.9586 | 0
|  | 957.1997 | 0
|  | 957.4407 | 0
|  | 957.6818 | 0
|  | 957.923 | 0
|  | 958.1641 | 0
|  | 958.4052 | 0
|  | 958.6464 | 0
|  | 958.8876 | 0
|  | 959.1287 | 0
|  | 959.3699 | 0
|  | 959.6111 | 0
|  | 959.8523 | 0
|  | 960.0934 | 0
|  | 960.3347 | 0
|  | 960.5759 | 0
|  | 960.8171 | 0
|  | 961.0584 | 0
|  | 961.2996 | 0
|  | 961.5409 | 0
|  | 961.7822 | 0
|  | 962.0234 | 0
|  | 962.2647 | 0
|  | 962.506 | 0
|  | 962.7473 | 0
|  | 962.9886 | 0
|  | 963.2299 | 0
|  | 963.4713 | 0
|  | 963.7126 | 0
|  | 963.954 | 0
|  | 964.1953 | 0
|  | 964.4367 | 0
|  | 964.678 | 0
|  | 964.9194 | 0
|  | 965.1608 | 0
|  | 965.4022 | 0
|  | 965.6436 | 0
|  | 965.8851 | 0
|  | 966.1265 | 0
|  | 966.3679 | 0
|  | 966.6094 | 0
|  | 966.8508 | 0
|  | 967.0923 | 0
|  | 967.3338 | 0
|  | 967.5753 | 0
|  | 967.8168 | 0
|  | 968.0583 | 0
|  | 968.2998 | 0
|  | 968.5413 | 0
|  | 968.7828 | 0
|  | 969.0244 | 0
|  | 969.2659 | 0
|  | 969.5074 | 0
|  | 969.749 | 0
|  | 969.9906 | 0
|  | 970.2322 | 0
|  | 970.4738 | 0
|  | 970.7154 | 0
|  | 970.957 | 0
|  | 971.1986 | 0
|  | 971.4402 | 0
|  | 971.6819 | 0
|  | 971.9235 | 0
|  | 972.1652 | 0
|  | 972.4069 | 0
|  | 972.6486 | 0
|  | 972.8902 | 0
|  | 973.1319 | 0
|  | 973.3736 | 0
|  | 973.6153 | 0
|  | 973.8571 | 0
|  | 974.0987 | 0
|  | 974.3405 | 0
|  | 974.5823 | 0
|  | 974.824 | 0
|  | 975.0658 | 0
|  | 975.3076 | 0
|  | 975.5493 | 0
|  | 975.7911 | 0
|  | 976.033 | 0
|  | 976.2747 | 0
|  | 976.5165 | 0
|  | 976.7584 | 0
|  | 977.0002 | 0
|  | 977.2421 | 0
|  | 977.484 | 0
|  | 977.7258 | 0
|  | 977.9677 | 0
|  | 978.2095 | 0
|  | 978.4515 | 0
|  | 978.6934 | 0
|  | 978.9352 | 0
|  | 979.1772 | 0
|  | 979.4191 | 0
|  | 979.6611 | 0
|  | 979.903 | 0
|  | 980.145 | 0
|  | 980.3869 | 0
|  | 980.6289 | 0
|  | 980.8709 | 0
|  | 981.1128 | 0
|  | 981.3549 | 0
|  | 981.5969 | 0
|  | 981.8389 | 0
|  | 982.0809 | 0
|  | 982.3229 | 0
|  | 982.565 | 0
|  | 982.8071 | 0
|  | 983.0491 | 0
|  | 983.2912 | 0
|  | 983.5333 | 0
|  | 983.7754 | 0
|  | 984.0175 | 0
|  | 984.2596 | 0
|  | 984.5017 | 0
|  | 984.7438 | 0
|  | 984.986 | 0
|  | 985.2281 | 0
|  | 985.4703 | 0
|  | 985.7124 | 0
|  | 985.9546 | 0
|  | 986.1968 | 0
|  | 986.439 | 0
|  | 986.6812 | 0
|  | 986.9234 | 0
|  | 987.1656 | 0
|  | 987.4078 | 0
|  | 987.6501 | 0
|  | 987.8923 | 0
|  | 988.1346 | 0
|  | 988.3768 | 0
|  | 988.6191 | 0
|  | 988.8614 | 0
|  | 989.1037 | 0
|  | 989.346 | 0
|  | 989.5883 | 0
|  | 989.8306 | 0
|  | 990.0729 | 0
|  | 990.3152 | 0
|  | 990.5576 | 0
|  | 990.7999 | 0
|  | 991.0423 | 0
|  | 991.2847 | 0
|  | 991.527 | 0
|  | 991.7695 | 0
|  | 992.0118 | 0
|  | 992.2543 | 0
|  | 992.4967 | 0
|  | 992.7391 | 0
|  | 992.9816 | 0
|  | 993.224 | 0
|  | 993.4664 | 0
|  | 993.7089 | 0
|  | 993.9514 | 0
|  | 994.1938 | 0
|  | 994.4363 | 0
|  | 994.6788 | 0
|  | 994.9213 | 0
|  | 995.1639 | 0
|  | 995.4064 | 0
|  | 995.6489 | 0
|  | 995.8915 | 0
|  | 996.134 | 0
|  | 996.3766 | 0
|  | 996.6191 | 0
|  | 996.8617 | 0
|  | 997.1043 | 0
|  | 997.3469 | 0
|  | 997.5895 | 0
|  | 997.8321 | 0
|  | 998.0748 | 0
|  | 998.3174 | 0
|  | 998.5601 | 0
|  | 998.8027 | 0
|  | 999.0453 | 0
|  | 999.288 | 0
|  | 999.5307 | 0
|  | 999.7734 | 0
|  | 1000.016 | 0
|  | 1000.2588 | 0
|  | 1000.5015 | 0
|  | 1000.7442 | 0
|  | 1000.9869 | 0
|  | 1001.2297 | 0
|  | 1001.4724 | 0
|  | 1001.7152 | 0
|  | 1001.9579 | 0
|  | 1002.2007 | 0
|  | 1002.4435 | 0
|  | 1002.6863 | 0
|  | 1002.9291 | 0
|  | 1003.1719 | 0
|  | 1003.4147 | 0
|  | 1003.6576 | 0
|  | 1003.9004 | 0
|  | 1004.1433 | 0
|  | 1004.3862 | 0
|  | 1004.629 | 0
|  | 1004.8719 | 0
|  | 1005.1147 | 0
|  | 1005.3577 | 0
|  | 1005.6006 | 0
|  | 1005.8435 | 0
|  | 1006.0864 | 0
|  | 1006.3293 | 0
|  | 1006.5723 | 0
|  | 1006.8152 | 0
|  | 1007.0582 | 0
|  | 1007.3012 | 0
|  | 1007.5441 | 0
|  | 1007.7871 | 0
|  | 1008.0301 | 0
|  | 1008.2731 | 0
|  | 1008.5161 | 0
|  | 1008.7592 | 0
|  | 1009.0021 | 0
|  | 1009.2452 | 0
|  | 1009.4882 | 0
|  | 1009.7313 | 0
|  | 1009.9744 | 0
|  | 1010.2175 | 0
|  | 1010.4605 | 0
|  | 1010.7036 | 0
|  | 1010.9467 | 0
|  | 1011.1898 | 0
|  | 1011.4329 | 0
|  | 1011.6761 | 0
|  | 1011.9192 | 0
|  | 1012.1623 | 0
|  | 1012.4055 | 0
|  | 1012.6487 | 0
|  | 1012.8918 | 0
|  | 1013.135 | 0
|  | 1013.3782 | 0
|  | 1013.6215 | 0
|  | 1013.8646 | 0
|  | 1014.1078 | 0
|  | 1014.3511 | 0
|  | 1014.5943 | 0
|  | 1014.8376 | 0
|  | 1015.0808 | 0
|  | 1015.3241 | 0
|  | 1015.5674 | 0
|  | 1015.8106 | 0
|  | 1016.054 | 0
|  | 1016.2972 | 0
|  | 1016.5405 | 0
|  | 1016.7839 | 0
|  | 1017.0272 | 0
|  | 1017.2705 | 0
|  | 1017.5139 | 0
|  | 1017.7572 | 0
|  | 1018.0005 | 0
|  | 1018.244 | 0
|  | 1018.4873 | 0
|  | 1018.7307 | 0
|  | 1018.9741 | 0
|  | 1019.2175 | 0
|  | 1019.4609 | 0
|  | 1019.7043 | 0
|  | 1019.9478 | 0
|  | 1020.1912 | 0
|  | 1020.4347 | 0
|  | 1020.6782 | 0
|  | 1020.9216 | 0
|  | 1021.1651 | 0
|  | 1021.4086 | 0