## Graph
Product Raw Data
Metal-Core PCB Broadband LEDs
DISCLAIMER: The data presented here are typical. Slight variations in performance data will occur from lot to lot. Please contact Technical Support with any questions regarding the use or reliability of this data.
This data may be used in publications. However, please cite Thorlabs as the source.
Additional Information:
For each LED, the normalized output spectrum has been scaled to the minimum specified output power and plotted in the graph to the right. Due to variations in the manufacturing process and operating parameters such as temperature and current, the actual spectral output of any given LED will vary. Output plots are only intended to be used as a guideline.

## Spectra Scaled to Min Power
LED Item # | MBB1D1 |  | MBB2D1
Min Output Power (mW) | 70 |  | 740
Scaling Constant | 0.24702 |  | 7.296
Spectra | Wavelength (nm) | Spectral Flux (mW/nm) | Wavelength (nm) | Spectral Flux (mW/nm)
| 197.1967 | 0 | 200.04 | 0
| 197.3998 | 0 | 200.24 | 0
| 197.6029 | 0 | 200.44 | 0
| 197.806 | 0 | 200.65 | 0
| 198.0091 | 0 | 200.85 | 0
| 198.2122 | 0 | 201.05 | 0
| 198.4153 | 0 | 201.25 | 0
| 198.6185 | 0 | 201.46 | 0
| 198.8217 | 0 | 201.66 | 0
| 199.0249 | 0 | 201.86 | 0
| 199.2281 | 0 | 202.07 | 0
| 199.4313 | 0 | 202.27 | 0
| 199.6345 | 0 | 202.47 | 0
| 199.8378 | 0 | 202.67 | 0
| 200.0411 | 0 | 202.88 | 0
| 200.2444 | 0 | 203.08 | 0
| 200.4477 | 0 | 203.28 | 0
| 200.651 | 0 | 203.49 | 0
| 200.8543 | 0 | 203.69 | 0
| 201.0577 | 0 | 203.89 | 0
| 201.2611 | 0 | 204.1 | 0
| 201.4645 | 0 | 204.3 | 0
| 201.6679 | 0 | 204.5 | 0
| 201.8713 | 0 | 204.7 | 0
| 202.0747 | 0 | 204.91 | 0
| 202.2782 | 0 | 205.11 | 0
| 202.4816 | 0 | 205.31 | 0
| 202.6851 | 0 | 205.52 | 0
| 202.8886 | 0 | 205.72 | 0
| 203.0921 | 0 | 205.92 | 0
| 203.2957 | 0 | 206.13 | 0
| 203.4992 | 0 | 206.33 | 0
| 203.7028 | 0 | 206.53 | 0
| 203.9064 | 0 | 206.74 | 0
| 204.11 | 0 | 206.94 | 0
| 204.3136 | 0 | 207.14 | 0
| 204.5172 | 0 | 207.35 | 0
| 204.7209 | 0 | 207.55 | 0
| 204.9245 | 0 | 207.75 | 0
| 205.1282 | 0 | 207.96 | 0
| 205.3319 | 0 | 208.16 | 0
| 205.5356 | 0 | 208.36 | 0
| 205.7393 | 0 | 208.57 | 0
| 205.9431 | 0 | 208.77 | 0
| 206.1469 | 0 | 208.97 | 0
| 206.3506 | 0 | 209.18 | 0
| 206.5544 | 0 | 209.38 | 0
| 206.7582 | 0 | 209.58 | 0
| 206.9621 | 0 | 209.79 | 0
| 207.1659 | 0 | 209.99 | 0
| 207.3698 | 0 | 210.19 | 0
| 207.5736 | 0 | 210.4 | 0
| 207.7775 | 0 | 210.6 | 0
| 207.9814 | 0 | 210.8 | 0
| 208.1854 | 0 | 211.01 | 0
| 208.3893 | 0 | 211.21 | 0
| 208.5932 | 0 | 211.42 | 0
| 208.7972 | 0 | 211.62 | 0
| 209.0012 | 0 | 211.82 | 0
| 209.2052 | 0 | 212.03 | 0
| 209.4092 | 0 | 212.23 | 0
| 209.6133 | 0 | 212.43 | 0
| 209.8173 | 0 | 212.64 | 0
| 210.0214 | 0 | 212.84 | 0
| 210.2255 | 0 | 213.05 | 0
| 210.4296 | 0 | 213.25 | 0
| 210.6337 | 0 | 213.45 | 0
| 210.8378 | 0 | 213.66 | 0
| 211.042 | 0 | 213.86 | 0
| 211.2461 | 0 | 214.06 | 0
| 211.4503 | 0 | 214.27 | 0
| 211.6545 | 0 | 214.47 | 0
| 211.8587 | 0 | 214.68 | 0
| 212.063 | 0 | 214.88 | 0
| 212.2672 | 0 | 215.08 | 0
| 212.4715 | 0 | 215.29 | 0
| 212.6758 | 0 | 215.49 | 0
| 212.88 | 0 | 215.7 | 0
| 213.0844 | 0 | 215.9 | 0
| 213.2887 | 0 | 216.1 | 0
| 213.493 | 0 | 216.31 | 0
| 213.6974 | 0 | 216.51 | 0
| 213.9018 | 0 | 216.72 | 0
| 214.1062 | 0 | 216.92 | 0
| 214.3106 | 0 | 217.12 | 0
| 214.515 | 0 | 217.33 | 0
| 214.7194 | 0 | 217.53 | 0
| 214.9239 | 0 | 217.74 | 0
| 215.1284 | 0 | 217.94 | 0
| 215.3328 | 0 | 218.15 | 0
| 215.5373 | 0 | 218.35 | 0
| 215.7419 | 0 | 218.55 | 0
| 215.9464 | 0 | 218.76 | 0
| 216.151 | 0 | 218.96 | 0
| 216.3555 | 0 | 219.17 | 0
| 216.5601 | 0 | 219.37 | 0
| 216.7647 | 0 | 219.58 | 0
| 216.9693 | 0 | 219.78 | 0
| 217.174 | 0 | 219.98 | 0
| 217.3786 | 0 | 220.19 | 0
| 217.5833 | 0 | 220.39 | 0
| 217.788 | 0 | 220.6 | 0
| 217.9926 | 0 | 220.8 | 0
| 218.1974 | 0 | 221.01 | 0
| 218.4021 | 0 | 221.21 | 0
| 218.6068 | 0 | 221.42 | 0
| 218.8116 | 0 | 221.62 | 0
| 219.0164 | 0 | 221.82 | 0
| 219.2212 | 0 | 222.03 | 0
| 219.426 | 0 | 222.23 | 0
| 219.6308 | 0 | 222.44 | 0
| 219.8356 | 0 | 222.64 | 0
| 220.0405 | 0 | 222.85 | 0
| 220.2454 | 0 | 223.05 | 0
| 220.4503 | 0 | 223.26 | 0
| 220.6552 | 0 | 223.46 | 0
| 220.8601 | 0 | 223.67 | 0
| 221.065 | 0 | 223.87 | 0
| 221.27 | 0 | 224.07 | 0
| 221.4749 | 0 | 224.28 | 0
| 221.6799 | 0 | 224.48 | 0
| 221.8849 | 0 | 224.69 | 0
| 222.09 | 0 | 224.89 | 0
| 222.295 | 0 | 225.1 | 0
| 222.5 | 0 | 225.3 | 0
| 222.7051 | 0 | 225.51 | 0
| 222.9102 | 0 | 225.71 | 0
| 223.1153 | 0 | 225.92 | 0
| 223.3204 | 0 | 226.12 | 0
| 223.5255 | 0 | 226.33 | 0
| 223.7307 | 0 | 226.53 | 0
| 223.9358 | 0 | 226.74 | 0
| 224.141 | 0 | 226.94 | 0
| 224.3462 | 0 | 227.15 | 0
| 224.5514 | 0 | 227.35 | 0
| 224.7566 | 0 | 227.56 | 0
| 224.9619 | 0 | 227.76 | 0
| 225.1671 | 0 | 227.97 | 0
| 225.3724 | 0 | 228.17 | 0
| 225.5777 | 0 | 228.38 | 0
| 225.783 | 0 | 228.58 | 0
| 225.9883 | 0 | 228.79 | 0
| 226.1936 | 0 | 228.99 | 0
| 226.399 | 0 | 229.2 | 0
| 226.6044 | 0 | 229.4 | 0
| 226.8098 | 0 | 229.61 | 0
| 227.0152 | 0 | 229.81 | 0
| 227.2206 | 0 | 230.02 | 0
| 227.426 | 0 | 230.22 | 0
| 227.6315 | 0 | 230.43 | 0
| 227.8369 | 0 | 230.63 | 0
| 228.0424 | 0 | 230.84 | 0
| 228.2479 | 0 | 231.04 | 0
| 228.4534 | 0 | 231.25 | 0
| 228.6589 | 0 | 231.46 | 0
| 228.8645 | 0 | 231.66 | 0
| 229.07 | 0 | 231.87 | 0
| 229.2756 | 0 | 232.07 | 0
| 229.4812 | 0 | 232.28 | 0
| 229.6868 | 0 | 232.48 | 0
| 229.8924 | 0 | 232.69 | 0
| 230.0981 | 0 | 232.89 | 0
| 230.3037 | 0 | 233.1 | 0
| 230.5094 | 0 | 233.3 | 0
| 230.7151 | 0 | 233.51 | 0
| 230.9208 | 0 | 233.71 | 0
| 231.1265 | 0 | 233.92 | 0
| 231.3322 | 0 | 234.13 | 0
| 231.538 | 0 | 234.33 | 0
| 231.7437 | 0 | 234.54 | 0
| 231.9495 | 0 | 234.74 | 0
| 232.1553 | 0 | 234.95 | 0
| 232.3611 | 0 | 235.15 | 0
| 232.567 | 0 | 235.36 | 0
| 232.7728 | 0 | 235.56 | 0
| 232.9787 | 0 | 235.77 | 0
| 233.1845 | 0 | 235.98 | 0
| 233.3904 | 0 | 236.18 | 0
| 233.5963 | 0 | 236.39 | 0
| 233.8023 | 0 | 236.59 | 0
| 234.0082 | 0 | 236.8 | 0
| 234.2142 | 0 | 237 | 0
| 234.4201 | 0 | 237.21 | 0
| 234.6261 | 0 | 237.42 | 0
| 234.8321 | 0 | 237.62 | 0
| 235.0381 | 0 | 237.83 | 0
| 235.2442 | 0 | 238.03 | 0
| 235.4502 | 0 | 238.24 | 0
| 235.6563 | 0 | 238.45 | 0
| 235.8624 | 0 | 238.65 | 0
| 236.0685 | 0 | 238.86 | 0
| 236.2746 | 0 | 239.06 | 0
| 236.4807 | 0 | 239.27 | 0
| 236.6869 | 0 | 239.47 | 0
| 236.893 | 0 | 239.68 | 0
| 237.0992 | 0 | 239.89 | 0
| 237.3054 | 0 | 240.09 | 0
| 237.5116 | 0 | 240.3 | 0
| 237.7178 | 0 | 240.5 | 0
| 237.9241 | 0 | 240.71 | 0
| 238.1303 | 0 | 240.92 | 0
| 238.3366 | 0 | 241.12 | 0
| 238.5429 | 0 | 241.33 | 0
| 238.7492 | 0 | 241.53 | 0
| 238.9555 | 0 | 241.74 | 0
| 239.1618 | 0 | 241.95 | 0
| 239.3682 | 0 | 242.15 | 0
| 239.5745 | 0 | 242.36 | 0
| 239.7809 | 0 | 242.57 | 0
| 239.9873 | 0 | 242.77 | 0
| 240.1937 | 0 | 242.98 | 0
| 240.4002 | 0 | 243.18 | 0
| 240.6066 | 0 | 243.39 | 0
| 240.8131 | 0 | 243.6 | 0
| 241.0195 | 0 | 243.8 | 0
| 241.226 | 0 | 244.01 | 0
| 241.4325 | 0 | 244.22 | 0
| 241.6391 | 0 | 244.42 | 0
| 241.8456 | 0 | 244.63 | 0
| 242.0522 | 0 | 244.83 | 0
| 242.2587 | 0 | 245.04 | 0
| 242.4653 | 0 | 245.25 | 0
| 242.6719 | 0 | 245.45 | 0
| 242.8785 | 0 | 245.66 | 0
| 243.0852 | 0 | 245.87 | 0
| 243.2918 | 0 | 246.07 | 0
| 243.4985 | 0 | 246.28 | 0
| 243.7052 | 0 | 246.49 | 0
| 243.9119 | 0 | 246.69 | 0
| 244.1186 | 0 | 246.9 | 0
| 244.3253 | 0 | 247.11 | 0
| 244.532 | 0 | 247.31 | 0
| 244.7388 | 0 | 247.52 | 0
| 244.9456 | 0 | 247.73 | 0
| 245.1524 | 0 | 247.93 | 0
| 245.3592 | 0 | 248.14 | 0
| 245.566 | 0 | 248.35 | 0
| 245.7728 | 0 | 248.55 | 0
| 245.9797 | 0 | 248.76 | 0
| 246.1865 | 0 | 248.97 | 0
| 246.3934 | 0 | 249.17 | 0
| 246.6003 | 0 | 249.38 | 0
| 246.8072 | 0 | 249.59 | 0
| 247.0142 | 0 | 249.79 | 0
| 247.2211 | 0 | 250 | 0
| 247.4281 | 0 | 250.21 | 0
| 247.6351 | 0 | 250.41 | 0
| 247.8421 | 0 | 250.62 | 0
| 248.0491 | 0 | 250.83 | 0
| 248.2561 | 0 | 251.03 | 0
| 248.4631 | 0 | 251.24 | 0
| 248.6702 | 0 | 251.45 | 0
| 248.8773 | 0 | 251.65 | 0
| 249.0843 | 0 | 251.86 | 0
| 249.2914 | 0 | 252.07 | 0
| 249.4986 | 0 | 252.28 | 0
| 249.7057 | 0 | 252.48 | 0
| 249.9128 | 0 | 252.69 | 0
| 250.12 | 0 | 252.9 | 0
| 250.3272 | 0 | 253.1 | 0
| 250.5344 | 0 | 253.31 | 0
| 250.7416 | 0 | 253.52 | 0
| 250.9488 | 0 | 253.72 | 0
| 251.1561 | 0 | 253.93 | 0
| 251.3633 | 0 | 254.14 | 0
| 251.5706 | 0 | 254.35 | 0
| 251.7779 | 0 | 254.55 | 0
| 251.9852 | 0 | 254.76 | 0
| 252.1925 | 0 | 254.97 | 0
| 252.3998 | 0 | 255.17 | 0
| 252.6072 | 0 | 255.38 | 0
| 252.8146 | 0 | 255.59 | 0
| 253.0219 | 0 | 255.8 | 0
| 253.2293 | 0 | 256 | 0
| 253.4368 | 0 | 256.21 | 0
| 253.6442 | 0 | 256.42 | 0
| 253.8516 | 0 | 256.63 | 0
| 254.0591 | 0 | 256.83 | 0
| 254.2666 | 0 | 257.04 | 0
| 254.4741 | 0 | 257.25 | 0
| 254.6816 | 0 | 257.45 | 0
| 254.8891 | 0 | 257.66 | 0
| 255.0966 | 0 | 257.87 | 0
| 255.3042 | 0 | 258.08 | 0
| 255.5118 | 0 | 258.28 | 0
| 255.7193 | 0 | 258.49 | 0
| 255.9269 | 0 | 258.7 | 0
| 256.1346 | 0 | 258.91 | 0
| 256.3422 | 0 | 259.11 | 0
| 256.5498 | 0 | 259.32 | 0
| 256.7575 | 0 | 259.53 | 0
| 256.9652 | 0 | 259.74 | 0
| 257.1729 | 0 | 259.94 | 0
| 257.3806 | 0 | 260.15 | 0
| 257.5883 | 0 | 260.36 | 0
| 257.796 | 0 | 260.57 | 0
| 258.0038 | 0 | 260.77 | 0
| 258.2116 | 0 | 260.98 | 0
| 258.4193 | 0 | 261.19 | 0
| 258.6271 | 0 | 261.4 | 0
| 258.835 | 0 | 261.61 | 0
| 259.0428 | 0 | 261.81 | 0
| 259.2506 | 0 | 262.02 | 0
| 259.4585 | 0 | 262.23 | 0
| 259.6664 | 0 | 262.44 | 0
| 259.8743 | 0 | 262.64 | 0
| 260.0822 | 0 | 262.85 | 0
| 260.2901 | 0 | 263.06 | 0
| 260.4981 | 0 | 263.27 | 0
| 260.706 | 0 | 263.48 | 0
| 260.914 | 0 | 263.68 | 0
| 261.122 | 0 | 263.89 | 0
| 261.33 | 0 | 264.1 | 0
| 261.538 | 0 | 264.31 | 0
| 261.746 | 0 | 264.51 | 0
| 261.9541 | 0 | 264.72 | 0
| 262.1621 | 0 | 264.93 | 0
| 262.3702 | 0 | 265.14 | 0
| 262.5783 | 0 | 265.35 | 0
| 262.7864 | 0 | 265.55 | 0
| 262.9945 | 0 | 265.76 | 0
| 263.2027 | 0 | 265.97 | 0
| 263.4108 | 0 | 266.18 | 0
| 263.619 | 0 | 266.39 | 0
| 263.8272 | 0 | 266.59 | 0
| 264.0354 | 0 | 266.8 | 0
| 264.2436 | 0 | 267.01 | 0
| 264.4519 | 0 | 267.22 | 0
| 264.6601 | 0 | 267.43 | 0
| 264.8684 | 0 | 267.64 | 0
| 265.0767 | 0 | 267.84 | 0
| 265.2849 | 0 | 268.05 | 0
| 265.4933 | 0 | 268.26 | 0
| 265.7016 | 0 | 268.47 | 0
| 265.9099 | 0 | 268.68 | 0
| 266.1183 | 0 | 268.88 | 0
| 266.3267 | 0 | 269.09 | 0
| 266.535 | 0 | 269.3 | 0
| 266.7434 | 0 | 269.51 | 0
| 266.9519 | 0 | 269.72 | 0
| 267.1603 | 0 | 269.93 | 0
| 267.3687 | 0 | 270.13 | 0
| 267.5772 | 0 | 270.34 | 0
| 267.7857 | 0 | 270.55 | 0
| 267.9942 | 0 | 270.76 | 0
| 268.2027 | 0 | 270.97 | 0
| 268.4112 | 0 | 271.18 | 0
| 268.6198 | 0 | 271.39 | 0
| 268.8283 | 0 | 271.59 | 0
| 269.0369 | 0 | 271.8 | 0
| 269.2455 | 0 | 272.01 | 0
| 269.4541 | 0 | 272.22 | 0
| 269.6627 | 0 | 272.43 | 0
| 269.8713 | 0 | 272.64 | 0
| 270.08 | 0 | 272.84 | 0
| 270.2886 | 0 | 273.05 | 0
| 270.4973 | 0 | 273.26 | 0
| 270.706 | 0 | 273.47 | 0
| 270.9147 | 0 | 273.68 | 0
| 271.1234 | 0 | 273.89 | 0
| 271.3322 | 0 | 274.1 | 0
| 271.5409 | 0 | 274.31 | 0
| 271.7497 | 0 | 274.51 | 0
| 271.9585 | 0 | 274.72 | 0
| 272.1673 | 0 | 274.93 | 0
| 272.3761 | 0 | 275.14 | 0
| 272.5849 | 0 | 275.35 | 0
| 272.7938 | 0 | 275.56 | 0
| 273.0026 | 0 | 275.77 | 0
| 273.2115 | 0 | 275.98 | 0
| 273.4204 | 0 | 276.18 | 0
| 273.6293 | 0 | 276.39 | 0
| 273.8383 | 0 | 276.6 | 0
| 274.0472 | 0 | 276.81 | 0
| 274.2561 | 0 | 277.02 | 0
| 274.4651 | 0 | 277.23 | 0
| 274.6741 | 0 | 277.44 | 0
| 274.8831 | 0 | 277.65 | 0
| 275.0921 | 0 | 277.85 | 0
| 275.3011 | 0 | 278.06 | 0
| 275.5102 | 0 | 278.27 | 0
| 275.7192 | 0 | 278.48 | 0
| 275.9283 | 0 | 278.69 | 0
| 276.1374 | 0 | 278.9 | 0
| 276.3465 | 0 | 279.11 | 0
| 276.5556 | 0 | 279.32 | 0
| 276.7648 | 0 | 279.53 | 0
| 276.9739 | 0 | 279.74 | 0
| 277.1831 | 0 | 279.95 | 0
| 277.3923 | 0 | 280.15 | 0
| 277.6015 | 0 | 280.36 | 0
| 277.8107 | 0 | 280.57 | 0
| 278.0199 | 0 | 280.78 | 0
| 278.2292 | 0 | 280.99 | 0
| 278.4384 | 0 | 281.2 | 0
| 278.6477 | 0 | 281.41 | 0
| 278.857 | 0 | 281.62 | 0
| 279.0663 | 0 | 281.83 | 0
| 279.2756 | 0 | 282.04 | 0
| 279.4849 | 0 | 282.25 | 0
| 279.6943 | 0 | 282.46 | 0
| 279.9036 | 0 | 282.67 | 0
| 280.113 | 0 | 282.87 | 0
| 280.3224 | 0 | 283.08 | 0
| 280.5318 | 0 | 283.29 | 0
| 280.7413 | 0 | 283.5 | 0
| 280.9507 | 0 | 283.71 | 0
| 281.1602 | 0 | 283.92 | 0
| 281.3696 | 0 | 284.13 | 0
| 281.5791 | 0 | 284.34 | 0
| 281.7886 | 0 | 284.55 | 0
| 281.9981 | 0 | 284.76 | 0
| 282.2077 | 0 | 284.97 | 0
| 282.4172 | 0 | 285.18 | 0
| 282.6268 | 0 | 285.39 | 0
| 282.8363 | 0 | 285.6 | 0
| 283.0459 | 0 | 285.81 | 0
| 283.2555 | 0 | 286.02 | 0
| 283.4652 | 0 | 286.23 | 0
| 283.6748 | 0 | 286.44 | 0
| 283.8844 | 0 | 286.65 | 0
| 284.0941 | 0 | 286.85 | 0
| 284.3038 | 0 | 287.06 | 0
| 284.5135 | 0 | 287.27 | 0
| 284.7232 | 0 | 287.48 | 0
| 284.9329 | 0 | 287.69 | 0
| 285.1427 | 0 | 287.9 | 0
| 285.3524 | 0 | 288.11 | 0
| 285.5622 | 0 | 288.32 | 0
| 285.772 | 0 | 288.53 | 0
| 285.9818 | 0 | 288.74 | 0
| 286.1916 | 0 | 288.95 | 0
| 286.4015 | 0 | 289.16 | 0
| 286.6113 | 0 | 289.37 | 0
| 286.8212 | 0 | 289.58 | 0
| 287.031 | 0 | 289.79 | 0
| 287.2409 | 0 | 290 | 0
| 287.4508 | 0 | 290.21 | 0
| 287.6608 | 0 | 290.42 | 0
| 287.8707 | 0 | 290.63 | 0
| 288.0807 | 0 | 290.84 | 0
| 288.2906 | 0 | 291.05 | 0
| 288.5006 | 0 | 291.26 | 0
| 288.7106 | 0 | 291.47 | 0
| 288.9206 | 0 | 291.68 | 0
| 289.1307 | 0 | 291.89 | 0
| 289.3407 | 0 | 292.1 | 0
| 289.5508 | 0 | 292.31 | 0
| 289.7608 | 0 | 292.52 | 0
| 289.9709 | 0 | 292.73 | 0
| 290.181 | 0 | 292.94 | 0
| 290.3912 | 0 | 293.15 | 0
| 290.6013 | 0 | 293.36 | 0
| 290.8114 | 0 | 293.57 | 0
| 291.0216 | 0 | 293.78 | 0
| 291.2318 | 0 | 293.99 | 0
| 291.442 | 0 | 294.2 | 0
| 291.6522 | 0 | 294.41 | 0
| 291.8624 | 0 | 294.62 | 0
| 292.0726 | 0 | 294.83 | 0
| 292.2829 | 0 | 295.04 | 0
| 292.4932 | 0 | 295.25 | 0
| 292.7035 | 0 | 295.46 | 0
| 292.9138 | 0 | 295.67 | 0
| 293.1241 | 0 | 295.88 | 0
| 293.3344 | 0 | 296.09 | 0
| 293.5447 | 0 | 296.3 | 0
| 293.7551 | 0 | 296.51 | 0
| 293.9655 | 0 | 296.73 | 0
| 294.1759 | 0 | 296.94 | 0
| 294.3863 | 0 | 297.15 | 0
| 294.5967 | 0 | 297.36 | 0
| 294.8071 | 0 | 297.57 | 0
| 295.0176 | 0 | 297.78 | 0
| 295.228 | 0 | 297.99 | 0
| 295.4385 | 0 | 298.2 | 0
| 295.649 | 0 | 298.41 | 0
| 295.8595 | 0 | 298.62 | 0
| 296.07 | 0 | 298.83 | 0
| 296.2806 | 0 | 299.04 | 0
| 296.4911 | 0 | 299.25 | 0
| 296.7017 | 0 | 299.46 | 0
| 296.9123 | 0 | 299.67 | 0
| 297.1229 | 0 | 299.88 | 0
| 297.3335 | 0 | 300.09 | 0
| 297.5441 | 0 | 300.3 | 0
| 297.7548 | 0 | 300.51 | 0
| 297.9654 | 0 | 300.73 | 0
| 298.1761 | 0 | 300.94 | 0
| 298.3868 | 0 | 301.15 | 0
| 298.5975 | 0 | 301.36 | 0
| 298.8082 | 0 | 301.57 | 0
| 299.019 | 0 | 301.78 | 0
| 299.2297 | 0 | 301.99 | 0
| 299.4405 | 0 | 302.2 | 0
| 299.6512 | 0 | 302.41 | 0
| 299.862 | 0 | 302.62 | 0
| 300.0728 | 0 | 302.83 | 0
| 300.2837 | 0 | 303.04 | 0
| 300.4945 | 0 | 303.25 | 0
| 300.7054 | 0 | 303.47 | 0
| 300.9162 | 0 | 303.68 | 0
| 301.1271 | 0 | 303.89 | 0
| 301.338 | 0 | 304.1 | 0
| 301.5489 | 0 | 304.31 | 0
| 301.7598 | 0 | 304.52 | 0
| 301.9708 | 0 | 304.73 | 0
| 302.1817 | 0 | 304.94 | 0
| 302.3927 | 0 | 305.15 | 0
| 302.6037 | 0 | 305.36 | 0
| 302.8147 | 0 | 305.57 | 0
| 303.0257 | 0 | 305.79 | 0
| 303.2367 | 0 | 306 | 0
| 303.4478 | 0 | 306.21 | 0
| 303.6588 | 0 | 306.42 | 0
| 303.8699 | 0 | 306.63 | 0
| 304.081 | 0 | 306.84 | 0
| 304.2921 | 0 | 307.05 | 0
| 304.5032 | 0 | 307.26 | 0
| 304.7144 | 0 | 307.47 | 0
| 304.9255 | 0 | 307.69 | 0
| 305.1367 | 0 | 307.9 | 0
| 305.3479 | 0 | 308.11 | 0
| 305.5591 | 0 | 308.32 | 0
| 305.7703 | 0 | 308.53 | 0
| 305.9815 | 0 | 308.74 | 0
| 306.1927 | 0 | 308.95 | 0
| 306.404 | 0 | 309.16 | 0
| 306.6153 | 0 | 309.38 | 0
| 306.8265 | 0 | 309.59 | 0
| 307.0378 | 0 | 309.8 | 0
| 307.2491 | 0 | 310.01 | 0
| 307.4605 | 0 | 310.22 | 0
| 307.6718 | 0 | 310.43 | 0
| 307.8832 | 0 | 310.64 | 0
| 308.0945 | 0 | 310.86 | 0
| 308.3059 | 0 | 311.07 | 0
| 308.5173 | 0 | 311.28 | 0
| 308.7287 | 0 | 311.49 | 0
| 308.9402 | 0 | 311.7 | 0
| 309.1516 | 0 | 311.91 | 0
| 309.3631 | 0 | 312.12 | 0
| 309.5746 | 0 | 312.34 | 0
| 309.786 | 0 | 312.55 | 0
| 309.9976 | 0 | 312.76 | 0
| 310.2091 | 0 | 312.97 | 0
| 310.4206 | 0 | 313.18 | 0
| 310.6322 | 0 | 313.39 | 0
| 310.8437 | 0 | 313.61 | 0
| 311.0553 | 0 | 313.82 | 0
| 311.2669 | 0 | 314.03 | 0
| 311.4785 | 0 | 314.24 | 0
| 311.6901 | 0 | 314.45 | 0
| 311.9018 | 0 | 314.66 | 0
| 312.1134 | 0 | 314.88 | 0
| 312.3251 | 0 | 315.09 | 0
| 312.5368 | 0 | 315.3 | 0
| 312.7485 | 0 | 315.51 | 0
| 312.9602 | 0 | 315.72 | 0
| 313.1719 | 0 | 315.93 | 0
| 313.3836 | 0 | 316.15 | 0
| 313.5954 | 0 | 316.36 | 0
| 313.8072 | 0 | 316.57 | 0
| 314.0189 | 0 | 316.78 | 0
| 314.2307 | 0 | 316.99 | 0
| 314.4425 | 0 | 317.2 | 0
| 314.6544 | 0 | 317.42 | 0
| 314.8662 | 0 | 317.63 | 0
| 315.0781 | 0 | 317.84 | 0
| 315.29 | 0 | 318.05 | 0
| 315.5018 | 0 | 318.26 | 0
| 315.7137 | 0 | 318.48 | 0
| 315.9257 | 0 | 318.69 | 0
| 316.1376 | 0 | 318.9 | 0
| 316.3495 | 0 | 319.11 | 0
| 316.5615 | 0 | 319.32 | 0
| 316.7735 | 0 | 319.54 | 0
| 316.9855 | 0 | 319.75 | 0
| 317.1975 | 0 | 319.96 | 0
| 317.4095 | 0 | 320.17 | 0
| 317.6215 | 0 | 320.38 | 0
| 317.8336 | 0 | 320.6 | 0
| 318.0456 | 0 | 320.81 | 0
| 318.2577 | 0 | 321.02 | 0
| 318.4698 | 0 | 321.23 | 0
| 318.6819 | 0 | 321.45 | 0
| 318.894 | 0 | 321.66 | 0
| 319.1062 | 0 | 321.87 | 0
| 319.3183 | 0 | 322.08 | 0
| 319.5305 | 0 | 322.29 | 0
| 319.7427 | 0 | 322.51 | 0
| 319.9549 | 0 | 322.72 | 0
| 320.1671 | 0 | 322.93 | 0
| 320.3793 | 0 | 323.14 | 0
| 320.5915 | 0 | 323.36 | 0
| 320.8038 | 0 | 323.57 | 0
| 321.016 | 0 | 323.78 | 0
| 321.2283 | 0 | 323.99 | 0
| 321.4406 | 0 | 324.21 | 0
| 321.6529 | 0 | 324.42 | 0
| 321.8653 | 0 | 324.63 | 0
| 322.0776 | 0 | 324.84 | 0
| 322.29 | 0 | 325.05 | 0
| 322.5023 | 0 | 325.27 | 0
| 322.7147 | 0 | 325.48 | 0
| 322.9271 | 0 | 325.69 | 0
| 323.1395 | 0 | 325.9 | 0
| 323.352 | 0 | 326.12 | 0
| 323.5644 | 0 | 326.33 | 0
| 323.7769 | 0 | 326.54 | 0
| 323.9893 | 0 | 326.76 | 0
| 324.2018 | 0 | 326.97 | 0
| 324.4143 | 0 | 327.18 | 0
| 324.6268 | 0 | 327.39 | 0
| 324.8394 | 0 | 327.61 | 0
| 325.0519 | 0 | 327.82 | 0
| 325.2645 | 0 | 328.03 | 0
| 325.477 | 0 | 328.24 | 0
| 325.6896 | 0 | 328.46 | 0
| 325.9022 | 0 | 328.67 | 0
| 326.1148 | 0 | 328.88 | 0
| 326.3275 | 0 | 329.09 | 0
| 326.5401 | 0 | 329.31 | 0
| 326.7528 | 0 | 329.52 | 0
| 326.9655 | 0 | 329.73 | 0
| 327.1782 | 0 | 329.95 | 0
| 327.3909 | 0 | 330.16 | 0
| 327.6036 | 0 | 330.37 | 0
| 327.8163 | 0 | 330.58 | 0
| 328.0291 | 0 | 330.8 | 0
| 328.2418 | 0 | 331.01 | 0
| 328.4546 | 0 | 331.22 | 0
| 328.6674 | 0 | 331.44 | 0
| 328.8802 | 0 | 331.65 | 0
| 329.093 | 0 | 331.86 | 0
| 329.3059 | 0 | 332.07 | 0
| 329.5187 | 0 | 332.29 | 0
| 329.7316 | 0 | 332.5 | 0
| 329.9444 | 0 | 332.71 | 0
| 330.1573 | 0 | 332.93 | 0
| 330.3702 | 0 | 333.14 | 0
| 330.5832 | 0 | 333.35 | 0
| 330.7961 | 0 | 333.57 | 0
| 331.0091 | 0 | 333.78 | 0
| 331.222 | 0 | 333.99 | 0
| 331.435 | 0 | 334.2 | 0
| 331.648 | 0 | 334.42 | 0
| 331.861 | 0 | 334.63 | 0
| 332.074 | 0 | 334.84 | 0
| 332.2871 | 0 | 335.06 | 0
| 332.5001 | 0 | 335.27 | 0
| 332.7132 | 0 | 335.48 | 0
| 332.9263 | 0 | 335.7 | 0
| 333.1394 | 0 | 335.91 | 0
| 333.3525 | 0 | 336.12 | 0
| 333.5656 | 0 | 336.34 | 0
| 333.7787 | 0 | 336.55 | 0
| 333.9919 | 0 | 336.76 | 0
| 334.2051 | 0 | 336.98 | 0
| 334.4182 | 0 | 337.19 | 0
| 334.6314 | 0 | 337.4 | 0
| 334.8446 | 0 | 337.62 | 0
| 335.0579 | 0 | 337.83 | 0
| 335.2711 | 0 | 338.04 | 0
| 335.4844 | 0 | 338.26 | 0
| 335.6976 | 0 | 338.47 | 0
| 335.9109 | 0 | 338.68 | 0
| 336.1242 | 0 | 338.9 | 0
| 336.3375 | 0 | 339.11 | 0
| 336.5509 | 0 | 339.32 | 0
| 336.7642 | 0 | 339.54 | 0
| 336.9775 | 0 | 339.75 | 0
| 337.1909 | 0 | 339.96 | 0
| 337.4043 | 0 | 340.18 | 0
| 337.6177 | 0 | 340.39 | 0
| 337.8311 | 0 | 340.6 | 0
| 338.0445 | 0 | 340.82 | 0
| 338.258 | 0 | 341.03 | 0
| 338.4714 | 0 | 341.24 | 0
| 338.6849 | 0 | 341.46 | 0
| 338.8984 | 0 | 341.67 | 0
| 339.1119 | 0 | 341.89 | 0
| 339.3254 | 0 | 342.1 | 0
| 339.5389 | 0 | 342.31 | 0
| 339.7525 | 0 | 342.53 | 0
| 339.966 | 0 | 342.74 | 0
| 340.1796 | 0 | 342.95 | 0
| 340.3932 | 0 | 343.17 | 0
| 340.6068 | 0 | 343.38 | 0
| 340.8204 | 0 | 343.6 | 0
| 341.034 | 0 | 343.81 | 0
| 341.2477 | 0 | 344.02 | 0
| 341.4613 | 0 | 344.24 | 0
| 341.675 | 0 | 344.45 | 0
| 341.8887 | 0 | 344.66 | 0
| 342.1024 | 0 | 344.88 | 0
| 342.3161 | 0 | 345.09 | 0
| 342.5298 | 0 | 345.31 | 0
| 342.7436 | 0 | 345.52 | 0
| 342.9573 | 0 | 345.73 | 0
| 343.1711 | 0 | 345.95 | 0
| 343.3849 | 0 | 346.16 | 0
| 343.5987 | 0 | 346.38 | 0
| 343.8125 | 0 | 346.59 | 0
| 344.0263 | 0 | 346.8 | 0
| 344.2402 | 0 | 347.02 | 0
| 344.454 | 0 | 347.23 | 0
| 344.6679 | 0 | 347.45 | 0
| 344.8818 | 0 | 347.66 | 0
| 345.0957 | 0 | 347.87 | 0
| 345.3096 | 0 | 348.09 | 0
| 345.5235 | 0 | 348.3 | 0
| 345.7375 | 0 | 348.52 | 0
| 345.9514 | 0 | 348.73 | 0
| 346.1654 | 0 | 348.94 | 0
| 346.3794 | 0 | 349.16 | 0
| 346.5934 | 0 | 349.37 | 0
| 346.8074 | 0 | 349.59 | 0
| 347.0214 | 0 | 349.8 | 0
| 347.2354 | 0 | 350.01 | 0
| 347.4495 | 0 | 350.23 | 0
| 347.6636 | 0 | 350.44 | 0
| 347.8777 | 0 | 350.66 | 0
| 348.0918 | 0 | 350.87 | 0
| 348.3059 | 0 | 351.09 | 0
| 348.52 | 0 | 351.3 | 0
| 348.7341 | 0 | 351.51 | 0
| 348.9483 | 0 | 351.73 | 0
| 349.1625 | 0 | 351.94 | 0
| 349.3767 | 0 | 352.16 | 0
| 349.5909 | 0 | 352.37 | 0
| 349.8051 | 0 | 352.59 | 0
| 350.0193 | 0 | 352.8 | 0
| 350.2335 | 0 | 353.02 | 0
| 350.4478 | 0 | 353.23 | 0
| 350.6621 | 0 | 353.44 | 0
| 350.8763 | 0 | 353.66 | 0
| 351.0906 | 0 | 353.87 | 0
| 351.305 | 0 | 354.09 | 0
| 351.5193 | 0 | 354.3 | 0
| 351.7336 | 0 | 354.52 | 0
| 351.948 | 0 | 354.73 | 0
| 352.1623 | 0 | 354.95 | 0
| 352.3767 | 0 | 355.16 | 0
| 352.5911 | 0 | 355.37 | 0
| 352.8055 | 0 | 355.59 | 0
| 353.02 | 0 | 355.8 | 0
| 353.2344 | 0 | 356.02 | 0
| 353.4489 | 0 | 356.23 | 0
| 353.6633 | 0 | 356.45 | 0
| 353.8778 | 0 | 356.66 | 0
| 354.0923 | 0 | 356.88 | 0
| 354.3068 | 0 | 357.09 | 0
| 354.5213 | 0 | 357.31 | 0
| 354.7359 | 0 | 357.52 | 0
| 354.9504 | 0 | 357.74 | 0
| 355.165 | 0 | 357.95 | 0
| 355.3796 | 0 | 358.17 | 0
| 355.5942 | 0 | 358.38 | 0
| 355.8088 | 0 | 358.6 | 0
| 356.0234 | 0 | 358.81 | 0
| 356.238 | 0 | 359.02 | 0
| 356.4527 | 0 | 359.24 | 0
| 356.6674 | 0 | 359.45 | 0
| 356.882 | 0 | 359.67 | 0
| 357.0967 | 0 | 359.88 | 0
| 357.3114 | 0 | 360.1 | 0
| 357.5262 | 0 | 360.31 | 0.03648
| 357.7409 | 0 | 360.53 | 0.11491
| 357.9557 | 0 | 360.74 | 0.022545
| 358.1704 | 0 | 360.96 | 0.01182
| 358.3852 | 0 | 361.17 | 0.054793
| 358.6 | 0 | 361.39 | 0.14818
| 358.8148 | 0 | 361.6 | 0.0053687
| 359.0296 | 0 | 361.82 | 0.075149
| 359.2445 | 0 | 362.03 | 0.077338
| 359.4593 | 0 | 362.25 | 0.14388
| 359.6742 | 0 | 362.46 | 0.013935
| 359.889 | 0 | 362.68 | 0.01182
| 360.1039 | 0 | 362.89 | 0.0064424
| 360.3188 | 0 | 363.11 | 0.13636
| 360.5338 | 0 | 363.32 | 0.0042949
| 360.7487 | 0 | 363.54 | 0.074055
| 360.9636 | 0 | 363.75 | 0.022545
| 361.1786 | 0 | 363.97 | 0.070845
| 361.3936 | 0 | 364.19 | 0.068729
| 361.6086 | 0 | 364.4 | 0.06654
| 361.8236 | 0 | 364.62 | 0.069823
| 362.0386 | 0 | 364.83 | 0.0096308
| 362.2536 | 0 | 365.05 | 0.037575
| 362.4687 | 0 | 365.26 | 0.039763
| 362.6837 | 0 | 365.48 | 0.0010737
| 362.8988 | 0 | 365.69 | 0.035459
| 363.1139 | 0 | 365.91 | 0.070845
| 363.329 | 0 | 366.12 | 0.038669
| 363.5441 | 0 | 366.34 | 0.0021475
| 363.7592 | 0 | 366.55 | 0.071939
| 363.9744 | 0 | 366.77 | 0.012914
| 364.1895 | 0 | 366.98 | 0.04509
| 364.4047 | 0 | 367.2 | 0.016124
| 364.6199 | 0 | 367.41 | 0.060119
| 364.8351 | 0 | 367.63 | 0.019335
| 365.0503 | 0 | 367.85 | 0.070845
| 365.2656 | 0 | 368.06 | 0.012914
| 365.4808 | 0 | 368.28 | 0.056909
| 365.696 | 0 | 368.49 | 0.0032212
| 365.9113 | 0 | 368.71 | 0.020429
| 366.1266 | 0 | 368.92 | 0.027944
| 366.3419 | 0 | 369.14 | 0.04509
| 366.5572 | 0 | 369.35 | 0.083759
| 366.7725 | 0 | 369.57 | 0.060119
| 366.9879 | 0 | 369.78 | 0.013935
| 367.2032 | 0 | 370 | 0.02145
| 367.4186 | 0 | 370.22 | 0.03006
| 367.634 | 0 | 370.43 | 0.0032212
| 367.8494 | 0 | 370.65 | 0.037575
| 368.0648 | 0 | 370.86 | 0.061214
| 368.2802 | 0 | 371.08 | 0.01824
| 368.4957 | 0 | 371.29 | 0.035459
| 368.7111 | 0 | 371.51 | 0.053699
| 368.9266 | 0 | 371.73 | 0.049394
| 369.1421 | 0 | 371.94 | 0.012914
| 369.3575 | 0 | 372.16 | 0.027944
| 369.5731 | 0 | 372.37 | 0.01824
| 369.7886 | 0 | 372.59 | 0.034364
| 370.0041 | 0 | 372.8 | 0.032248
| 370.2197 | 0 | 373.02 | 0.06654
| 370.4352 | 0 | 373.24 | 0.038669
| 370.6508 | 0 | 373.45 | 0.064424
| 370.8664 | 0 | 373.67 | 0.0483
| 371.082 | 0 | 373.88 | 0.078359
| 371.2976 | 0 | 374.1 | 0.040785
| 371.5133 | 0 | 374.32 | 0.012914
| 371.7289 | 0 | 374.53 | 0.0010737
| 371.9446 | 0 | 374.75 | 0.041879
| 372.1602 | 0 | 374.96 | 0.03327
| 372.3759 | 0 | 375.18 | 0.042974
| 372.5916 | 0.01587 | 375.39 | 0.01182
| 372.8073 | 0.021854 | 375.61 | 0.041879
| 373.0231 | 0.015309 | 375.83 | 0.012914
| 373.2388 | 0.018992 | 376.04 | 0.02145
| 373.4546 | 0.014604 | 376.26 | 0.02145
| 373.6704 | 0.01859 | 376.47 | 0.0021475
| 373.8861 | 0.016263 | 376.69 | 0.039763
| 374.1019 | 0.017197 | 376.91 | 0.086969
| 374.3178 | 0.012894 | 377.12 | 0.0032212
| 374.5336 | 0.019424 | 377.34 | 0.0053687
| 374.7494 | 0.015633 | 377.55 | 0.010725
| 374.9653 | 0.018755 | 377.77 | 0.034364
| 375.1811 | 0.016183 | 377.99 | 0.010725
| 375.397 | 0.019564 | 378.2 | 0.0096308
| 375.6129 | 0.016811 | 378.42 | 0.01824
| 375.8288 | 0.021309 | 378.64 | 0.0483
| 376.0448 | 0.016947 | 378.85 | 0.027944
| 376.2607 | 0.016935 | 379.07 | 0.013935
| 376.4767 | 0.011342 | 379.28 | 0.0086093
| 376.6926 | 0.016 | 379.5 | 0.017146
| 376.9086 | 0.012186 | 379.72 | 0.017146
| 377.1246 | 0.01893 | 379.93 | 0.0075149
| 377.3406 | 0.012613 | 380.15 | 0.0053687
| 377.5566 | 0.015943 | 380.37 | 0.041879
| 377.7727 | 0.010501 | 380.58 | 0.041879
| 377.9887 | 0.013117 | 380.8 | 0.031154
| 378.2048 | 0.013311 | 381.01 | 0.03327
| 378.4208 | 0.013564 | 381.23 | 0.025755
| 378.6369 | 0.010153 | 381.45 | 0.016124
| 378.853 | 0.012965 | 381.66 | 0.022545
| 379.0692 | 0.01336 | 381.88 | 0.047278
| 379.2853 | 0.014752 | 382.1 | 0.0086093
| 379.5014 | 0.010863 | 382.31 | 0.0053687
| 379.7176 | 0.012962 | 382.53 | 0.0032212
| 379.9338 | 0.010751 | 382.75 | 0.01182
| 380.15 | 0.01285 | 382.96 | 0.023639
| 380.3662 | 0.00943 | 383.18 | 0.010725
| 380.5824 | 0.013312 | 383.39 | 0.0053687
| 380.7986 | 0.0078352 | 383.61 | 0.016124
| 381.0148 | 0.011 | 383.83 | 0.046184
| 381.2311 | 0.0082723 | 384.04 | 0.013935
| 381.4474 | 0.010336 | 384.26 | 0.037575
| 381.6637 | 0.0071426 | 384.48 | 0.0096308
| 381.88 | 0.010842 | 384.69 | 0.01824
| 382.0963 | 0.0068785 | 384.91 | 0.012914
| 382.3126 | 0.010312 | 385.13 | 0.0064424
| 382.5289 | 0.0088131 | 385.34 | 0.03006
| 382.7453 | 0.0098534 | 385.56 | 0.01182
| 382.9617 | 0.0087017 | 385.78 | 0
| 383.178 | 0.0097802 | 385.99 | 0.01503
| 383.3944 | 0.0081635 | 386.21 | 0.0042949
| 383.6108 | 0.011491 | 386.43 | 0.040785
| 383.8273 | 0.0072506 | 386.64 | 0.0064424
| 384.0437 | 0.0091855 | 386.86 | 0.034364
| 384.2601 | 0.0066624 | 387.08 | 0.01182
| 384.4766 | 0.0088299 | 387.29 | 0.0096308
| 384.6931 | 0.0058468 | 387.51 | 0.0064424
| 384.9096 | 0.0083431 | 387.73 | 0.0096308
| 385.1261 | 0.0068571 | 387.94 | 0.0053687
| 385.3426 | 0.0091522 | 388.16 | 0.0096308
| 385.5591 | 0.0070803 | 388.38 | 0.0042949
| 385.7757 | 0.0081677 | 388.59 | 0.034364
| 385.9922 | 0.0063001 | 388.81 | 0.0010737
| 386.2088 | 0.0081443 | 389.03 | 0.02145
| 386.4254 | 0.0065908 | 389.24 | 0.025755
| 386.642 | 0.0077949 | 389.46 | 0.0053687
| 386.8586 | 0.0060419 | 389.68 | 0.0042949
| 387.0752 | 0.0085838 | 389.9 | 0.01503
| 387.2919 | 0.0064569 | 390.11 | 0.0032212
| 387.5085 | 0.0080874 | 390.33 | 0.0042949
| 387.7252 | 0.0060322 | 390.55 | 0.01824
| 387.9419 | 0.0083445 | 390.76 | 0.024661
| 388.1586 | 0.0051213 | 390.98 | 0.0096308
| 388.3753 | 0.0076811 | 391.2 | 0.01182
| 388.592 | 0.0062688 | 391.41 | 0.016124
| 388.8087 | 0.0080179 | 391.63 | 0.02145
| 389.0255 | 0.0058724 | 391.85 | 0.0053687
| 389.2423 | 0.0091068 | 392.07 | 0.0075149
| 389.459 | 0.0065573 | 392.28 | 0.0021475
| 389.6758 | 0.0090609 | 392.5 | 0.025755
| 389.8926 | 0.007332 | 392.72 | 0.0021475
| 390.1095 | 0.0071499 | 392.93 | 0.0096308
| 390.3263 | 0.0064006 | 393.15 | 0.0086093
| 390.5431 | 0.0085395 | 393.37 | 0.0075149
| 390.76 | 0.0074736 | 393.58 | 0.01503
| 390.9769 | 0.0087174 | 393.8 | 0.01824
| 391.1938 | 0.0078812 | 394.02 | 0.012914
| 391.4107 | 0.0089594 | 394.24 | 0.0053687
| 391.6276 | 0.0062039 | 394.45 | 0.012914
| 391.8445 | 0.0080618 | 394.67 | 0.0010737
| 392.0614 | 0.0067813 | 394.89 | 0
| 392.2784 | 0.0081452 | 395.11 | 0.041879
| 392.4954 | 0.006567 | 395.32 | 0.0064424
| 392.7123 | 0.0087533 | 395.54 | 0.0053687
| 392.9293 | 0.0056771 | 395.76 | 0.0032212
| 393.1464 | 0.0094336 | 395.97 | 0.017146
| 393.3634 | 0.0065032 | 396.19 | 0.0075149
| 393.5804 | 0.0088518 | 396.41 | 0.020429
| 393.7975 | 0.0060118 | 396.63 | 0.0096308
| 394.0145 | 0.0075152 | 396.84 | 0.012914
| 394.2316 | 0.0066921 | 397.06 | 0.013935
| 394.4487 | 0.0084705 | 397.28 | 0.019335
| 394.6658 | 0.0063901 | 397.5 | 0.023639
| 394.8829 | 0.0079322 | 397.71 | 0.02145
| 395.1001 | 0.005472 | 397.93 | 0.0021475
| 395.3172 | 0.0080842 | 398.15 | 0.028965
| 395.5344 | 0.0068902 | 398.37 | 0.0075149
| 395.7515 | 0.007758 | 398.58 | 0.019335
| 395.9687 | 0.0064325 | 398.8 | 0.013935
| 396.1859 | 0.0082542 | 399.02 | 0.027944
| 396.4031 | 0.006461 | 399.24 | 0.028965
| 396.6204 | 0.00867 | 399.45 | 0.038669
| 396.8376 | 0.00672 | 399.67 | 0.017146
| 397.0549 | 0.007618 | 399.89 | 0.02145
| 397.2721 | 0.0070322 | 400.11 | 0.024661
| 397.4894 | 0.0081441 | 400.32 | 0.037575
| 397.7067 | 0.0056005 | 400.54 | 0.0021475
| 397.924 | 0.0086585 | 400.76 | 0.013935
| 398.1413 | 0.0061268 | 400.98 | 0.0021475
| 398.3587 | 0.0081775 | 401.19 | 0.0032212
| 398.576 | 0.0060472 | 401.41 | 0.019335
| 398.7934 | 0.0065933 | 401.63 | 0.019335
| 399.0108 | 0.0056922 | 401.85 | 0.022545
| 399.2282 | 0.0067318 | 402.06 | 0.0086093
| 399.4456 | 0.0064804 | 402.28 | 0.0075149
| 399.663 | 0.0070259 | 402.5 | 0.016124
| 399.8804 | 0.0057702 | 402.72 | 0.01503
| 400.0979 | 0.0067866 | 402.94 | 0.0053687
| 400.3153 | 0.0059724 | 403.15 | 0.0042949
| 400.5328 | 0.0071179 | 403.37 | 0.01182
| 400.7503 | 0.0047962 | 403.59 | 0.012914
| 400.9678 | 0.0067434 | 403.81 | 0.010725
| 401.1853 | 0.0037411 | 404.02 | 0.0010737
| 401.4028 | 0.0056687 | 404.24 | 0.027944
| 401.6203 | 0.0056684 | 404.46 | 0.016124
| 401.8379 | 0.0069313 | 404.68 | 0.01182
| 402.0555 | 0.0056354 | 404.9 | 0.0010737
| 402.273 | 0.0059624 | 405.11 | 0.017146
| 402.4906 | 0.0048758 | 405.33 | 0.016124
| 402.7082 | 0.0057424 | 405.55 | 0.017146
| 402.9259 | 0.0049088 | 405.77 | 0.010725
| 403.1435 | 0.0055781 | 405.99 | 0.02145
| 403.3611 | 0.0049604 | 406.2 | 0.0064424
| 403.5788 | 0.0064277 | 406.42 | 0.016124
| 403.7965 | 0.0049816 | 406.64 | 0.0021475
| 404.0142 | 0.0058752 | 406.86 | 0.010725
| 404.2319 | 0.0042387 | 407.08 | 0.0010737
| 404.4496 | 0.0056993 | 407.29 | 0.024661
| 404.6673 | 0.0048584 | 407.51 | 0.0042949
| 404.8851 | 0.0066387 | 407.73 | 0.022545
| 405.1028 | 0.004506 | 407.95 | 0.0075149
| 405.3206 | 0.0058271 | 408.17 | 0.01503
| 405.5384 | 0.0036677 | 408.38 | 0.01182
| 405.7562 | 0.005927 | 408.6 | 0.0053687
| 405.974 | 0.0041137 | 408.82 | 0.0096308
| 406.1918 | 0.0043451 | 409.04 | 0.0021475
| 406.4096 | 0.0057112 | 409.26 | 0.013935
| 406.6275 | 0.0042791 | 409.47 | 0.0032212
| 406.8453 | 0.0056273 | 409.69 | 0.0021475
| 407.0632 | 0.0047634 | 409.91 | 0.0075149
| 407.2811 | 0.0042575 | 410.13 | 0.0086093
| 407.499 | 0.0042551 | 410.35 | 0.0042949
| 407.7169 | 0.0050218 | 410.57 | 0.017146
| 407.9349 | 0.004918 | 410.78 | 0.0010737
| 408.1528 | 0.0049531 | 411 | 0.0042949
| 408.3708 | 0.0046816 | 411.22 | 0
| 408.5887 | 0.004811 | 411.44 | 0
| 408.8067 | 0.0043073 | 411.66 | 0.0064424
| 409.0247 | 0.0049242 | 411.88 | 0.012914
| 409.2427 | 0.0042559 | 412.09 | 0.0042949
| 409.4607 | 0.0056116 | 412.31 | 0.0032212
| 409.6788 | 0.0040476 | 412.53 | 0.0032212
| 409.8968 | 0.0047987 | 412.75 | 0.010725
| 410.1149 | 0.0039035 | 412.97 | 0.0064424
| 410.333 | 0.0053846 | 413.19 | 0.0021475
| 410.5511 | 0.0042057 | 413.4 | 0.0032212
| 410.7692 | 0.0050151 | 413.62 | 0.017146
| 410.9873 | 0.0037179 | 413.84 | 0.0064424
| 411.2054 | 0.0057956 | 414.06 | 0.0064424
| 411.4236 | 0.0038289 | 414.28 | 0.0096308
| 411.6417 | 0.0055692 | 414.5 | 0.0075149
| 411.8599 | 0.0044297 | 414.72 | 0
| 412.0781 | 0.0059454 | 414.93 | 0.0032212
| 412.2963 | 0.004973 | 415.15 | 0.0021475
| 412.5145 | 0.0053671 | 415.37 | 0.012914
| 412.7327 | 0.003877 | 415.59 | 0.01182
| 412.9509 | 0.0054752 | 415.81 | 0.0086093
| 413.1692 | 0.0047565 | 416.03 | 0.0096308
| 413.3875 | 0.0061299 | 416.25 | 0.0086093
| 413.6057 | 0.0036948 | 416.46 | 0.0064424
| 413.824 | 0.0062365 | 416.68 | 0.0010737
| 414.0423 | 0.0054788 | 416.9 | 0.013935
| 414.2606 | 0.0061435 | 417.12 | 0.01503
| 414.479 | 0.0050275 | 417.34 | 0.0086093
| 414.6973 | 0.0057369 | 417.56 | 0.010725
| 414.9157 | 0.004718 | 417.78 | 0.0032212
| 415.1341 | 0.0065632 | 417.99 | 0.017146
| 415.3524 | 0.0047764 | 418.21 | 0.0032212
| 415.5708 | 0.0059928 | 418.43 | 0.0032212
| 415.7892 | 0.0053554 | 418.65 | 0.0075149
| 416.0077 | 0.0059758 | 418.87 | 0.0010737
| 416.2261 | 0.0050371 | 419.09 | 0.0032212
| 416.4446 | 0.0060162 | 419.31 | 0.019335
| 416.663 | 0.0048936 | 419.53 | 0.013935
| 416.8815 | 0.006001 | 419.75 | 0.012914
| 417.1 | 0.0045296 | 419.96 | 0.0032212
| 417.3185 | 0.0063686 | 420.18 | 0.0021475
| 417.537 | 0.0056908 | 420.4 | 0.0010737
| 417.7555 | 0.0063692 | 420.62 | 0.0086093
| 417.9741 | 0.0051567 | 420.84 | 0.0086093
| 418.1926 | 0.0067079 | 421.06 | 0.017146
| 418.4112 | 0.0054598 | 421.28 | 0.0064424
| 418.6298 | 0.0069765 | 421.5 | 0.0086093
| 418.8484 | 0.0062902 | 421.72 | 0.0086093
| 419.067 | 0.0067779 | 421.93 | 0.0010737
| 419.2856 | 0.0056385 | 422.15 | 0.0064424
| 419.5043 | 0.0069468 | 422.37 | 0.0021475
| 419.7229 | 0.0057959 | 422.59 | 0.0021475
| 419.9416 | 0.0072716 | 422.81 | 0.0075149
| 420.1603 | 0.0054756 | 423.03 | 0.0086093
| 420.379 | 0.0062007 | 423.25 | 0.013935
| 420.5977 | 0.0051321 | 423.47 | 0.012914
| 420.8164 | 0.0067972 | 423.69 | 0.010725
| 421.0351 | 0.0054947 | 423.91 | 0.0032212
| 421.2538 | 0.0064718 | 424.12 | 0.01182
| 421.4726 | 0.0054035 | 424.34 | 0.012914
| 421.6914 | 0.0063247 | 424.56 | 0.012914
| 421.9102 | 0.0054976 | 424.78 | 0.0021475
| 422.129 | 0.0068214 | 425 | 0
| 422.3478 | 0.0058288 | 425.22 | 0.0010737
| 422.5666 | 0.0076985 | 425.44 | 0.0096308
| 422.7854 | 0.0059733 | 425.66 | 0.01182
| 423.0043 | 0.0069984 | 425.88 | 0.022545
| 423.2231 | 0.0065057 | 426.1 | 0.016124
| 423.442 | 0.0071552 | 426.32 | 0.012914
| 423.6609 | 0.0057531 | 426.54 | 0.013935
| 423.8798 | 0.0070636 | 426.76 | 0.0075149
| 424.0987 | 0.0062026 | 426.97 | 0.010725
| 424.3176 | 0.0075537 | 427.19 | 0.0021475
| 424.5366 | 0.0060309 | 427.41 | 0.0075149
| 424.7555 | 0.0069397 | 427.63 | 0.019335
| 424.9745 | 0.006297 | 427.85 | 0.0021475
| 425.1935 | 0.0072704 | 428.07 | 0.01503
| 425.4125 | 0.0061195 | 428.29 | 0.0096308
| 425.6315 | 0.0076283 | 428.51 | 0.0096308
| 425.8505 | 0.0064914 | 428.73 | 0.0042949
| 426.0695 | 0.0075424 | 428.95 | 0.012914
| 426.2886 | 0.0060531 | 429.17 | 0.0021475
| 426.5077 | 0.0074572 | 429.39 | 0.0096308
| 426.7267 | 0.0057813 | 429.61 | 0.016124
| 426.9458 | 0.0072168 | 429.83 | 0.023639
| 427.1649 | 0.0057605 | 430.05 | 0.0032212
| 427.384 | 0.0073662 | 430.27 | 0.0075149
| 427.6032 | 0.0063474 | 430.48 | 0.0010737
| 427.8223 | 0.0070018 | 430.7 | 0.026849
| 428.0414 | 0.006385 | 430.92 | 0.012914
| 428.2606 | 0.007178 | 431.14 | 0.01182
| 428.4798 | 0.0064256 | 431.36 | 0.0010737
| 428.699 | 0.0075698 | 431.58 | 0.0021475
| 428.9182 | 0.006554 | 431.8 | 0.0010737
| 429.1374 | 0.0075091 | 432.02 | 0.012914
| 429.3566 | 0.0062679 | 432.24 | 0.0064424
| 429.5759 | 0.0078515 | 432.46 | 0
| 429.7951 | 0.0065712 | 432.68 | 0.0096308
| 430.0144 | 0.0074888 | 432.9 | 0.0032212
| 430.2337 | 0.007166 | 433.12 | 0
| 430.453 | 0.0074567 | 433.34 | 0
| 430.6723 | 0.0066248 | 433.56 | 0.0010737
| 430.8916 | 0.0079359 | 433.78 | 0.0075149
| 431.111 | 0.0076551 | 434 | 0.01503
| 431.3303 | 0.0083365 | 434.22 | 0.0075149
| 431.5497 | 0.00679 | 434.44 | 0.0032212
| 431.769 | 0.0076592 | 434.66 | 0.013935
| 431.9884 | 0.007284 | 434.88 | 0.010725
| 432.2078 | 0.0086401 | 435.1 | 0.010725
| 432.4273 | 0.0072733 | 435.32 | 0.0064424
| 432.6467 | 0.0077813 | 435.54 | 0.0075149
| 432.8661 | 0.008025 | 435.76 | 0.0075149
| 433.0856 | 0.0087136 | 435.98 | 0.0053687
| 433.305 | 0.0077306 | 436.2 | 0.0096308
| 433.5245 | 0.0092602 | 436.42 | 0.0086093
| 433.744 | 0.0082993 | 436.64 | 0.0032212
| 433.9635 | 0.0092293 | 436.86 | 0.0010737
| 434.183 | 0.0088203 | 437.08 | 0.0032212
| 434.4026 | 0.0095688 | 437.3 | 0.0064424
| 434.6221 | 0.0090728 | 437.52 | 0.0032212
| 434.8417 | 0.0094028 | 437.74 | 0.0075149
| 435.0613 | 0.0085096 | 437.96 | 0.0010737
| 435.2808 | 0.0090732 | 438.18 | 0.0053687
| 435.5004 | 0.0093518 | 438.4 | 0.0086093
| 435.7201 | 0.010324 | 438.62 | 0.019335
| 435.9397 | 0.0098647 | 438.84 | 0.017146
| 436.1593 | 0.010758 | 439.06 | 0.0064424
| 436.379 | 0.0099457 | 439.28 | 0.0053687
| 436.5986 | 0.01045 | 439.5 | 0.012914
| 436.8183 | 0.010307 | 439.72 | 0.0053687
| 437.038 | 0.011751 | 439.94 | 0.0042949
| 437.2577 | 0.010363 | 440.16 | 0.0032212
| 437.4774 | 0.0115 | 440.38 | 0.0096308
| 437.6971 | 0.010773 | 440.6 | 0.0053687
| 437.9169 | 0.012063 | 440.82 | 0.0032212
| 438.1366 | 0.011128 | 441.04 | 0.0086093
| 438.3564 | 0.012255 | 441.26 | 0.0053687
| 438.5762 | 0.012042 | 441.48 | 0.0053687
| 438.796 | 0.012482 | 441.7 | 0.01182
| 439.0158 | 0.012346 | 441.92 | 0
| 439.2356 | 0.013347 | 442.14 | 0.013935
| 439.4554 | 0.012675 | 442.36 | 0.0032212
| 439.6753 | 0.013185 | 442.58 | 0.0064424
| 439.8951 | 0.013258 | 442.8 | 0.0064424
| 440.115 | 0.014481 | 443.02 | 0.0021475
| 440.3349 | 0.013212 | 443.24 | 0.0086093
| 440.5548 | 0.01412 | 443.46 | 0.0075149
| 440.7747 | 0.014663 | 443.68 | 0.0010737
| 440.9946 | 0.01559 | 443.9 | 0.0053687
| 441.2146 | 0.014307 | 444.12 | 0.010725
| 441.4345 | 0.016016 | 444.34 | 0.0032212
| 441.6545 | 0.015496 | 444.56 | 0.0032212
| 441.8745 | 0.016916 | 444.78 | 0.01503
| 442.0944 | 0.015988 | 445 | 0.0042949
| 442.3144 | 0.017322 | 445.22 | 0.013935
| 442.5345 | 0.016704 | 445.44 | 0.0021475
| 442.7545 | 0.017704 | 445.66 | 0.010725
| 442.9745 | 0.017677 | 445.88 | 0.0010737
| 443.1946 | 0.018683 | 446.11 | 0.010725
| 443.4146 | 0.019115 | 446.33 | 0.0010737
| 443.6347 | 0.020529 | 446.55 | 0.0086093
| 443.8548 | 0.01989 | 446.77 | 0.0096308
| 444.0749 | 0.020842 | 446.99 | 0.0096308
| 444.295 | 0.020612 | 447.21 | 0.0053687
| 444.5152 | 0.021969 | 447.43 | 0.0021475
| 444.7353 | 0.021081 | 447.65 | 0.0032212
| 444.9555 | 0.022329 | 447.87 | 0.0042949
| 445.1756 | 0.022869 | 448.09 | 0
| 445.3958 | 0.023487 | 448.31 | 0.0086093
| 445.616 | 0.023413 | 448.53 | 0.0042949
| 445.8362 | 0.025284 | 448.75 | 0.0042949
| 446.0565 | 0.024771 | 448.97 | 0.016124
| 446.2767 | 0.026387 | 449.19 | 0.0032212
| 446.4969 | 0.025498 | 449.41 | 0.0021475
| 446.7172 | 0.02641 | 449.63 | 0.01182
| 446.9375 | 0.027315 | 449.86 | 0.0064424
| 447.1578 | 0.027941 | 450.08 | 0.0042949
| 447.3781 | 0.02744 | 450.3 | 0.0053687
| 447.5984 | 0.029073 | 450.52 | 0.0064424
| 447.8187 | 0.028938 | 450.74 | 0.0010737
| 448.039 | 0.030054 | 450.96 | 0.017146
| 448.2594 | 0.03063 | 451.18 | 0.0075149
| 448.4797 | 0.031873 | 451.4 | 0.01503
| 448.7001 | 0.031937 | 451.62 | 0.0032212
| 448.9205 | 0.032591 | 451.84 | 0.013935
| 449.1409 | 0.031674 | 452.06 | 0.0021475
| 449.3613 | 0.033574 | 452.28 | 0.0096308
| 449.5818 | 0.032714 | 452.5 | 0.013935
| 449.8022 | 0.034238 | 452.73 | 0.0010737
| 450.0226 | 0.034158 | 452.95 | 0.0010737
| 450.2431 | 0.035048 | 453.17 | 0.023639
| 450.4636 | 0.03538 | 453.39 | 0.0075149
| 450.6841 | 0.036121 | 453.61 | 0.0075149
| 450.9046 | 0.036199 | 453.83 | 0.0042949
| 451.1251 | 0.037564 | 454.05 | 0.0064424
| 451.3456 | 0.037564 | 454.27 | 0.0042949
| 451.5662 | 0.037732 | 454.49 | 0.0064424
| 451.7867 | 0.037971 | 454.71 | 0.0042949
| 452.0073 | 0.039001 | 454.94 | 0.0010737
| 452.2279 | 0.039513 | 455.16 | 0.0053687
| 452.4485 | 0.040576 | 455.38 | 0.01182
| 452.6691 | 0.039229 | 455.6 | 0.0010737
| 452.8897 | 0.040964 | 455.82 | 0.0064424
| 453.1103 | 0.039651 | 456.04 | 0.0075149
| 453.331 | 0.041522 | 456.26 | 0.0010737
| 453.5517 | 0.041563 | 456.48 | 0.0032212
| 453.7723 | 0.042291 | 456.7 | 0.0032212
| 453.993 | 0.042066 | 456.93 | 0.0064424
| 454.2137 | 0.042764 | 457.15 | 0.0042949
| 454.4344 | 0.041276 | 457.37 | 0
| 454.6551 | 0.042309 | 457.59 | 0.0075149
| 454.8759 | 0.042042 | 457.81 | 0
| 455.0966 | 0.042894 | 458.03 | 0.0010737
| 455.3174 | 0.041569 | 458.25 | 0.0075149
| 455.5382 | 0.042702 | 458.47 | 0.0042949
| 455.7589 | 0.041377 | 458.69 | 0.012914
| 455.9797 | 0.043186 | 458.92 | 0.013935
| 456.2006 | 0.042936 | 459.14 | 0.0086093
| 456.4214 | 0.042845 | 459.36 | 0.0086093
| 456.6422 | 0.042516 | 459.58 | 0.013935
| 456.8631 | 0.043232 | 459.8 | 0.0010737
| 457.0839 | 0.042065 | 460.02 | 0.0053687
| 457.3048 | 0.04365 | 460.24 | 0.0042949
| 457.5257 | 0.043131 | 460.47 | 0
| 457.7466 | 0.04381 | 460.69 | 0.0086093
| 457.9675 | 0.043466 | 460.91 | 0.0021475
| 458.1884 | 0.043571 | 461.13 | 0.010725
| 458.4094 | 0.042828 | 461.35 | 0.0053687
| 458.6303 | 0.043254 | 461.57 | 0.0032212
| 458.8513 | 0.042636 | 461.79 | 0
| 459.0723 | 0.043303 | 462.01 | 0.0032212
| 459.2933 | 0.042634 | 462.24 | 0.0010737
| 459.5143 | 0.042217 | 462.46 | 0.0096308
| 459.7353 | 0.041243 | 462.68 | 0.0032212
| 459.9563 | 0.04203 | 462.9 | 0.0086093
| 460.1774 | 0.040884 | 463.12 | 0.0010737
| 460.3984 | 0.041209 | 463.34 | 0.0032212
| 460.6195 | 0.039879 | 463.57 | 0
| 460.8406 | 0.041274 | 463.79 | 0.01503
| 461.0617 | 0.041068 | 464.01 | 0.0064424
| 461.2828 | 0.041023 | 464.23 | 0.0042949
| 461.5039 | 0.040163 | 464.45 | 0.0032212
| 461.725 | 0.040071 | 464.67 | 0.0021475
| 461.9462 | 0.039696 | 464.89 | 0.0010737
| 462.1673 | 0.040248 | 465.12 | 0.0086093
| 462.3885 | 0.040523 | 465.34 | 0
| 462.6097 | 0.040574 | 465.56 | 0.0042949
| 462.8309 | 0.040988 | 465.78 | 0.0042949
| 463.0521 | 0.040184 | 466 | 0.0096308
| 463.2733 | 0.040849 | 466.22 | 0.010725
| 463.4945 | 0.039866 | 466.45 | 0.0086093
| 463.7158 | 0.041043 | 466.67 | 0.0075149
| 463.937 | 0.039876 | 466.89 | 0.0032212
| 464.1583 | 0.040169 | 467.11 | 0.010725
| 464.3796 | 0.039763 | 467.33 | 0.0010737
| 464.6009 | 0.040112 | 467.56 | 0.0086093
| 464.8222 | 0.03996 | 467.78 | 0.0064424
| 465.0435 | 0.040898 | 468 | 0.0086093
| 465.2649 | 0.04106 | 468.22 | 0.0032212
| 465.4862 | 0.041116 | 468.44 | 0.0010737
| 465.7076 | 0.040841 | 468.66 | 0.0021475
| 465.9289 | 0.04147 | 468.89 | 0.0053687
| 466.1503 | 0.04157 | 469.11 | 0.0053687
| 466.3717 | 0.042293 | 469.33 | 0.0021475
| 466.5931 | 0.042271 | 469.55 | 0.0032212
| 466.8145 | 0.042778 | 469.77 | 0.0032212
| 467.036 | 0.042605 | 470 | 0.0042949
| 467.2574 | 0.043943 | 470.22 | 0.0032212
| 467.4789 | 0.043433 | 470.44 | 0.0053687
| 467.7004 | 0.044658 | 470.66 | 0.0042949
| 467.9218 | 0.043847 | 470.88 | 0.0086093
| 468.1433 | 0.044005 | 471.11 | 0.0042949
| 468.3649 | 0.044387 | 471.33 | 0
| 468.5864 | 0.045036 | 471.55 | 0.0010737
| 468.8079 | 0.045075 | 471.77 | 0.0021475
| 469.0295 | 0.045685 | 471.99 | 0.0075149
| 469.251 | 0.045159 | 472.22 | 0.0032212
| 469.4726 | 0.04621 | 472.44 | 0.0010737
| 469.6942 | 0.04521 | 472.66 | 0.0053687
| 469.9158 | 0.046767 | 472.88 | 0.0021475
| 470.1374 | 0.045513 | 473.1 | 0.0010737
| 470.359 | 0.045903 | 473.33 | 0.0010737
| 470.5807 | 0.046013 | 473.55 | 0.0010737
| 470.8023 | 0.046969 | 473.77 | 0.0010737
| 471.024 | 0.045923 | 473.99 | 0.0010737
| 471.2457 | 0.046493 | 474.21 | 0.0042949
| 471.4673 | 0.046247 | 474.44 | 0.0010737
| 471.689 | 0.04664 | 474.66 | 0.0010737
| 471.9108 | 0.045878 | 474.88 | 0
| 472.1325 | 0.046978 | 475.1 | 0.0086093
| 472.3542 | 0.046978 | 475.33 | 0.0021475
| 472.576 | 0.047005 | 475.55 | 0.0075149
| 472.7977 | 0.04693 | 475.77 | 0
| 473.0195 | 0.047312 | 475.99 | 0.0064424
| 473.2413 | 0.047288 | 476.21 | 0.0021475
| 473.4631 | 0.048248 | 476.44 | 0.0064424
| 473.6849 | 0.04813 | 476.66 | 0
| 473.9067 | 0.048841 | 476.88 | 0.0042949
| 474.1286 | 0.04841 | 477.1 | 0.0032212
| 474.3504 | 0.049102 | 477.33 | 0.0075149
| 474.5723 | 0.04912 | 477.55 | 0.0021475
| 474.7942 | 0.049716 | 477.77 | 0.0096308
| 475.0161 | 0.049538 | 477.99 | 0.0010737
| 475.238 | 0.050797 | 478.22 | 0.0032212
| 475.4599 | 0.049921 | 478.44 | 0.0075149
| 475.6818 | 0.050128 | 478.66 | 0.0032212
| 475.9037 | 0.050103 | 478.88 | 0.0042949
| 476.1257 | 0.050503 | 479.11 | 0.0042949
| 476.3476 | 0.049995 | 479.33 | 0.0021475
| 476.5696 | 0.051289 | 479.55 | 0.0042949
| 476.7916 | 0.051352 | 479.77 | 0.0075149
| 477.0136 | 0.051735 | 480 | 0.0042949
| 477.2356 | 0.050726 | 480.22 | 0.0053687
| 477.4577 | 0.052078 | 480.44 | 0.0032212
| 477.6797 | 0.051756 | 480.66 | 0.0086093
| 477.9017 | 0.052543 | 480.89 | 0.0021475
| 478.1238 | 0.052373 | 481.11 | 0.0053687
| 478.3459 | 0.052992 | 481.33 | 0.0021475
| 478.568 | 0.053345 | 481.55 | 0.0042949
| 478.7901 | 0.054339 | 481.78 | 0.0010737
| 479.0122 | 0.054082 | 482 | 0.0032212
| 479.2343 | 0.055412 | 482.22 | 0.0032212
| 479.4565 | 0.054727 | 482.44 | 0.0032212
| 479.6786 | 0.055591 | 482.67 | 0.0096308
| 479.9008 | 0.054754 | 482.89 | 0.010725
| 480.1229 | 0.055478 | 483.11 | 0.0053687
| 480.3451 | 0.056123 | 483.33 | 0.0010737
| 480.5673 | 0.056242 | 483.56 | 0.0086093
| 480.7895 | 0.055544 | 483.78 | 0.0010737
| 481.0118 | 0.056048 | 484 | 0.0032212
| 481.234 | 0.05598 | 484.23 | 0.0032212
| 481.4563 | 0.057257 | 484.45 | 0.0053687
| 481.6785 | 0.056859 | 484.67 | 0.010725
| 481.9008 | 0.057725 | 484.89 | 0.01503
| 482.1231 | 0.056884 | 485.12 | 0.0096308
| 482.3454 | 0.057343 | 485.34 | 0.010725
| 482.5677 | 0.057231 | 485.56 | 0.0010737
| 482.79 | 0.058845 | 485.79 | 0.0042949
| 483.0124 | 0.059888 | 486.01 | 0.0021475
| 483.2347 | 0.059896 | 486.23 | 0.0064424
| 483.4571 | 0.059396 | 486.45 | 0.0010737
| 483.6795 | 0.059304 | 486.68 | 0.0021475
| 483.9018 | 0.05869 | 486.9 | 0
| 484.1242 | 0.059374 | 487.12 | 0.013935
| 484.3467 | 0.060495 | 487.35 | 0.0075149
| 484.5691 | 0.063335 | 487.57 | 0.01503
| 484.7915 | 0.063612 | 487.79 | 0.0010737
| 485.014 | 0.064627 | 488.01 | 0.0086093
| 485.2364 | 0.064579 | 488.24 | 0.0096308
| 485.4589 | 0.063729 | 488.46 | 0.0086093
| 485.6814 | 0.063733 | 488.68 | 0.0010737
| 485.9039 | 0.064535 | 488.91 | 0.0075149
| 486.1264 | 0.06343 | 489.13 | 0.0075149
| 486.3489 | 0.063506 | 489.35 | 0.0086093
| 486.5715 | 0.063393 | 489.58 | 0.0010737
| 486.794 | 0.066279 | 489.8 | 0.0096308
| 487.0166 | 0.067016 | 490.02 | 0.0021475
| 487.2391 | 0.069836 | 490.24 | 0.013935
| 487.4617 | 0.069536 | 490.47 | 0.0053687
| 487.6843 | 0.071155 | 490.69 | 0.0053687
| 487.9069 | 0.070119 | 490.91 | 0
| 488.1296 | 0.070457 | 491.14 | 0.0086093
| 488.3522 | 0.070275 | 491.36 | 0.0042949
| 488.5749 | 0.072623 | 491.58 | 0.0053687
| 488.7975 | 0.073918 | 491.81 | 0.0032212
| 489.0202 | 0.075565 | 492.03 | 0
| 489.2429 | 0.076607 | 492.25 | 0.0075149
| 489.4656 | 0.078533 | 492.48 | 0.016124
| 489.6883 | 0.078682 | 492.7 | 0.0021475
| 489.911 | 0.079938 | 492.92 | 0.0021475
| 490.1337 | 0.080363 | 493.15 | 0.0021475
| 490.3565 | 0.082598 | 493.37 | 0.010725
| 490.5792 | 0.083082 | 493.59 | 0.0042949
| 490.802 | 0.084264 | 493.82 | 0.0010737
| 491.0248 | 0.08388 | 494.04 | 0.0064424
| 491.2476 | 0.085036 | 494.26 | 0.0053687
| 491.4704 | 0.084982 | 494.49 | 0.0010737
| 491.6932 | 0.086154 | 494.71 | 0.0086093
| 491.916 | 0.08602 | 494.93 | 0.0042949
| 492.1389 | 0.088787 | 495.16 | 0.0086093
| 492.3618 | 0.089314 | 495.38 | 0.0053687
| 492.5846 | 0.091213 | 495.6 | 0.01182
| 492.8075 | 0.093428 | 495.83 | 0.0042949
| 493.0304 | 0.095495 | 496.05 | 0.0042949
| 493.2533 | 0.095551 | 496.27 | 0.0042949
| 493.4762 | 0.095963 | 496.5 | 0.0053687
| 493.6992 | 0.095156 | 496.72 | 0.0032212
| 493.9221 | 0.0958 | 496.94 | 0.0032212
| 494.1451 | 0.095448 | 497.17 | 0
| 494.368 | 0.096707 | 497.39 | 0.0053687
| 494.591 | 0.097686 | 497.61 | 0.0010737
| 494.814 | 0.099731 | 497.84 | 0.0053687
| 495.037 | 0.10035 | 498.06 | 0.0010737
| 495.26 | 0.10255 | 498.29 | 0.0086093
| 495.483 | 0.10249 | 498.51 | 0.0021475
| 495.7061 | 0.10377 | 498.73 | 0.0032212
| 495.9291 | 0.10399 | 498.96 | 0
| 496.1522 | 0.10494 | 499.18 | 0.0064424
| 496.3753 | 0.10507 | 499.4 | 0.0010737
| 496.5984 | 0.10686 | 499.63 | 0.0053687
| 496.8215 | 0.10747 | 499.85 | 0
| 497.0446 | 0.10812 | 500.07 | 0.0042949
| 497.2677 | 0.10813 | 500.3 | 0.0053687
| 497.4909 | 0.1087 | 500.52 | 0.0064424
| 497.714 | 0.11023 | 500.75 | 0.0021475
| 497.9372 | 0.11248 | 500.97 | 0.0042949
| 498.1604 | 0.11324 | 501.19 | 0.0042949
| 498.3835 | 0.11521 | 501.42 | 0.0075149
| 498.6067 | 0.1146 | 501.64 | 0.0021475
| 498.83 | 0.11645 | 501.86 | 0.0053687
| 499.0532 | 0.11695 | 502.09 | 0.0010737
| 499.2764 | 0.1184 | 502.31 | 0.0053687
| 499.4997 | 0.11878 | 502.54 | 0.0010737
| 499.7229 | 0.12053 | 502.76 | 0.0010737
| 499.9462 | 0.12106 | 502.98 | 0
| 500.1695 | 0.1226 | 503.21 | 0.0021475
| 500.3928 | 0.12265 | 503.43 | 0.0032212
| 500.6161 | 0.12603 | 503.65 | 0.0086093
| 500.8394 | 0.12746 | 503.88 | 0.0053687
| 501.0628 | 0.12882 | 504.1 | 0.0042949
| 501.2861 | 0.12889 | 504.33 | 0.0032212
| 501.5095 | 0.12987 | 504.55 | 0.0075149
| 501.7328 | 0.13139 | 504.77 | 0.0010737
| 501.9562 | 0.13292 | 505 | 0.0042949
| 502.1796 | 0.1322 | 505.22 | 0.0010737
| 502.403 | 0.13375 | 505.45 | 0.0064424
| 502.6264 | 0.13572 | 505.67 | 0.0064424
| 502.8499 | 0.13773 | 505.89 | 0.0021475
| 503.0733 | 0.13763 | 506.12 | 0.0010737
| 503.2968 | 0.14048 | 506.34 | 0.0032212
| 503.5203 | 0.14137 | 506.57 | 0.0032212
| 503.7437 | 0.14347 | 506.79 | 0.0064424
| 503.9672 | 0.14249 | 507.01 | 0.0021475
| 504.1907 | 0.14434 | 507.24 | 0.0021475
| 504.4143 | 0.14532 | 507.46 | 0.0021475
| 504.6378 | 0.14644 | 507.69 | 0.0032212
| 504.8613 | 0.14695 | 507.91 | 0.0021475
| 505.0849 | 0.14918 | 508.13 | 0.0010737
| 505.3084 | 0.14958 | 508.36 | 0.0010737
| 505.532 | 0.15114 | 508.58 | 0.0042949
| 505.7556 | 0.15103 | 508.81 | 0.0042949
| 505.9792 | 0.15365 | 509.03 | 0.0042949
| 506.2028 | 0.15383 | 509.26 | 0.0021475
| 506.4265 | 0.15507 | 509.48 | 0.0042949
| 506.6501 | 0.15487 | 509.7 | 0.0032212
| 506.8737 | 0.1546 | 509.93 | 0.0042949
| 507.0974 | 0.15409 | 510.15 | 0.0010737
| 507.3211 | 0.15734 | 510.38 | 0.0096308
| 507.5448 | 0.15785 | 510.6 | 0.0021475
| 507.7685 | 0.15948 | 510.83 | 0.0042949
| 507.9922 | 0.16074 | 511.05 | 0
| 508.2159 | 0.16258 | 511.27 | 0.0075149
| 508.4396 | 0.16248 | 511.5 | 0.0010737
| 508.6634 | 0.16184 | 511.72 | 0.0042949
| 508.8872 | 0.16231 | 511.95 | 0.0042949
| 509.1109 | 0.16339 | 512.17 | 0.0086093
| 509.3347 | 0.16221 | 512.4 | 0
| 509.5585 | 0.16401 | 512.62 | 0.0021475
| 509.7823 | 0.16597 | 512.84 | 0.0010737
| 510.0061 | 0.16888 | 513.07 | 0.0064424
| 510.23 | 0.16909 | 513.29 | 0.0021475
| 510.4538 | 0.17096 | 513.52 | 0.0064424
| 510.6777 | 0.17198 | 513.74 | 0
| 510.9015 | 0.17316 | 513.97 | 0.0021475
| 511.1254 | 0.1731 | 514.19 | 0.0021475
| 511.3493 | 0.17428 | 514.42 | 0.0032212
| 511.5732 | 0.17476 | 514.64 | 0.0032212
| 511.7971 | 0.17764 | 514.86 | 0.0021475
| 512.0211 | 0.17806 | 515.09 | 0.0021475
| 512.245 | 0.18056 | 515.31 | 0
| 512.469 | 0.1806 | 515.54 | 0.0032212
| 512.6929 | 0.18231 | 515.76 | 0.0042949
| 512.9169 | 0.18262 | 515.99 | 0.0010737
| 513.1409 | 0.18357 | 516.21 | 0.0064424
| 513.3649 | 0.18384 | 516.44 | 0.0053687
| 513.5889 | 0.18669 | 516.66 | 0.0021475
| 513.8129 | 0.18621 | 516.89 | 0.0021475
| 514.037 | 0.18635 | 517.11 | 0.0010737
| 514.261 | 0.18761 | 517.33 | 0.0010737
| 514.4851 | 0.18913 | 517.56 | 0.0053687
| 514.7092 | 0.1871 | 517.78 | 0.0032212
| 514.9332 | 0.18869 | 518.01 | 0
| 515.1573 | 0.18815 | 518.23 | 0.0032212
| 515.3814 | 0.18832 | 518.46 | 0.0075149
| 515.6056 | 0.18802 | 518.68 | 0.0021475
| 515.8297 | 0.18976 | 518.91 | 0.01182
| 516.0538 | 0.19037 | 519.13 | 0.0021475
| 516.278 | 0.19171 | 519.36 | 0.0064424
| 516.5022 | 0.19162 | 519.58 | 0.0042949
| 516.7264 | 0.19467 | 519.81 | 0.0010737
| 516.9505 | 0.19512 | 520.03 | 0.0032212
| 517.1748 | 0.19925 | 520.26 | 0.0064424
| 517.399 | 0.20035 | 520.48 | 0.0042949
| 517.6232 | 0.20078 | 520.71 | 0.0032212
| 517.8474 | 0.2018 | 520.93 | 0.0021475
| 518.0717 | 0.20304 | 521.16 | 0.0032212
| 518.296 | 0.2031 | 521.38 | 0
| 518.5202 | 0.20615 | 521.61 | 0.0064424
| 518.7445 | 0.20817 | 521.83 | 0
| 518.9688 | 0.20941 | 522.06 | 0.0075149
| 519.1931 | 0.20887 | 522.28 | 0
| 519.4175 | 0.20969 | 522.5 | 0.0021475
| 519.6418 | 0.21039 | 522.73 | 0
| 519.8662 | 0.21023 | 522.95 | 0.0021475
| 520.0905 | 0.21171 | 523.18 | 0.0032212
| 520.3149 | 0.21099 | 523.4 | 0.0032212
| 520.5393 | 0.2125 | 523.63 | 0.0021475
| 520.7637 | 0.21148 | 523.85 | 0.0053687
| 520.9881 | 0.21265 | 524.08 | 0.0021475
| 521.2125 | 0.2129 | 524.3 | 0
| 521.4369 | 0.21388 | 524.53 | 0.0053687
| 521.6614 | 0.21465 | 524.75 | 0.0053687
| 521.8858 | 0.21508 | 524.98 | 0.0021475
| 522.1103 | 0.21441 | 525.21 | 0.0032212
| 522.3348 | 0.21599 | 525.43 | 0.0032212
| 522.5593 | 0.21633 | 525.66 | 0.0021475
| 522.7838 | 0.22013 | 525.88 | 0.0021475
| 523.0083 | 0.21969 | 526.11 | 0.0064424
| 523.2328 | 0.2206 | 526.33 | 0.0021475
| 523.4574 | 0.21967 | 526.56 | 0.0032212
| 523.6819 | 0.22062 | 526.78 | 0.0021475
| 523.9065 | 0.22058 | 527.01 | 0.0032212
| 524.1311 | 0.22222 | 527.23 | 0.0053687
| 524.3556 | 0.22105 | 527.46 | 0
| 524.5802 | 0.22236 | 527.68 | 0.0021475
| 524.8049 | 0.22124 | 527.91 | 0.0010737
| 525.0295 | 0.22399 | 528.13 | 0.0021475
| 525.2541 | 0.22209 | 528.36 | 0.0032212
| 525.4788 | 0.2226 | 528.58 | 0.0096308
| 525.7034 | 0.22048 | 528.81 | 0.0053687
| 525.9281 | 0.21882 | 529.03 | 0.0032212
| 526.1528 | 0.21661 | 529.26 | 0.0053687
| 526.3775 | 0.21617 | 529.48 | 0
| 526.6022 | 0.21538 | 529.71 | 0.0010737
| 526.8269 | 0.21486 | 529.93 | 0.0021475
| 527.0516 | 0.21295 | 530.16 | 0.0010737
| 527.2764 | 0.21427 | 530.39 | 0.0042949
| 527.5011 | 0.21311 | 530.61 | 0.0064424
| 527.7259 | 0.21294 | 530.84 | 0.0053687
| 527.9507 | 0.21295 | 531.06 | 0.0086093
| 528.1754 | 0.21262 | 531.29 | 0.0021475
| 528.4002 | 0.21189 | 531.51 | 0.0021475
| 528.6251 | 0.21422 | 531.74 | 0.0075149
| 528.8499 | 0.21577 | 531.96 | 0.0021475
| 529.0747 | 0.21834 | 532.19 | 0.017146
| 529.2996 | 0.21845 | 532.41 | 0.0021475
| 529.5244 | 0.21869 | 532.64 | 0.0053687
| 529.7493 | 0.21977 | 532.86 | 0.0042949
| 529.9742 | 0.22212 | 533.09 | 0.0042949
| 530.1991 | 0.2237 | 533.32 | 0.0086093
| 530.424 | 0.22553 | 533.54 | 0.0021475
| 530.6489 | 0.22587 | 533.77 | 0.0021475
| 530.8738 | 0.22714 | 533.99 | 0.0042949
| 531.0988 | 0.22606 | 534.22 | 0.0010737
| 531.3237 | 0.22684 | 534.44 | 0.0064424
| 531.5487 | 0.22761 | 534.67 | 0.0075149
| 531.7737 | 0.22875 | 534.9 | 0.0064424
| 531.9987 | 0.2288 | 535.12 | 0.0010737
| 532.2237 | 0.22684 | 535.35 | 0.0021475
| 532.4487 | 0.22592 | 535.57 | 0
| 532.6737 | 0.22666 | 535.8 | 0.0086093
| 532.8987 | 0.22658 | 536.02 | 0.0032212
| 533.1238 | 0.2276 | 536.25 | 0.0042949
| 533.3489 | 0.22444 | 536.47 | 0.0042949
| 533.5739 | 0.22442 | 536.7 | 0.0042949
| 533.799 | 0.22387 | 536.93 | 0.0021475
| 534.0241 | 0.22474 | 537.15 | 0.0086093
| 534.2492 | 0.22594 | 537.38 | 0.0021475
| 534.4743 | 0.22652 | 537.6 | 0
| 534.6995 | 0.22627 | 537.83 | 0
| 534.9246 | 0.22637 | 538.05 | 0.0032212
| 535.1498 | 0.227 | 538.28 | 0.0010737
| 535.3749 | 0.22555 | 538.51 | 0.0042949
| 535.6001 | 0.22545 | 538.73 | 0.0064424
| 535.8253 | 0.2263 | 538.96 | 0.0032212
| 536.0505 | 0.22454 | 539.18 | 0
| 536.2757 | 0.22597 | 539.41 | 0.0053687
| 536.5009 | 0.22624 | 539.64 | 0.0042949
| 536.7262 | 0.22745 | 539.86 | 0.0042949
| 536.9514 | 0.22753 | 540.09 | 0.0042949
| 537.1767 | 0.22908 | 540.31 | 0
| 537.402 | 0.22942 | 540.54 | 0.0032212
| 537.6272 | 0.23004 | 540.77 | 0.0042949
| 537.8525 | 0.23012 | 540.99 | 0.0032212
| 538.0778 | 0.23174 | 541.22 | 0.0032212
| 538.3032 | 0.23078 | 541.44 | 0.0021475
| 538.5285 | 0.23289 | 541.67 | 0.0042949
| 538.7538 | 0.23366 | 541.89 | 0.0021475
| 538.9792 | 0.23507 | 542.12 | 0.0021475
| 539.2046 | 0.23538 | 542.35 | 0.0042949
| 539.4299 | 0.23618 | 542.57 | 0.0053687
| 539.6553 | 0.23616 | 542.8 | 0.0021475
| 539.8807 | 0.23594 | 543.03 | 0.0042949
| 540.1061 | 0.23418 | 543.25 | 0.0021475
| 540.3316 | 0.23493 | 543.48 | 0.0010737
| 540.557 | 0.23361 | 543.7 | 0.0010737
| 540.7824 | 0.23379 | 543.93 | 0.0042949
| 541.0079 | 0.2338 | 544.16 | 0.0021475
| 541.2334 | 0.23568 | 544.38 | 0.0053687
| 541.4589 | 0.2357 | 544.61 | 0.0021475
| 541.6844 | 0.23786 | 544.83 | 0.0010737
| 541.9099 | 0.23662 | 545.06 | 0.0032212
| 542.1354 | 0.2354 | 545.29 | 0.0053687
| 542.3609 | 0.23534 | 545.51 | 0.0021475
| 542.5864 | 0.23516 | 545.74 | 0.0042949
| 542.812 | 0.23407 | 545.96 | 0.0021475
| 543.0376 | 0.23344 | 546.19 | 0.0064424
| 543.2631 | 0.23178 | 546.42 | 0
| 543.4887 | 0.23253 | 546.64 | 0.0032212
| 543.7143 | 0.23222 | 546.87 | 0.0010737
| 543.9399 | 0.23223 | 547.1 | 0.0053687
| 544.1656 | 0.23239 | 547.32 | 0
| 544.3912 | 0.23253 | 547.55 | 0.0042949
| 544.6168 | 0.2326 | 547.77 | 0.0032212
| 544.8425 | 0.23291 | 548 | 0.0075149
| 545.0682 | 0.2331 | 548.23 | 0.0042949
| 545.2938 | 0.23388 | 548.45 | 0.0075149
| 545.5195 | 0.23301 | 548.68 | 0.0010737
| 545.7452 | 0.23321 | 548.91 | 0.0053687
| 545.971 | 0.23359 | 549.13 | 0
| 546.1967 | 0.23322 | 549.36 | 0
| 546.4224 | 0.23457 | 549.59 | 0.0032212
| 546.6482 | 0.2361 | 549.81 | 0.0032212
| 546.8739 | 0.23584 | 550.04 | 0.0032212
| 547.0997 | 0.23676 | 550.26 | 0.0096308
| 547.3255 | 0.23723 | 550.49 | 0.0021475
| 547.5513 | 0.23718 | 550.72 | 0.0032212
| 547.7771 | 0.23757 | 550.94 | 0.0032212
| 548.0029 | 0.23842 | 551.17 | 0.0021475
| 548.2287 | 0.23755 | 551.4 | 0.0010737
| 548.4546 | 0.23735 | 551.62 | 0.0032212
| 548.6804 | 0.23682 | 551.85 | 0.0010737
| 548.9063 | 0.23706 | 552.08 | 0
| 549.1322 | 0.23678 | 552.3 | 0.0032212
| 549.3581 | 0.23802 | 552.53 | 0
| 549.584 | 0.23841 | 552.76 | 0.0042949
| 549.8099 | 0.23985 | 552.98 | 0.0021475
| 550.0358 | 0.23927 | 553.21 | 0.0021475
| 550.2617 | 0.24015 | 553.44 | 0.0032212
| 550.4877 | 0.23937 | 553.66 | 0.0032212
| 550.7137 | 0.24041 | 553.89 | 0.0010737
| 550.9396 | 0.23883 | 554.12 | 0.0010737
| 551.1656 | 0.23988 | 554.34 | 0.0064424
| 551.3916 | 0.23951 | 554.57 | 0.0010737
| 551.6176 | 0.24084 | 554.8 | 0.0021475
| 551.8436 | 0.24069 | 555.02 | 0.0021475
| 552.0696 | 0.24192 | 555.25 | 0.0096308
| 552.2957 | 0.2408 | 555.48 | 0
| 552.5217 | 0.24168 | 555.7 | 0.0064424
| 552.7478 | 0.24256 | 555.93 | 0.0010737
| 552.9739 | 0.24326 | 556.16 | 0.0064424
| 553.2 | 0.24274 | 556.38 | 0.0010737
| 553.4261 | 0.24469 | 556.61 | 0.0064424
| 553.6522 | 0.24477 | 556.84 | 0.0032212
| 553.8783 | 0.24559 | 557.06 | 0.0042949
| 554.1044 | 0.24522 | 557.29 | 0.0032212
| 554.3306 | 0.24613 | 557.52 | 0.0053687
| 554.5567 | 0.24549 | 557.74 | 0.0042949
| 554.7829 | 0.2466 | 557.97 | 0.0021475
| 555.0091 | 0.24597 | 558.2 | 0.0021475
| 555.2352 | 0.24614 | 558.42 | 0.0021475
| 555.4614 | 0.24531 | 558.65 | 0.0032212
| 555.6877 | 0.24607 | 558.88 | 0.0032212
| 555.9139 | 0.24452 | 559.11 | 0.0010737
| 556.1401 | 0.24366 | 559.33 | 0.0053687
| 556.3664 | 0.24414 | 559.56 | 0.0010737
| 556.5926 | 0.2456 | 559.79 | 0.0021475
| 556.8189 | 0.24634 | 560.01 | 0.0010737
| 557.0452 | 0.24614 | 560.24 | 0.0042949
| 557.2715 | 0.24605 | 560.47 | 0
| 557.4978 | 0.24505 | 560.69 | 0.0032212
| 557.7241 | 0.24224 | 560.92 | 0
| 557.9504 | 0.24313 | 561.15 | 0.0042949
| 558.1767 | 0.24044 | 561.37 | 0
| 558.4031 | 0.24284 | 561.6 | 0.0021475
| 558.6295 | 0.24372 | 561.83 | 0.0010737
| 558.8558 | 0.24539 | 562.06 | 0.0021475
| 559.0822 | 0.24523 | 562.28 | 0.0021475
| 559.3086 | 0.24671 | 562.51 | 0.0021475
| 559.535 | 0.24571 | 562.74 | 0
| 559.7614 | 0.24537 | 562.96 | 0.0010737
| 559.9879 | 0.24355 | 563.19 | 0.0042949
| 560.2143 | 0.24378 | 563.42 | 0.0032212
| 560.4408 | 0.24222 | 563.65 | 0.0053687
| 560.6672 | 0.24411 | 563.87 | 0.0042949
| 560.8937 | 0.24392 | 564.1 | 0.0021475
| 561.1202 | 0.24552 | 564.33 | 0.0021475
| 561.3467 | 0.24335 | 564.55 | 0.0010737
| 561.5732 | 0.24498 | 564.78 | 0.0010737
| 561.7997 | 0.24457 | 565.01 | 0.0021475
| 562.0262 | 0.24475 | 565.24 | 0
| 562.2528 | 0.2451 | 565.46 | 0
| 562.4793 | 0.24641 | 565.69 | 0.0042949
| 562.7059 | 0.24606 | 565.92 | 0.0010737
| 562.9325 | 0.24692 | 566.15 | 0.0010737
| 563.1591 | 0.24665 | 566.37 | 0
| 563.3857 | 0.24628 | 566.6 | 0
| 563.6123 | 0.24552 | 566.83 | 0.0010737
| 563.8389 | 0.24702 | 567.05 | 0.0021475
| 564.0655 | 0.24652 | 567.28 | 0.0010737
| 564.2922 | 0.24587 | 567.51 | 0.0053687
| 564.5188 | 0.24527 | 567.74 | 0.0010737
| 564.7455 | 0.24624 | 567.96 | 0
| 564.9722 | 0.24531 | 568.19 | 0
| 565.1989 | 0.24619 | 568.42 | 0.0021475
| 565.4256 | 0.2445 | 568.65 | 0.0032212
| 565.6523 | 0.24519 | 568.87 | 0
| 565.879 | 0.24391 | 569.1 | 0
| 566.1058 | 0.24513 | 569.33 | 0.0032212
| 566.3325 | 0.24411 | 569.56 | 0.0021475
| 566.5593 | 0.24477 | 569.78 | 0.0010737
| 566.786 | 0.24397 | 570.01 | 0.0042949
| 567.0128 | 0.24489 | 570.24 | 0.0042949
| 567.2396 | 0.24393 | 570.47 | 0.0010737
| 567.4664 | 0.24453 | 570.69 | 0.0021475
| 567.6932 | 0.2435 | 570.92 | 0.0053687
| 567.9201 | 0.24525 | 571.15 | 0.0032212
| 568.1469 | 0.24409 | 571.38 | 0.0010737
| 568.3738 | 0.24414 | 571.6 | 0.0010737
| 568.6006 | 0.24286 | 571.83 | 0.0021475
| 568.8275 | 0.24503 | 572.06 | 0.0032212
| 569.0544 | 0.24461 | 572.29 | 0
| 569.2813 | 0.24538 | 572.51 | 0.0053687
| 569.5082 | 0.24376 | 572.74 | 0
| 569.7351 | 0.24431 | 572.97 | 0.0021475
| 569.962 | 0.24319 | 573.2 | 0
| 570.189 | 0.24404 | 573.42 | 0
| 570.4159 | 0.24203 | 573.65 | 0.0010737
| 570.6429 | 0.24299 | 573.88 | 0.0032212
| 570.8699 | 0.24205 | 574.11 | 0.0021475
| 571.0968 | 0.24335 | 574.33 | 0.0010737
| 571.3238 | 0.24328 | 574.56 | 0.0010737
| 571.5509 | 0.24327 | 574.79 | 0.0053687
| 571.7779 | 0.24182 | 575.02 | 0.0032212
| 572.0049 | 0.24306 | 575.25 | 0.0042949
| 572.2319 | 0.24128 | 575.47 | 0.0021475
| 572.459 | 0.24261 | 575.7 | 0.0042949
| 572.6861 | 0.24102 | 575.93 | 0
| 572.9131 | 0.24097 | 576.16 | 0.0053687
| 573.1402 | 0.24038 | 576.38 | 0.0010737
| 573.3673 | 0.24121 | 576.61 | 0.0064424
| 573.5944 | 0.24 | 576.84 | 0.0010737
| 573.8216 | 0.24126 | 577.07 | 0.0075149
| 574.0487 | 0.24111 | 577.3 | 0.0021475
| 574.2758 | 0.2424 | 577.52 | 0.0032212
| 574.503 | 0.24093 | 577.75 | 0.0010737
| 574.7302 | 0.24094 | 577.98 | 0.0053687
| 574.9573 | 0.23934 | 578.21 | 0.0042949
| 575.1845 | 0.23923 | 578.44 | 0.0032212
| 575.4117 | 0.23778 | 578.66 | 0.0021475
| 575.6389 | 0.23703 | 578.89 | 0.0021475
| 575.8662 | 0.23635 | 579.12 | 0.0021475
| 576.0934 | 0.23664 | 579.35 | 0.0010737
| 576.3206 | 0.23692 | 579.57 | 0.0042949
| 576.5479 | 0.23809 | 579.8 | 0.0032212
| 576.7752 | 0.23846 | 580.03 | 0.0021475
| 577.0024 | 0.23851 | 580.26 | 0.0032212
| 577.2297 | 0.23987 | 580.49 | 0.0010737
| 577.457 | 0.23777 | 580.71 | 0.0021475
| 577.6843 | 0.23851 | 580.94 | 0.0021475
| 577.9117 | 0.23613 | 581.17 | 0.0032212
| 578.139 | 0.23849 | 581.4 | 0.0042949
| 578.3663 | 0.23742 | 581.63 | 0.0053687
| 578.5937 | 0.23859 | 581.86 | 0.0021475
| 578.8211 | 0.2386 | 582.08 | 0.0032212
| 579.0484 | 0.23963 | 582.31 | 0.0053687
| 579.2758 | 0.2395 | 582.54 | 0.0010737
| 579.5032 | 0.24242 | 582.77 | 0.0010737
| 579.7306 | 0.23946 | 583 | 0.0042949
| 579.9581 | 0.23845 | 583.22 | 0.0021475
| 580.1855 | 0.23657 | 583.45 | 0.0021475
| 580.4129 | 0.23583 | 583.68 | 0.0010737
| 580.6404 | 0.23376 | 583.91 | 0.0032212
| 580.8679 | 0.23496 | 584.14 | 0.0042949
| 581.0954 | 0.23505 | 584.36 | 0.0010737
| 581.3228 | 0.23661 | 584.59 | 0.0032212
| 581.5503 | 0.23624 | 584.82 | 0.0021475
| 581.7779 | 0.23738 | 585.05 | 0
| 582.0054 | 0.23643 | 585.28 | 0.0021475
| 582.2329 | 0.23737 | 585.51 | 0.0021475
| 582.4605 | 0.23476 | 585.73 | 0.0042949
| 582.688 | 0.23505 | 585.96 | 0.0021475
| 582.9156 | 0.23374 | 586.19 | 0.0010737
| 583.1432 | 0.23526 | 586.42 | 0
| 583.3708 | 0.23521 | 586.65 | 0.0053687
| 583.5984 | 0.23571 | 586.88 | 0
| 583.826 | 0.23497 | 587.1 | 0.0032212
| 584.0536 | 0.23587 | 587.33 | 0.0021475
| 584.2812 | 0.23453 | 587.56 | 0.0042949
| 584.5089 | 0.23531 | 587.79 | 0
| 584.7365 | 0.23492 | 588.02 | 0.0010737
| 584.9642 | 0.23636 | 588.25 | 0.0042949
| 585.1919 | 0.23497 | 588.47 | 0.0042949
| 585.4196 | 0.23543 | 588.7 | 0.0010737
| 585.6473 | 0.23454 | 588.93 | 0.0021475
| 585.875 | 0.23383 | 589.16 | 0.0032212
| 586.1027 | 0.23263 | 589.39 | 0.0010737
| 586.3305 | 0.23336 | 589.62 | 0.0021475
| 586.5582 | 0.23193 | 589.85 | 0.0053687
| 586.786 | 0.2331 | 590.07 | 0.0075149
| 587.0137 | 0.23114 | 590.3 | 0.0010737
| 587.2415 | 0.23358 | 590.53 | 0.0021475
| 587.4693 | 0.23345 | 590.76 | 0.0032212
| 587.6971 | 0.23352 | 590.99 | 0.0021475
| 587.9249 | 0.23291 | 591.22 | 0.0032212
| 588.1527 | 0.23362 | 591.44 | 0.0021475
| 588.3806 | 0.23205 | 591.67 | 0.0021475
| 588.6084 | 0.23331 | 591.9 | 0.0042949
| 588.8363 | 0.23279 | 592.13 | 0.0010737
| 589.0641 | 0.23325 | 592.36 | 0.0064424
| 589.292 | 0.23225 | 592.59 | 0.0021475
| 589.5199 | 0.23283 | 592.82 | 0.0021475
| 589.7478 | 0.23159 | 593.05 | 0.0010737
| 589.9757 | 0.2327 | 593.27 | 0.0021475
| 590.2037 | 0.2325 | 593.5 | 0.0021475
| 590.4316 | 0.23418 | 593.73 | 0.0010737
| 590.6595 | 0.23356 | 593.96 | 0.0021475
| 590.8875 | 0.23467 | 594.19 | 0.0053687
| 591.1155 | 0.23323 | 594.42 | 0.0010737
| 591.3434 | 0.23326 | 594.65 | 0.0053687
| 591.5714 | 0.23195 | 594.87 | 0.0042949
| 591.7994 | 0.23129 | 595.1 | 0.0032212
| 592.0274 | 0.23089 | 595.33 | 0.0032212
| 592.2555 | 0.23092 | 595.56 | 0.0032212
| 592.4835 | 0.2309 | 595.79 | 0.0032212
| 592.7115 | 0.23118 | 596.02 | 0.0053687
| 592.9396 | 0.23074 | 596.25 | 0
| 593.1677 | 0.23149 | 596.48 | 0
| 593.3957 | 0.23066 | 596.71 | 0
| 593.6238 | 0.23054 | 596.93 | 0.0010737
| 593.8519 | 0.2294 | 597.16 | 0.0032212
| 594.08 | 0.22954 | 597.39 | 0.0032212
| 594.3082 | 0.22837 | 597.62 | 0.0021475
| 594.5363 | 0.22921 | 597.85 | 0
| 594.7644 | 0.22841 | 598.08 | 0.0021475
| 594.9926 | 0.22883 | 598.31 | 0.0032212
| 595.2208 | 0.22805 | 598.54 | 0.0021475
| 595.4489 | 0.22869 | 598.76 | 0.0042949
| 595.6771 | 0.22851 | 598.99 | 0.0032212
| 595.9053 | 0.22882 | 599.22 | 0
| 596.1335 | 0.22899 | 599.45 | 0.0021475
| 596.3618 | 0.2286 | 599.68 | 0.0053687
| 596.59 | 0.22778 | 599.91 | 0.0010737
| 596.8182 | 0.22894 | 600.14 | 0.0021475
| 597.0465 | 0.2282 | 600.37 | 0.0010737
| 597.2747 | 0.22904 | 600.6 | 0
| 597.503 | 0.22845 | 600.83 | 0
| 597.7313 | 0.22907 | 601.05 | 0.0053687
| 597.9596 | 0.22903 | 601.28 | 0.0042949
| 598.1879 | 0.2294 | 601.51 | 0.0021475
| 598.4162 | 0.22869 | 601.74 | 0.0021475
| 598.6446 | 0.22891 | 601.97 | 0.0042949
| 598.8729 | 0.22855 | 602.2 | 0.0021475
| 599.1013 | 0.2289 | 602.43 | 0.0010737
| 599.3296 | 0.22764 | 602.66 | 0.0053687
| 599.558 | 0.22819 | 602.89 | 0
| 599.7864 | 0.22718 | 603.12 | 0
| 600.0148 | 0.22781 | 603.35 | 0
| 600.2432 | 0.22645 | 603.58 | 0.0021475
| 600.4716 | 0.22674 | 603.8 | 0.0021475
| 600.7 | 0.22594 | 604.03 | 0
| 600.9285 | 0.22702 | 604.26 | 0
| 601.1569 | 0.22588 | 604.49 | 0.0021475
| 601.3854 | 0.22562 | 604.72 | 0.0010737
| 601.6138 | 0.22614 | 604.95 | 0.0021475
| 601.8423 | 0.22575 | 605.18 | 0.0021475
| 602.0708 | 0.22541 | 605.41 | 0.0010737
| 602.2993 | 0.22577 | 605.64 | 0.0010737
| 602.5278 | 0.22582 | 605.87 | 0
| 602.7564 | 0.22589 | 606.1 | 0.0010737
| 602.9849 | 0.22595 | 606.33 | 0
| 603.2135 | 0.22619 | 606.56 | 0.0053687
| 603.442 | 0.22495 | 606.78 | 0.0010737
| 603.6706 | 0.22632 | 607.01 | 0
| 603.8992 | 0.2265 | 607.24 | 0.0032212
| 604.1278 | 0.22634 | 607.47 | 0.0010737
| 604.3564 | 0.22616 | 607.7 | 0.0021475
| 604.585 | 0.2266 | 607.93 | 0.0010737
| 604.8136 | 0.22629 | 608.16 | 0.0010737
| 605.0422 | 0.22691 | 608.39 | 0.0010737
| 605.2709 | 0.22707 | 608.62 | 0
| 605.4995 | 0.22808 | 608.85 | 0.0053687
| 605.7282 | 0.22757 | 609.08 | 0.0021475
| 605.9569 | 0.22847 | 609.31 | 0.0075149
| 606.1856 | 0.22805 | 609.54 | 0.0021475
| 606.4143 | 0.22901 | 609.77 | 0.0064424
| 606.643 | 0.2283 | 610 | 0.0021475
| 606.8717 | 0.2276 | 610.23 | 0.0010737
| 607.1004 | 0.22667 | 610.46 | 0
| 607.3292 | 0.22669 | 610.68 | 0.0032212
| 607.5579 | 0.2259 | 610.91 | 0.0010737
| 607.7867 | 0.22704 | 611.14 | 0.0042949
| 608.0155 | 0.22683 | 611.37 | 0.0010737
| 608.2443 | 0.2279 | 611.6 | 0.0032212
| 608.4731 | 0.22751 | 611.83 | 0.0021475
| 608.7019 | 0.2277 | 612.06 | 0.0010737
| 608.9307 | 0.22681 | 612.29 | 0.0010737
| 609.1595 | 0.22654 | 612.52 | 0
| 609.3884 | 0.22555 | 612.75 | 0.0021475
| 609.6172 | 0.2269 | 612.98 | 0
| 609.8461 | 0.22827 | 613.21 | 0.0042949
| 610.0749 | 0.22486 | 613.44 | 0.0010737
| 610.3038 | 0.22676 | 613.67 | 0.0010737
| 610.5327 | 0.22754 | 613.9 | 0.0075149
| 610.7616 | 0.22836 | 614.13 | 0.0053687
| 610.9905 | 0.22627 | 614.36 | 0.0032212
| 611.2195 | 0.22548 | 614.59 | 0.0010737
| 611.4484 | 0.22451 | 614.82 | 0.0032212
| 611.6774 | 0.22593 | 615.05 | 0
| 611.9063 | 0.22541 | 615.28 | 0
| 612.1353 | 0.22644 | 615.51 | 0.0010737
| 612.3643 | 0.2248 | 615.74 | 0.0021475
| 612.5933 | 0.22608 | 615.97 | 0.0010737
| 612.8223 | 0.22613 | 616.2 | 0.0010737
| 613.0513 | 0.22736 | 616.43 | 0.0021475
| 613.2803 | 0.22452 | 616.66 | 0.0042949
| 613.5093 | 0.22728 | 616.89 | 0.0010737
| 613.7384 | 0.22563 | 617.12 | 0.0042949
| 613.9674 | 0.22483 | 617.35 | 0.0010737
| 614.1965 | 0.22616 | 617.58 | 0.0032212
| 614.4256 | 0.22564 | 617.81 | 0.0021475
| 614.6547 | 0.22728 | 618.04 | 0.0053687
| 614.8838 | 0.2278 | 618.27 | 0.0010737
| 615.1129 | 0.22622 | 618.5 | 0.0042949
| 615.342 | 0.22526 | 618.73 | 0.0010737
| 615.5711 | 0.22739 | 618.96 | 0.0053687
| 615.8003 | 0.22878 | 619.18 | 0.0021475
| 616.0294 | 0.22665 | 619.41 | 0.0010737
| 616.2586 | 0.22525 | 619.64 | 0.0010737
| 616.4877 | 0.22704 | 619.87 | 0
| 616.7169 | 0.22783 | 620.1 | 0.0010737
| 616.9461 | 0.22735 | 620.33 | 0.0021475
| 617.1753 | 0.22654 | 620.56 | 0.0032212
| 617.4046 | 0.22849 | 620.79 | 0.0021475
| 617.6338 | 0.22674 | 621.02 | 0.0032212
| 617.863 | 0.22585 | 621.25 | 0.0010737
| 618.0923 | 0.22601 | 621.48 | 0.0042949
| 618.3215 | 0.22609 | 621.72 | 0.0042949
| 618.5508 | 0.22664 | 621.95 | 0.0010737
| 618.7801 | 0.22444 | 622.18 | 0.0021475
| 619.0094 | 0.22662 | 622.41 | 0.0032212
| 619.2387 | 0.22511 | 622.64 | 0.0032212
| 619.468 | 0.22675 | 622.87 | 0.0032212
| 619.6973 | 0.22576 | 623.1 | 0.0021475
| 619.9266 | 0.22736 | 623.33 | 0.0021475
| 620.156 | 0.22604 | 623.56 | 0
| 620.3853 | 0.22757 | 623.79 | 0.0032212
| 620.6147 | 0.22686 | 624.02 | 0.0032212
| 620.8441 | 0.22877 | 624.25 | 0.0010737
| 621.0735 | 0.22707 | 624.48 | 0.0032212
| 621.3029 | 0.22451 | 624.71 | 0.0010737
| 621.5323 | 0.22452 | 624.94 | 0.0053687
| 621.7617 | 0.22644 | 625.17 | 0
| 621.9911 | 0.22801 | 625.4 | 0.0053687
| 622.2206 | 0.22514 | 625.63 | 0
| 622.45 | 0.22805 | 625.86 | 0.0021475
| 622.6795 | 0.23054 | 626.09 | 0
| 622.909 | 0.22615 | 626.32 | 0.0032212
| 623.1384 | 0.22395 | 626.55 | 0.0032212
| 623.3679 | 0.22639 | 626.78 | 0.0010737
| 623.5974 | 0.2273 | 627.01 | 0.0010737
| 623.8269 | 0.2255 | 627.24 | 0.0010737
| 624.0565 | 0.22822 | 627.47 | 0
| 624.286 | 0.22653 | 627.7 | 0.0010737
| 624.5156 | 0.22911 | 627.93 | 0
| 624.7451 | 0.22781 | 628.16 | 0.0021475
| 624.9747 | 0.22701 | 628.39 | 0
| 625.2043 | 0.22669 | 628.62 | 0.0021475
| 625.4338 | 0.22955 | 628.85 | 0.0021475
| 625.6634 | 0.2272 | 629.08 | 0.0032212
| 625.8931 | 0.22662 | 629.31 | 0.0032212
| 626.1227 | 0.22727 | 629.54 | 0.0021475
| 626.3523 | 0.22838 | 629.77 | 0
| 626.582 | 0.22786 | 630 | 0.0032212
| 626.8116 | 0.22875 | 630.23 | 0.0010737
| 627.0413 | 0.23053 | 630.47 | 0.0032212
| 627.2709 | 0.23015 | 630.7 | 0.0021475
| 627.5006 | 0.23112 | 630.93 | 0.0021475
| 627.7303 | 0.2271 | 631.16 | 0.0032212
| 627.96 | 0.22723 | 631.39 | 0
| 628.1897 | 0.2303 | 631.62 | 0.0010737
| 628.4195 | 0.23062 | 631.85 | 0.0053687
| 628.6492 | 0.23025 | 632.08 | 0.0032212
| 628.879 | 0.23051 | 632.31 | 0
| 629.1087 | 0.22757 | 632.54 | 0.0053687
| 629.3385 | 0.22757 | 632.77 | 0.0010737
| 629.5683 | 0.23147 | 633 | 0
| 629.798 | 0.22788 | 633.23 | 0
| 630.0278 | 0.22821 | 633.46 | 0.0010737
| 630.2577 | 0.22831 | 633.69 | 0
| 630.4875 | 0.22896 | 633.92 | 0.0010737
| 630.7173 | 0.22751 | 634.15 | 0
| 630.9472 | 0.23023 | 634.38 | 0.0010737
| 631.177 | 0.22777 | 634.62 | 0
| 631.4069 | 0.22748 | 634.85 | 0.0042949
| 631.6367 | 0.22842 | 635.08 | 0.0021475
| 631.8666 | 0.2295 | 635.31 | 0.0010737
| 632.0965 | 0.22727 | 635.54 | 0.0021475
| 632.3264 | 0.22514 | 635.77 | 0.0053687
| 632.5563 | 0.22814 | 636 | 0.0053687
| 632.7863 | 0.22882 | 636.23 | 0.0010737
| 633.0162 | 0.22684 | 636.46 | 0.0010737
| 633.2462 | 0.2267 | 636.69 | 0
| 633.4761 | 0.22756 | 636.92 | 0.0042949
| 633.7061 | 0.22949 | 637.15 | 0.0053687
| 633.9361 | 0.22927 | 637.38 | 0.0075149
| 634.166 | 0.22712 | 637.62 | 0.0021475
| 634.396 | 0.22949 | 637.85 | 0.0064424
| 634.6261 | 0.226 | 638.08 | 0
| 634.8561 | 0.22906 | 638.31 | 0
| 635.0861 | 0.22876 | 638.54 | 0.0032212
| 635.3162 | 0.22793 | 638.77 | 0.0053687
| 635.5462 | 0.22903 | 639 | 0.0010737
| 635.7763 | 0.22792 | 639.23 | 0.0053687
| 636.0063 | 0.22589 | 639.46 | 0.0021475
| 636.2364 | 0.22643 | 639.69 | 0.0010737
| 636.4665 | 0.22586 | 639.92 | 0.0042949
| 636.6966 | 0.22456 | 640.15 | 0.0032212
| 636.9267 | 0.2279 | 640.39 | 0.0064424
| 637.1569 | 0.22638 | 640.62 | 0.0010737
| 637.387 | 0.22625 | 640.85 | 0
| 637.6171 | 0.22661 | 641.08 | 0.0032212
| 637.8473 | 0.22892 | 641.31 | 0.0021475
| 638.0775 | 0.22829 | 641.54 | 0.0032212
| 638.3076 | 0.22465 | 641.77 | 0.0042949
| 638.5378 | 0.226 | 642 | 0.0021475
| 638.768 | 0.22617 | 642.23 | 0.0032212
| 638.9982 | 0.2257 | 642.46 | 0.0032212
| 639.2285 | 0.22521 | 642.7 | 0.0075149
| 639.4587 | 0.22657 | 642.93 | 0.0010737
| 639.6889 | 0.22542 | 643.16 | 0.0010737
| 639.9192 | 0.22382 | 643.39 | 0.0010737
| 640.1494 | 0.22486 | 643.62 | 0.0032212
| 640.3797 | 0.22702 | 643.85 | 0.0010737
| 640.61 | 0.22582 | 644.08 | 0.0021475
| 640.8403 | 0.22633 | 644.31 | 0.0042949
| 641.0706 | 0.22272 | 644.54 | 0.0032212
| 641.3009 | 0.22468 | 644.78 | 0.0021475
| 641.5312 | 0.22417 | 645.01 | 0.0021475
| 641.7616 | 0.2241 | 645.24 | 0.0021475
| 641.9919 | 0.22391 | 645.47 | 0.0053687
| 642.2223 | 0.22239 | 645.7 | 0
| 642.4526 | 0.22289 | 645.93 | 0.0053687
| 642.683 | 0.2238 | 646.16 | 0.0042949
| 642.9134 | 0.22159 | 646.39 | 0.0010737
| 643.1438 | 0.22167 | 646.63 | 0.0021475
| 643.3742 | 0.2229 | 646.86 | 0.0021475
| 643.6046 | 0.22219 | 647.09 | 0.0032212
| 643.835 | 0.22354 | 647.32 | 0.0032212
| 644.0655 | 0.22521 | 647.55 | 0.0042949
| 644.2959 | 0.22395 | 647.78 | 0.0010737
| 644.5264 | 0.225 | 648.01 | 0.0021475
| 644.7568 | 0.22558 | 648.24 | 0.0053687
| 644.9873 | 0.22405 | 648.48 | 0.0042949
| 645.2178 | 0.22566 | 648.71 | 0.0064424
| 645.4483 | 0.2233 | 648.94 | 0.0021475
| 645.6788 | 0.22187 | 649.17 | 0.0010737
| 645.9093 | 0.22241 | 649.4 | 0
| 646.1399 | 0.22007 | 649.63 | 0.0053687
| 646.3704 | 0.22037 | 649.86 | 0.0010737
| 646.601 | 0.22121 | 650.1 | 0
| 646.8315 | 0.22184 | 650.33 | 0.0010737
| 647.0621 | 0.22182 | 650.56 | 0.0021475
| 647.2927 | 0.22314 | 650.79 | 0
| 647.5233 | 0.22176 | 651.02 | 0.0042949
| 647.7539 | 0.22344 | 651.25 | 0.0042949
| 647.9845 | 0.22325 | 651.48 | 0.0010737
| 648.2151 | 0.22297 | 651.72 | 0.0010737
| 648.4457 | 0.22319 | 651.95 | 0.0032212
| 648.6764 | 0.22046 | 652.18 | 0.0010737
| 648.907 | 0.22191 | 652.41 | 0.0010737
| 649.1377 | 0.2212 | 652.64 | 0
| 649.3684 | 0.22094 | 652.87 | 0.0021475
| 649.5991 | 0.22187 | 653.1 | 0.0042949
| 649.8297 | 0.22127 | 653.34 | 0.0021475
| 650.0605 | 0.22021 | 653.57 | 0
| 650.2912 | 0.22137 | 653.8 | 0
| 650.5219 | 0.22189 | 654.03 | 0.0032212
| 650.7526 | 0.22012 | 654.26 | 0.0010737
| 650.9834 | 0.22236 | 654.49 | 0.0086093
| 651.2141 | 0.2224 | 654.73 | 0.0010737
| 651.4449 | 0.22224 | 654.96 | 0.0021475
| 651.6757 | 0.22256 | 655.19 | 0.0032212
| 651.9065 | 0.22142 | 655.42 | 0
| 652.1373 | 0.22193 | 655.65 | 0.0032212
| 652.3681 | 0.22139 | 655.88 | 0.0064424
| 652.5989 | 0.22136 | 656.12 | 0.0075149
| 652.8297 | 0.22105 | 656.35 | 0.0021475
| 653.0606 | 0.22313 | 656.58 | 0.0021475
| 653.2914 | 0.22241 | 656.81 | 0.0021475
| 653.5223 | 0.22007 | 657.04 | 0.0032212
| 653.7531 | 0.22037 | 657.27 | 0.0010737
| 653.984 | 0.22121 | 657.51 | 0.0010737
| 654.2149 | 0.22184 | 657.74 | 0.0032212
| 654.4458 | 0.22182 | 657.97 | 0.0032212
| 654.6767 | 0.22314 | 658.2 | 0.0042949
| 654.9076 | 0.22176 | 658.43 | 0.0042949
| 655.1386 | 0.22344 | 658.66 | 0.0021475
| 655.3695 | 0.22325 | 658.9 | 0.0064424
| 655.6005 | 0.22297 | 659.13 | 0.0010737
| 655.8314 | 0.22241 | 659.36 | 0
| 656.0624 | 0.22007 | 659.59 | 0.0010737
| 656.2934 | 0.22037 | 659.82 | 0.0042949
| 656.5244 | 0.22121 | 660.06 | 0.0021475
| 656.7554 | 0.22184 | 660.29 | 0.0010737
| 656.9864 | 0.22182 | 660.52 | 0.0021475
| 657.2174 | 0.22314 | 660.75 | 0.0021475
| 657.4484 | 0.22176 | 660.98 | 0.0010737
| 657.6795 | 0.22344 | 661.21 | 0.0053687
| 657.9105 | 0.22325 | 661.45 | 0.0021475
| 658.1416 | 0.22297 | 661.68 | 0.0042949
| 658.3727 | 0.22431 | 661.91 | 0.0010737
| 658.6038 | 0.22113 | 662.14 | 0.0032212
| 658.8348 | 0.21997 | 662.37 | 0
| 659.066 | 0.21923 | 662.61 | 0.0032212
| 659.2971 | 0.21761 | 662.84 | 0.0021475
| 659.5282 | 0.21794 | 663.07 | 0.0010737
| 659.7593 | 0.21653 | 663.3 | 0
| 659.9905 | 0.21679 | 663.53 | 0.0021475
| 660.2216 | 0.21594 | 663.77 | 0.0053687
| 660.4528 | 0.21702 | 664 | 0.0032212
| 660.684 | 0.21593 | 664.23 | 0
| 660.9151 | 0.21657 | 664.46 | 0.0010737
| 661.1463 | 0.21645 | 664.69 | 0.0010737
| 661.3775 | 0.21629 | 664.93 | 0.0032212
| 661.6088 | 0.21562 | 665.16 | 0.0010737
| 661.84 | 0.2158 | 665.39 | 0.0010737
| 662.0712 | 0.21539 | 665.62 | 0.0064424
| 662.3025 | 0.21574 | 665.85 | 0.0021475
| 662.5337 | 0.21497 | 666.09 | 0.0053687
| 662.765 | 0.21508 | 666.32 | 0.0010737
| 662.9963 | 0.21433 | 666.55 | 0.0021475
| 663.2276 | 0.21543 | 666.78 | 0.0021475
| 663.4589 | 0.21543 | 667.02 | 0.0021475
| 663.6902 | 0.21493 | 667.25 | 0.0042949
| 663.9215 | 0.21437 | 667.48 | 0
| 664.1528 | 0.21486 | 667.71 | 0.0042949
| 664.3841 | 0.21441 | 667.94 | 0.0021475
| 664.6155 | 0.21499 | 668.18 | 0.0032212
| 664.8468 | 0.2136 | 668.41 | 0.0010737
| 665.0782 | 0.21482 | 668.64 | 0.0021475
| 665.3096 | 0.21384 | 668.87 | 0.0032212
| 665.541 | 0.21398 | 669.11 | 0.0010737
| 665.7724 | 0.21341 | 669.34 | 0.0010737
| 666.0038 | 0.21409 | 669.57 | 0.0064424
| 666.2352 | 0.21275 | 669.8 | 0.0021475
| 666.4666 | 0.21381 | 670.03 | 0.0010737
| 666.6981 | 0.21259 | 670.27 | 0.0010737
| 666.9295 | 0.21243 | 670.5 | 0.0053687
| 667.161 | 0.21197 | 670.73 | 0.0032212
| 667.3924 | 0.21207 | 670.96 | 0.0021475
| 667.6239 | 0.21164 | 671.2 | 0.0010737
| 667.8554 | 0.21174 | 671.43 | 0.0042949
| 668.0869 | 0.21083 | 671.66 | 0.0042949
| 668.3184 | 0.21138 | 671.89 | 0.0010737
| 668.5499 | 0.21093 | 672.13 | 0.0010737
| 668.7815 | 0.21117 | 672.36 | 0.0021475
| 669.013 | 0.21068 | 672.59 | 0.0021475
| 669.2445 | 0.21175 | 672.82 | 0.0032212
| 669.4761 | 0.21097 | 673.06 | 0.0053687
| 669.7077 | 0.21171 | 673.29 | 0.0053687
| 669.9393 | 0.21089 | 673.52 | 0.0010737
| 670.1708 | 0.21104 | 673.75 | 0
| 670.4024 | 0.21049 | 673.99 | 0.0021475
| 670.634 | 0.20972 | 674.22 | 0.0042949
| 670.8657 | 0.2095 | 674.45 | 0.0021475
| 671.0973 | 0.20935 | 674.68 | 0.0042949
| 671.3289 | 0.20941 | 674.92 | 0.0053687
| 671.5606 | 0.209 | 675.15 | 0.0096308
| 671.7922 | 0.20781 | 675.38 | 0.0042949
| 672.0239 | 0.20798 | 675.61 | 0.0086093
| 672.2556 | 0.20825 | 675.85 | 0.0096308
| 672.4873 | 0.20893 | 676.08 | 0.0032212
| 672.719 | 0.20757 | 676.31 | 0
| 672.9507 | 0.20894 | 676.54 | 0.0042949
| 673.1824 | 0.20699 | 676.78 | 0.0010737
| 673.4141 | 0.20667 | 677.01 | 0.0064424
| 673.6459 | 0.20521 | 677.24 | 0.0010737
| 673.8776 | 0.2048 | 677.47 | 0.0042949
| 674.1094 | 0.20368 | 677.71 | 0.0053687
| 674.3411 | 0.20429 | 677.94 | 0.0010737
| 674.5729 | 0.20386 | 678.17 | 0.0021475
| 674.8047 | 0.20457 | 678.4 | 0.0010737
| 675.0365 | 0.20455 | 678.64 | 0.0010737
| 675.2683 | 0.20397 | 678.87 | 0.0064424
| 675.5001 | 0.20419 | 679.1 | 0.0010737
| 675.732 | 0.20336 | 679.34 | 0.0032212
| 675.9638 | 0.20262 | 679.57 | 0.0032212
| 676.1956 | 0.20328 | 679.8 | 0.0010737
| 676.4275 | 0.20248 | 680.03 | 0.0064424
| 676.6594 | 0.20317 | 680.27 | 0.0021475
| 676.8913 | 0.20332 | 680.5 | 0.0021475
| 677.1231 | 0.20329 | 680.73 | 0.0064424
| 677.355 | 0.2025 | 680.96 | 0.0010737
| 677.5869 | 0.20263 | 681.2 | 0.0021475
| 677.8189 | 0.20225 | 681.43 | 0.0053687
| 678.0508 | 0.20255 | 681.66 | 0.0021475
| 678.2827 | 0.20208 | 681.9 | 0.0010737
| 678.5147 | 0.20171 | 682.13 | 0.0053687
| 678.7466 | 0.20123 | 682.36 | 0.0042949
| 678.9786 | 0.20134 | 682.59 | 0.0010737
| 679.2106 | 0.20096 | 682.83 | 0.0032212
| 679.4426 | 0.20089 | 683.06 | 0.0032212
| 679.6746 | 0.20087 | 683.29 | 0.0021475
| 679.9066 | 0.20153 | 683.53 | 0.0042949
| 680.1386 | 0.2002 | 683.76 | 0.0064424
| 680.3706 | 0.20033 | 683.99 | 0.0010737
| 680.6026 | 0.20016 | 684.22 | 0.0064424
| 680.8347 | 0.20034 | 684.46 | 0.0053687
| 681.0668 | 0.19855 | 684.69 | 0.0010737
| 681.2988 | 0.19946 | 684.92 | 0.0096308
| 681.5309 | 0.19972 | 685.16 | 0.0042949
| 681.763 | 0.19963 | 685.39 | 0.0075149
| 681.9951 | 0.19923 | 685.62 | 0.0010737
| 682.2272 | 0.20012 | 685.86 | 0.0075149
| 682.4593 | 0.2001 | 686.09 | 0.0064424
| 682.6914 | 0.20011 | 686.32 | 0.0032212
| 682.9236 | 0.20063 | 686.55 | 0.0010737
| 683.1557 | 0.19963 | 686.79 | 0.0053687
| 683.3879 | 0.1996 | 687.02 | 0.0032212
| 683.62 | 0.19939 | 687.25 | 0.0096308
| 683.8522 | 0.19924 | 687.49 | 0.0010737
| 684.0844 | 0.19967 | 687.72 | 0.0021475
| 684.3166 | 0.19961 | 687.95 | 0.0010737
| 684.5488 | 0.20044 | 688.19 | 0.0021475
| 684.781 | 0.19911 | 688.42 | 0.0032212
| 685.0132 | 0.1998 | 688.65 | 0.0032212
| 685.2455 | 0.19934 | 688.89 | 0
| 685.4777 | 0.19872 | 689.12 | 0.0042949
| 685.71 | 0.1983 | 689.35 | 0.0010737
| 685.9422 | 0.19871 | 689.58 | 0.0010737
| 686.1745 | 0.19874 | 689.82 | 0.0086093
| 686.4068 | 0.19887 | 690.05 | 0.0032212
| 686.6391 | 0.19918 | 690.28 | 0.0053687
| 686.8714 | 0.19909 | 690.52 | 0.0053687
| 687.1037 | 0.19849 | 690.75 | 0.0010737
| 687.336 | 0.19909 | 690.98 | 0.0021475
| 687.5683 | 0.19819 | 691.22 | 0.0086093
| 687.8007 | 0.1992 | 691.45 | 0.0042949
| 688.033 | 0.19855 | 691.68 | 0.0010737
| 688.2654 | 0.19791 | 691.92 | 0.0042949
| 688.4978 | 0.19769 | 692.15 | 0.0010737
| 688.7301 | 0.19838 | 692.38 | 0
| 688.9625 | 0.19827 | 692.62 | 0.0053687
| 689.1949 | 0.19835 | 692.85 | 0.0042949
| 689.4273 | 0.19757 | 693.08 | 0.0032212
| 689.6598 | 0.19902 | 693.32 | 0.0010737
| 689.8922 | 0.19768 | 693.55 | 0.0010737
| 690.1246 | 0.19799 | 693.78 | 0.0053687
| 690.3571 | 0.1974 | 694.02 | 0.0010737
| 690.5895 | 0.19726 | 694.25 | 0.0042949
| 690.822 | 0.19662 | 694.48 | 0
| 691.0545 | 0.19643 | 694.72 | 0.0021475
| 691.287 | 0.19682 | 694.95 | 0.0021475
| 691.5195 | 0.19717 | 695.18 | 0.0075149
| 691.752 | 0.19685 | 695.42 | 0.0021475
| 691.9845 | 0.19706 | 695.65 | 0.0053687
| 692.217 | 0.19672 | 695.88 | 0
| 692.4496 | 0.19736 | 696.12 | 0.0053687
| 692.6821 | 0.19656 | 696.35 | 0.0010737
| 692.9147 | 0.19701 | 696.58 | 0.0053687
| 693.1472 | 0.19708 | 696.82 | 0
| 693.3798 | 0.19757 | 697.05 | 0.0032212
| 693.6124 | 0.19807 | 697.28 | 0.0021475
| 693.845 | 0.19949 | 697.52 | 0.0075149
| 694.0776 | 0.19691 | 697.75 | 0.0064424
| 694.3102 | 0.199 | 697.99 | 0.0053687
| 694.5428 | 0.19904 | 698.22 | 0.0053687
| 694.7755 | 0.19999 | 698.45 | 0.0032212
| 695.0081 | 0.19968 | 698.69 | 0.0010737
| 695.2408 | 0.19968 | 698.92 | 0.0032212
| 695.4734 | 0.20102 | 699.15 | 0.0096308
| 695.7061 | 0.20087 | 699.39 | 0.0021475
| 695.9388 | 0.20137 | 699.62 | 0.0053687
| 696.1715 | 0.20082 | 699.85 | 0.0021475
| 696.4042 | 0.20158 | 700.09 | 0
| 696.6369 | 0.2013 | 700.32 | 0.0064424
| 696.8696 | 0.20162 | 700.55 | 0.0075149
| 697.1024 | 0.2012 | 700.79 | 0.0064424
| 697.3351 | 0.20156 | 701.02 | 0.0032212
| 697.5678 | 0.2018 | 701.26 | 0.0042949
| 697.8006 | 0.20111 | 701.49 | 0.0032212
| 698.0334 | 0.20189 | 701.72 | 0.0053687
| 698.2662 | 0.20166 | 701.96 | 0.0021475
| 698.4989 | 0.20018 | 702.19 | 0.0021475
| 698.7317 | 0.20026 | 702.42 | 0.0042949
| 698.9646 | 0.19933 | 702.66 | 0.0032212
| 699.1974 | 0.19989 | 702.89 | 0.0042949
| 699.4302 | 0.19846 | 703.13 | 0.0064424
| 699.663 | 0.20015 | 703.36 | 0.0042949
| 699.8959 | 0.19867 | 703.59 | 0.0032212
| 700.1287 | 0.19889 | 703.83 | 0.0053687
| 700.3616 | 0.19926 | 704.06 | 0.0042949
| 700.5945 | 0.19851 | 704.29 | 0.0053687
| 700.8274 | 0.19883 | 704.53 | 0.0064424
| 701.0603 | 0.19927 | 704.76 | 0.0064424
| 701.2932 | 0.1986 | 705 | 0.0010737
| 701.5261 | 0.19834 | 705.23 | 0.0096308
| 701.759 | 0.19842 | 705.46 | 0.0086093
| 701.9919 | 0.19859 | 705.7 | 0.0096308
| 702.2249 | 0.19842 | 705.93 | 0.0032212
| 702.4578 | 0.19885 | 706.17 | 0.0064424
| 702.6908 | 0.19802 | 706.4 | 0.0086093
| 702.9238 | 0.19911 | 706.63 | 0.0042949
| 703.1568 | 0.19847 | 706.87 | 0.0053687
| 703.3898 | 0.19849 | 707.1 | 0.0096308
| 703.6228 | 0.19839 | 707.33 | 0.0053687
| 703.8558 | 0.19862 | 707.57 | 0.0064424
| 704.0888 | 0.19902 | 707.8 | 0.0021475
| 704.3218 | 0.19935 | 708.04 | 0.0053687
| 704.5549 | 0.19915 | 708.27 | 0.0053687
| 704.7879 | 0.19991 | 708.5 | 0.010725
| 705.021 | 0.19863 | 708.74 | 0.0021475
| 705.254 | 0.19995 | 708.97 | 0.012914
| 705.4871 | 0.19952 | 709.21 | 0.01182
| 705.7202 | 0.19909 | 709.44 | 0.0053687
| 705.9533 | 0.19903 | 709.67 | 0.0064424
| 706.1864 | 0.19869 | 709.91 | 0.01182
| 706.4195 | 0.19882 | 710.14 | 0.0075149
| 706.6526 | 0.20019 | 710.38 | 0.0096308
| 706.8858 | 0.19961 | 710.61 | 0.0010737
| 707.1189 | 0.20142 | 710.84 | 0.0096308
| 707.3521 | 0.2009 | 711.08 | 0.0064424
| 707.5852 | 0.20175 | 711.31 | 0.010725
| 707.8184 | 0.20055 | 711.55 | 0.0075149
| 708.0516 | 0.20149 | 711.78 | 0.0075149
| 708.2848 | 0.20066 | 712.02 | 0.0086093
| 708.518 | 0.20161 | 712.25 | 0.01182
| 708.7512 | 0.20089 | 712.48 | 0.0042949
| 708.9844 | 0.20204 | 712.72 | 0.0096308
| 709.2177 | 0.20248 | 712.95 | 0.013935
| 709.4509 | 0.2036 | 713.19 | 0.0053687
| 709.6842 | 0.20433 | 713.42 | 0.0075149
| 709.9174 | 0.20468 | 713.65 | 0.0096308
| 710.1507 | 0.20446 | 713.89 | 0.0096308
| 710.384 | 0.20439 | 714.12 | 0.0075149
| 710.6173 | 0.20449 | 714.36 | 0.0086093
| 710.8506 | 0.20494 | 714.59 | 0.013935
| 711.0839 | 0.20433 | 714.83 | 0.012914
| 711.3172 | 0.20532 | 715.06 | 0.016124
| 711.5505 | 0.20446 | 715.29 | 0.0086093
| 711.7838 | 0.20542 | 715.53 | 0.010725
| 712.0172 | 0.20589 | 715.76 | 0.0042949
| 712.2505 | 0.20607 | 716 | 0.0053687
| 712.4839 | 0.20599 | 716.23 | 0.0064424
| 712.7173 | 0.20591 | 716.47 | 0.01182
| 712.9507 | 0.20689 | 716.7 | 0.0086093
| 713.1841 | 0.20692 | 716.93 | 0.013935
| 713.4175 | 0.20724 | 717.17 | 0.012914
| 713.6509 | 0.20774 | 717.4 | 0.010725
| 713.8843 | 0.20878 | 717.64 | 0.0096308
| 714.1177 | 0.20873 | 717.87 | 0.0075149
| 714.3512 | 0.2084 | 718.11 | 0.010725
| 714.5846 | 0.20954 | 718.34 | 0.016124
| 714.8181 | 0.21021 | 718.58 | 0.017146
| 715.0515 | 0.21122 | 718.81 | 0.013935
| 715.285 | 0.21138 | 719.04 | 0.0096308
| 715.5185 | 0.21161 | 719.28 | 0.012914
| 715.752 | 0.21078 | 719.51 | 0.0053687
| 715.9855 | 0.21233 | 719.75 | 0.013935
| 716.219 | 0.21116 | 719.98 | 0.020429
| 716.4525 | 0.21133 | 720.22 | 0.0086093
| 716.6861 | 0.2123 | 720.45 | 0.0086093
| 716.9196 | 0.21248 | 720.69 | 0.012914
| 717.1532 | 0.21302 | 720.92 | 0.0096308
| 717.3867 | 0.21391 | 721.15 | 0.013935
| 717.6203 | 0.21234 | 721.39 | 0.013935
| 717.8539 | 0.2131 | 721.62 | 0.017146
| 718.0875 | 0.21219 | 721.86 | 0.019335
| 718.3211 | 0.21169 | 722.09 | 0.020429
| 718.5547 | 0.21083 | 722.33 | 0.0064424
| 718.7883 | 0.21182 | 722.56 | 0.01503
| 719.0219 | 0.21131 | 722.8 | 0.01503
| 719.2556 | 0.2117 | 723.03 | 0.013935
| 719.4892 | 0.21124 | 723.27 | 0.016124
| 719.7229 | 0.21109 | 723.5 | 0.01824
| 719.9566 | 0.20992 | 723.73 | 0.013935
| 720.1902 | 0.21021 | 723.97 | 0.023639
| 720.4239 | 0.21017 | 724.2 | 0.016124
| 720.6576 | 0.21089 | 724.44 | 0.01824
| 720.8913 | 0.20994 | 724.67 | 0.01503
| 721.125 | 0.20961 | 724.91 | 0.02145
| 721.3588 | 0.20911 | 725.14 | 0.01824
| 721.5925 | 0.21029 | 725.38 | 0.024661
| 721.8262 | 0.2091 | 725.61 | 0.01824
| 722.06 | 0.20996 | 725.85 | 0.020429
| 722.2937 | 0.208 | 726.08 | 0.022545
| 722.5275 | 0.20837 | 726.32 | 0.024661
| 722.7613 | 0.20741 | 726.55 | 0.017146
| 722.9951 | 0.20696 | 726.79 | 0.017146
| 723.2289 | 0.20694 | 727.02 | 0.025755
| 723.4627 | 0.20711 | 727.25 | 0.017146
| 723.6965 | 0.20691 | 727.49 | 0.02145
| 723.9303 | 0.20751 | 727.72 | 0.024661
| 724.1642 | 0.20785 | 727.96 | 0.019335
| 724.398 | 0.20803 | 728.19 | 0.025755
| 724.6319 | 0.20783 | 728.43 | 0.031154
| 724.8657 | 0.20752 | 728.66 | 0.028965
| 725.0996 | 0.20602 | 728.9 | 0.028965
| 725.3335 | 0.20609 | 729.13 | 0.03327
| 725.5674 | 0.20486 | 729.37 | 0.027944
| 725.8013 | 0.20478 | 729.6 | 0.026849
| 726.0352 | 0.20514 | 729.84 | 0.023639
| 726.2691 | 0.2057 | 730.07 | 0.032248
| 726.503 | 0.20562 | 730.31 | 0.027944
| 726.737 | 0.20671 | 730.54 | 0.034364
| 726.9709 | 0.20636 | 730.78 | 0.03327
| 727.2049 | 0.20646 | 731.01 | 0.03648
| 727.4388 | 0.20662 | 731.25 | 0.032248
| 727.6728 | 0.20667 | 731.48 | 0.03327
| 727.9068 | 0.20621 | 731.72 | 0.034364
| 728.1408 | 0.20588 | 731.95 | 0.038669
| 728.3748 | 0.20531 | 732.19 | 0.039763
| 728.6088 | 0.20629 | 732.42 | 0.040785
| 728.8428 | 0.20491 | 732.66 | 0.042974
| 729.0769 | 0.20543 | 732.89 | 0.041879
| 729.3109 | 0.20531 | 733.13 | 0.04509
| 729.5449 | 0.20525 | 733.36 | 0.03648
| 729.779 | 0.20446 | 733.6 | 0.04509
| 730.0131 | 0.20487 | 733.83 | 0.042974
| 730.2471 | 0.20391 | 734.07 | 0.037575
| 730.4812 | 0.20509 | 734.3 | 0.053699
| 730.7153 | 0.20464 | 734.54 | 0.040785
| 730.9494 | 0.20376 | 734.77 | 0.047278
| 731.1836 | 0.20402 | 735.01 | 0.053699
| 731.4177 | 0.20458 | 735.24 | 0.049394
| 731.6518 | 0.2042 | 735.48 | 0.0483
| 731.886 | 0.20419 | 735.71 | 0.058004
| 732.1201 | 0.20385 | 735.95 | 0.062308
| 732.3543 | 0.20354 | 736.18 | 0.064424
| 732.5884 | 0.20361 | 736.42 | 0.058004
| 732.8226 | 0.20285 | 736.65 | 0.064424
| 733.0568 | 0.20215 | 736.89 | 0.06333
| 733.291 | 0.20199 | 737.12 | 0.067634
| 733.5252 | 0.20196 | 737.36 | 0.073033
| 733.7594 | 0.20191 | 737.59 | 0.08157
| 733.9936 | 0.20237 | 737.83 | 0.076244
| 734.2279 | 0.20185 | 738.06 | 0.077338
| 734.4621 | 0.20153 | 738.3 | 0.077338
| 734.6964 | 0.20175 | 738.53 | 0.086969
| 734.9306 | 0.20001 | 738.77 | 0.08157
| 735.1649 | 0.2006 | 739.01 | 0.090179
| 735.3992 | 0.19939 | 739.24 | 0.092368
| 735.6335 | 0.1991 | 739.48 | 0.10309
| 735.8678 | 0.19856 | 739.71 | 0.094484
| 736.1021 | 0.19816 | 739.95 | 0.098788
| 736.3364 | 0.19806 | 740.18 | 0.1063
| 736.5707 | 0.19824 | 740.42 | 0.10521
| 736.8051 | 0.19731 | 740.65 | 0.10419
| 737.0394 | 0.19733 | 740.89 | 0.12024
| 737.2738 | 0.19682 | 741.12 | 0.11593
| 737.5081 | 0.19666 | 741.36 | 0.12775
| 737.7425 | 0.1961 | 741.59 | 0.13206
| 737.9769 | 0.19617 | 741.83 | 0.13425
| 738.2113 | 0.1952 | 742.06 | 0.13636
| 738.4457 | 0.19543 | 742.3 | 0.14278
| 738.6801 | 0.19451 | 742.53 | 0.14176
| 738.9145 | 0.19524 | 742.77 | 0.1546
| 739.1489 | 0.19355 | 743.01 | 0.15139
| 739.3834 | 0.1941 | 743.24 | 0.16212
| 739.6178 | 0.1925 | 743.48 | 0.16963
| 739.8523 | 0.19317 | 743.71 | 0.17934
| 740.0867 | 0.19302 | 743.95 | 0.17394
| 740.3212 | 0.19313 | 744.18 | 0.18364
| 740.5557 | 0.19125 | 744.42 | 0.19006
| 740.7902 | 0.19122 | 744.65 | 0.19867
| 741.0247 | 0.19042 | 744.89 | 0.19758
| 741.2592 | 0.19039 | 745.12 | 0.20188
| 741.4937 | 0.18965 | 745.36 | 0.2029
| 741.7282 | 0.18996 | 745.6 | 0.22764
| 741.9628 | 0.18887 | 745.83 | 0.23625
| 742.1973 | 0.18915 | 746.07 | 0.23625
| 742.4319 | 0.18872 | 746.3 | 0.24055
| 742.6664 | 0.18872 | 746.54 | 0.2566
| 742.901 | 0.18882 | 746.77 | 0.262
| 743.1356 | 0.18832 | 747.01 | 0.27163
| 743.3702 | 0.1868 | 747.24 | 0.26631
| 743.6048 | 0.18703 | 747.48 | 0.27915
| 743.8394 | 0.18604 | 747.72 | 0.28666
| 744.074 | 0.18665 | 747.95 | 0.29848
| 744.3086 | 0.18631 | 748.19 | 0.29527
| 744.5433 | 0.18577 | 748.42 | 0.3157
| 744.7779 | 0.18507 | 748.66 | 0.31461
| 745.0126 | 0.18555 | 748.89 | 0.32964
| 745.2472 | 0.18497 | 749.13 | 0.32533
| 745.4819 | 0.18495 | 749.37 | 0.33394
| 745.7166 | 0.18457 | 749.6 | 0.35109
| 745.9513 | 0.18481 | 749.84 | 0.37151
| 746.186 | 0.18383 | 750.07 | 0.36188
| 746.4207 | 0.18374 | 750.31 | 0.38012
| 746.6554 | 0.18339 | 750.54 | 0.39727
| 746.8902 | 0.18262 | 750.78 | 0.40369
| 747.1249 | 0.18237 | 751.01 | 0.4177
| 747.3596 | 0.18191 | 751.25 | 0.42091
| 747.5944 | 0.18169 | 751.49 | 0.42733
| 747.8292 | 0.18152 | 751.72 | 0.43484
| 748.0639 | 0.18105 | 751.96 | 0.43915
| 748.2987 | 0.18096 | 752.19 | 0.45739
| 748.5335 | 0.18037 | 752.43 | 0.46709
| 748.7683 | 0.18019 | 752.67 | 0.48103
| 749.0031 | 0.1793 | 752.9 | 0.48643
| 749.2379 | 0.17999 | 753.14 | 0.49073
| 749.4728 | 0.17879 | 753.37 | 0.51328
| 749.7076 | 0.17859 | 753.61 | 0.5143
| 749.9424 | 0.17841 | 753.84 | 0.51328
| 750.1773 | 0.17932 | 754.08 | 0.54013
| 750.4122 | 0.17841 | 754.32 | 0.54545
| 750.647 | 0.17808 | 754.55 | 0.56048
| 750.8819 | 0.17731 | 754.79 | 0.568
| 751.1168 | 0.17707 | 755.02 | 0.57442
| 751.3517 | 0.17604 | 755.26 | 0.59164
| 751.5866 | 0.17631 | 755.5 | 0.60025
| 751.8215 | 0.17545 | 755.73 | 0.59806
| 752.0565 | 0.17567 | 755.97 | 0.62381
| 752.2914 | 0.17621 | 756.2 | 0.63782
| 752.5263 | 0.17618 | 756.44 | 0.66036
| 752.7613 | 0.1747 | 756.68 | 0.66897
| 752.9963 | 0.17539 | 756.91 | 0.66357
| 753.2312 | 0.17406 | 757.15 | 0.68072
| 753.4662 | 0.17418 | 757.38 | 0.70545
| 753.7012 | 0.17293 | 757.62 | 0.71297
| 753.9362 | 0.17292 | 757.85 | 0.72581
| 754.1712 | 0.17288 | 758.09 | 0.7334
| 754.4062 | 0.17227 | 758.33 | 0.77309
| 754.6412 | 0.17228 | 758.56 | 0.77199
| 754.8763 | 0.17028 | 758.8 | 0.78491
| 755.1113 | 0.17087 | 759.04 | 0.79884
| 755.3464 | 0.16911 | 759.27 | 0.81497
| 755.5814 | 0.16972 | 759.51 | 0.83
| 755.8165 | 0.1697 | 759.74 | 0.84612
| 756.0516 | 0.1687 | 759.98 | 0.86115
| 756.2867 | 0.16926 | 760.22 | 0.87509
| 756.5218 | 0.16902 | 760.45 | 0.88902
| 756.7569 | 0.16851 | 760.69 | 0.90945
| 756.992 | 0.16848 | 760.92 | 0.93418
| 757.2271 | 0.16728 | 761.16 | 0.92879
| 757.4623 | 0.16769 | 761.4 | 0.95345
| 757.6974 | 0.16639 | 761.63 | 0.97067
| 757.9325 | 0.16624 | 761.87 | 0.98891
| 758.1677 | 0.16435 | 762.1 | 1.0028
| 758.4029 | 0.16467 | 762.34 | 1.0082
| 758.6381 | 0.16417 | 762.58 | 1.0212
| 758.8732 | 0.16436 | 762.81 | 1.077
| 759.1084 | 0.16493 | 763.05 | 1.0781
| 759.3436 | 0.16505 | 763.29 | 1.0791
| 759.5789 | 0.16447 | 763.52 | 1.1145
| 759.8141 | 0.16416 | 763.76 | 1.1339
| 760.0493 | 0.16343 | 763.99 | 1.1382
| 760.2845 | 0.16255 | 764.23 | 1.1457
| 760.5198 | 0.16136 | 764.47 | 1.179
| 760.7551 | 0.16132 | 764.7 | 1.194
| 760.9903 | 0.1604 | 764.94 | 1.2111
| 761.2256 | 0.16046 | 765.18 | 1.2391
| 761.4609 | 0.1603 | 765.41 | 1.2563
| 761.6962 | 0.16029 | 765.65 | 1.2541
| 761.9315 | 0.16006 | 765.88 | 1.3014
| 762.1668 | 0.1606 | 766.12 | 1.2928
| 762.4021 | 0.15933 | 766.36 | 1.325
| 762.6374 | 0.15959 | 766.59 | 1.355
| 762.8728 | 0.15886 | 766.83 | 1.3583
| 763.1081 | 0.15851 | 767.07 | 1.3776
| 763.3435 | 0.15754 | 767.3 | 1.3765
| 763.5788 | 0.15768 | 767.54 | 1.413
| 763.8142 | 0.15724 | 767.77 | 1.4378
| 764.0496 | 0.15718 | 768.01 | 1.4453
| 764.285 | 0.15614 | 768.25 | 1.4764
| 764.5204 | 0.15568 | 768.48 | 1.5097
| 764.7558 | 0.15409 | 768.72 | 1.4947
| 764.9912 | 0.15474 | 768.96 | 1.5161
| 765.2266 | 0.15422 | 769.19 | 1.5215
| 765.4621 | 0.15296 | 769.43 | 1.5719
| 765.6975 | 0.15303 | 769.67 | 1.5591
| 765.933 | 0.15319 | 769.9 | 1.5687
| 766.1684 | 0.15273 | 770.14 | 1.5945
| 766.4039 | 0.15251 | 770.38 | 1.6235
| 766.6394 | 0.15151 | 770.61 | 1.6375
| 766.8749 | 0.15241 | 770.85 | 1.6418
| 767.1104 | 0.15074 | 771.09 | 1.6718
| 767.3459 | 0.15136 | 771.32 | 1.719
| 767.5814 | 0.15054 | 771.56 | 1.7148
| 767.8169 | 0.14933 | 771.79 | 1.703
| 768.0524 | 0.14899 | 772.03 | 1.7394
| 768.288 | 0.14851 | 772.27 | 1.7416
| 768.5235 | 0.14845 | 772.5 | 1.7899
| 768.7591 | 0.14779 | 772.74 | 1.8039
| 768.9947 | 0.14753 | 772.98 | 1.7996
| 769.2302 | 0.14792 | 773.21 | 1.8018
| 769.4658 | 0.14746 | 773.45 | 1.8328
| 769.7014 | 0.14747 | 773.69 | 1.8339
| 769.937 | 0.14572 | 773.92 | 1.8619
| 770.1726 | 0.14625 | 774.16 | 1.8844
| 770.4082 | 0.14525 | 774.4 | 1.9424
| 770.6439 | 0.14552 | 774.63 | 1.9445
| 770.8795 | 0.14447 | 774.87 | 1.9424
| 771.1152 | 0.14471 | 775.11 | 1.9542
| 771.3508 | 0.14376 | 775.34 | 1.9682
| 771.5865 | 0.14407 | 775.58 | 1.9853
| 771.8221 | 0.1435 | 775.82 | 2.0165
| 772.0578 | 0.14304 | 776.05 | 2.0251
| 772.2935 | 0.14144 | 776.29 | 2.0272
| 772.5292 | 0.142 | 776.53 | 2.0541
| 772.7649 | 0.14083 | 776.76 | 2.0916
| 773.0006 | 0.14055 | 777 | 2.098
| 773.2364 | 0.13971 | 777.24 | 2.1002
| 773.4721 | 0.14034 | 777.47 | 2.1615
| 773.7078 | 0.13974 | 777.71 | 2.1121
| 773.9436 | 0.14002 | 777.95 | 2.1582
| 774.1793 | 0.13895 | 778.18 | 2.1593
| 774.4151 | 0.13875 | 778.42 | 2.1829
| 774.6509 | 0.13807 | 778.66 | 2.1958
| 774.8867 | 0.13772 | 778.89 | 2.155
| 775.1225 | 0.13701 | 779.13 | 2.2173
| 775.3583 | 0.13597 | 779.37 | 2.2011
| 775.5941 | 0.13623 | 779.61 | 2.2227
| 775.8299 | 0.13662 | 779.84 | 2.184
| 776.0657 | 0.13531 | 780.08 | 2.2248
| 776.3016 | 0.13518 | 780.32 | 2.2452
| 776.5374 | 0.13481 | 780.55 | 2.2441
| 776.7733 | 0.13455 | 780.79 | 2.2355
| 777.0091 | 0.13444 | 781.03 | 2.2387
| 777.245 | 0.13315 | 781.26 | 2.2098
| 777.4809 | 0.1331 | 781.5 | 2.2141
| 777.7168 | 0.13344 | 781.74 | 2.199
| 777.9527 | 0.13222 | 781.97 | 2.1893
| 778.1886 | 0.13198 | 782.21 | 2.1733
| 778.4245 | 0.13168 | 782.45 | 2.1625
| 778.6604 | 0.13216 | 782.68 | 2.1658
| 778.8964 | 0.13133 | 782.92 | 2.1206
| 779.1323 | 0.13131 | 783.16 | 2.1217
| 779.3683 | 0.13002 | 783.4 | 2.0916
| 779.6042 | 0.13088 | 783.63 | 2.1088
| 779.8402 | 0.12975 | 783.87 | 2.1153
| 780.0762 | 0.12863 | 784.11 | 2.0573
| 780.3122 | 0.12866 | 784.34 | 2.0605
| 780.5481 | 0.12881 | 784.58 | 2.0154
| 780.7842 | 0.12775 | 784.82 | 1.9993
| 781.0202 | 0.12768 | 785.05 | 1.9703
| 781.2562 | 0.1265 | 785.29 | 1.9553
| 781.4922 | 0.12673 | 785.53 | 1.9016
| 781.7282 | 0.12623 | 785.77 | 1.8844
| 781.9643 | 0.12579 | 786 | 1.8361
| 782.2003 | 0.12474 | 786.24 | 1.8264
| 782.4364 | 0.12525 | 786.48 | 1.7996
| 782.6725 | 0.1237 | 786.71 | 1.7394
| 782.9086 | 0.12482 | 786.95 | 1.733
| 783.1447 | 0.12319 | 787.19 | 1.6965
| 783.3808 | 0.12337 | 787.43 | 1.6579
| 783.6169 | 0.12271 | 787.66 | 1.6504
| 783.853 | 0.12242 | 787.9 | 1.6085
| 784.0891 | 0.1222 | 788.14 | 1.5537
| 784.3252 | 0.12207 | 788.37 | 1.5408
| 784.5614 | 0.12178 | 788.61 | 1.4915
| 784.7975 | 0.1217 | 788.85 | 1.4839
| 785.0337 | 0.12168 | 789.09 | 1.4678
| 785.2698 | 0.12055 | 789.32 | 1.413
| 785.506 | 0.1194 | 789.56 | 1.3615
| 785.7422 | 0.12042 | 789.8 | 1.3497
| 785.9784 | 0.11911 | 790.03 | 1.3153
| 786.2146 | 0.1191 | 790.27 | 1.3099
| 786.4508 | 0.11798 | 790.51 | 1.2735
| 786.687 | 0.11821 | 790.75 | 1.2509
| 786.9232 | 0.11752 | 790.98 | 1.2187
| 787.1595 | 0.11733 | 791.22 | 1.2122
| 787.3957 | 0.11662 | 791.46 | 1.179
| 787.632 | 0.11634 | 791.7 | 1.1693
| 787.8682 | 0.11576 | 791.93 | 1.136
| 788.1045 | 0.11579 | 792.17 | 1.1091
| 788.3408 | 0.11496 | 792.41 | 1.107
| 788.5771 | 0.11441 | 792.64 | 1.0544
| 788.8134 | 0.11438 | 792.88 | 1.048
| 789.0497 | 0.1139 | 793.12 | 1.0372
| 789.286 | 0.11355 | 793.36 | 1.019
| 789.5223 | 0.11348 | 793.59 | 1.0007
| 789.7586 | 0.11239 | 793.83 | 1.0007
| 789.995 | 0.11326 | 794.07 | 0.9943
| 790.2313 | 0.11193 | 794.31 | 0.95564
| 790.4677 | 0.11168 | 794.54 | 0.93521
| 790.704 | 0.11083 | 794.78 | 0.9417
| 790.9404 | 0.11075 | 795.02 | 0.94812
| 791.1768 | 0.10995 | 795.26 | 0.91157
| 791.4132 | 0.10933 | 795.49 | 0.91376
| 791.6496 | 0.10839 | 795.73 | 0.90734
| 791.886 | 0.10921 | 795.97 | 0.88902
| 792.1224 | 0.10825 | 796.21 | 0.89231
| 792.3588 | 0.10867 | 796.44 | 0.8783
| 792.5953 | 0.10797 | 796.68 | 0.85145
| 792.8317 | 0.10772 | 796.92 | 0.87297
| 793.0681 | 0.10786 | 797.16 | 0.86976
| 793.3046 | 0.10697 | 797.39 | 0.84714
| 793.5411 | 0.10576 | 797.63 | 0.86648
| 793.7775 | 0.10574 | 797.87 | 0.86115
| 794.014 | 0.10536 | 798.11 | 0.85794
| 794.2505 | 0.10507 | 798.34 | 0.85575
| 794.487 | 0.10453 | 798.58 | 0.84291
| 794.7235 | 0.10473 | 798.82 | 0.83321
| 794.96 | 0.10359 | 799.06 | 0.85043
| 795.1966 | 0.10377 | 799.29 | 0.84291
| 795.4331 | 0.10307 | 799.53 | 0.86436
| 795.6696 | 0.10303 | 799.77 | 0.85466
| 795.9062 | 0.10218 | 800.01 | 0.85254
| 796.1427 | 0.10197 | 800.24 | 0.85043
| 796.3793 | 0.10095 | 800.48 | 0.8354
| 796.6159 | 0.10068 | 800.72 | 0.86867
| 796.8525 | 0.10033 | 800.96 | 0.86006
| 797.0891 | 0.10083 | 801.19 | 0.85575
| 797.3257 | 0.10068 | 801.43 | 0.86006
| 797.5623 | 0.099803 | 801.67 | 0.87188
| 797.7989 | 0.099183 | 801.91 | 0.87618
| 798.0355 | 0.099108 | 802.14 | 0.87297
| 798.2721 | 0.098037 | 802.38 | 0.89231
| 798.5088 | 0.098229 | 802.62 | 0.90194
| 798.7454 | 0.097849 | 802.86 | 0.88691
| 798.9821 | 0.098062 | 803.1 | 0.91908
| 799.2188 | 0.0975 | 803.33 | 0.92237
| 799.4554 | 0.09738 | 803.57 | 0.94061
| 799.6921 | 0.095828 | 803.81 | 0.91157
| 799.9288 | 0.096235 | 804.05 | 0.92018
| 800.1655 | 0.095204 | 804.28 | 0.95024
| 800.4022 | 0.09545 | 804.52 | 0.95885
| 800.639 | 0.094405 | 804.76 | 0.95994
| 800.8757 | 0.094237 | 805 | 0.95242
| 801.1124 | 0.094004 | 805.24 | 0.96206
| 801.3492 | 0.093849 | 805.47 | 0.99321
| 801.5859 | 0.093236 | 805.71 | 0.99321
| 801.8227 | 0.093918 | 805.95 | 1.0007
| 802.0594 | 0.092648 | 806.19 | 1.0082
| 802.2962 | 0.093274 | 806.42 | 1.0201
| 802.533 | 0.092289 | 806.66 | 1.0458
| 802.7698 | 0.092271 | 806.9 | 1.0576
| 803.0066 | 0.091275 | 807.14 | 1.0608
| 803.2434 | 0.091267 | 807.38 | 1.0909
| 803.4802 | 0.090005 | 807.61 | 1.0813
| 803.7171 | 0.090761 | 807.85 | 1.0866
| 803.9539 | 0.08919 | 808.09 | 1.0973
| 804.1907 | 0.089991 | 808.33 | 1.1124
| 804.4276 | 0.088506 | 808.56 | 1.1489
| 804.6644 | 0.088971 | 808.8 | 1.1296
| 804.9013 | 0.088507 | 809.04 | 1.1532
| 805.1382 | 0.088324 | 809.28 | 1.1596
| 805.3751 | 0.08768 | 809.52 | 1.1886
| 805.612 | 0.08754 | 809.75 | 1.2133
| 805.8489 | 0.087576 | 809.99 | 1.1994
| 806.0858 | 0.087024 | 810.23 | 1.2219
| 806.3227 | 0.086381 | 810.47 | 1.2552
| 806.5596 | 0.085891 | 810.71 | 1.2466
| 806.7966 | 0.085391 | 810.94 | 1.2648
| 807.0335 | 0.08557 | 811.18 | 1.2928
| 807.2705 | 0.084273 | 811.42 | 1.3035
| 807.5074 | 0.084819 | 811.66 | 1.3228
| 807.7444 | 0.084504 | 811.9 | 1.34
| 807.9814 | 0.083824 | 812.13 | 1.354
| 808.2184 | 0.082998 | 812.37 | 1.383
| 808.4554 | 0.082938 | 812.61 | 1.4034
| 808.6924 | 0.082734 | 812.85 | 1.3937
| 808.9294 | 0.082793 | 813.09 | 1.4141
| 809.1664 | 0.082246 | 813.32 | 1.427
| 809.4034 | 0.083073 | 813.56 | 1.4753
| 809.6404 | 0.082022 | 813.8 | 1.4861
| 809.8775 | 0.08289 | 814.04 | 1.5172
| 810.1145 | 0.081128 | 814.28 | 1.5043
| 810.3516 | 0.081666 | 814.52 | 1.5236
| 810.5887 | 0.080551 | 814.75 | 1.5355
| 810.8257 | 0.080788 | 814.99 | 1.5601
| 811.0628 | 0.079387 | 815.23 | 1.5988
| 811.2999 | 0.080057 | 815.47 | 1.6117
| 811.537 | 0.079534 | 815.71 | 1.6353
| 811.7741 | 0.079495 | 815.94 | 1.6192
| 812.0113 | 0.078784 | 816.18 | 1.6568
| 812.2484 | 0.078985 | 816.42 | 1.703
| 812.4855 | 0.078171 | 816.66 | 1.7223
| 812.7227 | 0.078559 | 816.9 | 1.734
| 812.9598 | 0.077306 | 817.14 | 1.7674
| 813.197 | 0.077746 | 817.37 | 1.7813
| 813.4341 | 0.076685 | 817.61 | 1.7975
| 813.6713 | 0.077592 | 817.85 | 1.8103
| 813.9085 | 0.075869 | 818.09 | 1.8318
| 814.1457 | 0.076145 | 818.33 | 1.8425
| 814.3829 | 0.075004 | 818.56 | 1.8704
| 814.6201 | 0.075572 | 818.8 | 1.9284
| 814.8573 | 0.074335 | 819.04 | 1.9123
| 815.0945 | 0.075327 | 819.28 | 1.9617
| 815.3318 | 0.074375 | 819.52 | 2.0326
| 815.569 | 0.073163 | 819.76 | 2.0616
| 815.8063 | 0.073338 | 819.99 | 2.0487
| 816.0435 | 0.072872 | 820.23 | 2.1142
| 816.2808 | 0.073421 | 820.47 | 2.1142
| 816.5181 | 0.072069 | 820.71 | 2.1217
| 816.7554 | 0.072391 | 820.95 | 2.1765
| 816.9926 | 0.071425 | 821.19 | 2.2098
| 817.2299 | 0.071815 | 821.42 | 2.2152
| 817.4672 | 0.071017 | 821.66 | 2.2452
| 817.7046 | 0.071541 | 821.9 | 2.2721
| 817.9419 | 0.070193 | 822.14 | 2.3247
| 818.1792 | 0.070508 | 822.38 | 2.2796
| 818.4166 | 0.06982 | 822.62 | 2.3225
| 818.6539 | 0.069924 | 822.85 | 2.3611
| 818.8913 | 0.068866 | 823.09 | 2.417
| 819.1286 | 0.069576 | 823.33 | 2.432
| 819.366 | 0.069089 | 823.57 | 2.4782
| 819.6034 | 0.069158 | 823.81 | 2.4782
| 819.8408 | 0.068518 | 824.05 | 2.5201
| 820.0782 | 0.068764 | 824.29 | 2.5426
| 820.3156 | 0.067577 | 824.52 | 2.5555
| 820.553 | 0.0688 | 824.76 | 2.5899
| 820.7904 | 0.067514 | 825 | 2.6575
| 821.0278 | 0.067553 | 825.24 | 2.6393
| 821.2653 | 0.066574 | 825.48 | 2.6704
| 821.5027 | 0.066932 | 825.72 | 2.7133
| 821.7402 | 0.066272 | 825.95 | 2.7423
| 821.9776 | 0.066421 | 826.19 | 2.7681
| 822.2151 | 0.065487 | 826.43 | 2.8368
| 822.4526 | 0.065548 | 826.67 | 2.8314
| 822.6901 | 0.065155 | 826.91 | 2.8486
| 822.9276 | 0.065545 | 827.15 | 2.8948
| 823.1651 | 0.064076 | 827.39 | 2.9173
| 823.4026 | 0.064369 | 827.62 | 2.9399
| 823.6401 | 0.0635 | 827.86 | 2.9958
| 823.8776 | 0.063825 | 828.1 | 3.0086
| 824.1152 | 0.063059 | 828.34 | 3.0258
| 824.3527 | 0.063704 | 828.58 | 3.0097
| 824.5903 | 0.062948 | 828.82 | 3.1181
| 824.8278 | 0.063666 | 829.06 | 3.1063
| 825.0654 | 0.062413 | 829.29 | 3.1278
| 825.303 | 0.061937 | 829.53 | 3.1579
| 825.5406 | 0.061787 | 829.77 | 3.1568
| 825.7781 | 0.061961 | 830.01 | 3.2041
| 826.0157 | 0.061132 | 830.25 | 3.2577
| 826.2534 | 0.061474 | 830.49 | 3.2942
| 826.491 | 0.061165 | 830.73 | 3.3372
| 826.7286 | 0.061257 | 830.97 | 3.3361
| 826.9662 | 0.060469 | 831.2 | 3.394
| 827.2039 | 0.060329 | 831.44 | 3.4188
| 827.4415 | 0.059988 | 831.68 | 3.4434
| 827.6792 | 0.060139 | 831.92 | 3.4274
| 827.9168 | 0.059086 | 832.16 | 3.495
| 828.1545 | 0.059119 | 832.4 | 3.4971
| 828.3922 | 0.05882 | 832.64 | 3.5251
| 828.6299 | 0.058726 | 832.88 | 3.5681
| 828.8676 | 0.058476 | 833.11 | 3.5723
| 829.1053 | 0.058157 | 833.35 | 3.597
| 829.343 | 0.057612 | 833.59 | 3.6196
| 829.5807 | 0.057811 | 833.83 | 3.6722
| 829.8184 | 0.057618 | 834.07 | 3.7194
| 830.0562 | 0.057303 | 834.31 | 3.6647
| 830.2939 | 0.056522 | 834.55 | 3.699
| 830.5317 | 0.056596 | 834.79 | 3.7345
| 830.7694 | 0.056125 | 835.02 | 3.7721
| 831.0072 | 0.056181 | 835.26 | 3.7742
| 831.245 | 0.055518 | 835.5 | 3.8214
| 831.4828 | 0.055855 | 835.74 | 3.8268
| 831.7206 | 0.055307 | 835.98 | 3.8687
| 831.9584 | 0.055605 | 836.22 | 3.8837
| 832.1962 | 0.054827 | 836.46 | 3.9148
| 832.434 | 0.054941 | 836.7 | 3.8869
| 832.6718 | 0.054404 | 836.94 | 3.9374
| 832.9097 | 0.055381 | 837.17 | 3.9782
| 833.1475 | 0.053836 | 837.41 | 3.9782
| 833.3853 | 0.054355 | 837.65 | 4.0072
| 833.6232 | 0.053076 | 837.89 | 4.0147
| 833.8611 | 0.053586 | 838.13 | 4.0726
| 834.0989 | 0.053304 | 838.37 | 4.1049
| 834.3368 | 0.05333 | 838.61 | 4.0899
| 834.5747 | 0.052245 | 838.85 | 4.1404
| 834.8126 | 0.052744 | 839.09 | 4.1618
| 835.0505 | 0.052556 | 839.33 | 4.1618
| 835.2884 | 0.052343 | 839.56 | 4.2101
| 835.5264 | 0.051675 | 839.8 | 4.2681
| 835.7643 | 0.051672 | 840.04 | 4.2659
| 836.0022 | 0.051384 | 840.28 | 4.2788
| 836.2402 | 0.051298 | 840.52 | 4.3014
| 836.4781 | 0.050704 | 840.76 | 4.3368
| 836.7161 | 0.050793 | 841 | 4.3551
| 836.954 | 0.050327 | 841.24 | 4.3959
| 837.192 | 0.050177 | 841.48 | 4.4496
| 837.43 | 0.049623 | 841.72 | 4.4163
| 837.668 | 0.049578 | 841.95 | 4.4625
| 837.906 | 0.049107 | 842.19 | 4.5033
| 838.144 | 0.049793 | 842.43 | 4.5376
| 838.382 | 0.048395 | 842.67 | 4.5247
| 838.6201 | 0.048679 | 842.91 | 4.587
| 838.8581 | 0.048293 | 843.15 | 4.6332
| 839.0961 | 0.047899 | 843.39 | 4.6299
| 839.3342 | 0.047975 | 843.63 | 4.6933
| 839.5722 | 0.048081 | 843.87 | 4.6332
| 839.8103 | 0.047851 | 844.11 | 4.7792
| 840.0484 | 0.048051 | 844.35 | 4.7405
| 840.2864 | 0.047126 | 844.58 | 4.7642
| 840.5245 | 0.047071 | 844.82 | 4.7792
| 840.7626 | 0.046785 | 845.06 | 4.8876
| 841.0007 | 0.047001 | 845.3 | 4.9134
| 841.2388 | 0.045923 | 845.54 | 4.922
| 841.477 | 0.046388 | 845.78 | 4.9381
| 841.7151 | 0.046043 | 846.02 | 4.9864
| 841.9532 | 0.046029 | 846.26 | 5.0219
| 842.1914 | 0.045713 | 846.5 | 5.0541
| 842.4295 | 0.045698 | 846.74 | 5.068
| 842.6677 | 0.045236 | 846.98 | 5.1368
| 842.9058 | 0.045283 | 847.22 | 5.0767
| 843.144 | 0.044838 | 847.46 | 5.2227
| 843.3822 | 0.045031 | 847.69 | 5.2194
| 843.6204 | 0.044426 | 847.93 | 5.2388
| 843.8586 | 0.04477 | 848.17 | 5.315
| 844.0968 | 0.043891 | 848.41 | 5.3032
| 844.335 | 0.043903 | 848.65 | 5.3429
| 844.5732 | 0.043213 | 848.89 | 5.3837
| 844.8115 | 0.043839 | 849.13 | 5.4245
| 845.0497 | 0.043096 | 849.37 | 5.4202
| 845.288 | 0.043114 | 849.61 | 5.4739
| 845.5262 | 0.042518 | 849.85 | 5.4546
| 845.7645 | 0.042976 | 850.09 | 5.5201
| 846.0027 | 0.042179 | 850.33 | 5.5427
| 846.241 | 0.042394 | 850.57 | 5.519
| 846.4793 | 0.041822 | 850.81 | 5.6156
| 846.7176 | 0.042157 | 851.05 | 5.6146
| 846.9559 | 0.041313 | 851.28 | 5.6231
| 847.1942 | 0.041643 | 851.52 | 5.6339
| 847.4325 | 0.041339 | 851.76 | 5.7026
| 847.6708 | 0.042097 | 852 | 5.6274
| 847.9092 | 0.040232 | 852.24 | 5.7305
| 848.1475 | 0.041037 | 852.48 | 5.6897
| 848.3859 | 0.040379 | 852.72 | 5.7284
| 848.6242 | 0.040983 | 852.96 | 5.7628
| 848.8626 | 0.040008 | 853.2 | 5.7294
| 849.1009 | 0.041093 | 853.44 | 5.7112
| 849.3393 | 0.040291 | 853.68 | 5.796
| 849.5777 | 0.039969 | 853.92 | 5.723
| 849.8161 | 0.039397 | 854.16 | 5.8122
| 850.0545 | 0.039461 | 854.4 | 5.7413
| 850.2929 | 0.038513 | 854.64 | 5.7971
| 850.5313 | 0.039643 | 854.88 | 5.7499
| 850.7698 | 0.038387 | 855.12 | 5.7531
| 851.0082 | 0.038703 | 855.36 | 5.7423
| 851.2466 | 0.038191 | 855.59 | 5.7885
| 851.4851 | 0.038372 | 855.83 | 5.6779
| 851.7235 | 0.037902 | 856.07 | 5.68
| 851.962 | 0.038255 | 856.31 | 5.68
| 852.2005 | 0.037594 | 856.55 | 5.6607
| 852.439 | 0.038025 | 856.79 | 5.5802
| 852.6774 | 0.037366 | 857.03 | 5.6135
| 852.9159 | 0.037536 | 857.27 | 5.5791
| 853.1544 | 0.03737 | 857.51 | 5.577
| 853.3929 | 0.037103 | 857.75 | 5.5061
| 853.6315 | 0.036278 | 857.99 | 5.5448
| 853.87 | 0.035884 | 858.23 | 5.4514
| 854.1085 | 0.035971 | 858.47 | 5.3579
| 854.3471 | 0.036293 | 858.71 | 5.3193
| 854.5856 | 0.035641 | 858.95 | 5.3246
| 854.8242 | 0.035951 | 859.19 | 5.2656
| 855.0627 | 0.035361 | 859.43 | 5.2162
| 855.3013 | 0.035742 | 859.67 | 5.2097
| 855.5399 | 0.034844 | 859.91 | 5.1625
| 855.7785 | 0.035214 | 860.15 | 5.1411
| 856.0171 | 0.035065 | 860.39 | 5.0187
| 856.2557 | 0.034855 | 860.63 | 4.936
| 856.4943 | 0.034579 | 860.87 | 4.8898
| 856.7329 | 0.034946 | 861.11 | 4.8039
| 856.9715 | 0.033991 | 861.35 | 4.7717
| 857.2102 | 0.034536 | 861.59 | 4.6879
| 857.4488 | 0.033919 | 861.83 | 4.6697
| 857.6875 | 0.034633 | 862.07 | 4.5204
| 857.9261 | 0.033597 | 862.3 | 4.5516
| 858.1648 | 0.034541 | 862.54 | 4.4184
| 858.4035 | 0.033532 | 862.78 | 4.4013
| 858.6421 | 0.033671 | 863.02 | 4.2745
| 858.8808 | 0.032787 | 863.26 | 4.2734
| 859.1195 | 0.033638 | 863.5 | 4.1274
| 859.3582 | 0.032191 | 863.74 | 4.1543
| 859.5969 | 0.032756 | 863.98 | 4.0029
| 859.8357 | 0.033055 | 864.22 | 3.9717
| 860.0744 | 0.033022 | 864.46 | 3.9288
| 860.3131 | 0.031567 | 864.7 | 3.9041
| 860.5519 | 0.033342 | 864.94 | 3.7505
| 860.7906 | 0.032122 | 865.18 | 3.7452
| 861.0294 | 0.031845 | 865.42 | 3.6217
| 861.2681 | 0.031183 | 865.66 | 3.567
| 861.5069 | 0.031384 | 865.9 | 3.5219
| 861.7457 | 0.031186 | 866.14 | 3.4317
| 861.9845 | 0.031319 | 866.38 | 3.3994
| 862.2233 | 0.030782 | 866.62 | 3.32
| 862.4621 | 0.031065 | 866.86 | 3.2867
| 862.7009 | 0.030413 | 867.1 | 3.1987
| 862.9397 | 0.031316 | 867.34 | 3.131
| 863.1785 | 0.029929 | 867.58 | 3.0548
| 863.4174 | 0.030741 | 867.82 | 3.0151
| 863.6562 | 0.030343 | 868.06 | 2.9904
| 863.895 | 0.030577 | 868.3 | 2.8959
| 864.1339 | 0.029871 | 868.54 | 2.8701
| 864.3728 | 0.029742 | 868.78 | 2.7885
| 864.6116 | 0.029667 | 869.02 | 2.7541
| 864.8505 | 0.029998 | 869.26 | 2.708
| 865.0894 | 0.028547 | 869.5 | 2.6661
| 865.3283 | 0.030161 | 869.74 | 2.6134
| 865.5672 | 0.028815 | 869.98 | 2.5405
| 865.8061 | 0.029132 | 870.22 | 2.5093
| 866.045 | 0.028704 | 870.46 | 2.4642
| 866.284 | 0.028966 | 870.7 | 2.4685
| 866.5229 | 0.028478 | 870.94 | 2.4277
| 866.7618 | 0.028843 | 871.18 | 2.388
| 867.0008 | 0.028105 | 871.42 | 2.3418
| 867.2397 | 0.028123 | 871.66 | 2.2935
| 867.4787 | 0.028319 | 871.9 | 2.2624
| 867.7177 | 0.0286 | 872.14 | 2.1872
| 867.9566 | 0.027437 | 872.38 | 2.1754
| 868.1956 | 0.027941 | 872.62 | 2.155
| 868.4346 | 0.02773 | 872.86 | 2.1389
| 868.6736 | 0.027523 | 873.1 | 2.0745
| 868.9126 | 0.027549 | 873.34 | 2.0745
| 869.1516 | 0.027845 | 873.58 | 2.1389
| 869.3907 | 0.027359 | 873.82 | 2.0487
| 869.6297 | 0.027781 | 874.06 | 2.0036
| 869.8687 | 0.026794 | 874.3 | 1.98
| 870.1078 | 0.027367 | 874.54 | 1.9896
| 870.3468 | 0.026912 | 874.78 | 1.9553
| 870.5859 | 0.026594 | 875.02 | 1.9467
| 870.825 | 0.025893 | 875.26 | 1.9241
| 871.064 | 0.027395 | 875.5 | 1.9381
| 871.3031 | 0.025625 | 875.74 | 1.9027
| 871.5422 | 0.026162 | 875.98 | 1.8941
| 871.7813 | 0.025651 | 876.22 | 1.8747
| 872.0204 | 0.02645 | 876.46 | 1.8178
| 872.2595 | 0.025924 | 876.7 | 1.82
| 872.4987 | 0.026652 | 876.94 | 1.8512
| 872.7378 | 0.025966 | 877.19 | 1.8039
| 872.9769 | 0.026125 | 877.43 | 1.8146
| 873.2161 | 0.024907 | 877.67 | 1.7996
| 873.4552 | 0.026375 | 877.91 | 1.806
| 873.6944 | 0.024956 | 878.15 | 1.7899
| 873.9335 | 0.025643 | 878.39 | 1.7975
| 874.1727 | 0.024465 | 878.63 | 1.7877
| 874.4119 | 0.025695 | 878.87 | 1.7319
| 874.6511 | 0.024179 | 879.11 | 1.7319
| 874.8903 | 0.025144 | 879.35 | 1.7867
| 875.1295 | 0.024582 | 879.59 | 1.747
| 875.3687 | 0.025237 | 879.83 | 1.7481
| 875.6079 | 0.023931 | 880.07 | 1.7684
| 875.8471 | 0.02505 | 880.31 | 1.7265
| 876.0864 | 0.024332 | 880.55 | 1.703
| 876.3256 | 0.023788 | 880.79 | 1.7405
| 876.5649 | 0.023815 | 881.03 | 1.7792
| 876.8041 | 0.023574 | 881.27 | 1.7684
| 877.0434 | 0.024226 | 881.51 | 1.7631
| 877.2827 | 0.023343 | 881.75 | 1.7599
| 877.5219 | 0.024043 | 881.99 | 1.7276
| 877.7612 | 0.022203 | 882.23 | 1.7652
| 878.0005 | 0.023579 | 882.47 | 1.7781
| 878.2398 | 0.022864 | 882.71 | 1.7502
| 878.4791 | 0.022996 | 882.95 | 1.7567
| 878.7184 | 0.022387 | 883.19 | 1.8125
| 878.9578 | 0.023462 | 883.43 | 1.7502
| 879.1971 | 0.022524 | 883.67 | 1.733
| 879.4364 | 0.023332 | 883.91 | 1.7856
| 879.6758 | 0.022506 | 884.16 | 1.8071
| 879.9151 | 0.022772 | 884.4 | 1.7985
| 880.1545 | 0.021228 | 884.64 | 1.7792
| 880.3939 | 0.022369 | 884.88 | 1.8157
| 880.6332 | 0.022266 | 885.12 | 1.777
| 880.8726 | 0.021953 | 885.36 | 1.8221
| 881.112 | 0.021573 | 885.6 | 1.8114
| 881.3514 | 0.021642 | 885.84 | 1.791
| 881.5908 | 0.021707 | 886.08 | 1.8468
| 881.8302 | 0.022629 | 886.32 | 1.864
| 882.0696 | 0.020981 | 886.56 | 1.8747
| 882.3091 | 0.021821 | 886.8 | 1.8522
| 882.5485 | 0.020597 | 887.04 | 1.8941
| 882.7879 | 0.021506 | 887.28 | 1.907
| 883.0274 | 0.020484 | 887.52 | 1.8855
| 883.2668 | 0.021267 | 887.76 | 1.9027
| 883.5063 | 0.020577 | 888 | 1.9102
| 883.7458 | 0.022039 | 888.24 | 1.9348
| 883.9853 | 0.020261 | 888.48 | 1.9488
| 884.2247 | 0.021191 | 888.73 | 1.9359
| 884.4642 | 0.020541 | 888.97 | 1.9778
| 884.7037 | 0.020518 | 889.21 | 1.9391
| 884.9432 | 0.020098 | 889.45 | 2.0004
| 885.1828 | 0.020417 | 889.69 | 1.9445
| 885.4223 | 0.019384 | 889.93 | 2.0261
| 885.6618 | 0.020692 | 890.17 | 2.0025
| 885.9013 | 0.019824 | 890.41 | 1.9821
| 886.1409 | 0.019949 | 890.65 | 1.98
| 886.3804 | 0.019868 | 890.89 | 2.0283
| 886.62 | 0.020762 | 891.13 | 2.0251
| 886.8596 | 0.019081 | 891.37 | 2.0605
| 887.0991 | 0.020141 | 891.61 | 2.1078
| 887.3387 | 0.019545 | 891.85 | 2.0938
| 887.5783 | 0.019984 | 892.09 | 2.1185
| 887.8179 | 0.018914 | 892.34 | 2.1357
| 888.0575 | 0.019559 | 892.58 | 2.1367
| 888.2971 | 0.018412 | 892.82 | 2.126
| 888.5367 | 0.020016 | 893.06 | 2.1153
| 888.7764 | 0.018749 | 893.3 | 2.1528
| 889.016 | 0.019351 | 893.54 | 2.1615
| 889.2556 | 0.018604 | 893.78 | 2.1367
| 889.4953 | 0.019218 | 894.02 | 2.1893
| 889.7349 | 0.018078 | 894.26 | 2.1893
| 889.9746 | 0.018817 | 894.5 | 2.1818
| 890.2143 | 0.018814 | 894.74 | 2.2216
| 890.454 | 0.019675 | 894.98 | 2.2537
| 890.6936 | 0.018769 | 895.22 | 2.2484
| 890.9333 | 0.018849 | 895.47 | 2.2881
| 891.173 | 0.01841 | 895.71 | 2.2678
| 891.4127 | 0.019168 | 895.95 | 2.2796
| 891.6524 | 0.017527 | 896.19 | 2.3128
| 891.8922 | 0.018157 | 896.43 | 2.2753
| 892.1319 | 0.017642 | 896.67 | 2.3429
| 892.3716 | 0.018317 | 896.91 | 2.3365
| 892.6114 | 0.017156 | 897.15 | 2.3676
| 892.8511 | 0.018315 | 897.39 | 2.388
| 893.0909 | 0.017167 | 897.63 | 2.373
| 893.3306 | 0.01784 | 897.87 | 2.4395
| 893.5704 | 0.016718 | 898.11 | 2.4385
| 893.8102 | 0.017903 | 898.36 | 2.4062
| 894.05 | 0.016898 | 898.6 | 2.4213
| 894.2898 | 0.017646 | 898.84 | 2.417
| 894.5296 | 0.016209 | 899.08 | 2.5104
| 894.7694 | 0.016916 | 899.32 | 2.4986
| 895.0092 | 0.016585 | 899.56 | 2.5104
| 895.249 | 0.018104 | 899.8 | 2.4911
| 895.4888 | 0.016588 | 900.04 | 2.5233
| 895.7287 | 0.017102 | 900.28 | 2.5383
| 895.9685 | 0.016035 | 900.52 | 2.5211
| 896.2084 | 0.017602 | 900.77 | 2.5523
| 896.4482 | 0.017013 | 901.01 | 2.592
| 896.6881 | 0.016489 | 901.25 | 2.5555
| 896.928 | 0.015445 | 901.49 | 2.6177
| 897.1679 | 0.016562 | 901.73 | 2.5791
| 897.4077 | 0.016357 | 901.97 | 2.6736
| 897.6476 | 0.016349 | 902.21 | 2.6274
| 897.8875 | 0.015108 | 902.45 | 2.6779
| 898.1274 | 0.01632 | 902.69 | 2.6811
| 898.3674 | 0.01554 | 902.93 | 2.709
| 898.6073 | 0.015784 | 903.18 | 2.7133
| 898.8472 | 0.01535 | 903.42 | 2.7015
| 899.0871 | 0.01669 | 903.66 | 2.6854
| 899.3271 | 0.014971 | 903.9 | 2.6844
| 899.567 | 0.015799 | 904.14 | 2.7842
| 899.807 | 0.015089 | 904.38 | 2.7907
| 900.047 | 0.015547 | 904.62 | 2.7541
| 900.2869 | 0.014776 | 904.86 | 2.7756
| 900.5269 | 0.015354 | 905.1 | 2.8217
| 900.7669 | 0.01488 | 905.35 | 2.811
| 901.0069 | 0.016032 | 905.59 | 2.8776
| 901.2469 | 0.014487 | 905.83 | 2.8787
| 901.4869 | 0.015354 | 906.07 | 2.8217
| 901.7269 | 0.014402 | 906.31 | 2.9023
| 901.967 | 0.01495 | 906.55 | 2.927
| 902.207 | 0.014513 | 906.79 | 2.9055
| 902.447 | 0.01636 | 907.03 | 2.9098
| 902.6871 | 0.01437 | 907.27 | 2.9216
| 902.9271 | 0.015242 | 907.52 | 2.9635
| 903.1672 | 0.013851 | 907.76 | 3.029
| 903.4072 | 0.014648 | 908 | 3.0086
| 903.6473 | 0.014106 | 908.24 | 2.9796
| 903.8874 | 0.014868 | 908.48 | 2.985
| 904.1275 | 0.013882 | 908.72 | 3.0333
| 904.3676 | 0.014999 | 908.96 | 3.0365
| 904.6077 | 0.01299 | 909.2 | 3.0204
| 904.8478 | 0.015091 | 909.45 | 3.0924
| 905.0879 | 0.013779 | 909.69 | 3.1192
| 905.328 | 0.014507 | 909.93 | 3.1106
| 905.5682 | 0.013013 | 910.17 | 3.1407
| 905.8083 | 0.014125 | 910.41 | 3.1138
| 906.0484 | 0.013416 | 910.65 | 3.2159
| 906.2886 | 0.013974 | 910.89 | 3.1085
| 906.5288 | 0.01301 | 911.13 | 3.2051
| 906.7689 | 0.013523 | 911.38 | 3.1288
| 907.0091 | 0.013615 | 911.62 | 3.1965
| 907.2493 | 0.014007 | 911.86 | 3.2276
| 907.4895 | 0.012221 | 912.1 | 3.2362
| 907.7297 | 0.014085 | 912.34 | 3.2717
| 907.9699 | 0.012705 | 912.58 | 3.363
| 908.2101 | 0.013536 | 912.82 | 3.3876
| 908.4503 | 0.012729 | 913.06 | 3.4252
| 908.6905 | 0.0135 | 913.31 | 3.3801
| 908.9307 | 0.013272 | 913.55 | 3.4886
| 909.171 | 0.012895 | 913.79 | 3.4596
| 909.4112 | 0.012482 | 914.03 | 3.4693
| 909.6515 | 0.013532 | 914.27 | 3.4284
| 909.8917 | 0.012082 | 914.51 | 3.5433
| 910.132 | 0.012853 | 914.75 | 3.5616
| 910.3723 | 0.012364 | 915 | 3.5949
| 910.6125 | 0.013125 | 915.24 | 3.554
| 910.8528 | 0.012177 | 915.48 | 3.6067
| 911.0931 | 0.012654 | 915.72 | 3.6894
| 911.3334 | 0.011916 | 915.96 | 3.6367
| 911.5737 | 0.013215 | 916.2 | 3.7334
| 911.814 | 0.012361 | 916.44 | 3.6507
| 912.0544 | 0.013258 | 916.69 | 3.728
| 912.2947 | 0.012061 | 916.93 | 3.7334
| 912.535 | 0.013033 | 917.17 | 3.7613
| 912.7754 | 0.011656 | 917.41 | 3.7764
| 913.0157 | 0.012424 | 917.65 | 3.8719
| 913.2561 | 0.011535 | 917.89 | 3.8601
| 913.4964 | 0.01253 | 918.13 | 3.902
| 913.7368 | 0.01187 | 918.38 | 3.8912
| 913.9772 | 0.012346 | 918.62 | 3.9213
| 914.2176 | 0.011947 | 918.86 | 3.961
| 914.458 | 0.012429 | 919.1 | 3.9535
| 914.6984 | 0.011453 | 919.34 | 4.0555
| 914.9388 | 0.012468 | 919.58 | 4.0576
| 915.1792 | 0.011371 | 919.83 | 4.0384
| 915.4196 | 0.012349 | 920.07 | 4.0168
| 915.66 | 0.01222 | 920.31 | 4.077
| 915.9005 | 0.012919 | 920.55 | 4.1457
| 916.1409 | 0.011028 | 920.79 | 4.2208
| 916.3814 | 0.012347 | 921.03 | 4.2037
| 916.6218 | 0.011225 | 921.27 | 4.2241
| 916.8623 | 0.011788 | 921.52 | 4.2273
| 917.1027 | 0.010684 | 921.76 | 4.2327
| 917.3432 | 0.012411 | 922 | 4.3239
| 917.5837 | 0.010086 | 922.24 | 4.3508
| 917.8242 | 0.012002 | 922.48 | 4.2488
| 918.0647 | 0.010604 | 922.72 | 4.4131
| 918.3052 | 0.012014 | 922.97 | 4.368
| 918.5457 | 0.011192 | 923.21 | 4.4442
| 918.7862 | 0.011676 | 923.45 | 4.4174
| 919.0267 | 0.010335 | 923.69 | 4.4625
| 919.2673 | 0.011563 | 923.93 | 4.442
| 919.5078 | 0.010163 | 924.17 | 4.5258
| 919.7484 | 0.011751 | 924.42 | 4.5645
| 919.9889 | 0.010697 | 924.66 | 4.6622
| 920.2295 | 0.011266 | 924.9 | 4.5827
| 920.47 | 0.010171 | 925.14 | 4.6965
| 920.7106 | 0.011334 | 925.38 | 4.6514
| 920.9512 | 0.010504 | 925.62 | 4.6751
| 921.1918 | 0.011373 | 925.87 | 4.6697
| 921.4324 | 0.0093566 | 926.11 | 4.7728
| 921.673 | 0.011073 | 926.35 | 4.8254
| 921.9136 | 0.010597 | 926.59 | 4.8425
| 922.1542 | 0.011687 | 926.83 | 4.8479
| 922.3948 | 0.010364 | 927.08 | 4.8962
| 922.6354 | 0.011621 | 927.32 | 4.8984
| 922.8761 | 0.010104 | 927.56 | 4.9725
| 923.1167 | 0.011189 | 927.8 | 4.9574
| 923.3574 | 0.0098932 | 928.04 | 4.9961
| 923.598 | 0.011205 | 928.28 | 5.0616
| 923.8387 | 0.010177 | 928.53 | 5.0852
| 924.0793 | 0.011034 | 928.77 | 5.0777
| 924.32 | 0.0094929 | 929.01 | 5.2119
| 924.5607 | 0.010455 | 929.25 | 5.1614
| 924.8014 | 0.0092449 | 929.49 | 5.2055
| 925.0421 | 0.010451 | 929.74 | 5.2001
| 925.2828 | 0.0096997 | 929.98 | 5.2399
| 925.5235 | 0.0099823 | 930.22 | 5.2506
| 925.7642 | 0.0095681 | 930.46 | 5.3085
| 926.005 | 0.010457 | 930.7 | 5.3451
| 926.2457 | 0.0094974 | 930.94 | 5.3579
| 926.4864 | 0.010376 | 931.19 | 5.3451
| 926.7272 | 0.0095841 | 931.43 | 5.4234
| 926.9679 | 0.0096672 | 931.67 | 5.4471
| 927.2087 | 0.0096887 | 931.91 | 5.5684
| 927.4494 | 0.010804 | 932.15 | 5.5083
| 927.6902 | 0.009838 | 932.4 | 5.5587
| 927.931 | 0.010847 | 932.64 | 5.5705
| 928.1718 | 0.0090297 | 932.88 | 5.592
| 928.4126 | 0.0097237 | 933.12 | 5.6833
| 928.6534 | 0.0093506 | 933.36 | 5.6736
| 928.8942 | 0.0098321 | 933.61 | 5.7262
| 929.135 | 0.0095289 | 933.85 | 5.693
| 929.3758 | 0.010603 | 934.09 | 5.664
| 929.6166 | 0.009235 | 934.33 | 5.8175
| 929.8575 | 0.0094798 | 934.57 | 5.738
| 930.0983 | 0.0078964 | 934.82 | 5.8465
| 930.3392 | 0.010192 | 935.06 | 5.7885
| 930.58 | 0.0085064 | 935.3 | 5.9786
| 930.8209 | 0.0096756 | 935.54 | 5.9614
| 931.0617 | 0.0085443 | 935.78 | 6.013
| 931.3026 | 0.0096985 | 936.03 | 6.1536
| 931.5435 | 0.0092098 | 936.27 | 6.0977
| 931.7844 | 0.010418 | 936.51 | 6.0945
| 932.0253 | 0.0088045 | 936.75 | 6.1192
| 932.2662 | 0.010062 | 936.99 | 6.1074
| 932.5071 | 0.0086625 | 937.24 | 6.217
| 932.748 | 0.010141 | 937.48 | 6.262
| 932.9889 | 0.0080338 | 937.72 | 6.2749
| 933.2299 | 0.0098049 | 937.96 | 6.291
| 933.4708 | 0.008014 | 938.2 | 6.3887
| 933.7117 | 0.0096937 | 938.45 | 6.3619
| 933.9527 | 0.0087687 | 938.69 | 6.4456
| 934.1936 | 0.0091348 | 938.93 | 6.3887
| 934.4346 | 0.0078598 | 939.17 | 6.4027
| 934.6756 | 0.0089117 | 939.41 | 6.4274
| 934.9166 | 0.0076216 | 939.66 | 6.5294
| 935.1575 | 0.0091172 | 939.9 | 6.4811
| 935.3985 | 0.0086085 | 940.14 | 6.5025
| 935.6395 | 0.010059 | 940.38 | 6.5036
| 935.8805 | 0.00845 | 940.63 | 6.4907
| 936.1215 | 0.010144 | 940.87 | 6.5498
| 936.3626 | 0.0087295 | 941.11 | 6.7399
| 936.6036 | 0.010027 | 941.35 | 6.6454
| 936.8446 | 0.0083348 | 941.59 | 6.7033
| 937.0856 | 0.009321 | 941.84 | 6.7141
| 937.3267 | 0.0076497 | 942.08 | 6.8676
| 937.5677 | 0.0098211 | 942.32 | 6.757
| 937.8088 | 0.0091093 | 942.56 | 6.7173
| 938.0499 | 0.0086855 | 942.8 | 6.873
| 938.2909 | 0.0087704 | 943.05 | 6.8977
| 938.532 | 0.0083952 | 943.29 | 6.8387
| 938.7731 | 0.0099 | 943.53 | 6.9879
| 939.0142 | 0.0081981 | 943.77 | 6.9471
| 939.2553 | 0.010196 | 944.02 | 6.9493
| 939.4964 | 0.0085719 | 944.26 | 6.9503
| 939.7375 | 0.0097785 | 944.5 | 6.9718
| 939.9786 | 0.0082894 | 944.74 | 7.1565
| 940.2197 | 0.0094683 | 944.99 | 6.9954
| 940.4609 | 0.0076387 | 945.23 | 7.1843
| 940.702 | 0.0092392 | 945.47 | 7.1736
| 940.9432 | 0.0078181 | 945.71 | 7.0996
| 941.1843 | 0.0091421 | 945.95 | 7.1082
| 941.4255 | 0.0074597 | 946.2 | 7.2209
| 941.6666 | 0.0091304 | 946.44 | 7.1951
| 941.9078 | 0.0083385 | 946.68 | 7.1425
| 942.149 | 0.0094715 | 946.92 | 7.0953
| 942.3902 | 0.007606 | 947.17 | 7.2059
| 942.6314 | 0.0092778 | 947.41 | 7.1994
| 942.8726 | 0.0089907 | 947.65 | 6.975
| 943.1138 | 0.0091499 | 947.89 | 7.1242
| 943.355 | 0.0074963 | 948.14 | 7.2906
| 943.5962 | 0.009578 | 948.38 | 7.1576
| 943.8374 | 0.0081149 | 948.62 | 7.2617
| 944.0786 | 0.0099346 | 948.86 | 7.2714
| 944.3199 | 0.00791 | 949.1 | 7.1843
| 944.5611 | 0.0077799 | 949.35 | 7.2799
| 944.8024 | 0.0080938 | 949.59 | 7.2821
| 945.0436 | 0.0091153 | 949.83 | 7.1457
| 945.2849 | 0.0073978 | 950.07 | 7.0888
| 945.5262 | 0.0084035 | 950.32 | 7.2617
| 945.7674 | 0.0074094 | 950.56 | 7.2864
| 946.0087 | 0.0091413 | 950.8 | 7.296
| 946.25 | 0.0073477 | 951.04 | 7.1779
| 946.4913 | 0.0095416 | 951.29 | 7.1296
| 946.7326 | 0.0073853 | 951.53 | 7.1683
| 946.9739 | 0.0091427 | 951.77 | 7.2853
| 947.2152 | 0.0067406 | 952.01 | 7.0502
| 947.4566 | 0.008956 | 952.26 | 7.1317
| 947.6979 | 0.0077293 | 952.5 | 7.1157
| 947.9392 | 0.0087574 | 952.74 | 7.0652
| 948.1806 | 0.0081367 | 952.98 | 7.0748
| 948.4219 | 0.0081168 | 953.23 | 6.9954
| 948.6633 | 0.0079999 | 953.47 | 6.9922
| 948.9047 | 0.0088447 | 953.71 | 6.8891
| 949.146 | 0.0063858 | 953.95 | 6.8751
| 949.3874 | 0.0088488 | 954.2 | 6.874
| 949.6288 | 0.0058597 | 954.44 | 6.8257
| 949.8702 | 0.0081572 | 954.68 | 6.7248
| 950.1116 | 0.0063766 | 954.92 | 6.7957
| 950.353 | 0.0081425 | 955.17 | 6.5369
| 950.5944 | 0.0074462 | 955.41 | 6.6003
| 950.8358 | 0.0093143 | 955.65 | 6.6411
| 951.0772 | 0.0074915 | 955.89 | 6.5251
| 951.3186 | 0.0076722 | 956.14 | 6.5906
| 951.5601 | 0.0074142 | 956.38 | 6.4628
| 951.8015 | 0.0091398 | 956.62 | 6.4091
| 952.043 | 0.0069295 | 956.86 | 6.5273
| 952.2844 | 0.0087032 | 957.11 | 6.4091
| 952.5259 | 0.0069434 | 957.35 | 6.1074
| 952.7674 | 0.0085349 | 957.59 | 6.1794
| 953.0088 | 0.0062965 | 957.84 | 6.2502
| 953.2503 | 0.00827 | 958.08 | 6.0559
| 953.4918 | 0.0056365 | 958.32 | 6.0945
| 953.7333 | 0.007667 | 958.56 | 6.1085
| 953.9748 | 0.0070759 | 958.81 | 5.9903
| 954.2163 | 0.007352 | 959.05 | 5.8336
| 954.4578 | 0.0068478 | 959.29 | 5.9099
| 954.6993 | 0.0086798 | 959.53 | 5.7112
| 954.9409 | 0.0059485 | 959.78 | 5.7284
| 955.1824 | 0.008332 | 960.02 | 5.7155
| 955.4239 | 0.0056625 | 960.26 | 5.5384
| 955.6655 | 0.0083659 | 960.5 | 5.4557
| 955.907 | 0.0061797 | 960.75 | 5.4266
| 956.1486 | 0.007682 | 960.99 | 5.3096
| 956.3902 | 0.0066704 | 961.23 | 5.2925
| 956.6317 | 0.0069567 | 961.48 | 5.1421
| 956.8733 | 0.0060894 | 961.72 | 5.184
| 957.1149 | 0.0066834 | 961.96 | 5.1077
| 957.3565 | 0.0066634 | 962.2 | 5.0025
| 957.5981 | 0.0080051 | 962.45 | 4.9832
| 957.8397 | 0.0061016 | 962.69 | 4.9617
| 958.0813 | 0.0074037 | 962.93 | 4.8243
| 958.3229 | 0.0063683 | 963.17 | 4.6836
| 958.5646 | 0.0080396 | 963.42 | 4.5838
| 958.8062 | 0.006452 | 963.66 | 4.529
| 959.0478 | 0.0080725 | 963.9 | 4.4925
| 959.2895 | 0.0064554 | 964.15 | 4.5119
| 959.5311 | 0.0077986 | 964.39 | 4.2316
| 959.7728 | 0.0067986 | 964.63 | 4.2659
| 960.0144 | 0.0071449 | 964.87 | 4.2198
| 960.2561 | 0.0062788 | 965.12 | 4.1639
| 960.4978 | 0.0074017 | 965.36 | 4.0598
| 960.7395 | 0.006462 | 965.6 | 3.9954
| 960.9812 | 0.0079717 | 965.85 | 3.9277
| 961.2229 | 0.0065598 | 966.09 | 3.8923
| 961.4646 | 0.0073267 | 966.33 | 3.742
| 961.7063 | 0.0064556 | 966.57 | 3.758
| 961.948 | 0.0076652 | 966.82 | 3.5949
| 962.1897 | 0.0059779 | 967.06 | 3.5144
| 962.4314 | 0.0079359 | 967.3 | 3.5036
| 962.6732 | 0.0061443 | 967.55 | 3.4005
| 962.9149 | 0.0073356 | 967.79 | 3.3071
| 963.1566 | 0.0056126 | 968.03 | 3.2706
| 963.3984 | 0.0081205 | 968.27 | 3.1654
| 963.6402 | 0.0063108 | 968.52 | 3.1568
| 963.8819 | 0.006898 | 968.76 | 3.0795
| 964.1237 | 0.0060899 | 969 | 3.0322
| 964.3655 | 0.007302 | 969.25 | 2.9023
| 964.6073 | 0.006288 | 969.49 | 2.9356
| 964.8491 | 0.0065315 | 969.73 | 2.8529
| 965.0909 | 0.0065412 | 969.98 | 2.767
| 965.3327 | 0.0074341 | 970.22 | 2.7691
| 965.5745 | 0.0060683 | 970.46 | 2.665
| 965.8163 | 0.0066384 | 970.7 | 2.5952
| 966.0581 | 0.0060406 | 970.95 | 2.4385
| 966.2999 | 0.0068589 | 971.19 | 2.4545
| 966.5418 | 0.0055402 | 971.43 | 2.3547
| 966.7836 | 0.0070389 | 971.68 | 2.36
| 967.0255 | 0.0067212 | 971.92 | 2.1915
| 967.2673 | 0.0079873 | 972.16 | 2.2721
| 967.5092 | 0.0060124 | 972.41 | 2.1539
| 967.7511 | 0.0063113 | 972.65 | 2.1164
| 967.9929 | 0.005258 | 972.89 | 2.067
| 968.2348 | 0.0073706 | 973.13 | 2.0133
| 968.4767 | 0.0058389 | 973.38 | 1.9327
| 968.7186 | 0.0078428 | 973.62 | 1.9607
| 968.9605 | 0.0056668 | 973.86 | 1.8028
| 969.2024 | 0.0072214 | 974.11 | 1.8801
| 969.4443 | 0.005929 | 974.35 | 1.7975
| 969.6862 | 0.0074639 | 974.59 | 1.7448
| 969.9282 | 0.0054461 | 974.84 | 1.6987
| 970.1701 | 0.0081108 | 975.08 | 1.6643
| 970.412 | 0.0061921 | 975.32 | 1.5601
| 970.654 | 0.0075454 | 975.57 | 1.5773
| 970.8959 | 0.0069558 | 975.81 | 1.5483
| 971.1379 | 0.007455 | 976.05 | 1.4861
| 971.3798 | 0.0065686 | 976.29 | 1.4421
| 971.6218 | 0.0078798 | 976.54 | 1.3679
| 971.8638 | 0.0055446 | 976.78 | 1.3894
| 972.1058 | 0.0071321 | 977.02 | 1.3905
| 972.3478 | 0.0057767 | 977.27 | 1.3089
| 972.5898 | 0.0075251 | 977.51 | 1.2241
| 972.8318 | 0.0057786 | 977.75 | 1.1961
| 973.0738 | 0.0065233 | 978 | 1.1542
| 973.3158 | 0.0067805 | 978.24 | 1.2047
| 973.5578 | 0.0064996 | 978.48 | 1.1521
| 973.7998 | 0.0058578 | 978.73 | 1.077
| 974.0419 | 0.0076539 | 978.97 | 1.1102
| 974.2839 | 0.0056851 | 979.21 | 1.0114
| 974.5259 | 0.0073386 | 979.46 | 0.97599
| 974.768 | 0.0057271 | 979.7 | 0.95564
| 975.01 | 0.0086651 | 979.94 | 1.0565
| 975.2521 | 0.0053821 | 980.19 | 0.91697
| 975.4942 | 0.0082422 | 980.43 | 0.82358
| 975.7363 | 0.0052382 | 980.67 | 0.90734
| 975.9783 | 0.0073756 | 980.92 | 0.86757
| 976.2204 | 0.0065316 | 981.16 | 0.79133
| 976.4625 | 0.007135 | 981.4 | 0.82139
| 976.7046 | 0.0045707 | 981.65 | 0.79133
| 976.9467 | 0.0070547 | 981.89 | 0.79352
| 977.1888 | 0.0060625 | 982.13 | 0.7323
| 977.431 | 0.0076932 | 982.38 | 0.78381
| 977.6731 | 0.0043269 | 982.62 | 0.68291
| 977.9152 | 0.0074301 | 982.86 | 0.73442
| 978.1574 | 0.0041564 | 983.1 | 0.70005
| 978.3995 | 0.007261 | 983.35 | 0.64745
| 978.6417 | 0.0059269 | 983.59 | 0.66139
| 978.8838 | 0.0085158 | 983.83 | 0.68072
| 979.126 | 0.0055252 | 984.08 | 0.6163
| 979.3682 | 0.0073819 | 984.32 | 0.67321
| 979.6103 | 0.0051352 | 984.56 | 0.6163
| 979.8525 | 0.0082081 | 984.81 | 0.56267
| 980.0947 | 0.005044 | 985.05 | 0.52291
| 980.3369 | 0.0091375 | 985.3 | 0.50999
| 980.5791 | 0.0067095 | 985.54 | 0.52721
| 980.8213 | 0.0081712 | 985.78 | 0.53684
| 981.0635 | 0.0066078 | 986.03 | 0.47672
| 981.3057 | 0.0071442 | 986.27 | 0.51109
| 981.548 | 0.0056695 | 986.51 | 0.50897
| 981.7902 | 0.0079173 | 986.76 | 0.422
| 982.0324 | 0.0067997 | 987 | 0.41339
| 982.2747 | 0.0079968 | 987.24 | 0.53473
| 982.5169 | 0.005525 | 987.49 | 0.40588
| 982.7592 | 0.0072789 | 987.73 | 0.42302
| 983.0014 | 0.0042305 | 987.97 | 0.39617
| 983.2437 | 0.0083229 | 988.22 | 0.43915
| 983.486 | 0.0055232 | 988.46 | 0.39617
| 983.7283 | 0.0070747 | 988.7 | 0.38224
| 983.9706 | 0.0057164 | 988.95 | 0.3629
| 984.2129 | 0.0087062 | 989.19 | 0.34897
| 984.4552 | 0.0057621 | 989.43 | 0.35006
| 984.6975 | 0.0062866 | 989.68 | 0.29848
| 984.9398 | 0.0068346 | 989.92 | 0.31891
| 985.1821 | 0.0067955 | 990.16 | 0.33927
| 985.4244 | 0.0054471 | 990.41 | 0.35327
| 985.6668 | 0.0092274 | 990.65 | 0.31139
| 985.9091 | 0.0054167 | 990.89 | 0.34678
| 986.1514 | 0.0080868 | 991.14 | 0.29958
| 986.3938 | 0.0064466 | 991.38 | 0.25558
| 986.6361 | 0.0067751 | 991.62 | 0.32642
| 986.8785 | 0.0056565 | 991.87 | 0.21793
| 987.1209 | 0.0078833 | 992.11 | 0.25339
| 987.3632 | 0.0064724 | 992.36 | 0.27703
| 987.6056 | 0.0081948 | 992.6 | 0.28564
| 987.848 | 0.0060035 | 992.84 | 0.21903
| 988.0904 | 0.0091188 | 993.09 | 0.23946
| 988.3328 | 0.0053183 | 993.33 | 0.21691
| 988.5752 | 0.0073526 | 993.57 | 0.26412
| 988.8176 | 0.0052864 | 993.82 | 0.19648
| 989.06 | 0.0082255 | 994.06 | 0.21903
| 989.3024 | 0.0069201 | 994.3 | 0.19758
| 989.5449 | 0.0085122 | 994.55 | 0.1546
| 989.7873 | 0.0073216 | 994.79 | 0.11812
| 990.0298 | 0.0074189 | 995.03 | 0.24588
| 990.2722 | 0.0064999 | 995.28 | 0.23946
| 990.5147 | 0.0079423 | 995.52 | 0.29527
| 990.7571 | 0.0058373 | 995.77 | 0.16861
| 990.9996 | 0.0086714 | 996.01 | 0.26091
| 991.242 | 0.0057504 | 996.25 | 0.20188
| 991.4845 | 0.009399 | 996.5 | 0.17182
| 991.727 | 0.0062746 | 996.74 | 0.18466
| 991.9695 | 0.010445 | 996.98 | 0.22552
| 992.212 | 0.0048762 | 997.23 | 0.15679
| 992.4545 | 0.0093068 | 997.47 | 0.22552
| 992.697 | 0.0083725 | 997.71 | 0.20509
| 992.9395 | 0.0087243 | 997.96 | 0.17394
| 993.182 | 0.0048641 | 998.2 | 0.1557
| 993.4246 | 0.0095362 | 998.45 | 0.16431
| 993.6671 | 0.0065422 | 998.69 | 0.17824
| 993.9096 | 0.0082863 | 998.93 | 0.18036
| 994.1522 | 0.0067516 | 999.18 | 0.2523
| 994.3947 | 0.0093144 | 999.42 | 0.15891
| 994.6373 | 0.006414 | 999.66 | 0.13636
| 994.8798 | 0.0091049 | 999.91 | 0.14388
| 995.1224 | 0.0072203 | 1000.15 | 0.12994
| 995.365 | 0.0095027 | 1000.4 | 0.27594
| 995.6076 | 0.0084121 | 1000.64 | 0.14388
| 995.8502 | 0.011267 | 1000.88 | 0.2029
| 996.0927 | 0.0067806 | 1001.13 | 0.13848
| 996.3353 | 0.010194 | 1001.37 | 0.15139
| 996.5779 | 0.0041275 | 1001.61 | 0.10842
| 996.8206 | 0.0086534 | 1001.86 | 0.19969
| 997.0632 | 0.0051386 | 1002.1 | 0.14278
| 997.3058 | 0.01004 | 1002.35 | 0.13636
| 997.5484 | 0.007786 | 1002.59 | 0.010725
| 997.7911 | 0.0083866 | 1002.83 | 0.13848
| 998.0337 | 0.0061753 | 1003.08 | 0.17824
| 998.2763 | 0.0095652 | 1003.32 | 0.16752
| 998.519 | 0.0074559 | 1003.57 | 0.11922
| 998.7617 | 0.011065 | 1003.81 | 0.18145
| 999.0043 | 0.0075225 | 1004.05 | 0.056909
| 999.247 | 0.010638 | 1004.3 | 0.13527
| 999.4897 | 0.0072258 | 1004.54 | 0.099883
| 999.7324 | 0.0058799 | 1004.78 | 0.065518
| 999.975 | 0.012022 | 1005.03 | 0.14928
| 1000.2177 | 0.0073145 | 1005.27 | 0.14497
| 1000.4604 | 0.01079 | 1005.52 | 0.15781
| 1000.7031 | 0.0054659 | 1005.76 | 0.13636
| 1000.9459 | 0.010714 | 1006 | 0.1503
| 1001.1886 | 0.0054883 | 1006.25 | 0.03648
| 1001.4313 | 0.0088831 | 1006.49 | 0.071939
| 1001.674 | 0.0072157 | 1006.74 | 0.1063
| 1001.9168 | 0.011219 | 1006.98 | 0.102
| 1002.1595 | 0.0068036 | 1007.22 | 0.24697
| 1002.4022 | 0.010718 | 1007.47 | 0.19437
| 1002.645 | 0.0094489 | 1007.71 | 0.026849
| 1002.8878 | 0.011019 | 1007.96 | 0.06654
| 1003.1305 | 0.005948 | 1008.2 | 0.088063
| 1003.3733 | 0.0097105 | 1008.44 | 0.17613
| 1003.6161 | 0.0088149 | 1008.69 | 0.01824
| 1003.8589 | 0.012444 | 1008.93 | 0.21691
| 1004.1016 | 0.0066275 | 1009.17 | 0.090179
| 1004.3444 | 0.0089613 | 1009.42 | 0.12243
| 1004.5872 | 0.0067276 | 1009.66 | 0.042974
| 1004.8301 | 0.0099382 | 1009.91 | 0.10951
| 1005.0729 | 0.0063735 | 1010.15 | 0.11703
| 1005.3157 | 0.010627 | 1010.39 | 0.053699
| 1005.5585 | 0.0071845 | 1010.64 | 0.068729
| 1005.8013 | 0.011732 | 1010.88 | 0.12885
| 1006.0442 | 0.0092615 | 1011.13 | 0.080548
| 1006.287 | 0.012712 | 1011.37 | 0.14599
| 1006.5299 | 0.0071495 | 1011.61 | 0.16212
| 1006.7727 | 0.008111 | 1011.86 | 0.14928
| 1007.0156 | 0.0084925 | 1012.1 | 0.03648
| 1007.2584 | 0.013807 | 1012.35 | 0.059025
| 1007.5013 | 0.0088566 | 1012.59 | 0.031154
| 1007.7442 | 0.014302 | 1012.84 | 0.13315
| 1007.9871 | 0.010939 | 1013.08 | 0.091273
| 1008.23 | 0.011619 | 1013.32 | 0.22975
| 1008.4729 | 0.0098674 | 1013.57 | 0.1117
| 1008.7158 | 0.013756 | 1013.81 | 0.093389
| 1008.9587 | 0.0094321 | 1014.06 | 0.012914
| 1009.2016 | 0.012412 | 1014.3 | 0.18036
| 1009.4445 | 0.0097033 | 1014.54 | 0.068729
| 1009.6874 | 0.013347 | 1014.79 | 0.039763
| 1009.9304 | 0.0087255 | 1015.03 | 0.0032212
| 1010.1733 | 0.011704 | 1015.28 | 0.1557
| 1010.4162 | 0.0083015 | 1015.52 | 0.049394
| 1010.6592 | 0.012943 | 1015.76 | 0.10521
| 1010.9021 | 0.0091237 | 1016.01 | 0.058004
| 1011.1451 | 0.01099 | 1016.25 | 0.19758
| 1011.3881 | 0.0093296 | 1016.5 | 0.10842
| 1011.631 | 0.013392 | 1016.74 | 0.094484
| 1011.874 | 0.008794 | 1016.98 | 0.086969
| 1012.117 | 0.010776 | 1017.23 | 0.1503
| 1012.36 | 0.0088505 | 1017.47 | 0.034364
| 1012.603 | 0.012878 | 1017.72 | 0.047278
| 1012.846 | 0.0089158 | 1017.96 | 0.0086093
| 1013.089 | 0.013854 | 1018.21 | 0.075149
| 1013.332 | 0.0092218 | 1018.45 | 0.13527
| 1013.575 | 0.012912 | 1018.69 | 0.069823
| 1013.818 | 0.0096405 | 1018.94 | 0.024661
| 1014.0611 | 0.013471 | 1019.18 | 0.14067
| 1014.3041 | 0.011308 | 1019.43 | 0.14388
| 1014.5471 | 0.013799 | 1019.67 | 0.16533
| 1014.7902 | 0.011603 | 1019.92 | 0.18364
| 1015.0332 | 0.014828 | 1020.16 | 0.21582
| 1015.2763 | 0.010152 | 1020.4 | 0.11812
| 1015.5194 | 0.011393 | 1020.65 | 0.0483
| 1015.7624 | 0.010143 | 1020.89 | 0.013935
| 1016.0055 | 0.016616 | 1021.14 | 0.19116
| 1016.2486 | 0.011293 | 1021.38 | 0.053699
| 1016.4917 | 0.014265 | 1021.63 | 0.18145
| 1016.7348 | 0.011628 | 1021.87 | 0.054793
| 1016.9779 | 0.011528 | 1022.11 | 0.067634
| 1017.221 | 0.0085323 | 1022.36 | 0.068729
| 1017.4641 | 0.014245 | 1022.6 | 0.12994
| 1017.7072 | 0.0080319 | 1022.85 | 0.059025
| 1017.9503 | 0.015513 | 1023.09 | 0.16212
| 1018.1935 | 0 | 1023.34 | 0.056909
| 1018.4366 | 0 | 1023.58 | 0.21903
| 1018.6797 | 0 | 1023.82 | 0.070845
| 1018.9229 | 0 | 1024.07 | 0.10309
| 1019.166 | 0 | 1024.31 | 0.0053687
| 1019.4092 | 0 | 1024.56 | 0.059025
| 1019.6523 | 0 | 1024.8 | 0
| 1019.8955 | 0 | 1025.05 | 0
| 1020.1387 | 0 | 1025.29 | 0
| 1020.3819 | 0 | 1025.53 | 0
| 1020.625 | 0 | 1025.78 | 0
| 1020.8682 | 0 | 1026.02 | 0
| 1021.1114 | 0 | 1026.27 | 0
| 1021.3546 | 0 | 1026.51 | 0
| 1021.5978 | 0 | 1026.76 | 0
| 1021.8411 | 0 | 1027 | 0
| 1022.0843 | 0 | 1027.24 | 0
| 1022.3275 | 0 | 1027.49 | 0
| 0 | #REF! | 0 | 0
| 0 | #REF! | 0 | 0

## Normalized Spectra
LED Item # | MBB1D1 |  |  | MBB2D1
Spectra | Wavelength (nm) | Normalized Intensity |  | Wavelength (nm) | Normalized Intensity
| 197.1967 | 0 |  | 200.04 | 0
| 197.3998 | 0 |  | 200.24 | 0
| 197.6029 | 0 |  | 200.44 | 0
| 197.806 | 0 |  | 200.65 | 0
| 198.0091 | 0 |  | 200.85 | 0
| 198.2122 | 0 |  | 201.05 | 0
| 198.4153 | 0 |  | 201.25 | 0
| 198.6185 | 0 |  | 201.46 | 0
| 198.8217 | 0 |  | 201.66 | 0
| 199.0249 | 0 |  | 201.86 | 0
| 199.2281 | 0 |  | 202.07 | 0
| 199.4313 | 0 |  | 202.27 | 0
| 199.6345 | 0 |  | 202.47 | 0
| 199.8378 | 0 |  | 202.67 | 0
| 200.0411 | 0 |  | 202.88 | 0
| 200.2444 | 0 |  | 203.08 | 0
| 200.4477 | 0 |  | 203.28 | 0
| 200.651 | 0 |  | 203.49 | 0
| 200.8543 | 0 |  | 203.69 | 0
| 201.0577 | 0 |  | 203.89 | 0
| 201.2611 | 0 |  | 204.1 | 0
| 201.4645 | 0 |  | 204.3 | 0
| 201.6679 | 0 |  | 204.5 | 0
| 201.8713 | 0 |  | 204.7 | 0
| 202.0747 | 0 |  | 204.91 | 0
| 202.2782 | 0 |  | 205.11 | 0
| 202.4816 | 0 |  | 205.31 | 0
| 202.6851 | 0 |  | 205.52 | 0
| 202.8886 | 0 |  | 205.72 | 0
| 203.0921 | 0 |  | 205.92 | 0
| 203.2957 | 0 |  | 206.13 | 0
| 203.4992 | 0 |  | 206.33 | 0
| 203.7028 | 0 |  | 206.53 | 0
| 203.9064 | 0 |  | 206.74 | 0
| 204.11 | 0 |  | 206.94 | 0
| 204.3136 | 0 |  | 207.14 | 0
| 204.5172 | 0 |  | 207.35 | 0
| 204.7209 | 0 |  | 207.55 | 0
| 204.9245 | 0 |  | 207.75 | 0
| 205.1282 | 0 |  | 207.96 | 0
| 205.3319 | 0 |  | 208.16 | 0
| 205.5356 | 0 |  | 208.36 | 0
| 205.7393 | 0 |  | 208.57 | 0
| 205.9431 | 0 |  | 208.77 | 0
| 206.1469 | 0 |  | 208.97 | 0
| 206.3506 | 0 |  | 209.18 | 0
| 206.5544 | 0 |  | 209.38 | 0
| 206.7582 | 0 |  | 209.58 | 0
| 206.9621 | 0 |  | 209.79 | 0
| 207.1659 | 0 |  | 209.99 | 0
| 207.3698 | 0 |  | 210.19 | 0
| 207.5736 | 0 |  | 210.4 | 0
| 207.7775 | 0 |  | 210.6 | 0
| 207.9814 | 0 |  | 210.8 | 0
| 208.1854 | 0 |  | 211.01 | 0
| 208.3893 | 0 |  | 211.21 | 0
| 208.5932 | 0 |  | 211.42 | 0
| 208.7972 | 0 |  | 211.62 | 0
| 209.0012 | 0 |  | 211.82 | 0
| 209.2052 | 0 |  | 212.03 | 0
| 209.4092 | 0 |  | 212.23 | 0
| 209.6133 | 0 |  | 212.43 | 0
| 209.8173 | 0 |  | 212.64 | 0
| 210.0214 | 0 |  | 212.84 | 0
| 210.2255 | 0 |  | 213.05 | 0
| 210.4296 | 0 |  | 213.25 | 0
| 210.6337 | 0 |  | 213.45 | 0
| 210.8378 | 0 |  | 213.66 | 0
| 211.042 | 0 |  | 213.86 | 0
| 211.2461 | 0 |  | 214.06 | 0
| 211.4503 | 0 |  | 214.27 | 0
| 211.6545 | 0 |  | 214.47 | 0
| 211.8587 | 0 |  | 214.68 | 0
| 212.063 | 0 |  | 214.88 | 0
| 212.2672 | 0 |  | 215.08 | 0
| 212.4715 | 0 |  | 215.29 | 0
| 212.6758 | 0 |  | 215.49 | 0
| 212.88 | 0 |  | 215.7 | 0
| 213.0844 | 0 |  | 215.9 | 0
| 213.2887 | 0 |  | 216.1 | 0
| 213.493 | 0 |  | 216.31 | 0
| 213.6974 | 0 |  | 216.51 | 0
| 213.9018 | 0 |  | 216.72 | 0
| 214.1062 | 0 |  | 216.92 | 0
| 214.3106 | 0 |  | 217.12 | 0
| 214.515 | 0 |  | 217.33 | 0
| 214.7194 | 0 |  | 217.53 | 0
| 214.9239 | 0 |  | 217.74 | 0
| 215.1284 | 0 |  | 217.94 | 0
| 215.3328 | 0 |  | 218.15 | 0
| 215.5373 | 0 |  | 218.35 | 0
| 215.7419 | 0 |  | 218.55 | 0
| 215.9464 | 0 |  | 218.76 | 0
| 216.151 | 0 |  | 218.96 | 0
| 216.3555 | 0 |  | 219.17 | 0
| 216.5601 | 0 |  | 219.37 | 0
| 216.7647 | 0 |  | 219.58 | 0
| 216.9693 | 0 |  | 219.78 | 0
| 217.174 | 0 |  | 219.98 | 0
| 217.3786 | 0 |  | 220.19 | 0
| 217.5833 | 0 |  | 220.39 | 0
| 217.788 | 0 |  | 220.6 | 0
| 217.9926 | 0 |  | 220.8 | 0
| 218.1974 | 0 |  | 221.01 | 0
| 218.4021 | 0 |  | 221.21 | 0
| 218.6068 | 0 |  | 221.42 | 0
| 218.8116 | 0 |  | 221.62 | 0
| 219.0164 | 0 |  | 221.82 | 0
| 219.2212 | 0 |  | 222.03 | 0
| 219.426 | 0 |  | 222.23 | 0
| 219.6308 | 0 |  | 222.44 | 0
| 219.8356 | 0 |  | 222.64 | 0
| 220.0405 | 0 |  | 222.85 | 0
| 220.2454 | 0 |  | 223.05 | 0
| 220.4503 | 0 |  | 223.26 | 0
| 220.6552 | 0 |  | 223.46 | 0
| 220.8601 | 0 |  | 223.67 | 0
| 221.065 | 0 |  | 223.87 | 0
| 221.27 | 0 |  | 224.07 | 0
| 221.4749 | 0 |  | 224.28 | 0
| 221.6799 | 0 |  | 224.48 | 0
| 221.8849 | 0 |  | 224.69 | 0
| 222.09 | 0 |  | 224.89 | 0
| 222.295 | 0 |  | 225.1 | 0
| 222.5 | 0 |  | 225.3 | 0
| 222.7051 | 0 |  | 225.51 | 0
| 222.9102 | 0 |  | 225.71 | 0
| 223.1153 | 0 |  | 225.92 | 0
| 223.3204 | 0 |  | 226.12 | 0
| 223.5255 | 0 |  | 226.33 | 0
| 223.7307 | 0 |  | 226.53 | 0
| 223.9358 | 0 |  | 226.74 | 0
| 224.141 | 0 |  | 226.94 | 0
| 224.3462 | 0 |  | 227.15 | 0
| 224.5514 | 0 |  | 227.35 | 0
| 224.7566 | 0 |  | 227.56 | 0
| 224.9619 | 0 |  | 227.76 | 0
| 225.1671 | 0 |  | 227.97 | 0
| 225.3724 | 0 |  | 228.17 | 0
| 225.5777 | 0 |  | 228.38 | 0
| 225.783 | 0 |  | 228.58 | 0
| 225.9883 | 0 |  | 228.79 | 0
| 226.1936 | 0 |  | 228.99 | 0
| 226.399 | 0 |  | 229.2 | 0
| 226.6044 | 0 |  | 229.4 | 0
| 226.8098 | 0 |  | 229.61 | 0
| 227.0152 | 0 |  | 229.81 | 0
| 227.2206 | 0 |  | 230.02 | 0
| 227.426 | 0 |  | 230.22 | 0
| 227.6315 | 0 |  | 230.43 | 0
| 227.8369 | 0 |  | 230.63 | 0
| 228.0424 | 0 |  | 230.84 | 0
| 228.2479 | 0 |  | 231.04 | 0
| 228.4534 | 0 |  | 231.25 | 0
| 228.6589 | 0 |  | 231.46 | 0
| 228.8645 | 0 |  | 231.66 | 0
| 229.07 | 0 |  | 231.87 | 0
| 229.2756 | 0 |  | 232.07 | 0
| 229.4812 | 0 |  | 232.28 | 0
| 229.6868 | 0 |  | 232.48 | 0
| 229.8924 | 0 |  | 232.69 | 0
| 230.0981 | 0 |  | 232.89 | 0
| 230.3037 | 0 |  | 233.1 | 0
| 230.5094 | 0 |  | 233.3 | 0
| 230.7151 | 0 |  | 233.51 | 0
| 230.9208 | 0 |  | 233.71 | 0
| 231.1265 | 0 |  | 233.92 | 0
| 231.3322 | 0 |  | 234.13 | 0
| 231.538 | 0 |  | 234.33 | 0
| 231.7437 | 0 |  | 234.54 | 0
| 231.9495 | 0 |  | 234.74 | 0
| 232.1553 | 0 |  | 234.95 | 0
| 232.3611 | 0 |  | 235.15 | 0
| 232.567 | 0 |  | 235.36 | 0
| 232.7728 | 0 |  | 235.56 | 0
| 232.9787 | 0 |  | 235.77 | 0
| 233.1845 | 0 |  | 235.98 | 0
| 233.3904 | 0 |  | 236.18 | 0
| 233.5963 | 0 |  | 236.39 | 0
| 233.8023 | 0 |  | 236.59 | 0
| 234.0082 | 0 |  | 236.8 | 0
| 234.2142 | 0 |  | 237 | 0
| 234.4201 | 0 |  | 237.21 | 0
| 234.6261 | 0 |  | 237.42 | 0
| 234.8321 | 0 |  | 237.62 | 0
| 235.0381 | 0 |  | 237.83 | 0
| 235.2442 | 0 |  | 238.03 | 0
| 235.4502 | 0 |  | 238.24 | 0
| 235.6563 | 0 |  | 238.45 | 0
| 235.8624 | 0 |  | 238.65 | 0
| 236.0685 | 0 |  | 238.86 | 0
| 236.2746 | 0 |  | 239.06 | 0
| 236.4807 | 0 |  | 239.27 | 0
| 236.6869 | 0 |  | 239.47 | 0
| 236.893 | 0 |  | 239.68 | 0
| 237.0992 | 0 |  | 239.89 | 0
| 237.3054 | 0 |  | 240.09 | 0
| 237.5116 | 0 |  | 240.3 | 0
| 237.7178 | 0 |  | 240.5 | 0
| 237.9241 | 0 |  | 240.71 | 0
| 238.1303 | 0 |  | 240.92 | 0
| 238.3366 | 0 |  | 241.12 | 0
| 238.5429 | 0 |  | 241.33 | 0
| 238.7492 | 0 |  | 241.53 | 0
| 238.9555 | 0 |  | 241.74 | 0
| 239.1618 | 0 |  | 241.95 | 0
| 239.3682 | 0 |  | 242.15 | 0
| 239.5745 | 0 |  | 242.36 | 0
| 239.7809 | 0 |  | 242.57 | 0
| 239.9873 | 0 |  | 242.77 | 0
| 240.1937 | 0 |  | 242.98 | 0
| 240.4002 | 0 |  | 243.18 | 0
| 240.6066 | 0 |  | 243.39 | 0
| 240.8131 | 0 |  | 243.6 | 0
| 241.0195 | 0 |  | 243.8 | 0
| 241.226 | 0 |  | 244.01 | 0
| 241.4325 | 0 |  | 244.22 | 0
| 241.6391 | 0 |  | 244.42 | 0
| 241.8456 | 0 |  | 244.63 | 0
| 242.0522 | 0 |  | 244.83 | 0
| 242.2587 | 0 |  | 245.04 | 0
| 242.4653 | 0 |  | 245.25 | 0
| 242.6719 | 0 |  | 245.45 | 0
| 242.8785 | 0 |  | 245.66 | 0
| 243.0852 | 0 |  | 245.87 | 0
| 243.2918 | 0 |  | 246.07 | 0
| 243.4985 | 0 |  | 246.28 | 0
| 243.7052 | 0 |  | 246.49 | 0
| 243.9119 | 0 |  | 246.69 | 0
| 244.1186 | 0 |  | 246.9 | 0
| 244.3253 | 0 |  | 247.11 | 0
| 244.532 | 0 |  | 247.31 | 0
| 244.7388 | 0 |  | 247.52 | 0
| 244.9456 | 0 |  | 247.73 | 0
| 245.1524 | 0 |  | 247.93 | 0
| 245.3592 | 0 |  | 248.14 | 0
| 245.566 | 0 |  | 248.35 | 0
| 245.7728 | 0 |  | 248.55 | 0
| 245.9797 | 0 |  | 248.76 | 0
| 246.1865 | 0 |  | 248.97 | 0
| 246.3934 | 0 |  | 249.17 | 0
| 246.6003 | 0 |  | 249.38 | 0
| 246.8072 | 0 |  | 249.59 | 0
| 247.0142 | 0 |  | 249.79 | 0
| 247.2211 | 0 |  | 250 | 0
| 247.4281 | 0 |  | 250.21 | 0
| 247.6351 | 0 |  | 250.41 | 0
| 247.8421 | 0 |  | 250.62 | 0
| 248.0491 | 0 |  | 250.83 | 0
| 248.2561 | 0 |  | 251.03 | 0
| 248.4631 | 0 |  | 251.24 | 0
| 248.6702 | 0 |  | 251.45 | 0
| 248.8773 | 0 |  | 251.65 | 0
| 249.0843 | 0 |  | 251.86 | 0
| 249.2914 | 0 |  | 252.07 | 0
| 249.4986 | 0 |  | 252.28 | 0
| 249.7057 | 0 |  | 252.48 | 0
| 249.9128 | 0 |  | 252.69 | 0
| 250.12 | 0 |  | 252.9 | 0
| 250.3272 | 0 |  | 253.1 | 0
| 250.5344 | 0 |  | 253.31 | 0
| 250.7416 | 0 |  | 253.52 | 0
| 250.9488 | 0 |  | 253.72 | 0
| 251.1561 | 0 |  | 253.93 | 0
| 251.3633 | 0 |  | 254.14 | 0
| 251.5706 | 0 |  | 254.35 | 0
| 251.7779 | 0 |  | 254.55 | 0
| 251.9852 | 0 |  | 254.76 | 0
| 252.1925 | 0 |  | 254.97 | 0
| 252.3998 | 0 |  | 255.17 | 0
| 252.6072 | 0 |  | 255.38 | 0
| 252.8146 | 0 |  | 255.59 | 0
| 253.0219 | 0 |  | 255.8 | 0
| 253.2293 | 0 |  | 256 | 0
| 253.4368 | 0 |  | 256.21 | 0
| 253.6442 | 0 |  | 256.42 | 0
| 253.8516 | 0 |  | 256.63 | 0
| 254.0591 | 0 |  | 256.83 | 0
| 254.2666 | 0 |  | 257.04 | 0
| 254.4741 | 0 |  | 257.25 | 0
| 254.6816 | 0 |  | 257.45 | 0
| 254.8891 | 0 |  | 257.66 | 0
| 255.0966 | 0 |  | 257.87 | 0
| 255.3042 | 0 |  | 258.08 | 0
| 255.5118 | 0 |  | 258.28 | 0
| 255.7193 | 0 |  | 258.49 | 0
| 255.9269 | 0 |  | 258.7 | 0
| 256.1346 | 0 |  | 258.91 | 0
| 256.3422 | 0 |  | 259.11 | 0
| 256.5498 | 0 |  | 259.32 | 0
| 256.7575 | 0 |  | 259.53 | 0
| 256.9652 | 0 |  | 259.74 | 0
| 257.1729 | 0 |  | 259.94 | 0
| 257.3806 | 0 |  | 260.15 | 0
| 257.5883 | 0 |  | 260.36 | 0
| 257.796 | 0 |  | 260.57 | 0
| 258.0038 | 0 |  | 260.77 | 0
| 258.2116 | 0 |  | 260.98 | 0
| 258.4193 | 0 |  | 261.19 | 0
| 258.6271 | 0 |  | 261.4 | 0
| 258.835 | 0 |  | 261.61 | 0
| 259.0428 | 0 |  | 261.81 | 0
| 259.2506 | 0 |  | 262.02 | 0
| 259.4585 | 0 |  | 262.23 | 0
| 259.6664 | 0 |  | 262.44 | 0
| 259.8743 | 0 |  | 262.64 | 0
| 260.0822 | 0 |  | 262.85 | 0
| 260.2901 | 0 |  | 263.06 | 0
| 260.4981 | 0 |  | 263.27 | 0
| 260.706 | 0 |  | 263.48 | 0
| 260.914 | 0 |  | 263.68 | 0
| 261.122 | 0 |  | 263.89 | 0
| 261.33 | 0 |  | 264.1 | 0
| 261.538 | 0 |  | 264.31 | 0
| 261.746 | 0 |  | 264.51 | 0
| 261.9541 | 0 |  | 264.72 | 0
| 262.1621 | 0 |  | 264.93 | 0
| 262.3702 | 0 |  | 265.14 | 0
| 262.5783 | 0 |  | 265.35 | 0
| 262.7864 | 0 |  | 265.55 | 0
| 262.9945 | 0 |  | 265.76 | 0
| 263.2027 | 0 |  | 265.97 | 0
| 263.4108 | 0 |  | 266.18 | 0
| 263.619 | 0 |  | 266.39 | 0
| 263.8272 | 0 |  | 266.59 | 0
| 264.0354 | 0 |  | 266.8 | 0
| 264.2436 | 0 |  | 267.01 | 0
| 264.4519 | 0 |  | 267.22 | 0
| 264.6601 | 0 |  | 267.43 | 0
| 264.8684 | 0 |  | 267.64 | 0
| 265.0767 | 0 |  | 267.84 | 0
| 265.2849 | 0 |  | 268.05 | 0
| 265.4933 | 0 |  | 268.26 | 0
| 265.7016 | 0 |  | 268.47 | 0
| 265.9099 | 0 |  | 268.68 | 0
| 266.1183 | 0 |  | 268.88 | 0
| 266.3267 | 0 |  | 269.09 | 0
| 266.535 | 0 |  | 269.3 | 0
| 266.7434 | 0 |  | 269.51 | 0
| 266.9519 | 0 |  | 269.72 | 0
| 267.1603 | 0 |  | 269.93 | 0
| 267.3687 | 0 |  | 270.13 | 0
| 267.5772 | 0 |  | 270.34 | 0
| 267.7857 | 0 |  | 270.55 | 0
| 267.9942 | 0 |  | 270.76 | 0
| 268.2027 | 0 |  | 270.97 | 0
| 268.4112 | 0 |  | 271.18 | 0
| 268.6198 | 0 |  | 271.39 | 0
| 268.8283 | 0 |  | 271.59 | 0
| 269.0369 | 0 |  | 271.8 | 0
| 269.2455 | 0 |  | 272.01 | 0
| 269.4541 | 0 |  | 272.22 | 0
| 269.6627 | 0 |  | 272.43 | 0
| 269.8713 | 0 |  | 272.64 | 0
| 270.08 | 0 |  | 272.84 | 0
| 270.2886 | 0 |  | 273.05 | 0
| 270.4973 | 0 |  | 273.26 | 0
| 270.706 | 0 |  | 273.47 | 0
| 270.9147 | 0 |  | 273.68 | 0
| 271.1234 | 0 |  | 273.89 | 0
| 271.3322 | 0 |  | 274.1 | 0
| 271.5409 | 0 |  | 274.31 | 0
| 271.7497 | 0 |  | 274.51 | 0
| 271.9585 | 0 |  | 274.72 | 0
| 272.1673 | 0 |  | 274.93 | 0
| 272.3761 | 0 |  | 275.14 | 0
| 272.5849 | 0 |  | 275.35 | 0
| 272.7938 | 0 |  | 275.56 | 0
| 273.0026 | 0 |  | 275.77 | 0
| 273.2115 | 0 |  | 275.98 | 0
| 273.4204 | 0 |  | 276.18 | 0
| 273.6293 | 0 |  | 276.39 | 0
| 273.8383 | 0 |  | 276.6 | 0
| 274.0472 | 0 |  | 276.81 | 0
| 274.2561 | 0 |  | 277.02 | 0
| 274.4651 | 0 |  | 277.23 | 0
| 274.6741 | 0 |  | 277.44 | 0
| 274.8831 | 0 |  | 277.65 | 0
| 275.0921 | 0 |  | 277.85 | 0
| 275.3011 | 0 |  | 278.06 | 0
| 275.5102 | 0 |  | 278.27 | 0
| 275.7192 | 0 |  | 278.48 | 0
| 275.9283 | 0 |  | 278.69 | 0
| 276.1374 | 0 |  | 278.9 | 0
| 276.3465 | 0 |  | 279.11 | 0
| 276.5556 | 0 |  | 279.32 | 0
| 276.7648 | 0 |  | 279.53 | 0
| 276.9739 | 0 |  | 279.74 | 0
| 277.1831 | 0 |  | 279.95 | 0
| 277.3923 | 0 |  | 280.15 | 0
| 277.6015 | 0 |  | 280.36 | 0
| 277.8107 | 0 |  | 280.57 | 0
| 278.0199 | 0 |  | 280.78 | 0
| 278.2292 | 0 |  | 280.99 | 0
| 278.4384 | 0 |  | 281.2 | 0
| 278.6477 | 0 |  | 281.41 | 0
| 278.857 | 0 |  | 281.62 | 0
| 279.0663 | 0 |  | 281.83 | 0
| 279.2756 | 0 |  | 282.04 | 0
| 279.4849 | 0 |  | 282.25 | 0
| 279.6943 | 0 |  | 282.46 | 0
| 279.9036 | 0 |  | 282.67 | 0
| 280.113 | 0 |  | 282.87 | 0
| 280.3224 | 0 |  | 283.08 | 0
| 280.5318 | 0 |  | 283.29 | 0
| 280.7413 | 0 |  | 283.5 | 0
| 280.9507 | 0 |  | 283.71 | 0
| 281.1602 | 0 |  | 283.92 | 0
| 281.3696 | 0 |  | 284.13 | 0
| 281.5791 | 0 |  | 284.34 | 0
| 281.7886 | 0 |  | 284.55 | 0
| 281.9981 | 0 |  | 284.76 | 0
| 282.2077 | 0 |  | 284.97 | 0
| 282.4172 | 0 |  | 285.18 | 0
| 282.6268 | 0 |  | 285.39 | 0
| 282.8363 | 0 |  | 285.6 | 0
| 283.0459 | 0 |  | 285.81 | 0
| 283.2555 | 0 |  | 286.02 | 0
| 283.4652 | 0 |  | 286.23 | 0
| 283.6748 | 0 |  | 286.44 | 0
| 283.8844 | 0 |  | 286.65 | 0
| 284.0941 | 0 |  | 286.85 | 0
| 284.3038 | 0 |  | 287.06 | 0
| 284.5135 | 0 |  | 287.27 | 0
| 284.7232 | 0 |  | 287.48 | 0
| 284.9329 | 0 |  | 287.69 | 0
| 285.1427 | 0 |  | 287.9 | 0
| 285.3524 | 0 |  | 288.11 | 0
| 285.5622 | 0 |  | 288.32 | 0
| 285.772 | 0 |  | 288.53 | 0
| 285.9818 | 0 |  | 288.74 | 0
| 286.1916 | 0 |  | 288.95 | 0
| 286.4015 | 0 |  | 289.16 | 0
| 286.6113 | 0 |  | 289.37 | 0
| 286.8212 | 0 |  | 289.58 | 0
| 287.031 | 0 |  | 289.79 | 0
| 287.2409 | 0 |  | 290 | 0
| 287.4508 | 0 |  | 290.21 | 0
| 287.6608 | 0 |  | 290.42 | 0
| 287.8707 | 0 |  | 290.63 | 0
| 288.0807 | 0 |  | 290.84 | 0
| 288.2906 | 0 |  | 291.05 | 0
| 288.5006 | 0 |  | 291.26 | 0
| 288.7106 | 0 |  | 291.47 | 0
| 288.9206 | 0 |  | 291.68 | 0
| 289.1307 | 0 |  | 291.89 | 0
| 289.3407 | 0 |  | 292.1 | 0
| 289.5508 | 0 |  | 292.31 | 0
| 289.7608 | 0 |  | 292.52 | 0
| 289.9709 | 0 |  | 292.73 | 0
| 290.181 | 0 |  | 292.94 | 0
| 290.3912 | 0 |  | 293.15 | 0
| 290.6013 | 0 |  | 293.36 | 0
| 290.8114 | 0 |  | 293.57 | 0
| 291.0216 | 0 |  | 293.78 | 0
| 291.2318 | 0 |  | 293.99 | 0
| 291.442 | 0 |  | 294.2 | 0
| 291.6522 | 0 |  | 294.41 | 0
| 291.8624 | 0 |  | 294.62 | 0
| 292.0726 | 0 |  | 294.83 | 0
| 292.2829 | 0 |  | 295.04 | 0
| 292.4932 | 0 |  | 295.25 | 0
| 292.7035 | 0 |  | 295.46 | 0
| 292.9138 | 0 |  | 295.67 | 0
| 293.1241 | 0 |  | 295.88 | 0
| 293.3344 | 0 |  | 296.09 | 0
| 293.5447 | 0 |  | 296.3 | 0
| 293.7551 | 0 |  | 296.51 | 0
| 293.9655 | 0 |  | 296.73 | 0
| 294.1759 | 0 |  | 296.94 | 0
| 294.3863 | 0 |  | 297.15 | 0
| 294.5967 | 0 |  | 297.36 | 0
| 294.8071 | 0 |  | 297.57 | 0
| 295.0176 | 0 |  | 297.78 | 0
| 295.228 | 0 |  | 297.99 | 0
| 295.4385 | 0 |  | 298.2 | 0
| 295.649 | 0 |  | 298.41 | 0
| 295.8595 | 0 |  | 298.62 | 0
| 296.07 | 0 |  | 298.83 | 0
| 296.2806 | 0 |  | 299.04 | 0
| 296.4911 | 0 |  | 299.25 | 0
| 296.7017 | 0 |  | 299.46 | 0
| 296.9123 | 0 |  | 299.67 | 0
| 297.1229 | 0 |  | 299.88 | 0
| 297.3335 | 0 |  | 300.09 | 0
| 297.5441 | 0 |  | 300.3 | 0
| 297.7548 | 0 |  | 300.51 | 0
| 297.9654 | 0 |  | 300.73 | 0
| 298.1761 | 0 |  | 300.94 | 0
| 298.3868 | 0 |  | 301.15 | 0
| 298.5975 | 0 |  | 301.36 | 0
| 298.8082 | 0 |  | 301.57 | 0
| 299.019 | 0 |  | 301.78 | 0
| 299.2297 | 0 |  | 301.99 | 0
| 299.4405 | 0 |  | 302.2 | 0
| 299.6512 | 0 |  | 302.41 | 0
| 299.862 | 0 |  | 302.62 | 0
| 300.0728 | 0 |  | 302.83 | 0
| 300.2837 | 0 |  | 303.04 | 0
| 300.4945 | 0 |  | 303.25 | 0
| 300.7054 | 0 |  | 303.47 | 0
| 300.9162 | 0 |  | 303.68 | 0
| 301.1271 | 0 |  | 303.89 | 0
| 301.338 | 0 |  | 304.1 | 0
| 301.5489 | 0 |  | 304.31 | 0
| 301.7598 | 0 |  | 304.52 | 0
| 301.9708 | 0 |  | 304.73 | 0
| 302.1817 | 0 |  | 304.94 | 0
| 302.3927 | 0 |  | 305.15 | 0
| 302.6037 | 0 |  | 305.36 | 0
| 302.8147 | 0 |  | 305.57 | 0
| 303.0257 | 0 |  | 305.79 | 0
| 303.2367 | 0 |  | 306 | 0
| 303.4478 | 0 |  | 306.21 | 0
| 303.6588 | 0 |  | 306.42 | 0
| 303.8699 | 0 |  | 306.63 | 0
| 304.081 | 0 |  | 306.84 | 0
| 304.2921 | 0 |  | 307.05 | 0
| 304.5032 | 0 |  | 307.26 | 0
| 304.7144 | 0 |  | 307.47 | 0
| 304.9255 | 0 |  | 307.69 | 0
| 305.1367 | 0 |  | 307.9 | 0
| 305.3479 | 0 |  | 308.11 | 0
| 305.5591 | 0 |  | 308.32 | 0
| 305.7703 | 0 |  | 308.53 | 0
| 305.9815 | 0 |  | 308.74 | 0
| 306.1927 | 0 |  | 308.95 | 0
| 306.404 | 0 |  | 309.16 | 0
| 306.6153 | 0 |  | 309.38 | 0
| 306.8265 | 0 |  | 309.59 | 0
| 307.0378 | 0 |  | 309.8 | 0
| 307.2491 | 0 |  | 310.01 | 0
| 307.4605 | 0 |  | 310.22 | 0
| 307.6718 | 0 |  | 310.43 | 0
| 307.8832 | 0 |  | 310.64 | 0
| 308.0945 | 0 |  | 310.86 | 0
| 308.3059 | 0 |  | 311.07 | 0
| 308.5173 | 0 |  | 311.28 | 0
| 308.7287 | 0 |  | 311.49 | 0
| 308.9402 | 0 |  | 311.7 | 0
| 309.1516 | 0 |  | 311.91 | 0
| 309.3631 | 0 |  | 312.12 | 0
| 309.5746 | 0 |  | 312.34 | 0
| 309.786 | 0 |  | 312.55 | 0
| 309.9976 | 0 |  | 312.76 | 0
| 310.2091 | 0 |  | 312.97 | 0
| 310.4206 | 0 |  | 313.18 | 0
| 310.6322 | 0 |  | 313.39 | 0
| 310.8437 | 0 |  | 313.61 | 0
| 311.0553 | 0 |  | 313.82 | 0
| 311.2669 | 0 |  | 314.03 | 0
| 311.4785 | 0 |  | 314.24 | 0
| 311.6901 | 0 |  | 314.45 | 0
| 311.9018 | 0 |  | 314.66 | 0
| 312.1134 | 0 |  | 314.88 | 0
| 312.3251 | 0 |  | 315.09 | 0
| 312.5368 | 0 |  | 315.3 | 0
| 312.7485 | 0 |  | 315.51 | 0
| 312.9602 | 0 |  | 315.72 | 0
| 313.1719 | 0 |  | 315.93 | 0
| 313.3836 | 0 |  | 316.15 | 0
| 313.5954 | 0 |  | 316.36 | 0
| 313.8072 | 0 |  | 316.57 | 0
| 314.0189 | 0 |  | 316.78 | 0
| 314.2307 | 0 |  | 316.99 | 0
| 314.4425 | 0 |  | 317.2 | 0
| 314.6544 | 0 |  | 317.42 | 0
| 314.8662 | 0 |  | 317.63 | 0
| 315.0781 | 0 |  | 317.84 | 0
| 315.29 | 0 |  | 318.05 | 0
| 315.5018 | 0 |  | 318.26 | 0
| 315.7137 | 0 |  | 318.48 | 0
| 315.9257 | 0 |  | 318.69 | 0
| 316.1376 | 0 |  | 318.9 | 0
| 316.3495 | 0 |  | 319.11 | 0
| 316.5615 | 0 |  | 319.32 | 0
| 316.7735 | 0 |  | 319.54 | 0
| 316.9855 | 0 |  | 319.75 | 0
| 317.1975 | 0 |  | 319.96 | 0
| 317.4095 | 0 |  | 320.17 | 0
| 317.6215 | 0 |  | 320.38 | 0
| 317.8336 | 0 |  | 320.6 | 0
| 318.0456 | 0 |  | 320.81 | 0
| 318.2577 | 0 |  | 321.02 | 0
| 318.4698 | 0 |  | 321.23 | 0
| 318.6819 | 0 |  | 321.45 | 0
| 318.894 | 0 |  | 321.66 | 0
| 319.1062 | 0 |  | 321.87 | 0
| 319.3183 | 0 |  | 322.08 | 0
| 319.5305 | 0 |  | 322.29 | 0
| 319.7427 | 0 |  | 322.51 | 0
| 319.9549 | 0 |  | 322.72 | 0
| 320.1671 | 0 |  | 322.93 | 0
| 320.3793 | 0 |  | 323.14 | 0
| 320.5915 | 0 |  | 323.36 | 0
| 320.8038 | 0 |  | 323.57 | 0
| 321.016 | 0 |  | 323.78 | 0
| 321.2283 | 0 |  | 323.99 | 0
| 321.4406 | 0 |  | 324.21 | 0
| 321.6529 | 0 |  | 324.42 | 0
| 321.8653 | 0 |  | 324.63 | 0
| 322.0776 | 0 |  | 324.84 | 0
| 322.29 | 0 |  | 325.05 | 0
| 322.5023 | 0 |  | 325.27 | 0
| 322.7147 | 0 |  | 325.48 | 0
| 322.9271 | 0 |  | 325.69 | 0
| 323.1395 | 0 |  | 325.9 | 0
| 323.352 | 0 |  | 326.12 | 0
| 323.5644 | 0 |  | 326.33 | 0
| 323.7769 | 0 |  | 326.54 | 0
| 323.9893 | 0 |  | 326.76 | 0
| 324.2018 | 0 |  | 326.97 | 0
| 324.4143 | 0 |  | 327.18 | 0
| 324.6268 | 0 |  | 327.39 | 0
| 324.8394 | 0 |  | 327.61 | 0
| 325.0519 | 0 |  | 327.82 | 0
| 325.2645 | 0 |  | 328.03 | 0
| 325.477 | 0 |  | 328.24 | 0
| 325.6896 | 0 |  | 328.46 | 0
| 325.9022 | 0 |  | 328.67 | 0
| 326.1148 | 0 |  | 328.88 | 0
| 326.3275 | 0 |  | 329.09 | 0
| 326.5401 | 0 |  | 329.31 | 0
| 326.7528 | 0 |  | 329.52 | 0
| 326.9655 | 0 |  | 329.73 | 0
| 327.1782 | 0 |  | 329.95 | 0
| 327.3909 | 0 |  | 330.16 | 0
| 327.6036 | 0 |  | 330.37 | 0
| 327.8163 | 0 |  | 330.58 | 0
| 328.0291 | 0 |  | 330.8 | 0
| 328.2418 | 0 |  | 331.01 | 0
| 328.4546 | 0 |  | 331.22 | 0
| 328.6674 | 0 |  | 331.44 | 0
| 328.8802 | 0 |  | 331.65 | 0
| 329.093 | 0 |  | 331.86 | 0
| 329.3059 | 0 |  | 332.07 | 0
| 329.5187 | 0 |  | 332.29 | 0
| 329.7316 | 0 |  | 332.5 | 0
| 329.9444 | 0 |  | 332.71 | 0
| 330.1573 | 0 |  | 332.93 | 0
| 330.3702 | 0 |  | 333.14 | 0
| 330.5832 | 0 |  | 333.35 | 0
| 330.7961 | 0 |  | 333.57 | 0
| 331.0091 | 0 |  | 333.78 | 0
| 331.222 | 0 |  | 333.99 | 0
| 331.435 | 0 |  | 334.2 | 0
| 331.648 | 0 |  | 334.42 | 0
| 331.861 | 0 |  | 334.63 | 0
| 332.074 | 0 |  | 334.84 | 0
| 332.2871 | 0 |  | 335.06 | 0
| 332.5001 | 0 |  | 335.27 | 0
| 332.7132 | 0 |  | 335.48 | 0
| 332.9263 | 0 |  | 335.7 | 0
| 333.1394 | 0 |  | 335.91 | 0
| 333.3525 | 0 |  | 336.12 | 0
| 333.5656 | 0 |  | 336.34 | 0
| 333.7787 | 0 |  | 336.55 | 0
| 333.9919 | 0 |  | 336.76 | 0
| 334.2051 | 0 |  | 336.98 | 0
| 334.4182 | 0 |  | 337.19 | 0
| 334.6314 | 0 |  | 337.4 | 0
| 334.8446 | 0 |  | 337.62 | 0
| 335.0579 | 0 |  | 337.83 | 0
| 335.2711 | 0 |  | 338.04 | 0
| 335.4844 | 0 |  | 338.26 | 0
| 335.6976 | 0 |  | 338.47 | 0
| 335.9109 | 0 |  | 338.68 | 0
| 336.1242 | 0 |  | 338.9 | 0
| 336.3375 | 0 |  | 339.11 | 0
| 336.5509 | 0 |  | 339.32 | 0
| 336.7642 | 0 |  | 339.54 | 0
| 336.9775 | 0 |  | 339.75 | 0
| 337.1909 | 0 |  | 339.96 | 0
| 337.4043 | 0 |  | 340.18 | 0
| 337.6177 | 0 |  | 340.39 | 0
| 337.8311 | 0 |  | 340.6 | 0
| 338.0445 | 0 |  | 340.82 | 0
| 338.258 | 0 |  | 341.03 | 0
| 338.4714 | 0 |  | 341.24 | 0
| 338.6849 | 0 |  | 341.46 | 0
| 338.8984 | 0 |  | 341.67 | 0
| 339.1119 | 0 |  | 341.89 | 0
| 339.3254 | 0 |  | 342.1 | 0
| 339.5389 | 0 |  | 342.31 | 0
| 339.7525 | 0 |  | 342.53 | 0
| 339.966 | 0 |  | 342.74 | 0
| 340.1796 | 0 |  | 342.95 | 0
| 340.3932 | 0 |  | 343.17 | 0
| 340.6068 | 0 |  | 343.38 | 0
| 340.8204 | 0 |  | 343.6 | 0
| 341.034 | 0 |  | 343.81 | 0
| 341.2477 | 0 |  | 344.02 | 0
| 341.4613 | 0 |  | 344.24 | 0
| 341.675 | 0 |  | 344.45 | 0
| 341.8887 | 0 |  | 344.66 | 0
| 342.1024 | 0 |  | 344.88 | 0
| 342.3161 | 0 |  | 345.09 | 0
| 342.5298 | 0 |  | 345.31 | 0
| 342.7436 | 0 |  | 345.52 | 0
| 342.9573 | 0 |  | 345.73 | 0
| 343.1711 | 0 |  | 345.95 | 0
| 343.3849 | 0 |  | 346.16 | 0
| 343.5987 | 0 |  | 346.38 | 0
| 343.8125 | 0 |  | 346.59 | 0
| 344.0263 | 0 |  | 346.8 | 0
| 344.2402 | 0 |  | 347.02 | 0
| 344.454 | 0 |  | 347.23 | 0
| 344.6679 | 0 |  | 347.45 | 0
| 344.8818 | 0 |  | 347.66 | 0
| 345.0957 | 0 |  | 347.87 | 0
| 345.3096 | 0 |  | 348.09 | 0
| 345.5235 | 0 |  | 348.3 | 0
| 345.7375 | 0 |  | 348.52 | 0
| 345.9514 | 0 |  | 348.73 | 0
| 346.1654 | 0 |  | 348.94 | 0
| 346.3794 | 0 |  | 349.16 | 0
| 346.5934 | 0 |  | 349.37 | 0
| 346.8074 | 0 |  | 349.59 | 0
| 347.0214 | 0 |  | 349.8 | 0
| 347.2354 | 0 |  | 350.01 | 0
| 347.4495 | 0 |  | 350.23 | 0
| 347.6636 | 0 |  | 350.44 | 0
| 347.8777 | 0 |  | 350.66 | 0
| 348.0918 | 0 |  | 350.87 | 0
| 348.3059 | 0 |  | 351.09 | 0
| 348.52 | 0 |  | 351.3 | 0
| 348.7341 | 0 |  | 351.51 | 0
| 348.9483 | 0 |  | 351.73 | 0
| 349.1625 | 0 |  | 351.94 | 0
| 349.3767 | 0 |  | 352.16 | 0
| 349.5909 | 0 |  | 352.37 | 0
| 349.8051 | 0 |  | 352.59 | 0
| 350.0193 | 0 |  | 352.8 | 0
| 350.2335 | 0 |  | 353.02 | 0
| 350.4478 | 0 |  | 353.23 | 0
| 350.6621 | 0 |  | 353.44 | 0
| 350.8763 | 0 |  | 353.66 | 0
| 351.0906 | 0 |  | 353.87 | 0
| 351.305 | 0 |  | 354.09 | 0
| 351.5193 | 0 |  | 354.3 | 0
| 351.7336 | 0 |  | 354.52 | 0
| 351.948 | 0 |  | 354.73 | 0
| 352.1623 | 0 |  | 354.95 | 0
| 352.3767 | 0 |  | 355.16 | 0
| 352.5911 | 0 |  | 355.37 | 0
| 352.8055 | 0 |  | 355.59 | 0
| 353.02 | 0 |  | 355.8 | 0
| 353.2344 | 0 |  | 356.02 | 0
| 353.4489 | 0 |  | 356.23 | 0
| 353.6633 | 0 |  | 356.45 | 0
| 353.8778 | 0 |  | 356.66 | 0
| 354.0923 | 0 |  | 356.88 | 0
| 354.3068 | 0 |  | 357.09 | 0
| 354.5213 | 0 |  | 357.31 | 0
| 354.7359 | 0 |  | 357.52 | 0
| 354.9504 | 0 |  | 357.74 | 0
| 355.165 | 0 |  | 357.95 | 0
| 355.3796 | 0 |  | 358.17 | 0
| 355.5942 | 0 |  | 358.38 | 0
| 355.8088 | 0 |  | 358.6 | 0
| 356.0234 | 0 |  | 358.81 | 0
| 356.238 | 0 |  | 359.02 | 0
| 356.4527 | 0 |  | 359.24 | 0
| 356.6674 | 0 |  | 359.45 | 0
| 356.882 | 0 |  | 359.67 | 0
| 357.0967 | 0 |  | 359.88 | 0
| 357.3114 | 0 |  | 360.1 | 0
| 357.5262 | 0 |  | 360.31 | 0.005
| 357.7409 | 0 |  | 360.53 | 0.01575
| 357.9557 | 0 |  | 360.74 | 0.00309
| 358.1704 | 0 |  | 360.96 | 0.00162
| 358.3852 | 0 |  | 361.17 | 0.00751
| 358.6 | 0 |  | 361.39 | 0.02031
| 358.8148 | 0 |  | 361.6 | 0.00073584
| 359.0296 | 0 |  | 361.82 | 0.0103
| 359.2445 | 0 |  | 362.03 | 0.0106
| 359.4593 | 0 |  | 362.25 | 0.01972
| 359.6742 | 0 |  | 362.46 | 0.00191
| 359.889 | 0 |  | 362.68 | 0.00162
| 360.1039 | 0 |  | 362.89 | 0.000883
| 360.3188 | 0 |  | 363.11 | 0.01869
| 360.5338 | 0 |  | 363.32 | 0.00058867
| 360.7487 | 0 |  | 363.54 | 0.01015
| 360.9636 | 0 |  | 363.75 | 0.00309
| 361.1786 | 0 |  | 363.97 | 0.00971
| 361.3936 | 0 |  | 364.19 | 0.00942
| 361.6086 | 0 |  | 364.4 | 0.00912
| 361.8236 | 0 |  | 364.62 | 0.00957
| 362.0386 | 0 |  | 364.83 | 0.00132
| 362.2536 | 0 |  | 365.05 | 0.00515
| 362.4687 | 0 |  | 365.26 | 0.00545
| 362.6837 | 0 |  | 365.48 | 0.00014717
| 362.8988 | 0 |  | 365.69 | 0.00486
| 363.1139 | 0 |  | 365.91 | 0.00971
| 363.329 | 0 |  | 366.12 | 0.0053
| 363.5441 | 0 |  | 366.34 | 0.00029433
| 363.7592 | 0 |  | 366.55 | 0.00986
| 363.9744 | 0 |  | 366.77 | 0.00177
| 364.1895 | 0 |  | 366.98 | 0.00618
| 364.4047 | 0 |  | 367.2 | 0.00221
| 364.6199 | 0 |  | 367.41 | 0.00824
| 364.8351 | 0 |  | 367.63 | 0.00265
| 365.0503 | 0 |  | 367.85 | 0.00971
| 365.2656 | 0 |  | 368.06 | 0.00177
| 365.4808 | 0 |  | 368.28 | 0.0078
| 365.696 | 0 |  | 368.49 | 0.0004415
| 365.9113 | 0 |  | 368.71 | 0.0028
| 366.1266 | 0 |  | 368.92 | 0.00383
| 366.3419 | 0 |  | 369.14 | 0.00618
| 366.5572 | 0 |  | 369.35 | 0.01148
| 366.7725 | 0 |  | 369.57 | 0.00824
| 366.9879 | 0 |  | 369.78 | 0.00191
| 367.2032 | 0 |  | 370 | 0.00294
| 367.4186 | 0 |  | 370.22 | 0.00412
| 367.634 | 0 |  | 370.43 | 0.0004415
| 367.8494 | 0 |  | 370.65 | 0.00515
| 368.0648 | 0 |  | 370.86 | 0.00839
| 368.2802 | 0 |  | 371.08 | 0.0025
| 368.4957 | 0 |  | 371.29 | 0.00486
| 368.7111 | 0 |  | 371.51 | 0.00736
| 368.9266 | 0 |  | 371.73 | 0.00677
| 369.1421 | 0 |  | 371.94 | 0.00177
| 369.3575 | 0 |  | 372.16 | 0.00383
| 369.5731 | 0 |  | 372.37 | 0.0025
| 369.7886 | 0 |  | 372.59 | 0.00471
| 370.0041 | 0 |  | 372.8 | 0.00442
| 370.2197 | 0 |  | 373.02 | 0.00912
| 370.4352 | 0 |  | 373.24 | 0.0053
| 370.6508 | 0 |  | 373.45 | 0.00883
| 370.8664 | 0 |  | 373.67 | 0.00662
| 371.082 | 0 |  | 373.88 | 0.01074
| 371.2976 | 0 |  | 374.1 | 0.00559
| 371.5133 | 0 |  | 374.32 | 0.00177
| 371.7289 | 0 |  | 374.53 | 0.00014717
| 371.9446 | 0 |  | 374.75 | 0.00574
| 372.1602 | 0 |  | 374.96 | 0.00456
| 372.3759 | 0 |  | 375.18 | 0.00589
| 372.5916 | 0.064246 |  | 375.39 | 0.00162
| 372.8073 | 0.088471 |  | 375.61 | 0.00574
| 373.0231 | 0.061975 |  | 375.83 | 0.00177
| 373.2388 | 0.076883 |  | 376.04 | 0.00294
| 373.4546 | 0.059122 |  | 376.26 | 0.00294
| 373.6704 | 0.075257 |  | 376.47 | 0.00029433
| 373.8861 | 0.065836 |  | 376.69 | 0.00545
| 374.1019 | 0.069619 |  | 376.91 | 0.01192
| 374.3178 | 0.052196 |  | 377.12 | 0.0004415
| 374.5336 | 0.078632 |  | 377.34 | 0.00073584
| 374.7494 | 0.063287 |  | 377.55 | 0.00147
| 374.9653 | 0.075926 |  | 377.77 | 0.00471
| 375.1811 | 0.065514 |  | 377.99 | 0.00147
| 375.397 | 0.079198 |  | 378.2 | 0.00132
| 375.6129 | 0.068056 |  | 378.42 | 0.0025
| 375.8288 | 0.086265 |  | 378.64 | 0.00662
| 376.0448 | 0.068604 |  | 378.85 | 0.00383
| 376.2607 | 0.068555 |  | 379.07 | 0.00191
| 376.4767 | 0.045914 |  | 379.28 | 0.00118
| 376.6926 | 0.06477 |  | 379.5 | 0.00235
| 376.9086 | 0.049331 |  | 379.72 | 0.00235
| 377.1246 | 0.076632 |  | 379.93 | 0.00103
| 377.3406 | 0.05106 |  | 380.15 | 0.00073584
| 377.5566 | 0.064542 |  | 380.37 | 0.00574
| 377.7727 | 0.042511 |  | 380.58 | 0.00574
| 377.9887 | 0.0531 |  | 380.8 | 0.00427
| 378.2048 | 0.053885 |  | 381.01 | 0.00456
| 378.4208 | 0.054911 |  | 381.23 | 0.00353
| 378.6369 | 0.0411 |  | 381.45 | 0.00221
| 378.853 | 0.052484 |  | 381.66 | 0.00309
| 379.0692 | 0.054083 |  | 381.88 | 0.00648
| 379.2853 | 0.059719 |  | 382.1 | 0.00118
| 379.5014 | 0.043975 |  | 382.31 | 0.00073584
| 379.7176 | 0.052475 |  | 382.53 | 0.0004415
| 379.9338 | 0.043524 |  | 382.75 | 0.00162
| 380.15 | 0.052018 |  | 382.96 | 0.00324
| 380.3662 | 0.038175 |  | 383.18 | 0.00147
| 380.5824 | 0.053891 |  | 383.39 | 0.00073584
| 380.7986 | 0.031719 |  | 383.61 | 0.00221
| 381.0148 | 0.044529 |  | 383.83 | 0.00633
| 381.2311 | 0.033488 |  | 384.04 | 0.00191
| 381.4474 | 0.041842 |  | 384.26 | 0.00515
| 381.6637 | 0.028915 |  | 384.48 | 0.00132
| 381.88 | 0.04389 |  | 384.69 | 0.0025
| 382.0963 | 0.027846 |  | 384.91 | 0.00177
| 382.3126 | 0.041744 |  | 385.13 | 0.000883
| 382.5289 | 0.035677 |  | 385.34 | 0.00412
| 382.7453 | 0.039889 |  | 385.56 | 0.00162
| 382.9617 | 0.035226 |  | 385.78 | 0
| 383.178 | 0.039592 |  | 385.99 | 0.00206
| 383.3944 | 0.033048 |  | 386.21 | 0.00058867
| 383.6108 | 0.046519 |  | 386.43 | 0.00559
| 383.8273 | 0.029352 |  | 386.64 | 0.000883
| 384.0437 | 0.037185 |  | 386.86 | 0.00471
| 384.2601 | 0.026971 |  | 387.08 | 0.00162
| 384.4766 | 0.035745 |  | 387.29 | 0.00132
| 384.6931 | 0.023669 |  | 387.51 | 0.000883
| 384.9096 | 0.033775 |  | 387.73 | 0.00132
| 385.1261 | 0.027759 |  | 387.94 | 0.00073584
| 385.3426 | 0.03705 |  | 388.16 | 0.00132
| 385.5591 | 0.028662 |  | 388.38 | 0.00058867
| 385.7757 | 0.033064 |  | 388.59 | 0.00471
| 385.9922 | 0.025504 |  | 388.81 | 0.00014717
| 386.2088 | 0.03297 |  | 389.03 | 0.00294
| 386.4254 | 0.026681 |  | 389.24 | 0.00353
| 386.642 | 0.031555 |  | 389.46 | 0.00073584
| 386.8586 | 0.024459 |  | 389.68 | 0.00058867
| 387.0752 | 0.034749 |  | 389.9 | 0.00206
| 387.2919 | 0.026139 |  | 390.11 | 0.0004415
| 387.5085 | 0.032739 |  | 390.33 | 0.00058867
| 387.7252 | 0.02442 |  | 390.55 | 0.0025
| 387.9419 | 0.03378 |  | 390.76 | 0.00338
| 388.1586 | 0.020732 |  | 390.98 | 0.00132
| 388.3753 | 0.031095 |  | 391.2 | 0.00162
| 388.592 | 0.025377 |  | 391.41 | 0.00221
| 388.8087 | 0.032458 |  | 391.63 | 0.00294
| 389.0255 | 0.023773 |  | 391.85 | 0.00073584
| 389.2423 | 0.036866 |  | 392.07 | 0.00103
| 389.459 | 0.026545 |  | 392.28 | 0.00029433
| 389.6758 | 0.03668 |  | 392.5 | 0.00353
| 389.8926 | 0.029682 |  | 392.72 | 0.00029433
| 390.1095 | 0.028944 |  | 392.93 | 0.00132
| 390.3263 | 0.025911 |  | 393.15 | 0.00118
| 390.5431 | 0.03457 |  | 393.37 | 0.00103
| 390.76 | 0.030255 |  | 393.58 | 0.00206
| 390.9769 | 0.03529 |  | 393.8 | 0.0025
| 391.1938 | 0.031905 |  | 394.02 | 0.00177
| 391.4107 | 0.03627 |  | 394.24 | 0.00073584
| 391.6276 | 0.025115 |  | 394.45 | 0.00177
| 391.8445 | 0.032636 |  | 394.67 | 0.00014717
| 392.0614 | 0.027452 |  | 394.89 | 0
| 392.2784 | 0.032973 |  | 395.11 | 0.00574
| 392.4954 | 0.026584 |  | 395.32 | 0.000883
| 392.7123 | 0.035435 |  | 395.54 | 0.00073584
| 392.9293 | 0.022982 |  | 395.76 | 0.0004415
| 393.1464 | 0.038189 |  | 395.97 | 0.00235
| 393.3634 | 0.026326 |  | 396.19 | 0.00103
| 393.5804 | 0.035834 |  | 396.41 | 0.0028
| 393.7975 | 0.024337 |  | 396.63 | 0.00132
| 394.0145 | 0.030423 |  | 396.84 | 0.00177
| 394.2316 | 0.027091 |  | 397.06 | 0.00191
| 394.4487 | 0.034291 |  | 397.28 | 0.00265
| 394.6658 | 0.025868 |  | 397.5 | 0.00324
| 394.8829 | 0.032111 |  | 397.71 | 0.00294
| 395.1001 | 0.022152 |  | 397.93 | 0.00029433
| 395.3172 | 0.032727 |  | 398.15 | 0.00397
| 395.5344 | 0.027893 |  | 398.37 | 0.00103
| 395.7515 | 0.031406 |  | 398.58 | 0.00265
| 395.9687 | 0.02604 |  | 398.8 | 0.00191
| 396.1859 | 0.033415 |  | 399.02 | 0.00383
| 396.4031 | 0.026156 |  | 399.24 | 0.00397
| 396.6204 | 0.035098 |  | 399.45 | 0.0053
| 396.8376 | 0.027204 |  | 399.67 | 0.00235
| 397.0549 | 0.030839 |  | 399.89 | 0.00294
| 397.2721 | 0.028468 |  | 400.11 | 0.00338
| 397.4894 | 0.032969 |  | 400.32 | 0.00515
| 397.7067 | 0.022672 |  | 400.54 | 0.00029433
| 397.924 | 0.035051 |  | 400.76 | 0.00191
| 398.1413 | 0.024802 |  | 400.98 | 0.00029433
| 398.3587 | 0.033104 |  | 401.19 | 0.0004415
| 398.576 | 0.024481 |  | 401.41 | 0.00265
| 398.7934 | 0.026691 |  | 401.63 | 0.00265
| 399.0108 | 0.023043 |  | 401.85 | 0.00309
| 399.2282 | 0.027252 |  | 402.06 | 0.00118
| 399.4456 | 0.026234 |  | 402.28 | 0.00103
| 399.663 | 0.028442 |  | 402.5 | 0.00221
| 399.8804 | 0.023359 |  | 402.72 | 0.00206
| 400.0979 | 0.027474 |  | 402.94 | 0.00073584
| 400.3153 | 0.024177 |  | 403.15 | 0.00058867
| 400.5328 | 0.028815 |  | 403.37 | 0.00162
| 400.7503 | 0.019416 |  | 403.59 | 0.00177
| 400.9678 | 0.027299 |  | 403.81 | 0.00147
| 401.1853 | 0.015145 |  | 404.02 | 0.00014717
| 401.4028 | 0.022948 |  | 404.24 | 0.00383
| 401.6203 | 0.022947 |  | 404.46 | 0.00221
| 401.8379 | 0.02806 |  | 404.68 | 0.00162
| 402.0555 | 0.022813 |  | 404.9 | 0.00014717
| 402.273 | 0.024137 |  | 405.11 | 0.00235
| 402.4906 | 0.019738 |  | 405.33 | 0.00221
| 402.7082 | 0.023246 |  | 405.55 | 0.00235
| 402.9259 | 0.019872 |  | 405.77 | 0.00147
| 403.1435 | 0.022581 |  | 405.99 | 0.00294
| 403.3611 | 0.020081 |  | 406.2 | 0.000883
| 403.5788 | 0.026021 |  | 406.42 | 0.00221
| 403.7965 | 0.020167 |  | 406.64 | 0.00029433
| 404.0142 | 0.023784 |  | 406.86 | 0.00147
| 404.2319 | 0.017159 |  | 407.08 | 0.00014717
| 404.4496 | 0.023072 |  | 407.29 | 0.00338
| 404.6673 | 0.019668 |  | 407.51 | 0.00058867
| 404.8851 | 0.026875 |  | 407.73 | 0.00309
| 405.1028 | 0.018241 |  | 407.95 | 0.00103
| 405.3206 | 0.023589 |  | 408.17 | 0.00206
| 405.5384 | 0.014848 |  | 408.38 | 0.00162
| 405.7562 | 0.023994 |  | 408.6 | 0.00073584
| 405.974 | 0.016653 |  | 408.82 | 0.00132
| 406.1918 | 0.01759 |  | 409.04 | 0.00029433
| 406.4096 | 0.02312 |  | 409.26 | 0.00191
| 406.6275 | 0.017323 |  | 409.47 | 0.0004415
| 406.8453 | 0.022781 |  | 409.69 | 0.00029433
| 407.0632 | 0.019283 |  | 409.91 | 0.00103
| 407.2811 | 0.017235 |  | 410.13 | 0.00118
| 407.499 | 0.017226 |  | 410.35 | 0.00058867
| 407.7169 | 0.020329 |  | 410.57 | 0.00235
| 407.9349 | 0.019909 |  | 410.78 | 0.00014717
| 408.1528 | 0.020051 |  | 411 | 0.00058867
| 408.3708 | 0.018952 |  | 411.22 | 0
| 408.5887 | 0.019476 |  | 411.44 | 0
| 408.8067 | 0.017437 |  | 411.66 | 0.000883
| 409.0247 | 0.019934 |  | 411.88 | 0.00177
| 409.2427 | 0.017229 |  | 412.09 | 0.00058867
| 409.4607 | 0.022717 |  | 412.31 | 0.0004415
| 409.6788 | 0.016386 |  | 412.53 | 0.0004415
| 409.8968 | 0.019426 |  | 412.75 | 0.00147
| 410.1149 | 0.015802 |  | 412.97 | 0.000883
| 410.333 | 0.021798 |  | 413.19 | 0.00029433
| 410.5511 | 0.017026 |  | 413.4 | 0.0004415
| 410.7692 | 0.020302 |  | 413.62 | 0.00235
| 410.9873 | 0.015051 |  | 413.84 | 0.000883
| 411.2054 | 0.023462 |  | 414.06 | 0.000883
| 411.4236 | 0.0155 |  | 414.28 | 0.00132
| 411.6417 | 0.022545 |  | 414.5 | 0.00103
| 411.8599 | 0.017932 |  | 414.72 | 0
| 412.0781 | 0.024068 |  | 414.93 | 0.0004415
| 412.2963 | 0.020132 |  | 415.15 | 0.00029433
| 412.5145 | 0.021727 |  | 415.37 | 0.00177
| 412.7327 | 0.015695 |  | 415.59 | 0.00162
| 412.9509 | 0.022165 |  | 415.81 | 0.00118
| 413.1692 | 0.019255 |  | 416.03 | 0.00132
| 413.3875 | 0.024815 |  | 416.25 | 0.00118
| 413.6057 | 0.014957 |  | 416.46 | 0.000883
| 413.824 | 0.025247 |  | 416.68 | 0.00014717
| 414.0423 | 0.022179 |  | 416.9 | 0.00191
| 414.2606 | 0.02487 |  | 417.12 | 0.00206
| 414.479 | 0.020352 |  | 417.34 | 0.00118
| 414.6973 | 0.023224 |  | 417.56 | 0.00147
| 414.9157 | 0.0191 |  | 417.78 | 0.0004415
| 415.1341 | 0.026569 |  | 417.99 | 0.00235
| 415.3524 | 0.019336 |  | 418.21 | 0.0004415
| 415.5708 | 0.02426 |  | 418.43 | 0.0004415
| 415.7892 | 0.02168 |  | 418.65 | 0.00103
| 416.0077 | 0.024191 |  | 418.87 | 0.00014717
| 416.2261 | 0.020391 |  | 419.09 | 0.0004415
| 416.4446 | 0.024355 |  | 419.31 | 0.00265
| 416.663 | 0.01981 |  | 419.53 | 0.00191
| 416.8815 | 0.024293 |  | 419.75 | 0.00177
| 417.1 | 0.018337 |  | 419.96 | 0.0004415
| 417.3185 | 0.025781 |  | 420.18 | 0.00029433
| 417.537 | 0.023038 |  | 420.4 | 0.00014717
| 417.7555 | 0.025784 |  | 420.62 | 0.00118
| 417.9741 | 0.020875 |  | 420.84 | 0.00118
| 418.1926 | 0.027155 |  | 421.06 | 0.00235
| 418.4112 | 0.022102 |  | 421.28 | 0.000883
| 418.6298 | 0.028242 |  | 421.5 | 0.00118
| 418.8484 | 0.025464 |  | 421.72 | 0.00118
| 419.067 | 0.027438 |  | 421.93 | 0.00014717
| 419.2856 | 0.022826 |  | 422.15 | 0.000883
| 419.5043 | 0.028122 |  | 422.37 | 0.00029433
| 419.7229 | 0.023463 |  | 422.59 | 0.00029433
| 419.9416 | 0.029437 |  | 422.81 | 0.00103
| 420.1603 | 0.022166 |  | 423.03 | 0.00118
| 420.379 | 0.025102 |  | 423.25 | 0.00191
| 420.5977 | 0.020776 |  | 423.47 | 0.00177
| 420.8164 | 0.027516 |  | 423.69 | 0.00147
| 421.0351 | 0.022244 |  | 423.91 | 0.0004415
| 421.2538 | 0.026199 |  | 424.12 | 0.00162
| 421.4726 | 0.021874 |  | 424.34 | 0.00177
| 421.6914 | 0.025604 |  | 424.56 | 0.00177
| 421.9102 | 0.022256 |  | 424.78 | 0.00029433
| 422.129 | 0.027614 |  | 425 | 0
| 422.3478 | 0.023596 |  | 425.22 | 0.00014717
| 422.5666 | 0.031165 |  | 425.44 | 0.00132
| 422.7854 | 0.024181 |  | 425.66 | 0.00162
| 423.0043 | 0.028331 |  | 425.88 | 0.00309
| 423.2231 | 0.026336 |  | 426.1 | 0.00221
| 423.442 | 0.028966 |  | 426.32 | 0.00177
| 423.6609 | 0.02329 |  | 426.54 | 0.00191
| 423.8798 | 0.028595 |  | 426.76 | 0.00103
| 424.0987 | 0.02511 |  | 426.97 | 0.00147
| 424.3176 | 0.030579 |  | 427.19 | 0.00029433
| 424.5366 | 0.024414 |  | 427.41 | 0.00103
| 424.7555 | 0.028093 |  | 427.63 | 0.00265
| 424.9745 | 0.025491 |  | 427.85 | 0.00029433
| 425.1935 | 0.029432 |  | 428.07 | 0.00206
| 425.4125 | 0.024773 |  | 428.29 | 0.00132
| 425.6315 | 0.030881 |  | 428.51 | 0.00132
| 425.8505 | 0.026278 |  | 428.73 | 0.00058867
| 426.0695 | 0.030533 |  | 428.95 | 0.00177
| 426.2886 | 0.024504 |  | 429.17 | 0.00029433
| 426.5077 | 0.030188 |  | 429.39 | 0.00132
| 426.7267 | 0.023404 |  | 429.61 | 0.00221
| 426.9458 | 0.029215 |  | 429.83 | 0.00324
| 427.1649 | 0.02332 |  | 430.05 | 0.0004415
| 427.384 | 0.02982 |  | 430.27 | 0.00103
| 427.6032 | 0.025696 |  | 430.48 | 0.00014717
| 427.8223 | 0.028345 |  | 430.7 | 0.00368
| 428.0414 | 0.025848 |  | 430.92 | 0.00177
| 428.2606 | 0.029058 |  | 431.14 | 0.00162
| 428.4798 | 0.026012 |  | 431.36 | 0.00014717
| 428.699 | 0.030644 |  | 431.58 | 0.00029433
| 428.9182 | 0.026532 |  | 431.8 | 0.00014717
| 429.1374 | 0.030398 |  | 432.02 | 0.00177
| 429.3566 | 0.025374 |  | 432.24 | 0.000883
| 429.5759 | 0.031785 |  | 432.46 | 0
| 429.7951 | 0.026602 |  | 432.68 | 0.00132
| 430.0144 | 0.030316 |  | 432.9 | 0.0004415
| 430.2337 | 0.029009 |  | 433.12 | 0
| 430.453 | 0.030186 |  | 433.34 | 0
| 430.6723 | 0.026818 |  | 433.56 | 0.00014717
| 430.8916 | 0.032126 |  | 433.78 | 0.00103
| 431.111 | 0.03099 |  | 434 | 0.00206
| 431.3303 | 0.033748 |  | 434.22 | 0.00103
| 431.5497 | 0.027488 |  | 434.44 | 0.0004415
| 431.769 | 0.031006 |  | 434.66 | 0.00191
| 431.9884 | 0.029487 |  | 434.88 | 0.00147
| 432.2078 | 0.034977 |  | 435.1 | 0.00147
| 432.4273 | 0.029444 |  | 435.32 | 0.000883
| 432.6467 | 0.0315 |  | 435.54 | 0.00103
| 432.8661 | 0.032487 |  | 435.76 | 0.00103
| 433.0856 | 0.035275 |  | 435.98 | 0.00073584
| 433.305 | 0.031295 |  | 436.2 | 0.00132
| 433.5245 | 0.037487 |  | 436.42 | 0.00118
| 433.744 | 0.033597 |  | 436.64 | 0.0004415
| 433.9635 | 0.037362 |  | 436.86 | 0.00014717
| 434.183 | 0.035706 |  | 437.08 | 0.0004415
| 434.4026 | 0.038737 |  | 437.3 | 0.000883
| 434.6221 | 0.036729 |  | 437.52 | 0.0004415
| 434.8417 | 0.038064 |  | 437.74 | 0.00103
| 435.0613 | 0.034449 |  | 437.96 | 0.00014717
| 435.2808 | 0.03673 |  | 438.18 | 0.00073584
| 435.5004 | 0.037858 |  | 438.4 | 0.00118
| 435.7201 | 0.041795 |  | 438.62 | 0.00265
| 435.9397 | 0.039934 |  | 438.84 | 0.00235
| 436.1593 | 0.043549 |  | 439.06 | 0.000883
| 436.379 | 0.040262 |  | 439.28 | 0.00073584
| 436.5986 | 0.042303 |  | 439.5 | 0.00177
| 436.8183 | 0.041724 |  | 439.72 | 0.00073584
| 437.038 | 0.047571 |  | 439.94 | 0.00058867
| 437.2577 | 0.041951 |  | 440.16 | 0.0004415
| 437.4774 | 0.046554 |  | 440.38 | 0.00132
| 437.6971 | 0.043611 |  | 440.6 | 0.00073584
| 437.9169 | 0.048832 |  | 440.82 | 0.0004415
| 438.1366 | 0.045048 |  | 441.04 | 0.00118
| 438.3564 | 0.049611 |  | 441.26 | 0.00073584
| 438.5762 | 0.048747 |  | 441.48 | 0.00073584
| 438.796 | 0.05053 |  | 441.7 | 0.00162
| 439.0158 | 0.049981 |  | 441.92 | 0
| 439.2356 | 0.054032 |  | 442.14 | 0.00191
| 439.4554 | 0.051311 |  | 442.36 | 0.0004415
| 439.6753 | 0.053377 |  | 442.58 | 0.000883
| 439.8951 | 0.053671 |  | 442.8 | 0.000883
| 440.115 | 0.05862 |  | 443.02 | 0.00029433
| 440.3349 | 0.053484 |  | 443.24 | 0.00118
| 440.5548 | 0.057159 |  | 443.46 | 0.00103
| 440.7747 | 0.05936 |  | 443.68 | 0.00014717
| 440.9946 | 0.063112 |  | 443.9 | 0.00073584
| 441.2146 | 0.057917 |  | 444.12 | 0.00147
| 441.4345 | 0.064837 |  | 444.34 | 0.0004415
| 441.6545 | 0.062731 |  | 444.56 | 0.0004415
| 441.8745 | 0.068478 |  | 444.78 | 0.00206
| 442.0944 | 0.064725 |  | 445 | 0.00058867
| 442.3144 | 0.070123 |  | 445.22 | 0.00191
| 442.5345 | 0.067623 |  | 445.44 | 0.00029433
| 442.7545 | 0.071671 |  | 445.66 | 0.00147
| 442.9745 | 0.071561 |  | 445.88 | 0.00014717
| 443.1946 | 0.075632 |  | 446.11 | 0.00147
| 443.4146 | 0.07738 |  | 446.33 | 0.00014717
| 443.6347 | 0.083108 |  | 446.55 | 0.00118
| 443.8548 | 0.080519 |  | 446.77 | 0.00132
| 444.0749 | 0.084372 |  | 446.99 | 0.00132
| 444.295 | 0.083441 |  | 447.21 | 0.00073584
| 444.5152 | 0.088935 |  | 447.43 | 0.00029433
| 444.7353 | 0.08534 |  | 447.65 | 0.0004415
| 444.9555 | 0.090394 |  | 447.87 | 0.00058867
| 445.1756 | 0.092578 |  | 448.09 | 0
| 445.3958 | 0.095082 |  | 448.31 | 0.00118
| 445.616 | 0.094782 |  | 448.53 | 0.00058867
| 445.8362 | 0.10235 |  | 448.75 | 0.00058867
| 446.0565 | 0.10028 |  | 448.97 | 0.00221
| 446.2767 | 0.10682 |  | 449.19 | 0.0004415
| 446.4969 | 0.10322 |  | 449.41 | 0.00029433
| 446.7172 | 0.10692 |  | 449.63 | 0.00162
| 446.9375 | 0.11058 |  | 449.86 | 0.000883
| 447.1578 | 0.11311 |  | 450.08 | 0.00058867
| 447.3781 | 0.11108 |  | 450.3 | 0.00073584
| 447.5984 | 0.1177 |  | 450.52 | 0.000883
| 447.8187 | 0.11715 |  | 450.74 | 0.00014717
| 448.039 | 0.12166 |  | 450.96 | 0.00235
| 448.2594 | 0.124 |  | 451.18 | 0.00103
| 448.4797 | 0.12903 |  | 451.4 | 0.00206
| 448.7001 | 0.12929 |  | 451.62 | 0.0004415
| 448.9205 | 0.13194 |  | 451.84 | 0.00191
| 449.1409 | 0.12822 |  | 452.06 | 0.00029433
| 449.3613 | 0.13591 |  | 452.28 | 0.00132
| 449.5818 | 0.13243 |  | 452.5 | 0.00191
| 449.8022 | 0.1386 |  | 452.73 | 0.00014717
| 450.0226 | 0.13828 |  | 452.95 | 0.00014717
| 450.2431 | 0.14188 |  | 453.17 | 0.00324
| 450.4636 | 0.14322 |  | 453.39 | 0.00103
| 450.6841 | 0.14623 |  | 453.61 | 0.00103
| 450.9046 | 0.14654 |  | 453.83 | 0.00058867
| 451.1251 | 0.15207 |  | 454.05 | 0.000883
| 451.3456 | 0.15207 |  | 454.27 | 0.00058867
| 451.5662 | 0.15275 |  | 454.49 | 0.000883
| 451.7867 | 0.15371 |  | 454.71 | 0.00058867
| 452.0073 | 0.15788 |  | 454.94 | 0.00014717
| 452.2279 | 0.15996 |  | 455.16 | 0.00073584
| 452.4485 | 0.16426 |  | 455.38 | 0.00162
| 452.6691 | 0.15881 |  | 455.6 | 0.00014717
| 452.8897 | 0.16583 |  | 455.82 | 0.000883
| 453.1103 | 0.16052 |  | 456.04 | 0.00103
| 453.331 | 0.16809 |  | 456.26 | 0.00014717
| 453.5517 | 0.16826 |  | 456.48 | 0.0004415
| 453.7723 | 0.1712 |  | 456.7 | 0.0004415
| 453.993 | 0.17029 |  | 456.93 | 0.000883
| 454.2137 | 0.17312 |  | 457.15 | 0.00058867
| 454.4344 | 0.16709 |  | 457.37 | 0
| 454.6551 | 0.17128 |  | 457.59 | 0.00103
| 454.8759 | 0.1702 |  | 457.81 | 0
| 455.0966 | 0.17365 |  | 458.03 | 0.00014717
| 455.3174 | 0.16828 |  | 458.25 | 0.00103
| 455.5382 | 0.17287 |  | 458.47 | 0.00058867
| 455.7589 | 0.1675 |  | 458.69 | 0.00177
| 455.9797 | 0.17483 |  | 458.92 | 0.00191
| 456.2006 | 0.17382 |  | 459.14 | 0.00118
| 456.4214 | 0.17345 |  | 459.36 | 0.00118
| 456.6422 | 0.17211 |  | 459.58 | 0.00191
| 456.8631 | 0.17501 |  | 459.8 | 0.00014717
| 457.0839 | 0.17029 |  | 460.02 | 0.00073584
| 457.3048 | 0.1767 |  | 460.24 | 0.00058867
| 457.5257 | 0.1746 |  | 460.47 | 0
| 457.7466 | 0.17735 |  | 460.69 | 0.00118
| 457.9675 | 0.17596 |  | 460.91 | 0.00029433
| 458.1884 | 0.17639 |  | 461.13 | 0.00147
| 458.4094 | 0.17338 |  | 461.35 | 0.00073584
| 458.6303 | 0.1751 |  | 461.57 | 0.0004415
| 458.8513 | 0.1726 |  | 461.79 | 0
| 459.0723 | 0.1753 |  | 462.01 | 0.0004415
| 459.2933 | 0.17259 |  | 462.24 | 0.00014717
| 459.5143 | 0.1709 |  | 462.46 | 0.00132
| 459.7353 | 0.16696 |  | 462.68 | 0.0004415
| 459.9563 | 0.17015 |  | 462.9 | 0.00118
| 460.1774 | 0.16551 |  | 463.12 | 0.00014717
| 460.3984 | 0.16682 |  | 463.34 | 0.0004415
| 460.6195 | 0.16144 |  | 463.57 | 0
| 460.8406 | 0.16709 |  | 463.79 | 0.00206
| 461.0617 | 0.16625 |  | 464.01 | 0.000883
| 461.2828 | 0.16607 |  | 464.23 | 0.00058867
| 461.5039 | 0.16259 |  | 464.45 | 0.0004415
| 461.725 | 0.16221 |  | 464.67 | 0.00029433
| 461.9462 | 0.1607 |  | 464.89 | 0.00014717
| 462.1673 | 0.16293 |  | 465.12 | 0.00118
| 462.3885 | 0.16404 |  | 465.34 | 0
| 462.6097 | 0.16425 |  | 465.56 | 0.00058867
| 462.8309 | 0.16593 |  | 465.78 | 0.00058867
| 463.0521 | 0.16267 |  | 466 | 0.00132
| 463.2733 | 0.16536 |  | 466.22 | 0.00147
| 463.4945 | 0.16139 |  | 466.45 | 0.00118
| 463.7158 | 0.16615 |  | 466.67 | 0.00103
| 463.937 | 0.16143 |  | 466.89 | 0.0004415
| 464.1583 | 0.16261 |  | 467.11 | 0.00147
| 464.3796 | 0.16097 |  | 467.33 | 0.00014717
| 464.6009 | 0.16238 |  | 467.56 | 0.00118
| 464.8222 | 0.16177 |  | 467.78 | 0.000883
| 465.0435 | 0.16556 |  | 468 | 0.00118
| 465.2649 | 0.16622 |  | 468.22 | 0.0004415
| 465.4862 | 0.16645 |  | 468.44 | 0.00014717
| 465.7076 | 0.16533 |  | 468.66 | 0.00029433
| 465.9289 | 0.16788 |  | 468.89 | 0.00073584
| 466.1503 | 0.16828 |  | 469.11 | 0.00073584
| 466.3717 | 0.17121 |  | 469.33 | 0.00029433
| 466.5931 | 0.17112 |  | 469.55 | 0.0004415
| 466.8145 | 0.17317 |  | 469.77 | 0.0004415
| 467.036 | 0.17247 |  | 470 | 0.00058867
| 467.2574 | 0.17789 |  | 470.22 | 0.0004415
| 467.4789 | 0.17583 |  | 470.44 | 0.00073584
| 467.7004 | 0.18079 |  | 470.66 | 0.00058867
| 467.9218 | 0.1775 |  | 470.88 | 0.00118
| 468.1433 | 0.17814 |  | 471.11 | 0.00058867
| 468.3649 | 0.17969 |  | 471.33 | 0
| 468.5864 | 0.18232 |  | 471.55 | 0.00014717
| 468.8079 | 0.18247 |  | 471.77 | 0.00029433
| 469.0295 | 0.18494 |  | 471.99 | 0.00103
| 469.251 | 0.18281 |  | 472.22 | 0.0004415
| 469.4726 | 0.18707 |  | 472.44 | 0.00014717
| 469.6942 | 0.18302 |  | 472.66 | 0.00073584
| 469.9158 | 0.18932 |  | 472.88 | 0.00029433
| 470.1374 | 0.18425 |  | 473.1 | 0.00014717
| 470.359 | 0.18582 |  | 473.33 | 0.00014717
| 470.5807 | 0.18627 |  | 473.55 | 0.00014717
| 470.8023 | 0.19014 |  | 473.77 | 0.00014717
| 471.024 | 0.18591 |  | 473.99 | 0.00014717
| 471.2457 | 0.18822 |  | 474.21 | 0.00058867
| 471.4673 | 0.18722 |  | 474.44 | 0.00014717
| 471.689 | 0.18881 |  | 474.66 | 0.00014717
| 471.9108 | 0.18572 |  | 474.88 | 0
| 472.1325 | 0.19018 |  | 475.1 | 0.00118
| 472.3542 | 0.19018 |  | 475.33 | 0.00029433
| 472.576 | 0.19029 |  | 475.55 | 0.00103
| 472.7977 | 0.18998 |  | 475.77 | 0
| 473.0195 | 0.19153 |  | 475.99 | 0.000883
| 473.2413 | 0.19143 |  | 476.21 | 0.00029433
| 473.4631 | 0.19532 |  | 476.44 | 0.000883
| 473.6849 | 0.19484 |  | 476.66 | 0
| 473.9067 | 0.19772 |  | 476.88 | 0.00058867
| 474.1286 | 0.19598 |  | 477.1 | 0.0004415
| 474.3504 | 0.19878 |  | 477.33 | 0.00103
| 474.5723 | 0.19885 |  | 477.55 | 0.00029433
| 474.7942 | 0.20126 |  | 477.77 | 0.00132
| 475.0161 | 0.20054 |  | 477.99 | 0.00014717
| 475.238 | 0.20564 |  | 478.22 | 0.0004415
| 475.4599 | 0.20209 |  | 478.44 | 0.00103
| 475.6818 | 0.20293 |  | 478.66 | 0.0004415
| 475.9037 | 0.20283 |  | 478.88 | 0.00058867
| 476.1257 | 0.20445 |  | 479.11 | 0.00058867
| 476.3476 | 0.20239 |  | 479.33 | 0.00029433
| 476.5696 | 0.20763 |  | 479.55 | 0.00058867
| 476.7916 | 0.20788 |  | 479.77 | 0.00103
| 477.0136 | 0.20943 |  | 480 | 0.00058867
| 477.2356 | 0.20535 |  | 480.22 | 0.00073584
| 477.4577 | 0.21082 |  | 480.44 | 0.0004415
| 477.6797 | 0.20952 |  | 480.66 | 0.00118
| 477.9017 | 0.2127 |  | 480.89 | 0.00029433
| 478.1238 | 0.21202 |  | 481.11 | 0.00073584
| 478.3459 | 0.21452 |  | 481.33 | 0.00029433
| 478.568 | 0.21595 |  | 481.55 | 0.00058867
| 478.7901 | 0.21998 |  | 481.78 | 0.00014717
| 479.0122 | 0.21894 |  | 482 | 0.0004415
| 479.2343 | 0.22432 |  | 482.22 | 0.0004415
| 479.4565 | 0.22155 |  | 482.44 | 0.0004415
| 479.6786 | 0.22504 |  | 482.67 | 0.00132
| 479.9008 | 0.22166 |  | 482.89 | 0.00147
| 480.1229 | 0.22459 |  | 483.11 | 0.00073584
| 480.3451 | 0.2272 |  | 483.33 | 0.00014717
| 480.5673 | 0.22768 |  | 483.56 | 0.00118
| 480.7895 | 0.22486 |  | 483.78 | 0.00014717
| 481.0118 | 0.22689 |  | 484 | 0.0004415
| 481.234 | 0.22662 |  | 484.23 | 0.0004415
| 481.4563 | 0.23179 |  | 484.45 | 0.00073584
| 481.6785 | 0.23018 |  | 484.67 | 0.00147
| 481.9008 | 0.23368 |  | 484.89 | 0.00206
| 482.1231 | 0.23028 |  | 485.12 | 0.00132
| 482.3454 | 0.23214 |  | 485.34 | 0.00147
| 482.5677 | 0.23168 |  | 485.56 | 0.00014717
| 482.79 | 0.23822 |  | 485.79 | 0.00058867
| 483.0124 | 0.24244 |  | 486.01 | 0.00029433
| 483.2347 | 0.24247 |  | 486.23 | 0.000883
| 483.4571 | 0.24045 |  | 486.45 | 0.00014717
| 483.6795 | 0.24008 |  | 486.68 | 0.00029433
| 483.9018 | 0.23759 |  | 486.9 | 0
| 484.1242 | 0.24036 |  | 487.12 | 0.00191
| 484.3467 | 0.2449 |  | 487.35 | 0.00103
| 484.5691 | 0.25639 |  | 487.57 | 0.00206
| 484.7915 | 0.25751 |  | 487.79 | 0.00014717
| 485.014 | 0.26163 |  | 488.01 | 0.00118
| 485.2364 | 0.26143 |  | 488.24 | 0.00132
| 485.4589 | 0.25799 |  | 488.46 | 0.00118
| 485.6814 | 0.25801 |  | 488.68 | 0.00014717
| 485.9039 | 0.26125 |  | 488.91 | 0.00103
| 486.1264 | 0.25678 |  | 489.13 | 0.00103
| 486.3489 | 0.25709 |  | 489.35 | 0.00118
| 486.5715 | 0.25663 |  | 489.58 | 0.00014717
| 486.794 | 0.26831 |  | 489.8 | 0.00132
| 487.0166 | 0.27129 |  | 490.02 | 0.00029433
| 487.2391 | 0.28271 |  | 490.24 | 0.00191
| 487.4617 | 0.2815 |  | 490.47 | 0.00073584
| 487.6843 | 0.28805 |  | 490.69 | 0.00073584
| 487.9069 | 0.28386 |  | 490.91 | 0
| 488.1296 | 0.28522 |  | 491.14 | 0.00118
| 488.3522 | 0.28449 |  | 491.36 | 0.00058867
| 488.5749 | 0.29399 |  | 491.58 | 0.00073584
| 488.7975 | 0.29923 |  | 491.81 | 0.0004415
| 489.0202 | 0.3059 |  | 492.03 | 0
| 489.2429 | 0.31012 |  | 492.25 | 0.00103
| 489.4656 | 0.31792 |  | 492.48 | 0.00221
| 489.6883 | 0.31852 |  | 492.7 | 0.00029433
| 489.911 | 0.32361 |  | 492.92 | 0.00029433
| 490.1337 | 0.32533 |  | 493.15 | 0.00029433
| 490.3565 | 0.33438 |  | 493.37 | 0.00147
| 490.5792 | 0.33633 |  | 493.59 | 0.00058867
| 490.802 | 0.34112 |  | 493.82 | 0.00014717
| 491.0248 | 0.33956 |  | 494.04 | 0.000883
| 491.2476 | 0.34424 |  | 494.26 | 0.00073584
| 491.4704 | 0.34403 |  | 494.49 | 0.00014717
| 491.6932 | 0.34877 |  | 494.71 | 0.00118
| 491.916 | 0.34823 |  | 494.93 | 0.00058867
| 492.1389 | 0.35943 |  | 495.16 | 0.00118
| 492.3618 | 0.36156 |  | 495.38 | 0.00073584
| 492.5846 | 0.36925 |  | 495.6 | 0.00162
| 492.8075 | 0.37822 |  | 495.83 | 0.00058867
| 493.0304 | 0.38658 |  | 496.05 | 0.00058867
| 493.2533 | 0.38681 |  | 496.27 | 0.00058867
| 493.4762 | 0.38848 |  | 496.5 | 0.00073584
| 493.6992 | 0.38521 |  | 496.72 | 0.0004415
| 493.9221 | 0.38782 |  | 496.94 | 0.0004415
| 494.1451 | 0.38639 |  | 497.17 | 0
| 494.368 | 0.39149 |  | 497.39 | 0.00073584
| 494.591 | 0.39545 |  | 497.61 | 0.00014717
| 494.814 | 0.40373 |  | 497.84 | 0.00073584
| 495.037 | 0.40623 |  | 498.06 | 0.00014717
| 495.26 | 0.41515 |  | 498.29 | 0.00118
| 495.483 | 0.41491 |  | 498.51 | 0.00029433
| 495.7061 | 0.42009 |  | 498.73 | 0.0004415
| 495.9291 | 0.42096 |  | 498.96 | 0
| 496.1522 | 0.42482 |  | 499.18 | 0.000883
| 496.3753 | 0.42535 |  | 499.4 | 0.00014717
| 496.5984 | 0.43259 |  | 499.63 | 0.00073584
| 496.8215 | 0.43505 |  | 499.85 | 0
| 497.0446 | 0.43771 |  | 500.07 | 0.00058867
| 497.2677 | 0.43774 |  | 500.3 | 0.00073584
| 497.4909 | 0.44004 |  | 500.52 | 0.000883
| 497.714 | 0.44625 |  | 500.75 | 0.00029433
| 497.9372 | 0.45533 |  | 500.97 | 0.00058867
| 498.1604 | 0.4584 |  | 501.19 | 0.00058867
| 498.3835 | 0.4664 |  | 501.42 | 0.00103
| 498.6067 | 0.46391 |  | 501.64 | 0.00029433
| 498.83 | 0.4714 |  | 501.86 | 0.00073584
| 499.0532 | 0.47346 |  | 502.09 | 0.00014717
| 499.2764 | 0.47929 |  | 502.31 | 0.00073584
| 499.4997 | 0.48084 |  | 502.54 | 0.00014717
| 499.7229 | 0.48792 |  | 502.76 | 0.00014717
| 499.9462 | 0.49009 |  | 502.98 | 0
| 500.1695 | 0.49632 |  | 503.21 | 0.00029433
| 500.3928 | 0.49653 |  | 503.43 | 0.0004415
| 500.6161 | 0.51019 |  | 503.65 | 0.00118
| 500.8394 | 0.51598 |  | 503.88 | 0.00073584
| 501.0628 | 0.5215 |  | 504.1 | 0.00058867
| 501.2861 | 0.52178 |  | 504.33 | 0.0004415
| 501.5095 | 0.52575 |  | 504.55 | 0.00103
| 501.7328 | 0.53191 |  | 504.77 | 0.00014717
| 501.9562 | 0.53809 |  | 505 | 0.00058867
| 502.1796 | 0.53519 |  | 505.22 | 0.00014717
| 502.403 | 0.54145 |  | 505.45 | 0.000883
| 502.6264 | 0.54941 |  | 505.67 | 0.000883
| 502.8499 | 0.55757 |  | 505.89 | 0.00029433
| 503.0733 | 0.55717 |  | 506.12 | 0.00014717
| 503.2968 | 0.5687 |  | 506.34 | 0.0004415
| 503.5203 | 0.57231 |  | 506.57 | 0.0004415
| 503.7437 | 0.5808 |  | 506.79 | 0.000883
| 503.9672 | 0.57685 |  | 507.01 | 0.00029433
| 504.1907 | 0.58431 |  | 507.24 | 0.00029433
| 504.4143 | 0.5883 |  | 507.46 | 0.00029433
| 504.6378 | 0.59282 |  | 507.69 | 0.0004415
| 504.8613 | 0.59489 |  | 507.91 | 0.00029433
| 505.0849 | 0.60393 |  | 508.13 | 0.00014717
| 505.3084 | 0.60552 |  | 508.36 | 0.00014717
| 505.532 | 0.61184 |  | 508.58 | 0.00058867
| 505.7556 | 0.61139 |  | 508.81 | 0.00058867
| 505.9792 | 0.622 |  | 509.03 | 0.00058867
| 506.2028 | 0.62275 |  | 509.26 | 0.00029433
| 506.4265 | 0.62774 |  | 509.48 | 0.00058867
| 506.6501 | 0.62695 |  | 509.7 | 0.0004415
| 506.8737 | 0.62585 |  | 509.93 | 0.00058867
| 507.0974 | 0.62378 |  | 510.15 | 0.00014717
| 507.3211 | 0.63695 |  | 510.38 | 0.00132
| 507.5448 | 0.63903 |  | 510.6 | 0.00029433
| 507.7685 | 0.64561 |  | 510.83 | 0.00058867
| 507.9922 | 0.65073 |  | 511.05 | 0
| 508.2159 | 0.65814 |  | 511.27 | 0.00103
| 508.4396 | 0.65776 |  | 511.5 | 0.00014717
| 508.6634 | 0.65515 |  | 511.72 | 0.00058867
| 508.8872 | 0.65706 |  | 511.95 | 0.00058867
| 509.1109 | 0.66144 |  | 512.17 | 0.00118
| 509.3347 | 0.65664 |  | 512.4 | 0
| 509.5585 | 0.66395 |  | 512.62 | 0.00029433
| 509.7823 | 0.6719 |  | 512.84 | 0.00014717
| 510.0061 | 0.68364 |  | 513.07 | 0.000883
| 510.23 | 0.68452 |  | 513.29 | 0.00029433
| 510.4538 | 0.6921 |  | 513.52 | 0.000883
| 510.6777 | 0.69622 |  | 513.74 | 0
| 510.9015 | 0.70097 |  | 513.97 | 0.00029433
| 511.1254 | 0.70074 |  | 514.19 | 0.00029433
| 511.3493 | 0.70552 |  | 514.42 | 0.0004415
| 511.5732 | 0.70746 |  | 514.64 | 0.0004415
| 511.7971 | 0.71911 |  | 514.86 | 0.00029433
| 512.0211 | 0.72082 |  | 515.09 | 0.00029433
| 512.245 | 0.73095 |  | 515.31 | 0
| 512.469 | 0.73112 |  | 515.54 | 0.0004415
| 512.6929 | 0.73804 |  | 515.76 | 0.00058867
| 512.9169 | 0.73927 |  | 515.99 | 0.00014717
| 513.1409 | 0.74313 |  | 516.21 | 0.000883
| 513.3649 | 0.74424 |  | 516.44 | 0.00073584
| 513.5889 | 0.75575 |  | 516.66 | 0.00029433
| 513.8129 | 0.7538 |  | 516.89 | 0.00029433
| 514.037 | 0.7544 |  | 517.11 | 0.00014717
| 514.261 | 0.75948 |  | 517.33 | 0.00014717
| 514.4851 | 0.76563 |  | 517.56 | 0.00073584
| 514.7092 | 0.75742 |  | 517.78 | 0.0004415
| 514.9332 | 0.76384 |  | 518.01 | 0
| 515.1573 | 0.76169 |  | 518.23 | 0.0004415
| 515.3814 | 0.76236 |  | 518.46 | 0.00103
| 515.6056 | 0.76114 |  | 518.68 | 0.00029433
| 515.8297 | 0.76819 |  | 518.91 | 0.00162
| 516.0538 | 0.77067 |  | 519.13 | 0.00029433
| 516.278 | 0.77608 |  | 519.36 | 0.000883
| 516.5022 | 0.77573 |  | 519.58 | 0.00058867
| 516.7264 | 0.78808 |  | 519.81 | 0.00014717
| 516.9505 | 0.78987 |  | 520.03 | 0.0004415
| 517.1748 | 0.8066 |  | 520.26 | 0.000883
| 517.399 | 0.81108 |  | 520.48 | 0.00058867
| 517.6232 | 0.81279 |  | 520.71 | 0.0004415
| 517.8474 | 0.81693 |  | 520.93 | 0.00029433
| 518.0717 | 0.82193 |  | 521.16 | 0.0004415
| 518.296 | 0.82221 |  | 521.38 | 0
| 518.5202 | 0.83454 |  | 521.61 | 0.000883
| 518.7445 | 0.8427 |  | 521.83 | 0
| 518.9688 | 0.84772 |  | 522.06 | 0.00103
| 519.1931 | 0.84556 |  | 522.28 | 0
| 519.4175 | 0.84888 |  | 522.5 | 0.00029433
| 519.6418 | 0.85169 |  | 522.73 | 0
| 519.8662 | 0.85104 |  | 522.95 | 0.00029433
| 520.0905 | 0.85703 |  | 523.18 | 0.0004415
| 520.3149 | 0.85411 |  | 523.4 | 0.0004415
| 520.5393 | 0.86025 |  | 523.63 | 0.00029433
| 520.7637 | 0.85611 |  | 523.85 | 0.00073584
| 520.9881 | 0.86083 |  | 524.08 | 0.00029433
| 521.2125 | 0.86187 |  | 524.3 | 0
| 521.4369 | 0.86582 |  | 524.53 | 0.00073584
| 521.6614 | 0.86894 |  | 524.75 | 0.00073584
| 521.8858 | 0.87068 |  | 524.98 | 0.00029433
| 522.1103 | 0.86796 |  | 525.21 | 0.0004415
| 522.3348 | 0.87437 |  | 525.43 | 0.0004415
| 522.5593 | 0.87574 |  | 525.66 | 0.00029433
| 522.7838 | 0.89112 |  | 525.88 | 0.00029433
| 523.0083 | 0.88933 |  | 526.11 | 0.000883
| 523.2328 | 0.89304 |  | 526.33 | 0.00029433
| 523.4574 | 0.88928 |  | 526.56 | 0.0004415
| 523.6819 | 0.89312 |  | 526.78 | 0.00029433
| 523.9065 | 0.89295 |  | 527.01 | 0.0004415
| 524.1311 | 0.89961 |  | 527.23 | 0.00073584
| 524.3556 | 0.89487 |  | 527.46 | 0
| 524.5802 | 0.90017 |  | 527.68 | 0.00029433
| 524.8049 | 0.89564 |  | 527.91 | 0.00014717
| 525.0295 | 0.90674 |  | 528.13 | 0.00029433
| 525.2541 | 0.89906 |  | 528.36 | 0.0004415
| 525.4788 | 0.90115 |  | 528.58 | 0.00132
| 525.7034 | 0.89254 |  | 528.81 | 0.00073584
| 525.9281 | 0.88584 |  | 529.03 | 0.0004415
| 526.1528 | 0.87687 |  | 529.26 | 0.00073584
| 526.3775 | 0.87511 |  | 529.48 | 0
| 526.6022 | 0.87192 |  | 529.71 | 0.00014717
| 526.8269 | 0.86982 |  | 529.93 | 0.00029433
| 527.0516 | 0.86207 |  | 530.16 | 0.00014717
| 527.2764 | 0.86742 |  | 530.39 | 0.00058867
| 527.5011 | 0.86272 |  | 530.61 | 0.000883
| 527.7259 | 0.86201 |  | 530.84 | 0.00073584
| 527.9507 | 0.86207 |  | 531.06 | 0.00118
| 528.1754 | 0.86072 |  | 531.29 | 0.00029433
| 528.4002 | 0.85776 |  | 531.51 | 0.00029433
| 528.6251 | 0.86719 |  | 531.74 | 0.00103
| 528.8499 | 0.8735 |  | 531.96 | 0.00029433
| 529.0747 | 0.8839 |  | 532.19 | 0.00235
| 529.2996 | 0.88435 |  | 532.41 | 0.00029433
| 529.5244 | 0.88529 |  | 532.64 | 0.00073584
| 529.7493 | 0.88968 |  | 532.86 | 0.00058867
| 529.9742 | 0.89919 |  | 533.09 | 0.00058867
| 530.1991 | 0.9056 |  | 533.32 | 0.00118
| 530.424 | 0.91299 |  | 533.54 | 0.00029433
| 530.6489 | 0.91435 |  | 533.77 | 0.00029433
| 530.8738 | 0.9195 |  | 533.99 | 0.00058867
| 531.0988 | 0.91515 |  | 534.22 | 0.00014717
| 531.3237 | 0.91828 |  | 534.44 | 0.000883
| 531.5487 | 0.92143 |  | 534.67 | 0.00103
| 531.7737 | 0.92605 |  | 534.9 | 0.000883
| 531.9987 | 0.92622 |  | 535.12 | 0.00014717
| 532.2237 | 0.91829 |  | 535.35 | 0.00029433
| 532.4487 | 0.91455 |  | 535.57 | 0
| 532.6737 | 0.91758 |  | 535.8 | 0.00118
| 532.8987 | 0.91726 |  | 536.02 | 0.0004415
| 533.1238 | 0.92138 |  | 536.25 | 0.00058867
| 533.3489 | 0.90858 |  | 536.47 | 0.00058867
| 533.5739 | 0.90848 |  | 536.7 | 0.00058867
| 533.799 | 0.90626 |  | 536.93 | 0.00029433
| 534.0241 | 0.90978 |  | 537.15 | 0.00118
| 534.2492 | 0.91466 |  | 537.38 | 0.00029433
| 534.4743 | 0.91702 |  | 537.6 | 0
| 534.6995 | 0.91598 |  | 537.83 | 0
| 534.9246 | 0.91641 |  | 538.05 | 0.0004415
| 535.1498 | 0.91894 |  | 538.28 | 0.00014717
| 535.3749 | 0.91309 |  | 538.51 | 0.00058867
| 535.6001 | 0.91266 |  | 538.73 | 0.000883
| 535.8253 | 0.91612 |  | 538.96 | 0.0004415
| 536.0505 | 0.90898 |  | 539.18 | 0
| 536.2757 | 0.91476 |  | 539.41 | 0.00073584
| 536.5009 | 0.91588 |  | 539.64 | 0.00058867
| 536.7262 | 0.92077 |  | 539.86 | 0.00058867
| 536.9514 | 0.9211 |  | 540.09 | 0.00058867
| 537.1767 | 0.92737 |  | 540.31 | 0
| 537.402 | 0.92874 |  | 540.54 | 0.0004415
| 537.6272 | 0.93126 |  | 540.77 | 0.00058867
| 537.8525 | 0.93159 |  | 540.99 | 0.0004415
| 538.0778 | 0.93812 |  | 541.22 | 0.0004415
| 538.3032 | 0.93424 |  | 541.44 | 0.00029433
| 538.5285 | 0.94277 |  | 541.67 | 0.00058867
| 538.7538 | 0.94592 |  | 541.89 | 0.00029433
| 538.9792 | 0.95159 |  | 542.12 | 0.00029433
| 539.2046 | 0.95286 |  | 542.35 | 0.00058867
| 539.4299 | 0.95612 |  | 542.57 | 0.00073584
| 539.6553 | 0.95603 |  | 542.8 | 0.00029433
| 539.8807 | 0.95513 |  | 543.03 | 0.00058867
| 540.1061 | 0.94803 |  | 543.25 | 0.00029433
| 540.3316 | 0.95106 |  | 543.48 | 0.00014717
| 540.557 | 0.94569 |  | 543.7 | 0.00014717
| 540.7824 | 0.94644 |  | 543.93 | 0.00058867
| 541.0079 | 0.94645 |  | 544.16 | 0.00029433
| 541.2334 | 0.9541 |  | 544.38 | 0.00073584
| 541.4589 | 0.95418 |  | 544.61 | 0.00029433
| 541.6844 | 0.96289 |  | 544.83 | 0.00014717
| 541.9099 | 0.95789 |  | 545.06 | 0.0004415
| 542.1354 | 0.95296 |  | 545.29 | 0.00073584
| 542.3609 | 0.95271 |  | 545.51 | 0.00029433
| 542.5864 | 0.95199 |  | 545.74 | 0.00058867
| 542.812 | 0.94757 |  | 545.96 | 0.00029433
| 543.0376 | 0.945 |  | 546.19 | 0.000883
| 543.2631 | 0.93828 |  | 546.42 | 0
| 543.4887 | 0.94132 |  | 546.64 | 0.0004415
| 543.7143 | 0.94009 |  | 546.87 | 0.00014717
| 543.9399 | 0.94013 |  | 547.1 | 0.00073584
| 544.1656 | 0.94077 |  | 547.32 | 0
| 544.3912 | 0.94133 |  | 547.55 | 0.00058867
| 544.6168 | 0.9416 |  | 547.77 | 0.0004415
| 544.8425 | 0.94286 |  | 548 | 0.00103
| 545.0682 | 0.94365 |  | 548.23 | 0.00058867
| 545.2938 | 0.9468 |  | 548.45 | 0.00103
| 545.5195 | 0.94327 |  | 548.68 | 0.00014717
| 545.7452 | 0.9441 |  | 548.91 | 0.00073584
| 545.971 | 0.94561 |  | 549.13 | 0
| 546.1967 | 0.94412 |  | 549.36 | 0
| 546.4224 | 0.94959 |  | 549.59 | 0.0004415
| 546.6482 | 0.95578 |  | 549.81 | 0.0004415
| 546.8739 | 0.95475 |  | 550.04 | 0.0004415
| 547.0997 | 0.95847 |  | 550.26 | 0.00132
| 547.3255 | 0.96034 |  | 550.49 | 0.00029433
| 547.5513 | 0.96015 |  | 550.72 | 0.0004415
| 547.7771 | 0.96171 |  | 550.94 | 0.0004415
| 548.0029 | 0.96516 |  | 551.17 | 0.00029433
| 548.2287 | 0.96166 |  | 551.4 | 0.00014717
| 548.4546 | 0.96084 |  | 551.62 | 0.0004415
| 548.6804 | 0.95871 |  | 551.85 | 0.00014717
| 548.9063 | 0.95968 |  | 552.08 | 0
| 549.1322 | 0.95852 |  | 552.3 | 0.0004415
| 549.3581 | 0.96357 |  | 552.53 | 0
| 549.584 | 0.96514 |  | 552.76 | 0.00058867
| 549.8099 | 0.97097 |  | 552.98 | 0.00029433
| 550.0358 | 0.9686 |  | 553.21 | 0.00029433
| 550.2617 | 0.97218 |  | 553.44 | 0.0004415
| 550.4877 | 0.96901 |  | 553.66 | 0.0004415
| 550.7137 | 0.97322 |  | 553.89 | 0.00014717
| 550.9396 | 0.96683 |  | 554.12 | 0.00014717
| 551.1656 | 0.97109 |  | 554.34 | 0.000883
| 551.3916 | 0.96959 |  | 554.57 | 0.00014717
| 551.6176 | 0.97498 |  | 554.8 | 0.00029433
| 551.8436 | 0.97436 |  | 555.02 | 0.00029433
| 552.0696 | 0.97934 |  | 555.25 | 0.00132
| 552.2957 | 0.97483 |  | 555.48 | 0
| 552.5217 | 0.97837 |  | 555.7 | 0.000883
| 552.7478 | 0.98192 |  | 555.93 | 0.00014717
| 552.9739 | 0.98478 |  | 556.16 | 0.000883
| 553.2 | 0.98268 |  | 556.38 | 0.00014717
| 553.4261 | 0.99055 |  | 556.61 | 0.000883
| 553.6522 | 0.99088 |  | 556.84 | 0.0004415
| 553.8783 | 0.99421 |  | 557.06 | 0.00058867
| 554.1044 | 0.99271 |  | 557.29 | 0.0004415
| 554.3306 | 0.9964 |  | 557.52 | 0.00073584
| 554.5567 | 0.99381 |  | 557.74 | 0.00058867
| 554.7829 | 0.99828 |  | 557.97 | 0.00029433
| 555.0091 | 0.99574 |  | 558.2 | 0.00029433
| 555.2352 | 0.99643 |  | 558.42 | 0.00029433
| 555.4614 | 0.99308 |  | 558.65 | 0.0004415
| 555.6877 | 0.99614 |  | 558.88 | 0.0004415
| 555.9139 | 0.98986 |  | 559.11 | 0.00014717
| 556.1401 | 0.9864 |  | 559.33 | 0.00073584
| 556.3664 | 0.98835 |  | 559.56 | 0.00014717
| 556.5926 | 0.99424 |  | 559.79 | 0.00029433
| 556.8189 | 0.99726 |  | 560.01 | 0.00014717
| 557.0452 | 0.99642 |  | 560.24 | 0.00058867
| 557.2715 | 0.99608 |  | 560.47 | 0
| 557.4978 | 0.992 |  | 560.69 | 0.0004415
| 557.7241 | 0.98064 |  | 560.92 | 0
| 557.9504 | 0.98423 |  | 561.15 | 0.00058867
| 558.1767 | 0.97333 |  | 561.37 | 0
| 558.4031 | 0.98309 |  | 561.6 | 0.00029433
| 558.6295 | 0.98664 |  | 561.83 | 0.00014717
| 558.8558 | 0.99339 |  | 562.06 | 0.00029433
| 559.0822 | 0.99276 |  | 562.28 | 0.00029433
| 559.3086 | 0.99872 |  | 562.51 | 0.00029433
| 559.535 | 0.99467 |  | 562.74 | 0
| 559.7614 | 0.99333 |  | 562.96 | 0.00014717
| 559.9879 | 0.98596 |  | 563.19 | 0.00058867
| 560.2143 | 0.98688 |  | 563.42 | 0.0004415
| 560.4408 | 0.98054 |  | 563.65 | 0.00073584
| 560.6672 | 0.98821 |  | 563.87 | 0.00058867
| 560.8937 | 0.98743 |  | 564.1 | 0.00029433
| 561.1202 | 0.99392 |  | 564.33 | 0.00029433
| 561.3467 | 0.98515 |  | 564.55 | 0.00014717
| 561.5732 | 0.99171 |  | 564.78 | 0.00014717
| 561.7997 | 0.99007 |  | 565.01 | 0.00029433
| 562.0262 | 0.99081 |  | 565.24 | 0
| 562.2528 | 0.9922 |  | 565.46 | 0
| 562.4793 | 0.99751 |  | 565.69 | 0.00058867
| 562.7059 | 0.99611 |  | 565.92 | 0.00014717
| 562.9325 | 0.9996 |  | 566.15 | 0.00014717
| 563.1591 | 0.99851 |  | 566.37 | 0
| 563.3857 | 0.99701 |  | 566.6 | 0
| 563.6123 | 0.99392 |  | 566.83 | 0.00014717
| 563.8389 | 1 |  | 567.05 | 0.00029433
| 564.0655 | 0.99795 |  | 567.28 | 0.00014717
| 564.2922 | 0.99532 |  | 567.51 | 0.00073584
| 564.5188 | 0.99292 |  | 567.74 | 0.00014717
| 564.7455 | 0.99684 |  | 567.96 | 0
| 564.9722 | 0.99308 |  | 568.19 | 0
| 565.1989 | 0.99661 |  | 568.42 | 0.00029433
| 565.4256 | 0.98979 |  | 568.65 | 0.0004415
| 565.6523 | 0.99259 |  | 568.87 | 0
| 565.879 | 0.98739 |  | 569.1 | 0
| 566.1058 | 0.99233 |  | 569.33 | 0.0004415
| 566.3325 | 0.98819 |  | 569.56 | 0.00029433
| 566.5593 | 0.99086 |  | 569.78 | 0.00014717
| 566.786 | 0.98764 |  | 570.01 | 0.00058867
| 567.0128 | 0.99138 |  | 570.24 | 0.00058867
| 567.2396 | 0.9875 |  | 570.47 | 0.00014717
| 567.4664 | 0.98989 |  | 570.69 | 0.00029433
| 567.6932 | 0.98575 |  | 570.92 | 0.00073584
| 567.9201 | 0.99282 |  | 571.15 | 0.0004415
| 568.1469 | 0.98813 |  | 571.38 | 0.00014717
| 568.3738 | 0.98833 |  | 571.6 | 0.00014717
| 568.6006 | 0.98316 |  | 571.83 | 0.00029433
| 568.8275 | 0.99193 |  | 572.06 | 0.0004415
| 569.0544 | 0.99021 |  | 572.29 | 0
| 569.2813 | 0.99334 |  | 572.51 | 0.00073584
| 569.5082 | 0.98678 |  | 572.74 | 0
| 569.7351 | 0.98901 |  | 572.97 | 0.00029433
| 569.962 | 0.98449 |  | 573.2 | 0
| 570.189 | 0.98793 |  | 573.42 | 0
| 570.4159 | 0.97977 |  | 573.65 | 0.00014717
| 570.6429 | 0.98369 |  | 573.88 | 0.0004415
| 570.8699 | 0.97989 |  | 574.11 | 0.00029433
| 571.0968 | 0.98513 |  | 574.33 | 0.00014717
| 571.3238 | 0.98483 |  | 574.56 | 0.00014717
| 571.5509 | 0.98479 |  | 574.79 | 0.00073584
| 571.7779 | 0.97893 |  | 575.02 | 0.0004415
| 572.0049 | 0.98394 |  | 575.25 | 0.00058867
| 572.2319 | 0.97674 |  | 575.47 | 0.00029433
| 572.459 | 0.98215 |  | 575.7 | 0.00058867
| 572.6861 | 0.97571 |  | 575.93 | 0
| 572.9131 | 0.97551 |  | 576.16 | 0.00073584
| 573.1402 | 0.9731 |  | 576.38 | 0.00014717
| 573.3673 | 0.97646 |  | 576.61 | 0.000883
| 573.5944 | 0.97155 |  | 576.84 | 0.00014717
| 573.8216 | 0.97665 |  | 577.07 | 0.00103
| 574.0487 | 0.97605 |  | 577.3 | 0.00029433
| 574.2758 | 0.9813 |  | 577.52 | 0.0004415
| 574.503 | 0.97532 |  | 577.75 | 0.00014717
| 574.7302 | 0.97538 |  | 577.98 | 0.00073584
| 574.9573 | 0.96888 |  | 578.21 | 0.00058867
| 575.1845 | 0.96847 |  | 578.44 | 0.0004415
| 575.4117 | 0.96258 |  | 578.66 | 0.00029433
| 575.6389 | 0.95955 |  | 578.89 | 0.00029433
| 575.8662 | 0.95681 |  | 579.12 | 0.00029433
| 576.0934 | 0.95798 |  | 579.35 | 0.00014717
| 576.3206 | 0.95909 |  | 579.57 | 0.00058867
| 576.5479 | 0.96384 |  | 579.8 | 0.0004415
| 576.7752 | 0.96533 |  | 580.03 | 0.00029433
| 577.0024 | 0.96555 |  | 580.26 | 0.0004415
| 577.2297 | 0.97103 |  | 580.49 | 0.00014717
| 577.457 | 0.96256 |  | 580.71 | 0.00029433
| 577.6843 | 0.96554 |  | 580.94 | 0.00029433
| 577.9117 | 0.95589 |  | 581.17 | 0.0004415
| 578.139 | 0.96544 |  | 581.4 | 0.00058867
| 578.3663 | 0.96112 |  | 581.63 | 0.00073584
| 578.5937 | 0.96588 |  | 581.86 | 0.00029433
| 578.8211 | 0.9659 |  | 582.08 | 0.0004415
| 579.0484 | 0.97007 |  | 582.31 | 0.00073584
| 579.2758 | 0.96955 |  | 582.54 | 0.00014717
| 579.5032 | 0.98136 |  | 582.77 | 0.00014717
| 579.7306 | 0.9694 |  | 583 | 0.00058867
| 579.9581 | 0.9653 |  | 583.22 | 0.00029433
| 580.1855 | 0.95767 |  | 583.45 | 0.00029433
| 580.4129 | 0.95467 |  | 583.68 | 0.00014717
| 580.6404 | 0.94632 |  | 583.91 | 0.0004415
| 580.8679 | 0.95117 |  | 584.14 | 0.00058867
| 581.0954 | 0.95155 |  | 584.36 | 0.00014717
| 581.3228 | 0.95786 |  | 584.59 | 0.0004415
| 581.5503 | 0.95634 |  | 584.82 | 0.00029433
| 581.7779 | 0.96095 |  | 585.05 | 0
| 582.0054 | 0.95712 |  | 585.28 | 0.00029433
| 582.2329 | 0.96093 |  | 585.51 | 0.00029433
| 582.4605 | 0.95035 |  | 585.73 | 0.00058867
| 582.688 | 0.95152 |  | 585.96 | 0.00029433
| 582.9156 | 0.94622 |  | 586.19 | 0.00014717
| 583.1432 | 0.95237 |  | 586.42 | 0
| 583.3708 | 0.95218 |  | 586.65 | 0.00073584
| 583.5984 | 0.95422 |  | 586.88 | 0
| 583.826 | 0.9512 |  | 587.1 | 0.0004415
| 584.0536 | 0.95485 |  | 587.33 | 0.00029433
| 584.2812 | 0.94941 |  | 587.56 | 0.00058867
| 584.5089 | 0.95259 |  | 587.79 | 0
| 584.7365 | 0.95101 |  | 588.02 | 0.00014717
| 584.9642 | 0.95685 |  | 588.25 | 0.00058867
| 585.1919 | 0.95122 |  | 588.47 | 0.00058867
| 585.4196 | 0.95306 |  | 588.7 | 0.00014717
| 585.6473 | 0.94948 |  | 588.93 | 0.00029433
| 585.875 | 0.9466 |  | 589.16 | 0.0004415
| 586.1027 | 0.94172 |  | 589.39 | 0.00014717
| 586.3305 | 0.9447 |  | 589.62 | 0.00029433
| 586.5582 | 0.93889 |  | 589.85 | 0.00073584
| 586.786 | 0.94364 |  | 590.07 | 0.00103
| 587.0137 | 0.93571 |  | 590.3 | 0.00014717
| 587.2415 | 0.94556 |  | 590.53 | 0.00029433
| 587.4693 | 0.94507 |  | 590.76 | 0.0004415
| 587.6971 | 0.94533 |  | 590.99 | 0.00029433
| 587.9249 | 0.94287 |  | 591.22 | 0.0004415
| 588.1527 | 0.94574 |  | 591.44 | 0.00029433
| 588.3806 | 0.93939 |  | 591.67 | 0.00029433
| 588.6084 | 0.94448 |  | 591.9 | 0.00058867
| 588.8363 | 0.9424 |  | 592.13 | 0.00014717
| 589.0641 | 0.94423 |  | 592.36 | 0.000883
| 589.292 | 0.9402 |  | 592.59 | 0.00029433
| 589.5199 | 0.94256 |  | 592.82 | 0.00029433
| 589.7478 | 0.93751 |  | 593.05 | 0.00014717
| 589.9757 | 0.94201 |  | 593.27 | 0.00029433
| 590.2037 | 0.9412 |  | 593.5 | 0.00029433
| 590.4316 | 0.94801 |  | 593.73 | 0.00014717
| 590.6595 | 0.94551 |  | 593.96 | 0.00029433
| 590.8875 | 0.94999 |  | 594.19 | 0.00073584
| 591.1155 | 0.94415 |  | 594.42 | 0.00014717
| 591.3434 | 0.94428 |  | 594.65 | 0.00073584
| 591.5714 | 0.939 |  | 594.87 | 0.00058867
| 591.7994 | 0.93629 |  | 595.1 | 0.0004415
| 592.0274 | 0.93467 |  | 595.33 | 0.0004415
| 592.2555 | 0.9348 |  | 595.56 | 0.0004415
| 592.4835 | 0.93474 |  | 595.79 | 0.0004415
| 592.7115 | 0.93588 |  | 596.02 | 0.00073584
| 592.9396 | 0.93409 |  | 596.25 | 0
| 593.1677 | 0.93713 |  | 596.48 | 0
| 593.3957 | 0.93375 |  | 596.71 | 0
| 593.6238 | 0.93328 |  | 596.93 | 0.00014717
| 593.8519 | 0.92865 |  | 597.16 | 0.0004415
| 594.08 | 0.92923 |  | 597.39 | 0.0004415
| 594.3082 | 0.9245 |  | 597.62 | 0.00029433
| 594.5363 | 0.92789 |  | 597.85 | 0
| 594.7644 | 0.92465 |  | 598.08 | 0.00029433
| 594.9926 | 0.92635 |  | 598.31 | 0.0004415
| 595.2208 | 0.9232 |  | 598.54 | 0.00029433
| 595.4489 | 0.92579 |  | 598.76 | 0.00058867
| 595.6771 | 0.92504 |  | 598.99 | 0.0004415
| 595.9053 | 0.92633 |  | 599.22 | 0
| 596.1335 | 0.927 |  | 599.45 | 0.00029433
| 596.3618 | 0.92543 |  | 599.68 | 0.00073584
| 596.59 | 0.9221 |  | 599.91 | 0.00014717
| 596.8182 | 0.92681 |  | 600.14 | 0.00029433
| 597.0465 | 0.92379 |  | 600.37 | 0.00014717
| 597.2747 | 0.92722 |  | 600.6 | 0
| 597.503 | 0.92482 |  | 600.83 | 0
| 597.7313 | 0.92734 |  | 601.05 | 0.00073584
| 597.9596 | 0.92717 |  | 601.28 | 0.00058867
| 598.1879 | 0.92867 |  | 601.51 | 0.00029433
| 598.4162 | 0.92577 |  | 601.74 | 0.00029433
| 598.6446 | 0.92669 |  | 601.97 | 0.00058867
| 598.8729 | 0.92521 |  | 602.2 | 0.00029433
| 599.1013 | 0.92663 |  | 602.43 | 0.00014717
| 599.3296 | 0.92152 |  | 602.66 | 0.00073584
| 599.558 | 0.92377 |  | 602.89 | 0
| 599.7864 | 0.91968 |  | 603.12 | 0
| 600.0148 | 0.92223 |  | 603.35 | 0
| 600.2432 | 0.91671 |  | 603.58 | 0.00029433
| 600.4716 | 0.91788 |  | 603.8 | 0.00029433
| 600.7 | 0.91465 |  | 604.03 | 0
| 600.9285 | 0.91902 |  | 604.26 | 0
| 601.1569 | 0.9144 |  | 604.49 | 0.00029433
| 601.3854 | 0.91337 |  | 604.72 | 0.00014717
| 601.6138 | 0.91545 |  | 604.95 | 0.00029433
| 601.8423 | 0.91389 |  | 605.18 | 0.00029433
| 602.0708 | 0.91251 |  | 605.41 | 0.00014717
| 602.2993 | 0.91396 |  | 605.64 | 0.00014717
| 602.5278 | 0.91416 |  | 605.87 | 0
| 602.7564 | 0.91445 |  | 606.1 | 0.00014717
| 602.9849 | 0.9147 |  | 606.33 | 0
| 603.2135 | 0.91567 |  | 606.56 | 0.00073584
| 603.442 | 0.91066 |  | 606.78 | 0.00014717
| 603.6706 | 0.9162 |  | 607.01 | 0
| 603.8992 | 0.91692 |  | 607.24 | 0.0004415
| 604.1278 | 0.91626 |  | 607.47 | 0.00014717
| 604.3564 | 0.91555 |  | 607.7 | 0.00029433
| 604.585 | 0.91734 |  | 607.93 | 0.00014717
| 604.8136 | 0.91607 |  | 608.16 | 0.00014717
| 605.0422 | 0.91858 |  | 608.39 | 0.00014717
| 605.2709 | 0.91921 |  | 608.62 | 0
| 605.4995 | 0.92331 |  | 608.85 | 0.00073584
| 605.7282 | 0.92124 |  | 609.08 | 0.00029433
| 605.9569 | 0.92488 |  | 609.31 | 0.00103
| 606.1856 | 0.92321 |  | 609.54 | 0.00029433
| 606.4143 | 0.92709 |  | 609.77 | 0.000883
| 606.643 | 0.9242 |  | 610 | 0.00029433
| 606.8717 | 0.92139 |  | 610.23 | 0.00014717
| 607.1004 | 0.9176 |  | 610.46 | 0
| 607.3292 | 0.91768 |  | 610.68 | 0.0004415
| 607.5579 | 0.9145 |  | 610.91 | 0.00014717
| 607.7867 | 0.91909 |  | 611.14 | 0.00058867
| 608.0155 | 0.91824 |  | 611.37 | 0.00014717
| 608.2443 | 0.92258 |  | 611.6 | 0.0004415
| 608.4731 | 0.921 |  | 611.83 | 0.00029433
| 608.7019 | 0.92178 |  | 612.06 | 0.00014717
| 608.9307 | 0.91818 |  | 612.29 | 0.00014717
| 609.1595 | 0.91708 |  | 612.52 | 0
| 609.3884 | 0.91308 |  | 612.75 | 0.00029433
| 609.6172 | 0.91855 |  | 612.98 | 0
| 609.8461 | 0.92408 |  | 613.21 | 0.00058867
| 610.0749 | 0.91028 |  | 613.44 | 0.00014717
| 610.3038 | 0.91798 |  | 613.67 | 0.00014717
| 610.5327 | 0.92112 |  | 613.9 | 0.00103
| 610.7616 | 0.92443 |  | 614.13 | 0.00073584
| 610.9905 | 0.91597 |  | 614.36 | 0.0004415
| 611.2195 | 0.91281 |  | 614.59 | 0.00014717
| 611.4484 | 0.90886 |  | 614.82 | 0.0004415
| 611.6774 | 0.9146 |  | 615.05 | 0
| 611.9063 | 0.91249 |  | 615.28 | 0
| 612.1353 | 0.91668 |  | 615.51 | 0.00014717
| 612.3643 | 0.91004 |  | 615.74 | 0.00029433
| 612.5933 | 0.91522 |  | 615.97 | 0.00014717
| 612.8223 | 0.91543 |  | 616.2 | 0.00014717
| 613.0513 | 0.9204 |  | 616.43 | 0.00029433
| 613.2803 | 0.90892 |  | 616.66 | 0.00058867
| 613.5093 | 0.92009 |  | 616.89 | 0.00014717
| 613.7384 | 0.9134 |  | 617.12 | 0.00058867
| 613.9674 | 0.91016 |  | 617.35 | 0.00014717
| 614.1965 | 0.91553 |  | 617.58 | 0.0004415
| 614.4256 | 0.91342 |  | 617.81 | 0.00029433
| 614.6547 | 0.92007 |  | 618.04 | 0.00073584
| 614.8838 | 0.9222 |  | 618.27 | 0.00014717
| 615.1129 | 0.91579 |  | 618.5 | 0.00058867
| 615.342 | 0.9119 |  | 618.73 | 0.00014717
| 615.5711 | 0.92052 |  | 618.96 | 0.00073584
| 615.8003 | 0.92616 |  | 619.18 | 0.00029433
| 616.0294 | 0.91754 |  | 619.41 | 0.00014717
| 616.2586 | 0.91186 |  | 619.64 | 0.00014717
| 616.4877 | 0.91912 |  | 619.87 | 0
| 616.7169 | 0.9223 |  | 620.1 | 0.00014717
| 616.9461 | 0.92035 |  | 620.33 | 0.00029433
| 617.1753 | 0.91708 |  | 620.56 | 0.0004415
| 617.4046 | 0.92498 |  | 620.79 | 0.00029433
| 617.6338 | 0.91788 |  | 621.02 | 0.0004415
| 617.863 | 0.9143 |  | 621.25 | 0.00014717
| 618.0923 | 0.91493 |  | 621.48 | 0.00058867
| 618.3215 | 0.91525 |  | 621.72 | 0.00058867
| 618.5508 | 0.91747 |  | 621.95 | 0.00014717
| 618.7801 | 0.9086 |  | 622.18 | 0.00029433
| 619.0094 | 0.91739 |  | 622.41 | 0.0004415
| 619.2387 | 0.9113 |  | 622.64 | 0.0004415
| 619.468 | 0.91793 |  | 622.87 | 0.0004415
| 619.6973 | 0.91394 |  | 623.1 | 0.00029433
| 619.9266 | 0.92038 |  | 623.33 | 0.00029433
| 620.156 | 0.91506 |  | 623.56 | 0
| 620.3853 | 0.92123 |  | 623.79 | 0.0004415
| 620.6147 | 0.91837 |  | 624.02 | 0.0004415
| 620.8441 | 0.9261 |  | 624.25 | 0.00014717
| 621.0735 | 0.91925 |  | 624.48 | 0.0004415
| 621.3029 | 0.90885 |  | 624.71 | 0.00014717
| 621.5323 | 0.90891 |  | 624.94 | 0.00073584
| 621.7617 | 0.91668 |  | 625.17 | 0
| 621.9911 | 0.92303 |  | 625.4 | 0.00073584
| 622.2206 | 0.9114 |  | 625.63 | 0
| 622.45 | 0.92318 |  | 625.86 | 0.00029433
| 622.6795 | 0.93328 |  | 626.09 | 0
| 622.909 | 0.91549 |  | 626.32 | 0.0004415
| 623.1384 | 0.90659 |  | 626.55 | 0.0004415
| 623.3679 | 0.91646 |  | 626.78 | 0.00014717
| 623.5974 | 0.92015 |  | 627.01 | 0.00014717
| 623.8269 | 0.91285 |  | 627.24 | 0.00014717
| 624.0565 | 0.92389 |  | 627.47 | 0
| 624.286 | 0.91704 |  | 627.7 | 0.00014717
| 624.5156 | 0.9275 |  | 627.93 | 0
| 624.7451 | 0.92224 |  | 628.16 | 0.00029433
| 624.9747 | 0.91899 |  | 628.39 | 0
| 625.2043 | 0.91768 |  | 628.62 | 0.00029433
| 625.4338 | 0.92928 |  | 628.85 | 0.00029433
| 625.6634 | 0.91975 |  | 629.08 | 0.0004415
| 625.8931 | 0.9174 |  | 629.31 | 0.0004415
| 626.1227 | 0.92005 |  | 629.54 | 0.00029433
| 626.3523 | 0.92452 |  | 629.77 | 0
| 626.582 | 0.92244 |  | 630 | 0.0004415
| 626.8116 | 0.92604 |  | 630.23 | 0.00014717
| 627.0413 | 0.93324 |  | 630.47 | 0.0004415
| 627.2709 | 0.93169 |  | 630.7 | 0.00029433
| 627.5006 | 0.93564 |  | 630.93 | 0.00029433
| 627.7303 | 0.91936 |  | 631.16 | 0.0004415
| 627.96 | 0.91988 |  | 631.39 | 0
| 628.1897 | 0.93232 |  | 631.62 | 0.00014717
| 628.4195 | 0.93361 |  | 631.85 | 0.00073584
| 628.6492 | 0.9321 |  | 632.08 | 0.0004415
| 628.879 | 0.93313 |  | 632.31 | 0
| 629.1087 | 0.92126 |  | 632.54 | 0.00073584
| 629.3385 | 0.92125 |  | 632.77 | 0.00014717
| 629.5683 | 0.93702 |  | 633 | 0
| 629.798 | 0.92249 |  | 633.23 | 0
| 630.0278 | 0.92385 |  | 633.46 | 0.00014717
| 630.2577 | 0.92426 |  | 633.69 | 0
| 630.4875 | 0.9269 |  | 633.92 | 0.00014717
| 630.7173 | 0.921 |  | 634.15 | 0
| 630.9472 | 0.93203 |  | 634.38 | 0.00014717
| 631.177 | 0.92208 |  | 634.62 | 0
| 631.4069 | 0.9209 |  | 634.85 | 0.00058867
| 631.6367 | 0.92469 |  | 635.08 | 0.00029433
| 631.8666 | 0.92905 |  | 635.31 | 0.00014717
| 632.0965 | 0.92004 |  | 635.54 | 0.00029433
| 632.3264 | 0.91142 |  | 635.77 | 0.00073584
| 632.5563 | 0.92356 |  | 636 | 0.00073584
| 632.7863 | 0.92631 |  | 636.23 | 0.00014717
| 633.0162 | 0.91828 |  | 636.46 | 0.00014717
| 633.2462 | 0.91772 |  | 636.69 | 0
| 633.4761 | 0.92121 |  | 636.92 | 0.00058867
| 633.7061 | 0.92902 |  | 637.15 | 0.00073584
| 633.9361 | 0.92814 |  | 637.38 | 0.00103
| 634.166 | 0.91942 |  | 637.62 | 0.00029433
| 634.396 | 0.92901 |  | 637.85 | 0.000883
| 634.6261 | 0.91488 |  | 638.08 | 0
| 634.8561 | 0.9273 |  | 638.31 | 0
| 635.0861 | 0.92605 |  | 638.54 | 0.0004415
| 635.3162 | 0.92272 |  | 638.77 | 0.00073584
| 635.5462 | 0.92714 |  | 639 | 0.00014717
| 635.7763 | 0.92266 |  | 639.23 | 0.00073584
| 636.0063 | 0.91447 |  | 639.46 | 0.00029433
| 636.2364 | 0.91665 |  | 639.69 | 0.00014717
| 636.4665 | 0.91433 |  | 639.92 | 0.00058867
| 636.6966 | 0.90907 |  | 640.15 | 0.0004415
| 636.9267 | 0.92258 |  | 640.39 | 0.000883
| 637.1569 | 0.91643 |  | 640.62 | 0.00014717
| 637.387 | 0.9159 |  | 640.85 | 0
| 637.6171 | 0.91735 |  | 641.08 | 0.0004415
| 637.8473 | 0.92674 |  | 641.31 | 0.00029433
| 638.0775 | 0.92417 |  | 641.54 | 0.0004415
| 638.3076 | 0.90944 |  | 641.77 | 0.00058867
| 638.5378 | 0.9149 |  | 642 | 0.00029433
| 638.768 | 0.91559 |  | 642.23 | 0.0004415
| 638.9982 | 0.91368 |  | 642.46 | 0.0004415
| 639.2285 | 0.91171 |  | 642.7 | 0.00103
| 639.4587 | 0.91718 |  | 642.93 | 0.00014717
| 639.6889 | 0.91253 |  | 643.16 | 0.00014717
| 639.9192 | 0.90608 |  | 643.39 | 0.00014717
| 640.1494 | 0.91028 |  | 643.62 | 0.0004415
| 640.3797 | 0.91901 |  | 643.85 | 0.00014717
| 640.61 | 0.91415 |  | 644.08 | 0.00029433
| 640.8403 | 0.91624 |  | 644.31 | 0.00058867
| 641.0706 | 0.9016 |  | 644.54 | 0.0004415
| 641.3009 | 0.90953 |  | 644.78 | 0.00029433
| 641.5312 | 0.90749 |  | 645.01 | 0.00029433
| 641.7616 | 0.90719 |  | 645.24 | 0.00029433
| 641.9919 | 0.90642 |  | 645.47 | 0.00073584
| 642.2223 | 0.9003 |  | 645.7 | 0
| 642.4526 | 0.9023 |  | 645.93 | 0.00073584
| 642.683 | 0.90598 |  | 646.16 | 0.00058867
| 642.9134 | 0.89704 |  | 646.39 | 0.00014717
| 643.1438 | 0.89737 |  | 646.63 | 0.00029433
| 643.3742 | 0.90233 |  | 646.86 | 0.00029433
| 643.6046 | 0.89947 |  | 647.09 | 0.0004415
| 643.835 | 0.90493 |  | 647.32 | 0.0004415
| 644.0655 | 0.9117 |  | 647.55 | 0.00058867
| 644.2959 | 0.90658 |  | 647.78 | 0.00014717
| 644.5264 | 0.91085 |  | 648.01 | 0.00029433
| 644.7568 | 0.91321 |  | 648.24 | 0.00073584
| 644.9873 | 0.90701 |  | 648.48 | 0.00058867
| 645.2178 | 0.91353 |  | 648.71 | 0.000883
| 645.4483 | 0.90396 |  | 648.94 | 0.00029433
| 645.6788 | 0.89818 |  | 649.17 | 0.00014717
| 645.9093 | 0.90038 |  | 649.4 | 0
| 646.1399 | 0.89089 |  | 649.63 | 0.00073584
| 646.3704 | 0.89211 |  | 649.86 | 0.00014717
| 646.601 | 0.8955 |  | 650.1 | 0
| 646.8315 | 0.89804 |  | 650.33 | 0.00014717
| 647.0621 | 0.89799 |  | 650.56 | 0.00029433
| 647.2927 | 0.90333 |  | 650.79 | 0
| 647.5233 | 0.89774 |  | 651.02 | 0.00058867
| 647.7539 | 0.90455 |  | 651.25 | 0.00058867
| 647.9845 | 0.90375 |  | 651.48 | 0.00014717
| 648.2151 | 0.90262 |  | 651.72 | 0.00014717
| 648.4457 | 0.9035 |  | 651.95 | 0.0004415
| 648.6764 | 0.89249 |  | 652.18 | 0.00014717
| 648.907 | 0.89834 |  | 652.41 | 0.00014717
| 649.1377 | 0.89544 |  | 652.64 | 0
| 649.3684 | 0.89441 |  | 652.87 | 0.00029433
| 649.5991 | 0.89818 |  | 653.1 | 0.00058867
| 649.8297 | 0.89575 |  | 653.34 | 0.00029433
| 650.0605 | 0.89147 |  | 653.57 | 0
| 650.2912 | 0.89616 |  | 653.8 | 0
| 650.5219 | 0.89828 |  | 654.03 | 0.0004415
| 650.7526 | 0.8911 |  | 654.26 | 0.00014717
| 650.9834 | 0.90017 |  | 654.49 | 0.00118
| 651.2141 | 0.90032 |  | 654.73 | 0.00014717
| 651.4449 | 0.89968 |  | 654.96 | 0.00029433
| 651.6757 | 0.90096 |  | 655.19 | 0.0004415
| 651.9065 | 0.89637 |  | 655.42 | 0
| 652.1373 | 0.89844 |  | 655.65 | 0.0004415
| 652.3681 | 0.89623 |  | 655.88 | 0.000883
| 652.5989 | 0.89612 |  | 656.12 | 0.00103
| 652.8297 | 0.89487 |  | 656.35 | 0.00029433
| 653.0606 | 0.90328 |  | 656.58 | 0.00029433
| 653.2914 | 0.90038 |  | 656.81 | 0.00029433
| 653.5223 | 0.89089 |  | 657.04 | 0.0004415
| 653.7531 | 0.89211 |  | 657.27 | 0.00014717
| 653.984 | 0.8955 |  | 657.51 | 0.00014717
| 654.2149 | 0.89804 |  | 657.74 | 0.0004415
| 654.4458 | 0.89799 |  | 657.97 | 0.0004415
| 654.6767 | 0.90333 |  | 658.2 | 0.00058867
| 654.9076 | 0.89774 |  | 658.43 | 0.00058867
| 655.1386 | 0.90455 |  | 658.66 | 0.00029433
| 655.3695 | 0.90375 |  | 658.9 | 0.000883
| 655.6005 | 0.90262 |  | 659.13 | 0.00014717
| 655.8314 | 0.90038 |  | 659.36 | 0
| 656.0624 | 0.89089 |  | 659.59 | 0.00014717
| 656.2934 | 0.89211 |  | 659.82 | 0.00058867
| 656.5244 | 0.8955 |  | 660.06 | 0.00029433
| 656.7554 | 0.89804 |  | 660.29 | 0.00014717
| 656.9864 | 0.89799 |  | 660.52 | 0.00029433
| 657.2174 | 0.90333 |  | 660.75 | 0.00029433
| 657.4484 | 0.89774 |  | 660.98 | 0.00014717
| 657.6795 | 0.90455 |  | 661.21 | 0.00073584
| 657.9105 | 0.90375 |  | 661.45 | 0.00029433
| 658.1416 | 0.90262 |  | 661.68 | 0.00058867
| 658.3727 | 0.90805 |  | 661.91 | 0.00014717
| 658.6038 | 0.89517 |  | 662.14 | 0.0004415
| 658.8348 | 0.89047 |  | 662.37 | 0
| 659.066 | 0.88749 |  | 662.61 | 0.0004415
| 659.2971 | 0.88094 |  | 662.84 | 0.00029433
| 659.5282 | 0.88226 |  | 663.07 | 0.00014717
| 659.7593 | 0.87654 |  | 663.3 | 0
| 659.9905 | 0.87759 |  | 663.53 | 0.00029433
| 660.2216 | 0.87417 |  | 663.77 | 0.00073584
| 660.4528 | 0.87856 |  | 664 | 0.0004415
| 660.684 | 0.87412 |  | 664.23 | 0
| 660.9151 | 0.87673 |  | 664.46 | 0.00014717
| 661.1463 | 0.87626 |  | 664.69 | 0.00014717
| 661.3775 | 0.87561 |  | 664.93 | 0.0004415
| 661.6088 | 0.87286 |  | 665.16 | 0.00014717
| 661.84 | 0.87361 |  | 665.39 | 0.00014717
| 662.0712 | 0.87193 |  | 665.62 | 0.000883
| 662.3025 | 0.87338 |  | 665.85 | 0.00029433
| 662.5337 | 0.87026 |  | 666.09 | 0.00073584
| 662.765 | 0.87068 |  | 666.32 | 0.00014717
| 662.9963 | 0.86767 |  | 666.55 | 0.00029433
| 663.2276 | 0.87212 |  | 666.78 | 0.00029433
| 663.4589 | 0.87212 |  | 667.02 | 0.00029433
| 663.6902 | 0.8701 |  | 667.25 | 0.00058867
| 663.9215 | 0.8678 |  | 667.48 | 0
| 664.1528 | 0.86981 |  | 667.71 | 0.00058867
| 664.3841 | 0.86798 |  | 667.94 | 0.00029433
| 664.6155 | 0.87032 |  | 668.18 | 0.0004415
| 664.8468 | 0.86472 |  | 668.41 | 0.00014717
| 665.0782 | 0.86965 |  | 668.64 | 0.00029433
| 665.3096 | 0.86568 |  | 668.87 | 0.0004415
| 665.541 | 0.86623 |  | 669.11 | 0.00014717
| 665.7724 | 0.86395 |  | 669.34 | 0.00014717
| 666.0038 | 0.86667 |  | 669.57 | 0.000883
| 666.2352 | 0.86125 |  | 669.8 | 0.00029433
| 666.4666 | 0.86553 |  | 670.03 | 0.00014717
| 666.6981 | 0.8606 |  | 670.27 | 0.00014717
| 666.9295 | 0.85995 |  | 670.5 | 0.00073584
| 667.161 | 0.85811 |  | 670.73 | 0.0004415
| 667.3924 | 0.85852 |  | 670.96 | 0.00029433
| 667.6239 | 0.85675 |  | 671.2 | 0.00014717
| 667.8554 | 0.85717 |  | 671.43 | 0.00058867
| 668.0869 | 0.85346 |  | 671.66 | 0.00058867
| 668.3184 | 0.85571 |  | 671.89 | 0.00014717
| 668.5499 | 0.8539 |  | 672.13 | 0.00014717
| 668.7815 | 0.85485 |  | 672.36 | 0.00029433
| 669.013 | 0.85286 |  | 672.59 | 0.00029433
| 669.2445 | 0.8572 |  | 672.82 | 0.0004415
| 669.4761 | 0.85407 |  | 673.06 | 0.00073584
| 669.7077 | 0.85705 |  | 673.29 | 0.00073584
| 669.9393 | 0.85371 |  | 673.52 | 0.00014717
| 670.1708 | 0.85433 |  | 673.75 | 0
| 670.4024 | 0.85212 |  | 673.99 | 0.00029433
| 670.634 | 0.84899 |  | 674.22 | 0.00058867
| 670.8657 | 0.84809 |  | 674.45 | 0.00029433
| 671.0973 | 0.8475 |  | 674.68 | 0.00058867
| 671.3289 | 0.84773 |  | 674.92 | 0.00073584
| 671.5606 | 0.84609 |  | 675.15 | 0.00132
| 671.7922 | 0.84124 |  | 675.38 | 0.00058867
| 672.0239 | 0.84195 |  | 675.61 | 0.00118
| 672.2556 | 0.84303 |  | 675.85 | 0.00132
| 672.4873 | 0.84581 |  | 676.08 | 0.0004415
| 672.719 | 0.8403 |  | 676.31 | 0
| 672.9507 | 0.84583 |  | 676.54 | 0.00058867
| 673.1824 | 0.83793 |  | 676.78 | 0.00014717
| 673.4141 | 0.83666 |  | 677.01 | 0.000883
| 673.6459 | 0.83072 |  | 677.24 | 0.00014717
| 673.8776 | 0.82907 |  | 677.47 | 0.00058867
| 674.1094 | 0.82452 |  | 677.71 | 0.00073584
| 674.3411 | 0.82701 |  | 677.94 | 0.00014717
| 674.5729 | 0.82527 |  | 678.17 | 0.00029433
| 674.8047 | 0.82815 |  | 678.4 | 0.00014717
| 675.0365 | 0.82807 |  | 678.64 | 0.00014717
| 675.2683 | 0.82573 |  | 678.87 | 0.000883
| 675.5001 | 0.82661 |  | 679.1 | 0.00014717
| 675.732 | 0.82325 |  | 679.34 | 0.0004415
| 675.9638 | 0.82023 |  | 679.57 | 0.0004415
| 676.1956 | 0.82291 |  | 679.8 | 0.00014717
| 676.4275 | 0.8197 |  | 680.03 | 0.000883
| 676.6594 | 0.82247 |  | 680.27 | 0.00029433
| 676.8913 | 0.82309 |  | 680.5 | 0.00029433
| 677.1231 | 0.82297 |  | 680.73 | 0.000883
| 677.355 | 0.81976 |  | 680.96 | 0.00014717
| 677.5869 | 0.82029 |  | 681.2 | 0.00029433
| 677.8189 | 0.81875 |  | 681.43 | 0.00073584
| 678.0508 | 0.81996 |  | 681.66 | 0.00029433
| 678.2827 | 0.81808 |  | 681.9 | 0.00014717
| 678.5147 | 0.81655 |  | 682.13 | 0.00073584
| 678.7466 | 0.81462 |  | 682.36 | 0.00058867
| 678.9786 | 0.81506 |  | 682.59 | 0.00014717
| 679.2106 | 0.81354 |  | 682.83 | 0.0004415
| 679.4426 | 0.81324 |  | 683.06 | 0.0004415
| 679.6746 | 0.81316 |  | 683.29 | 0.00029433
| 679.9066 | 0.81585 |  | 683.53 | 0.00058867
| 680.1386 | 0.81045 |  | 683.76 | 0.000883
| 680.3706 | 0.81099 |  | 683.99 | 0.00014717
| 680.6026 | 0.81028 |  | 684.22 | 0.000883
| 680.8347 | 0.81102 |  | 684.46 | 0.00073584
| 681.0668 | 0.80377 |  | 684.69 | 0.00014717
| 681.2988 | 0.80747 |  | 684.92 | 0.00132
| 681.5309 | 0.80851 |  | 685.16 | 0.00058867
| 681.763 | 0.80814 |  | 685.39 | 0.00103
| 681.9951 | 0.80652 |  | 685.62 | 0.00014717
| 682.2272 | 0.81015 |  | 685.86 | 0.00103
| 682.4593 | 0.81006 |  | 686.09 | 0.000883
| 682.6914 | 0.81007 |  | 686.32 | 0.0004415
| 682.9236 | 0.81219 |  | 686.55 | 0.00014717
| 683.1557 | 0.80813 |  | 686.79 | 0.00073584
| 683.3879 | 0.80801 |  | 687.02 | 0.0004415
| 683.62 | 0.80718 |  | 687.25 | 0.00132
| 683.8522 | 0.80658 |  | 687.49 | 0.00014717
| 684.0844 | 0.8083 |  | 687.72 | 0.00029433
| 684.3166 | 0.80805 |  | 687.95 | 0.00014717
| 684.5488 | 0.81142 |  | 688.19 | 0.00029433
| 684.781 | 0.80605 |  | 688.42 | 0.0004415
| 685.0132 | 0.80881 |  | 688.65 | 0.0004415
| 685.2455 | 0.80697 |  | 688.89 | 0
| 685.4777 | 0.80448 |  | 689.12 | 0.00058867
| 685.71 | 0.80275 |  | 689.35 | 0.00014717
| 685.9422 | 0.80444 |  | 689.58 | 0.00014717
| 686.1745 | 0.80453 |  | 689.82 | 0.00118
| 686.4068 | 0.80507 |  | 690.05 | 0.0004415
| 686.6391 | 0.80634 |  | 690.28 | 0.00073584
| 686.8714 | 0.80597 |  | 690.52 | 0.00073584
| 687.1037 | 0.80352 |  | 690.75 | 0.00014717
| 687.336 | 0.80597 |  | 690.98 | 0.00029433
| 687.5683 | 0.80231 |  | 691.22 | 0.00118
| 687.8007 | 0.80642 |  | 691.45 | 0.00058867
| 688.033 | 0.80376 |  | 691.68 | 0.00014717
| 688.2654 | 0.80117 |  | 691.92 | 0.00058867
| 688.4978 | 0.8003 |  | 692.15 | 0.00014717
| 688.7301 | 0.80309 |  | 692.38 | 0
| 688.9625 | 0.80265 |  | 692.62 | 0.00073584
| 689.1949 | 0.80298 |  | 692.85 | 0.00058867
| 689.4273 | 0.79979 |  | 693.08 | 0.0004415
| 689.6598 | 0.80568 |  | 693.32 | 0.00014717
| 689.8922 | 0.80023 |  | 693.55 | 0.00014717
| 690.1246 | 0.80149 |  | 693.78 | 0.00073584
| 690.3571 | 0.7991 |  | 694.02 | 0.00014717
| 690.5895 | 0.79855 |  | 694.25 | 0.00058867
| 690.822 | 0.79596 |  | 694.48 | 0
| 691.0545 | 0.7952 |  | 694.72 | 0.00029433
| 691.287 | 0.79677 |  | 694.95 | 0.00029433
| 691.5195 | 0.79819 |  | 695.18 | 0.00103
| 691.752 | 0.79688 |  | 695.42 | 0.00029433
| 691.9845 | 0.79775 |  | 695.65 | 0.00073584
| 692.217 | 0.79637 |  | 695.88 | 0
| 692.4496 | 0.79897 |  | 696.12 | 0.00073584
| 692.6821 | 0.79572 |  | 696.35 | 0.00014717
| 692.9147 | 0.79754 |  | 696.58 | 0.00073584
| 693.1472 | 0.79782 |  | 696.82 | 0
| 693.3798 | 0.79982 |  | 697.05 | 0.0004415
| 693.6124 | 0.80184 |  | 697.28 | 0.00029433
| 693.845 | 0.80759 |  | 697.52 | 0.00103
| 694.0776 | 0.79714 |  | 697.75 | 0.000883
| 694.3102 | 0.8056 |  | 697.99 | 0.00073584
| 694.5428 | 0.80576 |  | 698.22 | 0.00073584
| 694.7755 | 0.8096 |  | 698.45 | 0.0004415
| 695.0081 | 0.80835 |  | 698.69 | 0.00014717
| 695.2408 | 0.80833 |  | 698.92 | 0.0004415
| 695.4734 | 0.81375 |  | 699.15 | 0.00132
| 695.7061 | 0.81318 |  | 699.39 | 0.00029433
| 695.9388 | 0.81517 |  | 699.62 | 0.00073584
| 696.1715 | 0.81295 |  | 699.85 | 0.00029433
| 696.4042 | 0.81604 |  | 700.09 | 0
| 696.6369 | 0.81489 |  | 700.32 | 0.000883
| 696.8696 | 0.8162 |  | 700.55 | 0.00103
| 697.1024 | 0.81451 |  | 700.79 | 0.000883
| 697.3351 | 0.81596 |  | 701.02 | 0.0004415
| 697.5678 | 0.81692 |  | 701.26 | 0.00058867
| 697.8006 | 0.81413 |  | 701.49 | 0.0004415
| 698.0334 | 0.81728 |  | 701.72 | 0.00073584
| 698.2662 | 0.81637 |  | 701.96 | 0.00029433
| 698.4989 | 0.81035 |  | 702.19 | 0.00029433
| 698.7317 | 0.81068 |  | 702.42 | 0.00058867
| 698.9646 | 0.80691 |  | 702.66 | 0.0004415
| 699.1974 | 0.80918 |  | 702.89 | 0.00058867
| 699.4302 | 0.80341 |  | 703.13 | 0.000883
| 699.663 | 0.81024 |  | 703.36 | 0.00058867
| 699.8959 | 0.80424 |  | 703.59 | 0.0004415
| 700.1287 | 0.80516 |  | 703.83 | 0.00073584
| 700.3616 | 0.80664 |  | 704.06 | 0.00058867
| 700.5945 | 0.80361 |  | 704.29 | 0.00073584
| 700.8274 | 0.8049 |  | 704.53 | 0.000883
| 701.0603 | 0.80668 |  | 704.76 | 0.000883
| 701.2932 | 0.80397 |  | 705 | 0.00014717
| 701.5261 | 0.80292 |  | 705.23 | 0.00132
| 701.759 | 0.80323 |  | 705.46 | 0.00118
| 701.9919 | 0.80393 |  | 705.7 | 0.00132
| 702.2249 | 0.80325 |  | 705.93 | 0.0004415
| 702.4578 | 0.80498 |  | 706.17 | 0.000883
| 702.6908 | 0.80161 |  | 706.4 | 0.00118
| 702.9238 | 0.80606 |  | 706.63 | 0.00058867
| 703.1568 | 0.80347 |  | 706.87 | 0.00073584
| 703.3898 | 0.80355 |  | 707.1 | 0.00132
| 703.6228 | 0.80314 |  | 707.33 | 0.00073584
| 703.8558 | 0.80404 |  | 707.57 | 0.000883
| 704.0888 | 0.80568 |  | 707.8 | 0.00029433
| 704.3218 | 0.80703 |  | 708.04 | 0.00073584
| 704.5549 | 0.80618 |  | 708.27 | 0.00073584
| 704.7879 | 0.8093 |  | 708.5 | 0.00147
| 705.021 | 0.80412 |  | 708.74 | 0.00029433
| 705.254 | 0.80943 |  | 708.97 | 0.00177
| 705.4871 | 0.80771 |  | 709.21 | 0.00162
| 705.7202 | 0.80594 |  | 709.44 | 0.00073584
| 705.9533 | 0.80572 |  | 709.67 | 0.000883
| 706.1864 | 0.80433 |  | 709.91 | 0.00162
| 706.4195 | 0.80486 |  | 710.14 | 0.00103
| 706.6526 | 0.81041 |  | 710.38 | 0.00132
| 706.8858 | 0.80806 |  | 710.61 | 0.00014717
| 707.1189 | 0.8154 |  | 710.84 | 0.00132
| 707.3521 | 0.81327 |  | 711.08 | 0.000883
| 707.5852 | 0.81674 |  | 711.31 | 0.00147
| 707.8184 | 0.81188 |  | 711.55 | 0.00103
| 708.0516 | 0.81569 |  | 711.78 | 0.00103
| 708.2848 | 0.81233 |  | 712.02 | 0.00118
| 708.518 | 0.81614 |  | 712.25 | 0.00162
| 708.7512 | 0.81323 |  | 712.48 | 0.00058867
| 708.9844 | 0.81789 |  | 712.72 | 0.00132
| 709.2177 | 0.81968 |  | 712.95 | 0.00191
| 709.4509 | 0.82421 |  | 713.19 | 0.00073584
| 709.6842 | 0.82716 |  | 713.42 | 0.00103
| 709.9174 | 0.82859 |  | 713.65 | 0.00132
| 710.1507 | 0.82768 |  | 713.89 | 0.00132
| 710.384 | 0.8274 |  | 714.12 | 0.00103
| 710.6173 | 0.82783 |  | 714.36 | 0.00118
| 710.8506 | 0.82964 |  | 714.59 | 0.00191
| 711.0839 | 0.82718 |  | 714.83 | 0.00177
| 711.3172 | 0.83117 |  | 715.06 | 0.00221
| 711.5505 | 0.82768 |  | 715.29 | 0.00118
| 711.7838 | 0.83159 |  | 715.53 | 0.00147
| 712.0172 | 0.8335 |  | 715.76 | 0.00058867
| 712.2505 | 0.83422 |  | 716 | 0.00073584
| 712.4839 | 0.83391 |  | 716.23 | 0.000883
| 712.7173 | 0.83358 |  | 716.47 | 0.00162
| 712.9507 | 0.83753 |  | 716.7 | 0.00118
| 713.1841 | 0.83766 |  | 716.93 | 0.00191
| 713.4175 | 0.83895 |  | 717.17 | 0.00177
| 713.6509 | 0.84098 |  | 717.4 | 0.00147
| 713.8843 | 0.8452 |  | 717.64 | 0.00132
| 714.1177 | 0.84499 |  | 717.87 | 0.00103
| 714.3512 | 0.84365 |  | 718.11 | 0.00147
| 714.5846 | 0.84826 |  | 718.34 | 0.00221
| 714.8181 | 0.85095 |  | 718.58 | 0.00235
| 715.0515 | 0.85505 |  | 718.81 | 0.00191
| 715.285 | 0.85571 |  | 719.04 | 0.00132
| 715.5185 | 0.85663 |  | 719.28 | 0.00177
| 715.752 | 0.85327 |  | 719.51 | 0.00073584
| 715.9855 | 0.85954 |  | 719.75 | 0.00191
| 716.219 | 0.85483 |  | 719.98 | 0.0028
| 716.4525 | 0.85553 |  | 720.22 | 0.00118
| 716.6861 | 0.85945 |  | 720.45 | 0.00118
| 716.9196 | 0.86018 |  | 720.69 | 0.00177
| 717.1532 | 0.86235 |  | 720.92 | 0.00132
| 717.3867 | 0.86595 |  | 721.15 | 0.00191
| 717.6203 | 0.8596 |  | 721.39 | 0.00191
| 717.8539 | 0.86267 |  | 721.62 | 0.00235
| 718.0875 | 0.85899 |  | 721.86 | 0.00265
| 718.3211 | 0.85698 |  | 722.09 | 0.0028
| 718.5547 | 0.8535 |  | 722.33 | 0.000883
| 718.7883 | 0.85747 |  | 722.56 | 0.00206
| 719.0219 | 0.85545 |  | 722.8 | 0.00206
| 719.2556 | 0.85702 |  | 723.03 | 0.00191
| 719.4892 | 0.85513 |  | 723.27 | 0.00221
| 719.7229 | 0.85452 |  | 723.5 | 0.0025
| 719.9566 | 0.84981 |  | 723.73 | 0.00191
| 720.1902 | 0.85099 |  | 723.97 | 0.00324
| 720.4239 | 0.85081 |  | 724.2 | 0.00221
| 720.6576 | 0.85374 |  | 724.44 | 0.0025
| 720.8913 | 0.84986 |  | 724.67 | 0.00206
| 721.125 | 0.84853 |  | 724.91 | 0.00294
| 721.3588 | 0.8465 |  | 725.14 | 0.0025
| 721.5925 | 0.85132 |  | 725.38 | 0.00338
| 721.8262 | 0.84647 |  | 725.61 | 0.0025
| 722.06 | 0.84994 |  | 725.85 | 0.0028
| 722.2937 | 0.84201 |  | 726.08 | 0.00309
| 722.5275 | 0.84352 |  | 726.32 | 0.00338
| 722.7613 | 0.83964 |  | 726.55 | 0.00235
| 722.9951 | 0.83783 |  | 726.79 | 0.00235
| 723.2289 | 0.83773 |  | 727.02 | 0.00353
| 723.4627 | 0.83844 |  | 727.25 | 0.00235
| 723.6965 | 0.83761 |  | 727.49 | 0.00294
| 723.9303 | 0.84003 |  | 727.72 | 0.00338
| 724.1642 | 0.84142 |  | 727.96 | 0.00265
| 724.398 | 0.84213 |  | 728.19 | 0.00353
| 724.6319 | 0.84133 |  | 728.43 | 0.00427
| 724.8657 | 0.84007 |  | 728.66 | 0.00397
| 725.0996 | 0.83402 |  | 728.9 | 0.00397
| 725.3335 | 0.8343 |  | 729.13 | 0.00456
| 725.5674 | 0.82931 |  | 729.37 | 0.00383
| 725.8013 | 0.82899 |  | 729.6 | 0.00368
| 726.0352 | 0.83044 |  | 729.84 | 0.00324
| 726.2691 | 0.8327 |  | 730.07 | 0.00442
| 726.503 | 0.8324 |  | 730.31 | 0.00383
| 726.737 | 0.83681 |  | 730.54 | 0.00471
| 726.9709 | 0.83538 |  | 730.78 | 0.00456
| 727.2049 | 0.83581 |  | 731.01 | 0.005
| 727.4388 | 0.83645 |  | 731.25 | 0.00442
| 727.6728 | 0.83666 |  | 731.48 | 0.00456
| 727.9068 | 0.83477 |  | 731.72 | 0.00471
| 728.1408 | 0.83344 |  | 731.95 | 0.0053
| 728.3748 | 0.83113 |  | 732.19 | 0.00545
| 728.6088 | 0.83509 |  | 732.42 | 0.00559
| 728.8428 | 0.82953 |  | 732.66 | 0.00589
| 729.0769 | 0.83164 |  | 732.89 | 0.00574
| 729.3109 | 0.83116 |  | 733.13 | 0.00618
| 729.5449 | 0.83089 |  | 733.36 | 0.005
| 729.779 | 0.82769 |  | 733.6 | 0.00618
| 730.0131 | 0.82936 |  | 733.83 | 0.00589
| 730.2471 | 0.82547 |  | 734.07 | 0.00515
| 730.4812 | 0.83023 |  | 734.3 | 0.00736
| 730.7153 | 0.82841 |  | 734.54 | 0.00559
| 730.9494 | 0.82485 |  | 734.77 | 0.00648
| 731.1836 | 0.82592 |  | 735.01 | 0.00736
| 731.4177 | 0.82819 |  | 735.24 | 0.00677
| 731.6518 | 0.82666 |  | 735.48 | 0.00662
| 731.886 | 0.82659 |  | 735.71 | 0.00795
| 732.1201 | 0.82521 |  | 735.95 | 0.00854
| 732.3543 | 0.82396 |  | 736.18 | 0.00883
| 732.5884 | 0.82424 |  | 736.42 | 0.00795
| 732.8226 | 0.8212 |  | 736.65 | 0.00883
| 733.0568 | 0.81834 |  | 736.89 | 0.00868
| 733.291 | 0.8177 |  | 737.12 | 0.00927
| 733.5252 | 0.81757 |  | 737.36 | 0.01001
| 733.7594 | 0.81739 |  | 737.59 | 0.01118
| 733.9936 | 0.81922 |  | 737.83 | 0.01045
| 734.2279 | 0.81711 |  | 738.06 | 0.0106
| 734.4621 | 0.81585 |  | 738.3 | 0.0106
| 734.6964 | 0.81671 |  | 738.53 | 0.01192
| 734.9306 | 0.80967 |  | 738.77 | 0.01118
| 735.1649 | 0.81208 |  | 739.01 | 0.01236
| 735.3992 | 0.80716 |  | 739.24 | 0.01266
| 735.6335 | 0.80602 |  | 739.48 | 0.01413
| 735.8678 | 0.80383 |  | 739.71 | 0.01295
| 736.1021 | 0.80221 |  | 739.95 | 0.01354
| 736.3364 | 0.8018 |  | 740.18 | 0.01457
| 736.5707 | 0.80251 |  | 740.42 | 0.01442
| 736.8051 | 0.79874 |  | 740.65 | 0.01428
| 737.0394 | 0.79884 |  | 740.89 | 0.01648
| 737.2738 | 0.79679 |  | 741.12 | 0.01589
| 737.5081 | 0.79612 |  | 741.36 | 0.01751
| 737.7425 | 0.79386 |  | 741.59 | 0.0181
| 737.9769 | 0.79413 |  | 741.83 | 0.0184
| 738.2113 | 0.79019 |  | 742.06 | 0.01869
| 738.4457 | 0.79114 |  | 742.3 | 0.01957
| 738.6801 | 0.7874 |  | 742.53 | 0.01943
| 738.9145 | 0.79035 |  | 742.77 | 0.02119
| 739.1489 | 0.78354 |  | 743.01 | 0.02075
| 739.3834 | 0.78576 |  | 743.24 | 0.02222
| 739.6178 | 0.77928 |  | 743.48 | 0.02325
| 739.8523 | 0.78198 |  | 743.71 | 0.02458
| 740.0867 | 0.78139 |  | 743.95 | 0.02384
| 740.3212 | 0.78183 |  | 744.18 | 0.02517
| 740.5557 | 0.7742 |  | 744.42 | 0.02605
| 740.7902 | 0.7741 |  | 744.65 | 0.02723
| 741.0247 | 0.77087 |  | 744.89 | 0.02708
| 741.2592 | 0.77074 |  | 745.12 | 0.02767
| 741.4937 | 0.76776 |  | 745.36 | 0.02781
| 741.7282 | 0.76899 |  | 745.6 | 0.0312
| 741.9628 | 0.7646 |  | 745.83 | 0.03238
| 742.1973 | 0.76573 |  | 746.07 | 0.03238
| 742.4319 | 0.76397 |  | 746.3 | 0.03297
| 742.6664 | 0.76399 |  | 746.54 | 0.03517
| 742.901 | 0.76439 |  | 746.77 | 0.03591
| 743.1356 | 0.76235 |  | 747.01 | 0.03723
| 743.3702 | 0.75619 |  | 747.24 | 0.0365
| 743.6048 | 0.75715 |  | 747.48 | 0.03826
| 743.8394 | 0.75312 |  | 747.72 | 0.03929
| 744.074 | 0.7556 |  | 747.95 | 0.04091
| 744.3086 | 0.75424 |  | 748.19 | 0.04047
| 744.5433 | 0.75202 |  | 748.42 | 0.04327
| 744.7779 | 0.7492 |  | 748.66 | 0.04312
| 745.0126 | 0.75114 |  | 748.89 | 0.04518
| 745.2472 | 0.7488 |  | 749.13 | 0.04459
| 745.4819 | 0.74872 |  | 749.37 | 0.04577
| 745.7166 | 0.74718 |  | 749.6 | 0.04812
| 745.9513 | 0.74815 |  | 749.84 | 0.05092
| 746.186 | 0.74419 |  | 750.07 | 0.0496
| 746.4207 | 0.74383 |  | 750.31 | 0.0521
| 746.6554 | 0.74239 |  | 750.54 | 0.05445
| 746.8902 | 0.73929 |  | 750.78 | 0.05533
| 747.1249 | 0.73827 |  | 751.01 | 0.05725
| 747.3596 | 0.73639 |  | 751.25 | 0.05769
| 747.5944 | 0.73552 |  | 751.49 | 0.05857
| 747.8292 | 0.73485 |  | 751.72 | 0.0596
| 748.0639 | 0.73295 |  | 751.96 | 0.06019
| 748.2987 | 0.73255 |  | 752.19 | 0.06269
| 748.5335 | 0.73018 |  | 752.43 | 0.06402
| 748.7683 | 0.72946 |  | 752.67 | 0.06593
| 749.0031 | 0.72584 |  | 752.9 | 0.06667
| 749.2379 | 0.72863 |  | 753.14 | 0.06726
| 749.4728 | 0.72377 |  | 753.37 | 0.07035
| 749.7076 | 0.72296 |  | 753.61 | 0.07049
| 749.9424 | 0.72225 |  | 753.84 | 0.07035
| 750.1773 | 0.72591 |  | 754.08 | 0.07403
| 750.4122 | 0.72226 |  | 754.32 | 0.07476
| 750.647 | 0.72092 |  | 754.55 | 0.07682
| 750.8819 | 0.71777 |  | 754.79 | 0.07785
| 751.1168 | 0.71683 |  | 755.02 | 0.07873
| 751.3517 | 0.71265 |  | 755.26 | 0.08109
| 751.5866 | 0.71375 |  | 755.5 | 0.08227
| 751.8215 | 0.71028 |  | 755.73 | 0.08197
| 752.0565 | 0.71114 |  | 755.97 | 0.0855
| 752.2914 | 0.71332 |  | 756.2 | 0.08742
| 752.5263 | 0.71321 |  | 756.44 | 0.09051
| 752.7613 | 0.70724 |  | 756.68 | 0.09169
| 752.9963 | 0.71 |  | 756.91 | 0.09095
| 753.2312 | 0.70463 |  | 757.15 | 0.0933
| 753.4662 | 0.70511 |  | 757.38 | 0.09669
| 753.7012 | 0.70007 |  | 757.62 | 0.09772
| 753.9362 | 0.7 |  | 757.85 | 0.09948
| 754.1712 | 0.69986 |  | 758.09 | 0.10052
| 754.4062 | 0.6974 |  | 758.33 | 0.10596
| 754.6412 | 0.69741 |  | 758.56 | 0.10581
| 754.8763 | 0.68934 |  | 758.8 | 0.10758
| 755.1113 | 0.69172 |  | 759.04 | 0.10949
| 755.3464 | 0.68461 |  | 759.27 | 0.1117
| 755.5814 | 0.68708 |  | 759.51 | 0.11376
| 755.8165 | 0.68698 |  | 759.74 | 0.11597
| 756.0516 | 0.68295 |  | 759.98 | 0.11803
| 756.2867 | 0.68519 |  | 760.22 | 0.11994
| 756.5218 | 0.68421 |  | 760.45 | 0.12185
| 756.7569 | 0.68217 |  | 760.69 | 0.12465
| 756.992 | 0.68206 |  | 760.92 | 0.12804
| 757.2271 | 0.67719 |  | 761.16 | 0.1273
| 757.4623 | 0.67885 |  | 761.4 | 0.13068
| 757.6974 | 0.67356 |  | 761.63 | 0.13304
| 757.9325 | 0.67297 |  | 761.87 | 0.13554
| 758.1677 | 0.66533 |  | 762.1 | 0.13745
| 758.4029 | 0.66663 |  | 762.34 | 0.13819
| 758.6381 | 0.6646 |  | 762.58 | 0.13996
| 758.8732 | 0.66538 |  | 762.81 | 0.14761
| 759.1084 | 0.66767 |  | 763.05 | 0.14776
| 759.3436 | 0.66815 |  | 763.29 | 0.1479
| 759.5789 | 0.66581 |  | 763.52 | 0.15276
| 759.8141 | 0.66456 |  | 763.76 | 0.15541
| 760.0493 | 0.6616 |  | 763.99 | 0.156
| 760.2845 | 0.65803 |  | 764.23 | 0.15703
| 760.5198 | 0.65324 |  | 764.47 | 0.16159
| 760.7551 | 0.65305 |  | 764.7 | 0.16365
| 760.9903 | 0.64934 |  | 764.94 | 0.166
| 761.2256 | 0.64957 |  | 765.18 | 0.16983
| 761.4609 | 0.64891 |  | 765.41 | 0.17219
| 761.6962 | 0.6489 |  | 765.65 | 0.17189
| 761.9315 | 0.64796 |  | 765.88 | 0.17837
| 762.1668 | 0.65014 |  | 766.12 | 0.17719
| 762.4021 | 0.64502 |  | 766.36 | 0.1816
| 762.6374 | 0.64607 |  | 766.59 | 0.18572
| 762.8728 | 0.64309 |  | 766.83 | 0.18617
| 763.1081 | 0.64168 |  | 767.07 | 0.18882
| 763.3435 | 0.63775 |  | 767.3 | 0.18867
| 763.5788 | 0.63832 |  | 767.54 | 0.19367
| 763.8142 | 0.63654 |  | 767.77 | 0.19706
| 764.0496 | 0.63631 |  | 768.01 | 0.19809
| 764.285 | 0.63211 |  | 768.25 | 0.20235
| 764.5204 | 0.63021 |  | 768.48 | 0.20692
| 764.7558 | 0.6238 |  | 768.72 | 0.20486
| 764.9912 | 0.62642 |  | 768.96 | 0.2078
| 765.2266 | 0.62432 |  | 769.19 | 0.20854
| 765.4621 | 0.61922 |  | 769.43 | 0.21545
| 765.6975 | 0.61951 |  | 769.67 | 0.21369
| 765.933 | 0.62015 |  | 769.9 | 0.21501
| 766.1684 | 0.61829 |  | 770.14 | 0.21854
| 766.4039 | 0.61741 |  | 770.38 | 0.22252
| 766.6394 | 0.61335 |  | 770.61 | 0.22443
| 766.8749 | 0.617 |  | 770.85 | 0.22502
| 767.1104 | 0.61022 |  | 771.09 | 0.22914
| 767.3459 | 0.61273 |  | 771.32 | 0.23561
| 767.5814 | 0.6094 |  | 771.56 | 0.23503
| 767.8169 | 0.60453 |  | 771.79 | 0.23341
| 768.0524 | 0.60316 |  | 772.03 | 0.23841
| 768.288 | 0.60121 |  | 772.27 | 0.2387
| 768.5235 | 0.60095 |  | 772.5 | 0.24533
| 768.7591 | 0.59827 |  | 772.74 | 0.24724
| 768.9947 | 0.59725 |  | 772.98 | 0.24665
| 769.2302 | 0.59881 |  | 773.21 | 0.24695
| 769.4658 | 0.59695 |  | 773.45 | 0.25121
| 769.7014 | 0.59697 |  | 773.69 | 0.25136
| 769.937 | 0.5899 |  | 773.92 | 0.25519
| 770.1726 | 0.59205 |  | 774.16 | 0.25828
| 770.4082 | 0.58799 |  | 774.4 | 0.26623
| 770.6439 | 0.58909 |  | 774.63 | 0.26652
| 770.8795 | 0.58483 |  | 774.87 | 0.26623
| 771.1152 | 0.58581 |  | 775.11 | 0.26784
| 771.3508 | 0.58196 |  | 775.34 | 0.26976
| 771.5865 | 0.58324 |  | 775.58 | 0.27211
| 771.8221 | 0.58093 |  | 775.82 | 0.27638
| 772.0578 | 0.57906 |  | 776.05 | 0.27756
| 772.2935 | 0.57257 |  | 776.29 | 0.27785
| 772.5292 | 0.57483 |  | 776.53 | 0.28153
| 772.7649 | 0.57012 |  | 776.76 | 0.28668
| 773.0006 | 0.56897 |  | 777 | 0.28756
| 773.2364 | 0.56556 |  | 777.24 | 0.28786
| 773.4721 | 0.56812 |  | 777.47 | 0.29625
| 773.7078 | 0.56569 |  | 777.71 | 0.28948
| 773.9436 | 0.56682 |  | 777.95 | 0.29581
| 774.1793 | 0.56248 |  | 778.18 | 0.29595
| 774.4151 | 0.56167 |  | 778.42 | 0.29919
| 774.6509 | 0.55892 |  | 778.66 | 0.30096
| 774.8867 | 0.55751 |  | 778.89 | 0.29536
| 775.1225 | 0.55463 |  | 779.13 | 0.3039
| 775.3583 | 0.55044 |  | 779.37 | 0.30169
| 775.5941 | 0.55151 |  | 779.61 | 0.30464
| 775.8299 | 0.55305 |  | 779.84 | 0.29934
| 776.0657 | 0.54777 |  | 780.08 | 0.30493
| 776.3016 | 0.54726 |  | 780.32 | 0.30773
| 776.5374 | 0.54573 |  | 780.55 | 0.30758
| 776.7733 | 0.54468 |  | 780.79 | 0.3064
| 777.0091 | 0.54424 |  | 781.03 | 0.30684
| 777.245 | 0.53904 |  | 781.26 | 0.30287
| 777.4809 | 0.53881 |  | 781.5 | 0.30346
| 777.7168 | 0.54018 |  | 781.74 | 0.3014
| 777.9527 | 0.53526 |  | 781.97 | 0.30007
| 778.1886 | 0.53428 |  | 782.21 | 0.29787
| 778.4245 | 0.53305 |  | 782.45 | 0.29639
| 778.6604 | 0.53502 |  | 782.68 | 0.29684
| 778.8964 | 0.53165 |  | 782.92 | 0.29065
| 779.1323 | 0.53159 |  | 783.16 | 0.2908
| 779.3683 | 0.52636 |  | 783.4 | 0.28668
| 779.6042 | 0.52985 |  | 783.63 | 0.28904
| 779.8402 | 0.52525 |  | 783.87 | 0.28992
| 780.0762 | 0.52074 |  | 784.11 | 0.28197
| 780.3122 | 0.52086 |  | 784.34 | 0.28241
| 780.5481 | 0.52143 |  | 784.58 | 0.27623
| 780.7842 | 0.51714 |  | 784.82 | 0.27403
| 781.0202 | 0.51686 |  | 785.05 | 0.27005
| 781.2562 | 0.5121 |  | 785.29 | 0.26799
| 781.4922 | 0.51303 |  | 785.53 | 0.26063
| 781.7282 | 0.51099 |  | 785.77 | 0.25828
| 781.9643 | 0.50922 |  | 786 | 0.25166
| 782.2003 | 0.50498 |  | 786.24 | 0.25033
| 782.4364 | 0.50704 |  | 786.48 | 0.24665
| 782.6725 | 0.50076 |  | 786.71 | 0.23841
| 782.9086 | 0.50531 |  | 786.95 | 0.23753
| 783.1447 | 0.49871 |  | 787.19 | 0.23252
| 783.3808 | 0.49944 |  | 787.43 | 0.22723
| 783.6169 | 0.49674 |  | 787.66 | 0.2262
| 783.853 | 0.49559 |  | 787.9 | 0.22046
| 784.0891 | 0.49471 |  | 788.14 | 0.21295
| 784.3252 | 0.49417 |  | 788.37 | 0.21118
| 784.5614 | 0.49299 |  | 788.61 | 0.20442
| 784.7975 | 0.49267 |  | 788.85 | 0.20338
| 785.0337 | 0.4926 |  | 789.09 | 0.20118
| 785.2698 | 0.48803 |  | 789.32 | 0.19367
| 785.506 | 0.48334 |  | 789.56 | 0.18661
| 785.7422 | 0.48747 |  | 789.8 | 0.18499
| 785.9784 | 0.48218 |  | 790.03 | 0.18028
| 786.2146 | 0.48215 |  | 790.27 | 0.17954
| 786.4508 | 0.47762 |  | 790.51 | 0.17454
| 786.687 | 0.47856 |  | 790.75 | 0.17145
| 786.9232 | 0.47573 |  | 790.98 | 0.16703
| 787.1595 | 0.47499 |  | 791.22 | 0.16615
| 787.3957 | 0.4721 |  | 791.46 | 0.16159
| 787.632 | 0.47097 |  | 791.7 | 0.16026
| 787.8682 | 0.46862 |  | 791.93 | 0.1557
| 788.1045 | 0.46875 |  | 792.17 | 0.15202
| 788.3408 | 0.46539 |  | 792.41 | 0.15173
| 788.5771 | 0.46317 |  | 792.64 | 0.14452
| 788.8134 | 0.46303 |  | 792.88 | 0.14364
| 789.0497 | 0.46108 |  | 793.12 | 0.14216
| 789.286 | 0.45966 |  | 793.36 | 0.13966
| 789.5223 | 0.45941 |  | 793.59 | 0.13716
| 789.7586 | 0.45499 |  | 793.83 | 0.13716
| 789.995 | 0.45851 |  | 794.07 | 0.13628
| 790.2313 | 0.45311 |  | 794.31 | 0.13098
| 790.4677 | 0.45209 |  | 794.54 | 0.12818
| 790.704 | 0.44865 |  | 794.78 | 0.12907
| 790.9404 | 0.44834 |  | 795.02 | 0.12995
| 791.1768 | 0.4451 |  | 795.26 | 0.12494
| 791.4132 | 0.44259 |  | 795.49 | 0.12524
| 791.6496 | 0.43881 |  | 795.73 | 0.12436
| 791.886 | 0.44212 |  | 795.97 | 0.12185
| 792.1224 | 0.43821 |  | 796.21 | 0.1223
| 792.3588 | 0.43993 |  | 796.44 | 0.12038
| 792.5953 | 0.43707 |  | 796.68 | 0.1167
| 792.8317 | 0.43607 |  | 796.92 | 0.11965
| 793.0681 | 0.43663 |  | 797.16 | 0.11921
| 793.3046 | 0.43304 |  | 797.39 | 0.11611
| 793.5411 | 0.42812 |  | 797.63 | 0.11876
| 793.7775 | 0.42806 |  | 797.87 | 0.11803
| 794.014 | 0.42651 |  | 798.11 | 0.11759
| 794.2505 | 0.42534 |  | 798.34 | 0.11729
| 794.487 | 0.42316 |  | 798.58 | 0.11553
| 794.7235 | 0.42398 |  | 798.82 | 0.1142
| 794.96 | 0.41934 |  | 799.06 | 0.11656
| 795.1966 | 0.42008 |  | 799.29 | 0.11553
| 795.4331 | 0.41724 |  | 799.53 | 0.11847
| 795.6696 | 0.4171 |  | 799.77 | 0.11714
| 795.9062 | 0.41364 |  | 800.01 | 0.11685
| 796.1427 | 0.41278 |  | 800.24 | 0.11656
| 796.3793 | 0.40865 |  | 800.48 | 0.1145
| 796.6159 | 0.40757 |  | 800.72 | 0.11906
| 796.8525 | 0.40616 |  | 800.96 | 0.11788
| 797.0891 | 0.4082 |  | 801.19 | 0.11729
| 797.3257 | 0.40756 |  | 801.43 | 0.11788
| 797.5623 | 0.40402 |  | 801.67 | 0.1195
| 797.7989 | 0.40151 |  | 801.91 | 0.12009
| 798.0355 | 0.40121 |  | 802.14 | 0.11965
| 798.2721 | 0.39687 |  | 802.38 | 0.1223
| 798.5088 | 0.39765 |  | 802.62 | 0.12362
| 798.7454 | 0.39611 |  | 802.86 | 0.12156
| 798.9821 | 0.39698 |  | 803.1 | 0.12597
| 799.2188 | 0.3947 |  | 803.33 | 0.12642
| 799.4554 | 0.39421 |  | 803.57 | 0.12892
| 799.6921 | 0.38793 |  | 803.81 | 0.12494
| 799.9288 | 0.38958 |  | 804.05 | 0.12612
| 800.1655 | 0.3854 |  | 804.28 | 0.13024
| 800.4022 | 0.3864 |  | 804.52 | 0.13142
| 800.639 | 0.38217 |  | 804.76 | 0.13157
| 800.8757 | 0.38149 |  | 805 | 0.13054
| 801.1124 | 0.38055 |  | 805.24 | 0.13186
| 801.3492 | 0.37992 |  | 805.47 | 0.13613
| 801.5859 | 0.37744 |  | 805.71 | 0.13613
| 801.8227 | 0.3802 |  | 805.95 | 0.13716
| 802.0594 | 0.37506 |  | 806.19 | 0.13819
| 802.2962 | 0.37759 |  | 806.42 | 0.13981
| 802.533 | 0.3736 |  | 806.66 | 0.14334
| 802.7698 | 0.37353 |  | 806.9 | 0.14496
| 803.0066 | 0.3695 |  | 807.14 | 0.1454
| 803.2434 | 0.36947 |  | 807.38 | 0.14952
| 803.4802 | 0.36436 |  | 807.61 | 0.1482
| 803.7171 | 0.36742 |  | 807.85 | 0.14893
| 803.9539 | 0.36106 |  | 808.09 | 0.1504
| 804.1907 | 0.3643 |  | 808.33 | 0.15247
| 804.4276 | 0.35829 |  | 808.56 | 0.15747
| 804.6644 | 0.36017 |  | 808.8 | 0.15482
| 804.9013 | 0.35829 |  | 809.04 | 0.15806
| 805.1382 | 0.35756 |  | 809.28 | 0.15894
| 805.3751 | 0.35495 |  | 809.52 | 0.16291
| 805.612 | 0.35438 |  | 809.75 | 0.1663
| 805.8489 | 0.35453 |  | 809.99 | 0.16439
| 806.0858 | 0.35229 |  | 810.23 | 0.16748
| 806.3227 | 0.34969 |  | 810.47 | 0.17204
| 806.5596 | 0.3477 |  | 810.71 | 0.17086
| 806.7966 | 0.34568 |  | 810.94 | 0.17336
| 807.0335 | 0.3464 |  | 811.18 | 0.17719
| 807.2705 | 0.34116 |  | 811.42 | 0.17866
| 807.5074 | 0.34336 |  | 811.66 | 0.18131
| 807.7444 | 0.34209 |  | 811.9 | 0.18366
| 807.9814 | 0.33934 |  | 812.13 | 0.18558
| 808.2184 | 0.336 |  | 812.37 | 0.18955
| 808.4554 | 0.33575 |  | 812.61 | 0.19235
| 808.6924 | 0.33492 |  | 812.85 | 0.19102
| 808.9294 | 0.33516 |  | 813.09 | 0.19382
| 809.1664 | 0.33295 |  | 813.32 | 0.19558
| 809.4034 | 0.3363 |  | 813.56 | 0.20221
| 809.6404 | 0.33204 |  | 813.8 | 0.20368
| 809.8775 | 0.33556 |  | 814.04 | 0.20795
| 810.1145 | 0.32842 |  | 814.28 | 0.20618
| 810.3516 | 0.3306 |  | 814.52 | 0.20883
| 810.5887 | 0.32609 |  | 814.75 | 0.21045
| 810.8257 | 0.32705 |  | 814.99 | 0.21383
| 811.0628 | 0.32138 |  | 815.23 | 0.21913
| 811.2999 | 0.32409 |  | 815.47 | 0.2209
| 811.537 | 0.32197 |  | 815.71 | 0.22414
| 811.7741 | 0.32181 |  | 815.94 | 0.22193
| 812.0113 | 0.31893 |  | 816.18 | 0.22708
| 812.2484 | 0.31975 |  | 816.42 | 0.23341
| 812.4855 | 0.31645 |  | 816.66 | 0.23606
| 812.7227 | 0.31802 |  | 816.9 | 0.23767
| 812.9598 | 0.31295 |  | 817.14 | 0.24224
| 813.197 | 0.31473 |  | 817.37 | 0.24415
| 813.4341 | 0.31044 |  | 817.61 | 0.24636
| 813.6713 | 0.31411 |  | 817.85 | 0.24812
| 813.9085 | 0.30713 |  | 818.09 | 0.25107
| 814.1457 | 0.30825 |  | 818.33 | 0.25254
| 814.3829 | 0.30363 |  | 818.56 | 0.25636
| 814.6201 | 0.30593 |  | 818.8 | 0.26431
| 814.8573 | 0.30092 |  | 819.04 | 0.2621
| 815.0945 | 0.30494 |  | 819.28 | 0.26887
| 815.3318 | 0.30108 |  | 819.52 | 0.27859
| 815.569 | 0.29618 |  | 819.76 | 0.28256
| 815.8063 | 0.29689 |  | 819.99 | 0.28079
| 816.0435 | 0.295 |  | 820.23 | 0.28977
| 816.2808 | 0.29722 |  | 820.47 | 0.28977
| 816.5181 | 0.29175 |  | 820.71 | 0.2908
| 816.7554 | 0.29306 |  | 820.95 | 0.29831
| 816.9926 | 0.28914 |  | 821.19 | 0.30287
| 817.2299 | 0.29072 |  | 821.42 | 0.30361
| 817.4672 | 0.28749 |  | 821.66 | 0.30773
| 817.7046 | 0.28961 |  | 821.9 | 0.31141
| 817.9419 | 0.28416 |  | 822.14 | 0.31862
| 818.1792 | 0.28543 |  | 822.38 | 0.31244
| 818.4166 | 0.28264 |  | 822.62 | 0.31832
| 818.6539 | 0.28307 |  | 822.85 | 0.32362
| 818.8913 | 0.27878 |  | 823.09 | 0.33127
| 819.1286 | 0.28166 |  | 823.33 | 0.33333
| 819.366 | 0.27969 |  | 823.57 | 0.33966
| 819.6034 | 0.27996 |  | 823.81 | 0.33966
| 819.8408 | 0.27738 |  | 824.05 | 0.3454
| 820.0782 | 0.27837 |  | 824.29 | 0.34849
| 820.3156 | 0.27357 |  | 824.52 | 0.35026
| 820.553 | 0.27852 |  | 824.76 | 0.35497
| 820.7904 | 0.27331 |  | 825 | 0.36424
| 821.0278 | 0.27347 |  | 825.24 | 0.36174
| 821.2653 | 0.2695 |  | 825.48 | 0.366
| 821.5027 | 0.27095 |  | 825.72 | 0.37189
| 821.7402 | 0.26828 |  | 825.95 | 0.37586
| 821.9776 | 0.26889 |  | 826.19 | 0.3794
| 822.2151 | 0.26511 |  | 826.43 | 0.38882
| 822.4526 | 0.26535 |  | 826.67 | 0.38808
| 822.6901 | 0.26376 |  | 826.91 | 0.39043
| 822.9276 | 0.26534 |  | 827.15 | 0.39676
| 823.1651 | 0.25939 |  | 827.39 | 0.39985
| 823.4026 | 0.26058 |  | 827.62 | 0.40294
| 823.6401 | 0.25706 |  | 827.86 | 0.4106
| 823.8776 | 0.25838 |  | 828.1 | 0.41236
| 824.1152 | 0.25528 |  | 828.34 | 0.41472
| 824.3527 | 0.25789 |  | 828.58 | 0.41251
| 824.5903 | 0.25483 |  | 828.82 | 0.42737
| 824.8278 | 0.25773 |  | 829.06 | 0.42575
| 825.0654 | 0.25266 |  | 829.29 | 0.4287
| 825.303 | 0.25073 |  | 829.53 | 0.43282
| 825.5406 | 0.25013 |  | 829.77 | 0.43267
| 825.7781 | 0.25083 |  | 830.01 | 0.43915
| 826.0157 | 0.24747 |  | 830.25 | 0.4465
| 826.2534 | 0.24886 |  | 830.49 | 0.45151
| 826.491 | 0.24761 |  | 830.73 | 0.4574
| 826.7286 | 0.24798 |  | 830.97 | 0.45725
| 826.9662 | 0.24479 |  | 831.2 | 0.46519
| 827.2039 | 0.24423 |  | 831.44 | 0.46858
| 827.4415 | 0.24284 |  | 831.68 | 0.47196
| 827.6792 | 0.24346 |  | 831.92 | 0.46976
| 827.9168 | 0.23919 |  | 832.16 | 0.47903
| 828.1545 | 0.23933 |  | 832.4 | 0.47932
| 828.3922 | 0.23812 |  | 832.64 | 0.48315
| 828.6299 | 0.23774 |  | 832.88 | 0.48904
| 828.8676 | 0.23672 |  | 833.11 | 0.48962
| 829.1053 | 0.23543 |  | 833.35 | 0.49301
| 829.343 | 0.23322 |  | 833.59 | 0.4961
| 829.5807 | 0.23403 |  | 833.83 | 0.50331
| 829.8184 | 0.23325 |  | 834.07 | 0.50979
| 830.0562 | 0.23198 |  | 834.31 | 0.50228
| 830.2939 | 0.22881 |  | 834.55 | 0.50699
| 830.5317 | 0.22911 |  | 834.79 | 0.51185
| 830.7694 | 0.2272 |  | 835.02 | 0.517
| 831.0072 | 0.22743 |  | 835.26 | 0.51729
| 831.245 | 0.22475 |  | 835.5 | 0.52377
| 831.4828 | 0.22611 |  | 835.74 | 0.5245
| 831.7206 | 0.2239 |  | 835.98 | 0.53024
| 831.9584 | 0.2251 |  | 836.22 | 0.5323
| 832.1962 | 0.22195 |  | 836.46 | 0.53657
| 832.434 | 0.22241 |  | 836.7 | 0.53274
| 832.6718 | 0.22024 |  | 836.94 | 0.53966
| 832.9097 | 0.22419 |  | 837.17 | 0.54525
| 833.1475 | 0.21794 |  | 837.41 | 0.54525
| 833.3853 | 0.22004 |  | 837.65 | 0.54923
| 833.6232 | 0.21486 |  | 837.89 | 0.55026
| 833.8611 | 0.21693 |  | 838.13 | 0.5582
| 834.0989 | 0.21579 |  | 838.37 | 0.56262
| 834.3368 | 0.21589 |  | 838.61 | 0.56056
| 834.5747 | 0.2115 |  | 838.85 | 0.56748
| 834.8126 | 0.21352 |  | 839.09 | 0.57042
| 835.0505 | 0.21276 |  | 839.33 | 0.57042
| 835.2884 | 0.2119 |  | 839.56 | 0.57704
| 835.5264 | 0.20919 |  | 839.8 | 0.58499
| 835.7643 | 0.20918 |  | 840.04 | 0.58469
| 836.0022 | 0.20802 |  | 840.28 | 0.58646
| 836.2402 | 0.20766 |  | 840.52 | 0.58955
| 836.4781 | 0.20526 |  | 840.76 | 0.59441
| 836.7161 | 0.20562 |  | 841 | 0.59691
| 836.954 | 0.20373 |  | 841.24 | 0.6025
| 837.192 | 0.20313 |  | 841.48 | 0.60986
| 837.43 | 0.20089 |  | 841.72 | 0.6053
| 837.668 | 0.2007 |  | 841.95 | 0.61163
| 837.906 | 0.19879 |  | 842.19 | 0.61722
| 838.144 | 0.20157 |  | 842.43 | 0.62193
| 838.382 | 0.19591 |  | 842.67 | 0.62016
| 838.6201 | 0.19706 |  | 842.91 | 0.6287
| 838.8581 | 0.1955 |  | 843.15 | 0.63503
| 839.0961 | 0.19391 |  | 843.39 | 0.63458
| 839.3342 | 0.19421 |  | 843.63 | 0.64327
| 839.5722 | 0.19464 |  | 843.87 | 0.63503
| 839.8103 | 0.19371 |  | 844.11 | 0.65504
| 840.0484 | 0.19452 |  | 844.35 | 0.64974
| 840.2864 | 0.19078 |  | 844.58 | 0.65298
| 840.5245 | 0.19055 |  | 844.82 | 0.65504
| 840.7626 | 0.18939 |  | 845.06 | 0.6699
| 841.0007 | 0.19027 |  | 845.3 | 0.67344
| 841.2388 | 0.18591 |  | 845.54 | 0.67461
| 841.477 | 0.18779 |  | 845.78 | 0.67682
| 841.7151 | 0.18639 |  | 846.02 | 0.68344
| 841.9532 | 0.18634 |  | 846.26 | 0.6883
| 842.1914 | 0.18506 |  | 846.5 | 0.69272
| 842.4295 | 0.18499 |  | 846.74 | 0.69463
| 842.6677 | 0.18312 |  | 846.98 | 0.70405
| 842.9058 | 0.18332 |  | 847.22 | 0.69581
| 843.144 | 0.18151 |  | 847.46 | 0.71582
| 843.3822 | 0.18229 |  | 847.69 | 0.71538
| 843.6204 | 0.17985 |  | 847.93 | 0.71803
| 843.8586 | 0.18124 |  | 848.17 | 0.72848
| 844.0968 | 0.17768 |  | 848.41 | 0.72686
| 844.335 | 0.17773 |  | 848.65 | 0.7323
| 844.5732 | 0.17494 |  | 848.89 | 0.7379
| 844.8115 | 0.17747 |  | 849.13 | 0.74349
| 845.0497 | 0.17446 |  | 849.37 | 0.7429
| 845.288 | 0.17453 |  | 849.61 | 0.75026
| 845.5262 | 0.17212 |  | 849.85 | 0.74761
| 845.7645 | 0.17397 |  | 850.09 | 0.75659
| 846.0027 | 0.17075 |  | 850.33 | 0.75968
| 846.241 | 0.17162 |  | 850.57 | 0.75644
| 846.4793 | 0.1693 |  | 850.81 | 0.76968
| 846.7176 | 0.17066 |  | 851.05 | 0.76954
| 846.9559 | 0.16724 |  | 851.28 | 0.77071
| 847.1942 | 0.16858 |  | 851.52 | 0.77219
| 847.4325 | 0.16735 |  | 851.76 | 0.7816
| 847.6708 | 0.17042 |  | 852 | 0.7713
| 847.9092 | 0.16287 |  | 852.24 | 0.78543
| 848.1475 | 0.16613 |  | 852.48 | 0.77984
| 848.3859 | 0.16346 |  | 852.72 | 0.78514
| 848.6242 | 0.16591 |  | 852.96 | 0.78985
| 848.8626 | 0.16196 |  | 853.2 | 0.78528
| 849.1009 | 0.16635 |  | 853.44 | 0.78278
| 849.3393 | 0.16311 |  | 853.68 | 0.79441
| 849.5777 | 0.1618 |  | 853.92 | 0.7844
| 849.8161 | 0.15949 |  | 854.16 | 0.79662
| 850.0545 | 0.15975 |  | 854.4 | 0.7869
| 850.2929 | 0.15591 |  | 854.64 | 0.79455
| 850.5313 | 0.16048 |  | 854.88 | 0.78808
| 850.7698 | 0.1554 |  | 855.12 | 0.78852
| 851.0082 | 0.15668 |  | 855.36 | 0.78705
| 851.2466 | 0.1546 |  | 855.59 | 0.79338
| 851.4851 | 0.15534 |  | 855.83 | 0.77822
| 851.7235 | 0.15344 |  | 856.07 | 0.77851
| 851.962 | 0.15487 |  | 856.31 | 0.77851
| 852.2005 | 0.15219 |  | 856.55 | 0.77586
| 852.439 | 0.15393 |  | 856.79 | 0.76483
| 852.6774 | 0.15127 |  | 857.03 | 0.76939
| 852.9159 | 0.15195 |  | 857.27 | 0.76468
| 853.1544 | 0.15128 |  | 857.51 | 0.76439
| 853.3929 | 0.1502 |  | 857.75 | 0.75467
| 853.6315 | 0.14686 |  | 857.99 | 0.75997
| 853.87 | 0.14527 |  | 858.23 | 0.74717
| 854.1085 | 0.14562 |  | 858.47 | 0.73436
| 854.3471 | 0.14692 |  | 858.71 | 0.72907
| 854.5856 | 0.14428 |  | 858.95 | 0.7298
| 854.8242 | 0.14554 |  | 859.19 | 0.72171
| 855.0627 | 0.14315 |  | 859.43 | 0.71494
| 855.3013 | 0.14469 |  | 859.67 | 0.71405
| 855.5399 | 0.14106 |  | 859.91 | 0.70758
| 855.7785 | 0.14255 |  | 860.15 | 0.70464
| 856.0171 | 0.14195 |  | 860.39 | 0.68786
| 856.2557 | 0.1411 |  | 860.63 | 0.67653
| 856.4943 | 0.13998 |  | 860.87 | 0.6702
| 856.7329 | 0.14147 |  | 861.11 | 0.65843
| 856.9715 | 0.1376 |  | 861.35 | 0.65401
| 857.2102 | 0.13981 |  | 861.59 | 0.64253
| 857.4488 | 0.13731 |  | 861.83 | 0.64003
| 857.6875 | 0.1402 |  | 862.07 | 0.61957
| 857.9261 | 0.13601 |  | 862.3 | 0.62384
| 858.1648 | 0.13983 |  | 862.54 | 0.60559
| 858.4035 | 0.13575 |  | 862.78 | 0.60324
| 858.6421 | 0.13631 |  | 863.02 | 0.58587
| 858.8808 | 0.13273 |  | 863.26 | 0.58572
| 859.1195 | 0.13617 |  | 863.5 | 0.56571
| 859.3582 | 0.13032 |  | 863.74 | 0.56939
| 859.5969 | 0.1326 |  | 863.98 | 0.54864
| 859.8357 | 0.13381 |  | 864.22 | 0.54437
| 860.0744 | 0.13368 |  | 864.46 | 0.53848
| 860.3131 | 0.12779 |  | 864.7 | 0.5351
| 860.5519 | 0.13498 |  | 864.94 | 0.51405
| 860.7906 | 0.13004 |  | 865.18 | 0.51332
| 861.0294 | 0.12891 |  | 865.42 | 0.49639
| 861.2681 | 0.12623 |  | 865.66 | 0.48889
| 861.5069 | 0.12705 |  | 865.9 | 0.48271
| 861.7457 | 0.12625 |  | 866.14 | 0.47035
| 861.9845 | 0.12679 |  | 866.38 | 0.46593
| 862.2233 | 0.12461 |  | 866.62 | 0.45504
| 862.4621 | 0.12576 |  | 866.86 | 0.45048
| 862.7009 | 0.12312 |  | 867.1 | 0.43841
| 862.9397 | 0.12677 |  | 867.34 | 0.42914
| 863.1785 | 0.12116 |  | 867.58 | 0.41869
| 863.4174 | 0.12445 |  | 867.82 | 0.41325
| 863.6562 | 0.12284 |  | 868.06 | 0.40986
| 863.895 | 0.12378 |  | 868.3 | 0.39691
| 864.1339 | 0.12092 |  | 868.54 | 0.39338
| 864.3728 | 0.1204 |  | 868.78 | 0.38219
| 864.6116 | 0.1201 |  | 869.02 | 0.37748
| 864.8505 | 0.12144 |  | 869.26 | 0.37116
| 865.0894 | 0.11556 |  | 869.5 | 0.36542
| 865.3283 | 0.1221 |  | 869.74 | 0.3582
| 865.5672 | 0.11665 |  | 869.98 | 0.3482
| 865.8061 | 0.11793 |  | 870.22 | 0.34393
| 866.045 | 0.1162 |  | 870.46 | 0.33775
| 866.284 | 0.11726 |  | 870.7 | 0.33834
| 866.5229 | 0.11528 |  | 870.94 | 0.33274
| 866.7618 | 0.11676 |  | 871.18 | 0.3273
| 867.0008 | 0.11378 |  | 871.42 | 0.32097
| 867.2397 | 0.11385 |  | 871.66 | 0.31435
| 867.4787 | 0.11464 |  | 871.9 | 0.31008
| 867.7177 | 0.11578 |  | 872.14 | 0.29978
| 867.9566 | 0.11107 |  | 872.38 | 0.29816
| 868.1956 | 0.11311 |  | 872.62 | 0.29536
| 868.4346 | 0.11226 |  | 872.86 | 0.29316
| 868.6736 | 0.11142 |  | 873.1 | 0.28433
| 868.9126 | 0.11153 |  | 873.34 | 0.28433
| 869.1516 | 0.11272 |  | 873.58 | 0.29316
| 869.3907 | 0.11075 |  | 873.82 | 0.28079
| 869.6297 | 0.11246 |  | 874.06 | 0.27461
| 869.8687 | 0.10847 |  | 874.3 | 0.27138
| 870.1078 | 0.11079 |  | 874.54 | 0.2727
| 870.3468 | 0.10895 |  | 874.78 | 0.26799
| 870.5859 | 0.10766 |  | 875.02 | 0.26681
| 870.825 | 0.10482 |  | 875.26 | 0.26372
| 871.064 | 0.1109 |  | 875.5 | 0.26564
| 871.3031 | 0.10374 |  | 875.74 | 0.26078
| 871.5422 | 0.10591 |  | 875.98 | 0.2596
| 871.7813 | 0.10384 |  | 876.22 | 0.25695
| 872.0204 | 0.10707 |  | 876.46 | 0.24915
| 872.2595 | 0.10495 |  | 876.7 | 0.24945
| 872.4987 | 0.10789 |  | 876.94 | 0.25372
| 872.7378 | 0.10512 |  | 877.19 | 0.24724
| 872.9769 | 0.10576 |  | 877.43 | 0.24871
| 873.2161 | 0.10083 |  | 877.67 | 0.24665
| 873.4552 | 0.10677 |  | 877.91 | 0.24753
| 873.6944 | 0.10103 |  | 878.15 | 0.24533
| 873.9335 | 0.10381 |  | 878.39 | 0.24636
| 874.1727 | 0.09904 |  | 878.63 | 0.24503
| 874.4119 | 0.10402 |  | 878.87 | 0.23738
| 874.6511 | 0.09788 |  | 879.11 | 0.23738
| 874.8903 | 0.10179 |  | 879.35 | 0.24489
| 875.1295 | 0.099515 |  | 879.59 | 0.23944
| 875.3687 | 0.10217 |  | 879.83 | 0.23959
| 875.6079 | 0.096879 |  | 880.07 | 0.24238
| 875.8471 | 0.10141 |  | 880.31 | 0.23664
| 876.0864 | 0.098502 |  | 880.55 | 0.23341
| 876.3256 | 0.096299 |  | 880.79 | 0.23856
| 876.5649 | 0.096407 |  | 881.03 | 0.24386
| 876.8041 | 0.095431 |  | 881.27 | 0.24238
| 877.0434 | 0.098071 |  | 881.51 | 0.24165
| 877.2827 | 0.094498 |  | 881.75 | 0.24121
| 877.5219 | 0.09733 |  | 881.99 | 0.23679
| 877.7612 | 0.08988 |  | 882.23 | 0.24194
| 878.0005 | 0.095454 |  | 882.47 | 0.24371
| 878.2398 | 0.09256 |  | 882.71 | 0.23988
| 878.4791 | 0.093093 |  | 882.95 | 0.24077
| 878.7184 | 0.090626 |  | 883.19 | 0.24842
| 878.9578 | 0.094978 |  | 883.43 | 0.23988
| 879.1971 | 0.091181 |  | 883.67 | 0.23753
| 879.4364 | 0.094454 |  | 883.91 | 0.24474
| 879.6758 | 0.09111 |  | 884.16 | 0.24768
| 879.9151 | 0.092186 |  | 884.4 | 0.2465
| 880.1545 | 0.085935 |  | 884.64 | 0.24386
| 880.3939 | 0.090556 |  | 884.88 | 0.24886
| 880.6332 | 0.090139 |  | 885.12 | 0.24356
| 880.8726 | 0.088872 |  | 885.36 | 0.24974
| 881.112 | 0.087334 |  | 885.6 | 0.24827
| 881.3514 | 0.087611 |  | 885.84 | 0.24547
| 881.5908 | 0.087874 |  | 886.08 | 0.25313
| 881.8302 | 0.091607 |  | 886.32 | 0.25548
| 882.0696 | 0.084937 |  | 886.56 | 0.25695
| 882.3091 | 0.088335 |  | 886.8 | 0.25386
| 882.5485 | 0.083379 |  | 887.04 | 0.2596
| 882.7879 | 0.08706 |  | 887.28 | 0.26137
| 883.0274 | 0.082925 |  | 887.52 | 0.25843
| 883.2668 | 0.086093 |  | 887.76 | 0.26078
| 883.5063 | 0.083301 |  | 888 | 0.26181
| 883.7458 | 0.08922 |  | 888.24 | 0.26519
| 883.9853 | 0.082023 |  | 888.48 | 0.26711
| 884.2247 | 0.085786 |  | 888.73 | 0.26534
| 884.4642 | 0.083156 |  | 888.97 | 0.27108
| 884.7037 | 0.083061 |  | 889.21 | 0.26578
| 884.9432 | 0.08136 |  | 889.45 | 0.27417
| 885.1828 | 0.082652 |  | 889.69 | 0.26652
| 885.4223 | 0.07847 |  | 889.93 | 0.2777
| 885.6618 | 0.083766 |  | 890.17 | 0.27447
| 885.9013 | 0.080253 |  | 890.41 | 0.27167
| 886.1409 | 0.080757 |  | 890.65 | 0.27138
| 886.3804 | 0.080431 |  | 890.89 | 0.278
| 886.62 | 0.084047 |  | 891.13 | 0.27756
| 886.8596 | 0.077242 |  | 891.37 | 0.28241
| 887.0991 | 0.081535 |  | 891.61 | 0.28889
| 887.3387 | 0.079123 |  | 891.85 | 0.28698
| 887.5783 | 0.080899 |  | 892.09 | 0.29036
| 887.8179 | 0.076567 |  | 892.34 | 0.29272
| 888.0575 | 0.079181 |  | 892.58 | 0.29286
| 888.2971 | 0.074536 |  | 892.82 | 0.29139
| 888.5367 | 0.081027 |  | 893.06 | 0.28992
| 888.7764 | 0.075899 |  | 893.3 | 0.29507
| 889.016 | 0.078336 |  | 893.54 | 0.29625
| 889.2556 | 0.075315 |  | 893.78 | 0.29286
| 889.4953 | 0.077798 |  | 894.02 | 0.30007
| 889.7349 | 0.073185 |  | 894.26 | 0.30007
| 889.9746 | 0.076176 |  | 894.5 | 0.29904
| 890.2143 | 0.076163 |  | 894.74 | 0.30449
| 890.454 | 0.07965 |  | 894.98 | 0.3089
| 890.6936 | 0.075979 |  | 895.22 | 0.30817
| 890.9333 | 0.076304 |  | 895.47 | 0.31361
| 891.173 | 0.074527 |  | 895.71 | 0.31082
| 891.4127 | 0.077598 |  | 895.95 | 0.31244
| 891.6524 | 0.070952 |  | 896.19 | 0.317
| 891.8922 | 0.073504 |  | 896.43 | 0.31185
| 892.1319 | 0.071418 |  | 896.67 | 0.32112
| 892.3716 | 0.074152 |  | 896.91 | 0.32024
| 892.6114 | 0.06945 |  | 897.15 | 0.3245
| 892.8511 | 0.074143 |  | 897.39 | 0.3273
| 893.0909 | 0.069494 |  | 897.63 | 0.32524
| 893.3306 | 0.07222 |  | 897.87 | 0.33436
| 893.5704 | 0.067677 |  | 898.11 | 0.33422
| 893.8102 | 0.072477 |  | 898.36 | 0.3298
| 894.05 | 0.068408 |  | 898.6 | 0.33186
| 894.2898 | 0.071434 |  | 898.84 | 0.33127
| 894.5296 | 0.065619 |  | 899.08 | 0.34408
| 894.7694 | 0.06848 |  | 899.32 | 0.34246
| 895.0092 | 0.06714 |  | 899.56 | 0.34408
| 895.249 | 0.07329 |  | 899.8 | 0.34143
| 895.4888 | 0.067151 |  | 900.04 | 0.34584
| 895.7287 | 0.069233 |  | 900.28 | 0.3479
| 895.9685 | 0.064913 |  | 900.52 | 0.34555
| 896.2084 | 0.071258 |  | 900.77 | 0.34982
| 896.4482 | 0.068873 |  | 901.01 | 0.35526
| 896.6881 | 0.066753 |  | 901.25 | 0.35026
| 896.928 | 0.062526 |  | 901.49 | 0.35879
| 897.1679 | 0.067047 |  | 901.73 | 0.3535
| 897.4077 | 0.066218 |  | 901.97 | 0.36645
| 897.6476 | 0.066185 |  | 902.21 | 0.36012
| 897.8875 | 0.06116 |  | 902.45 | 0.36703
| 898.1274 | 0.066065 |  | 902.69 | 0.36748
| 898.3674 | 0.06291 |  | 902.93 | 0.3713
| 898.6073 | 0.063898 |  | 903.18 | 0.37189
| 898.8472 | 0.06214 |  | 903.42 | 0.37027
| 899.0871 | 0.067567 |  | 903.66 | 0.36806
| 899.3271 | 0.060606 |  | 903.9 | 0.36792
| 899.567 | 0.063959 |  | 904.14 | 0.3816
| 899.807 | 0.061084 |  | 904.38 | 0.38249
| 900.047 | 0.062936 |  | 904.62 | 0.37748
| 900.2869 | 0.059817 |  | 904.86 | 0.38043
| 900.5269 | 0.062155 |  | 905.1 | 0.38675
| 900.7669 | 0.060239 |  | 905.35 | 0.38528
| 901.0069 | 0.064899 |  | 905.59 | 0.39441
| 901.2469 | 0.058646 |  | 905.83 | 0.39455
| 901.4869 | 0.062155 |  | 906.07 | 0.38675
| 901.7269 | 0.058301 |  | 906.31 | 0.39779
| 901.967 | 0.060522 |  | 906.55 | 0.40118
| 902.207 | 0.058753 |  | 906.79 | 0.39823
| 902.447 | 0.06623 |  | 907.03 | 0.39882
| 902.6871 | 0.058174 |  | 907.27 | 0.40044
| 902.9271 | 0.061704 |  | 907.52 | 0.40618
| 903.1672 | 0.05607 |  | 907.76 | 0.41516
| 903.4072 | 0.059299 |  | 908 | 0.41236
| 903.6473 | 0.057103 |  | 908.24 | 0.40839
| 903.8874 | 0.060187 |  | 908.48 | 0.40912
| 904.1275 | 0.056196 |  | 908.72 | 0.41575
| 904.3676 | 0.060721 |  | 908.96 | 0.41619
| 904.6077 | 0.052588 |  | 909.2 | 0.41398
| 904.8478 | 0.06109 |  | 909.45 | 0.42384
| 905.0879 | 0.055779 |  | 909.69 | 0.42752
| 905.328 | 0.058729 |  | 909.93 | 0.42634
| 905.5682 | 0.052681 |  | 910.17 | 0.43046
| 905.8083 | 0.057181 |  | 910.41 | 0.42678
| 906.0484 | 0.05431 |  | 910.65 | 0.44077
| 906.2886 | 0.05657 |  | 910.89 | 0.42605
| 906.5288 | 0.052667 |  | 911.13 | 0.43929
| 906.7689 | 0.054743 |  | 911.38 | 0.42884
| 907.0091 | 0.055116 |  | 911.62 | 0.43812
| 907.2493 | 0.056703 |  | 911.86 | 0.44238
| 907.4895 | 0.049474 |  | 912.1 | 0.44356
| 907.7297 | 0.057018 |  | 912.34 | 0.44842
| 907.9699 | 0.051433 |  | 912.58 | 0.46093
| 908.2101 | 0.054797 |  | 912.82 | 0.46431
| 908.4503 | 0.051531 |  | 913.06 | 0.46946
| 908.6905 | 0.054653 |  | 913.31 | 0.46328
| 908.9307 | 0.053728 |  | 913.55 | 0.47815
| 909.171 | 0.052202 |  | 913.79 | 0.47417
| 909.4112 | 0.050529 |  | 914.03 | 0.4755
| 909.6515 | 0.05478 |  | 914.27 | 0.4699
| 909.8917 | 0.04891 |  | 914.51 | 0.48565
| 910.132 | 0.05203 |  | 914.75 | 0.48815
| 910.3723 | 0.050051 |  | 915 | 0.49272
| 910.6125 | 0.053134 |  | 915.24 | 0.48712
| 910.8528 | 0.049295 |  | 915.48 | 0.49433
| 911.0931 | 0.051228 |  | 915.72 | 0.50567
| 911.3334 | 0.04824 |  | 915.96 | 0.49845
| 911.5737 | 0.053496 |  | 916.2 | 0.5117
| 911.814 | 0.050038 |  | 916.44 | 0.50037
| 912.0544 | 0.05367 |  | 916.69 | 0.51096
| 912.2947 | 0.048827 |  | 916.93 | 0.5117
| 912.535 | 0.05276 |  | 917.17 | 0.51553
| 912.7754 | 0.047187 |  | 917.41 | 0.51759
| 913.0157 | 0.050295 |  | 917.65 | 0.53068
| 913.2561 | 0.046696 |  | 917.89 | 0.52907
| 913.4964 | 0.050723 |  | 918.13 | 0.53481
| 913.7368 | 0.048053 |  | 918.38 | 0.53333
| 913.9772 | 0.049981 |  | 918.62 | 0.53745
| 914.2176 | 0.048365 |  | 918.86 | 0.5429
| 914.458 | 0.050316 |  | 919.1 | 0.54187
| 914.6984 | 0.046363 |  | 919.34 | 0.55585
| 914.9388 | 0.050474 |  | 919.58 | 0.55614
| 915.1792 | 0.046034 |  | 919.83 | 0.5535
| 915.4196 | 0.04999 |  | 920.07 | 0.55055
| 915.66 | 0.049468 |  | 920.31 | 0.55879
| 915.9005 | 0.052297 |  | 920.55 | 0.56821
| 916.1409 | 0.044644 |  | 920.79 | 0.57851
| 916.3814 | 0.049983 |  | 921.03 | 0.57616
| 916.6218 | 0.045442 |  | 921.27 | 0.57896
| 916.8623 | 0.04772 |  | 921.52 | 0.5794
| 917.1027 | 0.043252 |  | 921.76 | 0.58013
| 917.3432 | 0.050241 |  | 922 | 0.59264
| 917.5837 | 0.040831 |  | 922.24 | 0.59632
| 917.8242 | 0.048588 |  | 922.48 | 0.58234
| 918.0647 | 0.042927 |  | 922.72 | 0.60486
| 918.3052 | 0.048636 |  | 922.97 | 0.59868
| 918.5457 | 0.045308 |  | 923.21 | 0.60912
| 918.7862 | 0.047269 |  | 923.45 | 0.60545
| 919.0267 | 0.04184 |  | 923.69 | 0.61163
| 919.2673 | 0.046809 |  | 923.93 | 0.60883
| 919.5078 | 0.041141 |  | 924.17 | 0.62031
| 919.7484 | 0.04757 |  | 924.42 | 0.62561
| 919.9889 | 0.043305 |  | 924.66 | 0.639
| 920.2295 | 0.045608 |  | 924.9 | 0.62811
| 920.47 | 0.041175 |  | 925.14 | 0.64371
| 920.7106 | 0.045881 |  | 925.38 | 0.63753
| 920.9512 | 0.042524 |  | 925.62 | 0.64077
| 921.1918 | 0.046042 |  | 925.87 | 0.64003
| 921.4324 | 0.037878 |  | 926.11 | 0.65416
| 921.673 | 0.044826 |  | 926.35 | 0.66137
| 921.9136 | 0.042897 |  | 926.59 | 0.66372
| 922.1542 | 0.04731 |  | 926.83 | 0.66446
| 922.3948 | 0.041955 |  | 927.08 | 0.67108
| 922.6354 | 0.047043 |  | 927.32 | 0.67138
| 922.8761 | 0.040903 |  | 927.56 | 0.68153
| 923.1167 | 0.045297 |  | 927.8 | 0.67947
| 923.3574 | 0.04005 |  | 928.04 | 0.68477
| 923.598 | 0.045359 |  | 928.28 | 0.69375
| 923.8387 | 0.041198 |  | 928.53 | 0.69698
| 924.0793 | 0.044669 |  | 928.77 | 0.69595
| 924.32 | 0.038429 |  | 929.01 | 0.71435
| 924.5607 | 0.042322 |  | 929.25 | 0.70743
| 924.8014 | 0.037425 |  | 929.49 | 0.71347
| 925.0421 | 0.042307 |  | 929.74 | 0.71273
| 925.2828 | 0.039267 |  | 929.98 | 0.71818
| 925.5235 | 0.040411 |  | 930.22 | 0.71965
| 925.7642 | 0.038734 |  | 930.46 | 0.72759
| 926.005 | 0.042331 |  | 930.7 | 0.7326
| 926.2457 | 0.038447 |  | 930.94 | 0.73436
| 926.4864 | 0.042004 |  | 931.19 | 0.7326
| 926.7272 | 0.038799 |  | 931.43 | 0.74334
| 926.9679 | 0.039135 |  | 931.67 | 0.74658
| 927.2087 | 0.039222 |  | 931.91 | 0.76321
| 927.4494 | 0.043736 |  | 932.15 | 0.75497
| 927.6902 | 0.039826 |  | 932.4 | 0.76188
| 927.931 | 0.04391 |  | 932.64 | 0.7635
| 928.1718 | 0.036554 |  | 932.88 | 0.76645
| 928.4126 | 0.039364 |  | 933.12 | 0.77896
| 928.6534 | 0.037853 |  | 933.36 | 0.77763
| 928.8942 | 0.039803 |  | 933.61 | 0.78484
| 929.135 | 0.038575 |  | 933.85 | 0.78028
| 929.3758 | 0.042925 |  | 934.09 | 0.77631
| 929.6166 | 0.037385 |  | 934.33 | 0.79735
| 929.8575 | 0.038376 |  | 934.57 | 0.78646
| 930.0983 | 0.031966 |  | 934.82 | 0.80132
| 930.3392 | 0.041258 |  | 935.06 | 0.79338
| 930.58 | 0.034436 |  | 935.3 | 0.81943
| 930.8209 | 0.039169 |  | 935.54 | 0.81707
| 931.0617 | 0.034589 |  | 935.78 | 0.82414
| 931.3026 | 0.039261 |  | 936.03 | 0.84341
| 931.5435 | 0.037283 |  | 936.27 | 0.83576
| 931.7844 | 0.042176 |  | 936.51 | 0.83532
| 932.0253 | 0.035643 |  | 936.75 | 0.8387
| 932.2662 | 0.040733 |  | 936.99 | 0.83709
| 932.5071 | 0.035068 |  | 937.24 | 0.8521
| 932.748 | 0.041053 |  | 937.48 | 0.85828
| 932.9889 | 0.032522 |  | 937.72 | 0.86004
| 933.2299 | 0.039692 |  | 937.96 | 0.86225
| 933.4708 | 0.032442 |  | 938.2 | 0.87564
| 933.7117 | 0.039242 |  | 938.45 | 0.87196
| 933.9527 | 0.035497 |  | 938.69 | 0.88344
| 934.1936 | 0.03698 |  | 938.93 | 0.87564
| 934.4346 | 0.031818 |  | 939.17 | 0.87756
| 934.6756 | 0.036077 |  | 939.41 | 0.88094
| 934.9166 | 0.030854 |  | 939.66 | 0.89492
| 935.1575 | 0.036908 |  | 939.9 | 0.8883
| 935.3985 | 0.034849 |  | 940.14 | 0.89124
| 935.6395 | 0.040722 |  | 940.38 | 0.89139
| 935.8805 | 0.034207 |  | 940.63 | 0.88962
| 936.1215 | 0.041065 |  | 940.87 | 0.89772
| 936.3626 | 0.035339 |  | 941.11 | 0.92377
| 936.6036 | 0.040593 |  | 941.35 | 0.91082
| 936.8446 | 0.033741 |  | 941.59 | 0.91876
| 937.0856 | 0.037733 |  | 941.84 | 0.92024
| 937.3267 | 0.030968 |  | 942.08 | 0.94128
| 937.5677 | 0.039758 |  | 942.32 | 0.92612
| 937.8088 | 0.036877 |  | 942.56 | 0.92068
| 938.0499 | 0.035161 |  | 942.8 | 0.94202
| 938.2909 | 0.035505 |  | 943.05 | 0.9454
| 938.532 | 0.033986 |  | 943.29 | 0.93731
| 938.7731 | 0.040077 |  | 943.53 | 0.95776
| 939.0142 | 0.033188 |  | 943.77 | 0.95217
| 939.2553 | 0.041274 |  | 944.02 | 0.95247
| 939.4964 | 0.034701 |  | 944.26 | 0.95261
| 939.7375 | 0.039586 |  | 944.5 | 0.95556
| 939.9786 | 0.033557 |  | 944.74 | 0.98087
| 940.2197 | 0.03833 |  | 944.99 | 0.95879
| 940.4609 | 0.030923 |  | 945.23 | 0.98469
| 940.702 | 0.037402 |  | 945.47 | 0.98322
| 940.9432 | 0.031649 |  | 945.71 | 0.97307
| 941.1843 | 0.037009 |  | 945.95 | 0.97425
| 941.4255 | 0.030198 |  | 946.2 | 0.9897
| 941.6666 | 0.036962 |  | 946.44 | 0.98617
| 941.9078 | 0.033756 |  | 946.68 | 0.97896
| 942.149 | 0.038342 |  | 946.92 | 0.97248
| 942.3902 | 0.030791 |  | 947.17 | 0.98764
| 942.6314 | 0.037558 |  | 947.41 | 0.98675
| 942.8726 | 0.036396 |  | 947.65 | 0.956
| 943.1138 | 0.037041 |  | 947.89 | 0.97645
| 943.355 | 0.030347 |  | 948.14 | 0.99926
| 943.5962 | 0.038774 |  | 948.38 | 0.98102
| 943.8374 | 0.032851 |  | 948.62 | 0.99529
| 944.0786 | 0.040217 |  | 948.86 | 0.99662
| 944.3199 | 0.032021 |  | 949.1 | 0.98469
| 944.5611 | 0.031495 |  | 949.35 | 0.99779
| 944.8024 | 0.032765 |  | 949.59 | 0.99809
| 945.0436 | 0.036901 |  | 949.83 | 0.9794
| 945.2849 | 0.029948 |  | 950.07 | 0.9716
| 945.5262 | 0.034019 |  | 950.32 | 0.99529
| 945.7674 | 0.029995 |  | 950.56 | 0.99868
| 946.0087 | 0.037006 |  | 950.8 | 1
| 946.25 | 0.029745 |  | 951.04 | 0.98381
| 946.4913 | 0.038626 |  | 951.29 | 0.97719
| 946.7326 | 0.029897 |  | 951.53 | 0.98249
| 946.9739 | 0.037012 |  | 951.77 | 0.99853
| 947.2152 | 0.027287 |  | 952.01 | 0.9663
| 947.4566 | 0.036256 |  | 952.26 | 0.97748
| 947.6979 | 0.03129 |  | 952.5 | 0.97528
| 947.9392 | 0.035452 |  | 952.74 | 0.96836
| 948.1806 | 0.032939 |  | 952.98 | 0.96968
| 948.4219 | 0.032859 |  | 953.23 | 0.95879
| 948.6633 | 0.032385 |  | 953.47 | 0.95835
| 948.9047 | 0.035805 |  | 953.71 | 0.94422
| 949.146 | 0.025851 |  | 953.95 | 0.94231
| 949.3874 | 0.035822 |  | 954.2 | 0.94216
| 949.6288 | 0.023721 |  | 954.44 | 0.93554
| 949.8702 | 0.033022 |  | 954.68 | 0.92171
| 950.1116 | 0.025814 |  | 954.92 | 0.93142
| 950.353 | 0.032962 |  | 955.17 | 0.89595
| 950.5944 | 0.030144 |  | 955.41 | 0.90464
| 950.8358 | 0.037706 |  | 955.65 | 0.91023
| 951.0772 | 0.030327 |  | 955.89 | 0.89433
| 951.3186 | 0.031059 |  | 956.14 | 0.90331
| 951.5601 | 0.030014 |  | 956.38 | 0.8858
| 951.8015 | 0.037 |  | 956.62 | 0.87844
| 952.043 | 0.028052 |  | 956.86 | 0.89463
| 952.2844 | 0.035232 |  | 957.11 | 0.87844
| 952.5259 | 0.028108 |  | 957.35 | 0.83709
| 952.7674 | 0.034551 |  | 957.59 | 0.84695
| 953.0088 | 0.02549 |  | 957.84 | 0.85666
| 953.2503 | 0.033479 |  | 958.08 | 0.83002
| 953.4918 | 0.022818 |  | 958.32 | 0.83532
| 953.7333 | 0.031038 |  | 958.56 | 0.83723
| 953.9748 | 0.028645 |  | 958.81 | 0.82104
| 954.2163 | 0.029763 |  | 959.05 | 0.79956
| 954.4578 | 0.027722 |  | 959.29 | 0.81001
| 954.6993 | 0.035137 |  | 959.53 | 0.78278
| 954.9409 | 0.024081 |  | 959.78 | 0.78514
| 955.1824 | 0.03373 |  | 960.02 | 0.78337
| 955.4239 | 0.022923 |  | 960.26 | 0.75909
| 955.6655 | 0.033867 |  | 960.5 | 0.74776
| 955.907 | 0.025017 |  | 960.75 | 0.74378
| 956.1486 | 0.031098 |  | 960.99 | 0.72774
| 956.3902 | 0.027003 |  | 961.23 | 0.72539
| 956.6317 | 0.028162 |  | 961.48 | 0.70478
| 956.8733 | 0.024651 |  | 961.72 | 0.71052
| 957.1149 | 0.027056 |  | 961.96 | 0.70007
| 957.3565 | 0.026975 |  | 962.2 | 0.68565
| 957.5981 | 0.032406 |  | 962.45 | 0.683
| 957.8397 | 0.024701 |  | 962.69 | 0.68006
| 958.0813 | 0.029972 |  | 962.93 | 0.66122
| 958.3229 | 0.02578 |  | 963.17 | 0.64194
| 958.5646 | 0.032546 |  | 963.42 | 0.62826
| 958.8062 | 0.026119 |  | 963.66 | 0.62075
| 959.0478 | 0.032679 |  | 963.9 | 0.61575
| 959.2895 | 0.026133 |  | 964.15 | 0.6184
| 959.5311 | 0.03157 |  | 964.39 | 0.57999
| 959.7728 | 0.027522 |  | 964.63 | 0.58469
| 960.0144 | 0.028924 |  | 964.87 | 0.57837
| 960.2561 | 0.025418 |  | 965.12 | 0.57071
| 960.4978 | 0.029964 |  | 965.36 | 0.55644
| 960.7395 | 0.026159 |  | 965.6 | 0.54761
| 960.9812 | 0.032271 |  | 965.85 | 0.53834
| 961.2229 | 0.026555 |  | 966.09 | 0.53348
| 961.4646 | 0.02966 |  | 966.33 | 0.51288
| 961.7063 | 0.026134 |  | 966.57 | 0.51508
| 961.948 | 0.03103 |  | 966.82 | 0.49272
| 962.1897 | 0.0242 |  | 967.06 | 0.48168
| 962.4314 | 0.032126 |  | 967.3 | 0.48021
| 962.6732 | 0.024873 |  | 967.55 | 0.46608
| 962.9149 | 0.029696 |  | 967.79 | 0.45327
| 963.1566 | 0.022721 |  | 968.03 | 0.44827
| 963.3984 | 0.032873 |  | 968.27 | 0.43385
| 963.6402 | 0.025547 |  | 968.52 | 0.43267
| 963.8819 | 0.027925 |  | 968.76 | 0.42208
| 964.1237 | 0.024653 |  | 969 | 0.4156
| 964.3655 | 0.02956 |  | 969.25 | 0.39779
| 964.6073 | 0.025455 |  | 969.49 | 0.40235
| 964.8491 | 0.026441 |  | 969.73 | 0.39102
| 965.0909 | 0.02648 |  | 969.98 | 0.37925
| 965.3327 | 0.030095 |  | 970.22 | 0.37954
| 965.5745 | 0.024566 |  | 970.46 | 0.36527
| 965.8163 | 0.026874 |  | 970.7 | 0.3557
| 966.0581 | 0.024454 |  | 970.95 | 0.33422
| 966.2999 | 0.027766 |  | 971.19 | 0.33642
| 966.5418 | 0.022428 |  | 971.43 | 0.32274
| 966.7836 | 0.028495 |  | 971.68 | 0.32347
| 967.0255 | 0.027209 |  | 971.92 | 0.30037
| 967.2673 | 0.032334 |  | 972.16 | 0.31141
| 967.5092 | 0.024339 |  | 972.41 | 0.29522
| 967.7511 | 0.025549 |  | 972.65 | 0.29007
| 967.9929 | 0.021286 |  | 972.89 | 0.2833
| 968.2348 | 0.029838 |  | 973.13 | 0.27594
| 968.4767 | 0.023637 |  | 973.38 | 0.2649
| 968.7186 | 0.031749 |  | 973.62 | 0.26873
| 968.9605 | 0.022941 |  | 973.86 | 0.24709
| 969.2024 | 0.029234 |  | 974.11 | 0.25769
| 969.4443 | 0.024002 |  | 974.35 | 0.24636
| 969.6862 | 0.030215 |  | 974.59 | 0.23915
| 969.9282 | 0.022047 |  | 974.84 | 0.23282
| 970.1701 | 0.032834 |  | 975.08 | 0.22811
| 970.412 | 0.025067 |  | 975.32 | 0.21383
| 970.654 | 0.030545 |  | 975.57 | 0.21619
| 970.8959 | 0.028159 |  | 975.81 | 0.21221
| 971.1379 | 0.030179 |  | 976.05 | 0.20368
| 971.3798 | 0.026591 |  | 976.29 | 0.19765
| 971.6218 | 0.031899 |  | 976.54 | 0.18749
| 971.8638 | 0.022446 |  | 976.78 | 0.19043
| 972.1058 | 0.028872 |  | 977.02 | 0.19058
| 972.3478 | 0.023385 |  | 977.27 | 0.1794
| 972.5898 | 0.030463 |  | 977.51 | 0.16777
| 972.8318 | 0.023393 |  | 977.75 | 0.16394
| 973.0738 | 0.026408 |  | 978 | 0.1582
| 973.3158 | 0.027449 |  | 978.24 | 0.16512
| 973.5578 | 0.026312 |  | 978.48 | 0.15791
| 973.7998 | 0.023714 |  | 978.73 | 0.14761
| 974.0419 | 0.030985 |  | 978.97 | 0.15217
| 974.2839 | 0.023014 |  | 979.21 | 0.13863
| 974.5259 | 0.029708 |  | 979.46 | 0.13377
| 974.768 | 0.023185 |  | 979.7 | 0.13098
| 975.01 | 0.035078 |  | 979.94 | 0.14481
| 975.2521 | 0.021788 |  | 980.19 | 0.12568
| 975.4942 | 0.033366 |  | 980.43 | 0.11288
| 975.7363 | 0.021205 |  | 980.67 | 0.12436
| 975.9783 | 0.029858 |  | 980.92 | 0.11891
| 976.2204 | 0.026441 |  | 981.16 | 0.10846
| 976.4625 | 0.028884 |  | 981.4 | 0.11258
| 976.7046 | 0.018503 |  | 981.65 | 0.10846
| 976.9467 | 0.028559 |  | 981.89 | 0.10876
| 977.1888 | 0.024542 |  | 982.13 | 0.10037
| 977.431 | 0.031144 |  | 982.38 | 0.10743
| 977.6731 | 0.017516 |  | 982.62 | 0.0936
| 977.9152 | 0.030078 |  | 982.86 | 0.10066
| 978.1574 | 0.016826 |  | 983.1 | 0.09595
| 978.3995 | 0.029394 |  | 983.35 | 0.08874
| 978.6417 | 0.023993 |  | 983.59 | 0.09065
| 978.8838 | 0.034474 |  | 983.83 | 0.0933
| 979.126 | 0.022367 |  | 984.08 | 0.08447
| 979.3682 | 0.029884 |  | 984.32 | 0.09227
| 979.6103 | 0.020789 |  | 984.56 | 0.08447
| 979.8525 | 0.033228 |  | 984.81 | 0.07712
| 980.0947 | 0.020419 |  | 985.05 | 0.07167
| 980.3369 | 0.03699 |  | 985.3 | 0.0699
| 980.5791 | 0.027162 |  | 985.54 | 0.07226
| 980.8213 | 0.033079 |  | 985.78 | 0.07358
| 981.0635 | 0.02675 |  | 986.03 | 0.06534
| 981.3057 | 0.028921 |  | 986.27 | 0.07005
| 981.548 | 0.022951 |  | 986.51 | 0.06976
| 981.7902 | 0.032051 |  | 986.76 | 0.05784
| 982.0324 | 0.027527 |  | 987 | 0.05666
| 982.2747 | 0.032373 |  | 987.24 | 0.07329
| 982.5169 | 0.022366 |  | 987.49 | 0.05563
| 982.7592 | 0.029466 |  | 987.73 | 0.05798
| 983.0014 | 0.017126 |  | 987.97 | 0.0543
| 983.2437 | 0.033693 |  | 988.22 | 0.06019
| 983.486 | 0.022359 |  | 988.46 | 0.0543
| 983.7283 | 0.02864 |  | 988.7 | 0.05239
| 983.9706 | 0.023141 |  | 988.95 | 0.04974
| 984.2129 | 0.035245 |  | 989.19 | 0.04783
| 984.4552 | 0.023326 |  | 989.43 | 0.04798
| 984.6975 | 0.02545 |  | 989.68 | 0.04091
| 984.9398 | 0.027668 |  | 989.92 | 0.04371
| 985.1821 | 0.02751 |  | 990.16 | 0.0465
| 985.4244 | 0.022051 |  | 990.41 | 0.04842
| 985.6668 | 0.037354 |  | 990.65 | 0.04268
| 985.9091 | 0.021928 |  | 990.89 | 0.04753
| 986.1514 | 0.032737 |  | 991.14 | 0.04106
| 986.3938 | 0.026097 |  | 991.38 | 0.03503
| 986.6361 | 0.027427 |  | 991.62 | 0.04474
| 986.8785 | 0.022899 |  | 991.87 | 0.02987
| 987.1209 | 0.031913 |  | 992.11 | 0.03473
| 987.3632 | 0.026202 |  | 992.36 | 0.03797
| 987.6056 | 0.033174 |  | 992.6 | 0.03915
| 987.848 | 0.024303 |  | 992.84 | 0.03002
| 988.0904 | 0.036915 |  | 993.09 | 0.03282
| 988.3328 | 0.02153 |  | 993.33 | 0.02973
| 988.5752 | 0.029765 |  | 993.57 | 0.0362
| 988.8176 | 0.0214 |  | 993.82 | 0.02693
| 989.06 | 0.033299 |  | 994.06 | 0.03002
| 989.3024 | 0.028014 |  | 994.3 | 0.02708
| 989.5449 | 0.034459 |  | 994.55 | 0.02119
| 989.7873 | 0.029639 |  | 994.79 | 0.01619
| 990.0298 | 0.030033 |  | 995.03 | 0.0337
| 990.2722 | 0.026313 |  | 995.28 | 0.03282
| 990.5147 | 0.032152 |  | 995.52 | 0.04047
| 990.7571 | 0.023631 |  | 995.77 | 0.02311
| 990.9996 | 0.035104 |  | 996.01 | 0.03576
| 991.242 | 0.023279 |  | 996.25 | 0.02767
| 991.4845 | 0.038049 |  | 996.5 | 0.02355
| 991.727 | 0.025401 |  | 996.74 | 0.02531
| 991.9695 | 0.042282 |  | 996.98 | 0.03091
| 992.212 | 0.01974 |  | 997.23 | 0.02149
| 992.4545 | 0.037676 |  | 997.47 | 0.03091
| 992.697 | 0.033893 |  | 997.71 | 0.02811
| 992.9395 | 0.035318 |  | 997.96 | 0.02384
| 993.182 | 0.019691 |  | 998.2 | 0.02134
| 993.4246 | 0.038604 |  | 998.45 | 0.02252
| 993.6671 | 0.026484 |  | 998.69 | 0.02443
| 993.9096 | 0.033545 |  | 998.93 | 0.02472
| 994.1522 | 0.027332 |  | 999.18 | 0.03458
| 994.3947 | 0.037707 |  | 999.42 | 0.02178
| 994.6373 | 0.025965 |  | 999.66 | 0.01869
| 994.8798 | 0.036858 |  | 999.91 | 0.01972
| 995.1224 | 0.029229 |  | 1000.15 | 0.01781
| 995.365 | 0.038469 |  | 1000.4 | 0.03782
| 995.6076 | 0.034054 |  | 1000.64 | 0.01972
| 995.8502 | 0.045611 |  | 1000.88 | 0.02781
| 996.0927 | 0.027449 |  | 1001.13 | 0.01898
| 996.3353 | 0.041267 |  | 1001.37 | 0.02075
| 996.5779 | 0.016709 |  | 1001.61 | 0.01486
| 996.8206 | 0.035031 |  | 1001.86 | 0.02737
| 997.0632 | 0.020802 |  | 1002.1 | 0.01957
| 997.3058 | 0.040644 |  | 1002.35 | 0.01869
| 997.5484 | 0.031519 |  | 1002.59 | 0.00147
| 997.7911 | 0.033951 |  | 1002.83 | 0.01898
| 998.0337 | 0.024999 |  | 1003.08 | 0.02443
| 998.2763 | 0.038722 |  | 1003.32 | 0.02296
| 998.519 | 0.030183 |  | 1003.57 | 0.01634
| 998.7617 | 0.044794 |  | 1003.81 | 0.02487
| 999.0043 | 0.030453 |  | 1004.05 | 0.0078
| 999.247 | 0.043065 |  | 1004.3 | 0.01854
| 999.4897 | 0.029252 |  | 1004.54 | 0.01369
| 999.7324 | 0.023803 |  | 1004.78 | 0.00898
| 999.975 | 0.048669 |  | 1005.03 | 0.02046
| 1000.2177 | 0.02961 |  | 1005.27 | 0.01987
| 1000.4604 | 0.043681 |  | 1005.52 | 0.02163
| 1000.7031 | 0.022127 |  | 1005.76 | 0.01869
| 1000.9459 | 0.043371 |  | 1006 | 0.0206
| 1001.1886 | 0.022218 |  | 1006.25 | 0.005
| 1001.4313 | 0.03596 |  | 1006.49 | 0.00986
| 1001.674 | 0.029211 |  | 1006.74 | 0.01457
| 1001.9168 | 0.045419 |  | 1006.98 | 0.01398
| 1002.1595 | 0.027542 |  | 1007.22 | 0.03385
| 1002.4022 | 0.043391 |  | 1007.47 | 0.02664
| 1002.645 | 0.038251 |  | 1007.71 | 0.00368
| 1002.8878 | 0.044605 |  | 1007.96 | 0.00912
| 1003.1305 | 0.024079 |  | 1008.2 | 0.01207
| 1003.3733 | 0.03931 |  | 1008.44 | 0.02414
| 1003.6161 | 0.035685 |  | 1008.69 | 0.0025
| 1003.8589 | 0.050377 |  | 1008.93 | 0.02973
| 1004.1016 | 0.026829 |  | 1009.17 | 0.01236
| 1004.3444 | 0.036277 |  | 1009.42 | 0.01678
| 1004.5872 | 0.027235 |  | 1009.66 | 0.00589
| 1004.8301 | 0.040232 |  | 1009.91 | 0.01501
| 1005.0729 | 0.025801 |  | 1010.15 | 0.01604
| 1005.3157 | 0.043021 |  | 1010.39 | 0.00736
| 1005.5585 | 0.029084 |  | 1010.64 | 0.00942
| 1005.8013 | 0.047494 |  | 1010.88 | 0.01766
| 1006.0442 | 0.037492 |  | 1011.13 | 0.01104
| 1006.287 | 0.051461 |  | 1011.37 | 0.02001
| 1006.5299 | 0.028943 |  | 1011.61 | 0.02222
| 1006.7727 | 0.032835 |  | 1011.86 | 0.02046
| 1007.0156 | 0.034379 |  | 1012.1 | 0.005
| 1007.2584 | 0.055895 |  | 1012.35 | 0.00809
| 1007.5013 | 0.035854 |  | 1012.59 | 0.00427
| 1007.7442 | 0.057896 |  | 1012.84 | 0.01825
| 1007.9871 | 0.044282 |  | 1013.08 | 0.01251
| 1008.23 | 0.047037 |  | 1013.32 | 0.03149
| 1008.4729 | 0.039945 |  | 1013.57 | 0.01531
| 1008.7158 | 0.055688 |  | 1013.81 | 0.0128
| 1008.9587 | 0.038183 |  | 1014.06 | 0.00177
| 1009.2016 | 0.050246 |  | 1014.3 | 0.02472
| 1009.4445 | 0.039281 |  | 1014.54 | 0.00942
| 1009.6874 | 0.054033 |  | 1014.79 | 0.00545
| 1009.9304 | 0.035323 |  | 1015.03 | 0.0004415
| 1010.1733 | 0.047379 |  | 1015.28 | 0.02134
| 1010.4162 | 0.033606 |  | 1015.52 | 0.00677
| 1010.6592 | 0.052394 |  | 1015.76 | 0.01442
| 1010.9021 | 0.036935 |  | 1016.01 | 0.00795
| 1011.1451 | 0.044491 |  | 1016.25 | 0.02708
| 1011.3881 | 0.037768 |  | 1016.5 | 0.01486
| 1011.631 | 0.054215 |  | 1016.74 | 0.01295
| 1011.874 | 0.0356 |  | 1016.98 | 0.01192
| 1012.117 | 0.043622 |  | 1017.23 | 0.0206
| 1012.36 | 0.035829 |  | 1017.47 | 0.00471
| 1012.603 | 0.052135 |  | 1017.72 | 0.00648
| 1012.846 | 0.036093 |  | 1017.96 | 0.00118
| 1013.089 | 0.056085 |  | 1018.21 | 0.0103
| 1013.332 | 0.037332 |  | 1018.45 | 0.01854
| 1013.575 | 0.05227 |  | 1018.69 | 0.00957
| 1013.818 | 0.039027 |  | 1018.94 | 0.00338
| 1014.0611 | 0.054534 |  | 1019.18 | 0.01928
| 1014.3041 | 0.045775 |  | 1019.43 | 0.01972
| 1014.5471 | 0.055862 |  | 1019.67 | 0.02266
| 1014.7902 | 0.046973 |  | 1019.92 | 0.02517
| 1015.0332 | 0.060027 |  | 1020.16 | 0.02958
| 1015.2763 | 0.041099 |  | 1020.4 | 0.01619
| 1015.5194 | 0.046123 |  | 1020.65 | 0.00662
| 1015.7624 | 0.04106 |  | 1020.89 | 0.00191
| 1016.0055 | 0.067264 |  | 1021.14 | 0.0262
| 1016.2486 | 0.045716 |  | 1021.38 | 0.00736
| 1016.4917 | 0.057748 |  | 1021.63 | 0.02487
| 1016.7348 | 0.047072 |  | 1021.87 | 0.00751
| 1016.9779 | 0.046669 |  | 1022.11 | 0.00927
| 1017.221 | 0.034541 |  | 1022.36 | 0.00942
| 1017.4641 | 0.057667 |  | 1022.6 | 0.01781
| 1017.7072 | 0.032515 |  | 1022.85 | 0.00809
| 1017.9503 | 0.0628 |  | 1023.09 | 0.02222
| 1018.1935 | 0 |  | 1023.34 | 0.0078
| 1018.4366 | 0 |  | 1023.58 | 0.03002
| 1018.6797 | 0 |  | 1023.82 | 0.00971
| 1018.9229 | 0 |  | 1024.07 | 0.01413
| 1019.166 | 0 |  | 1024.31 | 0.00073584
| 1019.4092 | 0 |  | 1024.56 | 0.00809
| 1019.6523 | 0 |  | 1024.8 | 0
| 1019.8955 | 0 |  | 1025.05 | 0
| 1020.1387 | 0 |  | 1025.29 | 0
| 1020.3819 | 0 |  | 1025.53 | 0
| 1020.625 | 0 |  | 1025.78 | 0
| 1020.8682 | 0 |  | 1026.02 | 0
| 1021.1114 | 0 |  | 1026.27 | 0
| 1021.3546 | 0 |  | 1026.51 | 0
| 1021.5978 | 0 |  | 1026.76 | 0
| 1021.8411 | 0 |  | 1027 | 0
| 1022.0843 | 0 |  | 1027.24 | 0
| 1022.3275 | 0 |  | 1027.49 | 0
|  | 1027.73 | 0
|  | 1027.98 | 0

## Integration (hidden)
LED Item # | MBB1D1 |  | MBB2D1
Do Not Edit This Tab | Area Under Normalized Curve |  | Area Under Normalized Curve
| Total | 283.3747 | Total | 101.4249
Integration
| 0 |  | 0
| 0 |  | 0
| 0 |  | 0
| 0 |  | 0
| 0 |  | 0
| 0 |  | 0
| 0 |  | 0
| 0 |  | 0
| 0 |  | 0
| 0 |  | 0
| 0 |  | 0
| 0 |  | 0
| 0 |  | 0
| 0 |  | 0
| 0 |  | 0
| 0 |  | 0
| 0 |  | 0
| 0 |  | 0
| 0 |  | 0
| 0 |  | 0
| 0 |  | 0
| 0 |  | 0
| 0 |  | 0
| 0 |  | 0
| 0 |  | 0
| 0 |  | 0
| 0 |  | 0
| 0 |  | 0
| 0 |  | 0
| 0 |  | 0
| 0 |  | 0
| 0 |  | 0
| 0 |  | 0
| 0 |  | 0
| 0 |  | 0
| 0 |  | 0
| 0 |  | 0
| 0 |  | 0
| 0 |  | 0
| 0 |  | 0
| 0 |  | 0
| 0 |  | 0
| 0 |  | 0
| 0 |  | 0
| 0 |  | 0
| 0 |  | 0
| 0 |  | 0
| 0 |  | 0
| 0 |  | 0
| 0 |  | 0
| 0 |  | 0
| 0 |  | 0
| 0 |  | 0
| 0 |  | 0
| 0 |  | 0
| 0 |  | 0
| 0 |  | 0
| 0 |  | 0
| 0 |  | 0
| 0 |  | 0
| 0 |  | 0
| 0 |  | 0
| 0 |  | 0
| 0 |  | 0
| 0 |  | 0
| 0 |  | 0
| 0 |  | 0
| 0 |  | 0
| 0 |  | 0
| 0 |  | 0
| 0 |  | 0
| 0 |  | 0
| 0 |  | 0
| 0 |  | 0
| 0 |  | 0
| 0 |  | 0
| 0 |  | 0
| 0 |  | 0
| 0 |  | 0
| 0 |  | 0
| 0 |  | 0
| 0 |  | 0
| 0 |  | 0
| 0 |  | 0
| 0 |  | 0
| 0 |  | 0
| 0 |  | 0
| 0 |  | 0
| 0 |  | 0
| 0 |  | 0
| 0 |  | 0
| 0 |  | 0
| 0 |  | 0
| 0 |  | 0
| 0 |  | 0
| 0 |  | 0
| 0 |  | 0
| 0 |  | 0
| 0 |  | 0
| 0 |  | 0
| 0 |  | 0
| 0 |  | 0
| 0 |  | 0
| 0 |  | 0
| 0 |  | 0
| 0 |  | 0
| 0 |  | 0
| 0 |  | 0
| 0 |  | 0
| 0 |  | 0
| 0 |  | 0
| 0 |  | 0
| 0 |  | 0
| 0 |  | 0
| 0 |  | 0
| 0 |  | 0
| 0 |  | 0
| 0 |  | 0
| 0 |  | 0
| 0 |  | 0
| 0 |  | 0
| 0 |  | 0
| 0 |  | 0
| 0 |  | 0
| 0 |  | 0
| 0 |  | 0
| 0 |  | 0
| 0 |  | 0
| 0 |  | 0
| 0 |  | 0
| 0 |  | 0
| 0 |  | 0
| 0 |  | 0
| 0 |  | 0
| 0 |  | 0
| 0 |  | 0
| 0 |  | 0
| 0 |  | 0
| 0 |  | 0
| 0 |  | 0
| 0 |  | 0
| 0 |  | 0
| 0 |  | 0
| 0 |  | 0
| 0 |  | 0
| 0 |  | 0
| 0 |  | 0
| 0 |  | 0
| 0 |  | 0
| 0 |  | 0
| 0 |  | 0
| 0 |  | 0
| 0 |  | 0
| 0 |  | 0
| 0 |  | 0
| 0 |  | 0
| 0 |  | 0
| 0 |  | 0
| 0 |  | 0
| 0 |  | 0
| 0 |  | 0
| 0 |  | 0
| 0 |  | 0
| 0 |  | 0
| 0 |  | 0
| 0 |  | 0
| 0 |  | 0
| 0 |  | 0
| 0 |  | 0
| 0 |  | 0
| 0 |  | 0
| 0 |  | 0
| 0 |  | 0
| 0 |  | 0
| 0 |  | 0
| 0 |  | 0
| 0 |  | 0
| 0 |  | 0
| 0 |  | 0
| 0 |  | 0
| 0 |  | 0
| 0 |  | 0
| 0 |  | 0
| 0 |  | 0
| 0 |  | 0
| 0 |  | 0
| 0 |  | 0
| 0 |  | 0
| 0 |  | 0
| 0 |  | 0
| 0 |  | 0
| 0 |  | 0
| 0 |  | 0
| 0 |  | 0
| 0 |  | 0
| 0 |  | 0
| 0 |  | 0
| 0 |  | 0
| 0 |  | 0
| 0 |  | 0
| 0 |  | 0
| 0 |  | 0
| 0 |  | 0
| 0 |  | 0
| 0 |  | 0
| 0 |  | 0
| 0 |  | 0
| 0 |  | 0
| 0 |  | 0
| 0 |  | 0
| 0 |  | 0
| 0 |  | 0
| 0 |  | 0
| 0 |  | 0
| 0 |  | 0
| 0 |  | 0
| 0 |  | 0
| 0 |  | 0
| 0 |  | 0
| 0 |  | 0
| 0 |  | 0
| 0 |  | 0
| 0 |  | 0
| 0 |  | 0
| 0 |  | 0
| 0 |  | 0
| 0 |  | 0
| 0 |  | 0
| 0 |  | 0
| 0 |  | 0
| 0 |  | 0
| 0 |  | 0
| 0 |  | 0
| 0 |  | 0
| 0 |  | 0
| 0 |  | 0
| 0 |  | 0
| 0 |  | 0
| 0 |  | 0
| 0 |  | 0
| 0 |  | 0
| 0 |  | 0
| 0 |  | 0
| 0 |  | 0
| 0 |  | 0
| 0 |  | 0
| 0 |  | 0
| 0 |  | 0
| 0 |  | 0
| 0 |  | 0
| 0 |  | 0
| 0 |  | 0
| 0 |  | 0
| 0 |  | 0
| 0 |  | 0
| 0 |  | 0
| 0 |  | 0
| 0 |  | 0
| 0 |  | 0
| 0 |  | 0
| 0 |  | 0
| 0 |  | 0
| 0 |  | 0
| 0 |  | 0
| 0 |  | 0
| 0 |  | 0
| 0 |  | 0
| 0 |  | 0
| 0 |  | 0
| 0 |  | 0
| 0 |  | 0
| 0 |  | 0
| 0 |  | 0
| 0 |  | 0
| 0 |  | 0
| 0 |  | 0
| 0 |  | 0
| 0 |  | 0
| 0 |  | 0
| 0 |  | 0
| 0 |  | 0
| 0 |  | 0
| 0 |  | 0
| 0 |  | 0
| 0 |  | 0
| 0 |  | 0
| 0 |  | 0
| 0 |  | 0
| 0 |  | 0
| 0 |  | 0
| 0 |  | 0
| 0 |  | 0
| 0 |  | 0
| 0 |  | 0
| 0 |  | 0
| 0 |  | 0
| 0 |  | 0
| 0 |  | 0
| 0 |  | 0
| 0 |  | 0
| 0 |  | 0
| 0 |  | 0
| 0 |  | 0
| 0 |  | 0
| 0 |  | 0
| 0 |  | 0
| 0 |  | 0
| 0 |  | 0
| 0 |  | 0
| 0 |  | 0
| 0 |  | 0
| 0 |  | 0
| 0 |  | 0
| 0 |  | 0
| 0 |  | 0
| 0 |  | 0
| 0 |  | 0
| 0 |  | 0
| 0 |  | 0
| 0 |  | 0
| 0 |  | 0
| 0 |  | 0
| 0 |  | 0
| 0 |  | 0
| 0 |  | 0
| 0 |  | 0
| 0 |  | 0
| 0 |  | 0
| 0 |  | 0
| 0 |  | 0
| 0 |  | 0
| 0 |  | 0
| 0 |  | 0
| 0 |  | 0
| 0 |  | 0
| 0 |  | 0
| 0 |  | 0
| 0 |  | 0
| 0 |  | 0
| 0 |  | 0
| 0 |  | 0
| 0 |  | 0
| 0 |  | 0
| 0 |  | 0
| 0 |  | 0
| 0 |  | 0
| 0 |  | 0
| 0 |  | 0
| 0 |  | 0
| 0 |  | 0
| 0 |  | 0
| 0 |  | 0
| 0 |  | 0
| 0 |  | 0
| 0 |  | 0
| 0 |  | 0
| 0 |  | 0
| 0 |  | 0
| 0 |  | 0
| 0 |  | 0
| 0 |  | 0
| 0 |  | 0
| 0 |  | 0
| 0 |  | 0
| 0 |  | 0
| 0 |  | 0
| 0 |  | 0
| 0 |  | 0
| 0 |  | 0
| 0 |  | 0
| 0 |  | 0
| 0 |  | 0
| 0 |  | 0
| 0 |  | 0
| 0 |  | 0
| 0 |  | 0
| 0 |  | 0
| 0 |  | 0
| 0 |  | 0
| 0 |  | 0
| 0 |  | 0
| 0 |  | 0
| 0 |  | 0
| 0 |  | 0
| 0 |  | 0
| 0 |  | 0
| 0 |  | 0
| 0 |  | 0
| 0 |  | 0
| 0 |  | 0
| 0 |  | 0
| 0 |  | 0
| 0 |  | 0
| 0 |  | 0
| 0 |  | 0
| 0 |  | 0
| 0 |  | 0
| 0 |  | 0
| 0 |  | 0
| 0 |  | 0
| 0 |  | 0
| 0 |  | 0
| 0 |  | 0
| 0 |  | 0
| 0 |  | 0
| 0 |  | 0
| 0 |  | 0
| 0 |  | 0
| 0 |  | 0
| 0 |  | 0
| 0 |  | 0
| 0 |  | 0
| 0 |  | 0
| 0 |  | 0
| 0 |  | 0
| 0 |  | 0
| 0 |  | 0
| 0 |  | 0
| 0 |  | 0
| 0 |  | 0
| 0 |  | 0
| 0 |  | 0
| 0 |  | 0
| 0 |  | 0
| 0 |  | 0
| 0 |  | 0
| 0 |  | 0
| 0 |  | 0
| 0 |  | 0
| 0 |  | 0
| 0 |  | 0
| 0 |  | 0
| 0 |  | 0
| 0 |  | 0
| 0 |  | 0
| 0 |  | 0
| 0 |  | 0
| 0 |  | 0
| 0 |  | 0
| 0 |  | 0
| 0 |  | 0
| 0 |  | 0
| 0 |  | 0
| 0 |  | 0
| 0 |  | 0
| 0 |  | 0
| 0 |  | 0
| 0 |  | 0
| 0 |  | 0
| 0 |  | 0
| 0 |  | 0
| 0 |  | 0
| 0 |  | 0
| 0 |  | 0
| 0 |  | 0
| 0 |  | 0
| 0 |  | 0
| 0 |  | 0
| 0 |  | 0
| 0 |  | 0
| 0 |  | 0
| 0 |  | 0
| 0 |  | 0
| 0 |  | 0
| 0 |  | 0
| 0 |  | 0
| 0 |  | 0
| 0 |  | 0
| 0 |  | 0
| 0 |  | 0
| 0 |  | 0
| 0 |  | 0
| 0 |  | 0
| 0 |  | 0
| 0 |  | 0
| 0 |  | 0
| 0 |  | 0
| 0 |  | 0
| 0 |  | 0
| 0 |  | 0
| 0 |  | 0
| 0 |  | 0
| 0 |  | 0
| 0 |  | 0
| 0 |  | 0
| 0 |  | 0
| 0 |  | 0
| 0 |  | 0
| 0 |  | 0
| 0 |  | 0
| 0 |  | 0
| 0 |  | 0
| 0 |  | 0
| 0 |  | 0
| 0 |  | 0
| 0 |  | 0
| 0 |  | 0
| 0 |  | 0
| 0 |  | 0
| 0 |  | 0
| 0 |  | 0
| 0 |  | 0
| 0 |  | 0
| 0 |  | 0
| 0 |  | 0
| 0 |  | 0
| 0 |  | 0
| 0 |  | 0
| 0 |  | 0
| 0 |  | 0
| 0 |  | 0
| 0 |  | 0
| 0 |  | 0
| 0 |  | 0
| 0 |  | 0
| 0 |  | 0
| 0 |  | 0
| 0 |  | 0
| 0 |  | 0
| 0 |  | 0
| 0 |  | 0
| 0 |  | 0
| 0 |  | 0
| 0 |  | 0
| 0 |  | 0
| 0 |  | 0
| 0 |  | 0
| 0 |  | 0
| 0 |  | 0
| 0 |  | 0
| 0 |  | 0
| 0 |  | 0
| 0 |  | 0
| 0 |  | 0
| 0 |  | 0
| 0 |  | 0
| 0 |  | 0
| 0 |  | 0
| 0 |  | 0
| 0 |  | 0
| 0 |  | 0
| 0 |  | 0
| 0 |  | 0
| 0 |  | 0
| 0 |  | 0
| 0 |  | 0
| 0 |  | 0
| 0 |  | 0
| 0 |  | 0
| 0 |  | 0
| 0 |  | 0
| 0 |  | 0
| 0 |  | 0
| 0 |  | 0
| 0 |  | 0
| 0 |  | 0
| 0 |  | 0
| 0 |  | 0
| 0 |  | 0
| 0 |  | 0
| 0 |  | 0
| 0 |  | 0
| 0 |  | 0
| 0 |  | 0
| 0 |  | 0
| 0 |  | 0
| 0 |  | 0
| 0 |  | 0
| 0 |  | 0
| 0 |  | 0
| 0 |  | 0
| 0 |  | 0
| 0 |  | 0
| 0 |  | 0
| 0 |  | 0
| 0 |  | 0
| 0 |  | 0
| 0 |  | 0
| 0 |  | 0
| 0 |  | 0
| 0 |  | 0
| 0 |  | 0
| 0 |  | 0
| 0 |  | 0
| 0 |  | 0
| 0 |  | 0
| 0 |  | 0
| 0 |  | 0
| 0 |  | 0
| 0 |  | 0
| 0 |  | 0
| 0 |  | 0
| 0 |  | 0
| 0 |  | 0
| 0 |  | 0
| 0 |  | 0
| 0 |  | 0
| 0 |  | 0
| 0 |  | 0
| 0 |  | 0
| 0 |  | 0
| 0 |  | 0
| 0 |  | 0
| 0 |  | 0
| 0 |  | 0
| 0 |  | 0
| 0 |  | 0
| 0 |  | 0
| 0 |  | 0
| 0 |  | 0
| 0 |  | 0
| 0 |  | 0
| 0 |  | 0
| 0 |  | 0
| 0 |  | 0
| 0 |  | 0
| 0 |  | 0
| 0 |  | 0
| 0 |  | 0
| 0 |  | 0
| 0 |  | 0
| 0 |  | 0
| 0 |  | 0
| 0 |  | 0
| 0 |  | 0
| 0 |  | 0
| 0 |  | 0
| 0 |  | 0
| 0 |  | 0
| 0 |  | 0
| 0 |  | 0
| 0 |  | 0
| 0 |  | 0
| 0 |  | 0
| 0 |  | 0
| 0 |  | 0
| 0 |  | 0
| 0 |  | 0
| 0 |  | 0
| 0 |  | 0
| 0 |  | 0
| 0 |  | 0
| 0 |  | 0
| 0 |  | 0
| 0 |  | 0
| 0 |  | 0
| 0 |  | 0
| 0 |  | 0
| 0 |  | 0
| 0 |  | 0
| 0 |  | 0
| 0 |  | 0
| 0 |  | 0
| 0 |  | 0
| 0 |  | 0
| 0 |  | 0
| 0 |  | 0
| 0 |  | 0
| 0 |  | 0
| 0 |  | 0
| 0 |  | 0
| 0 |  | 0
| 0 |  | 0
| 0 |  | 0
| 0 |  | 0
| 0 |  | 0
| 0 |  | 0
| 0 |  | 0
| 0 |  | 0
| 0 |  | 0
| 0 |  | 0
| 0 |  | 0
| 0 |  | 0
| 0 |  | 0
| 0 |  | 0
| 0 |  | 0
| 0 |  | 0
| 0 |  | 0
| 0 |  | 0
| 0 |  | 0
| 0 |  | 0
| 0 |  | 0
| 0 |  | 0
| 0 |  | 0
| 0 |  | 0
| 0 |  | 0
| 0 |  | 0
| 0 |  | 0
| 0 |  | 0
| 0 |  | 0
| 0 |  | 0
| 0 |  | 0
| 0 |  | 0
| 0 |  | 0
| 0 |  | 0
| 0 |  | 0
| 0 |  | 0
| 0 |  | 0
| 0 |  | 0
| 0 |  | 0
| 0 |  | 0
| 0 |  | 0
| 0 |  | 0
| 0 |  | 0
| 0 |  | 0
| 0 |  | 0
| 0 |  | 0
| 0 |  | 0
| 0 |  | 0
| 0 |  | 0
| 0 |  | 0
| 0 |  | 0
| 0 |  | 0
| 0 |  | 0
| 0 |  | 0
| 0 |  | 0
| 0 |  | 0
| 0 |  | 0
| 0 |  | 0
| 0 |  | 0
| 0 |  | 0
| 0 |  | 0
| 0 |  | 0
| 0 |  | 0
| 0 |  | 0
| 0 |  | 0
| 0 |  | 0
| 0 |  | 0
| 0 |  | 0
| 0 |  | 0
| 0 |  | 0
| 0 |  | 0
| 0 |  | 0
| 0 |  | 0
| 0 |  | 0
| 0 |  | 0
| 0 |  | 0
| 0 |  | 0
| 0 |  | 0
| 0 |  | 0
| 0 |  | 0
| 0 |  | 0
| 0 |  | 0
| 0 |  | 0
| 0 |  | 0
| 0 |  | 0
| 0 |  | 0
| 0 |  | 0
| 0 |  | 0
| 0 |  | 0
| 0 |  | 0
| 0 |  | 0
| 0 |  | 0
| 0 |  | 0
| 0 |  | 0
| 0 |  | 0
| 0 |  | 0
| 0 |  | 0
| 0 |  | 0
| 0 |  | 0
| 0 |  | 0
| 0 |  | 0
| 0 |  | 0
| 0 |  | 0
| 0 |  | 0
| 0 |  | 0
| 0 |  | 0.000525
| 0 |  | 0.0022825
| 0 |  | 0.0019782
| 0 |  | 0.0005181
| 0 |  | 0.00095865
| 0 |  | 0.0030602
| 0 |  | 0.0022098
| 0 |  | 0.0012139
| 0 |  | 0.0021945
| 0 |  | 0.0033352
| 0 |  | 0.0022711
| 0 |  | 0.0003883
| 0 |  | 0.00026282
| 0 |  | 0.002153
| 0 |  | 0.0020243
| 0 |  | 0.0011813
| 0 |  | 0.0013902
| 0 |  | 0.001408
| 0 |  | 0.0021043
| 0 |  | 0.0019467
| 0 |  | 0.0020559
| 0 |  | 0.0011434
| 0 |  | 0.0007117
| 0 |  | 0.001113
| 0 |  | 0.00061569
| 0 |  | 0.00052575
| 0 |  | 0.0016027
| 0 |  | 0.001576
| 0 |  | 0.00061538
| 0 |  | 0.0010662
| 0 |  | 0.0012793
| 0 |  | 0.00083475
| 0 |  | 0.0009229
| 0 |  | 0.0010973
| 0 |  | 0.0011979
| 0 |  | 0.0013596
| 0 |  | 0.0012054
| 0 |  | 0.0010527
| 0 |  | 0.00086536
| 0 |  | 0.00035657
| 0 |  | 0.00069615
| 0 |  | 0.0011011
| 0 |  | 0.0018543
| 0 |  | 0.0021692
| 0 |  | 0.0010657
| 0 |  | 0.0005335
| 0 |  | 0.0007766
| 0 |  | 0.00047896
| 0 |  | 0.00061507
| 0 |  | 0.0014217
| 0 |  | 0.0011979
| 0 |  | 0.0007728
| 0 |  | 0.0013442
| 0 |  | 0.0015543
| 0 |  | 0.0008967
| 0 |  | 0.000616
| 0 |  | 0.00066465
| 0 |  | 0.0007931
| 0 |  | 0.00095865
| 0 |  | 0.0014894
| 0 |  | 0.0015862
| 0 |  | 0.0014836
| 0 |  | 0.0016995
| 0 |  | 0.0018228
| 0 |  | 0.0017963
| 0 |  | 0.0008096
| 0 |  | 0.0002013
| 0 |  | 0.00064759
| 0 |  | 0.0010815
| 0 |  | 0.0011495
| 0.0069291 |  | 0.00078855
| 0.016472 |  | 0.0008096
| 0.016228 |  | 0.0008261
| 0.014979 |  | 0.00049455
| 0.014672 |  | 0.0006468
| 0.014498 |  | 0.00033961
| 0.015223 |  | 0.00063188
| 0.014616 |  | 0.0019107
| 0.013145 |  | 0.001298
| 0.014118 |  | 0.00012951
| 0.015316 |  | 0.00023161
| 0.015025 |  | 0.0006798
| 0.015266 |  | 0.0006798
| 0.01562 |  | 0.00029295
| 0.015896 |  | 0.0004202
| 0.01666 |  | 0.0010032
| 0.01672 |  | 0.0010973
| 0.014809 |  | 0.0006314
| 0.01236 |  | 0.00032445
| 0.011952 |  | 0.0003883
| 0.012322 |  | 0.000517
| 0.013604 |  | 0.0003549
| 0.013791 |  | 0.00019424
| 0.012486 |  | 0.00071234
| 0.011564 |  | 0.0012054
| 0.010328 |  | 0.0011011
| 0.011558 |  | 0.00092715
| 0.011754 |  | 0.0008899
| 0.010374 |  | 0.0006314
| 0.010112 |  | 0.0005565
| 0.011516 |  | 0.0010527
| 0.012298 |  | 0.0008426
| 0.011207 |  | 0.00020116
| 0.010424 |  | 0.00012951
| 0.010376 |  | 0.00022677
| 0.010327 |  | 0.0005103
| 0.0097499 |  | 0.0005181
| 0.009953 |  | 0.00023161
| 0.0092556 |  | 0.00032404
| 0.008244 |  | 0.0009394
| 0.0084358 |  | 0.0008652
| 0.0081458 |  | 0.0007766
| 0.0076517 |  | 0.0007117
| 0.0078738 |  | 0.0004011
| 0.0077587 |  | 0.0004697
| 0.007527 |  | 0.00029183
| 0.0083746 |  | 0.00052532
| 0.0081744 |  | 0.0006314
| 0.0081262 |  | 0.0001782
| 0.0080947 |  | 0.0002163
| 0.0078594 |  | 0.00029135
| 0.0086095 |  | 0.00067965
| 0.0082101 |  | 0.00067967
| 0.0072005 |  | 0.00061523
| 0.0069432 |  | 0.0006963
| 0.0067879 |  | 0.0003087
| 0.0064309 |  | 0.00024233
| 0.006218 |  | 0.00024233
| 0.0066612 |  | 0.00021586
| 0.0070161 |  | 0.00022614
| 0.0071144 |  | 0.00020995
| 0.0066833 |  | 0.00055636
| 0.0063418 |  | 0.00053429
| 0.0063319 |  | 0.00033959
| 0.0064598 |  | 0.00067935
| 0.006307 |  | 0.00046924
| 0.0060667 |  | 0.0001457
| 0.006413 |  | 0.00029135
| 0.0065954 |  | 0.00026266
| 0.0063781 |  | 0.00011332
| 0.0061923 |  | 0.00033975
| 0.0063055 |  | 0.0006174
| 0.0059063 |  | 0.000517
| 0.0056157 |  | 0.0003234
| 0.0061194 |  | 0.00040215
| 0.0062676 |  | 0.0005665
| 0.0060941 |  | 0.00040434
| 0.0065722 |  | 0.00019424
| 0.0068731 |  | 0.00013906
| 0.0068534 |  | 0.00042068
| 0.0071938 |  | 0.00042068
| 0.0063556 |  | 0.00016951
| 0.0059472 |  | 0.000275
| 0.0065575 |  | 0.0002431
| 0.0070289 |  | 0.00032445
| 0.0071074 |  | 0.0005016
| 0.0072868 |  | 0.0004697
| 0.0073936 |  | 0.00027564
| 0.0066576 |  | 0.00026311
| 0.0062639 |  | 0.00021089
| 0.0065178 |  | 1.6188e-05
| 0.0065548 |  | 0.0006314
| 0.0064611 |  | 0.00069542
| 0.0067286 |  | 0.00017807
| 0.0063382 |  | 0.00012951
| 0.0066374 |  | 0.00029311
| 0.0070007 |  | 0.0003718
| 0.0067456 |  | 0.0004213
| 0.0065301 |  | 0.0004532
| 0.0059433 |  | 0.00032445
| 0.0062425 |  | 0.0004048
| 0.0066627 |  | 0.0005016
| 0.0065304 |  | 0.0006479
| 0.0062942 |  | 0.0006489
| 0.0058911 |  | 0.00035578
| 0.0059583 |  | 0.00046908
| 0.0065821 |  | 0.00055
| 0.0064391 |  | 0.0003864
| 0.0062383 |  | 0.0005016
| 0.0064568 |  | 0.0006314
| 0.0064697 |  | 0.000858
| 0.006653 |  | 0.00097335
| 0.0067673 |  | 0.0008415
| 0.0063051 |  | 0.0005819
| 0.0064428 |  | 0.0006952
| 0.0066746 |  | 0.00089565
| 0.0060453 |  | 0.00059888
| 0.0062719 |  | 0.00024248
| 0.0065038 |  | 0.00024248
| 0.0062926 |  | 7.7263e-05
| 0.006258 |  | 0.00034007
| 0.0055614 |  | 0.000583
| 0.0054055 |  | 0.0006314
| 0.0054668 |  | 0.00044835
| 0.005814 |  | 0.0002431
| 0.0059438 |  | 0.0003564
| 0.0056316 |  | 0.0004697
| 0.0055267 |  | 0.00030754
| 0.005616 |  | 0.00013907
| 0.0057622 |  | 0.00024295
| 0.0052447 |  | 0.0003729
| 0.0050802 |  | 0.0003564
| 0.004616 |  | 0.0001698
| 0.0041431 |  | 0.00043749
| 0.004992 |  | 0.0006644
| 0.0055483 |  | 0.0004213
| 0.0055341 |  | 0.00019439
| 0.0051077 |  | 0.0002622
| 0.0047735 |  | 0.0005016
| 0.0046769 |  | 0.0005016
| 0.0046917 |  | 0.0004202
| 0.0046196 |  | 0.0004851
| 0.0046426 |  | 0.00040142
| 0.0050172 |  | 0.00034023
| 0.0050269 |  | 0.00027548
| 0.0047838 |  | 0.00019408
| 0.0044567 |  | 0.00017789
| 0.0043795 |  | 0.00037035
| 0.0046528 |  | 0.00043655
| 0.0050671 |  | 0.00040465
| 0.0049121 |  | 0.0004532
| 0.0045547 |  | 0.0003399
| 0.0041854 |  | 0.0003864
| 0.0042297 |  | 0.00025914
| 0.0044266 |  | 0.00022614
| 0.0037294 |  | 0.00017758
| 0.004434 |  | 0.00024248
| 0.0044052 |  | 0.00024691
| 0.0043685 |  | 8.0942e-05
| 0.0045824 |  | 0.00014568
| 0.0039785 |  | 0.0002431
| 0.0037545 |  | 0.00019455
| 0.0040919 |  | 0.00032325
| 0.0043846 |  | 0.0002622
| 0.0043545 |  | 8.0942e-05
| 0.0042505 |  | 6.4753e-05
| 0.0041881 |  | 0
| 0.0040232 |  | 9.713e-05
| 0.0040734 |  | 0.00029183
| 0.0040509 |  | 0.00024766
| 0.0043545 |  | 0.00011332
| 0.0042629 |  | 9.713e-05
| 0.0039044 |  | 0.00021027
| 0.003841 |  | 0.00025883
| 0.0040999 |  | 0.00012951
| 0.0042335 |  | 7.7263e-05
| 0.0040707 |  | 0.00030707
| 0.0038555 |  | 0.00035563
| 0.0042004 |  | 0.00019426
| 0.0042497 |  | 0.00024233
| 0.00415 |  | 0.0002585
| 0.0044155 |  | 0.0001133
| 0.0045819 |  | 4.6358e-05
| 0.0048222 |  | 8.0942e-05
| 0.004567 |  | 0.00022708
| 0.0040832 |  | 0.0003729
| 0.0041312 |  | 0.000308
| 0.00452 |  | 0.000275
| 0.0048095 |  | 0.000275
| 0.0043407 |  | 0.00021662
| 0.0043881 |  | 0.00011332
| 0.0051767 |  | 0.00022629
| 0.0051359 |  | 0.0004367
| 0.0049368 |  | 0.0003564
| 0.0047573 |  | 0.0002915
| 0.0046208 |  | 0.00021027
| 0.0049864 |  | 0.00029311
| 0.0050125 |  | 0.00030707
| 0.0047607 |  | 9.713e-05
| 0.0050169 |  | 0.00016187
| 0.0050097 |  | 0.00012949
| 0.0048693 |  | 6.4753e-05
| 0.0048874 |  | 0.00034007
| 0.0048242 |  | 0.0005016
| 0.0048178 |  | 0.0004048
| 0.0046571 |  | 0.00023221
| 0.00482 |  | 8.0942e-05
| 0.0053339 |  | 4.8565e-05
| 0.0053345 |  | 0.00014599
| 0.0050986 |  | 0.0002596
| 0.0052487 |  | 0.0003883
| 0.0053831 |  | 0.00035563
| 0.0055023 |  | 0.00022693
| 0.00587 |  | 0.0002596
| 0.0057825 |  | 0.00013935
| 0.0054945 |  | 0.00011332
| 0.0055695 |  | 0.00012951
| 0.0056396 |  | 6.4753e-05
| 0.0057837 |  | 0.00014568
| 0.0056422 |  | 0.0002431
| 0.0051685 |  | 0.0003399
| 0.0050168 |  | 0.0004048
| 0.0052812 |  | 0.0003564
| 0.005442 |  | 0.00021027
| 0.0052983 |  | 0.00021646
| 0.0052582 |  | 0.0003729
| 0.0051934 |  | 0.0003894
| 0.0052354 |  | 0.00022708
| 0.0054557 |  | 3.2377e-05
| 0.0056027 |  | 1.6188e-05
| 0.0059915 |  | 0.00016139
| 0.0060559 |  | 0.0003234
| 0.0057461 |  | 0.0005181
| 0.0059823 |  | 0.000583
| 0.0060521 |  | 0.0004378
| 0.0057191 |  | 0.0004048
| 0.0056788 |  | 0.0003234
| 0.0058784 |  | 0.0002625
| 0.0060959 |  | 0.00019408
| 0.0060202 |  | 0.00014568
| 0.0057484 |  | 0.0004048
| 0.0058667 |  | 0.00032388
| 0.0060136 |  | 0.00025898
| 0.0059353 |  | 0.0003718
| 0.0060943 |  | 0.0002904
| 0.0062596 |  | 0.00020995
| 0.0062219 |  | 0.00025945
| 0.0060279 |  | 0.00022708
| 0.0059905 |  | 0.00017758
| 0.0058703 |  | 0.0003883
| 0.0057641 |  | 0.0005995
| 0.0057552 |  | 0.00040497
| 0.0058218 |  | 0.00016187
| 0.0060825 |  | 0.0001236
| 0.0059212 |  | 0.00042099
| 0.0059382 |  | 0.0005995
| 0.0060168 |  | 0.0003729
| 0.0060351 |  | 0.00019439
| 0.0062093 |  | 4.8565e-05
| 0.0062667 |  | 4.8565e-05
| 0.0062401 |  | 0.00021089
| 0.0061135 |  | 0.00029183
| 0.0062658 |  | 9.713e-05
| 0.0064008 |  | 0.0001452
| 0.0062402 |  | 0.00019377
| 0.0065046 |  | 4.8565e-05
| 0.0064907 |  | 0
| 0.0062509 |  | 1.6188e-05
| 0.0064639 |  | 0.00012949
| 0.0069218 |  | 0.0003399
| 0.0071001 |  | 0.0003399
| 0.0067164 |  | 0.00016187
| 0.0064161 |  | 0.00025867
| 0.0066358 |  | 0.0003718
| 0.0070718 |  | 0.0003234
| 0.0070674 |  | 0.00025883
| 0.0066865 |  | 0.00021043
| 0.0070207 |  | 0.0002266
| 0.0074353 |  | 0.00019424
| 0.0073049 |  | 0.00022614
| 0.0075482 |  | 0.000275
| 0.0078013 |  | 0.00017837
| 0.007788 |  | 6.4753e-05
| 0.00802 |  | 6.4753e-05
| 0.0081714 |  | 0.0001457
| 0.0082841 |  | 0.0001457
| 0.0082108 |  | 0.00016187
| 0.0079609 |  | 0.00012949
| 0.0078149 |  | 9.713e-05
| 0.0081897 |  | 0.00021074
| 0.0087464 |  | 0.0004213
| 0.0089749 |  | 0.00055
| 0.0091681 |  | 0.00035563
| 0.0092046 |  | 0.00017807
| 0.0090683 |  | 0.00027564
| 0.0092294 |  | 0.00027564
| 0.0098086 |  | 0.0001457
| 0.0098341 |  | 0.00011332
| 0.009723 |  | 0.00019377
| 0.0099059 |  | 0.00022614
| 0.010157 |  | 0.00012951
| 0.010315 |  | 0.00017837
| 0.010402 |  | 0.00021074
| 0.010809 |  | 0.00016188
| 0.01091 |  | 0.00025914
| 0.011046 |  | 0.0001782
| 0.011432 |  | 0.0002101
| 0.011579 |  | 0.00025867
| 0.011508 |  | 0.0001457
| 0.011768 |  | 0.00019426
| 0.012345 |  | 0.00012951
| 0.012325 |  | 0.00016218
| 0.012165 |  | 0.0002431
| 0.012812 |  | 0.00012949
| 0.013467 |  | 9.713e-05
| 0.013309 |  | 0.00024264
| 0.0135 |  | 0.00021027
| 0.01403 |  | 9.713e-05
| 0.014431 |  | 0.00027517
| 0.014652 |  | 0.00029135
| 0.014833 |  | 0.00027485
| 0.015153 |  | 0.00024248
| 0.015324 |  | 0.00019408
| 0.015758 |  | 0.00017789
| 0.016195 |  | 0.00018597
| 0.016836 |  | 0.00017789
| 0.01766 |  | 0.00014599
| 0.018007 |  | 0.000275
| 0.018147 |  | 0.0002904
| 0.018469 |  | 0.00022614
| 0.018973 |  | 0.00011332
| 0.019183 |  | 8.0942e-05
| 0.019345 |  | 0.00011332
| 0.020142 |  | 6.4753e-05
| 0.02066 |  | 0.0001298
| 0.020904 |  | 0.00019455
| 0.021706 |  | 0.00012951
| 0.022312 |  | 0.00030785
| 0.022805 |  | 0.00029167
| 0.023131 |  | 8.0942e-05
| 0.023142 |  | 0.00021058
| 0.023954 |  | 0.00028785
| 0.024638 |  | 0.00016188
| 0.024695 |  | 0.0001457
| 0.025201 |  | 0.00017807
| 0.025871 |  | 0.00011332
| 0.02631 |  | 0.00027469
| 0.027066 |  | 0.0003718
| 0.027879 |  | 0.0003399
| 0.028463 |  | 0.00027517
| 0.028786 |  | 0.00025867
| 0.02867 |  | 0.00024248
| 0.02911 |  | 0.00017758
| 0.029576 |  | 0.0003553
| 0.029874 |  | 0.00023657
| 0.03052 |  | 3.2377e-05
| 0.030883 |  | 0.00037259
| 0.03143 |  | 0.0004697
| 0.031911 |  | 0.0002266
| 0.032278 |  | 0.00017805
| 0.032924 |  | 0.00016188
| 0.033535 |  | 0.00016188
| 0.033612 |  | 0.00016188
| 0.033796 |  | 0.00016188
| 0.034364 |  | 8.4621e-05
| 0.035055 |  | 9.713e-05
| 0.03576 |  | 0.00025914
| 0.035635 |  | 0.00019439
| 0.035811 |  | 0.00011332
| 0.036002 |  | 0.00021043
| 0.036253 |  | 0.00012949
| 0.037109 |  | 6.4753e-05
| 0.037454 |  | 9.713e-05
| 0.037681 |  | 0.00015232
| 0.037895 |  | 0.00016188
| 0.037544 |  | 6.4753e-05
| 0.037343 |  | 0.0001133
| 0.037687 |  | 0.0001133
| 0.037951 |  | 1.6188e-05
| 0.037742 |  | 0.00012949
| 0.037658 |  | 0.00017805
| 0.037575 |  | 0.00025945
| 0.037793 |  | 0.0004232
| 0.038492 |  | 0.0003399
| 0.038342 |  | 0.0002596
| 0.038156 |  | 0.0003399
| 0.038331 |  | 0.00022629
| 0.038132 |  | 9.713e-05
| 0.038321 |  | 0.0001457
| 0.0388 |  | 6.7697e-05
| 0.038874 |  | 0.0001298
| 0.039026 |  | 0.00016218
| 0.038921 |  | 0.00019408
| 0.038638 |  | 0.00024264
| 0.038499 |  | 0.00012951
| 0.038415 |  | 4.8565e-05
| 0.038439 |  | 4.8565e-05
| 0.03844 |  | 6.7697e-05
| 0.037957 |  | 0.00016139
| 0.037337 |  | 0.00019377
| 0.037256 |  | 0.00017837
| 0.037097 |  | 0.00014599
| 0.036731 |  | 6.4753e-05
| 0.036284 |  | 5.0773e-05
| 0.036315 |  | 0.0002266
| 0.036849 |  | 0.00032373
| 0.036739 |  | 0.00016188
| 0.036336 |  | 0.00011332
| 0.035912 |  | 8.0942e-05
| 0.035705 |  | 4.8565e-05
| 0.035787 |  | 0.00015262
| 0.036159 |  | 0.0001298
| 0.036307 |  | 6.4753e-05
| 0.036517 |  | 0.00012951
| 0.036345 |  | 0.00020995
| 0.036284 |  | 0.0003069
| 0.036144 |  | 0.00030475
| 0.036233 |  | 0.0002431
| 0.036239 |  | 0.00016187
| 0.03585 |  | 0.00021027
| 0.035802 |  | 0.00017789
| 0.035778 |  | 0.00015262
| 0.035868 |  | 0.00022693
| 0.036223 |  | 0.00022693
| 0.036718 |  | 0.00017837
| 0.036817 |  | 6.4753e-05
| 0.036721 |  | 4.8565e-05
| 0.036882 |  | 0.00011847
| 0.037211 |  | 0.00016188
| 0.037582 |  | 0.00011332
| 0.037898 |  | 8.0942e-05
| 0.038118 |  | 9.713e-05
| 0.038269 |  | 0.00011847
| 0.038794 |  | 0.00011332
| 0.039167 |  | 0.00012951
| 0.03949 |  | 0.0001457
| 0.039678 |  | 0.00019455
| 0.039387 |  | 0.0002034
| 0.039631 |  | 6.4753e-05
| 0.040096 |  | 1.6188e-05
| 0.040407 |  | 4.8565e-05
| 0.0407 |  | 0.00014568
| 0.04074 |  | 0.00016922
| 0.040978 |  | 6.4753e-05
| 0.041003 |  | 9.713e-05
| 0.041255 |  | 0.00011332
| 0.041394 |  | 4.8565e-05
| 0.041008 |  | 3.3848e-05
| 0.041235 |  | 3.2377e-05
| 0.041716 |  | 3.2377e-05
| 0.041678 |  | 3.2377e-05
| 0.041467 |  | 8.0942e-05
| 0.041614 |  | 8.4621e-05
| 0.041682 |  | 3.2377e-05
| 0.041519 |  | 1.6188e-05
| 0.041673 |  | 0.0001298
| 0.042169 |  | 0.00016955
| 0.042184 |  | 0.00014568
| 0.042165 |  | 0.0001133
| 0.042305 |  | 9.713e-05
| 0.042468 |  | 0.00012951
| 0.042891 |  | 0.00013539
| 0.043271 |  | 9.713e-05
| 0.04354 |  | 6.4753e-05
| 0.043668 |  | 0.00011332
| 0.043788 |  | 0.00016922
| 0.044109 |  | 0.00014568
| 0.044387 |  | 0.00017758
| 0.044578 |  | 0.00016139
| 0.045066 |  | 6.7697e-05
| 0.04524 |  | 0.00016187
| 0.044942 |  | 0.00016187
| 0.045027 |  | 0.00011332
| 0.045198 |  | 0.00013539
| 0.045151 |  | 9.713e-05
| 0.045507 |  | 9.713e-05
| 0.046119 |  | 0.00017805
| 0.046322 |  | 0.00018615
| 0.046044 |  | 0.0001457
| 0.046201 |  | 0.00012951
| 0.046666 |  | 0.00017837
| 0.046877 |  | 0.00016955
| 0.047158 |  | 0.00011332
| 0.047362 |  | 0.00011332
| 0.047802 |  | 9.713e-05
| 0.04841 |  | 8.4621e-05
| 0.048744 |  | 6.4753e-05
| 0.049229 |  | 9.713e-05
| 0.049522 |  | 9.713e-05
| 0.049605 |  | 0.00020257
| 0.04962 |  | 0.0003069
| 0.049572 |  | 0.00024264
| 0.050191 |  | 9.713e-05
| 0.050537 |  | 0.00015262
| 0.05028 |  | 0.00014599
| 0.050195 |  | 6.4753e-05
| 0.050394 |  | 0.00010155
| 0.050941 |  | 0.00012951
| 0.051339 |  | 0.00024264
| 0.051552 |  | 0.0003883
| 0.051566 |  | 0.0003887
| 0.051397 |  | 0.0003069
| 0.051556 |  | 0.00017789
| 0.052235 |  | 8.4621e-05
| 0.053434 |  | 9.713e-05
| 0.05391 |  | 0.00012951
| 0.053692 |  | 0.00011332
| 0.053428 |  | 5.0773e-05
| 0.053114 |  | 3.2377e-05
| 0.053148 |  | 0.0002101
| 0.053963 |  | 0.0003381
| 0.05575 |  | 0.0003399
| 0.057156 |  | 0.00024279
| 0.057741 |  | 0.00014599
| 0.05818 |  | 0.0002875
| 0.057779 |  | 0.000275
| 0.057401 |  | 0.00014599
| 0.057767 |  | 0.00013537
| 0.057633 |  | 0.0002266
| 0.057173 |  | 0.0002431
| 0.05716 |  | 0.00015262
| 0.058412 |  | 0.00016139
| 0.060048 |  | 0.00017758
| 0.061654 |  | 0.00024248
| 0.062792 |  | 0.00030427
| 0.06339 |  | 0.00016188
| 0.063656 |  | 8.0942e-05
| 0.063345 |  | 0.0001357
| 0.063419 |  | 0.00019455
| 0.064399 |  | 0.0001457
| 0.066044 |  | 0.00013539
| 0.067374 |  | 4.8565e-05
| 0.06859 |  | 0.0001133
| 0.069931 |  | 0.0003726
| 0.07087 |  | 0.00027548
| 0.071508 |  | 6.4753e-05
| 0.07227 |  | 6.7697e-05
| 0.073473 |  | 0.00019408
| 0.074703 |  | 0.00022645
| 0.075458 |  | 8.4621e-05
| 0.075822 |  | 0.00011332
| 0.076175 |  | 0.00017807
| 0.076676 |  | 0.00010155
| 0.077185 |  | 0.00014599
| 0.077657 |  | 0.00019455
| 0.078849 |  | 0.0002034
| 0.080339 |  | 0.00021074
| 0.081438 |  | 0.00025914
| 0.083298 |  | 0.000254
| 0.085235 |  | 0.00012951
| 0.086197 |  | 0.00012951
| 0.086413 |  | 0.00015232
| 0.08624 |  | 0.00012951
| 0.086171 |  | 9.713e-05
| 0.086307 |  | 5.0773e-05
| 0.086722 |  | 8.0942e-05
| 0.087736 |  | 9.713e-05
| 0.089106 |  | 0.00010155
| 0.090313 |  | 9.713e-05
| 0.091591 |  | 0.00015262
| 0.092564 |  | 0.00016218
| 0.093121 |  | 8.0942e-05
| 0.093801 |  | 5.0773e-05
| 0.094333 |  | 9.713e-05
| 0.094827 |  | 0.00011332
| 0.095699 |  | 0.00010155
| 0.096786 |  | 8.0942e-05
| 0.097363 |  | 6.4753e-05
| 0.097669 |  | 0.00015232
| 0.097934 |  | 0.00017807
| 0.098889 |  | 0.00013539
| 0.1006 |  | 9.713e-05
| 0.10196 |  | 0.00012951
| 0.1032 |  | 0.00018615
| 0.10382 |  | 0.00014568
| 0.10439 |  | 0.00011332
| 0.10546 |  | 0.00010155
| 0.10634 |  | 9.713e-05
| 0.10717 |  | 0.00010155
| 0.10814 |  | 3.2377e-05
| 0.10918 |  | 1.6188e-05
| 0.11013 |  | 3.3848e-05
| 0.11085 |  | 8.0942e-05
| 0.11241 |  | 0.00017837
| 0.11458 |  | 0.00022032
| 0.11585 |  | 0.0001457
| 0.11651 |  | 0.00011847
| 0.11699 |  | 0.00016187
| 0.11813 |  | 0.00012949
| 0.11951 |  | 8.4621e-05
| 0.11988 |  | 8.0942e-05
| 0.12027 |  | 0.00011847
| 0.12186 |  | 0.00019426
| 0.12367 |  | 0.00012951
| 0.12454 |  | 5.0773e-05
| 0.12579 |  | 6.4753e-05
| 0.12749 |  | 0.00010155
| 0.12885 |  | 0.0001457
| 0.12936 |  | 0.00012951
| 0.12976 |  | 6.7697e-05
| 0.13105 |  | 6.4753e-05
| 0.13201 |  | 8.4621e-05
| 0.13275 |  | 8.0942e-05
| 0.134 |  | 4.8565e-05
| 0.1352 |  | 3.3848e-05
| 0.13609 |  | 8.0942e-05
| 0.13675 |  | 0.00013539
| 0.13789 |  | 0.00012951
| 0.13917 |  | 0.00010155
| 0.13982 |  | 9.713e-05
| 0.1403 |  | 0.00011332
| 0.1401 |  | 0.00011847
| 0.13975 |  | 8.0942e-05
| 0.141 |  | 0.00016872
| 0.14271 |  | 0.00017758
| 0.14369 |  | 0.00010155
| 0.145 |  | 6.4753e-05
| 0.14641 |  | 0.0001133
| 0.14721 |  | 0.00013537
| 0.14688 |  | 8.0942e-05
| 0.14681 |  | 0.00013539
| 0.14752 |  | 0.00019455
| 0.14748 |  | 0.0001357
| 0.14777 |  | 3.2377e-05
| 0.14949 |  | 4.8565e-05
| 0.1517 |  | 0.00011847
| 0.15312 |  | 0.00012951
| 0.15407 |  | 0.00013539
| 0.15539 |  | 9.713e-05
| 0.15639 |  | 3.3848e-05
| 0.15691 |  | 6.4753e-05
| 0.15743 |  | 8.4621e-05
| 0.15819 |  | 9.713e-05
| 0.15972 |  | 8.0942e-05
| 0.16122 |  | 6.7697e-05
| 0.16256 |  | 3.2377e-05
| 0.16372 |  | 5.0773e-05
| 0.16452 |  | 0.00011332
| 0.16544 |  | 8.4621e-05
| 0.16602 |  | 0.00011332
| 0.16659 |  | 0.00018617
| 0.16801 |  | 0.00011332
| 0.16909 |  | 6.7697e-05
| 0.16895 |  | 4.8565e-05
| 0.16959 |  | 3.2377e-05
| 0.17086 |  | 0.00010155
| 0.17064 |  | 0.00012951
| 0.17045 |  | 5.0773e-05
| 0.17093 |  | 4.8565e-05
| 0.17078 |  | 0.00016922
| 0.17073 |  | 0.00014568
| 0.17139 |  | 0.00022015
| 0.17246 |  | 0.00021058
| 0.17336 |  | 0.00013539
| 0.17393 |  | 0.00016188
| 0.17529 |  | 8.4621e-05
| 0.17688 |  | 6.4753e-05
| 0.17897 |  | 0.00015232
| 0.18136 |  | 0.00016188
| 0.18206 |  | 0.00011847
| 0.18273 |  | 8.0942e-05
| 0.18376 |  | 8.4621e-05
| 0.18436 |  | 4.8565e-05
| 0.18579 |  | 0.00010155
| 0.18809 |  | 9.713e-05
| 0.18958 |  | 0.00011845
| 0.18991 |  | 0.0001133
| 0.19005 |  | 3.2377e-05
| 0.19075 |  | 3.3848e-05
| 0.191 |  | 3.2377e-05
| 0.19161 |  | 8.4621e-05
| 0.19197 |  | 9.713e-05
| 0.19234 |  | 8.4621e-05
| 0.19257 |  | 0.00011332
| 0.19265 |  | 0.00011847
| 0.19331 |  | 3.2377e-05
| 0.19388 |  | 8.4621e-05
| 0.19468 |  | 0.00016188
| 0.19523 |  | 0.00011847
| 0.19513 |  | 8.4621e-05
| 0.19556 |  | 9.713e-05
| 0.19644 |  | 8.4621e-05
| 0.19833 |  | 6.4753e-05
| 0.19987 |  | 0.00013539
| 0.2001 |  | 0.00012951
| 0.2001 |  | 8.4621e-05
| 0.20012 |  | 8.0942e-05
| 0.20054 |  | 8.4621e-05
| 0.20128 |  | 0.00012951
| 0.20151 |  | 8.4621e-05
| 0.20158 |  | 3.2377e-05
| 0.20168 |  | 5.0773e-05
| 0.20243 |  | 4.8565e-05
| 0.20282 |  | 8.4621e-05
| 0.20221 |  | 0.00019377
| 0.20148 |  | 0.00023642
| 0.19977 |  | 0.00012951
| 0.19802 |  | 0.00013539
| 0.19683 |  | 8.0942e-05
| 0.19628 |  | 1.6924e-05
| 0.1957 |  | 4.8565e-05
| 0.1946 |  | 5.0773e-05
| 0.19434 |  | 8.4621e-05
| 0.19443 |  | 0.00016188
| 0.19383 |  | 0.00018617
| 0.19377 |  | 0.00021074
| 0.19363 |  | 0.00016955
| 0.19316 |  | 6.4753e-05
| 0.1939 |  | 0.0001523
| 0.19567 |  | 0.00014568
| 0.19756 |  | 0.0003041
| 0.19879 |  | 0.00029088
| 0.19896 |  | 0.00011847
| 0.19957 |  | 0.0001457
| 0.20114 |  | 0.00013539
| 0.20294 |  | 0.0002034
| 0.20451 |  | 0.00016218
| 0.2055 |  | 6.7697e-05
| 0.20625 |  | 9.713e-05
| 0.20635 |  | 8.4621e-05
| 0.20622 |  | 0.00011332
| 0.20694 |  | 0.00022
| 0.20782 |  | 0.00022
| 0.20837 |  | 0.00011332
| 0.20751 |  | 5.0773e-05
| 0.20621 |  | 3.2377e-05
| 0.20614 |  | 0.0001357
| 0.20645 |  | 0.00017837
| 0.20689 |  | 0.00011847
| 0.20593 |  | 0.00012951
| 0.20448 |  | 0.00013539
| 0.20423 |  | 0.00010155
| 0.20439 |  | 0.00016218
| 0.20535 |  | 0.00016955
| 0.20617 |  | 3.2377e-05
| 0.20633 |  | 0
| 0.20627 |  | 4.8565e-05
| 0.20662 |  | 6.7697e-05
| 0.20626 |  | 8.4621e-05
| 0.20556 |  | 0.00016188
| 0.20591 |  | 0.00015232
| 0.20551 |  | 4.8565e-05
| 0.20537 |  | 8.4621e-05
| 0.20615 |  | 0.00015232
| 0.20684 |  | 0.00012951
| 0.20744 |  | 0.00013539
| 0.20819 |  | 6.4753e-05
| 0.20907 |  | 5.0773e-05
| 0.20951 |  | 0.00011847
| 0.20985 |  | 0.00011332
| 0.21063 |  | 0.00010155
| 0.21094 |  | 8.0942e-05
| 0.21147 |  | 0.00010155
| 0.2128 |  | 9.713e-05
| 0.21381 |  | 6.7697e-05
| 0.2146 |  | 0.00010155
| 0.21512 |  | 0.0001457
| 0.21549 |  | 0.00011847
| 0.21539 |  | 0.00010155
| 0.2145 |  | 9.713e-05
| 0.21405 |  | 5.0773e-05
| 0.2138 |  | 3.2377e-05
| 0.21329 |  | 8.4621e-05
| 0.21339 |  | 0.00010155
| 0.21426 |  | 0.00011332
| 0.21514 |  | 0.00011847
| 0.21614 |  | 4.8565e-05
| 0.21657 |  | 6.7697e-05
| 0.21547 |  | 0.00013539
| 0.21489 |  | 0.00011332
| 0.21479 |  | 0.00010155
| 0.21423 |  | 9.713e-05
| 0.21345 |  | 0.00013539
| 0.21241 |  | 0.00010155
| 0.21201 |  | 4.8565e-05
| 0.21222 |  | 6.7697e-05
| 0.2121 |  | 0.00010155
| 0.21219 |  | 8.0942e-05
| 0.21233 |  | 6.7697e-05
| 0.21244 |  | 0.00011332
| 0.21262 |  | 0.00016922
| 0.21286 |  | 0.00018615
| 0.21332 |  | 0.00017805
| 0.21329 |  | 0.00013537
| 0.21299 |  | 0.00010155
| 0.21327 |  | 8.0942e-05
| 0.21328 |  | 0
| 0.21374 |  | 5.0773e-05
| 0.21507 |  | 9.713e-05
| 0.21566 |  | 0.00010155
| 0.21598 |  | 0.00019377
| 0.21662 |  | 0.00018565
| 0.21682 |  | 8.4621e-05
| 0.21699 |  | 9.713e-05
| 0.21756 |  | 8.4621e-05
| 0.21757 |  | 5.0773e-05
| 0.21709 |  | 6.4753e-05
| 0.21677 |  | 6.7697e-05
| 0.21665 |  | 1.6924e-05
| 0.21664 |  | 4.8565e-05
| 0.21709 |  | 5.0773e-05
| 0.21785 |  | 6.7697e-05
| 0.2187 |  | 9.713e-05
| 0.2191 |  | 6.7697e-05
| 0.21925 |  | 8.4621e-05
| 0.2193 |  | 9.713e-05
| 0.21943 |  | 6.7697e-05
| 0.2192 |  | 3.3848e-05
| 0.21897 |  | 0.00011332
| 0.21929 |  | 0.00011847
| 0.21974 |  | 5.0773e-05
| 0.22029 |  | 6.4753e-05
| 0.22079 |  | 0.00018565
| 0.22086 |  | 0.0001518
| 0.22076 |  | 9.713e-05
| 0.22157 |  | 0.00011847
| 0.22231 |  | 0.00011847
| 0.22241 |  | 0.00011332
| 0.22307 |  | 0.00011847
| 0.22401 |  | 0.00015232
| 0.22443 |  | 0.00011332
| 0.22465 |  | 0.00011847
| 0.22491 |  | 0.00013539
| 0.22505 |  | 0.0001457
| 0.22527 |  | 0.00010155
| 0.2255 |  | 6.7697e-05
| 0.2253 |  | 6.4753e-05
| 0.22501 |  | 8.4621e-05
| 0.22499 |  | 0.00010155
| 0.22464 |  | 6.7697e-05
| 0.22355 |  | 9.713e-05
| 0.22339 |  | 0.00010155
| 0.22429 |  | 5.0773e-05
| 0.22531 |  | 4.8565e-05
| 0.22557 |  | 8.4621e-05
| 0.22544 |  | 6.7697e-05
| 0.22496 |  | 4.8565e-05
| 0.22322 |  | 5.0773e-05
| 0.22235 |  | 6.7697e-05
| 0.22154 |  | 6.4753e-05
| 0.22142 |  | 3.3848e-05
| 0.22293 |  | 5.0773e-05
| 0.22411 |  | 5.0773e-05
| 0.22482 |  | 6.4753e-05
| 0.22543 |  | 6.7697e-05
| 0.22566 |  | 3.3848e-05
| 0.22506 |  | 1.6188e-05
| 0.22408 |  | 8.4621e-05
| 0.22337 |  | 0.00011847
| 0.22276 |  | 0.00013539
| 0.22293 |  | 0.0001457
| 0.22372 |  | 0.00010155
| 0.22437 |  | 6.7697e-05
| 0.22413 |  | 4.8565e-05
| 0.22389 |  | 3.3848e-05
| 0.22446 |  | 5.0773e-05
| 0.22437 |  | 3.3848e-05
| 0.22462 |  | 0
| 0.22539 |  | 6.7697e-05
| 0.22584 |  | 8.4621e-05
| 0.22609 |  | 3.3848e-05
| 0.22637 |  | 1.6188e-05
| 0.22609 |  | 0
| 0.22558 |  | 1.6924e-05
| 0.22593 |  | 4.8565e-05
| 0.2264 |  | 5.0773e-05
| 0.22588 |  | 0.00010155
| 0.22533 |  | 0.00010155
| 0.22551 |  | 1.6188e-05
| 0.22554 |  | 0
| 0.22552 |  | 3.3848e-05
| 0.22516 |  | 8.4621e-05
| 0.22472 |  | 4.8565e-05
| 0.22446 |  | 0
| 0.22444 |  | 5.0773e-05
| 0.22454 |  | 8.4621e-05
| 0.22438 |  | 4.8565e-05
| 0.22433 |  | 8.4621e-05
| 0.2244 |  | 0.00013539
| 0.2244 |  | 8.4621e-05
| 0.22424 |  | 4.8565e-05
| 0.22405 |  | 0.00011847
| 0.2244 |  | 0.00013539
| 0.22468 |  | 6.7697e-05
| 0.22418 |  | 3.2377e-05
| 0.22363 |  | 5.0773e-05
| 0.22405 |  | 8.4621e-05
| 0.22486 |  | 5.0773e-05
| 0.22503 |  | 8.0942e-05
| 0.22465 |  | 8.4621e-05
| 0.22417 |  | 3.3848e-05
| 0.22392 |  | 3.3848e-05
| 0.22381 |  | 0
| 0.22329 |  | 1.6924e-05
| 0.22282 |  | 6.7697e-05
| 0.22284 |  | 8.4621e-05
| 0.22302 |  | 4.8565e-05
| 0.22359 |  | 3.3848e-05
| 0.22356 |  | 0.00010155
| 0.2229 |  | 0.00013539
| 0.22282 |  | 0.00011847
| 0.22258 |  | 9.713e-05
| 0.22239 |  | 0.00010155
| 0.22228 |  | 6.7697e-05
| 0.22154 |  | 8.4621e-05
| 0.22125 |  | 9.713e-05
| 0.22137 |  | 0.00011847
| 0.22121 |  | 0.00011847
| 0.22124 |  | 0.00013537
| 0.22176 |  | 0.0001523
| 0.2223 |  | 8.0942e-05
| 0.22223 |  | 6.7697e-05
| 0.22157 |  | 0.00010155
| 0.22085 |  | 0.00015232
| 0.22007 |  | 0.00011847
| 0.21937 |  | 8.0942e-05
| 0.21836 |  | 6.7697e-05
| 0.21772 |  | 6.7697e-05
| 0.21755 |  | 5.0773e-05
| 0.21782 |  | 8.0942e-05
| 0.2185 |  | 0.00011847
| 0.21922 |  | 8.4621e-05
| 0.21942 |  | 8.4621e-05
| 0.22008 |  | 6.7697e-05
| 0.21975 |  | 4.8565e-05
| 0.21914 |  | 6.7697e-05
| 0.21839 |  | 8.4621e-05
| 0.21839 |  | 0.00011847
| 0.219 |  | 0.00015232
| 0.21906 |  | 0.00011847
| 0.21961 |  | 8.0942e-05
| 0.2201 |  | 0.00013539
| 0.22053 |  | 0.00010155
| 0.22182 |  | 3.3848e-05
| 0.22181 |  | 8.4621e-05
| 0.22 |  | 9.713e-05
| 0.21868 |  | 6.7697e-05
| 0.21748 |  | 5.0773e-05
| 0.2162 |  | 6.7697e-05
| 0.21581 |  | 0.00011847
| 0.21641 |  | 8.0942e-05
| 0.21719 |  | 6.7697e-05
| 0.21774 |  | 8.4621e-05
| 0.21811 |  | 3.3848e-05
| 0.2182 |  | 3.3848e-05
| 0.21821 |  | 6.7697e-05
| 0.21745 |  | 9.713e-05
| 0.21639 |  | 0.00010155
| 0.21593 |  | 5.0773e-05
| 0.21604 |  | 1.6924e-05
| 0.21673 |  | 8.4621e-05
| 0.21695 |  | 8.4621e-05
| 0.21685 |  | 4.8565e-05
| 0.21693 |  | 8.4621e-05
| 0.21674 |  | 0.00010155
| 0.21649 |  | 6.7697e-05
| 0.21668 |  | 1.6924e-05
| 0.21718 |  | 8.4621e-05
| 0.21721 |  | 0.00012951
| 0.21679 |  | 8.4621e-05
| 0.21661 |  | 5.0773e-05
| 0.21588 |  | 8.4621e-05
| 0.21501 |  | 6.7697e-05
| 0.2148 |  | 5.0773e-05
| 0.21449 |  | 0.00011847
| 0.21438 |  | 0.00019424
| 0.21403 |  | 0.00013537
| 0.21426 |  | 5.0773e-05
| 0.21533 |  | 8.4621e-05
| 0.21532 |  | 8.4621e-05
| 0.21508 |  | 8.4621e-05
| 0.21514 |  | 8.0942e-05
| 0.21475 |  | 6.7697e-05
| 0.21462 |  | 0.00010155
| 0.21497 |  | 8.4621e-05
| 0.21495 |  | 0.00011847
| 0.21471 |  | 0.00013539
| 0.21453 |  | 6.7697e-05
| 0.21423 |  | 5.0773e-05
| 0.21418 |  | 4.8565e-05
| 0.21461 |  | 6.7697e-05
| 0.21531 |  | 5.0773e-05
| 0.21581 |  | 5.0773e-05
| 0.21604 |  | 0.00011847
| 0.2159 |  | 0.00010155
| 0.21526 |  | 0.00010155
| 0.21468 |  | 0.0001457
| 0.21378 |  | 0.00011847
| 0.2133 |  | 0.00010155
| 0.21314 |  | 0.00010155
| 0.21316 |  | 0.00010155
| 0.21329 |  | 0.00013539
| 0.21323 |  | 8.4621e-05
| 0.21338 |  | 0
| 0.21335 |  | 0
| 0.21292 |  | 1.6188e-05
| 0.21235 |  | 6.7697e-05
| 0.2119 |  | 0.00010155
| 0.21144 |  | 8.4621e-05
| 0.2113 |  | 3.3848e-05
| 0.21132 |  | 3.3848e-05
| 0.21116 |  | 8.4621e-05
| 0.211 |  | 8.4621e-05
| 0.21095 |  | 9.713e-05
| 0.21117 |  | 0.00011847
| 0.21124 |  | 5.0773e-05
| 0.21147 |  | 3.3848e-05
| 0.21138 |  | 0.00011847
| 0.21083 |  | 0.00010155
| 0.211 |  | 5.0773e-05
| 0.2112 |  | 5.0773e-05
| 0.21126 |  | 1.6924e-05
| 0.21139 |  | 0
| 0.21141 |  | 8.0942e-05
| 0.21169 |  | 0.00015232
| 0.21185 |  | 0.00010155
| 0.2117 |  | 6.7697e-05
| 0.21149 |  | 0.00010155
| 0.21143 |  | 0.00010155
| 0.21143 |  | 5.0773e-05
| 0.21102 |  | 0.00010155
| 0.21071 |  | 8.4621e-05
| 0.21051 |  | 0
| 0.21034 |  | 0
| 0.21001 |  | 3.3848e-05
| 0.20953 |  | 6.4753e-05
| 0.2093 |  | 3.3848e-05
| 0.20944 |  | 0
| 0.20942 |  | 3.3848e-05
| 0.20879 |  | 5.0773e-05
| 0.20892 |  | 5.0773e-05
| 0.20899 |  | 6.7697e-05
| 0.20866 |  | 5.0773e-05
| 0.20868 |  | 3.3848e-05
| 0.20888 |  | 1.6924e-05
| 0.20894 |  | 1.6924e-05
| 0.20901 |  | 1.6924e-05
| 0.20916 |  | 8.4621e-05
| 0.20871 |  | 9.713e-05
| 0.20878 |  | 1.6924e-05
| 0.20951 |  | 5.0773e-05
| 0.20952 |  | 6.7697e-05
| 0.20938 |  | 5.0773e-05
| 0.20951 |  | 5.0773e-05
| 0.20958 |  | 3.3848e-05
| 0.20973 |  | 3.3848e-05
| 0.2101 |  | 1.6924e-05
| 0.21065 |  | 8.4621e-05
| 0.21089 |  | 0.00011847
| 0.21108 |  | 0.0001523
| 0.21132 |  | 0.0001523
| 0.21158 |  | 0.00013539
| 0.21171 |  | 0.00013539
| 0.21106 |  | 5.0773e-05
| 0.21032 |  | 1.6924e-05
| 0.2099 |  | 4.8565e-05
| 0.20956 |  | 6.7697e-05
| 0.20973 |  | 8.4621e-05
| 0.21017 |  | 8.4621e-05
| 0.21058 |  | 6.7697e-05
| 0.2109 |  | 8.4621e-05
| 0.21082 |  | 5.0773e-05
| 0.21051 |  | 3.3848e-05
| 0.20998 |  | 1.6924e-05
| 0.20941 |  | 3.3848e-05
| 0.20959 |  | 3.3848e-05
| 0.21085 |  | 6.7697e-05
| 0.20992 |  | 8.4621e-05
| 0.20923 |  | 3.3848e-05
| 0.21048 |  | 0.00013537
| 0.21123 |  | 0.00020307
| 0.21065 |  | 0.00013539
| 0.20933 |  | 6.7697e-05
| 0.20852 |  | 6.7697e-05
| 0.20874 |  | 5.0773e-05
| 0.20916 |  | 0
| 0.20941 |  | 1.6924e-05
| 0.20914 |  | 5.0773e-05
| 0.20898 |  | 5.0773e-05
| 0.20961 |  | 3.3848e-05
| 0.21021 |  | 5.0773e-05
| 0.20948 |  | 0.00010155
| 0.20945 |  | 8.4621e-05
| 0.20998 |  | 8.4621e-05
| 0.20885 |  | 8.4621e-05
| 0.2091 |  | 6.7697e-05
| 0.20949 |  | 8.4621e-05
| 0.21002 |  | 0.00011847
| 0.21103 |  | 0.00010155
| 0.21055 |  | 8.4621e-05
| 0.20938 |  | 8.4621e-05
| 0.20993 |  | 0.00010155
| 0.21158 |  | 0.00011332
| 0.21124 |  | 5.0773e-05
| 0.20962 |  | 3.3848e-05
| 0.20981 |  | 1.6924e-05
| 0.21101 |  | 1.6924e-05
| 0.21116 |  | 5.0773e-05
| 0.21057 |  | 8.4621e-05
| 0.21111 |  | 8.4621e-05
| 0.21122 |  | 8.4621e-05
| 0.21 |  | 6.7697e-05
| 0.20967 |  | 8.4621e-05
| 0.20979 |  | 0.00014128
| 0.21009 |  | 8.4621e-05
| 0.20934 |  | 5.0773e-05
| 0.20934 |  | 8.4621e-05
| 0.20966 |  | 0.00010155
| 0.20973 |  | 0.00010155
| 0.21005 |  | 8.4621e-05
| 0.21034 |  | 6.7697e-05
| 0.21047 |  | 3.3848e-05
| 0.21058 |  | 5.0773e-05
| 0.21097 |  | 0.00010155
| 0.21154 |  | 6.7697e-05
| 0.21165 |  | 6.7697e-05
| 0.20968 |  | 6.7697e-05
| 0.20851 |  | 0.00010155
| 0.20941 |  | 8.4621e-05
| 0.21104 |  | 8.4621e-05
| 0.21045 |  | 8.4621e-05
| 0.21047 |  | 3.3848e-05
| 0.21299 |  | 3.3848e-05
| 0.21212 |  | 5.0773e-05
| 0.20907 |  | 0.00010155
| 0.20919 |  | 6.7697e-05
| 0.21075 |  | 3.3848e-05
| 0.21035 |  | 3.3848e-05
| 0.21079 |  | 1.6924e-05
| 0.21128 |  | 1.6924e-05
| 0.2117 |  | 1.6924e-05
| 0.21231 |  | 3.3848e-05
| 0.21134 |  | 3.3848e-05
| 0.21083 |  | 3.3848e-05
| 0.21202 |  | 6.7697e-05
| 0.21227 |  | 8.4621e-05
| 0.21091 |  | 0.00010155
| 0.21096 |  | 8.4621e-05
| 0.21179 |  | 3.3848e-05
| 0.21207 |  | 5.0773e-05
| 0.21225 |  | 6.7697e-05
| 0.2135 |  | 7.064e-05
| 0.21416 |  | 8.4621e-05
| 0.21445 |  | 6.7697e-05
| 0.21304 |  | 8.4621e-05
| 0.21124 |  | 5.0773e-05
| 0.21274 |  | 1.6924e-05
| 0.21433 |  | 0.00010155
| 0.21431 |  | 0.00013539
| 0.21427 |  | 5.0773e-05
| 0.21303 |  | 8.4621e-05
| 0.21168 |  | 0.00010155
| 0.2135 |  | 1.6924e-05
| 0.21365 |  | 0
| 0.21214 |  | 1.6924e-05
| 0.21236 |  | 1.6924e-05
| 0.21272 |  | 1.6924e-05
| 0.21235 |  | 1.6924e-05
| 0.21295 |  | 1.6924e-05
| 0.21309 |  | 1.766e-05
| 0.21182 |  | 6.7697e-05
| 0.21213 |  | 0.00010155
| 0.21307 |  | 5.0773e-05
| 0.21255 |  | 5.0773e-05
| 0.21053 |  | 0.00011847
| 0.21095 |  | 0.00016924
| 0.21267 |  | 0.00010155
| 0.21207 |  | 3.3848e-05
| 0.21109 |  | 1.6924e-05
| 0.21144 |  | 6.7697e-05
| 0.21275 |  | 0.00015232
| 0.21355 |  | 0.00020307
| 0.21246 |  | 0.00015892
| 0.21257 |  | 0.00013539
| 0.21206 |  | 0.00010155
| 0.21187 |  | 0
| 0.21316 |  | 5.0773e-05
| 0.21265 |  | 0.00013539
| 0.21278 |  | 0.00010155
| 0.21279 |  | 0.00010155
| 0.21134 |  | 0.00011847
| 0.21066 |  | 5.0773e-05
| 0.21065 |  | 8.4621e-05
| 0.20979 |  | 0.00011847
| 0.21075 |  | 0.00015894
| 0.2116 |  | 0.00011847
| 0.21084 |  | 1.6924e-05
| 0.21096 |  | 5.0773e-05
| 0.21221 |  | 8.4621e-05
| 0.21301 |  | 8.4621e-05
| 0.21103 |  | 0.00011847
| 0.20997 |  | 0.00010155
| 0.21069 |  | 8.4621e-05
| 0.21056 |  | 0.00010155
| 0.21012 |  | 0.00017658
| 0.21053 |  | 0.00013537
| 0.21064 |  | 3.3848e-05
| 0.20937 |  | 3.3848e-05
| 0.20912 |  | 6.7697e-05
| 0.21062 |  | 6.7697e-05
| 0.21107 |  | 5.0773e-05
| 0.21076 |  | 0.00010155
| 0.20933 |  | 0.00011847
| 0.20856 |  | 8.83e-05
| 0.20925 |  | 6.7697e-05
| 0.20899 |  | 6.7697e-05
| 0.20888 |  | 0.00011847
| 0.20809 |  | 8.4621e-05
| 0.20763 |  | 8.4621e-05
| 0.20829 |  | 0.00015232
| 0.2077 |  | 8.4621e-05
| 0.20671 |  | 5.298e-05
| 0.20733 |  | 6.7697e-05
| 0.20758 |  | 8.4621e-05
| 0.20789 |  | 0.00010155
| 0.20931 |  | 0.00011847
| 0.20951 |  | 8.4621e-05
| 0.20942 |  | 5.0773e-05
| 0.21019 |  | 0.00011847
| 0.20976 |  | 0.00015894
| 0.20981 |  | 0.00016924
| 0.20947 |  | 0.00013539
| 0.2077 |  | 5.0773e-05
| 0.2073 |  | 1.6924e-05
| 0.20647 |  | 8.4621e-05
| 0.20553 |  | 0.00010155
| 0.20607 |  | 1.766e-05
| 0.20676 |  | 1.6924e-05
| 0.20706 |  | 5.0773e-05
| 0.20768 |  | 3.3848e-05
| 0.20766 |  | 6.7697e-05
| 0.20781 |  | 0.00013539
| 0.20851 |  | 8.4621e-05
| 0.2083 |  | 3.532e-05
| 0.20828 |  | 6.7697e-05
| 0.20712 |  | 6.7697e-05
| 0.20653 |  | 3.3848e-05
| 0.20688 |  | 1.6924e-05
| 0.20644 |  | 3.3848e-05
| 0.20676 |  | 0.00010155
| 0.20692 |  | 0.00010596
| 0.20616 |  | 3.3848e-05
| 0.20622 |  | 0
| 0.20701 |  | 5.0773e-05
| 0.20644 |  | 6.7697e-05
| 0.20666 |  | 0.00015262
| 0.20774 |  | 0.00015926
| 0.20769 |  | 5.0773e-05
| 0.20777 |  | 8.4621e-05
| 0.2074 |  | 5.0773e-05
| 0.20712 |  | 5.0773e-05
| 0.20711 |  | 0.00015232
| 0.20685 |  | 0.00022956
| 0.20671 |  | 0.0001523
| 0.20754 |  | 6.7697e-05
| 0.20819 |  | 6.7697e-05
| 0.20676 |  | 8.4621e-05
| 0.20582 |  | 6.7697e-05
| 0.20636 |  | 3.532e-05
| 0.20705 |  | 6.7697e-05
| 0.20735 |  | 0.00010155
| 0.20797 |  | 0.00011847
| 0.20795 |  | 0.00013539
| 0.2081 |  | 0.00010155
| 0.20881 |  | 0.00014128
| 0.20859 |  | 0.00011847
| 0.20821 |  | 1.6924e-05
| 0.20687 |  | 1.6924e-05
| 0.20592 |  | 8.4621e-05
| 0.20646 |  | 0.00010596
| 0.20716 |  | 5.0773e-05
| 0.20745 |  | 5.0773e-05
| 0.20807 |  | 6.7697e-05
| 0.20805 |  | 5.0773e-05
| 0.2082 |  | 0.00010155
| 0.20891 |  | 0.00012362
| 0.20869 |  | 0.00010155
| 0.2092 |  | 8.4621e-05
| 0.20835 |  | 6.7697e-05
| 0.20633 |  | 5.0773e-05
| 0.20545 |  | 5.298e-05
| 0.20435 |  | 8.4621e-05
| 0.20376 |  | 5.0773e-05
| 0.20326 |  | 1.6924e-05
| 0.20273 |  | 3.3848e-05
| 0.20246 |  | 0.00012362
| 0.20259 |  | 0.00013539
| 0.20259 |  | 5.0773e-05
| 0.20239 |  | 1.6924e-05
| 0.20264 |  | 3.3848e-05
| 0.20252 |  | 7.064e-05
| 0.20214 |  | 6.7697e-05
| 0.20191 |  | 3.3848e-05
| 0.20182 |  | 0.00011847
| 0.2018 |  | 0.00013539
| 0.20161 |  | 0.00012362
| 0.20131 |  | 0.00010155
| 0.20102 |  | 5.0773e-05
| 0.20119 |  | 6.7697e-05
| 0.20172 |  | 7.064e-05
| 0.20149 |  | 0.00010155
| 0.201 |  | 6.7697e-05
| 0.20098 |  | 6.7697e-05
| 0.20101 |  | 0.00010155
| 0.20108 |  | 8.83e-05
| 0.20071 |  | 6.7697e-05
| 0.20064 |  | 5.0773e-05
| 0.20076 |  | 8.4621e-05
| 0.20037 |  | 7.064e-05
| 0.20018 |  | 3.3848e-05
| 0.20024 |  | 0.00011847
| 0.19994 |  | 0.00013539
| 0.19981 |  | 5.0773e-05
| 0.19975 |  | 3.532e-05
| 0.19911 |  | 0.00010155
| 0.19883 |  | 0.00013539
| 0.19867 |  | 8.4621e-05
| 0.19852 |  | 5.298e-05
| 0.19838 |  | 8.4621e-05
| 0.198 |  | 0.00013539
| 0.19784 |  | 8.4621e-05
| 0.1979 |  | 3.532e-05
| 0.19781 |  | 5.0773e-05
| 0.1977 |  | 6.7697e-05
| 0.19798 |  | 8.4621e-05
| 0.19813 |  | 0.00014128
| 0.19812 |  | 0.00016924
| 0.19809 |  | 0.00010155
| 0.19778 |  | 1.6924e-05
| 0.19761 |  | 3.532e-05
| 0.197 |  | 0.00010155
| 0.19654 |  | 0.00010155
| 0.19637 |  | 0.00010155
| 0.19634 |  | 0.00015894
| 0.19618 |  | 0.00023642
| 0.19544 |  | 0.0002195
| 0.19497 |  | 0.0002034
| 0.19519 |  | 0.0003
| 0.19564 |  | 0.00020257
| 0.19533 |  | 5.0773e-05
| 0.19534 |  | 6.7697e-05
| 0.19508 |  | 8.83e-05
| 0.19402 |  | 0.00011847
| 0.1932 |  | 0.00011847
| 0.19233 |  | 8.4621e-05
| 0.19162 |  | 0.00015894
| 0.19139 |  | 0.00010155
| 0.19148 |  | 5.0773e-05
| 0.19162 |  | 5.0773e-05
| 0.19195 |  | 3.532e-05
| 0.19168 |  | 0.00011847
| 0.19152 |  | 0.00011847
| 0.19124 |  | 7.064e-05
| 0.19051 |  | 0.00010155
| 0.19048 |  | 6.7697e-05
| 0.19043 |  | 0.00011847
| 0.19038 |  | 0.00014128
| 0.19078 |  | 6.7697e-05
| 0.19085 |  | 0.00013539
| 0.19047 |  | 0.00011847
| 0.19017 |  | 5.298e-05
| 0.19006 |  | 0.00011847
| 0.19003 |  | 0.00011847
| 0.18996 |  | 5.298e-05
| 0.18957 |  | 0.00010155
| 0.18918 |  | 0.00015232
| 0.18902 |  | 8.4621e-05
| 0.1889 |  | 7.064e-05
| 0.1887 |  | 0.00010155
| 0.18866 |  | 8.4621e-05
| 0.18897 |  | 0.00010596
| 0.18866 |  | 0.00016924
| 0.18811 |  | 0.00011847
| 0.1881 |  | 0.00011847
| 0.18811 |  | 0.00019426
| 0.18736 |  | 0.00010155
| 0.18696 |  | 0.00016872
| 0.18751 |  | 0.00022904
| 0.1876 |  | 0.00018615
| 0.18738 |  | 0.00013537
| 0.18762 |  | 0.00014126
| 0.18804 |  | 0.00022
| 0.18804 |  | 0.00015232
| 0.18829 |  | 6.7697e-05
| 0.18807 |  | 0.00010596
| 0.1876 |  | 0.00013539
| 0.1875 |  | 0.00020257
| 0.18734 |  | 0.00017606
| 0.18747 |  | 5.0773e-05
| 0.18765 |  | 5.0773e-05
| 0.18802 |  | 5.298e-05
| 0.1878 |  | 8.4621e-05
| 0.18751 |  | 0.00010155
| 0.18762 |  | 5.298e-05
| 0.18712 |  | 6.7697e-05
| 0.18664 |  | 8.4621e-05
| 0.18665 |  | 3.3848e-05
| 0.18686 |  | 0.00015926
| 0.18694 |  | 0.00018647
| 0.18716 |  | 0.00013539
| 0.18727 |  | 0.0001766
| 0.18695 |  | 0.00010155
| 0.18696 |  | 5.0773e-05
| 0.18683 |  | 0.00017692
| 0.18689 |  | 0.0002034
| 0.18706 |  | 8.4621e-05
| 0.18646 |  | 8.83e-05
| 0.18607 |  | 8.4621e-05
| 0.1863 |  | 1.6924e-05
| 0.18658 |  | 8.83e-05
| 0.18657 |  | 0.00015232
| 0.18625 |  | 0.00011847
| 0.18657 |  | 7.064e-05
| 0.18663 |  | 3.3848e-05
| 0.18615 |  | 0.00010155
| 0.18603 |  | 0.00010596
| 0.18569 |  | 8.4621e-05
| 0.18534 |  | 6.7697e-05
| 0.18496 |  | 3.532e-05
| 0.18506 |  | 6.7697e-05
| 0.18541 |  | 0.0001523
| 0.18543 |  | 0.00015892
| 0.18539 |  | 0.00011847
| 0.18534 |  | 8.4621e-05
| 0.18549 |  | 8.83e-05
| 0.18542 |  | 0.00010155
| 0.18526 |  | 0.00010155
| 0.18551 |  | 8.83e-05
| 0.18579 |  | 5.0773e-05
| 0.18626 |  | 8.4621e-05
| 0.18717 |  | 0.00015892
| 0.18663 |  | 0.00022
| 0.18641 |  | 0.00019426
| 0.18742 |  | 0.00016924
| 0.18789 |  | 0.00013539
| 0.1882 |  | 7.064e-05
| 0.18806 |  | 6.7697e-05
| 0.1887 |  | 0.00020257
| 0.18927 |  | 0.00019372
| 0.18944 |  | 0.00011847
| 0.18943 |  | 0.00011847
| 0.18953 |  | 3.532e-05
| 0.18977 |  | 0.00010155
| 0.18979 |  | 0.00022
| 0.18976 |  | 0.00022956
| 0.18974 |  | 0.00015232
| 0.19003 |  | 0.00012362
| 0.18982 |  | 0.00011847
| 0.18987 |  | 0.00013539
| 0.19014 |  | 0.00012362
| 0.18934 |  | 6.7697e-05
| 0.18869 |  | 0.00010155
| 0.1883 |  | 0.00012362
| 0.18813 |  | 0.00011847
| 0.18773 |  | 0.0001766
| 0.18786 |  | 0.00016924
| 0.18796 |  | 0.00011847
| 0.18738 |  | 0.00014128
| 0.18767 |  | 0.00015232
| 0.18749 |  | 0.00015232
| 0.1873 |  | 0.00019426
| 0.18767 |  | 0.00020309
| 0.18756 |  | 0.00012362
| 0.18713 |  | 0.00016872
| 0.18706 |  | 0.0002875
| 0.18718 |  | 0.0003
| 0.18719 |  | 0.00020257
| 0.18732 |  | 0.00015894
| 0.18714 |  | 0.00023725
| 0.18727 |  | 0.0002034
| 0.1875 |  | 0.00015894
| 0.18721 |  | 0.00023642
| 0.18718 |  | 0.00023642
| 0.18725 |  | 0.00019426
| 0.18755 |  | 0.00013539
| 0.18791 |  | 0.00012362
| 0.18797 |  | 0.00016924
| 0.18824 |  | 0.00025367
| 0.18801 |  | 0.00021172
| 0.18803 |  | 0.0002374
| 0.18846 |  | 0.0004068
| 0.18806 |  | 0.00027092
| 0.18784 |  | 0.00018617
| 0.18766 |  | 0.00030036
| 0.18756 |  | 0.00030475
| 0.18828 |  | 0.000282
| 0.18866 |  | 0.00016872
| 0.18925 |  | 0.00016872
| 0.18987 |  | 0.00026436
| 0.19003 |  | 0.0002706
| 0.18988 |  | 0.0003
| 0.18976 |  | 0.0002369
| 0.18982 |  | 0.0002652
| 0.18988 |  | 0.000322
| 0.18999 |  | 0.000254
| 0.19021 |  | 0.00022904
| 0.19097 |  | 0.00037145
| 0.19171 |  | 0.0003175
| 0.19259 |  | 0.00020307
| 0.19311 |  | 0.00027025
| 0.19318 |  | 0.0003168
| 0.19305 |  | 0.00027025
| 0.19307 |  | 0.0002652
| 0.19334 |  | 0.00035535
| 0.19327 |  | 0.0004416
| 0.19346 |  | 0.0004577
| 0.19353 |  | 0.00038985
| 0.19358 |  | 0.000318
| 0.19427 |  | 0.00023675
| 0.19459 |  | 0.00015894
| 0.19464 |  | 0.00018617
| 0.19457 |  | 0.00030036
| 0.19501 |  | 0.000322
| 0.19549 |  | 0.00035535
| 0.19566 |  | 0.0004416
| 0.19606 |  | 0.0003726
| 0.1968 |  | 0.0003348
| 0.19727 |  | 0.00027025
| 0.1971 |  | 0.0003
| 0.19749 |  | 0.0004232
| 0.19835 |  | 0.0005472
| 0.19915 |  | 0.0004899
| 0.19971 |  | 0.00037145
| 0.1999 |  | 0.0003708
| 0.19963 |  | 0.00028817
| 0.19998 |  | 0.0003175
| 0.20017 |  | 0.00054165
| 0.19971 |  | 0.0004776
| 0.20025 |  | 0.0002714
| 0.20081 |  | 0.000354
| 0.20115 |  | 0.00035535
| 0.20183 |  | 0.00037145
| 0.20152 |  | 0.0004584
| 0.20115 |  | 0.0004899
| 0.20108 |  | 0.0006
| 0.20043 |  | 0.00062675
| 0.19979 |  | 0.00044196
| 0.19986 |  | 0.00033845
| 0.20009 |  | 0.0004944
| 0.20005 |  | 0.00045655
| 0.20002 |  | 0.0004944
| 0.19974 |  | 0.00054165
| 0.19912 |  | 0.00050715
| 0.19872 |  | 0.000618
| 0.19884 |  | 0.00062675
| 0.19917 |  | 0.0005652
| 0.19907 |  | 0.0005244
| 0.19847 |  | 0.0006
| 0.19808 |  | 0.0006256
| 0.19842 |  | 0.0007056
| 0.19842 |  | 0.0006762
| 0.19827 |  | 0.000636
| 0.19776 |  | 0.00067735
| 0.19701 |  | 0.0007764
| 0.19674 |  | 0.00065895
| 0.19609 |  | 0.000564
| 0.19587 |  | 0.0006762
| 0.19595 |  | 0.0006762
| 0.19594 |  | 0.0006348
| 0.19614 |  | 0.0007268
| 0.19659 |  | 0.0007236
| 0.19684 |  | 0.0007107
| 0.19684 |  | 0.000936
| 0.19661 |  | 0.0009476
| 0.19576 |  | 0.0009528
| 0.19509 |  | 0.00098095
| 0.19455 |  | 0.0010068
| 0.19394 |  | 0.00086365
| 0.19408 |  | 0.0008304
| 0.19452 |  | 0.0008809
| 0.19476 |  | 0.00099
| 0.19525 |  | 0.0009821
| 0.1956 |  | 0.0011124
| 0.19549 |  | 0.0010994
| 0.19563 |  | 0.0011304
| 0.19573 |  | 0.0010327
| 0.19554 |  | 0.0011124
| 0.19518 |  | 0.0011512
| 0.19476 |  | 0.00129
| 0.19496 |  | 0.0012696
| 0.19478 |  | 0.0013776
| 0.19438 |  | 0.0013375
| 0.19458 |  | 0.0014304
| 0.1945 |  | 0.0012857
| 0.1941 |  | 0.0013416
| 0.19393 |  | 0.0013881
| 0.19368 |  | 0.0013248
| 0.19379 |  | 0.0014386
| 0.19414 |  | 0.001554
| 0.19352 |  | 0.0013881
| 0.19323 |  | 0.0016608
| 0.19363 |  | 0.001625
| 0.19373 |  | 0.0016068
| 0.19355 |  | 0.0016756
| 0.19339 |  | 0.0019788
| 0.19308 |  | 0.0019975
| 0.19298 |  | 0.0020136
| 0.19266 |  | 0.0019297
| 0.19198 |  | 0.0021012
| 0.19158 |  | 0.0020643
| 0.1915 |  | 0.0023136
| 0.19147 |  | 0.0024369
| 0.19167 |  | 0.0025956
| 0.19164 |  | 0.0024207
| 0.19126 |  | 0.002544
| 0.19122 |  | 0.0025898
| 0.1905 |  | 0.002772
| 0.18996 |  | 0.0028248
| 0.18968 |  | 0.0028773
| 0.18897 |  | 0.0032148
| 0.18859 |  | 0.0031142
| 0.18815 |  | 0.0031788
| 0.18792 |  | 0.0032326
| 0.18797 |  | 0.0034788
| 0.18761 |  | 0.0033005
| 0.18719 |  | 0.0036912
| 0.18697 |  | 0.0037226
| 0.18666 |  | 0.004008
| 0.18632 |  | 0.0040952
| 0.1861 |  | 0.00438
| 0.18568 |  | 0.0042653
| 0.18533 |  | 0.0045912
| 0.18501 |  | 0.004485
| 0.18493 |  | 0.0048744
| 0.18448 |  | 0.0050328
| 0.18395 |  | 0.0049416
| 0.18346 |  | 0.0054564
| 0.18302 |  | 0.0055005
| 0.18328 |  | 0.0058104
| 0.18327 |  | 0.0056361
| 0.18243 |  | 0.0061464
| 0.18153 |  | 0.0061272
| 0.18115 |  | 0.0065172
| 0.18076 |  | 0.0062963
| 0.1804 |  | 0.0066576
| 0.18021 |  | 0.0070812
| 0.17984 |  | 0.0073117
| 0.17947 |  | 0.0077712
| 0.1794 |  | 0.0075152
| 0.1792 |  | 0.0081768
| 0.17926 |  | 0.0081742
| 0.17907 |  | 0.0087768
| 0.17812 |  | 0.008479
| 0.17752 |  | 0.0089712
| 0.17716 |  | 0.009306
| 0.17699 |  | 0.009223
| 0.17713 |  | 0.0097656
| 0.17671 |  | 0.0096301
| 0.17613 |  | 0.010367
| 0.17603 |  | 0.010155
| 0.17599 |  | 0.010772
| 0.17571 |  | 0.010843
| 0.17553 |  | 0.010797
| 0.17547 |  | 0.011885
| 0.17513 |  | 0.01156
| 0.17463 |  | 0.012204
| 0.17442 |  | 0.012253
| 0.1739 |  | 0.013174
| 0.17342 |  | 0.012947
| 0.17309 |  | 0.013793
| 0.17277 |  | 0.013951
| 0.17259 |  | 0.01359
| 0.1723 |  | 0.014375
| 0.17204 |  | 0.014131
| 0.17172 |  | 0.015205
| 0.17136 |  | 0.015594
| 0.17086 |  | 0.015249
| 0.17077 |  | 0.016072
| 0.17053 |  | 0.015825
| 0.16987 |  | 0.016901
| 0.1697 |  | 0.016197
| 0.17005 |  | 0.017326
| 0.17006 |  | 0.017855
| 0.16948 |  | 0.017432
| 0.16896 |  | 0.01856
| 0.16849 |  | 0.018007
| 0.16789 |  | 0.019178
| 0.16754 |  | 0.019603
| 0.16726 |  | 0.018888
| 0.16696 |  | 0.020096
| 0.16733 |  | 0.019886
| 0.16758 |  | 0.021352
| 0.16687 |  | 0.021864
| 0.1665 |  | 0.021004
| 0.1662 |  | 0.02211
| 0.16563 |  | 0.021849
| 0.1651 |  | 0.023329
| 0.16451 |  | 0.022678
| 0.16449 |  | 0.024
| 0.16419 |  | 0.024778
| 0.16391 |  | 0.024354
| 0.16297 |  | 0.025607
| 0.16231 |  | 0.026048
| 0.16175 |  | 0.025437
| 0.16122 |  | 0.027055
| 0.1615 |  | 0.026419
| 0.16102 |  | 0.02808
| 0.16082 |  | 0.028556
| 0.16097 |  | 0.027806
| 0.16062 |  | 0.02958
| 0.16038 |  | 0.029059
| 0.1598 |  | 0.030641
| 0.15942 |  | 0.030958
| 0.159 |  | 0.030328
| 0.15832 |  | 0.03223
| 0.15736 |  | 0.031394
| 0.15662 |  | 0.033077
| 0.15654 |  | 0.033378
| 0.1564 |  | 0.033071
| 0.15676 |  | 0.035444
| 0.1571 |  | 0.035479
| 0.15688 |  | 0.034576
| 0.15647 |  | 0.03698
| 0.15598 |  | 0.035812
| 0.15521 |  | 0.037564
| 0.15424 |  | 0.038234
| 0.15366 |  | 0.037403
| 0.1532 |  | 0.039558
| 0.1528 |  | 0.0403
| 0.15276 |  | 0.039332
| 0.15268 |  | 0.04129
| 0.15258 |  | 0.04028
| 0.15273 |  | 0.042667
| 0.15239 |  | 0.043055
| 0.15192 |  | 0.042242
| 0.15169 |  | 0.044627
| 0.15118 |  | 0.044999
| 0.15056 |  | 0.043411
| 0.15017 |  | 0.045881
| 0.15003 |  | 0.044934
| 0.1498 |  | 0.047418
| 0.14929 |  | 0.048053
| 0.14857 |  | 0.047066
| 0.1476 |  | 0.049414
| 0.14716 |  | 0.049519
| 0.14723 |  | 0.047879
| 0.14639 |  | 0.050879
| 0.14583 |  | 0.051497
| 0.14594 |  | 0.049301
| 0.1458 |  | 0.052026
| 0.14549 |  | 0.052927
| 0.14491 |  | 0.051399
| 0.14487 |  | 0.053934
| 0.1445 |  | 0.054499
| 0.144 |  | 0.053446
| 0.14391 |  | 0.056477
| 0.14296 |  | 0.053871
| 0.14223 |  | 0.056618
| 0.14184 |  | 0.057253
| 0.14158 |  | 0.055663
| 0.14124 |  | 0.059108
| 0.14081 |  | 0.059267
| 0.14088 |  | 0.056764
| 0.14085 |  | 0.059779
| 0.14064 |  | 0.060308
| 0.13982 |  | 0.058253
| 0.13924 |  | 0.061616
| 0.13902 |  | 0.062941
| 0.13868 |  | 0.061266
| 0.13831 |  | 0.06393
| 0.13793 |  | 0.064088
| 0.13759 |  | 0.061824
| 0.1373 |  | 0.065024
| 0.13718 |  | 0.065819
| 0.13669 |  | 0.063703
| 0.13571 |  | 0.066649
| 0.13522 |  | 0.067126
| 0.13494 |  | 0.065344
| 0.13425 |  | 0.068909
| 0.13372 |  | 0.06905
| 0.13362 |  | 0.067173
| 0.13364 |  | 0.070288
| 0.1335 |  | 0.070235
| 0.13312 |  | 0.068052
| 0.13252 |  | 0.071417
| 0.1321 |  | 0.072018
| 0.13162 |  | 0.068577
| 0.13112 |  | 0.071911
| 0.13029 |  | 0.072671
| 0.12993 |  | 0.07276
| 0.13024 |  | 0.069458
| 0.1298 |  | 0.072512
| 0.12912 |  | 0.073519
| 0.12889 |  | 0.070761
| 0.12859 |  | 0.073678
| 0.12842 |  | 0.073589
| 0.12776 |  | 0.070117
| 0.12712 |  | 0.07276
| 0.12726 |  | 0.072583
| 0.12685 |  | 0.069169
| 0.12616 |  | 0.071753
| 0.1259 |  | 0.071311
| 0.12599 |  | 0.068221
| 0.12583 |  | 0.070499
| 0.12543 |  | 0.069774
| 0.12481 |  | 0.069298
| 0.12461 |  | 0.066208
| 0.12449 |  | 0.069475
| 0.12341 |  | 0.068627
| 0.1229 |  | 0.064904
| 0.12299 |  | 0.067037
| 0.12255 |  | 0.066031
| 0.12202 |  | 0.062569
| 0.12143 |  | 0.064565
| 0.12098 |  | 0.063434
| 0.12085 |  | 0.062269
| 0.12041 |  | 0.058643
| 0.1197 |  | 0.060239
| 0.11945 |  | 0.059638
| 0.11896 |  | 0.055782
| 0.11876 |  | 0.057113
| 0.11852 |  | 0.056406
| 0.11783 |  | 0.05517
| 0.1176 |  | 0.052144
| 0.11715 |  | 0.053599
| 0.11692 |  | 0.052009
| 0.11675 |  | 0.048775
| 0.11656 |  | 0.049872
| 0.11638 |  | 0.048936
| 0.11634 |  | 0.048547
| 0.11579 |  | 0.045408
| 0.11471 |  | 0.045634
| 0.11464 |  | 0.044592
| 0.11451 |  | 0.042006
| 0.11389 |  | 0.043178
| 0.11335 |  | 0.04249
| 0.11293 |  | 0.041519
| 0.11271 |  | 0.038925
| 0.1123 |  | 0.039982
| 0.11187 |  | 0.039329
| 0.1114 |  | 0.038622
| 0.11099 |  | 0.036335
| 0.11074 |  | 0.036926
| 0.11036 |  | 0.03645
| 0.1097 |  | 0.034069
| 0.10943 |  | 0.034579
| 0.10919 |  | 0.034296
| 0.10879 |  | 0.033818
| 0.1086 |  | 0.031834
| 0.10805 |  | 0.032918
| 0.10795 |  | 0.032813
| 0.10773 |  | 0.032071
| 0.10697 |  | 0.029803
| 0.10645 |  | 0.03087
| 0.10601 |  | 0.031082
| 0.1056 |  | 0.030587
| 0.10492 |  | 0.028771
| 0.10418 |  | 0.029952
| 0.10413 |  | 0.029545
| 0.10406 |  | 0.029298
| 0.10381 |  | 0.027908
| 0.10368 |  | 0.02845
| 0.10322 |  | 0.028362
| 0.10317 |  | 0.028663
| 0.10282 |  | 0.027062
| 0.10182 |  | 0.028184
| 0.10123 |  | 0.028415
| 0.10105 |  | 0.028274
| 0.10073 |  | 0.027011
| 0.10034 |  | 0.027938
| 0.10018 |  | 0.027568
| 0.099729 |  | 0.027691
| 0.099272 |  | 0.02669
| 0.099028 |  | 0.02808
| 0.098678 |  | 0.028273
| 0.098256 |  | 0.028079
| 0.097749 |  | 0.026842
| 0.097162 |  | 0.027727
| 0.096549 |  | 0.028027
| 0.096258 |  | 0.028433
| 0.096335 |  | 0.027045
| 0.096504 |  | 0.02822
| 0.096014 |  | 0.028486
| 0.095302 |  | 0.028751
| 0.094973 |  | 0.02757
| 0.094427 |  | 0.029034
| 0.09401 |  | 0.02951
| 0.093923 |  | 0.029422
| 0.093846 |  | 0.029704
| 0.093682 |  | 0.029025
| 0.093359 |  | 0.030641
| 0.092561 |  | 0.030463
| 0.092016 |  | 0.030127
| 0.09172 |  | 0.029481
| 0.091347 |  | 0.031399
| 0.090968 |  | 0.031559
| 0.09039 |  | 0.031453
| 0.090201 |  | 0.031488
| 0.090018 |  | 0.030819
| 0.089653 |  | 0.032671
| 0.089689 |  | 0.032795
| 0.089411 |  | 0.033042
| 0.089105 |  | 0.03197
| 0.088936 |  | 0.033978
| 0.088459 |  | 0.034596
| 0.087976 |  | 0.034843
| 0.087498 |  | 0.03539
| 0.086892 |  | 0.034238
| 0.086652 |  | 0.035656
| 0.086265 |  | 0.03592
| 0.085899 |  | 0.036344
| 0.085574 |  | 0.035643
| 0.085088 |  | 0.037475
| 0.085091 |  | 0.037546
| 0.084784 |  | 0.03804
| 0.084391 |  | 0.038622
| 0.084018 |  | 0.037859
| 0.083971 |  | 0.039683
| 0.083726 |  | 0.039824
| 0.083156 |  | 0.040742
| 0.082616 |  | 0.041148
| 0.082144 |  | 0.039585
| 0.081993 |  | 0.042066
| 0.08146 |  | 0.042702
| 0.081102 |  | 0.043196
| 0.081216 |  | 0.043796
| 0.080742 |  | 0.042463
| 0.080022 |  | 0.045016
| 0.0796 |  | 0.045828
| 0.079476 |  | 0.046004
| 0.079409 |  | 0.046181
| 0.079177 |  | 0.044781
| 0.079315 |  | 0.047735
| 0.07921 |  | 0.048707
| 0.079125 |  | 0.049396
| 0.078699 |  | 0.049696
| 0.078115 |  | 0.049801
| 0.07784 |  | 0.048217
| 0.077422 |  | 0.050914
| 0.076866 |  | 0.051955
| 0.076518 |  | 0.052804
| 0.076591 |  | 0.053405
| 0.076323 |  | 0.051298
| 0.075966 |  | 0.053881
| 0.075724 |  | 0.055259
| 0.075433 |  | 0.056336
| 0.075231 |  | 0.056848
| 0.074818 |  | 0.057589
| 0.07443 |  | 0.055935
| 0.074135 |  | 0.058861
| 0.074063 |  | 0.059338
| 0.073675 |  | 0.059903
| 0.072982 |  | 0.060433
| 0.07257 |  | 0.058523
| 0.072297 |  | 0.06248
| 0.071978 |  | 0.063169
| 0.071863 |  | 0.063716
| 0.071884 |  | 0.065695
| 0.070848 |  | 0.067338
| 0.070352 |  | 0.064785
| 0.070215 |  | 0.068467
| 0.070258 |  | 0.069545
| 0.069874 |  | 0.069668
| 0.069382 |  | 0.070693
| 0.069075 |  | 0.072142
| 0.068801 |  | 0.069745
| 0.068607 |  | 0.073361
| 0.068478 |  | 0.074297
| 0.068085 |  | 0.075604
| 0.067591 |  | 0.075727
| 0.067413 |  | 0.075691
| 0.067135 |  | 0.073823
| 0.066679 |  | 0.078587
| 0.066515 |  | 0.079752
| 0.066624 |  | 0.080759
| 0.066425 |  | 0.081518
| 0.066153 |  | 0.082207
| 0.065967 |  | 0.083267
| 0.065517 |  | 0.080356
| 0.065536 |  | 0.084628
| 0.065508 |  | 0.086305
| 0.064911 |  | 0.087118
| 0.064461 |  | 0.087329
| 0.064165 |  | 0.088547
| 0.064022 |  | 0.085991
| 0.063779 |  | 0.090631
| 0.063404 |  | 0.092186
| 0.062986 |  | 0.093228
| 0.062829 |  | 0.093421
| 0.06283 |  | 0.094463
| 0.062313 |  | 0.095593
| 0.06175 |  | 0.092321
| 0.061475 |  | 0.097625
| 0.061215 |  | 0.098755
| 0.061005 |  | 0.09925
| 0.060949 |  | 0.099268
| 0.060898 |  | 0.10079
| 0.060882 |  | 0.10237
| 0.060626 |  | 0.098262
| 0.059797 |  | 0.10338
| 0.059499 |  | 0.10386
| 0.059512 |  | 0.10462
| 0.059198 |  | 0.10628
| 0.058967 |  | 0.10776
| 0.058985 |  | 0.10907
| 0.058882 |  | 0.10976
| 0.05855 |  | 0.10608
| 0.058105 |  | 0.11205
| 0.057876 |  | 0.11286
| 0.057786 |  | 0.11301
| 0.057354 |  | 0.11385
| 0.056866 |  | 0.115
| 0.056739 |  | 0.1155
| 0.056552 |  | 0.11666
| 0.056389 |  | 0.11255
| 0.056117 |  | 0.11792
| 0.055703 |  | 0.11869
| 0.055539 |  | 0.11993
| 0.055543 |  | 0.12157
| 0.055301 |  | 0.12145
| 0.054775 |  | 0.12111
| 0.054437 |  | 0.12226
| 0.054247 |  | 0.11832
| 0.054049 |  | 0.12411
| 0.053759 |  | 0.12493
| 0.053604 |  | 0.12579
| 0.053505 |  | 0.12657
| 0.053386 |  | 0.1275
| 0.053156 |  | 0.12826
| 0.052839 |  | 0.12832
| 0.052637 |  | 0.12869
| 0.05285 |  | 0.12476
| 0.052578 |  | 0.13086
| 0.052086 |  | 0.13134
| 0.051722 |  | 0.13194
| 0.051354 |  | 0.13302
| 0.051466 |  | 0.1345
| 0.051344 |  | 0.13478
| 0.050836 |  | 0.13536
| 0.050555 |  | 0.13655
| 0.050707 |  | 0.1369
| 0.050516 |  | 0.13196
| 0.050093 |  | 0.13944
| 0.049771 |  | 0.14036
| 0.049633 |  | 0.14054
| 0.049455 |  | 0.14112
| 0.049129 |  | 0.14208
| 0.048887 |  | 0.14296
| 0.048707 |  | 0.14393
| 0.048412 |  | 0.14548
| 0.048074 |  | 0.14582
| 0.047788 |  | 0.13995
| 0.04754 |  | 0.14746
| 0.047645 |  | 0.1487
| 0.047304 |  | 0.14905
| 0.046769 |  | 0.14986
| 0.046722 |  | 0.15165
| 0.046347 |  | 0.15235
| 0.046196 |  | 0.15334
| 0.046285 |  | 0.1534
| 0.046226 |  | 0.15481
| 0.046213 |  | 0.15657
| 0.045866 |  | 0.14981
| 0.045395 |  | 0.15696
| 0.045232 |  | 0.15899
| 0.0452 |  | 0.1612
| 0.044786 |  | 0.16177
| 0.044492 |  | 0.16217
| 0.044551 |  | 0.16323
| 0.04438 |  | 0.16461
| 0.044222 |  | 0.16572
| 0.044064 |  | 0.16648
| 0.043835 |  | 0.16784
| 0.043637 |  | 0.16798
| 0.043447 |  | 0.1694
| 0.043326 |  | 0.16459
| 0.043129 |  | 0.17201
| 0.043005 |  | 0.17358
| 0.042748 |  | 0.17464
| 0.042332 |  | 0.1751
| 0.042006 |  | 0.17642
| 0.041977 |  | 0.17777
| 0.041922 |  | 0.17837
| 0.041573 |  | 0.17918
| 0.041296 |  | 0.17974
| 0.041231 |  | 0.1805
| 0.041069 |  | 0.18195
| 0.040789 |  | 0.18193
| 0.040618 |  | 0.18313
| 0.040505 |  | 0.18471
| 0.040261 |  | 0.17713
| 0.040014 |  | 0.18515
| 0.040029 |  | 0.18645
| 0.040249 |  | 0.18635
| 0.039717 |  | 0.18681
| 0.039206 |  | 0.18783
| 0.039278 |  | 0.1878
| 0.039253 |  | 0.189
| 0.039076 |  | 0.18902
| 0.039131 |  | 0.18817
| 0.039268 |  | 0.18926
| 0.038727 |  | 0.18946
| 0.038297 |  | 0.18972
| 0.038053 |  | 0.19002
| 0.037628 |  | 0.18977
| 0.037717 |  | 0.18992
| 0.037657 |  | 0.18919
| 0.037204 |  | 0.18907
| 0.037111 |  | 0.18175
| 0.036953 |  | 0.18859
| 0.036815 |  | 0.18681
| 0.036759 |  | 0.18684
| 0.036612 |  | 0.18652
| 0.036502 |  | 0.18488
| 0.036393 |  | 0.18411
| 0.036158 |  | 0.18409
| 0.036161 |  | 0.18349
| 0.035954 |  | 0.18229
| 0.035428 |  | 0.18176
| 0.03484 |  | 0.18086
| 0.034693 |  | 0.17778
| 0.034891 |  | 0.17561
| 0.034733 |  | 0.17506
| 0.034569 |  | 0.17418
| 0.034435 |  | 0.1724
| 0.034335 |  | 0.17148
| 0.034087 |  | 0.1706
| 0.033833 |  | 0.16947
| 0.033941 |  | 0.1671
| 0.033768 |  | 0.16373
| 0.033535 |  | 0.16161
| 0.03358 |  | 0.15944
| 0.033297 |  | 0.15749
| 0.0331 |  | 0.15558
| 0.033067 |  | 0.15391
| 0.033114 |  | 0.15115
| 0.03296 |  | 0.14299
| 0.032917 |  | 0.14753
| 0.032886 |  | 0.14506
| 0.032467 |  | 0.14269
| 0.032108 |  | 0.14059
| 0.032093 |  | 0.13817
| 0.031806 |  | 0.13621
| 0.031381 |  | 0.13416
| 0.031799 |  | 0.13116
| 0.031929 |  | 0.12994
| 0.031211 |  | 0.12883
| 0.031367 |  | 0.1259
| 0.031636 |  | 0.12328
| 0.030913 |  | 0.12117
| 0.03046 |  | 0.11823
| 0.030238 |  | 0.11659
| 0.030241 |  | 0.11437
| 0.030211 |  | 0.11235
| 0.030016 |  | 0.11052
| 0.029894 |  | 0.10866
| 0.029717 |  | 0.10667
| 0.02984 |  | 0.10411
| 0.029606 |  | 0.10174
| 0.029329 |  | 0.099833
| 0.029531 |  | 0.098773
| 0.029452 |  | 0.096812
| 0.029225 |  | 0.094835
| 0.028822 |  | 0.093068
| 0.028724 |  | 0.09116
| 0.028849 |  | 0.089837
| 0.028308 |  | 0.08839
| 0.028388 |  | 0.086834
| 0.028519 |  | 0.084768
| 0.028022 |  | 0.083056
| 0.027969 |  | 0.081802
| 0.02789 |  | 0.081131
| 0.027781 |  | 0.08053
| 0.027722 |  | 0.079205
| 0.027543 |  | 0.077792
| 0.027196 |  | 0.076238
| 0.0273 |  | 0.074932
| 0.027532 |  | 0.073183
| 0.027106 |  | 0.071753
| 0.026788 |  | 0.071222
| 0.026931 |  | 0.070622
| 0.026729 |  | 0.069299
| 0.026643 |  | 0.068239
| 0.026799 |  | 0.069299
| 0.026708 |  | 0.068874
| 0.026678 |  | 0.066648
| 0.026406 |  | 0.065519
| 0.026206 |  | 0.06529
| 0.026264 |  | 0.064883
| 0.025891 |  | 0.064176
| 0.025399 |  | 0.063664
| 0.025787 |  | 0.063523
| 0.025658 |  | 0.06317
| 0.025062 |  | 0.062446
| 0.025076 |  | 0.061986
| 0.025215 |  | 0.060732
| 0.025348 |  | 0.059832
| 0.025447 |  | 0.06038
| 0.025469 |  | 0.06262
| 0.025214 |  | 0.059514
| 0.024702 |  | 0.059443
| 0.024824 |  | 0.059302
| 0.024849 |  | 0.059143
| 0.024495 |  | 0.059003
| 0.024258 |  | 0.058967
| 0.024284 |  | 0.057889
| 0.024146 |  | 0.056971
| 0.02388 |  | 0.057872
| 0.024076 |  | 0.05812
| 0.024122 |  | 0.057484
| 0.023808 |  | 0.057836
| 0.023717 |  | 0.057482
| 0.023912 |  | 0.056406
| 0.023302 |  | 0.056636
| 0.023052 |  | 0.05789
| 0.022949 |  | 0.058349
| 0.023149 |  | 0.058084
| 0.023038 |  | 0.057943
| 0.02295 |  | 0.05736
| 0.022398 |  | 0.057448
| 0.022175 |  | 0.058278
| 0.022496 |  | 0.058031
| 0.022214 |  | 0.057678
| 0.021983 |  | 0.058703
| 0.02221 |  | 0.058596
| 0.022277 |  | 0.057289
| 0.022215 |  | 0.057872
| 0.022207 |  | 0.061553
| 0.021936 |  | 0.059302
| 0.021317 |  | 0.058843
| 0.021123 |  | 0.059126
| 0.021627 |  | 0.05909
| 0.021426 |  | 0.059196
| 0.021091 |  | 0.059761
| 0.020941 |  | 0.059249
| 0.021006 |  | 0.059832
| 0.021485 |  | 0.061033
| 0.021134 |  | 0.061492
| 0.020743 |  | 0.061297
| 0.020557 |  | 0.061615
| 0.020405 |  | 0.062516
| 0.020351 |  | 0.062376
| 0.020236 |  | 0.062305
| 0.020282 |  | 0.062711
| 0.020657 |  | 0.06324
| 0.020504 |  | 0.063876
| 0.020094 |  | 0.066556
| 0.02023 |  | 0.06437
| 0.019905 |  | 0.064423
| 0.01969 |  | 0.064794
| 0.019642 |  | 0.064883
| 0.019296 |  | 0.065306
| 0.01943 |  | 0.06626
| 0.019644 |  | 0.065537
| 0.019285 |  | 0.065166
| 0.019307 |  | 0.065926
| 0.019701 |  | 0.066667
| 0.01932 |  | 0.067196
| 0.019019 |  | 0.068556
| 0.019245 |  | 0.069104
| 0.01917 |  | 0.069281
| 0.018864 |  | 0.072885
| 0.018659 |  | 0.07027
| 0.018416 |  | 0.07011
| 0.018638 |  | 0.069757
| 0.018802 |  | 0.070199
| 0.01848 |  | 0.070958
| 0.01841 |  | 0.070693
| 0.018347 |  | 0.071152
| 0.018092 |  | 0.072017
| 0.017898 |  | 0.071893
| 0.018255 |  | 0.072424
| 0.018672 |  | 0.073607
| 0.018651 |  | 0.074048
| 0.01825 |  | 0.077722
| 0.018077 |  | 0.074932
| 0.018233 |  | 0.074791
| 0.017805 |  | 0.075533
| 0.017314 |  | 0.075462
| 0.017371 |  | 0.075956
| 0.017449 |  | 0.076963
| 0.017214 |  | 0.077369
| 0.017213 |  | 0.078216
| 0.017219 |  | 0.078305
| 0.016989 |  | 0.079152
| 0.016772 |  | 0.08023
| 0.016803 |  | 0.083003
| 0.016891 |  | 0.079399
| 0.016767 |  | 0.079576
| 0.016433 |  | 0.081042
| 0.016079 |  | 0.082385
| 0.016262 |  | 0.082385
| 0.016839 |  | 0.082261
| 0.016841 |  | 0.082472
| 0.016355 |  | 0.083249
| 0.016087 |  | 0.083214
| 0.01633 |  | 0.086921
| 0.016806 |  | 0.08461
| 0.016266 |  | 0.084662
| 0.015505 |  | 0.085086
| 0.015541 |  | 0.085475
| 0.015984 |  | 0.086394
| 0.015881 |  | 0.087188
| 0.015275 |  | 0.087258
| 0.015261 |  | 0.088141
| 0.015472 |  | 0.088654
| 0.015212 |  | 0.092899
| 0.01512 |  | 0.089059
| 0.015561 |  | 0.0886
| 0.015377 |  | 0.088318
| 0.014945 |  | 0.089942
| 0.015003 |  | 0.091691
| 0.01488 |  | 0.091196
| 0.014729 |  | 0.090949
| 0.014635 |  | 0.092062
| 0.014686 |  | 0.096504
| 0.015016 |  | 0.093563
| 0.014826 |  | 0.094675
| 0.014497 |  | 0.093756
| 0.014456 |  | 0.094145
| 0.01426 |  | 0.095876
| 0.014315 |  | 0.095929
| 0.015 |  | 0.095646
| 0.014931 |  | 0.095911
| 0.014389 |  | 0.10083
| 0.014136 |  | 0.098561
| 0.013848 |  | 0.099302
| 0.013973 |  | 0.09849
| 0.01408 |  | 0.098101
| 0.013971 |  | 0.098984
| 0.014036 |  | 0.099833
| 0.013603 |  | 0.09962
| 0.013648 |  | 0.10473
| 0.014031 |  | 0.10216
| 0.013748 |  | 0.10246
| 0.013377 |  | 0.10282
| 0.013191 |  | 0.10287
| 0.013387 |  | 0.10411
| 0.013314 |  | 0.10402
| 0.013117 |  | 0.10384
| 0.012898 |  | 0.10852
| 0.013193 |  | 0.10404
| 0.013428 |  | 0.10566
| 0.012751 |  | 0.10631
| 0.012789 |  | 0.10704
| 0.013025 |  | 0.10912
| 0.012759 |  | 0.11103
| 0.012771 |  | 0.11205
| 0.012754 |  | 0.11659
| 0.013018 |  | 0.11297
| 0.012724 |  | 0.11428
| 0.01234 |  | 0.11396
| 0.01265 |  | 0.11345
| 0.012456 |  | 0.11467
| 0.012126 |  | 0.11686
| 0.012264 |  | 0.12261
| 0.012397 |  | 0.11758
| 0.012306 |  | 0.11777
| 0.012077 |  | 0.12
| 0.011951 |  | 0.12049
| 0.012224 |  | 0.12122
| 0.01244 |  | 0.12145
| 0.012462 |  | 0.12642
| 0.012317 |  | 0.12272
| 0.012208 |  | 0.12327
| 0.012011 |  | 0.12397
| 0.011715 |  | 0.12579
| 0.011656 |  | 0.12717
| 0.011708 |  | 0.12767
| 0.011871 |  | 0.13352
| 0.011783 |  | 0.12849
| 0.01182 |  | 0.12964
| 0.011861 |  | 0.13017
| 0.011621 |  | 0.13173
| 0.01164 |  | 0.13344
| 0.011601 |  | 0.1387
| 0.011543 |  | 0.13249
| 0.011956 |  | 0.13312
| 0.012234 |  | 0.13524
| 0.011654 |  | 0.13761
| 0.011376 |  | 0.13856
| 0.011473 |  | 0.13861
| 0.011201 |  | 0.1448
| 0.010938 |  | 0.13914
| 0.011241 |  | 0.14073
| 0.010951 |  | 0.14268
| 0.010752 |  | 0.14144
| 0.011005 |  | 0.14246
| 0.011011 |  | 0.15044
| 0.011297 |  | 0.14494
| 0.011133 |  | 0.14575
| 0.010716 |  | 0.14605
| 0.010661 |  | 0.14646
| 0.010578 |  | 0.1475
| 0.010669 |  | 0.15574
| 0.01093 |  | 0.15175
| 0.010694 |  | 0.15205
| 0.010439 |  | 0.15262
| 0.010472 |  | 0.15375
| 0.010634 |  | 0.1534
| 0.010654 |  | 0.1601
| 0.010095 |  | 0.1553
| 0.0099492 |  | 0.15786
| 0.010553 |  | 0.15901
| 0.010853 |  | 0.15938
| 0.01074 |  | 0.16694
| 0.010708 |  | 0.1611
| 0.010581 |  | 0.16235
| 0.010372 |  | 0.16332
| 0.010269 |  | 0.16371
| 0.010277 |  | 0.16542
| 0.010416 |  | 0.17384
| 0.010333 |  | 0.16715
| 0.0099999 |  | 0.16924
| 0.0097178 |  | 0.17061
| 0.0095972 |  | 0.17051
| 0.0095957 |  | 0.17828
| 0.0098176 |  | 0.17171
| 0.0095896 |  | 0.17254
| 0.0095257 |  | 0.17367
| 0.0097571 |  | 0.17522
| 0.0097229 |  | 0.17604
| 0.0096838 |  | 0.18337
| 0.0097264 |  | 0.17711
| 0.0093813 |  | 0.17879
| 0.0094325 |  | 0.18117
| 0.0099866 |  | 0.18218
| 0.01006 |  | 0.18961
| 0.010081 |  | 0.18305
| 0.0096874 |  | 0.18359
| 0.0091402 |  | 0.18545
| 0.0092969 |  | 0.18679
| 0.00935 |  | 0.19531
| 0.0094372 |  | 0.18781
| 0.0098134 |  | 0.18679
| 0.0096704 |  | 0.18884
| 0.009123 |  | 0.19006
| 0.0084707 |  | 0.19847
| 0.008818 |  | 0.19136
| 0.0091156 |  | 0.19354
| 0.0088643 |  | 0.19638
| 0.008883 |  | 0.19695
| 0.0088944 |  | 0.20844
| 0.0092191 |  | 0.2015
| 0.0095703 |  | 0.20053
| 0.009373 |  | 0.20088
| 0.0091995 |  | 0.20109
| 0.0091305 |  | 0.21115
| 0.0091693 |  | 0.20525
| 0.0088629 |  | 0.2062
| 0.0086993 |  | 0.20667
| 0.0086899 |  | 0.20855
| 0.008636 |  | 0.21845
| 0.0090042 |  | 0.21065
| 0.0087319 |  | 0.21109
| 0.0082889 |  | 0.21038
| 0.0081803 |  | 0.21102
| 0.0080643 |  | 0.22198
| 0.0081648 |  | 0.21399
| 0.0086464 |  | 0.21354
| 0.0091061 |  | 0.21392
| 0.0090291 |  | 0.22263
| 0.0090707 |  | 0.21448
| 0.0092073 |  | 0.21858
| 0.0091506 |  | 0.22015
| 0.0089584 |  | 0.21955
| 0.008614 |  | 0.22987
| 0.00828 |  | 0.22338
| 0.0085242 |  | 0.22409
| 0.0092367 |  | 0.22162
| 0.0086828 |  | 0.22352
| 0.0085176 |  | 0.23593
| 0.0083763 |  | 0.22593
| 0.0089277 |  | 0.22741
| 0.0088317 |  | 0.22919
| 0.0089763 |  | 0.23808
| 0.009159 |  | 0.22861
| 0.0089556 |  | 0.22898
| 0.008818 |  | 0.23237
| 0.0086669 |  | 0.24246
| 0.0083495 |  | 0.23322
| 0.0082379 |  | 0.23615
| 0.0083257 |  | 0.23475
| 0.0082785 |  | 0.23368
| 0.0081038 |  | 0.24549
| 0.0080983 |  | 0.2371
| 0.0085275 |  | 0.23582
| 0.0086943 |  | 0.23417
| 0.0083369 |  | 0.24501
| 0.0082426 |  | 0.23693
| 0.0089189 |  | 0.23313
| 0.0088567 |  | 0.23189
| 0.0081273 |  | 0.24696
| 0.0083365 |  | 0.23763
| 0.0086388 |  | 0.23716
| 0.0088132 |  | 0.23903
| 0.0087134 |  | 0.23776
| 0.0076614 |  | 0.24781
| 0.0077514 |  | 0.23951
| 0.0084037 |  | 0.2373
| 0.0080641 |  | 0.23412
| 0.0077167 |  | 0.24586
| 0.0077226 |  | 0.23928
| 0.0080831 |  | 0.23984
| 0.0080532 |  | 0.23806
| 0.0082489 |  | 0.24512
| 0.0082675 |  | 0.23516
| 0.0080729 |  | 0.23772
| 0.0077582 |  | 0.23578
| 0.0076672 |  | 0.24297
| 0.0081504 |  | 0.23433
| 0.0080536 |  | 0.23324
| 0.0082528 |  | 0.23256
| 0.0079402 |  | 0.24106
| 0.0078735 |  | 0.23006
| 0.0082294 |  | 0.22831
| 0.007441 |  | 0.22638
| 0.0074432 |  | 0.23556
| 0.0071864 |  | 0.22532
| 0.0068487 |  | 0.22287
| 0.0071014 |  | 0.22238
| 0.0070944 |  | 0.22842
| 0.0076172 |  | 0.21607
| 0.00819 |  | 0.21778
| 0.0082124 |  | 0.21655
| 0.0074102 |  | 0.2247
| 0.0073726 |  | 0.21469
| 0.00809 |  | 0.21171
| 0.0078534 |  | 0.21277
| 0.0076402 |  | 0.22163
| 0.0076472 |  | 0.20586
| 0.0075651 |  | 0.20208
| 0.0072491 |  | 0.21295
| 0.0071199 |  | 0.2024
| 0.0067974 |  | 0.19984
| 0.0065029 |  | 0.20071
| 0.0072067 |  | 0.20728
| 0.0070529 |  | 0.19447
| 0.0069416 |  | 0.19315
| 0.0075909 |  | 0.19113
| 0.0071514 |  | 0.19599
| 0.0069816 |  | 0.18822
| 0.0068419 |  | 0.1851
| 0.0068587 |  | 0.18082
| 0.0071118 |  | 0.18644
| 0.0067776 |  | 0.17658
| 0.0070177 |  | 0.17438
| 0.0066632 |  | 0.17877
| 0.0063793 |  | 0.16984
| 0.0062458 |  | 0.16927
| 0.0065267 |  | 0.16629
| 0.0071732 |  | 0.17108
| 0.0068987 |  | 0.16357
| 0.0066047 |  | 0.16095
| 0.0067354 |  | 0.15638
| 0.0070465 |  | 0.15877
| 0.0070877 |  | 0.14988
| 0.0071039 |  | 0.14838
| 0.0071058 |  | 0.15427
| 0.006972 |  | 0.14381
| 0.0071401 |  | 0.13976
| 0.0068205 |  | 0.13957
| 0.0065664 |  | 0.14364
| 0.0066922 |  | 0.13526
| 0.006782 |  | 0.13249
| 0.007061 |  | 0.13574
| 0.007109 |  | 0.12862
| 0.0067937 |  | 0.12556
| 0.0067429 |  | 0.12336
| 0.0069087 |  | 0.12598
| 0.0066751 |  | 0.11693
| 0.0068078 |  | 0.11543
| 0.0068894 |  | 0.11829
| 0.0065958 |  | 0.11032
| 0.0063358 |  | 0.10818
| 0.0067201 |  | 0.10585
| 0.0070619 |  | 0.10831
| 0.0064638 |  | 0.10257
| 0.0063559 |  | 0.10052
| 0.0065538 |  | 0.10167
| 0.0066509 |  | 0.096017
| 0.006274 |  | 0.095204
| 0.0063981 |  | 0.096284
| 0.0068401 |  | 0.091055
| 0.0066088 |  | 0.089377
| 0.0062195 |  | 0.086516
| 0.0062061 |  | 0.08624
| 0.0063142 |  | 0.080477
| 0.0060694 |  | 0.079099
| 0.0061577 |  | 0.080776
| 0.0067359 |  | 0.074861
| 0.0072004 |  | 0.073414
| 0.0068536 |  | 0.075829
| 0.0060333 |  | 0.070235
| 0.0056641 |  | 0.068804
| 0.0061829 |  | 0.067109
| 0.0064674 |  | 0.067605
| 0.0066988 |  | 0.064036
| 0.0066147 |  | 0.061898
| 0.0063107 |  | 0.063098
| 0.0064392 |  | 0.060486
| 0.0065581 |  | 0.058261
| 0.0063218 |  | 0.058996
| 0.0066387 |  | 0.055312
| 0.0070042 |  | 0.053033
| 0.0067275 |  | 0.053752
| 0.0071017 |  | 0.051408
| 0.0070577 |  | 0.049907
| 0.0068682 |  | 0.04816
| 0.0070764 |  | 0.048142
| 0.006575 |  | 0.04535
| 0.006209 |  | 0.045721
| 0.0063229 |  | 0.046247
| 0.0065155 |  | 0.04166
| 0.0065166 |  | 0.039805
| 0.006026 |  | 0.040267
| 0.006517 |  | 0.038798
| 0.0065056 |  | 0.038764
| 0.0060537 |  | 0.03819
| 0.0066194 |  | 0.035974
| 0.0065349 |  | 0.034896
| 0.0063806 |  | 0.03405
| 0.0064014 |  | 0.03177
| 0.0070515 |  | 0.033095
| 0.0068826 |  | 0.033811
| 0.0066756 |  | 0.028627
| 0.0066053 |  | 0.028469
| 0.0061808 |  | 0.030409
| 0.0068147 |  | 0.027284
| 0.006697 |  | 0.026525
| 0.0057362 |  | 0.02763
| 0.005697 |  | 0.026066
| 0.0064283 |  | 0.025096
| 0.0067414 |  | 0.025975
| 0.0058909 |  | 0.024124
| 0.0057621 |  | 0.023311
| 0.0056787 |  | 0.023593
| 0.005596 |  | 0.023086
| 0.0064639 |  | 0.021527
| 0.0070791 |  | 0.022074
| 0.0068824 |  | 0.022221
| 0.0063268 |  | 0.021209
| 0.0061358 |  | 0.021209
| 0.006541 |  | 0.020199
| 0.0064964 |  | 0.017855
| 0.0069521 |  | 0.017696
| 0.0077689 |  | 0.017059
| 0.0072953 |  | 0.017501
| 0.0072456 |  | 0.017365
| 0.0067423 |  | 0.016247
| 0.0062825 |  | 0.016777
| 0.0066616 |  | 0.01595
| 0.007216 |  | 0.01374
| 0.0072552 |  | 0.015594
| 0.0066303 |  | 0.016115
| 0.0062784 |  | 0.013633
| 0.0056438 |  | 0.013474
| 0.0061559 |  | 0.014311
| 0.00679 |  | 0.013739
| 0.006178 |  | 0.012803
| 0.0062729 |  | 0.012766
| 0.0070733 |  | 0.011708
| 0.0070959 |  | 0.011497
| 0.0059093 |  | 0.011111
| 0.0064355 |  | 0.010154
| 0.0066853 |  | 0.010825
| 0.0060049 |  | 0.011865
| 0.0071979 |  | 0.010932
| 0.0071831 |  | 0.010825
| 0.0066238 |  | 0.011074
| 0.0071292 |  | 0.0091308
| 0.006486 |  | 0.0095724
| 0.0060985 |  | 0.0093263
| 0.0066424 |  | 0.007752
| 0.0070428 |  | 0.0090875
| 0.0071958 |  | 0.0092544
| 0.0069659 |  | 0.0083004
| 0.0074194 |  | 0.007855
| 0.0070834 |  | 0.007506
| 0.006217 |  | 0.0079116
| 0.0062015 |  | 0.0078913
| 0.00663 |  | 0.006834
| 0.0074318 |  | 0.006852
| 0.0075726 |  | 0.0060338
| 0.0077699 |  | 0.0044856
| 0.0072335 |  | 0.0059868
| 0.0068305 |  | 0.008315
| 0.0070875 |  | 0.0087948
| 0.0067625 |  | 0.0079475
| 0.0071206 |  | 0.0070644
| 0.0070781 |  | 0.0076116
| 0.0074353 |  | 0.0064025
| 0.0076928 |  | 0.0058632
| 0.0082062 |  | 0.0067464
| 0.0075201 |  | 0.00655
| 0.0069617 |  | 0.006288
| 0.008678 |  | 0.0070824
| 0.0083924 |  | 0.0064937
| 0.0066704 |  | 0.0054216
| 0.0070691 |  | 0.0054825
| 0.007893 |  | 0.005634
| 0.0072796 |  | 0.005898
| 0.0073826 |  | 0.0074125
| 0.0078876 |  | 0.0067632
| 0.007722 |  | 0.0048564
| 0.0076193 |  | 0.0048012
| 0.0080154 |  | 0.0045036
| 0.0082109 |  | 0.0069537
| 0.0087963 |  | 0.0069048
| 0.0096628 |  | 0.0057036
| 0.0088619 |  | 0.0058487
| 0.0083352 |  | 0.0047676
| 0.0070326 |  | 0.0042732
| 0.0062763 |  | 0.0052787
| 0.006773 |  | 0.0056328
| 0.007454 |  | 0.0047825
| 0.0087544 |  | 0.0024192
| 0.0079426 |  | 0.002454
| 0.0071518 |  | 0.0054263
| 0.0077308 |  | 0.0056868
| 0.00836 |  | 0.0049125
| 0.0090969 |  | 0.0049452
| 0.0091298 |  | 0.0039204
| 0.0089203 |  | 0.0032925
| 0.0087748 |  | 0.0038676
| 0.0064377 |  | 0.0027204
| 0.008794 |  | 0.00368
| 0.009499 |  | 0.0048396
| 0.0088939 |  | 0.0051875
| 0.007986 |  | 0.0048384
| 0.0079486 |  | 0.0047148
| 0.0079598 |  | 0.0032
| 0.0070606 |  | 0.0017832
| 0.0079095 |  | 0.0030538
| 0.0090576 |  | 0.003426
| 0.0088553 |  | 0.0057396
| 0.0086094 |  | 0.0075613
| 0.0099094 |  | 0.0036384
| 0.010057 |  | 0.0016
| 0.0083371 |  | 0.0025428
| 0.0076945 |  | 0.0043452
| 0.0091035 |  | 0.00333
| 0.010447 |  | 0.0038676
| 0.0093725 |  | 0.0050508
| 0.007661 |  | 0.0036425
| 0.0077104 |  | 0.0027204
| 0.0081907 |  | 0.0026125
| 0.0080169 |  | 0.003726
| 0.0083557 |  | 0.002808
| 0.0087545 |  | 0.0020975
| 0.0092977 |  | 0.0032496
| 0.010319 |  | 0.0035875
| 0.010801 |  | 0.003726
| 0.009763 |  | 0.0050676
| 0.0075015 |  | 0.005335
| 0.0081619 |  | 0.0030552
| 0.010962 |  | 0.0016363
| 0.011142 |  | 0.0014832
| 0.011385 |  | 0.002815
| 0.012409 |  | 0.0036912
| 0.01109 |  | 0.00528
| 0.010564 |  | 0.00585
| 0.011615 |  | 0.0033732
| 0.011401 |  | 0.0018213
| 0.01074 |  | 0.0031788
| 0.010874 |  | 0.0040968
| 0.011334 |  | 0.0018587
| 0.010854 |  | 0.00070698
| 0.010046 |  | 0.0027227
| 0.0098373 |  | 0.0033732
| 0.010447 |  | 0.0025428
| 0.010851 |  | 0.0027963
| 0.0098916 |  | 0.0042036
| 0.0099931 |  | 0.0052425
| 0.011175 |  | 0.0033372
| 0.010911 |  | 0.0029844
| 0.0096248 |  | 0.004065
| 0.0096528 |  | 0.0030372
| 0.010687 |  | 0.0013987
| 0.01072 |  | 0.0009192
| 0.0112 |  | 0.001435
| 0.011351 |  | 0.0034608
| 0.010887 |  | 0.0033732
| 0.011094 |  | 0.0016187
| 0.011369 |  | 0.0027192
| 0.012189 |  | 0.004875
| 0.012351 |  | 0.0050856
| 0.012497 |  | 0.0059787
| 0.013003 |  | 0.00657
| 0.01229 |  | 0.0054924
| 0.0106 |  | 0.0028513
| 0.010596 |  | 0.0010236
| 0.013165 |  | 0.0035137
| 0.013732 |  | 0.0040272
| 0.012575 |  | 0.0040288
| 0.012741 |  | 0.0038856
| 0.011394 |  | 0.0020136
| 0.0098712 |  | 0.0023362
| 0.011208 |  | 0.0032676
| 0.010962 |  | 0.0032375
| 0.011587 |  | 0.0036372
| 0.0076342 |  | 0.0037525
| 0 |  | 0.0045384
| 0 |  | 0.0047676
| 0 |  | 0.00298
| 0 |  | 0.0017839
| 0 |  | 0.0011032
| 0 |  | 0.0009708
| 0 |  | 0
| 0 |  | 0
| 0 |  | 0
| 0 |  | 0
| 0 |  | 0
| 0 |  | 0
| 0 |  | 0
| 0 |  | 0
| 0 |  | 0
| 0 |  | 0
| 0 |  | 0
0
0