## Graph
Product Raw Data
Metal-Core PCB IR LEDs
DISCLAIMER: The data presented here are typical. Slight variations in performance data will occur from lot to lot. Please contact Technical Support with any questions regarding the use or reliability of this data.
This data may be used in publications. However, please cite Thorlabs as the source.
Additional Information:
For each LED, the normalized output spectrum has been scaled to the minimum specified output power and plotted in the graph to the right. Due to variations in the manufacturing process and operating parameters such as temperature and current, the actual spectral output of any given LED will vary. Output plots are only intended to be used as a guideline.

## Spectra Scaled to Min Power
LED Item # | M780D2 |  | M780D3 |  | M810D2 |  | M810D3 |  | M850D2 |  | M850D3 |  | M880D2 |  | M940D2 |  | M970D3 |  | M1050D1 |  | M1050D3 |  | M1100D1 |  | M1200D2 |  | M1300D2 |  | M1450D3 |  | M1550D2 |  | M1650D2
Min Output Power (mW) | 200 |  | 800 |  | 325 |  | 363 |  | 900 |  | 1400 |  | 300 |  | 800 |  | 600 |  | 50 |  | 160 |  | 168 |  | 30 |  | 25 |  | 81.8 |  | 31 |  | 13
Scaling Constant | 5.3394 |  | 22.4288 |  | 8.9339 |  | 9.4634 |  | 26.1143 |  | 33.1867 |  | 5.4681 |  | 10.93 |  | 9.0425 |  | 0.65005 |  | 3.2754 |  | 2.4442 |  | 0.4672 |  | 0.27481 |  | 0.68602 |  | 0.2769 |  | 0.079436
Spectra | Wavelength (nm) | Spectral Flux (mW/nm) | Wavelength (nm) | Spectral Flux (mW/nm) | Wavelength (nm) | Spectral Flux (mW/nm) | Wavelength (nm) | Spectral Flux (mW/nm) | Wavelength (nm) | Spectral Flux (mW/nm) | Wavelength (nm) | Spectral Flux (mW/nm) | Wavelength (nm) | Spectral Flux (mW/nm) | Wavelength (nm) | Spectral Flux (mW/nm) | Wavelength (nm) | Spectral Flux (mW/nm) | Wavelength (nm) | Spectral Flux (mW/nm) | Wavelength (nm) | Spectral Flux (mW/nm) | Wavelength (nm) | Spectral Flux (mW/nm) | Wavelength (nm) | Spectral Flux (mW/nm) | Wavelength (nm) | Spectral Flux (mW/nm) | Wavelength (nm) | Spectral Flux (mW/nm) | Wavelength (nm) | Spectral Flux (mW/nm) | Wavelength (nm) | Spectral Flux (mW/nm)
| 498.5586 | 0.0082598 | 199.9755 | 0 | 199.9755 | 0 | 200.0376 | 0.0042457 | 497.0538 | 0.00017411 | 199.9755 | 0 | 501.1841 | 0.00043694 | 498.5586 | 0.043204 | 199.9755 | 0 | 799.9811 | 0.0021582 | 800.0059 | 5.552e-05 | 600.175 | 0.0062614 | 1063.4777 | 0.0011216 | 999.8354 | 0.013697 | 1000 | 0.00046868 | 999.7389 | 0 | 999.7327 | 0.0044508
| 498.7121 | 0.010891 | 200.1769 | 0 | 200.1769 | 0 | 200.2403 | -0.0040354 | 497.2087 | 0.00078349 | 200.1769 | 0 | 501.3362 | 3.2907e-05 | 498.7121 | 0.043442 | 200.1769 | 0 | 800.0448 | 0.0033287 | 800.2435 | 0.00025547 | 600.285 | 0.003501 | 1063.5331 | 0.0011196 | 999.9578 | 0.013654 | 1001 | 0.00050981 | 999.7879 | 0 | 999.7816 | 0.0044174
| 498.8657 | 0.0092923 | 200.3784 | 0 | 200.3784 | 0 | 200.443 | 0.002281 | 497.3636 | 0 | 200.3784 | 0 | 501.4883 | 0.00027752 | 498.8657 | 0.041015 | 200.3784 | 0 | 800.1085 | 0.0023851 | 800.4811 | 5.752e-05 | 600.395 | 0.0048104 | 1063.5885 | 0.001117 | 1000.0803 | 0.013586 | 1002 | 0.00041581 | 999.8369 | 0 | 999.8306 | 0.0043658
| 499.0192 | 0.010516 | 200.5799 | 0 | 200.5799 | 0 | 200.6458 | 0.0024324 | 497.5186 | 0 | 200.5799 | 0 | 501.6404 | 0.00031262 | 499.0192 | 0.043235 | 200.5799 | 0 | 800.1722 | 0.0016554 | 800.7187 | 0.00033229 | 600.506 | 0.0038338 | 1063.6439 | 0.001114 | 1000.2028 | 0.013497 | 1003 | 0.00044492 | 999.8859 | 0 | 999.8796 | 0.0043054
| 499.1728 | 0.0099493 | 200.7814 | 0 | 200.7814 | 0 | 200.8485 | 0.0083426 | 497.6735 | 0 | 200.7814 | 0 | 501.7926 | 0.00029287 | 499.1728 | 0.041593 | 200.7814 | 0 | 800.236 | 0.0020107 | 800.9564 | 9.5472e-05 | 600.616 | 0.0068345 | 1063.6993 | 0.0011105 | 1000.3253 | 0.013396 | 1004 | 0.00047492 | 999.9348 | 0 | 999.9285 | 0.0042451
| 499.3263 | 0.0037556 | 200.9829 | 0 | 200.9829 | 0 | 201.0513 | -0.0028809 | 497.8284 | 0.00078349 | 200.9829 | 0 | 501.9447 | 0.00034662 | 499.3263 | 0.043248 | 200.9829 | 0 | 800.2997 | 0.0024765 | 801.194 | 0.00032772 | 600.727 | 0.0037245 | 1063.7548 | 0.0011066 | 1000.4479 | 0.013295 | 1005 | 0.0005712 | 999.9838 | 0 | 999.9775 | 0.004195
| 499.4799 | 0.0071335 | 201.1845 | 0 | 201.1845 | 0 | 201.2541 | 0.0052934 | 497.9833 | 0 | 201.1845 | 0 | 502.0968 | 0.00020293 | 499.4799 | 0.0409 | 201.1845 | 0 | 800.3634 | 0.0022971 | 801.4316 | 5.9502e-05 | 600.837 | 0.0055238 | 1063.8102 | 0.0011022 | 1000.5705 | 0.013207 | 1006 | 0.00047602 | 1000.0328 | 0 | 1000.0265 | 0.0041617
| 499.6335 | 0.0069477 | 201.3861 | 0 | 201.3861 | 0 | 201.4569 | -0.0036929 | 498.1383 | 0.00078349 | 201.3861 | 0 | 502.249 | 0.0003916 | 499.6335 | 0.04279 | 201.3861 | 0 | 800.4272 | 0.0012496 | 801.6693 | 0.00024311 | 600.948 | 0.0033994 | 1063.8656 | 0.0010974 | 1000.6931 | 0.013142 | 1007 | 0.00043772 | 1000.0818 | 0 | 1000.0755 | 0.0041482
| 499.787 | 0.011827 | 201.5876 | 0 | 201.5876 | 0 | 201.6597 | 0.0015847 | 498.2932 | 0 | 201.5876 | 0 | 502.4012 | 0.00019854 | 499.787 | 0.040917 | 201.5876 | 0 | 800.4909 | 0.0013368 | 801.9069 | 2.1639e-05 | 601.058 | 0.004734 | 1063.921 | 0.0010921 | 1000.8158 | 0.013104 | 1008 | 0.00047781 | 1000.1308 | 0 | 1000.1245 | 0.0041545
| 499.9406 | 0.0098583 | 201.7892 | 0 | 201.7892 | 0 | 201.8626 | -0.0035385 | 498.4482 | 0.00026116 | 201.7892 | 0 | 502.5533 | 0.00037734 | 499.9406 | 0.043225 | 201.7893 | 0 | 800.5547 | 0.0019624 | 802.1446 | 0.00027185 | 601.169 | 0.0051427 | 1063.9764 | 0.0010864 | 1000.9385 | 0.013089 | 1009 | 0.00054522 | 1000.1798 | 0 | 1000.1735 | 0.0041752
| 500.0943 | 0.005444 | 201.9909 | 0 | 201.9909 | 0 | 202.0655 | 0.007055 | 498.6032 | 0.00017411 | 201.9909 | 0 | 502.7055 | 0.00023035 | 500.0943 | 0.041445 | 201.9909 | 0 | 800.6185 | 0.0020919 | 802.3823 | 4.5736e-05 | 601.28 | 0.0039513 | 1064.0319 | 0.0010803 | 1001.0612 | 0.013086 | 1010 | 0.00039936 | 1000.2288 | 0 | 1000.2225 | 0.0042054
| 500.2479 | 0.0057272 | 202.1925 | 0 | 202.1925 | 0 | 202.2683 | -0.0034545 | 498.7581 | 0.0013058 | 202.1925 | 0 | 502.8577 | 0.00033017 | 500.2479 | 0.044273 | 202.1925 | 0 | 800.6823 | 0.0022197 | 802.62 | 0.000279 | 601.39 | 0.0061643 | 1064.0874 | 0.0010739 | 1001.184 | 0.013079 | 1011 | 0.00042192 | 1000.2778 | 0 | 1000.2715 | 0.0042387
| 500.4015 | 0.010325 | 202.3942 | 0 | 202.3942 | 0 | 202.4713 | 0.0019476 | 498.9131 | 0 | 202.3942 | 0 | 503.0099 | 0.00027423 | 500.4015 | 0.042317 | 202.3942 | 0 | 800.7462 | 0.0021131 | 802.8577 | 0.00012516 | 601.501 | 0.0050641 | 1064.1428 | 0.001067 | 1001.3068 | 0.013057 | 1012 | 0.0005729 | 1000.3268 | 0 | 1000.3206 | 0.0042689
| 500.5551 | 0.0077927 | 202.5959 | 0 | 202.5959 | 0 | 202.6742 | -0.0016316 | 499.0681 | 0.00078349 | 202.5959 | 0 | 503.1622 | 0.00032688 | 500.5551 | 0.044849 | 202.5959 | 0 | 800.8099 | 0.0020775 | 803.0954 | 0.00030853 | 601.612 | 0.0057562 | 1064.1982 | 0.0010597 | 1001.4296 | 0.013012 | 1013 | 0.00046365 | 1000.3759 | 0 | 1000.3696 | 0.0042927
| 500.7088 | 0.011639 | 202.7976 | 0 | 202.7976 | 0 | 202.8771 | 0.0016278 | 499.2231 | 0 | 202.7976 | 0 | 503.3144 | 0.00028191 | 500.7088 | 0.041843 | 202.7976 | 0 | 800.8737 | 0.0017788 | 803.3331 | 7.5784e-05 | 601.723 | 0.0081512 | 1064.2538 | 0.0010521 | 1001.5524 | 0.012951 | 1014 | 0.00044797 | 1000.4249 | 0 | 1000.4186 | 0.0043094
| 500.8624 | 0.010234 | 202.9993 | 0 | 202.9993 | 0 | 203.08 | -0.0027573 | 499.3781 | 0.00026116 | 202.9993 | 0 | 503.4666 | 0.00018428 | 500.8624 | 0.044255 | 202.9993 | 0 | 800.9376 | 0.0022297 | 803.5708 | 0.00031635 | 601.834 | 0.0061263 | 1064.3092 | 0.0010441 | 1001.6752 | 0.012888 | 1015 | 0.0004962 | 1000.4739 | 0 | 1000.4677 | 0.0043189
| 501.0161 | 0.017271 | 203.201 | 0 | 203.201 | 0 | 203.283 | 0.0077558 | 499.5331 | 0 | 203.201 | 0 | 503.6189 | 0.00041244 | 501.0161 | 0.042377 | 203.201 | 0 | 801.0015 | 0.0022104 | 803.8085 | 0.00010103 | 601.945 | 0.0037787 | 1064.3647 | 0.0010358 | 1001.7982 | 0.012843 | 1016 | 0.00047881 | 1000.523 | 0 | 1000.5167 | 0.0043253
| 501.1698 | 0.0092011 | 203.4028 | 0 | 203.4028 | 0 | 203.486 | 0.00017972 | 499.6881 | 0.00026116 | 203.4028 | 0 | 503.7712 | 0.00018209 | 501.1698 | 0.045374 | 203.4028 | 0 | 801.0652 | 0.0018341 | 804.0463 | 0.00031133 | 602.056 | 0.0052701 | 1064.4202 | 0.0010272 | 1001.9211 | 0.012832 | 1017 | 0.00043812 | 1000.572 | 0 | 1000.5657 | 0.0043301
| 501.3234 | 0.011827 | 203.6046 | 0 | 203.6046 | 0 | 203.689 | 0.0048816 | 499.8432 | 0.00017411 | 203.6046 | 0 | 503.9234 | 0.0004607 | 501.3234 | 0.043633 | 203.6045 | 0 | 801.129 | 0.0016451 | 804.284 | 7.6249e-05 | 602.167 | 0.0036251 | 1064.4757 | 0.0010183 | 1002.0441 | 0.012859 | 1018 | 0.00034436 | 1000.621 | 0 | 1000.6147 | 0.0043364
| 501.4771 | 0.0098583 | 203.8063 | 0 | 203.8063 | 0 | 203.892 | -0.00079299 | 499.9982 | 0.00026116 | 203.8063 | 0 | 504.0757 | 0.00015905 | 501.4771 | 0.046254 | 203.8064 | 0 | 801.1929 | 0.0019282 | 804.5218 | 0.00029635 | 602.278 | 0.0037072 | 1064.5312 | 0.0010091 | 1002.1671 | 0.012911 | 1019 | 0.00053493 | 1000.6701 | 0 | 1000.6638 | 0.0043452
| 501.6308 | 0.012859 | 204.0082 | 0 | 204.0082 | 0 | 204.0951 | 0.0039838 | 500.1532 | 0.00017411 | 204.0082 | 0 | 504.228 | 0.00032359 | 501.6308 | 0.044429 | 204.0082 | 0 | 801.2568 | 0.0018407 | 804.7595 | 7.6446e-05 | 602.389 | 0.0042783 | 1064.5867 | 0.00099953 | 1002.29 | 0.012964 | 1020 | 0.00050778 | 1000.7192 | 0 | 1000.7129 | 0.0043547
| 501.7845 | 0.0094827 | 204.21 | 0 | 204.21 | 0 | 204.2981 | -0.00070503 | 500.3083 | 0.00078349 | 204.21 | 0 | 504.3803 | 0.00028958 | 501.7845 | 0.046288 | 204.21 | 0 | 801.3207 | 0.0023877 | 804.9973 | 0.0003419 | 602.5 | 0.0054535 | 1064.6422 | 0.00098978 | 1002.4131 | 0.012991 | 1021 | 0.00049591 | 1000.7682 | 0 | 1000.762 | 0.0043634
| 501.9383 | 0.015675 | 204.4118 | 0 | 204.4118 | 0 | 204.5012 | 0.0070174 | 500.4633 | 0 | 204.4118 | 0 | 504.5326 | 0.00027203 | 501.9383 | 0.043046 | 204.4118 | 0 | 801.3846 | 0.00142 | 805.2351 | 9.1845e-05 | 602.611 | 0.0047254 | 1064.6978 | 0.0009798 | 1002.5362 | 0.012973 | 1022 | 0.00046715 | 1000.8173 | 0 | 1000.811 | 0.0043674
| 502.092 | 0.0072294 | 204.6137 | 0 | 204.6137 | 0 | 204.7043 | 6.9832e-05 | 500.6184 | 0.00078349 | 204.6137 | 0 | 504.685 | 0.00030823 | 502.092 | 0.044231 | 204.6137 | 0 | 801.4485 | 0.0020106 | 805.4729 | 0.00032869 | 602.722 | 0.0043884 | 1064.7533 | 0.00096959 | 1002.6593 | 0.012909 | 1023 | 0.00053809 | 1000.8663 | 0 | 1000.8601 | 0.0043658
| 502.2457 | 0.010325 | 204.8156 | 0 | 204.8156 | 0 | 204.9074 | 0.0065764 | 500.7735 | 0 | 204.8156 | 0 | 504.8373 | 0.00027203 | 502.2457 | 0.041771 | 204.8156 | 0 | 801.5124 | 0.0024081 | 805.7107 | 5.9931e-05 | 602.833 | 0.0032238 | 1064.8088 | 0.00095918 | 1002.7824 | 0.012815 | 1024 | 0.00041654 | 1000.9154 | 0 | 1000.9091 | 0.0043555
| 502.3995 | 0.011548 | 205.0175 | 0 | 205.0175 | 0 | 205.1105 | -0.0056202 | 500.9286 | 0.00078349 | 205.0175 | 0 | 504.9897 | 0.00027423 | 502.3995 | 0.045035 | 205.0175 | 0 | 801.5764 | 0.0018338 | 805.9485 | 0.00033292 | 602.945 | 0.0056634 | 1064.8643 | 0.00094852 | 1002.9056 | 0.012722 | 1025 | 0.00035228 | 1000.9645 | 0 | 1000.9583 | 0.004338
| 502.5532 | 0.012953 | 205.2194 | 0 | 205.2194 | 0 | 205.3136 | 0.0030871 | 501.0836 | 0 | 205.2194 | 0 | 505.142 | 0.00030933 | 502.5532 | 0.042408 | 205.2194 | 0 | 801.6404 | 0.0015866 | 806.1863 | 7.8641e-05 | 603.056 | 0.0036046 | 1064.9198 | 0.00093776 | 1003.0288 | 0.012662 | 1026 | 0.00048676 | 1001.0136 | 0 | 1001.0073 | 0.0043142
| 502.707 | 0.0056333 | 205.4214 | 0 | 205.4214 | 0 | 205.5168 | -0.0070441 | 501.2387 | 0 | 205.4214 | 0 | 505.2944 | 0.00026655 | 502.707 | 0.044858 | 205.4214 | 0 | 801.7042 | 0.0015426 | 806.4241 | 0.00035345 | 603.167 | 0.0072838 | 1064.9753 | 0.00092684 | 1003.152 | 0.012661 | 1027 | 0.00049258 | 1001.0627 | 0 | 1001.0564 | 0.0042872
| 502.8608 | 0.01652 | 205.6233 | 0 | 205.6233 | 0 | 205.72 | 0.0045712 | 501.3938 | 0 | 205.6233 | 0 | 505.4468 | 0.00026326 | 502.8608 | 0.041906 | 205.6233 | 0 | 801.7682 | 0.0015915 | 806.6619 | 7.4406e-05 | 603.279 | 0.006658 | 1065.031 | 0.00091585 | 1003.2753 | 0.01273 | 1028 | 0.00041493 | 1001.1118 | 0 | 1001.1055 | 0.0042594
| 503.0145 | 0.0080744 | 205.8253 | 0 | 205.8253 | 0 | 205.9232 | -0.0067161 | 501.5489 | 0.00078349 | 205.8253 | 0 | 505.5992 | 0.00028739 | 503.0145 | 0.044819 | 205.8253 | 0 | 801.8323 | 0.0021166 | 806.8998 | 0.00032501 | 603.39 | 0.0041174 | 1065.0865 | 0.00090468 | 1003.3986 | 0.012867 | 1029 | 0.00052328 | 1001.1609 | 0 | 1001.1546 | 0.0042324
| 503.1683 | 0.010043 | 206.0273 | 0 | 206.0273 | 0 | 206.1264 | 0.0043253 | 501.7041 | 0 | 206.0273 | 0 | 505.7516 | 0.00027642 | 503.1683 | 0.042377 | 206.0273 | 0 | 801.8962 | 0.002737 | 807.1376 | 3.4833e-05 | 603.502 | 0.0050987 | 1065.1421 | 0.00089343 | 1003.5219 | 0.013061 | 1030 | 0.00052604 | 1001.21 | 0 | 1001.2037 | 0.0042077
| 503.3221 | 0.005915 | 206.2293 | 0 | 206.2293 | 0 | 206.3296 | -0.0043698 | 501.8592 | 0.00026116 | 206.2293 | 0 | 505.904 | 0.00022267 | 503.3221 | 0.044063 | 206.2293 | 0 | 801.9601 | 0.0021281 | 807.3755 | 0.00034 | 603.613 | 0.0040236 | 1065.1976 | 0.0008821 | 1003.6453 | 0.013297 | 1031 | 0.00046308 | 1001.2591 | 0 | 1001.2528 | 0.0041863
| 503.4759 | 0.0097616 | 206.4314 | 0 | 206.4314 | 0 | 206.5328 | -0.00015762 | 502.0143 | 0.00017411 | 206.4314 | 0 | 506.0564 | 0.00032359 | 503.4759 | 0.041469 | 206.4314 | 0 | 802.0242 | 0.001633 | 807.6133 | 9.361e-05 | 603.725 | 0.0057355 | 1065.2532 | 0.00087071 | 1003.7687 | 0.01356 | 1032 | 0.00037924 | 1001.3082 | 0 | 1001.3019 | 0.0041664
| 503.6298 | 0.0057272 | 206.6334 | 0 | 206.6334 | 0 | 206.7361 | -0.0017774 | 502.1695 | 0.00078349 | 206.6334 | 0 | 506.2088 | 0.0002501 | 503.6298 | 0.044387 | 206.6334 | 0 | 802.0882 | 0.0017354 | 807.8512 | 0.00036075 | 603.837 | 0.0038652 | 1065.3088 | 0.00085934 | 1003.8921 | 0.013833 | 1033 | 0.00039963 | 1001.3574 | 0 | 1001.3511 | 0.0041466
| 503.7836 | 0.012859 | 206.8355 | 0 | 206.8355 | 0 | 206.9394 | 0.0053759 | 502.3246 | 0 | 206.8355 | 0 | 506.3613 | 0.0002841 | 503.7836 | 0.042745 | 206.8355 | 0 | 802.1522 | 0.0015569 | 808.0891 | 8.4673e-05 | 603.948 | 0.0032949 | 1065.3644 | 0.00084789 | 1004.0155 | 0.014101 | 1034 | 0.00038242 | 1001.4064 | 0 | 1001.4002 | 0.0041235
| 503.9374 | 0.0083561 | 207.0376 | 0 | 207.0376 | 0 | 207.1427 | -0.0047059 | 502.4798 | 0.00026116 | 207.0376 | 0 | 506.5137 | 0.000283 | 503.9374 | 0.045207 | 207.0376 | 0 | 802.2162 | 0.0010632 | 808.327 | 0.00027423 | 604.06 | 0.0028999 | 1065.4199 | 0.00083644 | 1004.139 | 0.014346 | 1035 | 0.00054588 | 1001.4556 | 0 | 1001.4493 | 0.0040973
| 504.0913 | 0.015393 | 207.2397 | 0 | 207.2397 | 0 | 207.346 | 0.0046969 | 502.6349 | 0.00017411 | 207.2397 | 0 | 506.6662 | 0.00021609 | 504.0913 | 0.042087 | 207.2397 | 0 | 802.2803 | 0.0009339 | 808.5649 | 8.6616e-05 | 604.172 | 0.0041055 | 1065.4756 | 0.00082506 | 1004.2625 | 0.014556 | 1036 | 0.00048081 | 1001.5047 | 0 | 1001.4984 | 0.0040663
| 504.2451 | 0.0061966 | 207.4418 | 0 | 207.4418 | 0 | 207.5493 | -0.0078444 | 502.7901 | 0.00026116 | 207.4418 | 0 | 506.8187 | 0.00032469 | 504.2451 | 0.044175 | 207.4418 | 0 | 802.3444 | 0.0016968 | 808.8028 | 0.00031955 | 604.284 | 0.0051895 | 1065.5311 | 0.00081365 | 1004.386 | 0.014724 | 1037 | 0.00030301 | 1001.5539 | 0 | 1001.5476 | 0.0040306
| 504.399 | 0.010794 | 207.644 | 0 | 207.644 | 0 | 207.7526 | 9.5989e-05 | 502.9453 | 0.00069644 | 207.644 | 0 | 506.9712 | 0.00025339 | 504.399 | 0.042662 | 207.644 | 0 | 802.4084 | 0.0015867 | 809.0407 | 0.00010286 | 604.395 | 0.004841 | 1065.5868 | 0.00080235 | 1004.5096 | 0.014849 | 1038 | 0.00052709 | 1001.603 | 0 | 1001.5967 | 0.0039917
| 504.5529 | 0.012112 | 207.8462 | 0 | 207.8462 | 0 | 207.956 | 0.0012286 | 503.1005 | 0.00078349 | 207.8462 | 0 | 507.1237 | 0.00029178 | 504.5529 | 0.045433 | 207.8462 | 0 | 802.4725 | 0.001543 | 809.2787 | 0.00037739 | 604.507 | 0.0067888 | 1065.6425 | 0.00079111 | 1004.6332 | 0.014938 | 1039 | 0.00041809 | 1001.6522 | 0 | 1001.6459 | 0.003952
| 504.7067 | 0.0085414 | 208.0483 | 0 | 208.0483 | 0 | 208.1594 | 0.003742 | 503.2557 | 0.0017411 | 208.0483 | 0 | 507.2762 | 0.00026984 | 504.7067 | 0.043438 | 208.0483 | 0 | 802.5366 | 0.0018918 | 809.5166 | 6.9002e-05 | 604.619 | 0.0050598 | 1065.698 | 0.0007799 | 1004.7568 | 0.014996 | 1040 | 0.00050492 | 1001.7013 | 0 | 1001.695 | 0.0039122
| 504.8606 | 0.0055394 | 208.2506 | 0 | 208.2506 | 0 | 208.3628 | -0.0047565 | 503.4109 | 0.00078349 | 208.2506 | 0 | 507.4287 | 0.00025777 | 504.8606 | 0.045351 | 208.2506 | 0 | 802.6006 | 0.0017798 | 809.7545 | 0.00038754 | 604.731 | 0.0055662 | 1065.7537 | 0.00076884 | 1004.8804 | 0.015026 | 1041 | 0.0004776 | 1001.7505 | 0 | 1001.7442 | 0.0038757
| 505.0145 | 0.015956 | 208.4528 | 0 | 208.4528 | 0 | 208.5662 | 0.0070191 | 503.5661 | 0.00017411 | 208.4528 | 0 | 507.5812 | 0.00030494 | 505.0145 | 0.043221 | 208.4528 | 0 | 802.6648 | 0.0022855 | 809.9925 | 0.00011228 | 604.843 | 0.0050839 | 1065.8093 | 0.00075788 | 1005.0042 | 0.015023 | 1042 | 0.00040719 | 1001.7996 | 0 | 1001.7933 | 0.0038447
| 505.1684 | 0.012769 | 208.655 | 0 | 208.655 | 0 | 208.7696 | -0.0028416 | 503.7213 | 0 | 208.655 | 0 | 507.7338 | 0.00026216 | 505.1684 | 0.045466 | 208.655 | 0 | 802.7289 | 0.0018339 | 810.2305 | 0.00037813 | 604.955 | 0.0055559 | 1065.8649 | 0.000747 | 1005.1279 | 0.01498 | 1043 | 0.00034246 | 1001.8488 | 0 | 1001.8425 | 0.0038201
| 505.3224 | 0.013892 | 208.8573 | 0 | 208.8573 | 0 | 208.9731 | 0.0059427 | 503.8765 | 0.00017411 | 208.8573 | 0 | 507.8863 | 0.00030165 | 505.3224 | 0.043486 | 208.8573 | 0 | 802.793 | 0.001878 | 810.4684 | 6.7654e-05 | 605.067 | 0.0064646 | 1065.9205 | 0.00073631 | 1005.2516 | 0.014889 | 1044 | 0.00043466 | 1001.898 | 0 | 1001.8917 | 0.0038026
| 505.4763 | 0.0077927 | 209.0596 | 0 | 209.0596 | 0 | 209.1765 | -0.004331 | 504.0317 | 0.00078349 | 209.0596 | 0 | 508.0389 | 0.00021938 | 505.4763 | 0.045095 | 209.0596 | 0 | 802.8572 | 0.0027335 | 810.7064 | 0.00037418 | 605.179 | 0.004868 | 1065.9762 | 0.00072577 | 1005.3754 | 0.014746 | 1045 | 0.00038262 | 1001.9471 | 0 | 1001.9409 | 0.0037947
| 505.6302 | 0.014642 | 209.2619 | 0 | 209.2619 | 0 | 209.38 | 0.0034201 | 504.187 | 0 | 209.2619 | 0 | 508.1915 | 0.00038172 | 505.6302 | 0.043433 | 209.2619 | 0 | 802.9213 | 0.0025003 | 810.9444 | 3.992e-05 | 605.291 | 0.0035055 | 1066.0319 | 0.0007154 | 1005.4992 | 0.014553 | 1046 | 0.00038187 | 1001.9963 | 0 | 1001.99 | 0.0037955
| 505.7842 | 0.0090133 | 209.4642 | 0 | 209.4642 | 0 | 209.5835 | 0.0039065 | 504.3422 | 0 | 209.4642 | 0 | 508.3441 | 0.00012395 | 505.7842 | 0.045638 | 209.4642 | 0 | 802.9854 | 0.0022912 | 811.1824 | 0.00033565 | 605.404 | 0.0058334 | 1066.0875 | 0.0007052 | 1005.623 | 0.014322 | 1047 | 0.00040519 | 1002.0455 | 0 | 1002.0393 | 0.0038066
| 505.9381 | 0.0070396 | 209.6665 | 0 | 209.6665 | 0 | 209.787 | 0.0090763 | 504.4975 | 0.00069644 | 209.6665 | 0 | 508.4966 | 0.00041902 | 505.9381 | 0.044028 | 209.6665 | 0 | 803.0496 | 0.0024021 | 811.4204 | 0.00011798 | 605.516 | 0.0038924 | 1066.1432 | 0.00069519 | 1005.7469 | 0.014071 | 1048 | 0.00033473 | 1002.0947 | 0 | 1002.0884 | 0.0038272
| 506.0921 | 0.012675 | 209.8689 | 0 | 209.8689 | 0 | 209.9905 | -0.0058421 | 504.6527 | 0.00026116 | 209.8689 | 0 | 508.6493 | 0.00012724 | 506.0921 | 0.045482 | 209.8689 | 0 | 803.1138 | 0.0016003 | 811.6584 | 0.00039745 | 605.628 | 0.0044507 | 1066.1988 | 0.00068537 | 1005.8708 | 0.013825 | 1049 | 0.00040547 | 1002.1439 | 0 | 1002.1376 | 0.0038574
| 506.2461 | 0.015581 | 210.0712 | 0 | 210.0712 | 0 | 210.1941 | 0.0029223 | 504.808 | 0 | 210.0712 | 0 | 508.8019 | 0.00035869 | 506.2461 | 0.042903 | 210.0712 | 0 | 803.178 | 0.0020021 | 811.8964 | 9.6574e-05 | 605.74 | 0.0035829 | 1066.2545 | 0.00067577 | 1005.9948 | 0.013617 | 1050 | 0.00039102 | 1002.1931 | 0 | 1002.1868 | 0.0038948
| 506.4001 | 0.0053516 | 210.2736 | 0 | 210.2736 | 0 | 210.3977 | -0.0019696 | 504.9633 | 0.00078349 | 210.2736 | 0 | 508.9545 | 0.00024022 | 506.4001 | 0.045426 | 210.2736 | 0 | 803.2421 | 0.0019032 | 812.1344 | 0.00037809 | 605.853 | 0.0070173 | 1066.3102 | 0.00066638 | 1006.1187 | 0.013481 | 1051 | 0.00038965 | 1002.2423 | 0 | 1002.236 | 0.0039369
| 506.554 | 0.0045992 | 210.476 | 0 | 210.476 | 0 | 210.6012 | 0.0071703 | 505.1186 | 0 | 210.476 | 0 | 509.1071 | 0.00028081 | 506.554 | 0.043886 | 210.476 | 0 | 803.3063 | 0.0017877 | 812.3725 | 0.000121 | 605.965 | 0.0039321 | 1066.366 | 0.00065727 | 1006.2427 | 0.013446 | 1052 | 0.00046819 | 1002.2915 | 0 | 1002.2852 | 0.0039782
| 506.708 | 0.0081683 | 210.6785 | 0 | 210.6785 | 0 | 210.8048 | -0.0018092 | 505.2739 | 0.00026116 | 210.6785 | 0 | 509.2598 | 0.00026545 | 506.708 | 0.046249 | 210.6785 | 0 | 803.3707 | 0.0019 | 812.6105 | 0.00033701 | 606.078 | 0.0069084 | 1066.4216 | 0.00064834 | 1006.3667 | 0.013524 | 1053 | 0.00041771 | 1002.3408 | 0 | 1002.3345 | 0.0040131
| 506.8621 | 0.013704 | 210.8809 | 0 | 210.8809 | 0 | 211.0085 | 0.0031978 | 505.4292 | 0 | 210.8809 | 0 | 509.4124 | 0.00029178 | 506.8621 | 0.043433 | 210.8809 | 0 | 803.4348 | 0.0017289 | 812.8486 | 7.8427e-05 | 606.19 | 0.0042484 | 1066.4773 | 0.00063964 | 1006.4908 | 0.013703 | 1054 | 0.00035657 | 1002.3899 | 0 | 1002.3837 | 0.0040354
| 507.0161 | 0.0012206 | 211.0834 | 0 | 211.0834 | 0 | 211.2121 | -0.0029791 | 505.5845 | 0.00026116 | 211.0834 | 0 | 509.5651 | 0.00024022 | 507.0161 | 0.046125 | 211.0834 | 0 | 803.499 | 0.0014797 | 813.0866 | 0.0004367 | 606.303 | 0.0051492 | 1066.5331 | 0.00063125 | 1006.6149 | 0.013944 | 1055 | 0.00054454 | 1002.4392 | 0 | 1002.4329 | 0.0040409
| 507.1701 | 0.008823 | 211.2859 | 0 | 211.2859 | 0 | 211.4157 | 0.005729 | 505.7398 | 0.00017411 | 211.2859 | 0 | 509.7178 | 0.00025777 | 507.1701 | 0.044795 | 211.2859 | 0 | 803.5633 | 0.0022433 | 813.3247 | 8.5057e-05 | 606.415 | 0.0043667 | 1066.5887 | 0.00062305 | 1006.739 | 0.01419 | 1056 | 0.00048577 | 1002.4884 | 0 | 1002.4821 | 0.0040274
| 507.3241 | 0.010797 | 211.4884 | 0 | 211.4884 | 0 | 211.6194 | -0.004438 | 505.8951 | 0 | 211.4884 | 0 | 509.8705 | 0.00028081 | 507.3241 | 0.04715 | 211.4884 | 0 | 803.6276 | 0.0022311 | 813.5628 | 0.00038302 | 606.528 | 0.0041709 | 1066.6444 | 0.00061511 | 1006.8631 | 0.014385 | 1057 | 0.00037447 | 1002.5377 | 0 | 1002.5314 | 0.0039964
| 507.4782 | 0.013328 | 211.6909 | 0 | 211.6909 | 0 | 211.8231 | 0.0014215 | 506.0504 | 0 | 211.6909 | 0 | 510.0232 | 0.00027094 | 507.4782 | 0.044286 | 211.6909 | 0 | 803.6918 | 0.0029516 | 813.8009 | 0.00011589 | 606.641 | 0.0070282 | 1066.7002 | 0.00060947 | 1006.9873 | 0.014493 | 1058 | 0.00042614 | 1002.5869 | 0 | 1002.5806 | 0.0039535
| 507.6323 | 0.01352 | 211.8934 | 0 | 211.8934 | 0 | 212.0268 | -0.0054727 | 506.2058 | 0.00026116 | 211.8934 | 0 | 510.1759 | 0.00027642 | 507.6323 | 0.046253 | 211.8934 | 0 | 803.7561 | 0.0018499 | 814.039 | 0.00040254 | 606.753 | 0.003622 | 1066.756 | 0.00059923 | 1007.1115 | 0.014508 | 1059 | 0.00048274 | 1002.6362 | 0 | 1002.6299 | 0.0039043
| 507.7863 | 0.0061949 | 212.096 | 0 | 212.096 | 0 | 212.2305 | 0.004495 | 506.3611 | 0.00017411 | 212.096 | 0 | 510.3286 | 0.00032688 | 507.7863 | 0.045254 | 212.096 | 0 | 803.8205 | 0.0023863 | 814.2771 | 0.00016496 | 606.866 | 0.0068995 | 1066.8117 | 0.00059411 | 1007.2357 | 0.014458 | 1060 | 0.00038506 | 1002.6854 | 0 | 1002.6791 | 0.0038574
| 507.9404 | 0.0069477 | 212.2986 | 0 | 212.2986 | 0 | 212.4342 | -0.0010554 | 506.5165 | 0.00026116 | 212.2986 | 0 | 510.4813 | 0.00020073 | 507.9404 | 0.046934 | 212.2986 | 0 | 803.8847 | 0.0025434 | 814.5152 | 0.00039669 | 606.979 | 0.0044364 | 1066.8674 | 0.00058387 | 1007.36 | 0.014391 | 1061 | 0.00044693 | 1002.7347 | 0 | 1002.7283 | 0.0038193
| 508.0945 | 0.0092923 | 212.5012 | 0 | 212.5012 | 0 | 212.638 | 1.0972e-05 | 506.6718 | 0.00017411 | 212.5012 | 0 | 510.6341 | 0.00038282 | 508.0945 | 0.044263 | 212.5012 | 0 | 803.949 | 0.0020653 | 814.7533 | 0.00015426 | 607.092 | 0.0044316 | 1066.9231 | 0.00057874 | 1007.4843 | 0.014357 | 1062 | 0.00044131 | 1002.7839 | 0 | 1002.7776 | 0.0037939
| 508.2486 | 0.012393 | 212.7038 | 0 | 212.7038 | 0 | 212.8418 | -0.0055516 | 506.8272 | 0.00078349 | 212.7038 | 0 | 510.7868 | 0.00018428 | 508.2486 | 0.045925 | 212.7038 | 0 | 804.0134 | 0.0026209 | 814.9915 | 0.0003937 | 607.204 | 0.0035075 | 1066.9789 | 0.00057362 | 1007.6086 | 0.014393 | 1063 | 0.00047066 | 1002.8332 | 0 | 1002.8269 | 0.003782
| 508.4027 | 0.012484 | 212.9064 | 0 | 212.9064 | 0 | 213.0455 | 0.001752 | 506.9826 | 0 | 212.9064 | 0 | 510.9396 | 0.00035321 | 508.4027 | 0.044716 | 212.9064 | 0 | 804.0777 | 0.0021945 | 815.2296 | 0.00017226 | 607.317 | 0.0056011 | 1067.0347 | 0.0005685 | 1007.733 | 0.014515 | 1064 | 0.00039714 | 1002.8824 | 0 | 1002.8762 | 0.0037812
| 508.5568 | 0.0068538 | 213.1091 | 0 | 213.1091 | 0 | 213.2493 | -0.00047962 | 507.1379 | 0.0013058 | 213.1091 | 0 | 511.0924 | 0.00021719 | 508.5568 | 0.045894 | 213.1091 | 0 | 804.142 | 0.0022564 | 815.4678 | 0.0003957 | 607.43 | 0.005939 | 1067.0904 | 0.00056338 | 1007.8574 | 0.014718 | 1065 | 0.00030948 | 1002.9317 | 0 | 1002.9254 | 0.0037867
| 508.7109 | 0.01239 | 213.3117 | 0 | 213.3117 | 0 | 213.4532 | 0.0028701 | 507.2933 | 0 | 213.3117 | 0 | 511.2452 | 0.00035869 | 508.7109 | 0.042868 | 213.3117 | 0 | 804.2064 | 0.0020516 | 815.7059 | 0.0001584 | 607.543 | 0.005913 | 1067.1462 | 0.00055826 | 1007.9818 | 0.014981 | 1066 | 0.00039949 | 1002.981 | 0 | 1002.9747 | 0.0037939
| 508.865 | 0.00507 | 213.5144 | 0 | 213.5144 | 0 | 213.657 | -0.0064817 | 507.4487 | 0.00026116 | 213.5144 | 0 | 511.3979 | 0.00022267 | 508.865 | 0.044779 | 213.5144 | 0 | 804.2708 | 0.0015773 | 815.9441 | 0.00044232 | 607.656 | 0.0053684 | 1067.202 | 0.00055314 | 1008.1063 | 0.015271 | 1067 | 0.00047704 | 1003.0303 | 0 | 1003.024 | 0.0037971
| 509.0192 | 0.0097616 | 213.7171 | 0 | 213.7171 | 0 | 213.8608 | 6.8057e-05 | 507.6041 | 0.00017411 | 213.7171 | 0 | 511.5508 | 0.00035759 | 509.0192 | 0.043459 | 213.7171 | 0 | 804.3352 | 0.00196 | 816.1822 | 9.035e-05 | 607.769 | 0.006806 | 1067.2578 | 0.00054801 | 1008.2307 | 0.015554 | 1068 | 0.00051537 | 1003.0796 | 0 | 1003.0733 | 0.0037947
| 509.1733 | 0.012393 | 213.9199 | 0 | 213.9199 | 0 | 214.0647 | 0.0019493 | 507.7595 | 0.00078349 | 213.9199 | 0 | 511.7036 | 0.00022816 | 509.1733 | 0.04602 | 213.9199 | 0 | 804.3995 | 0.0023174 | 816.4204 | 0.00037142 | 607.883 | 0.0041908 | 1067.3136 | 0.00054289 | 1008.3552 | 0.015792 | 1069 | 0.00037177 | 1003.1289 | 0 | 1003.1226 | 0.0037851
| 509.3275 | 0.011357 | 214.1226 | 0 | 214.1226 | 0 | 214.2686 | 0.0027112 | 507.915 | 0 | 214.1226 | 0 | 511.8564 | 0.00033017 | 509.3275 | 0.043147 | 214.1226 | 0 | 804.4639 | 0.0024896 | 816.6586 | 0.000173 | 607.996 | 0.0037718 | 1067.3694 | 0.00053777 | 1008.4798 | 0.015954 | 1070 | 0.00038573 | 1003.1782 | 0 | 1003.1719 | 0.0037692
| 509.4816 | 0.012205 | 214.3254 | 0 | 214.3254 | 0 | 214.4725 | -0.00055817 | 508.0704 | 0 | 214.3254 | 0 | 512.0092 | 0.00025339 | 509.4816 | 0.044714 | 214.3254 | 0 | 804.5283 | 0.0023214 | 816.8968 | 0.00044137 | 608.109 | 0.0043003 | 1067.4252 | 0.00053265 | 1008.6044 | 0.016011 | 1071 | 0.00041758 | 1003.2275 | 0 | 1003.2212 | 0.0037478
| 509.6358 | 0.011827 | 214.5281 | 0 | 214.5281 | 0 | 214.6764 | 0.0023409 | 508.2258 | 0.00017411 | 214.5281 | 0 | 512.1621 | 0.00032249 | 509.6358 | 0.041735 | 214.5282 | 0 | 804.5927 | 0.0019347 | 817.135 | 0.00021508 | 608.222 | 0.0064296 | 1067.481 | 0.00052753 | 1008.7289 | 0.015945 | 1072 | 0.00054764 | 1003.2768 | 0 | 1003.2705 | 0.003724
| 509.79 | 0.013802 | 214.7309 | 0 | 214.7309 | 0 | 214.8804 | -0.0029443 | 508.3813 | 0.00026116 | 214.7309 | 0 | 512.3149 | 0.00022377 | 509.79 | 0.044205 | 214.731 | 0 | 804.6572 | 0.0015701 | 817.3732 | 0.0004591 | 608.336 | 0.0064665 | 1067.5367 | 0.00052753 | 1008.8536 | 0.015753 | 1073 | 0.00037839 | 1003.3261 | 0 | 1003.3198 | 0.0037009
| 509.9442 | 0.015112 | 214.9338 | 0 | 214.9338 | 0 | 215.0843 | 0.0061894 | 508.5367 | 0 | 214.9338 | 0 | 512.4678 | 0.00034114 | 509.9442 | 0.042809 | 214.9338 | 0 | 804.7216 | 0.0016332 | 817.6115 | 0.00012761 | 608.449 | 0.0050766 | 1067.5927 | 0.00052241 | 1008.9783 | 0.015448 | 1074 | 0.0004119 | 1003.3754 | 0 | 1003.3691 | 0.0036819
| 510.0984 | 0.014459 | 215.1366 | 0 | 215.1366 | 0 | 215.2883 | -0.00515 | 508.6922 | 0 | 215.1366 | 0 | 512.6207 | 0.0003181 | 510.0984 | 0.046462 | 215.1366 | 0 | 804.7859 | 0.0020893 | 817.8497 | 0.00043873 | 608.562 | 0.0060437 | 1067.6484 | 0.00051728 | 1009.103 | 0.015064 | 1075 | 0.00033035 | 1003.4247 | 0 | 1003.4185 | 0.0036715
| 510.2526 | 0.012671 | 215.3395 | 0 | 215.3395 | 0 | 215.4923 | -0.00034633 | 508.8476 | 0.00017411 | 215.3395 | 0 | 512.7736 | 0.00025119 | 510.2526 | 0.044671 | 215.3395 | 0 | 804.8504 | 0.0023647 | 818.0879 | 0.00013394 | 608.676 | 0.0051117 | 1067.7042 | 0.00051728 | 1009.2277 | 0.014648 | 1076 | 0.00045623 | 1003.4741 | 0 | 1003.4678 | 0.0036763
| 510.4068 | 0.012581 | 215.5423 | 0 | 215.5423 | 0 | 215.6963 | -0.0060782 | 509.0031 | 0.00026116 | 215.5423 | 0 | 512.9265 | 0.00042999 | 510.4068 | 0.047345 | 215.5423 | 0 | 804.9149 | 0.0025011 | 818.3262 | 0.00044076 | 608.789 | 0.0052682 | 1067.7601 | 0.00051216 | 1009.3525 | 0.014261 | 1077 | 0.00048539 | 1003.5234 | 0 | 1003.5171 | 0.0037001
| 510.5611 | 0 | 215.7452 | 0 | 215.7452 | 0 | 215.9003 | 0.0044143 | 509.1586 | 0.00017411 | 215.7452 | 0 | 513.0794 | 0.00012834 | 510.5611 | 0.044795 | 215.7452 | 0 | 804.9794 | 0.0020042 | 818.5644 | 0.00012858 | 608.903 | 0.0055586 | 1067.8159 | 0.00051216 | 1009.4772 | 0.013957 | 1078 | 0.00042854 | 1003.5728 | 0 | 1003.5664 | 0.0037462
| 510.7153 | 0.0072294 | 215.9481 | 0 | 215.9481 | 0 | 216.1043 | -0.0040548 | 509.3141 | 0.00078349 | 215.9481 | 0 | 513.2323 | 0.00046619 | 510.7153 | 0.047774 | 215.9481 | 0 | 805.0438 | 0.0024921 | 818.8027 | 0.00043293 | 609.016 | 0.0043779 | 1067.8718 | 0.00050704 | 1009.6021 | 0.013777 | 1079 | 0.00044282 | 1003.6221 | 0 | 1003.6158 | 0.0038153
| 510.8695 | 0.011076 | 216.1511 | 0 | 216.1511 | 0 | 216.3084 | 0.0031696 | 509.4696 | 0 | 216.1511 | 0 | 513.3852 | 0.00018099 | 510.8695 | 0.04532 | 216.1511 | 0 | 805.1083 | 0.0021894 | 819.041 | 0.00016993 | 609.13 | 0.0049065 | 1067.9276 | 0.00050704 | 1009.7269 | 0.013738 | 1080 | 0.00041609 | 1003.6715 | 0 | 1003.6651 | 0.0039043
| 511.0238 | 0.01014 | 216.354 | 0 | 216.354 | 0 | 216.5125 | -0.0048506 | 509.6251 | 0.0013058 | 216.354 | 0 | 513.5382 | 0.00038502 | 511.0238 | 0.048818 | 216.354 | 0 | 805.1729 | 0.0020313 | 819.2793 | 0.00039306 | 609.243 | 0.0050079 | 1067.9835 | 0.00050704 | 1009.8518 | 0.013826 | 1081 | 0.00036633 | 1003.7208 | 0 | 1003.7145 | 0.004006
| 511.1781 | 0.012577 | 216.557 | 0 | 216.557 | 0 | 216.7166 | 0.007333 | 509.7806 | 0.00017411 | 216.557 | 0 | 513.6911 | 0.00025887 | 511.1781 | 0.045897 | 216.557 | 0 | 805.2374 | 0.0022834 | 819.5176 | 0.00048748 | 609.357 | 0.0065873 | 1068.0393 | 0.00050704 | 1009.9767 | 0.014003 | 1082 | 0.00039747 | 1003.7701 | 0 | 1003.7639 | 0.00411
| 511.3323 | 0.0094827 | 216.76 | 0 | 216.76 | 0 | 216.9207 | 0.0018131 | 509.9361 | 0 | 216.76 | 0 | 513.8441 | 0.00034224 | 511.3323 | 0.047886 | 216.76 | 0 | 805.3019 | 0.001946 | 819.7559 | 0.00014714 | 609.471 | 0.0074933 | 1068.0952 | 0.00050192 | 1010.1017 | 0.014217 | 1083 | 0.00039626 | 1003.8195 | 0 | 1003.8132 | 0.0042069
| 511.4866 | 0.0086353 | 216.963 | 0 | 216.963 | 0 | 217.1248 | -0.0021986 | 510.0916 | 0.00069644 | 216.963 | 0 | 513.9971 | 0.000283 | 511.4866 | 0.044036 | 216.963 | 0 | 805.3665 | 0.0026759 | 819.9942 | 0.00047249 | 609.584 | 0.005053 | 1068.1511 | 0.00050192 | 1010.2266 | 0.014414 | 1084 | 0.00044107 | 1003.8688 | 0 | 1003.8626 | 0.0042848
| 511.6409 | 0.0035678 | 217.166 | 0 | 217.166 | 0 | 217.3289 | 0.0026205 | 510.2471 | 0.00078349 | 217.166 | 0 | 514.1501 | 0.00031591 | 511.6409 | 0.046267 | 217.166 | 0 | 805.431 | 0.0024011 | 820.2325 | 0.00023748 | 609.698 | 0.0065152 | 1068.207 | 0.00050192 | 1010.3516 | 0.014551 | 1085 | 0.00043289 | 1003.9182 | 0 | 1003.9119 | 0.0043364
| 511.7952 | 0.010325 | 217.369 | 0 | 217.369 | 0 | 217.5331 | 0.0015036 | 510.4027 | 0 | 217.369 | 0 | 514.3031 | 0.00026216 | 511.7952 | 0.044365 | 217.369 | 0 | 805.4955 | 0.0016469 | 820.4708 | 0.0004732 | 609.812 | 0.0064326 | 1068.2628 | 0.00050192 | 1010.4767 | 0.014607 | 1086 | 0.00051595 | 1003.9676 | 0 | 1003.9613 | 0.0043555
| 511.9495 | 0 | 217.5721 | 0 | 217.5721 | 0 | 217.7372 | -0.00098429 | 510.5582 | 0 | 217.5721 | 0 | 514.4561 | 0.00034004 | 511.9495 | 0.04619 | 217.5721 | 0 | 805.5601 | 0.0022054 | 820.7092 | 0.00023927 | 609.926 | 0.0065666 | 1068.3187 | 0.00050192 | 1010.6017 | 0.01458 | 1087 | 0.00054708 | 1004.017 | 0 | 1004.0107 | 0.0043428
| 512.1038 | 0.0084475 | 217.7752 | 0 | 217.7752 | 0 | 217.9414 | 0.0078273 | 510.7138 | 0.00069644 | 217.7752 | 0 | 514.6091 | 0.00027203 | 512.1038 | 0.043647 | 217.7752 | 0 | 805.6247 | 0.0020675 | 820.9475 | 0.0004375 | 610.04 | 0.0037878 | 1068.3746 | 0.00050192 | 1010.7269 | 0.014486 | 1088 | 0.00066086 | 1004.0664 | 0 | 1004.0601 | 0.0042991
| 512.2582 | 0.0090133 | 217.9783 | 0 | 217.9783 | 0 | 218.1456 | -0.0011528 | 510.8693 | 0.00026116 | 217.9783 | 0 | 514.7621 | 0.00034662 | 512.2582 | 0.045544 | 217.9783 | 0 | 805.6893 | 0.002476 | 821.1859 | 0.00015584 | 610.154 | 0.0042098 | 1068.4305 | 0.00050192 | 1010.852 | 0.01435 | 1089 | 0.00045988 | 1004.1158 | 0 | 1004.1094 | 0.0042324
| 512.4125 | 0.015675 | 218.1814 | 0 | 218.1814 | 0 | 218.3499 | 0.0084683 | 511.0249 | 0.00017411 | 218.1814 | 0 | 514.9151 | 0.00029287 | 512.4125 | 0.043961 | 218.1814 | 0 | 805.7539 | 0.0020454 | 821.4242 | 0.00049865 | 610.268 | 0.0049798 | 1068.4865 | 0.00050192 | 1010.9772 | 0.014196 | 1090 | 0.00050529 | 1004.1652 | 0 | 1004.1589 | 0.004149
| 512.5669 | 0.011079 | 218.3845 | 0 | 218.3845 | 0 | 218.5541 | -0.002772 | 511.1805 | 0.00026116 | 218.3845 | 0 | 515.0682 | 0.00037076 | 512.5669 | 0.04647 | 218.3845 | 0 | 805.8186 | 0.0013824 | 821.6626 | 0.00015342 | 610.382 | 0.0041575 | 1068.5424 | 0.00050192 | 1011.1024 | 0.014041 | 1091 | 0.00036534 | 1004.2145 | 0 | 1004.2083 | 0.00406
| 512.7212 | 0.01605 | 218.5877 | 0 | 218.5877 | 0 | 218.7584 | 0.00131 | 511.3361 | 0 | 218.5877 | 0 | 515.2212 | 0.00025668 | 512.7212 | 0.044711 | 218.5877 | 0 | 805.8831 | 0.0013706 | 821.901 | 0.00044546 | 610.496 | 0.006679 | 1068.5984 | 0.00050192 | 1011.2275 | 0.013888 | 1092 | 0.0004136 | 1004.264 | 0 | 1004.2577 | 0.0039742
| 512.8756 | 0.013895 | 218.7908 | 0 | 218.7908 | 0 | 218.9626 | -0.0030575 | 511.4917 | 0.00026116 | 218.7908 | 0 | 515.3743 | 0.00036966 | 512.8756 | 0.046676 | 218.7908 | 0 | 805.9478 | 0.00098551 | 822.1394 | 0.00020509 | 610.61 | 0.008209 | 1068.6543 | 0.00050192 | 1011.3528 | 0.013734 | 1093 | 0.00048063 | 1004.3134 | 0 | 1004.3071 | 0.0038987
| 513.0299 | 0.020837 | 218.994 | 0 | 218.994 | 0 | 219.1669 | 0.003307 | 511.6473 | 0 | 218.994 | 0 | 515.5274 | 0.00026216 | 513.0299 | 0.043678 | 218.994 | 0 | 806.0124 | 0.0011488 | 822.3777 | 0.00048056 | 610.724 | 0.0074247 | 1068.7102 | 0.00050192 | 1011.4781 | 0.013573 | 1094 | 0.00048538 | 1004.3628 | 0 | 1004.3565 | 0.0038392
| 513.1843 | 0.0066661 | 219.1972 | 0 | 219.1972 | 0 | 219.3712 | -0.005865 | 511.8029 | 0 | 219.1972 | 0 | 515.6805 | 0.00036746 | 513.1843 | 0.046345 | 219.1972 | 0 | 806.0771 | 0.0018361 | 822.6161 | 0.00018478 | 610.839 | 0.00362 | 1068.7661 | 0.00050704 | 1011.6034 | 0.013402 | 1095 | 0.00052107 | 1004.4122 | 0 | 1004.4059 | 0.0037994
| 513.3387 | 0.011451 | 219.4004 | 0 | 219.4004 | 0 | 219.5756 | 0.0063218 | 511.9585 | 0 | 219.4004 | 0 | 515.8336 | 0.00032688 | 513.3387 | 0.043598 | 219.4005 | 0 | 806.1417 | 0.0022018 | 822.8546 | 0.00045774 | 610.953 | 0.0058076 | 1068.8221 | 0.00050704 | 1011.7288 | 0.013226 | 1096 | 0.00037465 | 1004.4616 | 0 | 1004.4553 | 0.0037812
| 513.4931 | 0.011173 | 219.6037 | 0 | 219.6037 | 0 | 219.7799 | -0.001998 | 512.1141 | 0.00026116 | 219.6037 | 0 | 515.9867 | 0.00025668 | 513.4931 | 0.046767 | 219.6037 | 0 | 806.2064 | 0.0021254 | 823.093 | 0.00028767 | 611.067 | 0.0045105 | 1068.8781 | 0.00050704 | 1011.8541 | 0.013051 | 1097 | 0.00042948 | 1004.511 | 0 | 1004.5048 | 0.0037851
| 513.6475 | 0.0092923 | 219.807 | 0 | 219.807 | 0 | 219.9843 | 0.0015912 | 512.2697 | 0.0012188 | 219.807 | 0 | 516.1398 | 0.00036527 | 513.6475 | 0.043297 | 219.807 | 0 | 806.2712 | 0.0024726 | 823.3314 | 0.00052732 | 611.181 | 0.0057914 | 1068.934 | 0.00050704 | 1011.9796 | 0.012883 | 1098 | 0.00065671 | 1004.5605 | 0 | 1004.5542 | 0.003809
| 513.8019 | 0.011454 | 220.0102 | 0 | 220.0102 | 0 | 220.1886 | -0.0041404 | 512.4254 | 0.00026116 | 220.0102 | 0 | 516.2929 | 0.0002139 | 513.8019 | 0.045779 | 220.0102 | 0 | 806.3358 | 0.0023541 | 823.5698 | 0.00027438 | 611.296 | 0.0048909 | 1068.99 | 0.00051216 | 1012.105 | 0.012723 | 1099 | 0.0004788 | 1004.6099 | 0 | 1004.6036 | 0.0038519
| 513.9564 | 0.011357 | 220.2135 | 0 | 220.2135 | 0 | 220.393 | -0.00066196 | 512.581 | 0.00017411 | 220.2135 | 0 | 516.4461 | 0.00037953 | 513.9564 | 0.043394 | 220.2135 | 0 | 806.4006 | 0.0020087 | 823.8083 | 0.00049884 | 611.41 | 0.0095438 | 1069.0459 | 0.00051216 | 1012.2305 | 0.012561 | 1100 | 0.00044005 | 1004.6594 | 0 | 1004.6531 | 0.0039091
| 514.1108 | 0.011173 | 220.4168 | 0 | 220.4168 | 0 | 220.5974 | 0.00051821 | 512.7367 | 0.00026116 | 220.4168 | 0 | 516.5992 | 0.00026216 | 514.1108 | 0.045994 | 220.4169 | 0 | 806.4652 | 0.0016398 | 824.0467 | 0.00026626 | 611.525 | 0.0065644 | 1069.1019 | 0.00051728 | 1012.356 | 0.012389 | 1101 | 0.00046597 | 1004.7088 | 0 | 1004.7025 | 0.0039758
| 514.2653 | 0.011451 | 220.6202 | 0 | 220.6202 | 0 | 220.8019 | 0.0018027 | 512.8923 | 0.00017411 | 220.6202 | 0 | 516.7524 | 0.00029726 | 514.2653 | 0.04408 | 220.6202 | 0 | 806.5299 | 0.0025737 | 824.2852 | 0.00047742 | 611.639 | 0.0061461 | 1069.1578 | 0.00051728 | 1012.4815 | 0.012205 | 1102 | 0.00040525 | 1004.7583 | 0 | 1004.752 | 0.0040473
| 514.4197 | 0.0052577 | 220.8235 | 0 | 220.8235 | 0 | 221.0063 | -0.0019821 | 513.048 | 0 | 220.8235 | 0 | 516.9056 | 0.0002852 | 514.4197 | 0.045876 | 220.8235 | 0 | 806.5947 | 0.002424 | 824.5237 | 0.00019898 | 611.754 | 0.0028734 | 1069.2139 | 0.00051728 | 1012.6071 | 0.01202 | 1103 | 0.00050831 | 1004.8077 | 0 | 1004.8015 | 0.0041156
| 514.5742 | 0.011545 | 221.0269 | 0 | 221.0269 | 0 | 221.2108 | 0.0036357 | 513.2036 | 0.00017411 | 221.0269 | 0 | 517.0587 | 0.00029617 | 514.5742 | 0.044023 | 221.0269 | 0 | 806.6594 | 0.0021922 | 824.7621 | 0.00049935 | 611.868 | 0.005076 | 1069.2699 | 0.00052241 | 1012.7327 | 0.011863 | 1104 | 0.00041566 | 1004.8572 | 0 | 1004.8509 | 0.0041752
| 514.7287 | 0.0088255 | 221.2303 | 0 | 221.2303 | 0 | 221.4153 | -0.0084848 | 513.3593 | 0.00026116 | 221.2303 | 0 | 517.2119 | 0.00031152 | 514.7287 | 0.046049 | 221.2303 | 0 | 806.7241 | 0.0018988 | 825.0006 | 0.00028358 | 611.983 | 0.0063744 | 1069.3259 | 0.00052241 | 1012.8583 | 0.011771 | 1105 | 0.00052058 | 1004.9067 | 0 | 1004.9004 | 0.004222
| 514.8831 | 0.018397 | 221.4337 | 0 | 221.4337 | 0 | 221.6197 | 0.0027267 | 513.515 | 0.00017411 | 221.4337 | 0 | 517.3651 | 0.00033236 | 514.8831 | 0.043606 | 221.4337 | 0 | 806.7889 | 0.0021781 | 825.2391 | 0.00054881 | 612.098 | 0.0042605 | 1069.3818 | 0.00052753 | 1012.9839 | 0.011778 | 1106 | 0.00038928 | 1004.9562 | 0 | 1004.9498 | 0.0042522
| 515.0376 | 0.00676 | 221.6371 | 0 | 221.6371 | 0 | 221.8242 | -0.0011042 | 513.6707 | 0.00078349 | 221.6371 | 0 | 517.5184 | 0.00024132 | 515.0376 | 0.046378 | 221.6371 | 0 | 806.8536 | 0.0022527 | 825.4776 | 0.00031124 | 612.213 | 0.0071857 | 1069.4379 | 0.00052753 | 1013.1096 | 0.011906 | 1107 | 0.0005157 | 1005.0056 | 0 | 1004.9993 | 0.0042665
| 515.1921 | 0.0097616 | 221.8406 | 0 | 221.8406 | 0 | 222.0288 | 0.0012628 | 513.8264 | 0.00017411 | 221.8406 | 0 | 517.6716 | 0.00039269 | 515.1921 | 0.044034 | 221.8406 | 0 | 806.9185 | 0.0018639 | 825.7161 | 0.0005487 | 612.327 | 0.0052372 | 1069.4939 | 0.00053265 | 1013.2354 | 0.012155 | 1108 | 0.00058423 | 1005.0551 | 0 | 1005.0488 | 0.0042657
| 515.3466 | 0.0074172 | 222.044 | 0 | 222.044 | 0 | 222.2333 | 0.0034333 | 513.9821 | 0.00078349 | 222.044 | 0 | 517.8248 | 0.00022596 | 515.3466 | 0.045909 | 222.044 | 0 | 806.9832 | 0.001928 | 825.9547 | 0.00026656 | 612.442 | 0.0069031 | 1069.5499 | 0.00053777 | 1013.3611 | 0.012502 | 1109 | 0.00054801 | 1005.1046 | 0 | 1005.0983 | 0.0042546
| 515.5011 | 0.010325 | 222.2475 | 0 | 222.2475 | 0 | 222.4379 | 0.0017463 | 514.1378 | 0 | 222.2475 | 0 | 517.9781 | 0.00037185 | 515.5011 | 0.042154 | 222.2475 | 0 | 807.048 | 0.0020443 | 826.1932 | 0.00057295 | 612.557 | 0.0049719 | 1069.606 | 0.00053777 | 1013.4869 | 0.012909 | 1110 | 0.00052152 | 1005.1541 | 0 | 1005.1478 | 0.0042347
| 515.6557 | 0.011642 | 222.451 | 0 | 222.451 | 0 | 222.6425 | -0.0020558 | 514.2936 | 0.00026116 | 222.451 | 0 | 518.1313 | 0.00033127 | 515.6557 | 0.044471 | 222.451 | 0 | 807.1129 | 0.0019885 | 826.4317 | 0.00029218 | 612.672 | 0.0059264 | 1069.662 | 0.00054289 | 1013.6127 | 0.013332 | 1111 | 0.00054495 | 1005.2036 | 0 | 1005.1973 | 0.0042109
| 515.8102 | 0.015393 | 222.6545 | 0 | 222.6545 | 0 | 222.847 | 0.010709 | 514.4493 | 0.00017411 | 222.6545 | 0 | 518.2846 | 0.00022487 | 515.8102 | 0.042698 | 222.6546 | 0 | 807.1777 | 0.002258 | 826.6703 | 0.00059506 | 612.787 | 0.0051215 | 1069.718 | 0.00054289 | 1013.7386 | 0.01373 | 1112 | 0.0005117 | 1005.2531 | 0 | 1005.2468 | 0.0041839
| 515.9648 | 0.01183 | 222.8581 | 0 | 222.8581 | 0 | 223.0517 | -0.0039697 | 514.605 | 0.00078349 | 222.8581 | 0 | 518.4379 | 0.00044425 | 515.9648 | 0.04562 | 222.8581 | 0 | 807.2426 | 0.0021489 | 826.9088 | 0.00032051 | 612.902 | 0.0026654 | 1069.774 | 0.00054801 | 1013.8644 | 0.014065 | 1113 | 0.00050862 | 1005.3026 | 0 | 1005.2963 | 0.0041521
| 516.1193 | 0.014924 | 223.0616 | 0 | 223.0616 | 0 | 223.2563 | 0.0028418 | 514.7608 | 0 | 223.0616 | 0 | 518.5911 | 0.00013602 | 516.1193 | 0.043011 | 223.0616 | 0 | 807.3074 | 0.0019999 | 827.1474 | 0.00056366 | 613.017 | 0.0031225 | 1069.8302 | 0.00055314 | 1013.9904 | 0.014307 | 1114 | 0.00055139 | 1005.3521 | 0 | 1005.3458 | 0.0041156
| 516.2739 | 0.0097644 | 223.2652 | 0 | 223.2652 | 0 | 223.4609 | -0.0089444 | 514.9165 | 0.00078349 | 223.2652 | 0 | 518.7444 | 0.00043328 | 516.2739 | 0.046092 | 223.2652 | 0 | 807.3723 | 0.0021562 | 827.3859 | 0.00030046 | 613.132 | 0.0036714 | 1069.8862 | 0.00055314 | 1014.1163 | 0.014435 | 1115 | 0.00053934 | 1005.4016 | 0 | 1005.3953 | 0.0040711
| 516.4284 | 0.015018 | 223.4688 | 0 | 223.4688 | 0 | 223.6656 | 0.0044635 | 515.0723 | 0 | 223.4688 | 0 | 518.8978 | 0.00029836 | 516.4284 | 0.043763 | 223.4688 | 0 | 807.4371 | 0.0024016 | 827.6245 | 0.00059062 | 613.247 | 0.0042564 | 1069.9423 | 0.00055826 | 1014.2422 | 0.014433 | 1116 | 0.00058016 | 1005.4512 | 0 | 1005.4448 | 0.0040163
| 516.583 | 0.016524 | 223.6724 | 0 | 223.6724 | 0 | 223.8703 | -0.0039748 | 515.2281 | 0.00078349 | 223.6724 | 0 | 519.0511 | 0.00032359 | 516.583 | 0.047532 | 223.6724 | 0 | 807.502 | 0.001912 | 827.8631 | 0.00031148 | 613.362 | 0.0028346 | 1069.9983 | 0.00056338 | 1014.3683 | 0.014298 | 1117 | 0.00066019 | 1005.5007 | 0 | 1005.4944 | 0.0039496
| 516.7376 | 0.012953 | 223.876 | 0 | 223.876 | 0 | 224.075 | 0.0018881 | 515.3838 | 0 | 223.876 | 0 | 519.2044 | 0.00032249 | 516.7376 | 0.044492 | 223.876 | 0 | 807.5669 | 0.0012625 | 828.1017 | 0.00054144 | 613.478 | 0.0029232 | 1070.0544 | 0.0005685 | 1014.4943 | 0.01404 | 1118 | 0.00069288 | 1005.5502 | 0 | 1005.5439 | 0.0038701
| 516.8922 | 0.01136 | 224.0797 | 0 | 224.0797 | 0 | 224.2797 | -0.0044974 | 515.5396 | 0.00026116 | 224.0797 | 0 | 519.3577 | 0.00026436 | 516.8922 | 0.048006 | 224.0797 | 0 | 807.6318 | 0.0022214 | 828.3403 | 0.00034464 | 613.593 | 0.0037833 | 1070.1105 | 0.00057362 | 1014.6204 | 0.013684 | 1119 | 0.00068278 | 1005.5997 | 0 | 1005.5934 | 0.0037796
| 517.0468 | 0.011357 | 224.2834 | 0 | 224.2834 | 0 | 224.4844 | 0.0023704 | 515.6954 | 0 | 224.2834 | 0 | 519.5111 | 0.00032469 | 517.0468 | 0.044099 | 224.2834 | 0 | 807.6967 | 0.002041 | 828.5789 | 0.00057055 | 613.708 | 0.0048657 | 1070.1666 | 0.00057362 | 1014.7465 | 0.013264 | 1120 | 0.00041303 | 1005.6493 | 0 | 1005.643 | 0.0036803
| 517.2014 | 0.0082622 | 224.487 | 0 | 224.487 | 0 | 224.6891 | -0.0034105 | 515.8512 | 0.00078349 | 224.487 | 0 | 519.6644 | 0.00034882 | 517.2014 | 0.046867 | 224.487 | 0 | 807.7617 | 0.0023225 | 828.8175 | 0.00037021 | 613.823 | 0.004218 | 1070.2227 | 0.00057874 | 1014.8726 | 0.012822 | 1121 | 0.00043812 | 1005.6988 | 0 | 1005.6926 | 0.0035746
| 517.3561 | 0.0076966 | 224.6907 | 0 | 224.6907 | 0 | 224.8939 | 0.0077018 | 516.007 | 0 | 224.6907 | 0 | 519.8178 | 0.00035101 | 517.3561 | 0.044037 | 224.6908 | 0 | 807.8266 | 0.0023048 | 829.0562 | 0.00056402 | 613.939 | 0.0035877 | 1070.2788 | 0.00058387 | 1014.9988 | 0.012399 | 1122 | 0.00044901 | 1005.7484 | 0 | 1005.7421 | 0.003469
| 517.5107 | 0.0061966 | 224.8945 | 0 | 224.8945 | 0 | 225.0987 | -0.0030926 | 516.1628 | 0.00078349 | 224.8945 | 0 | 519.9712 | 0.00030055 | 517.5107 | 0.047495 | 224.8945 | 0 | 807.8915 | 0.0023299 | 829.2948 | 0.00033866 | 614.054 | 0.0059877 | 1070.3348 | 0.00058899 | 1015.1249 | 0.012029 | 1123 | 0.00056292 | 1005.798 | 0 | 1005.7916 | 0.0033697
| 517.6653 | 0.0082598 | 225.0982 | 0 | 225.0982 | 0 | 225.3035 | 0.0053094 | 516.3187 | 0 | 225.0982 | 0 | 520.1246 | 0.00033565 | 517.6653 | 0.045555 | 225.0982 | 0 | 807.9565 | 0.0024489 | 829.5335 | 0.00057968 | 614.17 | 0.0038646 | 1070.391 | 0.00059411 | 1015.2512 | 0.011735 | 1124 | 0.00064191 | 1005.8475 | 0 | 1005.8412 | 0.0032815
| 517.82 | 0.01352 | 225.302 | 0 | 225.302 | 0 | 225.5083 | -0.0038123 | 516.4745 | 0.00078349 | 225.302 | 0 | 520.278 | 0.00027313 | 517.82 | 0.047332 | 225.302 | 0 | 808.0214 | 0.001682 | 829.7721 | 0.00032474 | 614.285 | 0.0058465 | 1070.4471 | 0.00059923 | 1015.3774 | 0.011527 | 1125 | 0.00067705 | 1005.8971 | 0 | 1005.8908 | 0.0032084
| 517.9746 | 0.0053501 | 225.5057 | 0 | 225.5057 | 0 | 225.7131 | 0.0014964 | 516.6303 | 0 | 225.5057 | 0 | 520.4314 | 0.00037076 | 517.9746 | 0.044564 | 225.5057 | 0 | 808.0864 | 0.0023791 | 830.0108 | 0.00057259 | 614.401 | 0.0062516 | 1070.5033 | 0.00059923 | 1015.5037 | 0.011402 | 1126 | 0.00054982 | 1005.9467 | 0 | 1005.9404 | 0.0031552
| 518.1293 | 0.0097644 | 225.7095 | 0 | 225.7095 | 0 | 225.918 | -0.0023757 | 516.7862 | 0.00026116 | 225.7095 | 0 | 520.5848 | 0.00026984 | 518.1293 | 0.046245 | 225.7095 | 0 | 808.1514 | 0.0020958 | 830.2494 | 0.00035439 | 614.516 | 0.0029775 | 1070.5593 | 0.00060435 | 1015.63 | 0.011348 | 1127 | 0.00064937 | 1005.9962 | 0 | 1005.9899 | 0.0031226
| 518.284 | 0.011076 | 225.9133 | 0 | 225.9133 | 0 | 226.1228 | 0.0045438 | 516.942 | 0.00017411 | 225.9133 | 0 | 520.7383 | 0.0003192 | 518.284 | 0.043129 | 225.9133 | 0 | 808.2165 | 0.001962 | 830.4881 | 0.00065176 | 614.632 | 0.0041368 | 1070.6155 | 0.00061046 | 1015.7563 | 0.011348 | 1128 | 0.00068602 | 1006.0458 | 0 | 1006.0395 | 0.0031099
| 518.4387 | 0.0068538 | 226.1172 | 0 | 226.1172 | 0 | 226.3277 | -0.0023856 | 517.0979 | 0.00026116 | 226.1172 | 0 | 520.8917 | 0.00026436 | 518.4387 | 0.045212 | 226.1172 | 0 | 808.2814 | 0.0016033 | 830.7268 | 0.00036405 | 614.748 | 0.0030271 | 1070.6716 | 0.00061515 | 1015.8828 | 0.011383 | 1129 | 0.00059631 | 1006.0954 | 0 | 1006.0891 | 0.0031187
| 518.5934 | 0.011733 | 226.321 | 0 | 226.321 | 0 | 226.5326 | 0.0037113 | 517.2537 | 0 | 226.321 | 0 | 521.0452 | 0.00032249 | 518.5934 | 0.042888 | 226.321 | 0 | 808.3464 | 0.0018398 | 830.9655 | 0.00058377 | 614.863 | 0.0057793 | 1070.7278 | 0.00061988 | 1016.0092 | 0.011441 | 1130 | 0.00060338 | 1006.145 | 0 | 1006.1387 | 0.0031449
| 518.7481 | 0.0036617 | 226.5249 | 0 | 226.5249 | 0 | 226.7375 | -0.0047478 | 517.4096 | 0 | 226.5249 | 0 | 521.1986 | 0.00028849 | 518.7481 | 0.045945 | 226.5249 | 0 | 808.4114 | 0.0020568 | 831.2042 | 0.00035198 | 614.979 | 0.0057031 | 1070.7839 | 0.00062464 | 1016.1356 | 0.011516 | 1131 | 0.00059623 | 1006.1946 | 0 | 1006.1883 | 0.0031886
| 518.9028 | 0.006101 | 226.7288 | 0 | 226.7288 | 0 | 226.9424 | 0.0033018 | 517.5655 | 0 | 226.7288 | 0 | 521.3521 | 0.00028958 | 518.9028 | 0.044051 | 226.7288 | 0 | 808.4765 | 0.0015865 | 831.4429 | 0.00067235 | 615.095 | 0.0063963 | 1070.8401 | 0.00062944 | 1016.2621 | 0.011614 | 1132 | 0.0007066 | 1006.2442 | 0 | 1006.2378 | 0.0032458
| 519.0575 | 0.012769 | 226.9327 | 0 | 226.9327 | 0 | 227.1474 | -0.0064344 | 517.7214 | 0 | 226.9327 | 0 | 521.5056 | 0.00031481 | 519.0575 | 0.046362 | 226.9327 | 0 | 808.5415 | 0.0023411 | 831.6816 | 0.00040436 | 615.211 | 0.0068626 | 1070.8962 | 0.00063427 | 1016.3886 | 0.011748 | 1133 | 0.00078206 | 1006.2938 | 0 | 1006.2875 | 0.0033125
| 519.2122 | 0.016895 | 227.1366 | 0 | 227.1366 | 0 | 227.3524 | 0.0011119 | 517.8773 | 0.00017411 | 227.1366 | 0 | 521.6591 | 0.00024132 | 519.2122 | 0.043788 | 227.1366 | 0 | 808.6066 | 0.0015846 | 831.9203 | 0.00068814 | 615.327 | 0.0030496 | 1070.9524 | 0.00063912 | 1016.5151 | 0.011932 | 1134 | 0.00095356 | 1006.3434 | 0 | 1006.3371 | 0.0033864
| 519.367 | 0.0045066 | 227.3405 | 0 | 227.3405 | 0 | 227.5573 | -0.0020996 | 518.0332 | 0 | 227.3405 | 0 | 521.8126 | 0.00039708 | 519.367 | 0.045111 | 227.3405 | 0 | 808.6716 | 0.0016127 | 832.1591 | 0.00041256 | 615.443 | 0.0027841 | 1071.0087 | 0.00064404 | 1016.6417 | 0.012174 | 1135 | 0.00088496 | 1006.393 | 0 | 1006.3867 | 0.0034626
| 519.5217 | 0.017552 | 227.5445 | 0 | 227.5445 | 0 | 227.7623 | 0.0055657 | 518.1891 | 0.00017411 | 227.5445 | 0 | 521.9661 | 0.00021938 | 519.5217 | 0.04249 | 227.5445 | 0 | 808.7367 | 0.0021155 | 832.3978 | 0.00069593 | 615.559 | 0.0049418 | 1071.0648 | 0.00064892 | 1016.7683 | 0.012471 | 1136 | 0.00090554 | 1006.4426 | 0 | 1006.4363 | 0.0035397
| 519.6765 | 0.010328 | 227.7485 | 0 | 227.7485 | 0 | 227.9673 | -0.00271 | 518.345 | 0 | 227.7485 | 0 | 522.1196 | 0.00032688 | 519.6765 | 0.045796 | 227.7485 | 0 | 808.8018 | 0.0024356 | 832.6366 | 0.00042912 | 615.675 | 0.0064614 | 1071.121 | 0.00065381 | 1016.8949 | 0.012805 | 1137 | 0.00085752 | 1006.4923 | 0 | 1006.486 | 0.0036151
| 519.8313 | 0.022808 | 227.9525 | 0 | 227.9525 | 0 | 228.1724 | -5.6884e-06 | 518.5009 | 0.00017411 | 227.9525 | 0 | 522.2732 | 0.00031262 | 519.8313 | 0.044215 | 227.9525 | 0 | 808.8669 | 0.002517 | 832.8754 | 0.00065462 | 615.791 | 0.0044287 | 1071.1772 | 0.00065875 | 1017.0215 | 0.013151 | 1138 | 0.00085066 | 1006.5419 | 0 | 1006.5356 | 0.0036874
| 519.986 | 0.015773 | 228.1565 | 0 | 228.1565 | 0 | 228.3774 | -0.0070946 | 518.6569 | 0.00026116 | 228.1565 | 0 | 522.4267 | 0.00025997 | 519.986 | 0.047198 | 228.1565 | 0 | 808.932 | 0.0016758 | 833.1141 | 0.00043565 | 615.907 | 0.0065276 | 1071.2334 | 0.00066363 | 1017.1483 | 0.01348 | 1139 | 0.00074776 | 1006.5915 | 0 | 1006.5852 | 0.0037581
| 520.1408 | 0.0034729 | 228.3605 | 0 | 228.3605 | 0 | 228.5825 | 0.0019625 | 518.8128 | 0.00017411 | 228.3605 | 0 | 522.5803 | 0.00034553 | 520.1408 | 0.043597 | 228.3605 | 0 | 808.9971 | 0.0014097 | 833.3529 | 0.00069993 | 616.023 | 0.0049374 | 1071.2895 | 0.0006685 | 1017.275 | 0.01377 | 1140 | 0.00085066 | 1006.6412 | 0 | 1006.6348 | 0.0038264
| 520.2956 | 0.0048822 | 228.5646 | 0 | 228.5646 | 0 | 228.7876 | 0.00038931 | 518.9688 | 0 | 228.5646 | 0 | 522.7338 | 0.0002841 | 520.2956 | 0.04663 | 228.5646 | 0 | 809.0623 | 0.0014486 | 833.5917 | 0.00045792 | 616.139 | 0.0028362 | 1071.3458 | 0.0006734 | 1017.4017 | 0.014009 | 1141 | 0.00086438 | 1006.6908 | 0 | 1006.6845 | 0.0038932
| 520.4504 | 0.011451 | 228.7686 | 0 | 228.7686 | 0 | 228.9926 | 0.0014237 | 519.1247 | 0.00017411 | 228.7686 | 0 | 522.8874 | 0.00030933 | 520.4504 | 0.044722 | 228.7686 | 0 | 809.1274 | 0.0018525 | 833.8305 | 0.00072764 | 616.256 | 0.0034784 | 1071.402 | 0.00067823 | 1017.5286 | 0.014193 | 1142 | 0.0008095 | 1006.7404 | 0 | 1006.7341 | 0.0039567
| 520.6052 | 0.019998 | 228.9727 | 0 | 228.9727 | 0 | 229.1978 | 0.0006142 | 519.2807 | 0.00078349 | 228.9727 | 0 | 523.041 | 0.00022377 | 520.6052 | 0.047288 | 228.9727 | 0 | 809.1926 | 0.002298 | 834.0693 | 0.00046911 | 616.372 | 0.0043685 | 1071.4582 | 0.00068308 | 1017.6553 | 0.014326 | 1143 | 0.000981 | 1006.7901 | 0 | 1006.7838 | 0.0040171
| 520.7601 | 0.018209 | 229.1768 | 0 | 229.1768 | 0 | 229.4029 | 0.011108 | 519.4366 | 0 | 229.1768 | 0 | 523.1946 | 0.00035321 | 520.7601 | 0.044043 | 229.1768 | 0 | 809.2577 | 0.0021172 | 834.3081 | 0.00071755 | 616.488 | 0.0054287 | 1071.5145 | 0.00068789 | 1017.7822 | 0.014413 | 1144 | 0.0010908 | 1006.8398 | 0 | 1006.8334 | 0.0040735
| 520.9149 | 0.0078866 | 229.3809 | 0 | 229.3809 | 0 | 229.608 | -0.0037076 | 519.5926 | 0.00078349 | 229.3809 | 0 | 523.3482 | 0.00020183 | 520.9149 | 0.04573 | 229.381 | 0 | 809.3229 | 0.0023659 | 834.5469 | 0.00046194 | 616.605 | 0.0048443 | 1071.5707 | 0.00069261 | 1017.9091 | 0.014459 | 1145 | 0.0010016 | 1006.8894 | 0 | 1006.8831 | 0.0041267
| 521.0697 | 0.014455 | 229.5851 | 0 | 229.5851 | 0 | 229.8132 | 0.0018862 | 519.7486 | 0 | 229.5851 | 0 | 523.5018 | 0.00044973 | 521.0697 | 0.043224 | 229.5851 | 0 | 809.3881 | 0.0021727 | 834.7857 | 0.00073276 | 616.721 | 0.004329 | 1071.627 | 0.00069732 | 1018.036 | 0.014466 | 1146 | 0.0010565 | 1006.9391 | 0 | 1006.9328 | 0.0041752
| 521.2246 | 0.011267 | 229.7892 | 0 | 229.7892 | 0 | 230.0184 | -0.00066393 | 519.9046 | 0 | 229.7892 | 0 | 523.6554 | 0.00020951 | 521.2246 | 0.04599 | 229.7893 | 0 | 809.4532 | 0.002 | 835.0246 | 0.00049014 | 616.838 | 0.0036234 | 1071.6832 | 0.00070199 | 1018.163 | 0.014431 | 1147 | 0.0010565 | 1006.9888 | 0 | 1006.9825 | 0.0042181
| 521.3794 | 0.015206 | 229.9934 | 0 | 229.9934 | 0 | 230.2236 | 0.0015757 | 520.0606 | 0 | 229.9934 | 0 | 523.8091 | 0.00031152 | 521.3794 | 0.044062 | 229.9934 | 0 | 809.5185 | 0.0018057 | 835.2634 | 0.00068115 | 616.954 | 0.0074436 | 1071.7395 | 0.00070658 | 1018.2899 | 0.01434 | 1148 | 0.0010633 | 1007.0385 | 0 | 1007.0322 | 0.0042546
| 521.5343 | 0.0099521 | 230.1976 | 0 | 230.1976 | 0 | 230.4288 | -0.0028551 | 520.2166 | 0.00026116 | 230.1976 | 0 | 523.9627 | 0.00023803 | 521.5343 | 0.046738 | 230.1976 | 0 | 809.5837 | 0.0015147 | 835.5023 | 0.00048 | 617.071 | 0.004311 | 1071.7957 | 0.00071105 | 1018.4169 | 0.014175 | 1149 | 0.0010908 | 1007.0881 | 0 | 1007.0819 | 0.0042816
| 521.6892 | 0.010794 | 230.4018 | 0 | 230.4018 | 0 | 230.634 | 0.0024958 | 520.3726 | 0 | 230.4018 | 0 | 524.1164 | 0.00035101 | 521.6892 | 0.04415 | 230.4018 | 0 | 809.6489 | 0.0019551 | 835.7411 | 0.00076146 | 617.187 | 0.0047632 | 1071.8519 | 0.0007155 | 1018.544 | 0.013915 | 1150 | 0.0011319 | 1007.1378 | 0 | 1007.1315 | 0.0042975
| 521.844 | 0.010703 | 230.6061 | 0 | 230.6061 | 0 | 230.8393 | -0.0039929 | 520.5286 | 0.00026116 | 230.6061 | 0 | 524.2701 | 0.000283 | 521.844 | 0.045944 | 230.6061 | 0 | 809.7142 | 0.0013979 | 835.98 | 0.00050012 | 617.304 | 0.00451 | 1071.9082 | 0.00071986 | 1018.6711 | 0.013547 | 1151 | 0.0012348 | 1007.1875 | 0 | 1007.1812 | 0.0043007
| 521.9989 | 0.012202 | 230.8103 | 0 | 230.8103 | 0 | 231.0445 | 0.0025392 | 520.6847 | 0.00017411 | 230.8103 | 0 | 524.4237 | 0.00032688 | 521.9989 | 0.043767 | 230.8103 | 0 | 809.7794 | 0.001383 | 836.2189 | 0.00068187 | 617.421 | 0.0035491 | 1071.9645 | 0.00072414 | 1018.7982 | 0.013079 | 1152 | 0.0013034 | 1007.2372 | 0 | 1007.2309 | 0.0042888
| 522.1538 | 0.0070416 | 231.0146 | 0 | 231.0146 | 0 | 231.2498 | 0.0022668 | 520.8407 | 0.00026116 | 231.0146 | 0 | 524.5774 | 0.00032359 | 522.1538 | 0.045393 | 231.0146 | 0 | 809.8447 | 0.0016258 | 836.4578 | 0.00051879 | 617.537 | 0.0052586 | 1072.0207 | 0.00072832 | 1018.9253 | 0.012544 | 1153 | 0.0014406 | 1007.2869 | 0 | 1007.2806 | 0.0042641
| 522.3087 | 0.007415 | 231.2189 | 0 | 231.2189 | 0 | 231.4551 | -0.0067434 | 520.9967 | 0 | 231.2189 | 0 | 524.7311 | 0.00020293 | 522.3087 | 0.043407 | 231.2189 | 0 | 809.91 | 0.0015601 | 836.6966 | 0.00087664 | 617.654 | 0.0064788 | 1072.0772 | 0.00073245 | 1019.0525 | 0.012007 | 1154 | 0.0013446 | 1007.3366 | 0 | 1007.3303 | 0.0042268
| 522.4637 | 0.017745 | 231.4232 | 0 | 231.4232 | 0 | 231.6604 | -0.0037557 | 521.1528 | 0.00078349 | 231.4232 | 0 | 524.8848 | 0.00042231 | 522.4637 | 0.045516 | 231.4232 | 0 | 809.9752 | 0.0017121 | 836.9355 | 0.00049308 | 617.771 | 0.0050253 | 1072.1334 | 0.00073642 | 1019.1797 | 0.011542 | 1155 | 0.0013172 | 1007.3863 | 0 | 1007.38 | 0.0041815
| 522.6186 | 0.0098555 | 231.6275 | 0 | 231.6275 | 0 | 231.8657 | 0.0019663 | 521.3088 | 0 | 231.6275 | 0 | 525.0386 | 0.0001404 | 522.6186 | 0.043692 | 231.6275 | 0 | 810.0405 | 0.0018551 | 837.1744 | 0.00077761 | 617.888 | 0.0041118 | 1072.1897 | 0.00074028 | 1019.3069 | 0.01122 | 1156 | 0.0015024 | 1007.436 | 0 | 1007.4298 | 0.0041299
| 522.7735 | 0.012957 | 231.8318 | 0 | 231.8318 | 0 | 232.0711 | -0.0081649 | 521.4649 | 0.00078349 | 231.8318 | 0 | 525.1923 | 0.00050238 | 522.7735 | 0.045754 | 231.8318 | 0 | 810.1058 | 0.001454 | 837.4134 | 0.0005823 | 618.005 | 0.0034443 | 1072.246 | 0.00074402 | 1019.4341 | 0.011083 | 1157 | 0.0014475 | 1007.4858 | 0 | 1007.4795 | 0.0040767
| 522.9285 | 0.013422 | 232.0362 | 0 | 232.0362 | 0 | 232.2764 | -0.0024464 | 521.621 | 0 | 232.0362 | 0 | 525.346 | 0.00018867 | 522.9285 | 0.043296 | 232.0362 | 0 | 810.1711 | 0.0019163 | 837.6523 | 0.00074263 | 618.122 | 0.0056608 | 1072.3024 | 0.00074768 | 1019.5615 | 0.011135 | 1158 | 0.0013789 | 1007.5355 | 0 | 1007.5292 | 0.004025
| 523.0834 | 0.012205 | 232.2406 | 0 | 232.2406 | 0 | 232.4818 | 0.001354 | 521.7771 | 0.00078349 | 232.2406 | 0 | 525.4998 | 0.0003565 | 523.0834 | 0.045679 | 232.2406 | 0 | 810.2365 | 0.0022555 | 837.8912 | 0.0005019 | 618.239 | 0.0055546 | 1072.3586 | 0.00075117 | 1019.6888 | 0.011338 | 1159 | 0.0015024 | 1007.5853 | 0 | 1007.5789 | 0.0039782
| 523.2384 | 0.018115 | 232.445 | 0 | 232.445 | 0 | 232.6872 | 0.001256 | 521.9331 | 0 | 232.445 | 0 | 525.6535 | 0.00023803 | 523.2384 | 0.043127 | 232.445 | 0 | 810.3018 | 0.002361 | 838.1302 | 0.00075426 | 618.356 | 0.0042517 | 1072.4149 | 0.00075452 | 1019.8162 | 0.011633 | 1160 | 0.001523 | 1007.635 | 0 | 1007.6287 | 0.00394
| 523.3934 | 0.01136 | 232.6494 | 0 | 232.6494 | 0 | 232.8926 | -0.0055196 | 522.0892 | 0.00078349 | 232.6494 | 0 | 525.8073 | 0.00034662 | 523.3934 | 0.045947 | 232.6494 | 0 | 810.3671 | 0.0018424 | 838.3691 | 0.00043602 | 618.473 | 0.0022076 | 1072.4713 | 0.00075779 | 1019.9435 | 0.011957 | 1161 | 0.0015847 | 1007.6847 | 0 | 1007.6784 | 0.003913
| 523.5483 | 0.011263 | 232.8538 | 0 | 232.8538 | 0 | 233.0981 | -0.0032134 | 522.2453 | 0 | 232.8538 | 0 | 525.9611 | 0.00026874 | 523.5483 | 0.043681 | 232.8538 | 0 | 810.4324 | 0.0010029 | 838.6081 | 0.00067335 | 618.59 | 0.0028087 | 1072.5276 | 0.00076086 | 1020.071 | 0.012263 | 1162 | 0.0017013 | 1007.7344 | 0 | 1007.7282 | 0.0039003
| 523.7033 | 0.016618 | 233.0583 | 0 | 233.0583 | 0 | 233.3035 | -0.0012773 | 522.4015 | 0.00026116 | 233.0583 | 0 | 526.1149 | 0.00033565 | 523.7033 | 0.046246 | 233.0583 | 0 | 810.4978 | 0.0016378 | 838.847 | 0.00047601 | 618.707 | 0.0045266 | 1072.584 | 0.00076384 | 1020.1984 | 0.012528 | 1163 | 0.0017836 | 1007.7842 | 0 | 1007.7779 | 0.0039043
| 523.8583 | 0.017646 | 233.2627 | 0 | 233.2627 | 0 | 233.509 | 0.00076277 | 522.5576 | 0 | 233.2627 | 0 | 526.2687 | 0.0001766 | 523.8583 | 0.042703 | 233.2627 | 0 | 810.5632 | 0.0017334 | 839.086 | 0.00067491 | 618.824 | 0.0067497 | 1072.6403 | 0.00076661 | 1020.3259 | 0.012755 | 1164 | 0.001619 | 1007.834 | 0 | 1007.8276 | 0.0039249
| 524.0133 | 0.011454 | 233.4672 | 0 | 233.4672 | 0 | 233.7144 | -0.0052946 | 522.7137 | 0 | 233.4672 | 0 | 526.4225 | 0.00037185 | 524.0133 | 0.045722 | 233.4672 | 0 | 810.6285 | 0.0010626 | 839.325 | 0.00049113 | 618.942 | 0.0044411 | 1072.6967 | 0.0007693 | 1020.4534 | 0.012957 | 1165 | 0.0017082 | 1007.8837 | 0 | 1007.8774 | 0.0039583
| 524.1683 | 0.012953 | 233.6717 | 0 | 233.6717 | 0 | 233.9199 | 0.0089952 | 522.8698 | 0.00017411 | 233.6717 | 0 | 526.5763 | 0.0002128 | 524.1683 | 0.042893 | 233.6717 | 0 | 810.694 | 0.0010274 | 839.564 | 0.00070185 | 619.059 | 0.0061776 | 1072.7531 | 0.00077182 | 1020.581 | 0.013151 | 1166 | 0.0020169 | 1007.9335 | 0 | 1007.9272 | 0.0040012
| 524.3234 | 0.0089194 | 233.8763 | 0 | 233.8763 | 0 | 234.1255 | -0.0023689 | 523.026 | 0.00026116 | 233.8763 | 0 | 526.7302 | 0.00030713 | 524.3234 | 0.046093 | 233.8762 | 0 | 810.7593 | 0.0015974 | 839.803 | 0.00045918 | 619.176 | 0.0036362 | 1072.8094 | 0.00077419 | 1020.7086 | 0.013343 | 1167 | 0.0020443 | 1007.9833 | 0 | 1007.977 | 0.0040473
| 524.4784 | 0.016801 | 234.0808 | 0 | 234.0808 | 0 | 234.331 | 0.0080209 | 523.1821 | 0.00017411 | 234.0808 | 0 | 526.884 | 0.00025229 | 524.4784 | 0.042434 | 234.0808 | 0 | 810.8248 | 0.0021829 | 840.042 | 0.00065655 | 619.294 | 0.0058972 | 1072.8657 | 0.00077635 | 1020.8362 | 0.013528 | 1168 | 0.0020306 | 1008.0331 | 0 | 1008.0267 | 0.0040886
| 524.6334 | 0.0087316 | 234.2854 | 0 | 234.2854 | 0 | 234.5365 | -0.0027439 | 523.3383 | 0.00078349 | 234.2854 | 0 | 527.0379 | 0.00027752 | 524.6334 | 0.04527 | 234.2853 | 0 | 810.8902 | 0.0022622 | 840.281 | 0.00045537 | 619.411 | 0.004014 | 1072.9221 | 0.0007784 | 1020.9638 | 0.013687 | 1169 | 0.0018591 | 1008.0828 | 0 | 1008.0765 | 0.0041204
| 524.7885 | 0.017083 | 234.4899 | 0 | 234.4899 | 0 | 234.7421 | 0.0083532 | 523.4944 | 0.00017411 | 234.4899 | 0 | 527.1917 | 0.00025558 | 524.7885 | 0.042701 | 234.4899 | 0 | 810.9556 | 0.0023364 | 840.52 | 0.00068629 | 619.529 | 0.0052727 | 1072.9785 | 0.0007803 | 1021.0915 | 0.013796 | 1170 | 0.001962 | 1008.1326 | 0 | 1008.1263 | 0.0041362
| 524.9436 | 0.0083561 | 234.6945 | 0 | 234.6945 | 0 | 234.9477 | 0.0034215 | 523.6506 | 0.00078349 | 234.6945 | 0 | 527.3456 | 0.00028739 | 524.9436 | 0.04521 | 234.6945 | 0 | 811.0211 | 0.002006 | 840.7591 | 0.00039526 | 619.646 | 0.0049318 | 1073.0349 | 0.00078203 | 1021.2192 | 0.01383 | 1171 | 0.0020237 | 1008.1824 | 0 | 1008.1761 | 0.004137
| 525.0986 | 0.01483 | 234.8991 | 0 | 234.8991 | 0 | 235.1533 | 0.0043941 | 523.8068 | 0.00017411 | 234.8991 | 0 | 527.4995 | 0.00023693 | 525.0986 | 0.042177 | 234.8991 | 0 | 811.0865 | 0.001903 | 840.9981 | 0.00065153 | 619.764 | 0.0029218 | 1073.0913 | 0.00078361 | 1021.3469 | 0.013773 | 1172 | 0.0021061 | 1008.2322 | 0 | 1008.2259 | 0.0041219
| 525.2537 | 0.0017839 | 235.1038 | 0 | 235.1038 | 0 | 235.3589 | -0.0082582 | 523.9629 | 0.00026116 | 235.1038 | 0 | 527.6534 | 0.00030933 | 525.2537 | 0.04424 | 235.1038 | 0 | 811.1521 | 0.0015969 | 841.2372 | 0.00035803 | 619.882 | 0.00493 | 1073.1477 | 0.00078503 | 1021.4747 | 0.013621 | 1173 | 0.0023393 | 1008.282 | 0 | 1008.2757 | 0.0040949
| 525.4088 | 0.017177 | 235.3084 | 0 | 235.3084 | 0 | 235.5645 | 0.0034987 | 524.1191 | 0 | 235.3084 | 0 | 527.8073 | 0.00025448 | 525.4088 | 0.04202 | 235.3084 | 0 | 811.2175 | 0.0016141 | 841.4762 | 0.00064697 | 619.999 | 0.0054711 | 1073.2041 | 0.00078629 | 1021.6025 | 0.013388 | 1174 | 0.0022227 | 1008.3318 | 0 | 1008.3255 | 0.0040632
| 525.5639 | 0.014834 | 235.5131 | 0 | 235.5131 | 0 | 235.7701 | -0.00055973 | 524.2753 | 0.00026116 | 235.5131 | 0 | 527.9612 | 0.00026765 | 525.5639 | 0.044064 | 235.5131 | 0 | 811.283 | 0.0017174 | 841.7153 | 0.00032248 | 620.117 | 0.0032488 | 1073.2605 | 0.0007874 | 1021.7303 | 0.013103 | 1175 | 0.0023599 | 1008.3817 | 0 | 1008.3753 | 0.0040306
| 525.719 | 0.013985 | 235.7178 | 0 | 235.7178 | 0 | 235.9758 | 0.0065553 | 524.4315 | 0.00069644 | 235.7178 | 0 | 528.1151 | 0.00034224 | 525.719 | 0.041684 | 235.7178 | 0 | 811.3486 | 0.0021421 | 841.9543 | 0.00061006 | 620.235 | 0.0041201 | 1073.3169 | 0.00078837 | 1021.8582 | 0.012809 | 1176 | 0.002552 | 1008.4315 | 0 | 1008.4251 | 0.0040012
| 525.8741 | 0.013895 | 235.9225 | 0 | 235.9225 | 0 | 236.1815 | 0.00073113 | 524.5877 | 0.00026116 | 235.9225 | 0 | 528.2691 | 0.00022487 | 525.8741 | 0.044378 | 235.9225 | 0 | 811.414 | 0.0022147 | 842.1934 | 0.00031997 | 620.352 | 0.0061167 | 1073.3734 | 0.00078923 | 1021.9861 | 0.01255 | 1177 | 0.0025931 | 1008.4813 | 0 | 1008.475 | 0.003979
| 526.0292 | 0.015581 | 236.1272 | 0 | 236.1272 | 0 | 236.3872 | 0.00089597 | 524.744 | 0.00017411 | 236.1272 | 0 | 528.423 | 0.00030713 | 526.0292 | 0.043022 | 236.1272 | 0 | 811.4795 | 0.0018211 | 842.4325 | 0.00060277 | 620.47 | 0.0055819 | 1073.4298 | 0.0007899 | 1022.1141 | 0.012366 | 1178 | 0.0026274 | 1008.5311 | 0 | 1008.5248 | 0.0039623
| 526.1843 | 0.017839 | 236.3319 | 0 | 236.3319 | 0 | 236.5929 | 0.0017441 | 524.9002 | 0.00078349 | 236.3319 | 0 | 528.577 | 0.00028081 | 526.1843 | 0.046082 | 236.3319 | 0 | 811.545 | 0.0019994 | 842.6716 | 0.00029989 | 620.588 | 0.0040022 | 1073.4862 | 0.00079043 | 1022.2421 | 0.012278 | 1179 | 0.0026343 | 1008.5809 | 0 | 1008.5746 | 0.0039496
| 526.3395 | 0.010794 | 236.5367 | 0 | 236.5367 | 0 | 236.7986 | 0.0023232 | 525.0564 | 0 | 236.5367 | 0 | 528.7309 | 0.00029946 | 526.3395 | 0.04358 | 236.5367 | 0 | 811.6106 | 0.0019052 | 842.9107 | 0.00055964 | 620.706 | 0.0033242 | 1073.5427 | 0.00079087 | 1022.3701 | 0.012287 | 1180 | 0.0027646 | 1008.6307 | 0 | 1008.6245 | 0.0039377
| 526.4946 | 0.0074172 | 236.7415 | 0 | 236.7415 | 0 | 237.0044 | 0.00070979 | 525.2127 | 0.00078349 | 236.7415 | 0 | 528.8849 | 0.00033565 | 526.4946 | 0.045353 | 236.7415 | 0 | 811.6761 | 0.0025945 | 843.1498 | 0.00032299 | 620.824 | 0.0048335 | 1073.5991 | 0.00079114 | 1022.498 | 0.012376 | 1181 | 0.0027715 | 1008.6806 | 0 | 1008.6743 | 0.0039234
| 526.6498 | 0.014361 | 236.9463 | 0 | 236.9463 | 0 | 237.2101 | 0.0062308 | 525.3689 | 0.00017411 | 236.9463 | 0 | 529.0389 | 0.00025558 | 526.6498 | 0.04283 | 236.9463 | 0 | 811.7417 | 0.0019237 | 843.389 | 0.00062333 | 620.942 | 0.0044772 | 1073.6556 | 0.00079133 | 1022.6262 | 0.012515 | 1182 | 0.002847 | 1008.7305 | 0 | 1008.7241 | 0.0039051
| 526.8049 | 0.0013145 | 237.1511 | 0 | 237.1511 | 0 | 237.4159 | -0.0022151 | 525.5252 | 0 | 237.1511 | 0 | 529.1929 | 0.00029726 | 526.8049 | 0.044556 | 237.1511 | 0 | 811.8073 | 0.0023846 | 843.6281 | 0.00032354 | 621.06 | 0.0030952 | 1073.712 | 0.00079135 | 1022.7542 | 0.012677 | 1183 | 0.0028058 | 1008.7803 | 0 | 1008.774 | 0.0038828
| 526.9601 | 0.016238 | 237.3559 | 0 | 237.3559 | 0 | 237.6217 | 0.0010072 | 525.6814 | 0.00017411 | 237.3559 | 0 | 529.3469 | 0.00030713 | 526.9601 | 0.042621 | 237.3559 | 0 | 811.8729 | 0.0020456 | 843.8672 | 0.00060759 | 621.178 | 0.0037726 | 1073.7686 | 0.00079131 | 1022.8824 | 0.012843 | 1184 | 0.0029224 | 1008.8301 | 0 | 1008.8238 | 0.0038566
| 527.1153 | 0.012487 | 237.5608 | 0 | 237.5608 | 0 | 237.8275 | 2.6515e-05 | 525.8377 | 0 | 237.5608 | 0 | 529.5009 | 0.00034443 | 527.1153 | 0.044579 | 237.5608 | 0 | 811.9385 | 0.0014692 | 844.1064 | 0.00033863 | 621.297 | 0.0061715 | 1073.8249 | 0.0007911 | 1023.0105 | 0.013004 | 1185 | 0.0029362 | 1008.88 | 0 | 1008.8737 | 0.0038304
| 527.2705 | 0.013516 | 237.7656 | 0 | 237.7656 | 0 | 238.0333 | -9.3146e-05 | 525.994 | 0.00017411 | 237.7656 | 0 | 529.655 | 0.00024132 | 527.2705 | 0.042964 | 237.7656 | 0 | 812.0041 | 0.0015267 | 844.3455 | 0.00053575 | 621.415 | 0.003603 | 1073.8815 | 0.00079086 | 1023.1387 | 0.013163 | 1186 | 0.0030322 | 1008.9299 | 0 | 1008.9236 | 0.0038058
| 527.4257 | 0.0099521 | 237.9705 | 0 | 237.9705 | 0 | 238.2392 | -0.0065636 | 526.1503 | 0.00078349 | 237.9705 | 0 | 529.809 | 0.00035321 | 527.4257 | 0.043833 | 237.9705 | 0 | 812.0697 | 0.0021144 | 844.5847 | 0.00027167 | 621.533 | 0.0043639 | 1073.938 | 0.00079053 | 1023.2669 | 0.013319 | 1187 | 0.0033546 | 1008.9797 | 0 | 1008.9734 | 0.0037875
| 527.5809 | 0.013234 | 238.1754 | 0 | 238.1754 | 0 | 238.445 | 0.0025269 | 526.3065 | 0.00017411 | 238.1754 | 0 | 529.9631 | 0.00019525 | 527.5809 | 0.041395 | 238.1754 | 0 | 812.1353 | 0.0018901 | 844.8239 | 0.00056284 | 621.651 | 0.0045536 | 1073.9944 | 0.00079006 | 1023.3952 | 0.013466 | 1188 | 0.0033683 | 1009.0296 | 0 | 1009.0233 | 0.0037764
| 527.7361 | 0.0051638 | 238.3803 | 0 | 238.3803 | 0 | 238.6509 | -0.0013206 | 526.4628 | 0.00026116 | 238.3803 | 0 | 530.1171 | 0.0003905 | 527.7361 | 0.042999 | 238.3803 | 0 | 812.201 | 0.0018723 | 845.063 | 0.00027541 | 621.77 | 0.0039777 | 1074.0509 | 0.00078957 | 1023.5235 | 0.013585 | 1189 | 0.0033135 | 1009.0795 | 0 | 1009.0732 | 0.003774
| 527.8913 | 0.0091046 | 238.5853 | 0 | 238.5853 | 0 | 238.8568 | 0.0088926 | 526.6191 | 0 | 238.5853 | 0 | 530.2712 | 0.00020512 | 527.8913 | 0.041463 | 238.5853 | 0 | 812.2665 | 0.0018152 | 845.3022 | 0.00053435 | 621.888 | 0.003975 | 1074.1074 | 0.00078903 | 1023.6518 | 0.013647 | 1190 | 0.003485 | 1009.1294 | 0 | 1009.1231 | 0.0037812
| 528.0466 | 0.0070416 | 238.7902 | 0 | 238.7902 | 0 | 239.0627 | 0.0016755 | 526.7755 | 0 | 238.7902 | 0 | 530.4253 | 0.00034443 | 528.0466 | 0.044164 | 238.7902 | 0 | 812.3322 | 0.0027005 | 845.5414 | 0.00025564 | 622.006 | 0.0032034 | 1074.1639 | 0.00078842 | 1023.7802 | 0.013618 | 1191 | 0.0037662 | 1009.1793 | 0 | 1009.173 | 0.0037978
| 528.2018 | 0.016989 | 238.9952 | 0 | 238.9952 | 0 | 239.2686 | 0.0032522 | 526.9318 | 0.00017411 | 238.9952 | 0 | 530.5793 | 0.00023584 | 528.2018 | 0.042078 | 238.9952 | 0 | 812.3979 | 0.0020441 | 845.7806 | 0.00049092 | 622.125 | 0.0039393 | 1074.2205 | 0.00078777 | 1023.9085 | 0.013469 | 1192 | 0.0037868 | 1009.2292 | 0 | 1009.2228 | 0.0038233
| 528.3571 | 0.0094827 | 239.2002 | 0 | 239.2002 | 0 | 239.4746 | -0.0027983 | 527.0881 | 0.0013058 | 239.2002 | 0 | 530.7334 | 0.00025558 | 528.3571 | 0.044027 | 239.2002 | 0 | 812.4636 | 0.0013983 | 846.0198 | 0.00027982 | 622.244 | 0.0032681 | 1074.277 | 0.00078709 | 1024.037 | 0.013188 | 1193 | 0.003924 | 1009.279 | 0 | 1009.2728 | 0.003859
| 528.5123 | 0.020086 | 239.4052 | 0 | 239.4052 | 0 | 239.6805 | 0.00094171 | 527.2444 | 0 | 239.4052 | 0 | 530.8876 | 0.00031701 | 528.5123 | 0.041163 | 239.4052 | 0 | 812.5292 | 0.0021388 | 846.2591 | 0.00055728 | 622.362 | 0.0041013 | 1074.3335 | 0.00078638 | 1024.1654 | 0.012783 | 1194 | 0.004123 | 1009.329 | 0 | 1009.3227 | 0.0039035
| 528.6676 | 0.011454 | 239.6102 | 0 | 239.6102 | 0 | 239.8865 | -0.0059025 | 527.4008 | 0.00026116 | 239.6102 | 0 | 531.0417 | 0.0001766 | 528.6676 | 0.043129 | 239.6102 | 0 | 812.595 | 0.0025631 | 846.4983 | 0.00028217 | 622.481 | 0.0051035 | 1074.39 | 0.00078566 | 1024.2938 | 0.012289 | 1195 | 0.0042945 | 1009.3789 | 0 | 1009.3726 | 0.0039543
| 528.8229 | 0.014549 | 239.8153 | 0 | 239.8153 | 0 | 240.0925 | 0.0023546 | 527.5571 | 0.00017411 | 239.8153 | 0 | 531.1958 | 0.00039708 | 528.8229 | 0.041282 | 239.8153 | 0 | 812.6608 | 0.0022091 | 846.7375 | 0.00052858 | 622.599 | 0.0055869 | 1074.4465 | 0.00078494 | 1024.4224 | 0.011755 | 1196 | 0.0046992 | 1009.4288 | 0 | 1009.4225 | 0.0040084
| 528.9782 | 0.0020655 | 240.0204 | 0 | 240.0204 | 0 | 240.2985 | -0.0033922 | 527.7135 | 0 | 240.0204 | 0 | 531.3499 | 0.00013711 | 528.9782 | 0.043181 | 240.0204 | 0 | 812.7264 | 0.0022083 | 846.9768 | 0.00025082 | 622.718 | 0.0025508 | 1074.5032 | 0.00078427 | 1024.5509 | 0.011244 | 1197 | 0.0047267 | 1009.4787 | 0 | 1009.4724 | 0.0040592
| 529.1335 | 0.017083 | 240.2254 | 0 | 240.2254 | 0 | 240.5045 | 9.3897e-05 | 527.8699 | 0.00017411 | 240.2254 | 0 | 531.5041 | 0.00038392 | 529.1335 | 0.040938 | 240.2254 | 0 | 812.7921 | 0.0023525 | 847.216 | 0.00055443 | 622.837 | 0.0059993 | 1074.5597 | 0.00078357 | 1024.6794 | 0.010814 | 1198 | 0.0047472 | 1009.5286 | 0 | 1009.5223 | 0.0040997
| 529.2888 | 0.0097644 | 240.4305 | 0 | 240.4305 | 0 | 240.7106 | -0.0069138 | 528.0262 | 0.00078349 | 240.4305 | 0 | 531.6583 | 0.00013163 | 529.2888 | 0.042774 | 240.4305 | 0 | 812.8579 | 0.0019522 | 847.4553 | 0.00025045 | 622.956 | 0.0043488 | 1074.6162 | 0.0007829 | 1024.8081 | 0.010509 | 1199 | 0.0049736 | 1009.5785 | 0 | 1009.5723 | 0.0041243
| 529.4441 | 0.011451 | 240.6357 | 0 | 240.6357 | 0 | 240.9166 | 0.0014827 | 528.1826 | 0 | 240.6357 | 0 | 531.8124 | 0.00035211 | 529.4441 | 0.040996 | 240.6356 | 0 | 812.9236 | 0.0020016 | 847.6945 | 0.00050675 | 623.074 | 0.0059885 | 1074.6728 | 0.00078232 | 1024.9368 | 0.010348 | 1200 | 0.0050765 | 1009.6285 | 0 | 1009.6222 | 0.0041275
| 529.5994 | 0.015304 | 240.8408 | 0 | 240.8408 | 0 | 241.1227 | -0.002746 | 528.339 | 0 | 240.8408 | 0 | 531.9666 | 0.00025119 | 529.5994 | 0.043284 | 240.8408 | 0 | 812.9895 | 0.0018587 | 847.9338 | 0.00026669 | 623.193 | 0.0033701 | 1074.7294 | 0.00078174 | 1025.0654 | 0.01033 | 1201 | 0.0053303 | 1009.6785 | 0 | 1009.6721 | 0.0041092
| 529.7547 | 0.015393 | 241.0459 | 0 | 241.0459 | 0 | 241.3288 | -0.0005048 | 528.4954 | 0 | 241.0459 | 0 | 532.1208 | 0.00027423 | 529.7547 | 0.041879 | 241.046 | 0 | 813.0552 | 0.002181 | 848.1731 | 0.00050061 | 623.312 | 0.0044711 | 1074.7859 | 0.00078122 | 1025.1941 | 0.010427 | 1202 | 0.005591 | 1009.7284 | 0 | 1009.7221 | 0.0040719
| 529.9101 | 0.005915 | 241.2511 | 0 | 241.2511 | 0 | 241.5349 | -0.003723 | 528.6518 | 0.00026116 | 241.2511 | 0 | 532.275 | 0.00025668 | 529.9101 | 0.044073 | 241.2511 | 0 | 813.121 | 0.0023402 | 848.4124 | 0.00026487 | 623.431 | 0.0038226 | 1074.8425 | 0.00078082 | 1025.3229 | 0.010603 | 1203 | 0.005742 | 1009.7783 | 0 | 1009.772 | 0.0040242
| 530.0654 | 0.019617 | 241.4563 | 0 | 241.4563 | 0 | 241.741 | 0.0046026 | 528.8082 | 0.00017411 | 241.4563 | 0 | 532.4292 | 0.00024022 | 530.0654 | 0.04211 | 241.4563 | 0 | 813.1868 | 0.0031135 | 848.6517 | 0.00049441 | 623.55 | 0.0053923 | 1074.899 | 0.00078045 | 1025.4517 | 0.010819 | 1204 | 0.005591 | 1009.8283 | 0 | 1009.822 | 0.0039742
| 530.2208 | 0.0061028 | 241.6615 | 0 | 241.6615 | 0 | 241.9472 | -0.0027467 | 528.9646 | 0 | 241.6615 | 0 | 532.5834 | 0.00026545 | 530.2208 | 0.043795 | 241.6615 | 0 | 813.2526 | 0.0017241 | 848.891 | 0.00024826 | 623.669 | 0.0041877 | 1074.9557 | 0.00078023 | 1025.5804 | 0.011049 | 1205 | 0.0057214 | 1009.8782 | 0 | 1009.8719 | 0.0039297
| 530.3761 | 0.018303 | 241.8667 | 0 | 241.8667 | 0 | 242.1533 | 0.001601 | 529.121 | 0 | 241.8667 | 0 | 532.7377 | 0.0002852 | 530.3761 | 0.041787 | 241.8667 | 0 | 813.3184 | 0.00089354 | 849.1303 | 0.00051975 | 623.789 | 0.0040028 | 1075.0123 | 0.00078011 | 1025.7092 | 0.011281 | 1206 | 0.0061398 | 1009.9282 | 0 | 1009.9219 | 0.0038987
| 530.5315 | 0.005915 | 242.072 | 0 | 242.072 | 0 | 242.3595 | 0.0012537 | 529.2775 | 0.00026116 | 242.072 | 0 | 532.8919 | 0.00025558 | 530.5315 | 0.043887 | 242.072 | 0 | 813.3842 | 0.0011658 | 849.3696 | 0.00026303 | 623.908 | 0.0027408 | 1075.0689 | 0.00078005 | 1025.8381 | 0.011513 | 1207 | 0.0061673 | 1009.9782 | 0 | 1009.9719 | 0.003882
| 530.6869 | 0.0099493 | 242.2773 | 0 | 242.2773 | 0 | 242.5657 | 0.0020403 | 529.4339 | 0.00017411 | 242.2773 | 0 | 533.0462 | 0.00029397 | 530.6869 | 0.041375 | 242.2773 | 0 | 813.4501 | 0.0016592 | 849.609 | 0.00048908 | 624.027 | 0.0033959 | 1075.1255 | 0.00078017 | 1025.967 | 0.011748 | 1208 | 0.0062496 | 1010.0282 | 0 | 1010.0218 | 0.0038797
| 530.8423 | 0.0046944 | 242.4825 | 0 | 242.4825 | 0 | 242.7719 | -0.0045581 | 529.5903 | 0.00078349 | 242.4825 | 0 | 533.2004 | 0.00019525 | 530.8423 | 0.042711 | 242.4825 | 0 | 813.5159 | 0.0024923 | 849.8483 | 0.00022486 | 624.146 | 0.0050813 | 1075.1821 | 0.00078042 | 1026.0959 | 0.011987 | 1209 | 0.0065377 | 1010.0781 | 0 | 1010.0718 | 0.0038884
| 530.9977 | 0.01605 | 242.6878 | 0 | 242.6878 | 0 | 242.9781 | 0.0090712 | 529.7468 | 0.00017411 | 242.6878 | 0 | 533.3547 | 0.00033675 | 530.9977 | 0.040759 | 242.6878 | 0 | 813.5818 | 0.0021422 | 850.0877 | 0.00045476 | 624.265 | 0.0041365 | 1075.2388 | 0.00078082 | 1026.225 | 0.012222 | 1210 | 0.0066681 | 1010.1281 | 0 | 1010.1218 | 0.0039019
| 531.1531 | 0.0048822 | 242.8932 | 0 | 242.8932 | 0 | 243.1844 | 0.0006053 | 529.9033 | 0.00026116 | 242.8932 | 0 | 533.509 | 0.00012834 | 531.1531 | 0.043207 | 242.8931 | 0 | 813.6476 | 0.0017494 | 850.327 | 0.00023186 | 624.385 | 0.0047821 | 1075.2954 | 0.00078136 | 1026.354 | 0.012437 | 1211 | 0.006819 | 1010.1781 | 0 | 1010.1718 | 0.003917
| 531.3085 | 0.015769 | 243.0985 | 0 | 243.0985 | 0 | 243.3906 | 0.0021714 | 530.0597 | 0 | 243.0985 | 0 | 533.6633 | 0.00032688 | 531.3085 | 0.041489 | 243.0985 | 0 | 813.7136 | 0.0016652 | 850.5664 | 0.00054531 | 624.504 | 0.004824 | 1075.352 | 0.00078206 | 1026.483 | 0.012612 | 1212 | 0.0071689 | 1010.2281 | 0 | 1010.2218 | 0.0039297
| 531.4639 | 0.014271 | 243.3038 | 0 | 243.3038 | 0 | 243.5969 | -0.0029774 | 530.2162 | 0.00078349 | 243.3038 | 0 | 533.8176 | 0.00025229 | 531.4639 | 0.043848 | 243.3038 | 0 | 813.7794 | 0.0017664 | 850.8057 | 0.00024779 | 624.624 | 0.0067948 | 1075.4087 | 0.00078293 | 1026.6121 | 0.01273 | 1213 | 0.0072375 | 1010.2781 | 0 | 1010.2718 | 0.0039377
| 531.6194 | 0.015863 | 243.5092 | 0 | 243.5092 | 0 | 243.8032 | 0.00090963 | 530.3727 | 0 | 243.5092 | 0 | 533.9719 | 0.00020622 | 531.6194 | 0.041625 | 243.5092 | 0 | 813.8453 | 0.0012606 | 851.0451 | 0.00051546 | 624.743 | 0.0038647 | 1075.4653 | 0.00078398 | 1026.7411 | 0.01278 | 1214 | 0.0073129 | 1010.3281 | 0 | 1010.3218 | 0.0039408
| 531.7748 | 0.0093888 | 243.7146 | 0 | 243.7146 | 0 | 244.0095 | -0.0028235 | 530.5292 | 0.00078349 | 243.7146 | 0 | 534.1262 | 0.00036637 | 531.7748 | 0.043497 | 243.7146 | 0 | 813.9113 | 0.0021104 | 851.2845 | 0.00023847 | 624.863 | 0.0045261 | 1075.522 | 0.0007852 | 1026.8702 | 0.012768 | 1215 | 0.0074844 | 1010.3781 | 0 | 1010.3718 | 0.00394
| 531.9303 | 0.017552 | 243.92 | 0 | 243.92 | 0 | 244.2158 | 0.0026389 | 530.6857 | 0.00017411 | 243.92 | 0 | 534.2805 | 7.6784e-05 | 531.9303 | 0.041176 | 243.92 | 0 | 813.9772 | 0.0026578 | 851.5239 | 0.00046419 | 624.982 | 0.0050729 | 1075.5786 | 0.00078662 | 1026.9994 | 0.012713 | 1216 | 0.0076491 | 1010.4282 | 0 | 1010.4218 | 0.0039361
| 532.0857 | 0.00845 | 244.1254 | 0 | 244.1254 | 0 | 244.4221 | -0.0095603 | 530.8422 | 0.00026116 | 244.1254 | 0 | 534.4349 | 0.00036966 | 532.0857 | 0.043309 | 244.1254 | 0 | 814.0432 | 0.0030985 | 851.7633 | 0.00026992 | 625.102 | 0.0062828 | 1075.6353 | 0.00078823 | 1027.1287 | 0.012645 | 1217 | 0.0079715 | 1010.4782 | 0 | 1010.4719 | 0.0039313
| 532.2412 | 0.013047 | 244.3309 | 0 | 244.3309 | 0 | 244.6285 | 0.0037379 | 530.9987 | 0 | 244.3309 | 0 | 534.5892 | 0.00015357 | 532.2412 | 0.041283 | 244.3309 | 0 | 814.1091 | 0.0019659 | 852.0027 | 0.00059272 | 625.221 | 0.0048416 | 1075.6919 | 0.00079004 | 1027.2578 | 0.012595 | 1218 | 0.0081842 | 1010.5282 | 0 | 1010.5218 | 0.0039234
| 532.3967 | 0.01305 | 244.5363 | 0 | 244.5363 | 0 | 244.8349 | -0.0044536 | 531.1552 | 0.00078349 | 244.5363 | 0 | 534.7436 | 0.00030713 | 532.3967 | 0.042795 | 244.5363 | 0 | 814.175 | 0.0019037 | 852.2422 | 0.00026571 | 625.341 | 0.0037094 | 1075.7487 | 0.00079212 | 1027.3871 | 0.012584 | 1219 | 0.0084106 | 1010.5782 | 0 | 1010.5719 | 0.0039146
| 532.5522 | 0.01652 | 244.7418 | 0 | 244.7418 | 0 | 245.0413 | -0.00025359 | 531.3117 | 0 | 244.7418 | 0 | 534.898 | 0.00027862 | 532.5522 | 0.040273 | 244.7418 | 0 | 814.241 | 0.0022042 | 852.4816 | 0.00052264 | 625.461 | 0.0060604 | 1075.8053 | 0.00079435 | 1027.5164 | 0.012614 | 1220 | 0.0087398 | 1010.6282 | 0 | 1010.6219 | 0.0039019
| 532.7077 | 0.010985 | 244.9473 | 0 | 244.9473 | 0 | 245.2477 | -0.0033999 | 531.4682 | 0.00026116 | 244.9473 | 0 | 535.0524 | 0.00022925 | 532.7077 | 0.042898 | 244.9473 | 0 | 814.3069 | 0.0024834 | 852.721 | 0.00021882 | 625.581 | 0.0057125 | 1075.8619 | 0.00079679 | 1027.6458 | 0.012664 | 1221 | 0.009076 | 1010.6783 | 0 | 1010.672 | 0.0038852
| 532.8632 | 0.015675 | 245.1528 | 0 | 245.1528 | 0 | 245.4541 | 0.0081788 | 531.6248 | 0 | 245.1528 | 0 | 535.2068 | 0.00031372 | 532.8632 | 0.040796 | 245.1528 | 0 | 814.3729 | 0.0024852 | 852.9605 | 0.00052473 | 625.701 | 0.0052996 | 1075.9187 | 0.00079952 | 1027.775 | 0.012703 | 1222 | 0.0093024 | 1010.7283 | 0 | 1010.722 | 0.003867
| 533.0187 | 0.0076988 | 245.3584 | 0 | 245.3584 | 0 | 245.6605 | -0.0020031 | 531.7813 | 0.00026116 | 245.3584 | 0 | 535.3612 | 0.00011847 | 533.0187 | 0.043494 | 245.3584 | 0 | 814.4389 | 0.001332 | 853.1999 | 0.00024813 | 625.82 | 0.0029767 | 1075.9753 | 0.00080241 | 1027.9044 | 0.012694 | 1223 | 0.0095493 | 1010.7784 | 0 | 1010.772 | 0.0038471
| 533.1742 | 0.018866 | 245.5639 | 0 | 245.5639 | 0 | 245.867 | 0.003486 | 531.9379 | 0 | 245.5639 | 0 | 535.5156 | 0.00033346 | 533.1742 | 0.040939 | 245.5639 | 0 | 814.5049 | 0.0024285 | 853.4394 | 0.00053884 | 625.94 | 0.00273 | 1076.0321 | 0.00080558 | 1028.0338 | 0.012619 | 1224 | 0.009714 | 1010.8284 | 0 | 1010.8221 | 0.0038304
| 533.3297 | 0.0077927 | 245.7695 | 0 | 245.7695 | 0 | 246.0734 | -0.0038426 | 532.0944 | 0 | 245.7695 | 0 | 535.67 | 0.00019854 | 533.3297 | 0.043416 | 245.7695 | 0 | 814.571 | 0.0026647 | 853.6788 | 0.00025254 | 626.06 | 0.005692 | 1076.0887 | 0.00080892 | 1028.1633 | 0.012479 | 1225 | 0.0098992 | 1010.8785 | 0 | 1010.8722 | 0.0038193
| 533.4853 | 0.020462 | 245.9751 | 0 | 245.9751 | 0 | 246.2799 | 0.00044517 | 532.251 | 0 | 245.9751 | 0 | 535.8244 | 0.00032688 | 533.4853 | 0.041083 | 245.9751 | 0 | 814.637 | 0.0025144 | 853.9183 | 0.00049306 | 626.18 | 0.004035 | 1076.1455 | 0.00081255 | 1028.2928 | 0.012302 | 1226 | 0.010441 | 1010.9285 | 0 | 1010.9222 | 0.0038161
| 533.6408 | 0.0096705 | 246.1807 | 0 | 246.1807 | 0 | 246.4864 | 0.00017164 | 532.4076 | 0.00026116 | 246.1807 | 0 | 535.9789 | 0.0001788 | 533.6408 | 0.043543 | 246.1807 | 0 | 814.7031 | 0.001699 | 854.1578 | 0.00025305 | 626.301 | 0.0051215 | 1076.2023 | 0.0008164 | 1028.4224 | 0.012128 | 1227 | 0.010654 | 1010.9786 | 0 | 1010.9723 | 0.0038217
| 533.7964 | 0.015487 | 246.3863 | 0 | 246.3863 | 0 | 246.6929 | -0.00042045 | 532.5642 | 0 | 246.3863 | 0 | 536.1333 | 0.00021719 | 533.7964 | 0.041259 | 246.3863 | 0 | 814.7691 | 0.0017688 | 854.3973 | 0.00057209 | 626.421 | 0.002795 | 1076.2589 | 0.00082043 | 1028.5519 | 0.012002 | 1228 | 0.010887 | 1011.0287 | 0 | 1011.0224 | 0.0038344
| 533.9519 | 0.014553 | 246.5919 | 0 | 246.5919 | 0 | 246.8995 | -0.0042541 | 532.7207 | 0.00026116 | 246.5919 | 0 | 536.2878 | 0.00026106 | 533.9519 | 0.0425 | 246.5919 | 0 | 814.8351 | 0.0020768 | 854.6368 | 0.00025248 | 626.541 | 0.0044985 | 1076.3157 | 0.00082475 | 1028.6815 | 0.011956 | 1229 | 0.011388 | 1011.0788 | 0 | 1011.0725 | 0.0038519
| 534.1075 | 0.015581 | 246.7976 | 0 | 246.7976 | 0 | 247.106 | 0.002182 | 532.8773 | 0.00069644 | 246.7976 | 0 | 536.4423 | 0.00026106 | 534.1075 | 0.04035 | 246.7976 | 0 | 814.9012 | 0.0015969 | 854.8763 | 0.00048816 | 626.661 | 0.0036421 | 1076.3724 | 0.0008293 | 1028.811 | 0.011999 | 1230 | 0.011621 | 1011.1289 | 0 | 1011.1226 | 0.0038717
| 534.2631 | 0.019623 | 247.0033 | 0 | 247.0033 | 0 | 247.3126 | 0.0014021 | 533.0339 | 0.00026116 | 247.0033 | 0 | 536.5967 | 0.00022048 | 534.2631 | 0.042329 | 247.0033 | 0 | 814.9674 | 0.0012546 | 855.1158 | 0.00023317 | 626.781 | 0.0039777 | 1076.4292 | 0.00083407 | 1028.9407 | 0.012115 | 1231 | 0.011799 | 1011.179 | 0 | 1011.1726 | 0.00389
| 534.4187 | 0.0098555 | 247.209 | 0 | 247.209 | 0 | 247.5192 | 0.0040972 | 533.1905 | 0 | 247.209 | 0 | 536.7512 | 0.00023145 | 534.4187 | 0.040872 | 247.2089 | 0 | 815.0335 | 0.0018564 | 855.3554 | 0.00053674 | 626.902 | 0.0024327 | 1076.486 | 0.00083907 | 1029.0704 | 0.012269 | 1232 | 0.012355 | 1011.2291 | 0 | 1011.2227 | 0.0039051
| 534.5743 | 0.013708 | 247.4147 | 0 | 247.4147 | 0 | 247.7258 | 0.00047917 | 533.3472 | 0.00078349 | 247.4147 | 0 | 536.9057 | 0.00020622 | 534.5743 | 0.042567 | 247.4147 | 0 | 815.0995 | 0.0017452 | 855.5949 | 0.00027966 | 627.022 | 0.0050993 | 1076.5427 | 0.00084429 | 1029.2001 | 0.012417 | 1233 | 0.012588 | 1011.2791 | 0 | 1011.2728 | 0.003917
| 534.7299 | 0.0026281 | 247.6204 | 0 | 247.6204 | 0 | 247.9324 | 0.0026089 | 533.5038 | 0.00069644 | 247.6204 | 0 | 537.0603 | 0.00026874 | 534.7299 | 0.040628 | 247.6204 | 0 | 815.1656 | 0.0022042 | 855.8344 | 0.00053127 | 627.142 | 0.00574 | 1076.5995 | 0.00084973 | 1029.3298 | 0.012518 | 1234 | 0.012739 | 1011.3292 | 0 | 1011.3229 | 0.0039265
| 534.8855 | 0.0095766 | 247.8261 | 0 | 247.8261 | 0 | 248.139 | -0.0021317 | 533.6604 | 0.00078349 | 247.8261 | 0 | 537.2148 | 0.00025668 | 534.8855 | 0.043458 | 247.8261 | 0 | 815.2318 | 0.0024394 | 856.074 | 0.00025912 | 627.263 | 0.0025566 | 1076.6562 | 0.0008554 | 1029.4596 | 0.012546 | 1235 | 0.013055 | 1011.3793 | 0 | 1011.3731 | 0.0039337
| 535.0411 | 0.012202 | 248.0319 | 0 | 248.0319 | 0 | 248.3457 | 0.0018562 | 533.8171 | 0.00017411 | 248.0319 | 0 | 537.3693 | 0.00018099 | 535.0411 | 0.041438 | 248.0319 | 0 | 815.2979 | 0.0017283 | 856.3135 | 0.0005495 | 627.383 | 0.0032626 | 1076.713 | 0.00086127 | 1029.5895 | 0.012494 | 1236 | 0.013302 | 1011.4294 | 0 | 1011.4232 | 0.00394
| 535.1968 | 0.0043189 | 248.2377 | 0 | 248.2377 | 0 | 248.5524 | -0.0065119 | 533.9737 | 0.00078349 | 248.2377 | 0 | 537.5239 | 0.00026655 | 535.1968 | 0.043511 | 248.2377 | 0 | 815.3641 | 0.0011595 | 856.5531 | 0.00027083 | 627.504 | 0.0040625 | 1076.7698 | 0.00086735 | 1029.7194 | 0.012374 | 1237 | 0.013549 | 1011.4796 | 0 | 1011.4733 | 0.0039448
| 535.3524 | 0.011545 | 248.4435 | 0 | 248.4435 | 0 | 248.759 | 0.0045897 | 534.1304 | 0.00017411 | 248.4435 | 0 | 537.6784 | 0.00018209 | 535.3524 | 0.040861 | 248.4435 | 0 | 815.4302 | 0.0019602 | 856.7927 | 0.00054012 | 627.624 | 0.0048414 | 1076.8265 | 0.00087364 | 1029.8492 | 0.012211 | 1238 | 0.013823 | 1011.5297 | 0 | 1011.5234 | 0.0039464
| 535.508 | 0.011454 | 248.6493 | 0 | 248.6493 | 0 | 248.9657 | 0.0026644 | 534.287 | 0 | 248.6493 | 0 | 537.833 | 0.00028081 | 535.508 | 0.043158 | 248.6493 | 0 | 815.4964 | 0.0012874 | 857.0322 | 0.00029817 | 627.745 | 0.0040894 | 1076.8833 | 0.00088012 | 1029.9791 | 0.012034 | 1239 | 0.014502 | 1011.5798 | 0 | 1011.5735 | 0.0039416
| 535.6637 | 0.017083 | 248.8551 | 0 | 248.8551 | 0 | 249.1725 | 0.0010067 | 534.4437 | 0.00017411 | 248.8551 | 0 | 537.9876 | 0.00022267 | 535.6637 | 0.041096 | 248.8551 | 0 | 815.5626 | 0.0016645 | 857.2718 | 0.0005942 | 627.866 | 0.0043597 | 1076.9402 | 0.00088686 | 1030.109 | 0.011868 | 1240 | 0.014674 | 1011.6299 | 0 | 1011.6237 | 0.0039281
| 535.8194 | 0.011454 | 249.061 | 0 | 249.061 | 0 | 249.3792 | 0.00014101 | 534.6004 | 0.00026116 | 249.061 | 0 | 538.1421 | 0.0002139 | 535.8194 | 0.043361 | 249.061 | 0 | 815.6288 | 0.0023414 | 857.5114 | 0.00028928 | 627.986 | 0.0041054 | 1076.9969 | 0.00089372 | 1030.239 | 0.011732 | 1241 | 0.014955 | 1011.6801 | 0 | 1011.6738 | 0.0039027
| 535.975 | 0.013234 | 249.2669 | 0 | 249.2669 | 0 | 249.5859 | -0.0022737 | 534.757 | 0.00017411 | 249.2669 | 0 | 538.2967 | 0.00022487 | 535.975 | 0.041451 | 249.2669 | 0 | 815.695 | 0.0021143 | 857.751 | 0.00056971 | 628.107 | 0.0057495 | 1077.0538 | 0.00090082 | 1030.369 | 0.011633 | 1242 | 0.015497 | 1011.7302 | 0 | 1011.7239 | 0.0038638
| 536.1307 | 0.011924 | 249.4728 | 0 | 249.4728 | 0 | 249.7927 | -0.0027826 | 534.9137 | 0.00026116 | 249.4728 | 0 | 538.4513 | 0.00021609 | 536.1307 | 0.043205 | 249.4728 | 0 | 815.7612 | 0.0016846 | 857.9906 | 0.00022577 | 628.228 | 0.0068595 | 1077.1106 | 0.00090804 | 1030.499 | 0.011571 | 1243 | 0.015737 | 1011.7804 | 0 | 1011.774 | 0.0038114
| 536.2864 | 0.011076 | 249.6787 | 0 | 249.6787 | 0 | 249.9995 | 0.0041831 | 535.0704 | 0.00017411 | 249.6787 | 0 | 538.606 | 0.00025119 | 536.2864 | 0.040482 | 249.6787 | 0 | 815.8275 | 0.0013129 | 858.2303 | 0.0006511 | 628.349 | 0.0055327 | 1077.1674 | 0.00091543 | 1030.6291 | 0.011545 | 1244 | 0.016067 | 1011.8306 | 0 | 1011.8242 | 0.0037462
| 536.4421 | 0.010328 | 249.8846 | 0 | 249.8846 | 0 | 250.2063 | -0.003645 | 535.2271 | 0.00026116 | 249.8846 | 0 | 538.7606 | 0.00021719 | 536.4421 | 0.042069 | 249.8846 | 0 | 815.8937 | 0.0017865 | 858.4699 | 0.00031396 | 628.47 | 0.0042974 | 1077.2242 | 0.00092303 | 1030.7593 | 0.011557 | 1245 | 0.016794 | 1011.8807 | 0 | 1011.8744 | 0.0036731
| 536.5978 | 0.018866 | 250.0905 | 0 | 250.0905 | 0 | 250.4131 | 0.0087703 | 535.3838 | 0 | 250.0905 | 0 | 538.9152 | 0.00023803 | 536.5978 | 0.039367 | 250.0905 | 0 | 815.9599 | 0.0019897 | 858.7095 | 0.00055953 | 628.591 | 0.0041478 | 1077.2811 | 0.00093078 | 1030.8894 | 0.011618 | 1246 | 0.017096 | 1011.9308 | 0 | 1011.9246 | 0.0035961
| 536.7536 | 0.016524 | 250.2965 | 0 | 250.2965 | 0 | 250.6199 | 0.0021298 | 535.5406 | 0 | 250.2965 | 0 | 539.0699 | 0.0002139 | 536.7536 | 0.04187 | 250.2965 | 0 | 816.0262 | 0.0017008 | 858.9492 | 0.00025046 | 628.712 | 0.0039996 | 1077.3379 | 0.00093863 | 1031.0195 | 0.011746 | 1247 | 0.01748 | 1011.981 | 0 | 1011.9747 | 0.0035206
| 536.9093 | 0.015018 | 250.5025 | 0 | 250.5025 | 0 | 250.8268 | 0.0022006 | 535.6973 | 0.00017411 | 250.5025 | 0 | 539.2245 | 0.00026106 | 536.9093 | 0.040082 | 250.5025 | 0 | 816.0924 | 0.0023471 | 859.1888 | 0.00055725 | 628.833 | 0.0047098 | 1077.3948 | 0.00094666 | 1031.1498 | 0.011955 | 1248 | 0.017946 | 1012.0312 | 0 | 1012.0249 | 0.0034515
| 537.065 | 0.012393 | 250.7085 | 0 | 250.7085 | 0 | 251.0336 | -0.0024171 | 535.854 | 0.00026116 | 250.7085 | 0 | 539.3792 | 0.00017989 | 537.065 | 0.042847 | 250.7085 | 0 | 816.1588 | 0.0020559 | 859.4285 | 0.00031813 | 628.954 | 0.0039396 | 1077.4517 | 0.00095482 | 1031.28 | 0.012251 | 1249 | 0.018715 | 1012.0814 | 0 | 1012.0751 | 0.0033927
| 537.2208 | 0.016144 | 250.9145 | 0 | 250.9145 | 0 | 251.2405 | -0.0047453 | 536.0108 | 0.00017411 | 250.9145 | 0 | 539.5339 | 0.00023803 | 537.2208 | 0.040483 | 250.9145 | 0 | 816.225 | 0.0023555 | 859.6681 | 0.0005429 | 629.075 | 0.0034403 | 1077.5085 | 0.00096309 | 1031.4103 | 0.012616 | 1250 | 0.019099 | 1012.1315 | 0 | 1012.1252 | 0.0033482
| 537.3765 | 0.01014 | 251.1205 | 0 | 251.1205 | 0 | 251.4474 | -0.0051784 | 536.1675 | 0.00078349 | 251.1205 | 0 | 539.6885 | 0.00020732 | 537.3765 | 0.041708 | 251.1205 | 0 | 816.2913 | 0.0027469 | 859.9078 | 0.00026375 | 629.196 | 0.0048799 | 1077.5653 | 0.00097142 | 1031.5405 | 0.013012 | 1251 | 0.019428 | 1012.1818 | 0 | 1012.1754 | 0.0033188
| 537.5323 | 0.015206 | 251.3266 | 0 | 251.3266 | 0 | 251.6543 | 0.0021825 | 536.3243 | 0.00017411 | 251.3266 | 0 | 539.8432 | 0.00025339 | 537.5323 | 0.039227 | 251.3266 | 0 | 816.3575 | 0.0013715 | 860.1475 | 0.00067126 | 629.318 | 0.0049739 | 1077.6222 | 0.00097991 | 1031.6709 | 0.013386 | 1252 | 0.020135 | 1012.2319 | 0 | 1012.2256 | 0.0033045
| 537.688 | 0.011079 | 251.5326 | 0 | 251.5326 | 0 | 251.8613 | 0.0022453 | 536.481 | 0.00026116 | 251.5326 | 0 | 539.9979 | 0.00018757 | 537.688 | 0.04091 | 251.5326 | 0 | 816.4239 | 0.0017138 | 860.3872 | 0.00023963 | 629.439 | 0.0058018 | 1077.6791 | 0.00098849 | 1031.8013 | 0.013691 | 1253 | 0.020718 | 1012.2822 | 0 | 1012.2758 | 0.0033053
| 537.8438 | 0.021494 | 251.7387 | 0 | 251.7387 | 0 | 252.0682 | 0.00090906 | 536.6378 | 0 | 251.7387 | 0 | 540.1526 | 0.00023803 | 537.8438 | 0.039161 | 251.7387 | 0 | 816.4902 | 0.0015325 | 860.6269 | 0.00077403 | 629.56 | 0.0034731 | 1077.736 | 0.00099716 | 1031.9316 | 0.013893 | 1254 | 0.02117 | 1012.3323 | 0 | 1012.326 | 0.0033196
| 537.9996 | 0.0092949 | 251.9448 | 0 | 251.9448 | 0 | 252.2752 | -0.003346 | 536.7946 | 0.00078349 | 251.9448 | 0 | 540.3074 | 0.00016673 | 537.9996 | 0.040755 | 251.9448 | 0 | 816.5566 | 0.0020909 | 860.8666 | 0.00040591 | 629.682 | 0.003587 | 1077.7929 | 0.0010059 | 1032.0621 | 0.013986 | 1255 | 0.021527 | 1012.3826 | 0 | 1012.3762 | 0.0033459
| 538.1554 | 0.018115 | 252.1509 | 0 | 252.1509 | 0 | 252.4821 | 0.011145 | 536.9513 | 0 | 252.1509 | 0 | 540.4621 | 0.00023145 | 538.1554 | 0.038908 | 252.1509 | 0 | 816.6229 | 0.0025589 | 861.1063 | 0.00064608 | 629.803 | 0.0067978 | 1077.8497 | 0.0010147 | 1032.1926 | 0.013985 | 1256 | 0.022494 | 1012.4327 | 0 | 1012.4265 | 0.0033824
| 538.3112 | 0.00338 | 252.3571 | 0 | 252.3571 | 0 | 252.6891 | -0.0059195 | 537.1081 | 0.00078349 | 252.3571 | 0 | 540.6169 | 0.00021719 | 538.3112 | 0.041523 | 252.3571 | 0 | 816.6894 | 0.0023863 | 861.346 | 0.00034145 | 629.924 | 0.0049325 | 1077.9067 | 0.0010236 | 1032.3231 | 0.013915 | 1257 | 0.022947 | 1012.483 | 0 | 1012.4766 | 0.0034277
| 538.467 | 0.018115 | 252.5632 | 0 | 252.5632 | 0 | 252.8961 | 0.0091817 | 537.2649 | 0.00017411 | 252.5632 | 0 | 540.7716 | 0.00017551 | 538.467 | 0.039589 | 252.5633 | 0 | 816.7557 | 0.0021122 | 861.5858 | 0.00068143 | 630.046 | 0.0031422 | 1077.9636 | 0.0010325 | 1032.4536 | 0.013796 | 1258 | 0.023393 | 1012.5332 | 0 | 1012.5269 | 0.0034809
| 538.6229 | 0.0065722 | 252.7694 | 0 | 252.7694 | 0 | 253.1032 | -0.00052541 | 537.4217 | 0.00078349 | 252.7694 | 0 | 540.9264 | 0.00027752 | 538.6229 | 0.040941 | 252.7694 | 0 | 816.8221 | 0.0015368 | 861.8255 | 0.00036141 | 630.167 | 0.0066817 | 1078.0205 | 0.0010415 | 1032.5842 | 0.013639 | 1259 | 0.023887 | 1012.5834 | 0 | 1012.5771 | 0.0035405
| 538.7787 | 0.022527 | 252.9756 | 0 | 252.9756 | 0 | 253.3102 | 0.0024254 | 537.5785 | 0.00069644 | 252.9756 | 0 | 541.0811 | 0.00012724 | 538.7787 | 0.038404 | 252.9756 | 0 | 816.8885 | 0.001624 | 862.0653 | 0.00061751 | 630.289 | 0.005321 | 1078.0774 | 0.0010505 | 1032.7148 | 0.013447 | 1260 | 0.024731 | 1012.6337 | 0 | 1012.6273 | 0.0036048
| 538.9345 | 0.0089194 | 253.1818 | 0 | 253.1818 | 0 | 253.5173 | -0.0044613 | 537.7354 | 0.00026116 | 253.1818 | 0 | 541.2359 | 0.00027423 | 538.9345 | 0.040567 | 253.1818 | 0 | 816.9549 | 0.0022105 | 862.305 | 0.00036458 | 630.411 | 0.0052011 | 1078.1344 | 0.0010595 | 1032.8455 | 0.013222 | 1261 | 0.025252 | 1012.6839 | 0 | 1012.6775 | 0.0036731
| 539.0904 | 0.018491 | 253.3881 | 0 | 253.3881 | 0 | 253.7243 | -0.00076065 | 537.8922 | 0.00069644 | 253.3881 | 0 | 541.3907 | 0.00018099 | 539.0904 | 0.039542 | 253.388 | 0 | 817.0213 | 0.0022292 | 862.5448 | 0.00064579 | 630.532 | 0.005028 | 1078.1913 | 0.0010686 | 1032.9761 | 0.012979 | 1262 | 0.025753 | 1012.7341 | 0 | 1012.7278 | 0.003743
| 539.2462 | 0.013238 | 253.5943 | 0 | 253.5943 | 0 | 253.9314 | -0.0038918 | 538.049 | 0.00078349 | 253.5943 | 0 | 541.5455 | 0.0002479 | 539.2462 | 0.040927 | 253.5943 | 0 | 817.0877 | 0.0012309 | 862.7845 | 0.00034889 | 630.654 | 0.00675 | 1078.2482 | 0.0010776 | 1033.1068 | 0.012747 | 1263 | 0.026274 | 1012.7844 | 0 | 1012.7781 | 0.0038129
| 539.4021 | 0.021588 | 253.8006 | 0 | 253.8006 | 0 | 254.1385 | 0.0018445 | 538.2059 | 0 | 253.8006 | 0 | 541.7003 | 0.00019744 | 539.4021 | 0.039287 | 253.8006 | 0 | 817.1542 | 0.0016991 | 863.0243 | 0.00077059 | 630.776 | 0.0050425 | 1078.3052 | 0.0010867 | 1033.2375 | 0.012563 | 1264 | 0.027303 | 1012.8347 | 0 | 1012.8283 | 0.0038797
| 539.558 | 0.011642 | 254.0068 | 0 | 254.0068 | 0 | 254.3457 | -0.00054921 | 538.3627 | 0.00026116 | 254.0068 | 0 | 541.8552 | 0.00023693 | 539.558 | 0.041125 | 254.0068 | 0 | 817.2206 | 0.0020857 | 863.2641 | 0.00035266 | 630.898 | 0.0042309 | 1078.3621 | 0.0010957 | 1033.3683 | 0.012467 | 1265 | 0.027729 | 1012.8849 | 0 | 1012.8786 | 0.0039416
| 539.7138 | 0.013892 | 254.2131 | 0 | 254.2131 | 0 | 254.5528 | 0.0019308 | 538.5196 | 0.00017411 | 254.2131 | 0 | 542.01 | 0.0001788 | 539.7138 | 0.039586 | 254.2131 | 0 | 817.2871 | 0.0016322 | 863.5039 | 0.00069011 | 631.02 | 0.0052959 | 1078.4191 | 0.0011048 | 1033.4991 | 0.01248 | 1266 | 0.028236 | 1012.9352 | 0 | 1012.9288 | 0.0039956
| 539.8697 | 0.0076988 | 254.4195 | 0 | 254.4195 | 0 | 254.76 | -0.00040867 | 538.6764 | 0.00026116 | 254.4195 | 0 | 542.1649 | 0.00025997 | 539.8697 | 0.04154 | 254.4195 | 0 | 817.3536 | 0.0010513 | 863.7437 | 0.0003326 | 631.142 | 0.0057989 | 1078.4761 | 0.0011138 | 1033.6299 | 0.0126 | 1267 | 0.02956 | 1012.9854 | 0 | 1012.9791 | 0.0040401
| 540.0256 | 0.014736 | 254.6258 | 0 | 254.6258 | 0 | 254.9671 | 0.0054032 | 538.8333 | 0.00017411 | 254.6258 | 0 | 542.3197 | 0.00015357 | 540.0256 | 0.0392 | 254.6258 | 0 | 817.42 | 0.0013339 | 863.9835 | 0.00070117 | 631.264 | 0.0059909 | 1078.533 | 0.0011215 | 1033.7609 | 0.012802 | 1268 | 0.030061 | 1013.0357 | 0 | 1013.0294 | 0.0040727
| 540.1815 | 0.0026289 | 254.8321 | 0 | 254.8321 | 0 | 255.1743 | -0.0057278 | 538.9902 | 0.00026116 | 254.8321 | 0 | 542.4746 | 0.00022596 | 540.1815 | 0.041424 | 254.8321 | 0 | 817.4866 | 0.0017156 | 864.2233 | 0.00040116 | 631.386 | 0.0052962 | 1078.59 | 0.0011205 | 1033.8917 | 0.013039 | 1269 | 0.030596 | 1013.086 | 0 | 1013.0797 | 0.0040949
| 540.3375 | 0.021682 | 255.0385 | 0 | 255.0385 | 0 | 255.3815 | 0.0039839 | 539.1471 | 0.00017411 | 255.0385 | 0 | 542.6294 | 0.0002139 | 540.3375 | 0.03894 | 255.0385 | 0 | 817.553 | 0.0026029 | 864.4632 | 0.00074332 | 631.508 | 0.0041585 | 1078.647 | 0.0011194 | 1034.0226 | 0.013262 | 1270 | 0.031234 | 1013.1362 | 0 | 1013.1299 | 0.0041069
| 540.4934 | 0.012581 | 255.2449 | 0 | 255.2449 | 0 | 255.5888 | -5.0877e-05 | 539.3039 | 0.00026116 | 255.2449 | 0 | 542.7843 | 0.0002117 | 540.4934 | 0.040765 | 255.2449 | 0 | 817.6196 | 0.0023149 | 864.703 | 0.00040011 | 631.63 | 0.003695 | 1078.704 | 0.0011183 | 1034.1536 | 0.013429 | 1271 | 0.031996 | 1013.1865 | 0 | 1013.1802 | 0.0041116
| 540.6493 | 0.010982 | 255.4513 | 0 | 255.4513 | 0 | 255.796 | 0.0088616 | 539.4608 | 0 | 255.4513 | 0 | 542.9392 | 0.0002128 | 540.6493 | 0.038261 | 255.4513 | 0 | 817.6861 | 0.0023811 | 864.9428 | 0.00073871 | 631.752 | 0.0047543 | 1078.761 | 0.0011171 | 1034.2845 | 0.013518 | 1272 | 0.033334 | 1013.2368 | 0 | 1013.2305 | 0.0041116
| 540.8052 | 0.0094827 | 255.6577 | 0 | 255.6577 | 0 | 256.0032 | -0.0028612 | 539.6177 | 0.00078349 | 255.6577 | 0 | 543.0941 | 0.0002468 | 540.8052 | 0.04082 | 255.6577 | 0 | 817.7526 | 0.0021421 | 865.1827 | 0.00035815 | 631.874 | 0.0039872 | 1078.818 | 0.0011159 | 1034.4156 | 0.01353 | 1273 | 0.033882 | 1013.2871 | 0 | 1013.2808 | 0.00411
| 540.9612 | 0.01239 | 255.8642 | 0 | 255.8642 | 0 | 256.2105 | 0.0015868 | 539.7747 | 0 | 255.8642 | 0 | 543.249 | 0.00011298 | 540.9612 | 0.039294 | 255.8642 | 0 | 817.8192 | 0.0018905 | 865.4225 | 0.00073422 | 631.997 | 0.0034954 | 1078.875 | 0.0011146 | 1034.5468 | 0.013483 | 1274 | 0.03461 | 1013.3375 | 0 | 1013.3311 | 0.0041084
| 541.1172 | 0.014459 | 256.0706 | 0 | 256.0706 | 0 | 256.4178 | 0.00011477 | 539.9316 | 0.00078349 | 256.0706 | 0 | 543.404 | 0.00033346 | 541.1172 | 0.041448 | 256.0706 | 0 | 817.8857 | 0.0019979 | 865.6624 | 0.00040058 | 632.119 | 0.0053617 | 1078.932 | 0.0011132 | 1034.6779 | 0.013406 | 1275 | 0.035398 | 1013.3878 | 0 | 1013.3814 | 0.0041092
| 541.2731 | 0.020462 | 256.2771 | 0 | 256.2771 | 0 | 256.6251 | 0.0081898 | 540.0885 | 0 | 256.2771 | 0 | 543.5589 | 8.2268e-05 | 541.2731 | 0.039016 | 256.2771 | 0 | 817.9523 | 0.0018775 | 865.9023 | 0.00077672 | 632.241 | 0.0057066 | 1078.989 | 0.0011118 | 1034.809 | 0.013327 | 1276 | 0.036983 | 1013.438 | 0 | 1013.4317 | 0.0041132
| 541.4291 | 0.013989 | 256.4836 | 0 | 256.4836 | 0 | 256.8324 | -0.0028999 | 540.2454 | 0.00078349 | 256.4836 | 0 | 543.7138 | 0.0003543 | 541.4291 | 0.040932 | 256.4836 | 0 | 818.0189 | 0.0010479 | 866.1422 | 0.00047729 | 632.364 | 0.0045477 | 1079.046 | 0.0011102 | 1034.9401 | 0.013265 | 1277 | 0.037779 | 1013.4883 | 0 | 1013.4821 | 0.0041188
| 541.5851 | 0.017552 | 256.6901 | 0 | 256.6901 | 0 | 257.0398 | 0.00654 | 540.4024 | 0.00069644 | 256.6901 | 0 | 543.8688 | 0.00011518 | 541.5851 | 0.038868 | 256.6901 | 0 | 818.0854 | 0.0020095 | 866.382 | 0.00080674 | 632.486 | 0.0031535 | 1079.103 | 0.0011086 | 1035.0713 | 0.013232 | 1278 | 0.038513 | 1013.5387 | 0 | 1013.5323 | 0.0041243
| 541.7411 | 0.018402 | 256.8966 | 0 | 256.8966 | 0 | 257.2471 | 0.0025794 | 540.5593 | 0.00026116 | 256.8966 | 0 | 544.0238 | 0.00025668 | 541.7411 | 0.041124 | 256.8966 | 0 | 818.152 | 0.002304 | 866.6219 | 0.00039987 | 632.609 | 0.0054366 | 1079.16 | 0.0011069 | 1035.2025 | 0.013224 | 1279 | 0.039213 | 1013.5891 | 0 | 1013.5827 | 0.0041275
| 541.8971 | 0.013985 | 257.1032 | 0 | 257.1032 | 0 | 257.4545 | 0.0051944 | 540.7163 | 0 | 257.1032 | 0 | 544.1787 | 0.00019306 | 541.8971 | 0.038894 | 257.1032 | 0 | 818.2188 | 0.0023201 | 866.8618 | 0.00080926 | 632.731 | 0.0033259 | 1079.2172 | 0.0011051 | 1035.3337 | 0.013229 | 1280 | 0.040791 | 1013.6393 | 0 | 1013.6331 | 0.0041227
| 542.0531 | 0.0096705 | 257.3098 | 0 | 257.3098 | 0 | 257.6619 | 0.0017443 | 540.8732 | 0 | 257.3098 | 0 | 544.3337 | 0.00019744 | 542.0531 | 0.041616 | 257.3098 | 0 | 818.2853 | 0.0016978 | 867.1018 | 0.00044033 | 632.854 | 0.0051372 | 1079.2742 | 0.0011032 | 1035.4651 | 0.013227 | 1281 | 0.041586 | 1013.6897 | 0 | 1013.6834 | 0.0041084
| 542.2091 | 0.021964 | 257.5163 | 0 | 257.5163 | 0 | 257.8693 | 0.0073738 | 541.0302 | 0.00069644 | 257.5163 | 0 | 544.4887 | 0.00023693 | 542.2091 | 0.039391 | 257.5163 | 0 | 818.3519 | 0.0014882 | 867.3417 | 0.00085246 | 632.977 | 0.0052966 | 1079.3312 | 0.0011012 | 1035.5964 | 0.013194 | 1282 | 0.042499 | 1013.74 | 0 | 1013.7337 | 0.0040798
| 542.3651 | 0.014834 | 257.7229 | 0 | 257.7229 | 0 | 258.0767 | 0.00071202 | 541.1872 | 0 | 257.7229 | 0 | 544.6437 | 0.00015905 | 542.3651 | 0.040668 | 257.7229 | 0 | 818.4186 | 0.0013191 | 867.5816 | 0.00036585 | 633.099 | 0.0054559 | 1079.3883 | 0.0010992 | 1035.7278 | 0.013112 | 1283 | 0.043459 | 1013.7904 | 0 | 1013.7841 | 0.0040385
| 542.5212 | 0.011545 | 257.9296 | 0 | 257.9296 | 0 | 258.2841 | 5.0426e-05 | 541.3442 | 0.00017411 | 257.9296 | 0 | 544.7987 | 0.00024571 | 542.5212 | 0.03755 | 257.9296 | 0 | 818.4852 | 0.0013228 | 867.8215 | 0.00082563 | 633.222 | 0.0066149 | 1079.4453 | 0.001097 | 1035.8591 | 0.012974 | 1284 | 0.04431 | 1013.8408 | 0 | 1013.8344 | 0.0039869
| 542.6772 | 0.0085438 | 258.1362 | 0 | 258.1362 | 0 | 258.4916 | -0.0017587 | 541.5011 | 0.00026116 | 258.1362 | 0 | 544.9538 | 0.00015686 | 542.6772 | 0.038824 | 258.1362 | 0 | 818.5519 | 0.0017392 | 868.0615 | 0.00042847 | 633.345 | 0.005036 | 1079.5024 | 0.0010947 | 1035.9906 | 0.012787 | 1285 | 0.046004 | 1013.8911 | 0 | 1013.8848 | 0.0039289
| 542.8333 | 0.011357 | 258.3428 | 0 | 258.3428 | 0 | 258.699 | 0.0029131 | 541.6581 | 0.0012188 | 258.3428 | 0 | 545.1088 | 0.00023584 | 542.8333 | 0.037286 | 258.3428 | 0 | 818.6186 | 0.0026795 | 868.3014 | 0.00079656 | 633.468 | 0.0025129 | 1079.5594 | 0.0010923 | 1036.1221 | 0.012573 | 1286 | 0.046862 | 1013.9415 | 0 | 1013.9351 | 0.0038693
| 542.9893 | 0.0087316 | 258.5495 | 0 | 258.5495 | 0 | 258.9065 | 0.0016322 | 541.8151 | 0 | 258.5495 | 0 | 545.2638 | 0.00019964 | 542.9893 | 0.039909 | 258.5495 | 0 | 818.6854 | 0.0024795 | 868.5414 | 0.00046712 | 633.59 | 0.0066711 | 1079.6166 | 0.0010898 | 1036.2535 | 0.012367 | 1287 | 0.047664 | 1013.9918 | 0 | 1013.9855 | 0.0038153
| 543.1454 | 0.015675 | 258.7562 | 0 | 258.7562 | 0 | 259.114 | 0.0052049 | 541.9722 | 0 | 258.7562 | 0 | 545.4189 | 0.00020073 | 543.1454 | 0.038937 | 258.7562 | 0 | 818.752 | 0.0016887 | 868.7813 | 0.00085127 | 633.713 | 0.0034224 | 1079.6737 | 0.0010872 | 1036.3851 | 0.012208 | 1288 | 0.048426 | 1014.0422 | 0 | 1014.0359 | 0.0037685
| 543.3015 | 0.015679 | 258.9629 | 0 | 258.9629 | 0 | 259.3215 | 0.0052644 | 542.1292 | 0 | 258.9629 | 0 | 545.5739 | 0.00021829 | 543.3015 | 0.041319 | 258.9629 | 0 | 818.8187 | 0.0017858 | 869.0213 | 0.00048099 | 633.836 | 0.0037388 | 1079.7307 | 0.0010845 | 1036.5167 | 0.012125 | 1289 | 0.050237 | 1014.0926 | 0 | 1014.0862 | 0.0037303
| 543.4575 | 0.024498 | 259.1696 | 0 | 259.1696 | 0 | 259.5291 | 0.0042203 | 542.2862 | 0.00069644 | 259.1696 | 0 | 545.729 | 0.00015466 | 543.4575 | 0.038895 | 259.1696 | 0 | 818.8854 | 0.0026078 | 869.2613 | 0.00085245 | 633.959 | 0.00562 | 1079.7878 | 0.0010816 | 1036.6483 | 0.012129 | 1290 | 0.051129 | 1014.1429 | 0 | 1014.1366 | 0.0037017
| 543.6136 | 0.012112 | 259.3764 | 0 | 259.3764 | 0 | 259.7366 | -0.0015084 | 542.4432 | 0.00026116 | 259.3764 | 0 | 545.8841 | 0.00019306 | 543.6136 | 0.040262 | 259.3764 | 0 | 818.9521 | 0.0028489 | 869.5013 | 0.0005253 | 634.083 | 0.0044378 | 1079.845 | 0.0010787 | 1036.7799 | 0.012214 | 1291 | 0.052158 | 1014.1934 | 0 | 1014.187 | 0.0036787
| 543.7697 | 0.013234 | 259.5831 | 0 | 259.5831 | 0 | 259.9442 | 0.01129 | 542.6003 | 0 | 259.5831 | 0 | 546.0392 | 0.00021938 | 543.7697 | 0.037993 | 259.5831 | 0 | 819.0189 | 0.0019583 | 869.7413 | 0.00092378 | 634.206 | 0.0037957 | 1079.9021 | 0.0010757 | 1036.9116 | 0.012351 | 1292 | 0.053173 | 1014.2437 | 0 | 1014.2374 | 0.0036596
| 543.9258 | 0.015492 | 259.7899 | 0 | 259.7899 | 0 | 260.1518 | -0.0048034 | 542.7573 | 0.00026116 | 259.7899 | 0 | 546.1943 | 0.0001426 | 543.9258 | 0.040066 | 259.7899 | 0 | 819.0856 | 0.0019409 | 869.9813 | 0.00055962 | 634.329 | 0.0039168 | 1079.9592 | 0.0010725 | 1037.0432 | 0.012503 | 1293 | 0.054051 | 1014.2941 | 0 | 1014.2878 | 0.0036422
| 544.082 | 0.01483 | 259.9967 | 0 | 259.9967 | 0 | 260.3593 | 0.0063094 | 542.9144 | 0 | 259.9967 | 0 | 546.3494 | 0.0002841 | 544.082 | 0.038578 | 259.9967 | 0 | 819.1524 | 0.002325 | 870.2213 | 0.00091125 | 634.452 | 0.0048959 | 1080.0164 | 0.0010693 | 1037.175 | 0.012634 | 1294 | 0.05589 | 1014.3445 | 0 | 1014.3382 | 0.0036255
| 544.2381 | 0.014365 | 260.2035 | 0 | 260.2035 | 0 | 260.567 | -0.004404 | 543.0714 | 0 | 260.2035 | 0 | 546.5045 | 0.00010421 | 544.2381 | 0.039907 | 260.2035 | 0 | 819.2192 | 0.0022764 | 870.4613 | 0.00040462 | 634.575 | 0.0031092 | 1080.0735 | 0.0010659 | 1037.3068 | 0.012715 | 1295 | 0.056809 | 1014.395 | 0 | 1014.3886 | 0.0036088
| 544.3942 | 0.022996 | 260.4103 | 0 | 260.4103 | 0 | 260.7746 | 0.0074852 | 543.2285 | 0.00069644 | 260.4103 | 0 | 546.6597 | 0.00026216 | 544.3942 | 0.037898 | 260.4103 | 0 | 819.286 | 0.0020026 | 870.7014 | 0.00091229 | 634.699 | 0.0045702 | 1080.1306 | 0.0010624 | 1037.4386 | 0.012738 | 1296 | 0.057749 | 1014.4454 | 0 | 1014.439 | 0.0035961
| 544.5504 | 0.014177 | 260.6172 | 0 | 260.6172 | 0 | 260.9822 | -0.0023507 | 543.3856 | 0.00026116 | 260.6172 | 0 | 546.8148 | 0.00012066 | 544.5504 | 0.039619 | 260.6172 | 0 | 819.3528 | 0.0018976 | 870.9414 | 0.00059848 | 634.822 | 0.0075635 | 1080.1877 | 0.0010589 | 1037.5704 | 0.012708 | 1297 | 0.058689 | 1014.4958 | 0 | 1014.4894 | 0.0035889
| 544.7065 | 0.016613 | 260.8241 | 0 | 260.8241 | 0 | 261.1899 | -0.0024132 | 543.5427 | 0.00017411 | 260.8241 | 0 | 546.97 | 0.00026326 | 544.7065 | 0.038187 | 260.8241 | 0 | 819.4196 | 0.0020008 | 871.1814 | 0.00096697 | 634.945 | 0.0055885 | 1080.2449 | 0.0010552 | 1037.7023 | 0.012642 | 1298 | 0.059567 | 1014.5462 | 0 | 1014.5399 | 0.0035921
| 544.8627 | 0.015961 | 261.0309 | 0 | 261.0309 | 0 | 261.3976 | 0.00053164 | 543.6997 | 0.00026116 | 261.0309 | 0 | 547.1251 | 0.00015247 | 544.8627 | 0.040012 | 261.0309 | 0 | 819.4865 | 0.0020244 | 871.4215 | 0.00056479 | 635.069 | 0.0049677 | 1080.302 | 0.0010514 | 1037.8341 | 0.012559 | 1299 | 0.060596 | 1014.5966 | 0 | 1014.5903 | 0.003608
| 545.0189 | 0.016238 | 261.2378 | 0 | 261.2378 | 0 | 261.6053 | 0.0018675 | 543.8568 | 0.00017411 | 261.2378 | 0 | 547.2803 | 0.00023913 | 545.0189 | 0.037398 | 261.2378 | 0 | 819.5533 | 0.0023758 | 871.6616 | 0.00095223 | 635.192 | 0.0068751 | 1080.3592 | 0.0010475 | 1037.9661 | 0.012472 | 1300 | 0.063148 | 1014.647 | 0 | 1014.6408 | 0.0036374
| 545.175 | 0.017182 | 261.4448 | 0 | 261.4448 | 0 | 261.813 | -0.00253 | 544.0139 | 0 | 261.4448 | 0 | 547.4355 | 0.00017441 | 545.175 | 0.039514 | 261.4448 | 0 | 819.6201 | 0.0017148 | 871.9016 | 0.00058376 | 635.316 | 0.0046855 | 1080.4164 | 0.0010435 | 1038.098 | 0.012385 | 1301 | 0.064143 | 1014.6975 | 0 | 1014.6912 | 0.0036811
| 545.3312 | 0.017834 | 261.6517 | 0 | 261.6517 | 0 | 262.0207 | 0.0040906 | 544.1711 | 0 | 261.6517 | 0 | 547.5907 | 0.00023913 | 545.3312 | 0.036782 | 261.6517 | 0 | 819.687 | 0.0023204 | 872.1417 | 0.00092057 | 635.44 | 0.0049027 | 1080.4735 | 0.0010395 | 1038.2301 | 0.012294 | 1302 | 0.065144 | 1014.7479 | 0 | 1014.7416 | 0.0037359
| 545.4874 | 0.0096705 | 261.8586 | 0 | 261.8586 | 0 | 262.2284 | -0.001996 | 544.3282 | 0.00026116 | 261.8586 | 0 | 547.7459 | 0.00018757 | 545.4874 | 0.039652 | 261.8586 | 0 | 819.7538 | 0.0024085 | 872.3818 | 0.0005806 | 635.563 | 0.0030263 | 1080.5308 | 0.0010353 | 1038.3621 | 0.012195 | 1303 | 0.066249 | 1014.7984 | 0 | 1014.7921 | 0.0037978
| 545.6436 | 0.022808 | 262.0656 | 0 | 262.0656 | 0 | 262.4362 | 0.0048017 | 544.4853 | 0 | 262.0656 | 0 | 547.9011 | 0.00023254 | 545.6436 | 0.037302 | 262.0656 | 0 | 819.8207 | 0.0024106 | 872.6219 | 0.00092704 | 635.687 | 0.0047311 | 1080.5879 | 0.001031 | 1038.4941 | 0.012093 | 1304 | 0.067477 | 1014.8488 | 0 | 1014.8425 | 0.0038646
| 545.7998 | 0.013895 | 262.2726 | 0 | 262.2726 | 0 | 262.644 | -0.0062069 | 544.6424 | 0.00026116 | 262.2726 | 0 | 548.0563 | 0.00014808 | 545.7998 | 0.039886 | 262.2726 | 0 | 819.8876 | 0.0021641 | 872.862 | 0.00070557 | 635.811 | 0.0053675 | 1080.6451 | 0.0010267 | 1038.6262 | 0.012005 | 1305 | 0.070083 | 1014.8993 | 0 | 1014.8929 | 0.0039329
| 545.9561 | 0.0077905 | 262.4796 | 0 | 262.4796 | 0 | 262.8517 | 0.0066763 | 544.7996 | 0.00017411 | 262.4796 | 0 | 548.2115 | 0.00022377 | 545.9561 | 0.036966 | 262.4796 | 0 | 819.9544 | 0.0027774 | 873.1021 | 0.001014 | 635.934 | 0.0055203 | 1080.7023 | 0.0010222 | 1038.7584 | 0.011953 | 1306 | 0.071284 | 1014.9498 | 0 | 1014.9434 | 0.003998
| 546.1123 | 0.010046 | 262.6866 | 0 | 262.6866 | 0 | 263.0596 | -0.0020554 | 544.9567 | 0 | 262.6866 | 0 | 548.3668 | 0.00018647 | 546.1123 | 0.038353 | 262.6866 | 0 | 820.0214 | 0.0025446 | 873.3422 | 0.00059839 | 636.058 | 0.0049592 | 1080.7595 | 0.0010177 | 1038.8905 | 0.011962 | 1307 | 0.072553 | 1015.0002 | 0 | 1014.9939 | 0.0040568
| 546.2685 | 0.01117 | 262.8937 | 0 | 262.8937 | 0 | 263.2674 | 0.0048382 | 545.1139 | 0.00017411 | 262.8937 | 0 | 548.522 | 0.00024022 | 546.2685 | 0.036135 | 262.8937 | 0 | 820.0883 | 0.0020961 | 873.5823 | 0.0010766 | 636.182 | 0.00486 | 1080.8166 | 0.001013 | 1039.0227 | 0.012039 | 1308 | 0.073815 | 1015.0507 | 0 | 1015.0444 | 0.0041061
| 546.4248 | 0.013332 | 263.1007 | 0 | 263.1007 | 0 | 263.4752 | -0.009925 | 545.271 | 0.00078349 | 263.1007 | 0 | 548.6773 | 0.00020073 | 546.4248 | 0.03835 | 263.1007 | 0 | 820.1553 | 0.0015508 | 873.8224 | 0.00067353 | 636.306 | 0.0053028 | 1080.8739 | 0.0010083 | 1039.155 | 0.012181 | 1309 | 0.075071 | 1015.1011 | 0 | 1015.0948 | 0.004141
| 546.581 | 0.016989 | 263.3078 | 0 | 263.3078 | 0 | 263.6831 | 0.0031272 | 545.4282 | 0 | 263.3078 | 0 | 548.8325 | 0.00016783 | 546.581 | 0.037519 | 263.3078 | 0 | 820.2221 | 0.0016423 | 874.0626 | 0.0010654 | 636.43 | 0.0042639 | 1080.9311 | 0.0010035 | 1039.2872 | 0.012366 | 1310 | 0.076422 | 1015.1517 | 0 | 1015.1453 | 0.0041577
| 546.7373 | 0.016243 | 263.5149 | 0 | 263.5149 | 0 | 263.891 | -0.006282 | 545.5854 | 0.00078349 | 263.5149 | 0 | 548.9878 | 0.00017331 | 546.7373 | 0.040097 | 263.5149 | 0 | 820.2891 | 0.0016557 | 874.3027 | 0.00066441 | 636.554 | 0.0034721 | 1080.9884 | 0.00099866 | 1039.4196 | 0.01257 | 1311 | 0.079406 | 1015.2021 | 0 | 1015.1958 | 0.0041513
| 546.8935 | 0.018303 | 263.722 | 0 | 263.722 | 0 | 264.0988 | 0.0015634 | 545.7425 | 0 | 263.722 | 0 | 549.1431 | 0.00018867 | 546.8935 | 0.038335 | 263.722 | 0 | 820.356 | 0.0020065 | 874.5429 | 0.0010347 | 636.678 | 0.005221 | 1081.0457 | 0.0009937 | 1039.5519 | 0.012771 | 1312 | 0.080682 | 1015.2526 | 0 | 1015.2463 | 0.0041219
| 547.0498 | 0.011079 | 263.9291 | 0 | 263.9291 | 0 | 264.3067 | 0.00094733 | 545.8997 | 0.00078349 | 263.9291 | 0 | 549.2984 | 0.00023693 | 547.0498 | 0.039519 | 263.9291 | 0 | 820.423 | 0.0021455 | 874.783 | 0.00061905 | 636.802 | 0.0045645 | 1081.1029 | 0.00098866 | 1039.6843 | 0.012956 | 1313 | 0.081835 | 1015.3031 | 0 | 1015.2968 | 0.0040687
| 547.2061 | 0.02018 | 264.1363 | 0 | 264.1363 | 0 | 264.5146 | 0.005885 | 546.0569 | 0.0012188 | 264.1363 | 0 | 549.4537 | 0.00018647 | 547.2061 | 0.036891 | 264.1363 | 0 | 820.49 | 0.0025025 | 875.0232 | 0.0012068 | 636.927 | 0.0018345 | 1081.16 | 0.0009835 | 1039.8166 | 0.013119 | 1314 | 0.083228 | 1015.3536 | 0 | 1015.3473 | 0.0039956
| 547.3624 | 0.015492 | 264.3434 | 0 | 264.3434 | 0 | 264.7226 | -0.0037201 | 546.2141 | 0.00078349 | 264.3434 | 0 | 549.609 | 0.00016892 | 547.3624 | 0.038689 | 264.3435 | 0 | 820.557 | 0.0023662 | 875.2634 | 0.00067967 | 637.051 | 0.0051453 | 1081.2174 | 0.00097833 | 1039.9491 | 0.013256 | 1315 | 0.084881 | 1015.4041 | 0 | 1015.3978 | 0.0039083
| 547.5187 | 0.020556 | 264.5506 | 0 | 264.5506 | 0 | 264.9305 | 0.0030344 | 546.3713 | 0 | 264.5506 | 0 | 549.7644 | 0.00020622 | 547.5187 | 0.036669 | 264.5506 | 0 | 820.624 | 0.0016035 | 875.5036 | 0.001151 | 637.175 | 0.0062207 | 1081.2747 | 0.00097304 | 1040.0815 | 0.013359 | 1316 | 0.086493 | 1015.4547 | 0 | 1015.4483 | 0.0038137
| 547.675 | 0.017463 | 264.7578 | 0 | 264.7578 | 0 | 265.1385 | -0.0024221 | 546.5286 | 0 | 264.7578 | 0 | 549.9197 | 0.00018977 | 547.675 | 0.038976 | 264.7578 | 0 | 820.691 | 0.0018071 | 875.7437 | 0.00078046 | 637.299 | 0.0036779 | 1081.3319 | 0.00096768 | 1040.2141 | 0.01342 | 1317 | 0.08947 | 1015.5052 | 0 | 1015.4988 | 0.00372
| 547.8313 | 0.017083 | 264.965 | 0 | 264.965 | 0 | 265.3465 | -0.00073303 | 546.6858 | 0.00017411 | 264.965 | 0 | 550.0751 | 0.0001766 | 547.8313 | 0.036524 | 264.9651 | 0 | 820.7581 | 0.00242 | 875.984 | 0.0011972 | 637.424 | 0.0054493 | 1081.3892 | 0.00096224 | 1040.3467 | 0.013429 | 1318 | 0.091089 | 1015.5557 | 0 | 1015.5494 | 0.0036358
| 547.9877 | 0.01014 | 265.1723 | 0 | 265.1723 | 0 | 265.5545 | 0.0016905 | 546.843 | 0.00078349 | 265.1723 | 0 | 550.2304 | 0.00018209 | 547.9877 | 0.038009 | 265.1723 | 0 | 820.8251 | 0.0020417 | 876.2242 | 0.00085836 | 637.548 | 0.0063109 | 1081.4464 | 0.00095671 | 1040.4792 | 0.013383 | 1319 | 0.092708 | 1015.6062 | 0 | 1015.5998 | 0.0035659
| 548.144 | 0.015112 | 265.3795 | 0 | 265.3795 | 0 | 265.7625 | -0.0029552 | 547.0002 | 0.00069644 | 265.3795 | 0 | 550.3858 | 0.00020841 | 548.144 | 0.035534 | 265.3795 | 0 | 820.8922 | 0.0010135 | 876.4644 | 0.001265 | 637.673 | 0.0039495 | 1081.5037 | 0.00095111 | 1040.6118 | 0.013284 | 1320 | 0.094348 | 1015.6567 | 0 | 1015.6504 | 0.0035151
| 548.3004 | 0.01136 | 265.5868 | 0 | 265.5868 | 0 | 265.9706 | -0.0052524 | 547.1575 | 0.0013058 | 265.5868 | 0 | 550.5412 | 0.00020073 | 548.3004 | 0.038419 | 265.5868 | 0 | 820.9592 | 0.0015295 | 876.7046 | 0.00085475 | 637.797 | 0.004345 | 1081.561 | 0.00094547 | 1040.7445 | 0.013138 | 1321 | 0.096131 | 1015.7073 | 0 | 1015.7009 | 0.0034857
| 548.4567 | 0.021682 | 265.7941 | 0 | 265.7941 | 0 | 266.1786 | 0.0017991 | 547.3147 | 0.00017411 | 265.7941 | 0 | 550.6965 | 0.00022048 | 548.4567 | 0.037144 | 265.7941 | 0 | 821.0263 | 0.0018987 | 876.9448 | 0.0011412 | 637.922 | 0.0042508 | 1081.6183 | 0.00093971 | 1040.8771 | 0.012957 | 1322 | 0.097867 | 1015.7578 | 0 | 1015.7515 | 0.0034753
| 548.6131 | 0.011454 | 266.0014 | 0 | 266.0014 | 0 | 266.3867 | 0.00061258 | 547.472 | 0.00026116 | 266.0014 | 0 | 550.8519 | 0.00014699 | 548.6131 | 0.039388 | 266.0014 | 0 | 821.0934 | 0.001427 | 877.1851 | 0.00093927 | 638.046 | 0.0054821 | 1081.6755 | 0.00093387 | 1041.0099 | 0.01275 | 1323 | 0.099589 | 1015.8084 | 0 | 1015.8021 | 0.0034809
| 548.7694 | 0.0107 | 266.2087 | 0 | 266.2087 | 0 | 266.5947 | 0.002156 | 547.6293 | 0 | 266.2087 | 0 | 551.0074 | 0.00020841 | 548.7694 | 0.037334 | 266.2087 | 0 | 821.1605 | 0.0015761 | 877.4253 | 0.0013421 | 638.171 | 0.0026159 | 1081.7329 | 0.00092799 | 1041.1426 | 0.012534 | 1324 | 0.10338 | 1015.859 | 0 | 1015.8526 | 0.0034992
| 548.9258 | 0.012393 | 266.4161 | 0 | 266.4161 | 0 | 266.8028 | -0.002766 | 547.7865 | 0.00078349 | 266.4161 | 0 | 551.1628 | 0.00016125 | 548.9258 | 0.038965 | 266.416 | 0 | 821.2276 | 0.0014851 | 877.6656 | 0.00084902 | 638.296 | 0.0050254 | 1081.7902 | 0.00092198 | 1041.2754 | 0.01233 | 1325 | 0.10519 | 1015.9095 | 0 | 1015.9031 | 0.003523
| 549.0822 | 0.01192 | 266.6234 | 0 | 266.6234 | 0 | 267.011 | 0.004858 | 547.9438 | 0.00017411 | 266.6234 | 0 | 551.3182 | 0.00026216 | 549.0822 | 0.036482 | 266.6234 | 0 | 821.2947 | 0.002076 | 877.9058 | 0.0014018 | 638.421 | 0.0032695 | 1081.8475 | 0.00091593 | 1041.4082 | 0.012165 | 1326 | 0.10715 | 1015.96 | 0 | 1015.9537 | 0.0035476
| 549.2386 | 0.017088 | 266.8308 | 0 | 266.8308 | 0 | 267.2191 | -0.0081416 | 548.1011 | 0.00026116 | 266.8308 | 0 | 551.4736 | 0.00013931 | 549.2386 | 0.038055 | 266.8308 | 0 | 821.3618 | 0.0023686 | 878.1461 | 0.00099487 | 638.545 | 0.0040555 | 1081.9049 | 0.00090979 | 1041.541 | 0.012067 | 1327 | 0.10917 | 1016.0106 | 0 | 1016.0043 | 0.0035683
| 549.395 | 0.016426 | 267.0382 | 0 | 267.0382 | 0 | 267.4272 | 0.0045167 | 548.2584 | 0 | 267.0382 | 0 | 551.6291 | 0.00024242 | 549.395 | 0.036069 | 267.0382 | 0 | 821.429 | 0.002114 | 878.3864 | 0.001341 | 638.67 | 0.0041484 | 1081.9622 | 0.00090354 | 1041.6738 | 0.012055 | 1328 | 0.11108 | 1016.0612 | 0 | 1016.0549 | 0.003581
| 549.5514 | 0.019153 | 267.2456 | 0 | 267.2456 | 0 | 267.6354 | -0.0081074 | 548.4157 | 0.00026116 | 267.2456 | 0 | 551.7845 | 0.00015796 | 549.5514 | 0.038352 | 267.2456 | 0 | 821.4961 | 0.00099729 | 878.6267 | 0.00094932 | 638.795 | 0.0018247 | 1082.0195 | 0.00089722 | 1041.8068 | 0.01213 | 1329 | 0.11299 | 1016.1118 | 0 | 1016.1054 | 0.0035858
| 549.7078 | 0.019429 | 267.453 | 0 | 267.453 | 0 | 267.8436 | 0.0046318 | 548.573 | 0.00017411 | 267.453 | 0 | 551.94 | 0.00020183 | 549.7078 | 0.036378 | 267.453 | 0 | 821.5633 | 0.0015167 | 878.8669 | 0.0015565 | 638.92 | 0.004766 | 1082.0769 | 0.00089081 | 1041.9397 | 0.012274 | 1330 | 0.11498 | 1016.1623 | 0 | 1016.156 | 0.003581
| 549.8643 | 0.014177 | 267.6605 | 0 | 267.6605 | 0 | 268.0518 | -0.0027752 | 548.7303 | 0 | 267.6605 | 0 | 552.0955 | 0.00024461 | 549.8643 | 0.038644 | 267.6605 | 0 | 821.6304 | 0.0015967 | 879.1072 | 0.00099425 | 639.045 | 0.0045326 | 1082.1342 | 0.00088428 | 1042.0728 | 0.012452 | 1331 | 0.11912 | 1016.2129 | 0 | 1016.2066 | 0.0035707
| 550.0207 | 0.015956 | 267.8679 | 0 | 267.8679 | 0 | 268.2599 | 0.0066002 | 548.8876 | 0.00017411 | 267.8679 | 0 | 552.251 | 0.0001788 | 550.0207 | 0.036708 | 267.8679 | 0 | 821.6976 | 0.0017784 | 879.3475 | 0.0014903 | 639.17 | 0.0043182 | 1082.1915 | 0.00087768 | 1042.2057 | 0.012624 | 1332 | 0.12142 | 1016.2636 | 0 | 1016.2572 | 0.0035579
| 550.1772 | 0.016994 | 268.0754 | 0 | 268.0754 | 0 | 268.4682 | -0.0027765 | 549.045 | 0 | 268.0754 | 0 | 552.4065 | 0.00022487 | 550.1772 | 0.039033 | 268.0754 | 0 | 821.7648 | 0.0015651 | 879.5879 | 0.0011118 | 639.295 | 0.0055749 | 1082.2489 | 0.00087098 | 1042.3387 | 0.012756 | 1333 | 0.12369 | 1016.3142 | 0 | 1016.3078 | 0.0035476
| 550.3336 | 0.017364 | 268.2829 | 0 | 268.2829 | 0 | 268.6764 | 0.00086411 | 549.2023 | 0.00017411 | 268.2829 | 0 | 552.562 | 0.00018428 | 550.3336 | 0.036524 | 268.2829 | 0 | 821.832 | 0.0016244 | 879.8282 | 0.0015481 | 639.421 | 0.0040237 | 1082.3063 | 0.00086418 | 1042.4718 | 0.012828 | 1334 | 0.12593 | 1016.3647 | 0 | 1016.3584 | 0.0035444
| 550.4901 | 0.017369 | 268.4904 | 0 | 268.4904 | 0 | 268.8847 | -0.0071795 | 549.3596 | 0.00078349 | 268.4904 | 0 | 552.7175 | 0.00021499 | 550.4901 | 0.038156 | 268.4904 | 0 | 821.8992 | 0.0011648 | 880.0685 | 0.0010708 | 639.546 | 0.0033437 | 1082.3637 | 0.00085727 | 1042.605 | 0.012842 | 1335 | 0.12818 | 1016.4153 | 0 | 1016.409 | 0.0035516
| 550.6465 | 0.022057 | 268.6979 | 0 | 268.6979 | 0 | 269.093 | 0.0090417 | 549.517 | 0 | 268.6979 | 0 | 552.873 | 0.00024132 | 550.6465 | 0.035722 | 268.6979 | 0 | 821.9664 | 0.0021731 | 880.3089 | 0.001559 | 639.671 | 0.0041747 | 1082.421 | 0.00085025 | 1042.7382 | 0.01281 | 1336 | 0.13054 | 1016.4659 | 0 | 1016.4596 | 0.0035699
| 550.803 | 0.016712 | 268.9055 | 0 | 268.9055 | 0 | 269.3012 | -0.0041988 | 549.6744 | 0 | 268.9055 | 0 | 553.0285 | 0.00018099 | 550.803 | 0.037771 | 268.9055 | 0 | 822.0336 | 0.0020216 | 880.5492 | 0.0011853 | 639.796 | 0.003954 | 1082.4784 | 0.00084312 | 1042.8713 | 0.012753 | 1337 | 0.13304 | 1016.5166 | 0 | 1016.5103 | 0.0035977
| 550.9595 | 0.019148 | 269.113 | 0 | 269.113 | 0 | 269.5096 | 0.00041885 | 549.8317 | 0.00017411 | 269.113 | 0 | 553.1841 | 0.00025339 | 550.9595 | 0.036097 | 269.113 | 0 | 822.1009 | 0.0025426 | 880.7895 | 0.0012063 | 639.922 | 0.0033835 | 1082.5359 | 0.0008359 | 1043.0045 | 0.012687 | 1338 | 0.1355 | 1016.5672 | 0 | 1016.5608 | 0.0036318
| 551.116 | 0.010328 | 269.3206 | 0 | 269.3206 | 0 | 269.7179 | -0.0031384 | 549.9891 | 0.00026116 | 269.3206 | 0 | 553.3396 | 0.0001437 | 551.116 | 0.038555 | 269.3206 | 0 | 822.1682 | 0.002065 | 881.0299 | 0.0016486 | 640.047 | 0.0033934 | 1082.5933 | 0.00082853 | 1043.1378 | 0.012622 | 1339 | 0.14017 | 1016.6178 | 0 | 1016.6115 | 0.003666
| 551.2725 | 0.019335 | 269.5282 | 0 | 269.5282 | 0 | 269.9262 | 0.0040545 | 550.1465 | 0.00017411 | 269.5282 | 0 | 553.4952 | 0.00030165 | 551.2725 | 0.036826 | 269.5282 | 0 | 822.2354 | 0.0020781 | 881.2703 | 0.001358 | 640.173 | 0.0053964 | 1082.6506 | 0.00082103 | 1043.271 | 0.012555 | 1340 | 0.1426 | 1016.6685 | 0 | 1016.6621 | 0.0036946
| 551.429 | 0.01521 | 269.7359 | 0 | 269.7359 | 0 | 270.1346 | -0.00052124 | 550.3039 | 0.00026116 | 269.7359 | 0 | 553.6508 | 0.00012285 | 551.429 | 0.039183 | 269.7359 | 0 | 822.3027 | 0.0019631 | 881.5107 | 0.0017695 | 640.298 | 0.004097 | 1082.708 | 0.0008134 | 1043.4044 | 0.012476 | 1341 | 0.14517 | 1016.7191 | 0 | 1016.7128 | 0.0037113
| 551.5855 | 0.01896 | 269.9435 | 0 | 269.9435 | 0 | 270.3429 | 0.0067338 | 550.4612 | 0.00017411 | 269.9435 | 0 | 553.8064 | 0.00030604 | 551.5855 | 0.036743 | 269.9435 | 0 | 822.37 | 0.0017068 | 881.751 | 0.0014289 | 640.424 | 0.0055763 | 1082.7655 | 0.00080568 | 1043.5377 | 0.012375 | 1342 | 0.1478 | 1016.7697 | 0 | 1016.7634 | 0.0037121
| 551.7421 | 0.019059 | 270.1511 | 0 | 270.1511 | 0 | 270.5513 | -0.005135 | 550.6186 | 0.00026116 | 270.1511 | 0 | 553.962 | 0.0001437 | 551.7421 | 0.038342 | 270.1511 | 0 | 822.4373 | 0.0020353 | 881.9914 | 0.0018152 | 640.549 | 0.0043397 | 1082.8229 | 0.00079778 | 1043.6711 | 0.012243 | 1343 | 0.15045 | 1016.8204 | 0 | 1016.814 | 0.003697
| 551.8986 | 0.021213 | 270.3588 | 0 | 270.3588 | 0 | 270.7597 | 0.0032362 | 550.776 | 0 | 270.3588 | 0 | 554.1176 | 0.00023474 | 551.8986 | 0.036504 | 270.3588 | 0 | 822.5046 | 0.0025638 | 882.2318 | 0.001456 | 640.675 | 0.0045687 | 1082.8804 | 0.00078977 | 1043.8046 | 0.012076 | 1344 | 0.15311 | 1016.871 | 0 | 1016.8647 | 0.0036684
| 552.0552 | 0.014271 | 270.5665 | 0 | 270.5665 | 0 | 270.9681 | -0.0012283 | 550.9335 | 0 | 270.5665 | 0 | 554.2732 | 0.00015028 | 552.0552 | 0.03828 | 270.5665 | 0 | 822.572 | 0.0015105 | 882.4722 | 0.0019726 | 640.801 | 0.0063699 | 1082.9377 | 0.00078159 | 1043.938 | 0.01188 | 1345 | 0.15591 | 1016.9217 | 0 | 1016.9153 | 0.0036294
| 552.2117 | 0.018772 | 270.7742 | 0 | 270.7742 | 0 | 271.1766 | 0.0040773 | 551.0909 | 0 | 270.7742 | 0 | 554.4288 | 0.00029287 | 552.2117 | 0.035996 | 270.7742 | 0 | 822.6393 | 0.0012043 | 882.7126 | 0.0015078 | 640.926 | 0.0026659 | 1082.9952 | 0.00077329 | 1044.0715 | 0.011668 | 1346 | 0.15885 | 1016.9724 | 0 | 1016.966 | 0.0035881
| 552.3683 | 0.0056333 | 270.9819 | 0 | 270.9819 | 0 | 271.385 | -0.0051776 | 551.2483 | 0.00026116 | 270.9819 | 0 | 554.5844 | 0.00015686 | 552.3683 | 0.036745 | 270.9819 | 0 | 822.7067 | 0.0017965 | 882.9531 | 0.0019851 | 641.052 | 0.0058133 | 1083.0526 | 0.00076481 | 1044.205 | 0.011463 | 1347 | 0.16136 | 1017.023 | 0 | 1017.0167 | 0.00355
| 552.5248 | 0.013047 | 271.1897 | 0 | 271.1897 | 0 | 271.5935 | 0.001635 | 551.4057 | 0 | 271.1897 | 0 | 554.7401 | 0.00026984 | 552.5248 | 0.034397 | 271.1897 | 0 | 822.774 | 0.0019391 | 883.1935 | 0.0016244 | 641.178 | 0.0040987 | 1083.1101 | 0.0007562 | 1044.3385 | 0.011289 | 1348 | 0.16663 | 1017.0737 | 0 | 1017.0674 | 0.0035214
| 552.6814 | 0.015867 | 271.3974 | 0 | 271.3974 | 0 | 271.802 | 0.0018986 | 551.5632 | 0.0013058 | 271.3974 | 0 | 554.8957 | 0.00012724 | 552.6814 | 0.036936 | 271.3974 | 0 | 822.8414 | 0.0016443 | 883.4339 | 0.0020918 | 641.304 | 0.002973 | 1083.1676 | 0.00074744 | 1044.4722 | 0.011174 | 1349 | 0.16969 | 1017.1244 | 0 | 1017.118 | 0.0035055
| 552.838 | 0.012765 | 271.6052 | 0 | 271.6052 | 0 | 272.0105 | 0.002155 | 551.7206 | 0.00017411 | 271.6052 | 0 | 555.0514 | 0.00020732 | 552.838 | 0.035322 | 271.6052 | 0 | 822.9088 | 0.00098794 | 883.6744 | 0.0016564 | 641.43 | 0.0032136 | 1083.225 | 0.00073847 | 1044.6057 | 0.01114 | 1350 | 0.17233 | 1017.1751 | 0 | 1017.1687 | 0.0035023
| 552.9946 | 0.014177 | 271.813 | 0 | 271.813 | 0 | 272.219 | -0.00060352 | 551.8781 | 0.00078349 | 271.813 | 0 | 555.207 | 0.00027423 | 552.9946 | 0.037774 | 271.813 | 0 | 822.9761 | 0.00082444 | 883.9148 | 0.0021811 | 641.556 | 0.0028085 | 1083.2825 | 0.00072938 | 1044.7394 | 0.011201 | 1351 | 0.17496 | 1017.2258 | 0 | 1017.2194 | 0.0035103
| 553.1512 | 0.022996 | 272.0208 | 0 | 272.0208 | 0 | 272.4275 | 0.0077331 | 552.0355 | 0 | 272.0208 | 0 | 555.3627 | 0.0001415 | 553.1512 | 0.035367 | 272.0208 | 0 | 823.0435 | 0.0015864 | 884.1553 | 0.0016223 | 641.682 | 0.00391 | 1083.34 | 0.00072012 | 1044.8732 | 0.011357 | 1352 | 0.17749 | 1017.2764 | 0 | 1017.2701 | 0.0035246
| 553.3078 | 0.02488 | 272.2286 | 0 | 272.2286 | 0 | 272.6361 | -0.0018325 | 552.193 | 0 | 272.2286 | 0 | 555.5184 | 0.00022158 | 553.3078 | 0.03704 | 272.2286 | 0 | 823.111 | 0.0019492 | 884.3958 | 0.00244 | 641.808 | 0.0062795 | 1083.3975 | 0.00071069 | 1045.0068 | 0.011599 | 1353 | 0.18031 | 1017.3271 | 0 | 1017.3208 | 0.0035389
| 553.4644 | 0.022996 | 272.4365 | 0 | 272.4365 | 0 | 272.8446 | 0.0039346 | 552.3505 | 0 | 272.4365 | 0 | 555.6741 | 0.0002139 | 553.4644 | 0.034289 | 272.4365 | 0 | 823.1784 | 0.0017065 | 884.6362 | 0.0018848 | 641.934 | 0.0039868 | 1083.455 | 0.00070108 | 1045.1406 | 0.01191 | 1354 | 0.18224 | 1017.3779 | 0 | 1017.3715 | 0.0035468
| 553.6211 | 0.0066661 | 272.6443 | 0 | 272.6443 | 0 | 273.0532 | -0.001532 | 552.508 | 0.00026116 | 272.6443 | 0 | 555.8298 | 0.00019635 | 553.6211 | 0.036977 | 272.6443 | 0 | 823.2459 | 0.0019479 | 884.8767 | 0.002364 | 642.06 | 0.0038771 | 1083.5124 | 0.00069131 | 1045.2744 | 0.012261 | 1355 | 0.18368 | 1017.4286 | 0 | 1017.4222 | 0.0035437
| 553.7777 | 0.016238 | 272.8522 | 0 | 272.8522 | 0 | 273.2618 | 0.0016566 | 552.6655 | 0 | 272.8522 | 0 | 555.9855 | 0.00026326 | 553.7777 | 0.035355 | 272.8522 | 0 | 823.3133 | 0.0016003 | 885.1172 | 0.0019362 | 642.187 | 0.006689 | 1083.57 | 0.00068135 | 1045.4082 | 0.01262 | 1356 | 0.1869 | 1017.4793 | 0 | 1017.473 | 0.0035262
| 553.9343 | 0.015961 | 273.0601 | 0 | 273.0601 | 0 | 273.4704 | -0.0037758 | 552.823 | 0.00078349 | 273.0601 | 0 | 556.1413 | 0.00016673 | 553.9343 | 0.03757 | 273.0601 | 0 | 823.3807 | 0.0019342 | 885.3577 | 0.002557 | 642.313 | 0.0025672 | 1083.6274 | 0.00067123 | 1045.5421 | 0.012951 | 1357 | 0.19062 | 1017.53 | 0 | 1017.5237 | 0.0034936
| 554.091 | 0.017928 | 273.268 | 0 | 273.268 | 0 | 273.679 | 0.0075988 | 552.9805 | 0.00017411 | 273.268 | 0 | 556.297 | 0.00019744 | 554.091 | 0.034953 | 273.268 | 0 | 823.4482 | 0.0016191 | 885.5982 | 0.0019163 | 642.439 | 0.0040472 | 1083.6849 | 0.00066092 | 1045.676 | 0.013218 | 1358 | 0.19372 | 1017.5807 | 0 | 1017.5744 | 0.0034499
| 554.2477 | 0.018684 | 273.476 | 0 | 273.476 | 0 | 273.8877 | 0.00015675 | 553.138 | 0.00026116 | 273.476 | 0 | 556.4528 | 0.00024461 | 554.2477 | 0.036752 | 273.476 | 0 | 823.5157 | 0.0020852 | 885.8387 | 0.0026701 | 642.566 | 0.0035135 | 1083.7424 | 0.00065044 | 1045.8099 | 0.01339 | 1359 | 0.19777 | 1017.6315 | 0 | 1017.6251 | 0.0034007
| 554.4043 | 0.021119 | 273.6839 | 0 | 273.6839 | 0 | 274.0963 | -0.0037221 | 553.2955 | 0 | 273.6839 | 0 | 556.6085 | 0.00021499 | 554.4043 | 0.035047 | 273.6839 | 0 | 823.5832 | 0.0016855 | 886.0792 | 0.0020663 | 642.692 | 0.0028069 | 1083.8001 | 0.00063982 | 1045.944 | 0.013452 | 1360 | 0.1993 | 1017.6822 | 0 | 1017.6758 | 0.003353
| 554.561 | 0.0089194 | 273.8919 | 0 | 273.8919 | 0 | 274.305 | -0.00054473 | 553.453 | 0.00026116 | 273.8919 | 0 | 556.7643 | 0.00025119 | 554.561 | 0.037564 | 273.8919 | 0 | 823.6507 | 0.0013354 | 886.3198 | 0.0026821 | 642.819 | 0.0042227 | 1083.8575 | 0.00062899 | 1046.0779 | 0.013403 | 1361 | 0.19837 | 1017.7329 | 0 | 1017.7266 | 0.0033133
| 554.7177 | 0.013798 | 274.0999 | 0 | 274.0999 | 0 | 274.5137 | 0.0072587 | 553.6105 | 0.00017411 | 274.0999 | 0 | 556.9201 | 0.0002139 | 554.7177 | 0.035541 | 274.0999 | 0 | 823.7182 | 0.0020225 | 886.5603 | 0.0022853 | 642.945 | 0.0049811 | 1083.915 | 0.00061799 | 1046.2119 | 0.013258 | 1362 | 0.20149 | 1017.7837 | 0 | 1017.7773 | 0.0032879
| 554.8744 | 0.018684 | 274.3079 | 0 | 274.3079 | 0 | 274.7224 | -0.0012869 | 553.7681 | 0.00078349 | 274.3079 | 0 | 557.0759 | 0.00016454 | 554.8744 | 0.036752 | 274.3079 | 0 | 823.7857 | 0.0014145 | 886.8008 | 0.0028506 | 643.072 | 0.0045755 | 1083.9727 | 0.00060435 | 1046.3461 | 0.013048 | 1363 | 0.20843 | 1017.8344 | 0 | 1017.8281 | 0.0032783
| 555.0311 | 0.014455 | 274.5159 | 0 | 274.5159 | 0 | 274.9312 | 0.0012196 | 553.9256 | 0 | 274.5159 | 0 | 557.2316 | 0.00024571 | 555.0311 | 0.034018 | 274.5159 | 0 | 823.8532 | 0.0029266 | 887.0414 | 0.0023446 | 643.198 | 0.0041699 | 1084.0302 | 0.00059411 | 1046.4801 | 0.01281 | 1364 | 0.20918 | 1017.8852 | 0 | 1017.8789 | 0.0032855
| 555.1878 | 0.01305 | 274.7239 | 0 | 274.7239 | 0 | 275.1399 | 0.00016489 | 554.0832 | 0.00026116 | 274.7239 | 0 | 557.3875 | 0.00019196 | 555.1878 | 0.036123 | 274.7239 | 0 | 823.9207 | 0.002534 | 887.282 | 0.0030073 | 643.325 | 0.0036715 | 1084.0878 | 0.00058387 | 1046.6143 | 0.012584 | 1365 | 0.21079 | 1017.9359 | 0 | 1017.9296 | 0.0033069
| 555.3445 | 0.026844 | 274.932 | 0 | 274.932 | 0 | 275.3486 | -1.4513e-05 | 554.2407 | 0.00017411 | 274.932 | 0 | 557.5433 | 0.00026326 | 555.3445 | 0.034555 | 274.932 | 0 | 823.9883 | 0.0011117 | 887.5225 | 0.0025401 | 643.452 | 0.0038465 | 1084.1453 | 0.00057362 | 1046.7484 | 0.012403 | 1366 | 0.21664 | 1017.9867 | 0 | 1017.9804 | 0.0033379
| 555.5013 | 0.015022 | 275.14 | 0 | 275.14 | 0 | 275.5574 | -0.0038505 | 554.3983 | 0.00026116 | 275.14 | 0 | 557.6991 | 0.00019964 | 555.5013 | 0.036988 | 275.14 | 0 | 824.0558 | 0.0019297 | 887.7631 | 0.0031868 | 643.579 | 0.0038139 | 1084.2029 | 0.00055826 | 1046.8827 | 0.012291 | 1367 | 0.2176 | 1018.0375 | 0 | 1018.0311 | 0.003376
| 555.658 | 0.02018 | 275.3481 | 0 | 275.3481 | 0 | 275.7662 | -0.0026955 | 554.5559 | 0.00017411 | 275.3481 | 0 | 557.8549 | 0.00019964 | 555.658 | 0.034465 | 275.3481 | 0 | 824.1235 | 0.0018223 | 888.0037 | 0.0026294 | 643.705 | 0.0030806 | 1084.2605 | 0.00054801 | 1047.0168 | 0.012254 | 1368 | 0.21655 | 1018.0883 | 0 | 1018.0819 | 0.0034189
| 555.8147 | 0.0051638 | 275.5562 | 0 | 275.5562 | 0 | 275.975 | -0.0070903 | 554.7135 | 0.00078349 | 275.5562 | 0 | 558.0108 | 0.00019854 | 555.8147 | 0.036106 | 275.5562 | 0 | 824.191 | 0.0013795 | 888.2442 | 0.0030888 | 643.832 | 0.0026546 | 1084.318 | 0.00053777 | 1047.1511 | 0.012285 | 1369 | 0.21986 | 1018.139 | 0 | 1018.1327 | 0.0034658
| 555.9715 | 0.01652 | 275.7644 | 0 | 275.7644 | 0 | 276.1838 | 0.005625 | 554.871 | 0.00017411 | 275.7644 | 0 | 558.1666 | 0.00022596 | 555.9715 | 0.033482 | 275.7644 | 0 | 824.2587 | 0.0014296 | 888.4849 | 0.0027213 | 643.959 | 0.0046939 | 1084.3756 | 0.00052241 | 1047.2855 | 0.012365 | 1370 | 0.22331 | 1018.1898 | 0 | 1018.1835 | 0.0035166
| 556.1282 | 0.02366 | 275.9725 | 0 | 275.9725 | 0 | 276.3926 | 0.0015543 | 555.0286 | 0 | 275.9725 | 0 | 558.3225 | 0.00019854 | 556.1282 | 0.035682 | 275.9725 | 0 | 824.3262 | 0.0020297 | 888.7255 | 0.0034392 | 644.086 | 0.0034107 | 1084.4332 | 0.00051216 | 1047.4198 | 0.012467 | 1371 | 0.22485 | 1018.2406 | 0 | 1018.2342 | 0.0035707
| 556.285 | 0.02187 | 276.1807 | 0 | 276.1807 | 0 | 276.6015 | 0.0050019 | 555.1862 | 0 | 276.1807 | 0 | 558.4784 | 0.00027094 | 556.285 | 0.034314 | 276.1807 | 0 | 824.3939 | 0.00080551 | 888.9661 | 0.0029816 | 644.213 | 0.0057357 | 1084.4908 | 0.00050192 | 1047.5542 | 0.012565 | 1372 | 0.23375 | 1018.2914 | 0 | 1018.285 | 0.0036279
| 556.4418 | 0.017557 | 276.3888 | 0 | 276.3888 | 0 | 276.8104 | 0.0028114 | 555.3439 | 0.00078349 | 276.3888 | 0 | 558.6343 | 0.00015028 | 556.4418 | 0.036679 | 276.3888 | 0 | 824.4615 | 0.0013976 | 889.2067 | 0.003603 | 644.34 | 0.0036555 | 1084.5485 | 0.00048655 | 1047.6886 | 0.012635 | 1373 | 0.23697 | 1018.3422 | 0 | 1018.3359 | 0.0036835
| 556.5986 | 0.014267 | 276.597 | 0 | 276.597 | 0 | 277.0193 | 0.00051876 | 555.5015 | 0.00017411 | 276.597 | 0 | 558.7901 | 0.0002468 | 556.5986 | 0.034737 | 276.597 | 0 | 824.5292 | 0.0021232 | 889.4473 | 0.003148 | 644.467 | 0.0041034 | 1084.6061 | 0.00047631 | 1047.8231 | 0.012659 | 1374 | 0.23855 | 1018.393 | 0 | 1018.3867 | 0.0037343
| 556.7554 | 0.011079 | 276.8052 | 0 | 276.8052 | 0 | 277.2281 | -0.0020283 | 555.6591 | 0.00078349 | 276.8052 | 0 | 558.9461 | 0.00023145 | 556.7554 | 0.036843 | 276.8052 | 0 | 824.5968 | 0.0029252 | 889.6879 | 0.0037012 | 644.595 | 0.0050634 | 1084.6637 | 0.00046095 | 1047.9575 | 0.012629 | 1375 | 0.23949 | 1018.4438 | 0 | 1018.4374 | 0.0037772
| 556.9122 | 0.019429 | 277.0135 | 0 | 277.0135 | 0 | 277.4371 | 0.0023436 | 555.8167 | 0 | 277.0135 | 0 | 559.102 | 0.00019964 | 556.9122 | 0.034775 | 277.0135 | 0 | 824.6645 | 0.0027553 | 889.9286 | 0.0034064 | 644.722 | 0.002763 | 1084.7213 | 0.0004507 | 1048.092 | 0.012545 | 1376 | 0.24027 | 1018.4946 | 0 | 1018.4883 | 0.0038098
| 557.069 | 0.0094827 | 277.2217 | 0 | 277.2217 | 0 | 277.646 | -0.005487 | 555.9744 | 0.00026116 | 277.2217 | 0 | 559.2579 | 0.00026984 | 557.069 | 0.037502 | 277.2217 | 0 | 824.7322 | 0.002446 | 890.1692 | 0.0039633 | 644.849 | 0.0042662 | 1084.7789 | 0.00043534 | 1048.2267 | 0.012417 | 1377 | 0.24107 | 1018.5455 | 0 | 1018.5391 | 0.003832
| 557.2258 | 0.015393 | 277.43 | 0 | 277.43 | 0 | 277.8549 | -0.0022921 | 556.132 | 0.00017411 | 277.43 | 0 | 559.4138 | 0.00011188 | 557.2258 | 0.034925 | 277.43 | 0 | 824.7999 | 0.0028681 | 890.4099 | 0.0035375 | 644.977 | 0.0049848 | 1084.8365 | 0.00041997 | 1048.3612 | 0.012265 | 1378 | 0.24238 | 1018.5963 | 0 | 1018.5899 | 0.0038471
| 557.3826 | 0.014271 | 277.6383 | 0 | 277.6383 | 0 | 278.0639 | -0.0052889 | 556.2896 | 0.00026116 | 277.6383 | 0 | 559.5698 | 0.00030823 | 557.3826 | 0.036697 | 277.6383 | 0 | 824.8676 | 0.0017496 | 890.6505 | 0.0040288 | 645.104 | 0.0076386 | 1084.8942 | 0.00040973 | 1048.4959 | 0.012114 | 1379 | 0.2428 | 1018.6471 | 0 | 1018.6408 | 0.0038598
| 557.5395 | 0.024967 | 277.8465 | 0 | 277.8465 | 0 | 278.2729 | 0.0050951 | 556.4473 | 0.00017411 | 277.8465 | 0 | 559.7257 | 0.0001404 | 557.5395 | 0.033939 | 277.8465 | 0 | 824.9353 | 0.00187 | 890.8912 | 0.0036357 | 645.231 | 0.0048487 | 1084.9518 | 0.00039437 | 1048.6305 | 0.011983 | 1380 | 0.24117 | 1018.6979 | 0 | 1018.6916 | 0.0038733
| 557.6963 | 0.011454 | 278.0549 | 0 | 278.0549 | 0 | 278.4819 | -0.0041822 | 556.605 | 0 | 278.0549 | 0 | 559.8817 | 0.00027532 | 557.6963 | 0.035639 | 278.0549 | 0 | 825.003 | 0.0011695 | 891.1319 | 0.0043891 | 645.359 | 0.0059519 | 1085.0095 | 0.00038412 | 1048.7653 | 0.011891 | 1381 | 0.24308 | 1018.7488 | 0 | 1018.7424 | 0.0038908
| 557.8531 | 0.018115 | 278.2632 | 0 | 278.2632 | 0 | 278.6909 | 0.0073338 | 556.7626 | 0.00017411 | 278.2632 | 0 | 560.0376 | 0.0001777 | 557.8531 | 0.033752 | 278.2632 | 0 | 825.0707 | 0.0020256 | 891.3726 | 0.0040288 | 645.486 | 0.0021964 | 1085.0671 | 0.00036876 | 1048.8999 | 0.011846 | 1382 | 0.24565 | 1018.7996 | 0 | 1018.7933 | 0.0039122
| 558.01 | 0.017651 | 278.4715 | 0 | 278.4715 | 0 | 278.8999 | -7.0086e-05 | 556.9203 | 0.00078349 | 278.4715 | 0 | 560.1936 | 0.00020841 | 558.01 | 0.035017 | 278.4715 | 0 | 825.1385 | 0.001916 | 891.6133 | 0.0046511 | 645.614 | 0.0050684 | 1085.1248 | 0.00035851 | 1049.0347 | 0.011851 | 1383 | 0.24944 | 1018.8505 | 0 | 1018.8441 | 0.0039345
| 558.1669 | 0.026 | 278.6799 | 0 | 278.6799 | 0 | 279.1089 | 0.0013919 | 557.078 | 0.00017411 | 278.6799 | 0 | 560.3496 | 0.00024132 | 558.1669 | 0.033887 | 278.6799 | 0 | 825.2062 | 0.0017656 | 891.854 | 0.0042253 | 645.742 | 0.0031971 | 1085.1825 | 0.00034315 | 1049.1694 | 0.011904 | 1384 | 0.25794 | 1018.9013 | 0 | 1018.895 | 0.0039535
| 558.3237 | 0.012487 | 278.8883 | 0 | 278.8883 | 0 | 279.318 | 0.0019872 | 557.2357 | 0.00026116 | 278.8883 | 0 | 560.5056 | 0.00019744 | 558.3237 | 0.035604 | 278.8883 | 0 | 825.274 | 0.0011916 | 892.0947 | 0.0048476 | 645.869 | 0.0038782 | 1085.2401 | 0.00033291 | 1049.3043 | 0.011999 | 1385 | 0.26422 | 1018.9522 | 0 | 1018.9459 | 0.0039631
| 558.4806 | 0.016707 | 279.0967 | 0 | 279.0967 | 0 | 279.5271 | 0.0033087 | 557.3934 | 0 | 279.0967 | 0 | 560.6616 | 0.00023035 | 558.4806 | 0.034497 | 279.0967 | 0 | 825.3418 | 0.0013787 | 892.3354 | 0.0043563 | 645.997 | 0.0046919 | 1085.2978 | 0.00031754 | 1049.4392 | 0.012128 | 1386 | 0.27086 | 1019.0031 | 0 | 1018.9967 | 0.0039599
| 558.6375 | 0.012581 | 279.3051 | 0 | 279.3051 | 0 | 279.7362 | -0.0064849 | 557.5511 | 0.00078349 | 279.3051 | 0 | 560.8176 | 0.00022487 | 558.6375 | 0.035385 | 279.3051 | 0 | 825.4096 | 0.0023731 | 892.5761 | 0.0048804 | 646.125 | 0.0053009 | 1085.3556 | 0.00030218 | 1049.5741 | 0.012281 | 1387 | 0.27645 | 1019.054 | 0 | 1019.0476 | 0.0039408
| 558.7944 | 0.017458 | 279.5135 | 0 | 279.5135 | 0 | 279.9453 | 0.0080554 | 557.7088 | 0.00017411 | 279.5135 | 0 | 560.9737 | 0.00019854 | 558.7944 | 0.033788 | 279.5135 | 0 | 825.4775 | 0.001903 | 892.8169 | 0.0045856 | 646.253 | 0.0050358 | 1085.4132 | 0.00029193 | 1049.709 | 0.012448 | 1388 | 0.27942 | 1019.1048 | 0 | 1019.0984 | 0.0039091
| 558.9513 | 0.01474 | 279.722 | 0 | 279.722 | 0 | 280.1544 | -0.0013697 | 557.8665 | 0 | 279.722 | 0 | 561.1297 | 0.00027423 | 558.9513 | 0.035888 | 279.722 | 0 | 825.5452 | 0.0016589 | 893.0576 | 0.0051424 | 646.381 | 0.0052329 | 1085.4709 | 0.00027657 | 1049.844 | 0.01262 | 1389 | 0.28636 | 1019.1557 | 0 | 1019.1494 | 0.0038678
| 559.1082 | 0.021119 | 279.9305 | 0 | 279.9305 | 0 | 280.3635 | 0.0036561 | 558.0242 | 0 | 279.9305 | 0 | 561.2858 | 0.00018209 | 559.1082 | 0.035085 | 279.9305 | 0 | 825.613 | 0.0019977 | 893.2983 | 0.0046183 | 646.509 | 0.0038452 | 1085.5287 | 0.00026632 | 1049.979 | 0.012789 | 1390 | 0.29449 | 1019.2066 | 0 | 1019.2003 | 0.0038241
| 559.2652 | 0.019623 | 280.1389 | 0 | 280.1389 | 0 | 280.5727 | -0.0038463 | 558.182 | 0.00078349 | 280.1389 | 0 | 561.4418 | 0.00027532 | 559.2652 | 0.036982 | 280.1389 | 0 | 825.6808 | 0.0022435 | 893.5391 | 0.0053389 | 646.637 | 0.0023756 | 1085.5864 | 0.00025608 | 1050.114 | 0.012945 | 1391 | 0.29957 | 1019.2574 | 0 | 1019.2511 | 0.0037843
| 559.4221 | 0.024967 | 280.3474 | 0 | 280.3474 | 0 | 280.7819 | 0.0029701 | 558.3397 | 0.00017411 | 280.3474 | 0 | 561.5979 | 0.00018209 | 559.4221 | 0.034576 | 280.3474 | 0 | 825.7487 | 0.0019659 | 893.7799 | 0.0049459 | 646.765 | 0.0034598 | 1085.644 | 0.00024072 | 1050.2491 | 0.01308 | 1392 | 0.305 | 1019.3084 | 0 | 1019.302 | 0.003755
| 559.579 | 0.015961 | 280.556 | 0 | 280.556 | 0 | 280.9911 | -0.0031151 | 558.4975 | 0 | 280.556 | 0 | 561.754 | 0.00022925 | 559.579 | 0.036152 | 280.556 | 0 | 825.8165 | 0.0016858 | 894.0206 | 0.0056992 | 646.893 | 0.0037528 | 1085.7018 | 0.00023047 | 1050.3843 | 0.013179 | 1393 | 0.31329 | 1019.3592 | 0 | 1019.3529 | 0.0037391
| 559.736 | 0.015956 | 280.7645 | 0 | 280.7645 | 0 | 281.2003 | 0.00043976 | 558.6552 | 0 | 280.7645 | 0 | 561.91 | 0.00026436 | 559.736 | 0.033466 | 280.7645 | 0 | 825.8844 | 0.0014217 | 894.2614 | 0.0052734 | 647.021 | 0.0036052 | 1085.7595 | 0.00021511 | 1050.5194 | 0.013229 | 1394 | 0.31603 | 1019.4102 | 0 | 1019.4038 | 0.0037375
| 559.8929 | 0.015492 | 280.9731 | 0 | 280.9731 | 0 | 281.4095 | -2.982e-05 | 558.813 | 0.00026116 | 280.9731 | 0 | 562.0661 | 0.00011627 | 559.8929 | 0.035295 | 280.9731 | 0 | 825.9523 | 0.0020239 | 894.5022 | 0.005863 | 647.149 | 0.0038553 | 1085.8173 | 0.00020487 | 1050.6545 | 0.013217 | 1395 | 0.31799 | 1019.4611 | 0 | 1019.4547 | 0.0037478
| 560.0499 | 0.022151 | 281.1816 | 0 | 281.1816 | 0 | 281.6187 | -0.00062636 | 558.9707 | 0 | 281.1816 | 0 | 562.2222 | 0.00037185 | 560.0499 | 0.032914 | 281.1816 | 0 | 826.0201 | 0.0015254 | 894.743 | 0.0055355 | 647.277 | 0.004409 | 1085.875 | 0.00019462 | 1050.7898 | 0.013137 | 1396 | 0.32671 | 1019.512 | 0 | 1019.5057 | 0.0037685
| 560.2069 | 0.0066661 | 281.3902 | 0 | 281.3902 | 0 | 281.8279 | -0.0026081 | 559.1285 | 0 | 281.3902 | 0 | 562.3784 | 0.00012285 | 560.2069 | 0.036007 | 281.3902 | 0 | 826.0881 | 0.0019523 | 894.9838 | 0.0061578 | 647.406 | 0.0036037 | 1085.9327 | 0.00017926 | 1050.925 | 0.012986 | 1397 | 0.33891 | 1019.5629 | 0 | 1019.5566 | 0.0037939
| 560.3639 | 0.018585 | 281.5988 | 0 | 281.5988 | 0 | 282.0372 | 0.0038601 | 559.2863 | 0.00017411 | 281.5988 | 0 | 562.5345 | 0.00033675 | 560.3639 | 0.033945 | 281.5988 | 0 | 826.1559 | 0.0019598 | 895.2246 | 0.0056992 | 647.534 | 0.0044803 | 1085.9906 | 0.00016901 | 1051.0603 | 0.012768 | 1398 | 0.34655 | 1019.6138 | 0 | 1019.6075 | 0.0038201
| 560.5209 | 0.0066661 | 281.8075 | 0 | 281.8075 | 0 | 282.2465 | 0.0014536 | 559.4441 | 0.00078349 | 281.8075 | 0 | 562.6906 | 0.00014808 | 560.5209 | 0.036491 | 281.8075 | 0 | 826.2239 | 0.0023212 | 895.4654 | 0.0064198 | 647.663 | 0.0040351 | 1086.0483 | 0.00015877 | 1051.1956 | 0.012492 | 1399 | 0.34789 | 1019.6648 | 0 | 1019.6585 | 0.0038423
| 560.6779 | 0.015018 | 282.0161 | 0 | 282.0161 | 0 | 282.4558 | 0.0052664 | 559.6019 | 0.00017411 | 282.0161 | 0 | 562.8468 | 0.00023474 | 560.6779 | 0.03367 | 282.0161 | 0 | 826.2918 | 0.0023544 | 895.7062 | 0.0060923 | 647.791 | 0.003703 | 1086.1061 | 0.00014853 | 1051.3309 | 0.012169 | 1400 | 0.3512 | 1019.7157 | 0 | 1019.7093 | 0.0038574
| 560.8349 | 0.013238 | 282.2247 | 0 | 282.2247 | 0 | 282.6651 | -0.0014845 | 559.7597 | 0.00078349 | 282.2247 | 0 | 563.0029 | 0.00025887 | 560.8349 | 0.035706 | 282.2247 | 0 | 826.3598 | 0.0022907 | 895.947 | 0.0066163 | 647.919 | 0.0048663 | 1086.1638 | 0.00013828 | 1051.4663 | 0.011814 | 1401 | 0.36153 | 1019.7667 | 0 | 1019.7603 | 0.0038622
| 560.9919 | 0.022902 | 282.4334 | 0 | 282.4334 | 0 | 282.8744 | 0.0085379 | 559.9175 | 0.00017411 | 282.4334 | 0 | 563.1591 | 0.00023145 | 560.9919 | 0.033311 | 282.4334 | 0 | 826.4277 | 0.001972 | 896.1879 | 0.0062888 | 648.048 | 0.0034423 | 1086.2217 | 0.00012804 | 1051.6018 | 0.011449 | 1402 | 0.3732 | 1019.8176 | 0 | 1019.8113 | 0.003855
| 561.1489 | 0.013895 | 282.6421 | 0 | 282.6421 | 0 | 283.0838 | -0.0070219 | 560.0753 | 0.0013058 | 282.6421 | 0 | 563.3152 | 0.0003192 | 561.1489 | 0.035167 | 282.6421 | 0 | 826.4957 | 0.00086691 | 896.4287 | 0.0069439 | 648.177 | 0.0055688 | 1086.2794 | 0.0001178 | 1051.7372 | 0.011098 | 1403 | 0.37852 | 1019.8686 | 0 | 1019.8622 | 0.0038368
| 561.3059 | 0.018021 | 282.8508 | 0 | 282.8508 | 0 | 283.2931 | 0.0014856 | 560.2331 | 0 | 282.8508 | 0 | 563.4714 | 0.00012944 | 561.3059 | 0.033185 | 282.8508 | 0 | 826.5638 | 0.0021165 | 896.6696 | 0.0065181 | 648.305 | 0.0040547 | 1086.3373 | 0.00010755 | 1051.8727 | 0.01079 | 1404 | 0.37959 | 1019.9195 | 0 | 1019.9131 | 0.0038074
| 561.463 | 0.017088 | 283.0596 | 0 | 283.0596 | 0 | 283.5025 | -0.0029898 | 560.391 | 0.00026116 | 283.0596 | 0 | 563.6276 | 0.0003181 | 561.463 | 0.035236 | 283.0596 | 0 | 826.6318 | 0.0025618 | 896.9104 | 0.0072059 | 648.434 | 0.0044235 | 1086.395 | 9.7311e-05 | 1052.0082 | 0.010546 | 1405 | 0.38722 | 1019.9705 | 0 | 1019.9641 | 0.0037716
| 561.62 | 0.01652 | 283.2683 | 0 | 283.2683 | 0 | 283.7119 | 0.0031882 | 560.5488 | 0 | 283.2683 | 0 | 563.7838 | 0.0001404 | 561.62 | 0.033827 | 283.2683 | 0 | 826.6997 | 0.0022897 | 897.1513 | 0.0068129 | 648.563 | 0.0039596 | 1086.4529 | 9.2189e-05 | 1052.1438 | 0.010382 | 1406 | 0.39808 | 1020.0214 | 0 | 1020.0151 | 0.0037319
| 561.7771 | 0.015585 | 283.4771 | 0 | 283.4771 | 0 | 283.9213 | 0.0053887 | 560.7066 | 0.00078349 | 283.4771 | 0 | 563.94 | 0.00033456 | 561.7771 | 0.035459 | 283.4771 | 0 | 826.7677 | 0.0015193 | 897.3922 | 0.007468 | 648.692 | 0.0031653 | 1086.5106 | 8.1946e-05 | 1052.2794 | 0.010299 | 1407 | 0.40657 | 1020.0725 | 0 | 1020.0661 | 0.003693
| 561.9341 | 0.023653 | 283.6858 | 0 | 283.6858 | 0 | 284.1307 | 0.0021597 | 560.8645 | 0 | 283.6858 | 0 | 564.0962 | 0.00019854 | 561.9341 | 0.033086 | 283.6858 | 0 | 826.8358 | 0.001922 | 897.6331 | 0.0072059 | 648.82 | 0.0048477 | 1086.5685 | 7.1703e-05 | 1052.415 | 0.010287 | 1408 | 0.41448 | 1020.1234 | 0 | 1020.1171 | 0.0036565
| 562.0912 | 0.0088255 | 283.8946 | 0 | 283.8946 | 0 | 284.3402 | -0.0028922 | 561.0224 | 0.00078349 | 283.8946 | 0 | 564.2525 | 0.00025119 | 562.0912 | 0.034112 | 283.8946 | 0 | 826.9037 | 0.0015796 | 897.8739 | 0.0076645 | 648.949 | 0.0036548 | 1086.6263 | 6.6581e-05 | 1052.5507 | 0.010325 | 1409 | 0.42152 | 1020.1744 | 0 | 1020.168 | 0.0036263
| 562.2483 | 0.022621 | 284.1034 | 0 | 284.1034 | 0 | 284.5496 | 0.0035303 | 561.1802 | 0.00069644 | 284.1034 | 0 | 564.4087 | 0.00022816 | 562.2483 | 0.032616 | 284.1035 | 0 | 826.9718 | 0.0011436 | 898.1148 | 0.0073369 | 649.078 | 0.0049508 | 1086.6842 | 5.6338e-05 | 1052.6864 | 0.01039 | 1410 | 0.4323 | 1020.2254 | 0 | 1020.2191 | 0.0036024
| 562.4054 | 0.013989 | 284.3123 | 0 | 284.3123 | 0 | 284.7591 | -0.0038769 | 561.3381 | 0 | 284.3123 | 0 | 564.565 | 0.00023035 | 562.4054 | 0.034222 | 284.3123 | 0 | 827.0399 | 0.0016366 | 898.3557 | 0.007992 | 649.207 | 0.0029268 | 1086.7419 | 5.1216e-05 | 1052.8221 | 0.010468 | 1411 | 0.44334 | 1020.2764 | 0 | 1020.27 | 0.003585
| 562.5625 | 0.012202 | 284.5211 | 0 | 284.5211 | 0 | 284.9686 | 0.010165 | 561.496 | 0.00017411 | 284.5211 | 0 | 564.7212 | 0.00031262 | 562.5625 | 0.03246 | 284.5211 | 0 | 827.108 | 0.0023089 | 898.5966 | 0.0076645 | 649.336 | 0.0041074 | 1086.7998 | 4.6095e-05 | 1052.9579 | 0.010551 | 1412 | 0.45184 | 1020.3274 | 0 | 1020.3211 | 0.0035738
| 562.7196 | 0.013895 | 284.73 | 0 | 284.73 | 0 | 285.1781 | -0.0057163 | 561.6539 | 0.00026116 | 284.73 | 0 | 564.8775 | 0.00014589 | 562.7196 | 0.034325 | 284.73 | 0 | 827.176 | 0.0016323 | 898.8376 | 0.0084178 | 649.466 | 0.0060096 | 1086.8577 | 4.0973e-05 | 1053.0938 | 0.010647 | 1413 | 0.45879 | 1020.3784 | 0 | 1020.372 | 0.0035675
| 562.8767 | 0.021776 | 284.9389 | 0 | 284.9389 | 0 | 285.3876 | 0.0084013 | 561.8117 | 0 | 284.9389 | 0 | 565.0338 | 0.00037405 | 562.8767 | 0.03247 | 284.9389 | 0 | 827.2441 | 0.0016717 | 899.0785 | 0.007992 | 649.595 | 0.0034501 | 1086.9155 | 3.5851e-05 | 1053.2295 | 0.010768 | 1414 | 0.46603 | 1020.4294 | 0 | 1020.423 | 0.0035635
| 563.0338 | 0.011642 | 285.1478 | 0 | 285.1478 | 0 | 285.5971 | -0.000837 | 561.9696 | 0.00026116 | 285.1478 | 0 | 565.1901 | 0.00015028 | 563.0338 | 0.034595 | 285.1478 | 0 | 827.3123 | 0.0013353 | 899.3194 | 0.0087126 | 649.724 | 0.0023777 | 1086.9734 | 3.073e-05 | 1053.3655 | 0.010925 | 1415 | 0.47802 | 1020.4804 | 0 | 1020.4741 | 0.0035611
| 563.1909 | 0.022996 | 285.3567 | 0 | 285.3567 | 0 | 285.8067 | 0.0050994 | 562.1275 | 0.00017411 | 285.3567 | 0 | 565.3463 | 0.00037514 | 563.1909 | 0.032779 | 285.3567 | 0 | 827.3804 | 0.0015975 | 899.5604 | 0.0082541 | 649.853 | 0.0043959 | 1087.0312 | 2.5608e-05 | 1053.5013 | 0.011122 | 1416 | 0.48999 | 1020.5314 | 0 | 1020.5251 | 0.0035579
| 563.3481 | 0.014928 | 285.5656 | 0 | 285.5656 | 0 | 286.0163 | -0.0072794 | 562.2855 | 0.00026116 | 285.5656 | 0 | 565.5027 | 0.00013492 | 563.3481 | 0.034339 | 285.5656 | 0 | 827.4485 | 0.0016255 | 899.8013 | 0.0089091 | 649.983 | 0.0032477 | 1087.0891 | 2.0487e-05 | 1053.6373 | 0.01134 | 1417 | 0.49859 | 1020.5825 | 0 | 1020.5761 | 0.0035524
| 563.5052 | 0.017928 | 285.7746 | 0 | 285.7746 | 0 | 286.2258 | 0.0079762 | 562.4434 | 0 | 285.7746 | 0 | 565.659 | 0.00027862 | 563.5052 | 0.032388 | 285.7746 | 0 | 827.5166 | 0.0011881 | 900.0423 | 0.0085816 | 650.112 | 0.0055192 | 1087.147 | 1.5365e-05 | 1053.7733 | 0.011547 | 1418 | 0.50577 | 1020.6335 | 0 | 1020.6271 | 0.0035437
| 563.6623 | 0.016337 | 285.9835 | 0 | 285.9835 | 0 | 286.4354 | -0.0010403 | 562.6013 | 0.00026116 | 285.9835 | 0 | 565.8153 | 0.00023145 | 563.6623 | 0.03304 | 285.9835 | 0 | 827.5848 | 0.0019038 | 900.2832 | 0.0093349 | 650.241 | 0.0039377 | 1087.205 | 1.0243e-05 | 1053.9093 | 0.011695 | 1419 | 0.51353 | 1020.6845 | 0 | 1020.6782 | 0.0035317
| 563.8195 | 0.027314 | 286.1925 | 0 | 286.1925 | 0 | 286.6451 | -0.00022208 | 562.7592 | 0 | 286.1925 | 0 | 565.9716 | 0.00028191 | 563.8195 | 0.031732 | 286.1925 | 0 | 827.6529 | 0.001931 | 900.5242 | 0.0090402 | 650.371 | 0.0053092 | 1087.2628 | 1.0243e-05 | 1054.0453 | 0.011738 | 1420 | 0.52274 | 1020.7355 | 0 | 1020.7292 | 0.0035174
| 563.9767 | 0.017275 | 286.4015 | 0 | 286.4015 | 0 | 286.8547 | -0.0019283 | 562.9172 | 0 | 286.4015 | 0 | 566.128 | 0.00024571 | 563.9767 | 0.033705 | 286.4015 | 0 | 827.7211 | 0.0023669 | 900.7652 | 0.0096625 | 650.5 | 0.0042219 | 1087.3207 | 5.1216e-06 | 1054.1814 | 0.011641 | 1421 | 0.53113 | 1020.7866 | 0 | 1020.7802 | 0.0035015
| 564.1338 | 0.019523 | 286.6105 | 0 | 286.6105 | 0 | 287.0643 | 0.0080128 | 563.0751 | 0.00017411 | 286.6105 | 0 | 566.2843 | 0.0002501 | 564.1338 | 0.032831 | 286.6105 | 0 | 827.7892 | 0.0023666 | 901.0062 | 0.0092367 | 650.63 | 0.0036059 | 1087.3787 | 5.1216e-06 | 1054.3175 | 0.011398 | 1422 | 0.53703 | 1020.8377 | 0 | 1020.8313 | 0.0034857
| 564.291 | 0.021219 | 286.8196 | 0 | 286.8196 | 0 | 287.274 | -0.0018371 | 563.2331 | 0 | 286.8196 | 0 | 566.4407 | 0.00018318 | 564.291 | 0.034135 | 286.8196 | 0 | 827.8574 | 0.0023902 | 901.2471 | 0.00999 | 650.76 | 0.0036676 | 1087.4365 | 5.1216e-06 | 1054.4537 | 0.011037 | 1423 | 0.54184 | 1020.8887 | 0 | 1020.8823 | 0.0034706
| 564.4482 | 0.028065 | 287.0286 | 0 | 287.0286 | 0 | 287.4836 | 0.0078396 | 563.391 | 0.00017411 | 287.0286 | 0 | 566.5971 | 0.00030275 | 564.4482 | 0.032085 | 287.0286 | 0 | 827.9256 | 0.0014539 | 901.4881 | 0.0095642 | 650.889 | 0.0041234 | 1087.4945 | 0 | 1054.5898 | 0.010614 | 1424 | 0.54806 | 1020.9398 | 0 | 1020.9334 | 0.0034594
| 564.6054 | 0.017839 | 287.2377 | 0 | 287.2377 | 0 | 287.6934 | 0.00069188 | 563.549 | 0.0013058 | 287.2377 | 0 | 566.7534 | 0.00020951 | 564.6054 | 0.034224 | 287.2377 | 0 | 827.9938 | 0.001641 | 901.7291 | 0.010383 | 651.019 | 0.0033139 | 1087.5524 | 0 | 1054.7261 | 0.010202 | 1425 | 0.55512 | 1020.9908 | 0 | 1020.9844 | 0.0034523
| 564.7626 | 0.018585 | 287.4468 | 0 | 287.4468 | 0 | 287.903 | 0.0027762 | 563.707 | 0 | 287.4468 | 0 | 566.9098 | 0.0002468 | 564.7626 | 0.032876 | 287.4468 | 0 | 828.0621 | 0.0012319 | 901.9702 | 0.009728 | 651.149 | 0.0075123 | 1087.6103 | 0 | 1054.8624 | 0.0098773 | 1426 | 0.56181 | 1021.0419 | 0 | 1021.0355 | 0.0034523
| 564.9198 | 0.016149 | 287.6559 | 0 | 287.6559 | 0 | 288.1128 | 0.00034465 | 563.865 | 0.00026116 | 287.6559 | 0 | 567.0662 | 0.00028739 | 564.9198 | 0.03447 | 287.6559 | 0 | 828.1303 | 0.001782 | 902.2112 | 0.01058 | 651.279 | 0.0065701 | 1087.6682 | 0 | 1054.9987 | 0.0096971 | 1427 | 0.56824 | 1021.093 | 0 | 1021.0866 | 0.0034618
| 565.0771 | 0.020743 | 287.865 | 0 | 287.865 | 0 | 288.3225 | 0.0018277 | 564.0229 | 0.00017411 | 287.865 | 0 | 567.2226 | 0.00021829 | 565.0771 | 0.032456 | 287.865 | 0 | 828.1985 | 0.0017356 | 902.4522 | 0.01035 | 651.409 | 0.0042257 | 1087.7262 | 5.1216e-06 | 1055.135 | 0.0096924 | 1428 | 0.57514 | 1021.144 | 0 | 1021.1377 | 0.0034817
| 565.2343 | 0.015773 | 288.0741 | 0 | 288.0741 | 0 | 288.5323 | -0.003421 | 564.1809 | 0 | 288.0741 | 0 | 567.3791 | 0.00023913 | 565.2343 | 0.033528 | 288.0741 | 0 | 828.2668 | 0.0020493 | 902.6932 | 0.010874 | 651.539 | 0.0076649 | 1087.7842 | 5.1216e-06 | 1055.2714 | 0.0098628 | 1429 | 0.58311 | 1021.1951 | 0 | 1021.1888 | 0.0035143
| 565.3915 | 0.017271 | 288.2833 | 0 | 288.2833 | 0 | 288.742 | 0.0084611 | 564.3389 | 0.00017411 | 288.2833 | 0 | 567.5355 | 0.0002852 | 565.3915 | 0.031507 | 288.2833 | 0 | 828.3351 | 0.0022456 | 902.9343 | 0.010547 | 651.669 | 0.00458 | 1087.842 | 5.1216e-06 | 1055.4078 | 0.010181 | 1430 | 0.59016 | 1021.2462 | 0 | 1021.2399 | 0.0035579
| 565.5488 | 0.011079 | 288.4925 | 0 | 288.4925 | 0 | 288.9518 | -0.0023016 | 564.4969 | 0.00078349 | 288.4925 | 0 | 567.6919 | 0.00013382 | 565.5488 | 0.033426 | 288.4925 | 0 | 828.4034 | 0.001556 | 903.1753 | 0.011235 | 651.799 | 0.0025423 | 1087.9 | 1.0243e-05 | 1055.5442 | 0.010601 | 1431 | 0.5956 | 1021.2973 | 0 | 1021.291 | 0.0036112
| 565.7061 | 0.029097 | 288.7017 | 0 | 288.7017 | 0 | 289.1617 | 0.0032114 | 564.655 | 0.00017411 | 288.7017 | 0 | 567.8484 | 0.00037843 | 565.7061 | 0.032267 | 288.7017 | 0 | 828.4717 | 0.0014722 | 903.4164 | 0.01094 | 651.929 | 0.003959 | 1087.958 | 1.0243e-05 | 1055.6807 | 0.011071 | 1432 | 0.6013 | 1021.3484 | 0 | 1021.342 | 0.0036707
| 565.8633 | 0.0085438 | 288.9109 | 0 | 288.9109 | 0 | 289.3715 | 0.0010167 | 564.813 | 0.00078349 | 288.9109 | 0 | 568.0048 | 0.00011518 | 565.8633 | 0.034362 | 288.9109 | 0 | 828.54 | 0.0015239 | 903.6575 | 0.011562 | 652.059 | 0.0062784 | 1088.016 | 1.5365e-05 | 1055.8173 | 0.011546 | 1433 | 0.60612 | 1021.3995 | 0 | 1021.3932 | 0.0037327
| 566.0206 | 0.017177 | 289.1201 | 0 | 289.1201 | 0 | 289.5813 | 0.0040384 | 564.971 | 0 | 289.1201 | 0 | 568.1613 | 0.00036637 | 566.0206 | 0.032227 | 289.1201 | 0 | 828.6083 | 0.0010083 | 903.8985 | 0.011038 | 652.189 | 0.0035184 | 1088.074 | 2.0487e-05 | 1055.9537 | 0.011988 | 1434 | 0.60948 | 1021.4506 | 0 | 1021.4443 | 0.0037923
| 566.1779 | 0.013895 | 289.3293 | 0 | 289.3293 | 0 | 289.7911 | 0.0018497 | 565.129 | 0.00078349 | 289.3293 | 0 | 568.3178 | 9.1044e-05 | 566.1779 | 0.033582 | 289.3293 | 0 | 828.6766 | 0.0016358 | 904.1396 | 0.012021 | 652.319 | 0.0043809 | 1088.132 | 2.0487e-05 | 1056.0903 | 0.012375 | 1435 | 0.61286 | 1021.5018 | 0 | 1021.4954 | 0.0038487
| 566.3352 | 0.021025 | 289.5386 | 0 | 289.5386 | 0 | 290.001 | 0.0046862 | 565.2871 | 0 | 289.5386 | 0 | 568.4743 | 0.00035979 | 566.3352 | 0.031517 | 289.5386 | 0 | 828.7449 | 0.002441 | 904.3807 | 0.01166 | 652.45 | 0.0022703 | 1088.1899 | 2.5608e-05 | 1056.2269 | 0.012692 | 1436 | 0.61538 | 1021.5529 | 0 | 1021.5465 | 0.0038979
| 566.4925 | 0.010516 | 289.7479 | 0 | 289.7479 | 0 | 290.2109 | -0.0012 | 565.4451 | 0 | 289.7479 | 0 | 568.6308 | 8.885e-05 | 566.4925 | 0.033271 | 289.7479 | 0 | 828.8133 | 0.0017335 | 904.6218 | 0.012414 | 652.58 | 0.0037104 | 1088.2479 | 3.073e-05 | 1056.3636 | 0.012925 | 1437 | 0.61804 | 1021.604 | 0 | 1021.5977 | 0.00394
| 566.6498 | 0.020086 | 289.9572 | 0 | 289.9572 | 0 | 290.4208 | 0.0071366 | 565.6032 | 0 | 289.9572 | 0 | 568.7873 | 0.00041463 | 566.6498 | 0.031711 | 289.9572 | 0 | 828.8817 | 0.0011507 | 904.8629 | 0.011857 | 652.71 | 0.00322 | 1088.306 | 3.5851e-05 | 1056.5002 | 0.013063 | 1438 | 0.62227 | 1021.6551 | 0 | 1021.6487 | 0.0039734
| 566.8071 | 0.015961 | 290.1665 | 0 | 290.1665 | 0 | 290.6307 | 9.9088e-05 | 565.7613 | 0.00078349 | 290.1665 | 0 | 568.9438 | 0.00015247 | 566.8071 | 0.034529 | 290.1665 | 0 | 828.9501 | 0.0017748 | 905.104 | 0.012807 | 652.841 | 0.0055378 | 1088.364 | 4.0973e-05 | 1056.637 | 0.013097 | 1439 | 0.62703 | 1021.7062 | 0 | 1021.6999 | 0.0039964
| 566.9644 | 0.022527 | 290.3758 | 0 | 290.3758 | 0 | 290.8406 | 0.0038081 | 565.9193 | 0.00017411 | 290.3758 | 0 | 569.1003 | 0.00029946 | 566.9644 | 0.032418 | 290.3758 | 0 | 829.0184 | 0.0016807 | 905.3451 | 0.012381 | 652.971 | 0.0047884 | 1088.422 | 5.1216e-05 | 1056.7738 | 0.013025 | 1441 | 0.63164 | 1021.7574 | 0 | 1021.751 | 0.0040091
| 567.1217 | 0.017088 | 290.5851 | 0 | 290.5851 | 0 | 291.0506 | -0.0076302 | 566.0774 | 0.00078349 | 290.5851 | 0 | 569.2568 | 0.00019854 | 567.1217 | 0.034621 | 290.5851 | 0 | 829.0869 | 0.0018817 | 905.5862 | 0.013102 | 653.102 | 0.0048794 | 1088.48 | 5.6338e-05 | 1056.9105 | 0.012862 | 1442 | 0.63625 | 1021.8085 | 0 | 1021.8022 | 0.0040123
| 567.2791 | 0.02309 | 290.7945 | 0 | 290.7945 | 0 | 291.2605 | 0.0025053 | 566.2355 | 0 | 290.7945 | 0 | 569.4134 | 0.00026106 | 567.2791 | 0.031102 | 290.7945 | 0 | 829.1552 | 0.0021401 | 905.8274 | 0.012643 | 653.233 | 0.0030863 | 1088.5381 | 6.146e-05 | 1057.0474 | 0.012637 | 1443 | 0.64132 | 1021.8597 | 0 | 1021.8533 | 0.0040052
| 567.4364 | 0.010422 | 291.0039 | 0 | 291.0039 | 0 | 291.4705 | 0.006467 | 566.3936 | 0.00026116 | 291.0039 | 0 | 569.5699 | 0.00028849 | 567.4364 | 0.032964 | 291.0039 | 0 | 829.2236 | 0.0028701 | 906.0685 | 0.013331 | 653.363 | 0.0045289 | 1088.5961 | 7.1703e-05 | 1057.1842 | 0.012389 | 1444 | 0.64591 | 1021.9108 | 0 | 1021.9045 | 0.0039909
| 567.5938 | 0.020743 | 291.2133 | 0 | 291.2133 | 0 | 291.6805 | 0.0056406 | 566.5517 | 0.00017411 | 291.2133 | 0 | 569.7265 | 0.00025997 | 567.5938 | 0.030904 | 291.2133 | 0 | 829.2922 | 0.0027348 | 906.3097 | 0.013003 | 653.494 | 0.0037459 | 1088.6542 | 7.6824e-05 | 1057.3212 | 0.012158 | 1445 | 0.64846 | 1021.962 | 0 | 1021.9557 | 0.0039734
| 567.7511 | 0.01183 | 291.4227 | 0 | 291.4227 | 0 | 291.8905 | 0.0046749 | 566.7098 | 0.00078349 | 291.4227 | 0 | 569.8831 | 0.0002139 | 567.7511 | 0.033821 | 291.4227 | 0 | 829.3605 | 0.0024425 | 906.5508 | 0.013822 | 653.625 | 0.0057288 | 1088.7122 | 8.7068e-05 | 1057.4581 | 0.011973 | 1446 | 0.65198 | 1022.0132 | 0 | 1022.0068 | 0.0039543
| 567.9085 | 0.019523 | 291.6321 | 0 | 291.6321 | 0 | 292.1005 | 0.0027123 | 566.8679 | 0 | 291.6321 | 0 | 570.0397 | 0.00027203 | 567.9085 | 0.031523 | 291.6321 | 0 | 829.429 | 0.0022697 | 906.792 | 0.013298 | 653.756 | 0.0026922 | 1088.7703 | 9.7311e-05 | 1057.5951 | 0.011842 | 1447 | 0.65768 | 1022.0643 | 0 | 1022.058 | 0.0039369
| 568.0659 | 0.014928 | 291.8416 | 0 | 291.8416 | 0 | 292.3106 | 0.00055323 | 567.026 | 0.0013058 | 291.8416 | 0 | 570.1962 | 0.00023474 | 568.0659 | 0.033689 | 291.8416 | 0 | 829.4974 | 0.0025838 | 907.0331 | 0.013986 | 653.887 | 0.0044607 | 1088.8283 | 0.00010243 | 1057.7321 | 0.011755 | 1448 | 0.66249 | 1022.1155 | 0 | 1022.1092 | 0.0039218
| 568.2232 | 0.021494 | 292.051 | 0 | 292.051 | 0 | 292.5206 | 0.0084189 | 567.1841 | 0 | 292.051 | 0 | 570.3528 | 0.00027971 | 568.2232 | 0.031026 | 292.051 | 0 | 829.5659 | 0.0021817 | 907.2743 | 0.013691 | 654.018 | 0.0032629 | 1088.8863 | 0.00011268 | 1057.8691 | 0.011688 | 1449 | 0.6657 | 1022.1667 | 0 | 1022.1603 | 0.0039083
| 568.3806 | 0.01859 | 292.2605 | 0 | 292.2605 | 0 | 292.7307 | -0.0062305 | 567.3423 | 0.00026116 | 292.2605 | 0 | 570.5095 | 0.0002468 | 568.3806 | 0.033088 | 292.2605 | 0 | 829.6344 | 0.0019819 | 907.5155 | 0.014576 | 654.148 | 0.0051108 | 1088.9445 | 0.00012292 | 1058.0062 | 0.01161 | 1450 | 0.66814 | 1022.2179 | 0 | 1022.2115 | 0.003894
| 568.538 | 0.015769 | 292.47 | 0 | 292.47 | 0 | 292.9408 | 0.0042886 | 567.5004 | 0 | 292.47 | 0 | 570.6661 | 0.00022267 | 568.538 | 0.031028 | 292.47 | 0 | 829.7029 | 0.0022764 | 907.7567 | 0.013953 | 654.28 | 0.0032389 | 1089.0026 | 0.00013316 | 1058.1433 | 0.011499 | 1451 | 0.67175 | 1022.2691 | 0 | 1022.2628 | 0.0038749
| 568.6954 | 0.017557 | 292.6795 | 0 | 292.6795 | 0 | 293.1509 | -0.0028691 | 567.6585 | 0.00078349 | 292.6795 | 0 | 570.8227 | 0.00027423 | 568.6954 | 0.033183 | 292.6795 | 0 | 829.7714 | 0.0017124 | 907.9979 | 0.014936 | 654.411 | 0.0035203 | 1089.0607 | 0.00014341 | 1058.2804 | 0.011344 | 1452 | 0.67628 | 1022.3203 | 0 | 1022.314 | 0.0038479
| 568.8529 | 0.026 | 292.889 | 0 | 292.889 | 0 | 293.361 | 0.0040479 | 567.8167 | 0.0012188 | 292.889 | 0 | 570.9793 | 0.00022267 | 568.8529 | 0.031544 | 292.889 | 0 | 829.84 | 0.0013862 | 908.2391 | 0.014576 | 654.542 | 0.0030054 | 1089.1186 | 0.00015365 | 1058.4176 | 0.011155 | 1453 | 0.67981 | 1022.3715 | 0 | 1022.3651 | 0.0038121
| 569.0103 | 0.010516 | 293.0986 | 0 | 293.0986 | 0 | 293.5711 | -0.001529 | 567.9748 | 0.00026116 | 293.0986 | 0 | 571.136 | 0.00027971 | 569.0103 | 0.032497 | 293.0986 | 0 | 829.9084 | 0.001582 | 908.4803 | 0.015329 | 654.673 | 0.0045557 | 1089.1768 | 0.00016389 | 1058.5548 | 0.010953 | 1454 | 0.68178 | 1022.4227 | 0 | 1022.4163 | 0.0037677
| 569.1677 | 0.022808 | 293.3082 | 0 | 293.3082 | 0 | 293.7813 | 0.0035713 | 568.133 | 0.00017411 | 293.3082 | 0 | 571.2926 | 0.00018977 | 569.1677 | 0.031117 | 293.3082 | 0 | 829.9769 | 0.001487 | 908.7215 | 0.014772 | 654.804 | 0.0051439 | 1089.2349 | 0.00017926 | 1058.6921 | 0.01077 | 1455 | 0.68317 | 1022.4739 | 0 | 1022.4676 | 0.0037184
| 569.3252 | 0.018965 | 293.5177 | 0 | 293.5177 | 0 | 293.9915 | -0.0034727 | 568.2912 | 0.00026116 | 293.5177 | 0 | 571.4493 | 0.00027203 | 569.3252 | 0.033014 | 293.5177 | 0 | 830.0456 | 0.0015782 | 908.9627 | 0.015394 | 654.936 | 0.0052113 | 1089.293 | 0.0001895 | 1058.8293 | 0.010639 | 1456 | 0.68494 | 1022.5252 | 0 | 1022.5188 | 0.00367
| 569.4826 | 0.018021 | 293.7273 | 0 | 293.7273 | 0 | 294.2016 | 0.0051569 | 568.4494 | 0 | 293.7273 | 0 | 571.606 | 0.00017331 | 569.4826 | 0.031797 | 293.7273 | 0 | 830.1141 | 0.0017364 | 909.204 | 0.015362 | 655.067 | 0.0043857 | 1089.3512 | 0.00019974 | 1058.9667 | 0.010584 | 1457 | 0.68601 | 1022.5764 | 0 | 1022.57 | 0.0036294
| 569.6401 | 0.015116 | 293.9369 | 0 | 293.9369 | 0 | 294.4118 | -0.0021518 | 568.6076 | 0.00078349 | 293.9369 | 0 | 571.7627 | 0.0003565 | 569.6401 | 0.033875 | 293.937 | 0 | 830.1827 | 0.0013335 | 909.4452 | 0.01605 | 655.198 | 0.0045093 | 1089.4093 | 0.00021511 | 1059.104 | 0.010615 | 1458 | 0.68602 | 1022.6276 | 0 | 1022.6212 | 0.003604
| 569.7975 | 0.026657 | 294.1466 | 0 | 294.1466 | 0 | 294.622 | 0.0045326 | 568.7657 | 0 | 294.1466 | 0 | 571.9194 | 0.00012066 | 569.7975 | 0.032359 | 294.1466 | 0 | 830.2512 | 0.001165 | 909.6865 | 0.015591 | 655.33 | 0.004864 | 1089.4674 | 0.00022535 | 1059.2415 | 0.010731 | 1459 | 0.68462 | 1022.6788 | 0 | 1022.6725 | 0.0036001
| 569.955 | 0.0092011 | 294.3562 | 0 | 294.3562 | 0 | 294.8323 | 0.0026273 | 568.9239 | 0.00026116 | 294.3562 | 0 | 572.0761 | 0.00036746 | 569.955 | 0.034425 | 294.3562 | 0 | 830.3198 | 0.0018883 | 909.9277 | 0.016246 | 655.461 | 0.0062574 | 1089.5255 | 0.00024072 | 1059.3789 | 0.010918 | 1460 | 0.68252 | 1022.73 | 0 | 1022.7237 | 0.0036183
| 570.1125 | 0.020368 | 294.5659 | 0 | 294.5659 | 0 | 295.0425 | 0.010407 | 569.0821 | 0 | 294.5659 | 0 | 572.2328 | 0.00014918 | 570.1125 | 0.031651 | 294.5659 | 0 | 830.3884 | 0.0019403 | 910.169 | 0.01605 | 655.593 | 0.0040653 | 1089.5836 | 0.00025096 | 1059.5164 | 0.011154 | 1462 | 0.68038 | 1022.7813 | 0 | 1022.775 | 0.0036588
| 570.27 | 0.014177 | 294.7756 | 0 | 294.7756 | 0 | 295.2528 | 0.0045615 | 569.2404 | 0 | 294.7756 | 0 | 572.3895 | 0.00030384 | 570.27 | 0.032895 | 294.7756 | 0 | 830.4571 | 0.0023858 | 910.4103 | 0.016901 | 655.725 | 0.0042267 | 1089.6418 | 0.00026632 | 1059.6538 | 0.011415 | 1463 | 0.67783 | 1022.8326 | 0 | 1022.8262 | 0.0037152
| 570.4275 | 0.021119 | 294.9853 | 0 | 294.9853 | 0 | 295.463 | 0.0062319 | 569.3986 | 0.00017411 | 294.9853 | 0 | 572.5462 | 0.00020622 | 570.4275 | 0.030219 | 294.9853 | 0 | 830.5257 | 0.0020218 | 910.6515 | 0.016344 | 655.856 | 0.0043389 | 1089.6999 | 0.00028169 | 1059.7914 | 0.011677 | 1464 | 0.67515 | 1022.8838 | 0 | 1022.8774 | 0.0037804
| 570.585 | 0.015961 | 295.195 | 0 | 295.195 | 0 | 295.6733 | -0.00041506 | 569.5568 | 0.00026116 | 295.195 | 0 | 572.703 | 0.00033346 | 570.585 | 0.032792 | 295.195 | 0 | 830.5944 | 0.0021531 | 910.8928 | 0.017163 | 655.988 | 0.0045176 | 1089.7582 | 0.00029705 | 1059.929 | 0.01192 | 1465 | 0.67167 | 1022.9351 | 0 | 1022.9287 | 0.0038439
| 570.7425 | 0.028722 | 295.4047 | 0 | 295.4047 | 0 | 295.8836 | 0.0039284 | 569.715 | 0.00017411 | 295.4047 | 0 | 572.8597 | 0.00021829 | 570.7425 | 0.030665 | 295.4047 | 0 | 830.663 | 0.0018651 | 911.1341 | 0.016967 | 656.12 | 0.0027387 | 1089.8163 | 0.0003073 | 1060.0665 | 0.012135 | 1466 | 0.66682 | 1022.9863 | 0 | 1022.98 | 0.0038979
| 570.9 | 0.0088255 | 295.6145 | 0 | 295.6145 | 0 | 296.094 | -0.00050881 | 569.8733 | 0.00026116 | 295.6145 | 0 | 573.0165 | 0.0003192 | 570.9 | 0.032468 | 295.6145 | 0 | 830.7317 | 0.0017265 | 911.3754 | 0.017753 | 656.252 | 0.0040178 | 1089.8745 | 0.00032266 | 1060.2042 | 0.012323 | 1467 | 0.6611 | 1023.0376 | 0 | 1023.0312 | 0.0039369
| 571.0575 | 0.019805 | 295.8242 | 0 | 295.8242 | 0 | 296.3043 | 0.008803 | 570.0315 | 0 | 295.8242 | 0 | 573.1732 | 0.00017331 | 571.0575 | 0.030775 | 295.8243 | 0 | 830.8004 | 0.0016927 | 911.6167 | 0.017392 | 656.383 | 0.0053525 | 1089.9326 | 0.00033803 | 1060.3419 | 0.012494 | 1468 | 0.65431 | 1023.0889 | 0 | 1023.0825 | 0.0039575
| 571.2151 | 0.0215 | 296.034 | 0 | 296.034 | 0 | 296.5146 | -0.0058122 | 570.1898 | 0 | 296.034 | 0 | 573.33 | 0.000283 | 571.2151 | 0.032891 | 296.034 | 0 | 830.8691 | 0.0010931 | 911.858 | 0.01808 | 656.515 | 0.0049482 | 1089.9908 | 0.00035339 | 1060.4796 | 0.012661 | 1469 | 0.64558 | 1023.1401 | 0 | 1023.1338 | 0.0039615
| 571.3726 | 0.022433 | 296.2438 | 0 | 296.2438 | 0 | 296.725 | 0.0078722 | 570.348 | 0.00069644 | 296.2438 | 0 | 573.4868 | 0.00027203 | 571.3726 | 0.031028 | 296.2438 | 0 | 830.9377 | 0.0017544 | 912.0993 | 0.017786 | 656.647 | 0.002674 | 1090.0491 | 0.00036876 | 1060.6174 | 0.012827 | 1470 | 0.63553 | 1023.1915 | 0 | 1023.1851 | 0.003952
| 571.5302 | 0.015867 | 296.4537 | 0 | 296.4537 | 0 | 296.9354 | 0.0015336 | 570.5063 | 0.00026116 | 296.4537 | 0 | 573.6436 | 0.00022267 | 571.5302 | 0.031516 | 296.4537 | 0 | 831.0065 | 0.0020121 | 912.3407 | 0.018703 | 656.779 | 0.0025673 | 1090.1072 | 0.00038412 | 1060.7551 | 0.012982 | 1471 | 0.62489 | 1023.2427 | 0 | 1023.2364 | 0.0039337
| 571.6877 | 0.020837 | 296.6635 | 0 | 296.6635 | 0 | 297.1458 | 0.0026321 | 570.6646 | 0.00017411 | 296.6635 | 0 | 573.8004 | 0.00028629 | 571.6877 | 0.02986 | 296.6635 | 0 | 831.0752 | 0.0017146 | 912.582 | 0.018113 | 656.912 | 0.0048138 | 1090.1654 | 0.00040461 | 1060.8929 | 0.013099 | 1472 | 0.61387 | 1023.294 | 0 | 1023.2877 | 0.0039122
| 571.8453 | 0.011454 | 296.8733 | 0 | 296.8733 | 0 | 297.3562 | -0.002005 | 570.8229 | 0.00026116 | 296.8733 | 0 | 573.9572 | 0.00017331 | 571.8453 | 0.032415 | 296.8733 | 0 | 831.1439 | 0.0014565 | 912.8233 | 0.019161 | 657.044 | 0.0028564 | 1090.2236 | 0.00041997 | 1061.0309 | 0.013143 | 1473 | 0.60361 | 1023.3453 | 0 | 1023.339 | 0.0038932
| 572.0029 | 0.021588 | 297.0832 | 0 | 297.0832 | 0 | 297.5667 | 0.008598 | 570.9811 | 0 | 297.0832 | 0 | 574.1141 | 0.00031043 | 572.0029 | 0.031027 | 297.0832 | 0 | 831.2127 | 0.0010697 | 913.0647 | 0.018899 | 657.176 | 0.0039774 | 1090.2819 | 0.00043534 | 1061.1687 | 0.013083 | 1474 | 0.59432 | 1023.3966 | 0 | 1023.3903 | 0.0038805
| 572.1605 | 0.016243 | 297.2931 | 0 | 297.2931 | 0 | 297.7771 | -0.0010926 | 571.1394 | 0.00026116 | 297.2931 | 0 | 574.2709 | 0.0001766 | 572.1605 | 0.032254 | 297.2931 | 0 | 831.2814 | 0.0014931 | 913.3061 | 0.019685 | 657.308 | 0.0034917 | 1090.3401 | 0.0004507 | 1061.3066 | 0.012902 | 1476 | 0.58551 | 1023.4479 | 0 | 1023.4416 | 0.0038773
| 572.318 | 0.024122 | 297.503 | 0 | 297.503 | 0 | 297.9876 | 0.0030332 | 571.2977 | 0 | 297.503 | 0 | 574.4277 | 0.00031152 | 572.318 | 0.02975 | 297.503 | 0 | 831.3502 | 0.0010535 | 913.5474 | 0.019128 | 657.44 | 0.0038895 | 1090.3983 | 0.00047119 | 1061.4447 | 0.012612 | 1477 | 0.57697 | 1023.4993 | 0 | 1023.4929 | 0.003882
| 572.4756 | 0.0092949 | 297.7129 | 0 | 297.7129 | 0 | 298.1981 | -0.0024454 | 571.456 | 0.00026116 | 297.7129 | 0 | 574.5846 | 0.00018099 | 572.4756 | 0.032393 | 297.7129 | 0 | 831.419 | 0.001821 | 913.7888 | 0.020046 | 657.573 | 0.0035757 | 1090.4565 | 0.00048655 | 1061.5826 | 0.012246 | 1478 | 0.56856 | 1023.5506 | 0 | 1023.5443 | 0.0038956
| 572.6333 | 0.023559 | 297.9229 | 0 | 297.9229 | 0 | 298.4085 | 0.0076577 | 571.6144 | 0 | 297.9229 | 0 | 574.7414 | 0.00032578 | 572.6333 | 0.03112 | 297.9229 | 0 | 831.4878 | 0.0023427 | 914.0302 | 0.019849 | 657.705 | 0.005498 | 1090.5148 | 0.00050192 | 1061.7207 | 0.011858 | 1479 | 0.5595 | 1023.6019 | 0 | 1023.5955 | 0.0039146
| 572.7909 | 0.016055 | 298.1328 | 0 | 298.1328 | 0 | 298.619 | -0.005528 | 571.7727 | 0 | 298.1328 | 0 | 574.8983 | 0.00016125 | 572.7909 | 0.033331 | 298.1328 | 0 | 831.5566 | 0.002294 | 914.2716 | 0.020832 | 657.838 | 0.0040195 | 1090.573 | 0.00052241 | 1061.8588 | 0.011505 | 1480 | 0.54903 | 1023.6533 | 0 | 1023.6468 | 0.0039361
| 572.9485 | 0.019148 | 298.3428 | 0 | 298.3428 | 0 | 298.8296 | 0.00066556 | 571.931 | 0.00069644 | 298.3428 | 0 | 575.0552 | 0.00033456 | 572.9485 | 0.030548 | 298.3428 | 0 | 831.6254 | 0.0021364 | 914.5129 | 0.020537 | 657.97 | 0.0050096 | 1090.6314 | 0.00053777 | 1061.9969 | 0.011237 | 1481 | 0.53737 | 1023.7046 | 0 | 1023.6982 | 0.0039575
| 573.1061 | 0.01305 | 298.5528 | 0 | 298.5528 | 0 | 299.0401 | -0.0022993 | 572.0893 | 0.00026116 | 298.5528 | 0 | 575.2121 | 0.00016673 | 573.1061 | 0.032555 | 298.5528 | 0 | 831.6942 | 0.002392 | 914.7543 | 0.021126 | 658.103 | 0.0038545 | 1090.6896 | 0.00055826 | 1062.135 | 0.011085 | 1482 | 0.52484 | 1023.7559 | 0 | 1023.7496 | 0.003975
| 573.2638 | 0.018115 | 298.7628 | 0 | 298.7628 | 0 | 299.2507 | -0.0005701 | 572.2477 | 0.00017411 | 298.7628 | 0 | 575.369 | 0.00031372 | 573.2638 | 0.030555 | 298.7628 | 0 | 831.763 | 0.0017261 | 914.9958 | 0.021061 | 658.235 | 0.0061013 | 1090.7478 | 0.00057362 | 1062.2732 | 0.011058 | 1483 | 0.51164 | 1023.8072 | 0 | 1023.8009 | 0.0039845
| 573.4214 | 0.010609 | 298.9728 | 0 | 298.9728 | 0 | 299.4612 | -0.006636 | 572.406 | 0.00026116 | 298.9728 | 0 | 575.5259 | 0.00023035 | 573.4214 | 0.032382 | 298.9728 | 0 | 831.8318 | 0.0013374 | 915.2372 | 0.02188 | 658.368 | 0.0032893 | 1090.806 | 0.00059411 | 1062.4115 | 0.011141 | 1484 | 0.49817 | 1023.8586 | 0 | 1023.8522 | 0.0039845
| 573.5791 | 0.016707 | 299.1828 | 0 | 299.1828 | 0 | 299.6718 | 0.0093572 | 572.5644 | 0 | 299.1828 | 0 | 575.6828 | 0.00024022 | 573.5791 | 0.030039 | 299.1828 | 0 | 831.9008 | 0.0013903 | 915.4786 | 0.021421 | 658.501 | 0.0029296 | 1090.8644 | 0.00061218 | 1062.5497 | 0.0113 | 1485 | 0.48475 | 1023.91 | 0 | 1023.9036 | 0.0039726
| 573.7367 | 0.021219 | 299.3929 | 0 | 299.3929 | 0 | 299.8824 | -0.0025948 | 572.7227 | 0.00078349 | 299.3929 | 0 | 575.8398 | 0.00026106 | 573.7367 | 0.031201 | 299.3929 | 0 | 831.9696 | 0.0022189 | 915.72 | 0.022207 | 658.634 | 0.0048051 | 1090.9226 | 0.00063086 | 1062.688 | 0.011492 | 1487 | 0.47131 | 1023.9614 | 0 | 1023.955 | 0.0039504
| 573.8944 | 0.018115 | 299.603 | 0 | 299.603 | 0 | 300.0931 | 0.0035505 | 572.8811 | 0.00017411 | 299.603 | 0 | 575.9967 | 0.00021719 | 573.8944 | 0.029433 | 299.603 | 0 | 832.0386 | 0.002442 | 915.9615 | 0.02188 | 658.767 | 0.0025686 | 1090.981 | 0.00064974 | 1062.8263 | 0.011676 | 1488 | 0.45794 | 1024.0127 | 0 | 1024.0064 | 0.0039186
| 574.0521 | 0.01474 | 299.8131 | 0 | 299.8131 | 0 | 300.3037 | -0.0044674 | 573.0395 | 0 | 299.8131 | 0 | 576.1536 | 0.00025887 | 574.0521 | 0.032007 | 299.8131 | 0 | 832.1074 | 0.0025391 | 916.2029 | 0.022666 | 658.899 | 0.0054962 | 1091.0392 | 0.00066872 | 1062.9647 | 0.011818 | 1489 | 0.44473 | 1024.0641 | 0 | 1024.0577 | 0.0038805
| 574.2098 | 0.018585 | 300.0232 | 0 | 300.0232 | 0 | 300.5143 | 0.0018236 | 573.1979 | 0.00069644 | 300.0232 | 0 | 576.3106 | 0.00026436 | 574.2098 | 0.030848 | 300.0232 | 0 | 832.1763 | 0.0022684 | 916.4443 | 0.022338 | 659.032 | 0.0047373 | 1091.0975 | 0.00068787 | 1063.103 | 0.011902 | 1490 | 0.43167 | 1024.1155 | 0 | 1024.1091 | 0.0038376
| 574.3675 | 0.012299 | 300.2333 | 0 | 300.2333 | 0 | 300.725 | -0.0047942 | 573.3563 | 0.00026116 | 300.2333 | 0 | 576.4676 | 0.00019525 | 574.3675 | 0.032673 | 300.2333 | 0 | 832.2453 | 0.002468 | 916.6858 | 0.023288 | 659.165 | 0.0027555 | 1091.1559 | 0.00070714 | 1063.2416 | 0.011925 | 1491 | 0.41862 | 1024.1669 | 0 | 1024.1605 | 0.0037931
| 574.5252 | 0.022151 | 300.4434 | 0 | 300.4434 | 0 | 300.9357 | -0.0019193 | 573.5147 | 0.00017411 | 300.4434 | 0 | 576.6245 | 0.00036637 | 574.5252 | 0.029644 | 300.4434 | 0 | 832.3141 | 0.0021737 | 916.9273 | 0.023255 | 659.299 | 0.0069642 | 1091.2141 | 0.00072649 | 1063.38 | 0.0119 | 1492 | 0.40544 | 1024.2183 | 0 | 1024.2119 | 0.0037478
| 574.6829 | 0.023378 | 300.6536 | 0 | 300.6536 | 0 | 301.1464 | -0.00029246 | 573.6731 | 0 | 300.6536 | 0 | 576.7815 | 6.4718e-05 | 574.6829 | 0.030609 | 300.6536 | 0 | 832.3831 | 0.0020836 | 917.1687 | 0.023878 | 659.432 | 0.0047052 | 1091.2725 | 0.00074597 | 1063.5186 | 0.011844 | 1493 | 0.39204 | 1024.2696 | 0 | 1024.2633 | 0.0037033
| 574.8406 | 0.022996 | 300.8638 | 0 | 300.8638 | 0 | 301.3571 | -0.00029559 | 573.8315 | 0 | 300.8638 | 0 | 576.9385 | 0.00038282 | 574.8406 | 0.028211 | 300.8638 | 0 | 832.452 | 0.0022471 | 917.4102 | 0.023583 | 659.565 | 0.0048028 | 1091.3308 | 0.00076555 | 1063.6571 | 0.011781 | 1494 | 0.37836 | 1024.321 | 0 | 1024.3147 | 0.0036588
| 574.9983 | 0.014271 | 301.0739 | 0 | 301.0739 | 0 | 301.5678 | -0.0033622 | 573.9899 | 0.00078349 | 301.0739 | 0 | 577.0955 | 0.00012724 | 574.9983 | 0.030518 | 301.074 | 0 | 832.521 | 0.0019074 | 917.6517 | 0.024271 | 659.698 | 0.0039064 | 1091.3892 | 0.0007852 | 1063.7957 | 0.011734 | 1495 | 0.36425 | 1024.3724 | 0 | 1024.3661 | 0.0036167
| 575.1561 | 0.018209 | 301.2842 | 0 | 301.2842 | 0 | 301.7786 | 0.0060563 | 574.1483 | 0.00017411 | 301.2842 | 0 | 577.2525 | 0.00037843 | 575.1561 | 0.029398 | 301.2842 | 0 | 832.59 | 0.0021949 | 917.8932 | 0.024173 | 659.831 | 0.0036209 | 1091.4475 | 0.00080492 | 1063.9342 | 0.011724 | 1497 | 0.34956 | 1024.4238 | 0 | 1024.4175 | 0.0035802
| 575.3138 | 0.012487 | 301.4944 | 0 | 301.4944 | 0 | 301.9893 | -0.0099956 | 574.3067 | 0.00026116 | 301.4944 | 0 | 577.4095 | 0.00016563 | 575.3138 | 0.031628 | 301.4944 | 0 | 832.6591 | 0.0018261 | 918.1347 | 0.024991 | 659.965 | 0.0048982 | 1091.5059 | 0.00082469 | 1064.0729 | 0.011771 | 1498 | 0.33449 | 1024.4752 | 0 | 1024.4689 | 0.0035532
| 575.4715 | 0.013328 | 301.7046 | 0 | 301.7046 | 0 | 302.2001 | 0.0057004 | 574.4652 | 0 | 301.7046 | 0 | 577.5666 | 0.0002139 | 575.4715 | 0.029605 | 301.7046 | 0 | 832.728 | 0.0017188 | 918.3762 | 0.024959 | 660.098 | 0.0050528 | 1091.5642 | 0.00084451 | 1064.2115 | 0.011883 | 1499 | 0.31929 | 1024.5266 | 0 | 1024.5203 | 0.0035389
| 575.6293 | 0.021782 | 301.9149 | 0 | 301.9149 | 0 | 302.4109 | -0.0061322 | 574.6236 | 0.00078349 | 301.9149 | 0 | 577.7236 | 0.00025997 | 575.6293 | 0.032189 | 301.9149 | 0 | 832.797 | 0.0022037 | 918.6177 | 0.025647 | 660.231 | 0.0039877 | 1091.6226 | 0.00086435 | 1064.3503 | 0.012053 | 1500 | 0.30445 | 1024.5781 | 0 | 1024.5718 | 0.0035429
| 575.7871 | 0.019148 | 302.1252 | 0 | 302.1252 | 0 | 302.6217 | 0.0076201 | 574.7821 | 0.00017411 | 302.1252 | 0 | 577.8807 | 0.00023035 | 575.7871 | 0.030266 | 302.1252 | 0 | 832.8661 | 0.0020986 | 918.8592 | 0.025286 | 660.365 | 0.0047587 | 1091.6809 | 0.00088421 | 1064.489 | 0.01226 | 1501 | 0.29046 | 1024.6295 | 0 | 1024.6232 | 0.0035667
| 575.9448 | 0.016337 | 302.3354 | 0 | 302.3354 | 0 | 302.8326 | 0.0021545 | 574.9405 | 0.00078349 | 302.3354 | 0 | 578.0377 | 0.00029726 | 575.9448 | 0.031688 | 302.3354 | 0 | 832.9351 | 0.0020367 | 919.1008 | 0.026334 | 660.498 | 0.005696 | 1091.7393 | 0.00090406 | 1064.6278 | 0.012464 | 1502 | 0.27703 | 1024.6809 | 0 | 1024.6746 | 0.0036104
| 576.1026 | 0.010794 | 302.5458 | 0 | 302.5458 | 0 | 303.0434 | 0.002996 | 575.099 | 0.00017411 | 302.5458 | 0 | 578.1948 | 0.00018209 | 576.1026 | 0.029546 | 302.5457 | 0 | 833.0041 | 0.0014127 | 919.3423 | 0.02581 | 660.632 | 0.0036263 | 1091.7977 | 0.00092394 | 1064.7667 | 0.012623 | 1503 | 0.26405 | 1024.7324 | 0 | 1024.7261 | 0.0036739
| 576.2604 | 0.015492 | 302.7561 | 0 | 302.7561 | 0 | 303.2542 | -2.2728e-05 | 575.2574 | 0.00078349 | 302.7561 | 0 | 578.3519 | 0.000249 | 576.2604 | 0.031934 | 302.7561 | 0 | 833.0731 | 0.0013342 | 919.5838 | 0.026629 | 660.766 | 0.0046278 | 1091.8561 | 0.00094375 | 1064.9055 | 0.012698 | 1504 | 0.25171 | 1024.7838 | 0 | 1024.7775 | 0.0037526
| 576.4182 | 0.019242 | 302.9664 | 0 | 302.9664 | 0 | 303.4651 | 0.0022067 | 575.4159 | 0 | 302.9664 | 0 | 578.509 | 0.00023474 | 576.4182 | 0.030492 | 302.9664 | 0 | 833.1422 | 0.00099058 | 919.8254 | 0.026531 | 660.899 | 0.0032354 | 1091.9144 | 0.00096352 | 1065.0444 | 0.012666 | 1506 | 0.23965 | 1024.8353 | 0 | 1024.829 | 0.0038415
| 576.576 | 0.012675 | 303.1768 | 0 | 303.1768 | 0 | 303.676 | 0.0016672 | 575.5744 | 0.00078349 | 303.1768 | 0 | 578.666 | 0.0002501 | 576.576 | 0.030879 | 303.1768 | 0 | 833.2113 | 0.0013449 | 920.067 | 0.027579 | 661.033 | 0.0046687 | 1091.9729 | 0.00098326 | 1065.1835 | 0.012523 | 1507 | 0.22764 | 1024.8867 | 0 | 1024.8804 | 0.0039337
| 576.7338 | 0.0093862 | 303.3872 | 0 | 303.3872 | 0 | 303.8869 | 0.0042792 | 575.7329 | 0 | 303.3872 | 0 | 578.8232 | 0.00025887 | 576.7338 | 0.027898 | 303.3872 | 0 | 833.2804 | 0.001598 | 920.3085 | 0.026891 | 661.167 | 0.0028752 | 1092.0312 | 0.0010029 | 1065.3224 | 0.012284 | 1508 | 0.21592 | 1024.9382 | 0 | 1024.9319 | 0.004025
| 576.8916 | 0.016806 | 303.5975 | 0 | 303.5975 | 0 | 304.0978 | -0.004014 | 575.8914 | 0.00078349 | 303.5975 | 0 | 578.9803 | 0.0002479 | 576.8916 | 0.029497 | 303.5976 | 0 | 833.3495 | 0.0011112 | 920.5501 | 0.027874 | 661.301 | 0.0065402 | 1092.0897 | 0.0010225 | 1065.4614 | 0.011978 | 1509 | 0.20482 | 1024.9896 | 0 | 1024.9833 | 0.00411
| 577.0495 | 0.019805 | 303.808 | 0 | 303.808 | 0 | 304.3087 | 0.0065702 | 576.0499 | 0 | 303.808 | 0 | 579.1374 | 0.00029397 | 577.0495 | 0.028581 | 303.808 | 0 | 833.4186 | 0.0016222 | 920.7917 | 0.027874 | 661.435 | 0.0036183 | 1092.1481 | 0.0010419 | 1065.6005 | 0.011634 | 1510 | 0.19461 | 1025.0411 | 0 | 1025.0348 | 0.0041847
| 577.2073 | 0.02028 | 304.0184 | 0 | 304.0184 | 0 | 304.5197 | 0.0014283 | 576.2084 | 0 | 304.0184 | 0 | 579.2945 | 0.00016673 | 577.2073 | 0.030561 | 304.0184 | 0 | 833.4877 | 0.0021411 | 921.0333 | 0.029053 | 661.569 | 0.003302 | 1092.2065 | 0.0010612 | 1065.7395 | 0.011281 | 1511 | 0.18526 | 1025.0927 | 0 | 1025.0863 | 0.0042467
| 577.3652 | 0.019242 | 304.2288 | 0 | 304.2288 | 0 | 304.7307 | -0.00016433 | 576.3669 | 0 | 304.2288 | 0 | 579.4517 | 0.00030494 | 577.3652 | 0.028448 | 304.2288 | 0 | 833.5568 | 0.0023415 | 921.2749 | 0.028332 | 661.703 | 0.0050814 | 1092.2649 | 0.0010804 | 1065.8787 | 0.010936 | 1512 | 0.17662 | 1025.144 | 0 | 1025.1377 | 0.0042943
| 577.523 | 0.0169 | 304.4393 | 0 | 304.4393 | 0 | 304.9416 | -0.0015155 | 576.5254 | 0.00078349 | 304.4393 | 0 | 579.6088 | 0.00022048 | 577.523 | 0.02979 | 304.4393 | 0 | 833.626 | 0.0021179 | 921.5164 | 0.029086 | 661.837 | 0.0050951 | 1092.3234 | 0.0010994 | 1066.0178 | 0.010611 | 1513 | 0.16865 | 1025.1956 | 0 | 1025.1892 | 0.0043253
| 577.6809 | 0.024216 | 304.6498 | 0 | 304.6498 | 0 | 305.1526 | 0.00079887 | 576.684 | 0.00017411 | 304.6498 | 0 | 579.766 | 0.0003192 | 577.6809 | 0.028461 | 304.6498 | 0 | 833.6951 | 0.0022675 | 921.7581 | 0.02902 | 661.971 | 0.0036644 | 1092.3818 | 0.0011183 | 1066.157 | 0.010312 | 1515 | 0.16117 | 1025.2471 | 0 | 1025.2407 | 0.0043396
| 577.8387 | 0.015773 | 304.8603 | 0 | 304.8603 | 0 | 305.3636 | -4.9262e-05 | 576.8425 | 0.00026116 | 304.8603 | 0 | 579.9231 | 0.00025558 | 577.8387 | 0.030219 | 304.8603 | 0 | 833.7643 | 0.0015845 | 921.9997 | 0.030101 | 662.105 | 0.0052511 | 1092.4403 | 0.0011369 | 1066.2963 | 0.010054 | 1516 | 0.15394 | 1025.2986 | 0 | 1025.2922 | 0.0043356
| 577.9966 | 0.019805 | 305.0708 | 0 | 305.0708 | 0 | 305.5746 | 0.0059683 | 577.0011 | 0 | 305.0708 | 0 | 580.0803 | 0.00021499 | 577.9966 | 0.028718 | 305.0708 | 0 | 833.8334 | 0.0014701 | 922.2413 | 0.029774 | 662.24 | 0.0037024 | 1092.4987 | 0.0011553 | 1066.4355 | 0.0098566 | 1517 | 0.14697 | 1025.3501 | 0 | 1025.3438 | 0.0043142
| 578.1545 | 0.016994 | 305.2813 | 0 | 305.2813 | 0 | 305.7857 | -0.0020158 | 577.1596 | 0.00078349 | 305.2813 | 0 | 580.2375 | 0.00021938 | 578.1545 | 0.029976 | 305.2813 | 0 | 833.9026 | 0.0023028 | 922.4829 | 0.030822 | 662.374 | 0.0036445 | 1092.5571 | 0.0011736 | 1066.5748 | 0.0097512 | 1518 | 0.1403 | 1025.4016 | 0 | 1025.3953 | 0.0042768
| 578.3124 | 0.016989 | 305.4918 | 0 | 305.4918 | 0 | 305.9967 | 0.0072666 | 577.3182 | 0 | 305.4918 | 0 | 580.3947 | 0.00024242 | 578.3124 | 0.028711 | 305.4918 | 0 | 833.9719 | 0.0020669 | 922.7246 | 0.030396 | 662.508 | 0.004428 | 1092.6156 | 0.0011915 | 1066.7142 | 0.0097692 | 1519 | 0.13385 | 1025.4531 | 0 | 1025.4468 | 0.0042284
| 578.4703 | 0.01305 | 305.7024 | 0 | 305.7024 | 0 | 306.2078 | -0.0033883 | 577.4767 | 0 | 305.7024 | 0 | 580.5519 | 0.00026326 | 578.4703 | 0.03091 | 305.7024 | 0 | 834.0411 | 0.0018979 | 922.9662 | 0.031608 | 662.643 | 0.0040064 | 1092.6741 | 0.0012092 | 1066.8535 | 0.0099336 | 1520 | 0.12737 | 1025.5046 | 0 | 1025.4983 | 0.004172
| 578.6282 | 0.020462 | 305.913 | 0 | 305.913 | 0 | 306.4189 | 0.0063422 | 577.6353 | 0 | 305.913 | 0 | 580.7091 | 0.00020512 | 578.6282 | 0.029776 | 305.913 | 0 | 834.1103 | 0.0019818 | 923.2079 | 0.031477 | 662.777 | 0.0032595 | 1092.7325 | 0.0012267 | 1066.9929 | 0.010247 | 1522 | 0.12083 | 1025.5561 | 0 | 1025.5498 | 0.0041132
| 578.7861 | 0.018027 | 306.1236 | 0 | 306.1236 | 0 | 306.63 | -0.0016432 | 577.7939 | 0.00026116 | 306.1236 | 0 | 580.8664 | 0.00026874 | 578.7861 | 0.031996 | 306.1236 | 0 | 834.1795 | 0.0019437 | 923.4495 | 0.032263 | 662.912 | 0.0039346 | 1092.791 | 0.0012438 | 1067.1324 | 0.010686 | 1523 | 0.11467 | 1025.6077 | 0 | 1025.6013 | 0.0040576
| 578.944 | 0.022339 | 306.3342 | 0 | 306.3342 | 0 | 306.8411 | 0.0062292 | 577.9525 | 0 | 306.3342 | 0 | 581.0236 | 0.00018647 | 578.944 | 0.029765 | 306.3342 | 0 | 834.2488 | 0.0020606 | 923.6912 | 0.032066 | 663.046 | 0.0036466 | 1092.8496 | 0.0012607 | 1067.2719 | 0.011203 | 1524 | 0.1091 | 1025.6592 | 0 | 1025.6528 | 0.0040076
| 579.102 | 0.018027 | 306.5448 | 0 | 306.5448 | 0 | 307.0522 | -0.0010179 | 578.111 | 0.00078349 | 306.5448 | 0 | 581.1808 | 0.00022267 | 579.102 | 0.030917 | 306.5448 | 0 | 834.3181 | 0.0025952 | 923.9328 | 0.033213 | 663.181 | 0.0049383 | 1092.9081 | 0.0012772 | 1067.4114 | 0.011735 | 1525 | 0.10394 | 1025.7107 | 0 | 1025.7043 | 0.0039663
| 579.2599 | 0.019805 | 306.7554 | 0 | 306.7554 | 0 | 307.2634 | 0.003246 | 578.2696 | 0 | 306.7554 | 0 | 581.3381 | 0.00024022 | 579.2599 | 0.02859 | 306.7554 | 0 | 834.3873 | 0.0014958 | 924.1745 | 0.032754 | 663.315 | 0.0046014 | 1092.9666 | 0.0012933 | 1067.551 | 0.01222 | 1526 | 0.09904 | 1025.7623 | 0 | 1025.7559 | 0.0039329
| 579.4178 | 0.015304 | 306.9661 | 0 | 306.9661 | 0 | 307.4745 | -0.0082465 | 578.4282 | 0.00026116 | 306.9661 | 0 | 581.4954 | 0.00019415 | 579.4178 | 0.029534 | 306.9661 | 0 | 834.4566 | 0.0020336 | 924.4162 | 0.03377 | 663.45 | 0.0064775 | 1093.025 | 0.0013092 | 1067.6906 | 0.012608 | 1527 | 0.094437 | 1025.8138 | 0 | 1025.8075 | 0.0039067
| 579.5758 | 0.024122 | 307.1768 | 0 | 307.1768 | 0 | 307.6857 | -0.0018561 | 578.5868 | 0.00069644 | 307.1768 | 0 | 581.6526 | 0.00027423 | 579.5758 | 0.028171 | 307.1768 | 0 | 834.5259 | 0.0023504 | 924.6579 | 0.033933 | 663.585 | 0.0042485 | 1093.0836 | 0.0013246 | 1067.8302 | 0.012872 | 1528 | 0.090184 | 1025.8654 | 0 | 1025.859 | 0.003886
| 579.7337 | 0.01981 | 307.3875 | 0 | 307.3875 | 0 | 307.8969 | -0.0043248 | 578.7455 | 0.00026116 | 307.3875 | 0 | 581.8099 | 0.00019964 | 579.7337 | 0.029305 | 307.3875 | 0 | 834.5952 | 0.0022419 | 924.8996 | 0.034719 | 663.72 | 0.0048565 | 1093.1421 | 0.0013397 | 1067.9698 | 0.013011 | 1530 | 0.086253 | 1025.917 | 0 | 1025.9105 | 0.0038685
| 579.8917 | 0.027783 | 307.5982 | 0 | 307.5982 | 0 | 308.1082 | -0.0005416 | 578.9041 | 0.00017411 | 307.5982 | 0 | 581.9672 | 0.00029287 | 579.8917 | 0.028679 | 307.5982 | 0 | 834.6646 | 0.0021491 | 925.1413 | 0.034294 | 663.855 | 0.00457 | 1093.2007 | 0.0013544 | 1068.1096 | 0.013043 | 1531 | 0.082535 | 1025.9685 | 0 | 1025.9622 | 0.0038542
| 580.0497 | 0.018684 | 307.8089 | 0 | 307.8089 | 0 | 308.3194 | -0.0034741 | 579.0627 | 0.00026116 | 307.8089 | 0 | 582.1245 | 0.00016563 | 580.0497 | 0.030654 | 307.8089 | 0 | 834.7339 | 0.0018926 | 925.383 | 0.035309 | 663.99 | 0.003561 | 1093.2592 | 0.0013686 | 1068.2494 | 0.012997 | 1532 | 0.078912 | 1026.02 | 0 | 1026.0137 | 0.0038407
| 580.2077 | 0.028158 | 308.0197 | 0 | 308.0197 | 0 | 308.5306 | 0.0003954 | 579.2214 | 0.00017411 | 308.0197 | 0 | 582.2818 | 0.00029946 | 580.2077 | 0.029199 | 308.0197 | 0 | 834.8032 | 0.0013594 | 925.6247 | 0.035309 | 664.125 | 0.0040145 | 1093.3177 | 0.0013825 | 1068.3892 | 0.012906 | 1533 | 0.075277 | 1026.0717 | 0 | 1026.0653 | 0.003828
| 580.3657 | 0.014365 | 308.2304 | 0 | 308.2304 | 0 | 308.7419 | -0.0097762 | 579.38 | 0.00026116 | 308.2304 | 0 | 582.4391 | 0.00017331 | 580.3657 | 0.03042 | 308.2304 | 0 | 834.8726 | 0.0024338 | 925.8665 | 0.036455 | 664.26 | 0.003643 | 1093.3762 | 0.0013959 | 1068.5289 | 0.012798 | 1534 | 0.071613 | 1026.1232 | 0 | 1026.1168 | 0.0038153
| 580.5237 | 0.025249 | 308.4412 | 0 | 308.4412 | 0 | 308.9532 | 0.0058868 | 579.5386 | 0.00017411 | 308.4412 | 0 | 582.5964 | 0.0002501 | 580.5237 | 0.028294 | 308.4412 | 0 | 834.942 | 0.0018707 | 926.1082 | 0.035702 | 664.395 | 0.0032647 | 1093.4348 | 0.0014089 | 1068.6688 | 0.012693 | 1536 | 0.06808 | 1026.1748 | 0 | 1026.1685 | 0.0038002
| 580.6817 | 0.017933 | 308.652 | 0 | 308.652 | 0 | 309.1644 | 0.00073035 | 579.6973 | 0 | 308.652 | 0 | 582.7538 | 0.00026106 | 580.6817 | 0.030298 | 308.652 | 0 | 835.0113 | 0.0016789 | 926.35 | 0.036947 | 664.53 | 0.004121 | 1093.4934 | 0.0014215 | 1068.8087 | 0.012604 | 1537 | 0.064671 | 1026.2264 | 0 | 1026.22 | 0.0037812
| 580.8397 | 0.021588 | 308.8628 | 0 | 308.8628 | 0 | 309.3757 | -0.0022162 | 579.856 | 0.00017411 | 308.8628 | 0 | 582.9111 | 0.00022596 | 580.8397 | 0.028559 | 308.8628 | 0 | 835.0807 | 0.0017198 | 926.5917 | 0.036947 | 664.665 | 0.0029943 | 1093.552 | 0.0014335 | 1068.9486 | 0.012537 | 1538 | 0.061474 | 1026.2779 | 0 | 1026.2716 | 0.0037581
| 580.9977 | 0.019435 | 309.0736 | 0 | 309.0736 | 0 | 309.5871 | -0.0057457 | 580.0146 | 0.00026116 | 309.0736 | 0 | 583.0685 | 0.00020841 | 580.9977 | 0.029683 | 309.0736 | 0 | 835.1501 | 0.002031 | 926.8334 | 0.037929 | 664.801 | 0.0026467 | 1093.6105 | 0.0014414 | 1069.0886 | 0.01249 | 1539 | 0.058648 | 1026.3296 | 0 | 1026.3232 | 0.0037311
| 581.1557 | 0.023559 | 309.2845 | 0 | 309.2845 | 0 | 309.7984 | 0.0084651 | 580.1733 | 0 | 309.2845 | 0 | 583.2258 | 0.00025668 | 581.1557 | 0.027265 | 309.2845 | 0 | 835.2195 | 0.0016281 | 927.0752 | 0.037766 | 664.936 | 0.0027194 | 1093.6691 | 0.0014465 | 1069.2285 | 0.012453 | 1540 | 0.056075 | 1026.3812 | 0 | 1026.3749 | 0.0037025
| 581.3138 | 0.01643 | 309.4953 | 0 | 309.4953 | 0 | 310.0097 | -0.0048989 | 580.332 | 0.00026116 | 309.4953 | 0 | 583.3832 | 0.0001788 | 581.3138 | 0.028951 | 309.4953 | 0 | 835.2889 | 0.0020805 | 927.317 | 0.038683 | 665.071 | 0.0048155 | 1093.7277 | 0.0014511 | 1069.3687 | 0.012414 | 1541 | 0.053523 | 1026.4329 | 0 | 1026.4264 | 0.0036747
| 581.4718 | 0.027971 | 309.7062 | 0 | 309.7062 | 0 | 310.2211 | 0.0038317 | 580.4907 | 0.00017411 | 309.7062 | 0 | 583.5406 | 0.00027423 | 581.4718 | 0.027617 | 309.7062 | 0 | 835.3585 | 0.0021395 | 927.5588 | 0.038748 | 665.207 | 0.0036716 | 1093.7863 | 0.0014553 | 1069.5087 | 0.01236 | 1543 | 0.051033 | 1026.4844 | 0 | 1026.478 | 0.0036525
| 581.6299 | 0.018402 | 309.9171 | 0 | 309.9171 | 0 | 310.4325 | -0.0025573 | 580.6494 | 0.00026116 | 309.9171 | 0 | 583.698 | 0.00024022 | 581.6299 | 0.029328 | 309.9171 | 0 | 835.4278 | 0.0013283 | 927.8006 | 0.039829 | 665.342 | 0.0062937 | 1093.8448 | 0.001459 | 1069.6488 | 0.012282 | 1544 | 0.048652 | 1026.536 | 0 | 1026.5297 | 0.0036366
| 581.788 | 0.021682 | 310.128 | 0 | 310.128 | 0 | 310.6439 | 0.0047653 | 580.8081 | 0 | 310.128 | 0 | 583.8554 | 0.0002128 | 581.788 | 0.027716 | 310.128 | 0 | 835.4973 | 0.0022401 | 928.0423 | 0.039338 | 665.478 | 0.003244 | 1093.9034 | 0.0014621 | 1069.7889 | 0.012178 | 1545 | 0.046306 | 1026.5876 | 0 | 1026.5813 | 0.0036302
| 581.946 | 0.019059 | 310.3389 | 0 | 310.3389 | 0 | 310.8553 | 0.0011816 | 580.9668 | 0 | 310.3389 | 0 | 584.0128 | 0.00024242 | 581.946 | 0.029707 | 310.339 | 0 | 835.5668 | 0.0024446 | 928.2841 | 0.040746 | 665.614 | 0.0021888 | 1093.962 | 0.0014649 | 1069.9291 | 0.012053 | 1546 | 0.043987 | 1026.6393 | 0 | 1026.6329 | 0.0036326
| 582.1041 | 0.026469 | 310.5499 | 0 | 310.5499 | 0 | 311.0667 | 0.003846 | 581.1255 | 0 | 310.5499 | 0 | 584.1702 | 0.00022377 | 582.1041 | 0.028459 | 310.5499 | 0 | 835.6362 | 0.002095 | 928.5259 | 0.040648 | 665.749 | 0.0043999 | 1094.0207 | 0.0014671 | 1070.0693 | 0.011919 | 1547 | 0.041758 | 1026.6909 | 0 | 1026.6846 | 0.0036414
| 582.2622 | 0.022252 | 310.7609 | 0 | 310.7609 | 0 | 311.2782 | -0.0037063 | 581.2842 | 0 | 310.7609 | 0 | 584.3277 | 0.00021499 | 582.2622 | 0.02994 | 310.7609 | 0 | 835.7058 | 0.0022267 | 928.7678 | 0.041663 | 665.885 | 0.0038954 | 1094.0793 | 0.0014689 | 1070.2096 | 0.011791 | 1549 | 0.039755 | 1026.7425 | 0 | 1026.7362 | 0.0036549
| 582.4203 | 0.022339 | 310.9718 | 0 | 310.9718 | 0 | 311.4896 | 0.0015828 | 581.443 | 0 | 310.9718 | 0 | 584.4851 | 0.00024132 | 582.4203 | 0.028031 | 310.9718 | 0 | 835.7752 | 0.001805 | 929.0096 | 0.041762 | 666.021 | 0.003608 | 1094.1379 | 0.0014702 | 1070.3499 | 0.011684 | 1550 | 0.037923 | 1026.7942 | 0 | 1026.7878 | 0.0036707
| 582.5784 | 0.023566 | 311.1828 | 0 | 311.1828 | 0 | 311.7011 | 0.00093895 | 581.6017 | 0.00078349 | 311.1828 | 0 | 584.6425 | 0.00021609 | 582.5784 | 0.029494 | 311.1828 | 0 | 835.8447 | 0.0013515 | 929.2514 | 0.042646 | 666.157 | 0.0034745 | 1094.1965 | 0.001471 | 1070.4902 | 0.011608 | 1551 | 0.036146 | 1026.8458 | 0 | 1026.8395 | 0.0036874
| 582.7365 | 0.015581 | 311.3938 | 0 | 311.3938 | 0 | 311.9126 | 0.010012 | 581.7604 | 0.00017411 | 311.3938 | 0 | 584.8 | 0.00024132 | 582.7365 | 0.027781 | 311.3938 | 0 | 835.9142 | 0.0017783 | 929.4932 | 0.042711 | 666.293 | 0.0059441 | 1094.2552 | 0.0014714 | 1070.6306 | 0.011562 | 1552 | 0.034452 | 1026.8976 | 0 | 1026.8911 | 0.0037025
| 582.8946 | 0.014834 | 311.6049 | 0 | 311.6049 | 0 | 312.1241 | -0.0035303 | 581.9192 | 0.00078349 | 311.6049 | 0 | 584.9575 | 0.00021609 | 582.8946 | 0.029476 | 311.6049 | 0 | 835.9838 | 0.0015901 | 929.7351 | 0.043792 | 666.429 | 0.0040378 | 1094.3138 | 0.0014713 | 1070.771 | 0.011539 | 1553 | 0.032798 | 1026.9492 | 0 | 1026.9429 | 0.0037168
| 583.0527 | 0.028722 | 311.8159 | 0 | 311.8159 | 0 | 312.3356 | 0.0028452 | 582.078 | 0 | 311.8159 | 0 | 585.1149 | 0.00015028 | 583.0527 | 0.027803 | 311.8159 | 0 | 836.0533 | 0.0014495 | 929.9769 | 0.043596 | 666.565 | 0.0041441 | 1094.3726 | 0.0014707 | 1070.9114 | 0.011521 | 1555 | 0.031241 | 1027.0008 | 0 | 1026.9945 | 0.0037303
| 583.2109 | 0.014928 | 312.027 | 0 | 312.027 | 0 | 312.5471 | -0.0014484 | 582.2367 | 0.0018278 | 312.027 | 0 | 585.2724 | 0.00022925 | 583.2109 | 0.029277 | 312.027 | 0 | 836.1229 | 0.0020219 | 930.2188 | 0.044644 | 666.701 | 0.0069001 | 1094.4311 | 0.0014697 | 1071.0519 | 0.01149 | 1556 | 0.029821 | 1027.0525 | 0 | 1027.0461 | 0.0037462
| 583.369 | 0.021307 | 312.238 | 0 | 312.238 | 0 | 312.7587 | 0.0060047 | 582.3955 | 0 | 312.238 | 0 | 585.4299 | 0.00021829 | 583.369 | 0.026962 | 312.238 | 0 | 836.1924 | 0.0018871 | 930.4606 | 0.044808 | 666.837 | 0.0027235 | 1094.4899 | 0.0014684 | 1071.1924 | 0.011431 | 1557 | 0.028435 | 1027.1043 | 0 | 1027.0979 | 0.0037645
| 583.5271 | 0.022252 | 312.4491 | 0 | 312.4491 | 0 | 312.9703 | -0.0019587 | 582.5543 | 0.00026116 | 312.4491 | 0 | 585.5874 | 0.000249 | 583.5271 | 0.028158 | 312.4491 | 0 | 836.262 | 0.0012437 | 930.7025 | 0.045758 | 666.973 | 0.0031249 | 1094.5486 | 0.0014666 | 1071.333 | 0.011337 | 1558 | 0.027105 | 1027.1559 | 0 | 1027.1495 | 0.0037859
| 583.6853 | 0.017834 | 312.6603 | 0 | 312.6603 | 0 | 313.1819 | 0.0018813 | 582.713 | 0 | 312.6603 | 0 | 585.7449 | 0.00018428 | 583.6853 | 0.02693 | 312.6603 | 0 | 836.3316 | 0.0013557 | 930.9444 | 0.045528 | 667.109 | 0.0024494 | 1094.6072 | 0.0014643 | 1071.4735 | 0.011216 | 1559 | 0.02587 | 1027.2076 | 0 | 1027.2012 | 0.0038106
| 583.8435 | 0.020186 | 312.8714 | 0 | 312.8714 | 0 | 313.3934 | 0.00042191 | 582.8718 | 0 | 312.8714 | 0 | 585.9024 | 0.00013711 | 583.8435 | 0.02912 | 312.8714 | 0 | 836.4012 | 0.0017418 | 931.1863 | 0.046904 | 667.245 | 0.0036715 | 1094.6659 | 0.0014618 | 1071.6141 | 0.011085 | 1561 | 0.024731 | 1027.2593 | 0 | 1027.2529 | 0.0038336
| 584.0016 | 0.016989 | 313.0825 | 0 | 313.0825 | 0 | 313.605 | 0.0059046 | 583.0306 | 0 | 313.0825 | 0 | 586.06 | 0.00022925 | 584.0016 | 0.027591 | 313.0825 | 0 | 836.4708 | 0.0017828 | 931.4282 | 0.046871 | 667.382 | 0.0034501 | 1094.7246 | 0.0014588 | 1071.7549 | 0.010968 | 1562 | 0.023647 | 1027.311 | 0 | 1027.3046 | 0.0038519
| 584.1598 | 0.012393 | 313.2937 | 0 | 313.2937 | 0 | 313.8167 | -0.0020095 | 583.1894 | 0.0013058 | 313.2937 | 0 | 586.2175 | 0.00020951 | 584.1598 | 0.028691 | 313.2937 | 0 | 836.5405 | 0.0018924 | 931.6701 | 0.04805 | 667.518 | 0.0027546 | 1094.7833 | 0.0014555 | 1071.8955 | 0.010885 | 1563 | 0.022604 | 1027.3627 | 0 | 1027.3563 | 0.003859
| 584.318 | 0.02309 | 313.5049 | 0 | 313.5049 | 0 | 314.0283 | 0.00026652 | 583.3482 | 0 | 313.5049 | 0 | 586.375 | 0.00025887 | 584.318 | 0.026902 | 313.5049 | 0 | 836.6101 | 0.0022424 | 931.912 | 0.047657 | 667.655 | 0.0037679 | 1094.842 | 0.0014519 | 1072.0363 | 0.010845 | 1564 | 0.021664 | 1027.4144 | 0 | 1027.4081 | 0.0038511
| 584.4762 | 0.012863 | 313.7161 | 0 | 313.7161 | 0 | 314.24 | -0.0017595 | 583.5071 | 0.00026116 | 313.7161 | 0 | 586.5326 | 0.00014589 | 584.4762 | 0.028791 | 313.7161 | 0 | 836.6799 | 0.0019834 | 932.1539 | 0.049099 | 667.791 | 0.0031795 | 1094.9008 | 0.001448 | 1072.177 | 0.01085 | 1566 | 0.020875 | 1027.4661 | 0 | 1027.4597 | 0.0038272
| 584.6344 | 0.016707 | 313.9273 | 0 | 313.9273 | 0 | 314.4517 | 0.0019049 | 583.6659 | 0.00017411 | 313.9273 | 0 | 586.6902 | 0.00025997 | 584.6344 | 0.027655 | 313.9273 | 0 | 836.7495 | 0.0015492 | 932.3958 | 0.049033 | 667.928 | 0.0033476 | 1094.9595 | 0.0014437 | 1072.3179 | 0.010887 | 1567 | 0.020121 | 1027.5178 | 0 | 1027.5115 | 0.0037867
| 584.7926 | 0.018214 | 314.1385 | 0 | 314.1385 | 0 | 314.6634 | -0.0022803 | 583.8247 | 0.00078349 | 314.1385 | 0 | 586.8477 | 0.00015247 | 584.7926 | 0.030015 | 314.1385 | 0 | 836.8192 | 0.0015716 | 932.6377 | 0.050638 | 668.064 | 0.0041498 | 1095.0182 | 0.0014392 | 1072.4587 | 0.010935 | 1568 | 0.019243 | 1027.5696 | 0 | 1027.5632 | 0.0037335
| 584.9508 | 0.022245 | 314.3497 | 0 | 314.3497 | 0 | 314.8751 | 0.001037 | 583.9835 | 0 | 314.3497 | 0 | 587.0053 | 0.00027532 | 584.9508 | 0.028052 | 314.3497 | 0 | 836.8888 | 0.0017805 | 932.8796 | 0.050245 | 668.201 | 0.004113 | 1095.0769 | 0.0014345 | 1072.5996 | 0.010972 | 1569 | 0.018399 | 1027.6213 | 0 | 1027.6149 | 0.0036707
| 585.109 | 0.015116 | 314.561 | 0 | 314.561 | 0 | 315.0868 | 0.00066649 | 584.1424 | 0.00078349 | 314.561 | 0 | 587.1629 | 0.00017331 | 585.109 | 0.029362 | 314.561 | 0 | 836.9585 | 0.0023147 | 933.1216 | 0.05149 | 668.338 | 0.0028195 | 1095.1356 | 0.0014295 | 1072.7405 | 0.010978 | 1570 | 0.017686 | 1027.673 | 0 | 1027.6666 | 0.0036032
| 585.2673 | 0.02309 | 314.7723 | 0 | 314.7723 | 0 | 315.2985 | -0.001564 | 584.3012 | 0.00017411 | 314.7723 | 0 | 587.3205 | 0.00022816 | 585.2673 | 0.026323 | 314.7723 | 0 | 837.0283 | 0.0026436 | 933.3635 | 0.051391 | 668.475 | 0.0040646 | 1095.1943 | 0.0014244 | 1072.8815 | 0.010945 | 1572 | 0.017054 | 1027.7247 | 0 | 1027.7184 | 0.0035317
| 585.4255 | 0.012769 | 314.9836 | 0 | 314.9836 | 0 | 315.5103 | -0.0060823 | 584.4601 | 0.00026116 | 314.9836 | 0 | 587.4781 | 0.00019744 | 585.4255 | 0.027738 | 314.9836 | 0 | 837.098 | 0.0022546 | 933.6055 | 0.052538 | 668.611 | 0.003702 | 1095.2531 | 0.001419 | 1073.0225 | 0.010878 | 1573 | 0.016458 | 1027.7765 | 0 | 1027.7701 | 0.0034587
| 585.5838 | 0.015206 | 315.1949 | 0 | 315.1949 | 0 | 315.722 | -0.00075937 | 584.619 | 0 | 315.1949 | 0 | 587.6358 | 0.00023145 | 585.5838 | 0.026046 | 315.1949 | 0 | 837.1678 | 0.0017062 | 933.8474 | 0.052243 | 668.748 | 0.0032555 | 1095.3119 | 0.0014136 | 1073.1635 | 0.010797 | 1574 | 0.015813 | 1027.8283 | 0 | 1027.8219 | 0.0033856
| 585.742 | 0.017463 | 315.4062 | 0 | 315.4062 | 0 | 315.9338 | 0.003756 | 584.7778 | 0.00026116 | 315.4062 | 0 | 587.7934 | 0.00019635 | 585.742 | 0.028209 | 315.4062 | 0 | 837.2374 | 0.0016189 | 934.0894 | 0.053651 | 668.885 | 0.0066035 | 1095.3706 | 0.001408 | 1073.3046 | 0.01073 | 1575 | 0.015188 | 1027.88 | 0 | 1027.8737 | 0.0033125
| 585.9003 | 0.027314 | 315.6176 | 0 | 315.6176 | 0 | 316.1456 | 0.0059846 | 584.9367 | 0.00017411 | 315.6176 | 0 | 587.951 | 0.00019854 | 585.9003 | 0.027607 | 315.6175 | 0 | 837.3072 | 0.0015073 | 934.3314 | 0.053913 | 669.022 | 0.0050694 | 1095.4294 | 0.0014023 | 1073.4457 | 0.010704 | 1577 | 0.014626 | 1027.9318 | 0 | 1027.9254 | 0.0032434
| 586.0586 | 0.016712 | 315.8289 | 0 | 315.8289 | 0 | 316.3574 | -0.00094536 | 585.0956 | 0.00026116 | 315.8289 | 0 | 588.1087 | 0.0001766 | 586.0586 | 0.029039 | 315.8289 | 0 | 837.377 | 0.0023459 | 934.5734 | 0.055191 | 669.159 | 0.002621 | 1095.4882 | 0.0013965 | 1073.5868 | 0.010732 | 1578 | 0.014084 | 1027.9835 | 0 | 1027.9772 | 0.0031838
| 586.2168 | 0.016426 | 316.0403 | 0 | 316.0403 | 0 | 316.5692 | 0.0036455 | 585.2545 | 0.00017411 | 316.0403 | 0 | 588.2663 | 0.00019086 | 586.2168 | 0.027631 | 316.0403 | 0 | 837.4468 | 0.0018396 | 934.8153 | 0.055289 | 669.297 | 0.0038968 | 1095.547 | 0.0013907 | 1073.728 | 0.010813 | 1579 | 0.013467 | 1028.0353 | 0 | 1028.0289 | 0.0031393
| 586.3751 | 0.019717 | 316.2517 | 0 | 316.2517 | 0 | 316.7811 | -0.00051275 | 585.4134 | 0 | 316.2517 | 0 | 588.424 | 0.00021829 | 586.3751 | 0.027688 | 316.2517 | 0 | 837.5165 | 0.0020422 | 935.0573 | 0.055977 | 669.434 | 0.0036616 | 1095.6057 | 0.0013849 | 1073.8693 | 0.010925 | 1580 | 0.01278 | 1028.087 | 0 | 1028.0807 | 0.0031163
| 586.5334 | 0.023747 | 316.4631 | 0 | 316.4631 | 0 | 316.993 | 0.0095917 | 585.5723 | 0 | 316.4631 | 0 | 588.5817 | 0.00019086 | 586.5334 | 0.026186 | 316.4631 | 0 | 837.5864 | 0.0020193 | 935.2993 | 0.05673 | 669.571 | 0.0066605 | 1095.6645 | 0.0013791 | 1074.0105 | 0.011041 | 1582 | 0.012142 | 1028.1389 | 0 | 1028.1325 | 0.0031187
| 586.6917 | 0.022909 | 316.6745 | 0 | 316.6745 | 0 | 317.2048 | -0.006593 | 585.7312 | 0.00078349 | 316.6745 | 0 | 588.7393 | 0.00016783 | 586.6917 | 0.028075 | 316.6745 | 0 | 837.6562 | 0.0017587 | 935.5413 | 0.058106 | 669.708 | 0.0040697 | 1095.7233 | 0.0013734 | 1074.1517 | 0.011132 | 1583 | 0.011614 | 1028.1907 | 0 | 1028.1843 | 0.0031489
| 586.85 | 0.021119 | 316.886 | 0 | 316.886 | 0 | 317.4167 | 0.0078739 | 585.8901 | 0.00069644 | 316.886 | 0 | 588.897 | 0.00019854 | 586.85 | 0.026944 | 316.886 | 0 | 837.726 | 0.0022507 | 935.7834 | 0.057811 | 669.846 | 0.005159 | 1095.7821 | 0.0013678 | 1074.2931 | 0.011187 | 1584 | 0.011079 | 1028.2424 | 0 | 1028.2361 | 0.0032045
| 587.0083 | 0.015116 | 317.0974 | 0 | 317.0974 | 0 | 317.6286 | -0.00054712 | 586.049 | 0 | 317.0974 | 0 | 589.0547 | 0.00017221 | 587.0083 | 0.028239 | 317.0974 | 0 | 837.7958 | 0.0017402 | 936.0254 | 0.059187 | 669.983 | 0.0047613 | 1095.8409 | 0.0013622 | 1074.4344 | 0.01121 | 1585 | 0.010558 | 1028.2943 | 0 | 1028.2878 | 0.0032807
| 587.1667 | 0.027032 | 317.3089 | 0 | 317.3089 | 0 | 317.8405 | 0.0050859 | 586.2079 | 0.00069644 | 317.3089 | 0 | 589.2125 | 0.00023803 | 587.1667 | 0.026111 | 317.3089 | 0 | 837.8657 | 0.0014059 | 936.2674 | 0.059187 | 670.12 | 0.0037991 | 1095.8998 | 0.0013568 | 1074.5758 | 0.011216 | 1587 | 0.010057 | 1028.3461 | 0 | 1028.3397 | 0.0033697
| 587.325 | 0.026852 | 317.5204 | 0 | 317.5204 | 0 | 318.0525 | -0.0011193 | 586.3669 | 0.00026116 | 317.5204 | 0 | 589.3702 | 0.00017112 | 587.325 | 0.027942 | 317.5204 | 0 | 837.9355 | 0.0014525 | 936.5095 | 0.060628 | 670.258 | 0.001795 | 1095.9586 | 0.0013516 | 1074.7173 | 0.011228 | 1588 | 0.0095974 | 1028.3978 | 0 | 1028.3915 | 0.0034642
| 587.4833 | 0.023653 | 317.7319 | 0 | 317.7319 | 0 | 318.2644 | 0.0095559 | 586.5258 | 0.00017411 | 317.7319 | 0 | 589.5279 | 0.00023254 | 587.4833 | 0.026853 | 317.7319 | 0 | 838.0054 | 0.0018321 | 936.7515 | 0.060431 | 670.396 | 0.003449 | 1096.0175 | 0.0013466 | 1074.8588 | 0.011263 | 1589 | 0.0091583 | 1028.4497 | 0 | 1028.4434 | 0.0035556
| 587.6417 | 0.024411 | 317.9434 | 0 | 317.9434 | 0 | 318.4764 | -0.0025901 | 586.6848 | 0 | 317.9434 | 0 | 589.6856 | 0.00015466 | 587.6417 | 0.028487 | 317.9434 | 0 | 838.0753 | 0.0020264 | 936.9936 | 0.061512 | 670.533 | 0.0037963 | 1096.0763 | 0.0013417 | 1075.0002 | 0.011332 | 1590 | 0.0087124 | 1028.5015 | 0 | 1028.4951 | 0.0036358
| 587.8 | 0.029566 | 318.155 | 0 | 318.155 | 0 | 318.6884 | 0.0039477 | 586.8437 | 0.00069644 | 318.155 | 0 | 589.8434 | 0.00024351 | 587.8 | 0.027061 | 318.155 | 0 | 838.1451 | 0.0025164 | 937.2356 | 0.061807 | 670.671 | 0.0043131 | 1096.1351 | 0.0013372 | 1075.1418 | 0.01144 | 1592 | 0.0083282 | 1028.5533 | 0 | 1028.547 | 0.0037009
| 587.9584 | 0.015867 | 318.3665 | 0 | 318.3665 | 0 | 318.9004 | 0.007429 | 587.0027 | 0.00026116 | 318.3665 | 0 | 590.0011 | 0.00019415 | 587.9584 | 0.027795 | 318.3665 | 0 | 838.2151 | 0.0024058 | 937.4777 | 0.063216 | 670.809 | 0.0029238 | 1096.194 | 0.0013329 | 1075.2834 | 0.011585 | 1593 | 0.0079578 | 1028.6051 | 0 | 1028.5988 | 0.0037462
| 588.1168 | 0.019429 | 318.5781 | 0 | 318.5781 | 0 | 319.1124 | 0.0059847 | 587.1617 | 0.00069644 | 318.5781 | 0 | 590.1589 | 0.00017221 | 588.1168 | 0.026243 | 318.5781 | 0 | 838.285 | 0.0018042 | 937.7197 | 0.062823 | 670.946 | 0.0032104 | 1096.2528 | 0.0013289 | 1075.425 | 0.011764 | 1594 | 0.0076285 | 1028.657 | 0 | 1028.6506 | 0.0037708
| 588.2751 | 0.02028 | 318.7897 | 0 | 318.7897 | 0 | 319.3244 | -0.0057557 | 587.3206 | 0.00026116 | 318.7897 | 0 | 590.3167 | 0.0002128 | 588.2751 | 0.027188 | 318.7897 | 0 | 838.3549 | 0.0017736 | 937.9618 | 0.064624 | 671.084 | 0.005831 | 1096.3117 | 0.0013253 | 1075.5668 | 0.011971 | 1595 | 0.0073061 | 1028.7089 | 0 | 1028.7024 | 0.0037772
| 588.4335 | 0.024686 | 319.0013 | 0 | 319.0013 | 0 | 319.5364 | -7.9242e-05 | 587.4796 | 0 | 319.0013 | 0 | 590.4745 | 0.00018757 | 588.4335 | 0.026255 | 319.0013 | 0 | 838.4249 | 0.0021046 | 938.2039 | 0.064853 | 671.222 | 0.0060888 | 1096.3705 | 0.001322 | 1075.7084 | 0.012188 | 1597 | 0.0069631 | 1028.7606 | 0 | 1028.7543 | 0.0037661
| 588.5919 | 0.017088 | 319.2129 | 0 | 319.2129 | 0 | 319.7485 | -0.00077454 | 587.6386 | 0 | 319.2129 | 0 | 590.6323 | 0.00022158 | 588.5919 | 0.028034 | 319.2129 | 0 | 838.4948 | 0.0018206 | 938.446 | 0.066393 | 671.36 | 0.0052897 | 1096.4294 | 0.0013192 | 1075.8501 | 0.012392 | 1598 | 0.0066544 | 1028.8125 | 0 | 1028.8061 | 0.003743
| 588.7503 | 0.018772 | 319.4246 | 0 | 319.4246 | 0 | 319.9606 | 0.0068757 | 587.7976 | 0.00017411 | 319.4246 | 0 | 590.7901 | 0.00022706 | 588.7503 | 0.027129 | 319.4246 | 0 | 838.5648 | 0.0013011 | 938.6881 | 0.065934 | 671.498 | 0.0041863 | 1096.4883 | 0.0013167 | 1075.9919 | 0.01255 | 1599 | 0.0063251 | 1028.8644 | 0 | 1028.858 | 0.0037128
| 588.9087 | 0.019059 | 319.6362 | 0 | 319.6362 | 0 | 320.1727 | -0.0045452 | 587.9566 | 0 | 319.6362 | 0 | 590.9479 | 9.1044e-05 | 588.9087 | 0.027932 | 319.6362 | 0 | 838.6348 | 0.0013804 | 938.9302 | 0.067768 | 671.636 | 0.0056393 | 1096.5471 | 0.0013146 | 1076.1338 | 0.01263 | 1601 | 0.0060644 | 1028.9163 | 0 | 1028.9099 | 0.0036819
| 589.0671 | 0.013985 | 319.8479 | 0 | 319.8479 | 0 | 320.3848 | 0.0010726 | 588.1156 | 0.00017411 | 319.8479 | 0 | 591.1057 | 0.00030713 | 589.0671 | 0.026537 | 319.8479 | 0 | 838.7048 | 0.0013093 | 939.1723 | 0.067637 | 671.775 | 0.0032452 | 1096.6061 | 0.0013131 | 1076.2756 | 0.012607 | 1602 | 0.0059135 | 1028.9681 | 0 | 1028.9617 | 0.0036557
| 589.2256 | 0.022252 | 320.0596 | 0 | 320.0596 | 0 | 320.5969 | -0.00022813 | 588.2746 | 0.00078349 | 320.0596 | 0 | 591.2635 | 9.5431e-05 | 589.2256 | 0.027898 | 320.0596 | 0 | 838.7748 | 0.0012446 | 939.4144 | 0.069111 | 671.913 | 0.0030491 | 1096.6649 | 0.001312 | 1076.4175 | 0.012476 | 1603 | 0.0057008 | 1029.02 | 0 | 1029.0135 | 0.0036398
| 589.384 | 0.02553 | 320.2713 | 0 | 320.2713 | 0 | 320.809 | 0.011159 | 588.4336 | 0.00017411 | 320.2713 | 0 | 591.4214 | 0.00030055 | 589.384 | 0.027523 | 320.2713 | 0 | 838.8448 | 0.0015624 | 939.6566 | 0.068948 | 672.051 | 0.0072692 | 1096.7239 | 0.0013114 | 1076.5594 | 0.012251 | 1604 | 0.0055019 | 1029.0719 | 0 | 1029.0654 | 0.003639
| 589.5424 | 0.016618 | 320.483 | 0 | 320.483 | 0 | 321.0212 | -0.0035597 | 588.5927 | 0.00078349 | 320.483 | 0 | 591.5792 | 0.00011079 | 589.5424 | 0.028257 | 320.483 | 0 | 838.9149 | 0.0022531 | 939.8987 | 0.07052 | 672.189 | 0.0040242 | 1096.7828 | 0.0013114 | 1076.7014 | 0.011969 | 1606 | 0.005296 | 1029.1238 | 0 | 1029.1173 | 0.0036557
| 589.7009 | 0.019523 | 320.6948 | 0 | 320.6948 | 0 | 321.2333 | 0.0039881 | 588.7517 | 0 | 320.6948 | 0 | 591.7371 | 0.00021829 | 589.7009 | 0.027085 | 320.6948 | 0 | 838.9849 | 0.003101 | 940.1408 | 0.07088 | 672.328 | 0.0029331 | 1096.8417 | 0.0013118 | 1076.8434 | 0.01168 | 1607 | 0.0050834 | 1029.1757 | 0 | 1029.1692 | 0.0036874
| 589.8593 | 0.01812 | 320.9065 | 0 | 320.9065 | 0 | 321.4455 | -0.0021749 | 588.9107 | 0.00078349 | 320.9065 | 0 | 591.8949 | 0.00022267 | 589.8593 | 0.027815 | 320.9065 | 0 | 839.0549 | 0.0027431 | 940.383 | 0.072321 | 672.466 | 0.0038947 | 1096.9006 | 0.0013129 | 1076.9854 | 0.011433 | 1608 | 0.0049462 | 1029.2275 | 0 | 1029.2212 | 0.0037311
| 590.0178 | 0.017083 | 321.1183 | 0 | 321.1183 | 0 | 321.6577 | -0.00077976 | 589.0698 | 0 | 321.1183 | 0 | 592.0528 | 0.00013053 | 590.0178 | 0.02612 | 321.1183 | 0 | 839.125 | 0.0017412 | 940.6251 | 0.072092 | 672.605 | 0.0047891 | 1096.9596 | 0.0013145 | 1077.1274 | 0.011265 | 1610 | 0.0046786 | 1029.2794 | 0 | 1029.2731 | 0.0037804
| 590.1763 | 0.014271 | 321.3301 | 0 | 321.3301 | 0 | 321.8699 | -0.0044418 | 589.2288 | 0.00078349 | 321.3301 | 0 | 592.2107 | 0.00022596 | 590.1763 | 0.027107 | 321.3301 | 0 | 839.1951 | 0.0017836 | 940.8673 | 0.07409 | 672.743 | 0.0053516 | 1097.0186 | 0.0013167 | 1077.2697 | 0.01119 | 1611 | 0.0044591 | 1029.3313 | 0 | 1029.3249 | 0.0038256
| 590.3347 | 0.029379 | 321.5419 | 0 | 321.5419 | 0 | 322.0822 | 0.0003494 | 589.3879 | 0 | 321.5419 | 0 | 592.3686 | 0.00015028 | 590.3347 | 0.025631 | 321.5419 | 0 | 839.2651 | 0.0025741 | 941.1095 | 0.074549 | 672.882 | 0.0044265 | 1097.0774 | 0.0013195 | 1077.4117 | 0.011201 | 1612 | 0.0043905 | 1029.3832 | 0 | 1029.3768 | 0.003859
| 590.4932 | 0.012769 | 321.7537 | 0 | 321.7537 | 0 | 322.2944 | 0.0034848 | 589.547 | 0.00026116 | 321.7537 | 0 | 592.5265 | 0.00022377 | 590.4932 | 0.027376 | 321.7537 | 0 | 839.3353 | 0.0024831 | 941.3516 | 0.076448 | 673.02 | 0.0036983 | 1097.1363 | 0.0013229 | 1077.554 | 0.01127 | 1613 | 0.0041984 | 1029.4352 | 0 | 1029.4287 | 0.0038717
| 590.6517 | 0.016895 | 321.9655 | 0 | 321.9655 | 0 | 322.5067 | 0.0018748 | 589.706 | 0 | 321.9655 | 0 | 592.6844 | 0.00018318 | 590.6517 | 0.025747 | 321.9655 | 0 | 839.4053 | 0.0018176 | 941.5938 | 0.075924 | 673.159 | 0.0048817 | 1097.1953 | 0.0013269 | 1077.6962 | 0.011363 | 1615 | 0.0040406 | 1029.4871 | 0 | 1029.4807 | 0.0038614
| 590.8102 | 0.017651 | 322.1774 | 0 | 322.1774 | 0 | 322.7189 | 0.0038283 | 589.8651 | 0 | 322.1774 | 0 | 592.8423 | 0.00015796 | 590.8102 | 0.026891 | 322.1774 | 0 | 839.4755 | 0.0019371 | 941.836 | 0.077922 | 673.298 | 0.003445 | 1097.2543 | 0.0013316 | 1077.8384 | 0.01145 | 1616 | 0.0040201 | 1029.5389 | 0 | 1029.5326 | 0.0038241
| 590.9687 | 0.022527 | 322.3893 | 0 | 322.3893 | 0 | 322.9312 | -0.0020104 | 590.0242 | 0.00017411 | 322.3893 | 0 | 593.0002 | 0.00018209 | 590.9687 | 0.025615 | 322.3893 | 0 | 839.5456 | 0.002363 | 942.0782 | 0.077758 | 673.437 | 0.0057506 | 1097.3132 | 0.0013369 | 1077.9807 | 0.011509 | 1617 | 0.0039034 | 1029.5909 | 0 | 1029.5845 | 0.0037645
| 591.1272 | 0.016243 | 322.6012 | 0 | 322.6012 | 0 | 323.1435 | 0.0027158 | 590.1833 | 0.00026116 | 322.6012 | 0 | 593.1582 | 0.0002117 | 591.1272 | 0.026647 | 322.6012 | 0 | 839.6158 | 0.0025408 | 942.3204 | 0.07992 | 673.576 | 0.0048508 | 1097.3723 | 0.0013428 | 1078.123 | 0.011529 | 1619 | 0.0037182 | 1029.6428 | 0 | 1029.6365 | 0.0036882
| 591.2858 | 0.025343 | 322.8131 | 0 | 322.8131 | 0 | 323.3558 | 0.0059973 | 590.3424 | 0 | 322.8131 | 0 | 593.3161 | 0.00018647 | 591.2858 | 0.026125 | 322.8131 | 0 | 839.6859 | 0.0024918 | 942.5626 | 0.080936 | 673.715 | 0.0060308 | 1097.4313 | 0.0013494 | 1078.2654 | 0.011503 | 1620 | 0.0035673 | 1029.6948 | 0 | 1029.6883 | 0.003604
| 591.4443 | 0.017088 | 323.025 | 0 | 323.025 | 0 | 323.5682 | -0.0016499 | 590.5015 | 0.00026116 | 323.025 | 0 | 593.4741 | 0.0002117 | 591.4443 | 0.027185 | 323.025 | 0 | 839.7561 | 0.0021685 | 942.8048 | 0.082082 | 673.854 | 0.0052064 | 1097.4902 | 0.0013566 | 1078.4078 | 0.011427 | 1621 | 0.0034575 | 1029.7467 | 0 | 1029.7404 | 0.003523
| 591.6028 | 0.011076 | 323.2369 | 0 | 323.2369 | 0 | 323.7805 | 0.00074206 | 590.6606 | 0.00017411 | 323.2369 | 0 | 593.632 | 0.00014699 | 591.6028 | 0.025921 | 323.2369 | 0 | 839.8264 | 0.0020643 | 943.047 | 0.083097 | 673.993 | 0.0047477 | 1097.5492 | 0.0013645 | 1078.5503 | 0.011292 | 1623 | 0.0033683 | 1029.7987 | 0 | 1029.7922 | 0.0034563
| 591.7614 | 0.019529 | 323.4489 | 0 | 323.4489 | 0 | 323.9929 | 0.001759 | 590.8197 | 0.00078349 | 323.4489 | 0 | 593.79 | 0.0002479 | 591.7614 | 0.025961 | 323.4489 | 0 | 839.8964 | 0.0016921 | 943.2893 | 0.082868 | 674.132 | 0.0056354 | 1097.6083 | 0.001373 | 1078.6927 | 0.011094 | 1624 | 0.0032654 | 1029.8506 | 0 | 1029.8442 | 0.0034126
| 591.9199 | 0.028815 | 323.6608 | 0 | 323.6608 | 0 | 324.2053 | 0.0016019 | 590.9789 | 0.00069644 | 323.6608 | 0 | 593.948 | 0.0001075 | 591.9199 | 0.024087 | 323.6608 | 0 | 839.9666 | 0.0021348 | 943.5315 | 0.084571 | 674.271 | 0.0035037 | 1097.6672 | 0.0013821 | 1078.8353 | 0.010833 | 1625 | 0.003142 | 1029.9026 | 0 | 1029.8962 | 0.0033991
| 592.0785 | 0.019247 | 323.8728 | 0 | 323.8728 | 0 | 324.4177 | -0.00015858 | 591.138 | 0.00026116 | 323.8728 | 0 | 594.106 | 0.00027971 | 592.0785 | 0.025473 | 323.8728 | 0 | 840.0368 | 0.0018896 | 943.7737 | 0.085357 | 674.41 | 0.0041613 | 1097.7262 | 0.0013919 | 1078.9779 | 0.01052 | 1627 | 0.0030048 | 1029.9546 | 0 | 1029.9481 | 0.0034173
| 592.2371 | 0.024967 | 324.0848 | 0 | 324.0848 | 0 | 324.6301 | 0.005703 | 591.2971 | 0.00017411 | 324.0848 | 0 | 594.264 | 0.00010092 | 592.2371 | 0.024441 | 324.0848 | 0 | 840.1071 | 0.002584 | 944.016 | 0.087061 | 674.549 | 0.0040781 | 1097.7853 | 0.0014023 | 1079.1205 | 0.010183 | 1628 | 0.0029224 | 1030.0065 | 0 | 1030.0001 | 0.003465
| 592.3956 | 0.01183 | 324.2969 | 0 | 324.2969 | 0 | 324.8425 | -0.0062465 | 591.4563 | 0.00078349 | 324.2969 | 0 | 594.422 | 0.00020512 | 592.3956 | 0.025496 | 324.2969 | 0 | 840.1774 | 0.00246 | 944.2582 | 0.086635 | 674.689 | 0.0035668 | 1097.8444 | 0.0014134 | 1079.2632 | 0.0098583 | 1629 | 0.0028675 | 1030.0585 | 0 | 1030.0521 | 0.0035373
| 592.5542 | 0.023371 | 324.5089 | 0 | 324.5089 | 0 | 325.0549 | 0.0018603 | 591.6154 | 0.00017411 | 324.5089 | 0 | 594.58 | 0.00020073 | 592.5542 | 0.023818 | 324.5089 | 0 | 840.2476 | 0.0013962 | 944.5005 | 0.088436 | 674.828 | 0.0032975 | 1097.9033 | 0.001425 | 1079.4058 | 0.0095892 | 1631 | 0.0027372 | 1030.1105 | 0 | 1030.1041 | 0.0036255
| 592.7128 | 0.017182 | 324.7209 | 0 | 324.7209 | 0 | 325.2674 | -0.0034152 | 591.7746 | 0 | 324.7209 | 0 | 594.738 | 0.00015137 | 592.7128 | 0.024934 | 324.7209 | 0 | 840.3178 | 0.0021098 | 944.7428 | 0.088993 | 674.968 | 0.0040973 | 1097.9624 | 0.0014372 | 1079.5485 | 0.0094156 | 1632 | 0.0026343 | 1030.1625 | 0 | 1030.1561 | 0.0037184
| 592.8714 | 0.016426 | 324.933 | 0 | 324.933 | 0 | 325.4799 | 0.01 | 591.9337 | 0 | 324.933 | 0 | 594.8961 | 0.0002117 | 592.8714 | 0.024241 | 324.933 | 0 | 840.3881 | 0.0016897 | 944.9851 | 0.091122 | 675.107 | 0.0031622 | 1098.0215 | 0.0014501 | 1079.6913 | 0.0093673 | 1633 | 0.0025863 | 1030.2145 | 0 | 1030.2081 | 0.003809
| 593.03 | 0.028542 | 325.1451 | 0 | 325.1451 | 0 | 325.6924 | 0.0012851 | 592.0929 | 0 | 325.1451 | 0 | 595.0541 | 0.00019744 | 593.03 | 0.025608 | 325.1451 | 0 | 840.4584 | 0.0016658 | 945.2273 | 0.091155 | 675.247 | 0.0033712 | 1098.0804 | 0.0014634 | 1079.8341 | 0.009459 | 1635 | 0.0024971 | 1030.2665 | 0 | 1030.2601 | 0.0038892
| 593.1886 | 0.021682 | 325.3572 | 0 | 325.3572 | 0 | 325.9048 | 0.0030022 | 592.2521 | 0 | 325.3572 | 0 | 595.2122 | 0.00011518 | 593.1886 | 0.024492 | 325.3572 | 0 | 840.5286 | 0.0014264 | 945.4696 | 0.092662 | 675.386 | 0.0043814 | 1098.1395 | 0.0014774 | 1079.9769 | 0.0096876 | 1636 | 0.0023736 | 1030.3185 | 0 | 1030.3121 | 0.0039551
| 593.3472 | 0.022064 | 325.5693 | 0 | 325.5693 | 0 | 326.1174 | 0.0019329 | 592.4113 | 0.00026116 | 325.5693 | 0 | 595.3702 | 0.00023145 | 593.3472 | 0.025743 | 325.5693 | 0 | 840.5989 | 0.0016749 | 945.7119 | 0.093349 | 675.526 | 0.0040252 | 1098.1986 | 0.0014919 | 1080.1198 | 0.010034 | 1637 | 0.0022707 | 1030.3705 | 0 | 1030.3641 | 0.0040036
| 593.5059 | 0.022151 | 325.7814 | 0 | 325.7814 | 0 | 326.3299 | -0.00024163 | 592.5705 | 0 | 325.7814 | 0 | 595.5283 | 0.00016892 | 593.5059 | 0.02503 | 325.7815 | 0 | 840.6694 | 0.0014872 | 945.9542 | 0.09502 | 675.666 | 0.0030116 | 1098.2577 | 0.0015069 | 1080.2627 | 0.010464 | 1639 | 0.0022227 | 1030.4225 | 0 | 1030.4161 | 0.0040369
| 593.6645 | 0.017839 | 325.9936 | 0 | 325.9936 | 0 | 326.5424 | -0.0076895 | 592.7297 | 0.00026116 | 325.9936 | 0 | 595.6864 | 0.00022048 | 593.6645 | 0.026131 | 325.9936 | 0 | 840.7396 | 0.0013494 | 946.1965 | 0.094954 | 675.806 | 0.0038069 | 1098.3168 | 0.0015224 | 1080.4056 | 0.010937 | 1640 | 0.002161 | 1030.4745 | 0 | 1030.4681 | 0.0040568
| 593.8232 | 0.024592 | 326.2058 | 0 | 326.2058 | 0 | 326.755 | 0.0011109 | 592.8889 | 0 | 326.2058 | 0 | 595.8445 | 0.00023803 | 593.8232 | 0.0246 | 326.2058 | 0 | 840.8099 | 0.0019152 | 946.4389 | 0.096789 | 675.945 | 0.0049999 | 1098.3758 | 0.0015384 | 1080.5486 | 0.011411 | 1641 | 0.0020786 | 1030.5265 | 0 | 1030.5201 | 0.004064
| 593.9818 | 0.013989 | 326.4179 | 0 | 326.4179 | 0 | 326.9676 | -0.0027701 | 593.0481 | 0 | 326.4179 | 0 | 596.0026 | 0.00013602 | 593.9818 | 0.025297 | 326.418 | 0 | 840.8803 | 0.001554 | 946.6812 | 0.097247 | 676.085 | 0.0027259 | 1098.4349 | 0.0015549 | 1080.6916 | 0.011848 | 1643 | 0.0019346 | 1030.5785 | 0 | 1030.5721 | 0.0040608
| 594.1405 | 0.02065 | 326.6301 | 0 | 326.6301 | 0 | 327.1802 | 0.0050943 | 593.2073 | 0 | 326.6301 | 0 | 596.1607 | 0.0001777 | 594.1405 | 0.02438 | 326.6302 | 0 | 840.9507 | 0.0015567 | 946.9235 | 0.099606 | 676.225 | 0.0035274 | 1098.494 | 0.0015717 | 1080.8346 | 0.012223 | 1644 | 0.0018248 | 1030.6306 | 0 | 1030.6242 | 0.0040457
| 594.2991 | 0.020937 | 326.8424 | 0 | 326.8424 | 0 | 327.3928 | -0.0022513 | 593.3665 | 0.00026116 | 326.8424 | 0 | 596.3188 | 0.00018209 | 594.2991 | 0.025519 | 326.8424 | 0 | 841.0211 | 0.0016993 | 947.1658 | 0.099343 | 676.365 | 0.0038025 | 1098.5531 | 0.001589 | 1080.9778 | 0.012524 | 1645 | 0.0017974 | 1030.6826 | 0 | 1030.6763 | 0.0040187
| 594.4578 | 0.027595 | 327.0546 | 0 | 327.0546 | 0 | 327.6054 | 0.010742 | 593.5258 | 0.00017411 | 327.0546 | 0 | 596.4769 | 0.00018209 | 594.4578 | 0.024478 | 327.0546 | 0 | 841.0914 | 0.0017176 | 947.4082 | 0.10121 | 676.506 | 0.0054374 | 1098.6122 | 0.0016067 | 1081.1209 | 0.01275 | 1647 | 0.0017219 | 1030.7346 | 0 | 1030.7283 | 0.0039798
| 594.6165 | 0.019435 | 327.2668 | 0 | 327.2668 | 0 | 327.8181 | 0.00020339 | 593.685 | 0 | 327.2668 | 0 | 596.6351 | 0.00025448 | 594.6165 | 0.025482 | 327.2668 | 0 | 841.1619 | 0.0021945 | 947.6505 | 0.10236 | 676.646 | 0.004287 | 1098.6714 | 0.0016247 | 1081.264 | 0.012904 | 1648 | 0.0017013 | 1030.7867 | 0 | 1030.7803 | 0.0039273
| 594.7752 | 0.021682 | 327.4791 | 0 | 327.4791 | 0 | 328.0307 | 0.0051198 | 593.8442 | 0 | 327.4791 | 0 | 596.7932 | 0.00010859 | 594.7752 | 0.023865 | 327.4791 | 0 | 841.2323 | 0.0022845 | 947.8929 | 0.10416 | 676.786 | 0.0030332 | 1098.7305 | 0.001644 | 1081.4072 | 0.012994 | 1649 | 0.001715 | 1030.8387 | 0 | 1030.8324 | 0.0038638
| 594.9339 | 0.019153 | 327.6914 | 0 | 327.6914 | 0 | 328.2434 | -0.00044609 | 594.0035 | 0.00026116 | 327.6914 | 0 | 596.9514 | 0.00021061 | 594.9339 | 0.025626 | 327.6914 | 0 | 841.3028 | 0.0018851 | 948.1353 | 0.10426 | 676.926 | 0.0037744 | 1098.7895 | 0.0016594 | 1081.5505 | 0.013024 | 1651 | 0.0016396 | 1030.8909 | 0 | 1030.8844 | 0.0037923
| 595.0926 | 0.024404 | 327.9037 | 0 | 327.9037 | 0 | 328.4561 | -0.00053094 | 594.1627 | 0.00017411 | 327.9037 | 0 | 597.1095 | 0.00015137 | 595.0926 | 0.024343 | 327.9037 | 0 | 841.3732 | 0.0018511 | 948.3776 | 0.10658 | 677.067 | 0.0037749 | 1098.8488 | 0.0016799 | 1081.6937 | 0.013002 | 1652 | 0.0015641 | 1030.9429 | 0 | 1030.9365 | 0.0037144
| 595.2513 | 0.01859 | 328.116 | 0 | 328.116 | 0 | 328.6688 | -0.0070362 | 594.322 | 0 | 328.116 | 0 | 597.2677 | 0.00021938 | 595.2513 | 0.026443 | 328.116 | 0 | 841.4436 | 0.0021182 | 948.62 | 0.10786 | 677.207 | 0.0038373 | 1098.9078 | 0.0017004 | 1081.837 | 0.012938 | 1653 | 0.0015024 | 1030.995 | 0 | 1030.9885 | 0.0036342
| 595.41 | 0.024498 | 328.3283 | 0 | 328.3283 | 0 | 328.8815 | 0.0044598 | 594.4813 | 0.00069644 | 328.3283 | 0 | 597.4259 | 0.00017441 | 595.41 | 0.024033 | 328.3283 | 0 | 841.514 | 0.0015871 | 948.8624 | 0.11019 | 677.347 | 0.0030062 | 1098.967 | 0.0017209 | 1081.9805 | 0.012849 | 1655 | 0.0013926 | 1031.047 | 0 | 1031.0406 | 0.0035548
| 595.5687 | 0.014459 | 328.5407 | 0 | 328.5407 | 0 | 329.0942 | -0.002786 | 594.6405 | 0.0013058 | 328.5407 | 0 | 597.5841 | 0.00018209 | 595.5687 | 0.025023 | 328.5407 | 0 | 841.5845 | 0.0016835 | 949.1048 | 0.11064 | 677.488 | 0.0030907 | 1099.0261 | 0.0017414 | 1082.1239 | 0.012751 | 1656 | 0.001372 | 1031.0991 | 0 | 1031.0928 | 0.0034777
| 595.7275 | 0.018678 | 328.753 | 0 | 328.753 | 0 | 329.3069 | 0.010262 | 594.7998 | 0 | 328.753 | 0 | 597.7423 | 0.00016892 | 595.7275 | 0.023398 | 328.753 | 0 | 841.655 | 0.0019544 | 949.3472 | 0.11202 | 677.628 | 0.003211 | 1099.0853 | 0.0017567 | 1082.2673 | 0.012661 | 1658 | 0.0014612 | 1031.1512 | 0 | 1031.1448 | 0.0034054
| 595.8862 | 0.019529 | 328.9654 | 0 | 328.9654 | 0 | 329.5197 | -0.0014823 | 594.9591 | 0.00078349 | 328.9654 | 0 | 597.9005 | 0.00017989 | 595.8862 | 0.024942 | 328.9654 | 0 | 841.7255 | 0.0022148 | 949.5896 | 0.1131 | 677.769 | 0.0031735 | 1099.1445 | 0.0017772 | 1082.4108 | 0.012583 | 1659 | 0.001523 | 1031.2033 | 0 | 1031.1969 | 0.0033395
| 596.0449 | 0.02722 | 329.1778 | 0 | 329.1778 | 0 | 329.7325 | 0.010512 | 595.1184 | 0 | 329.1778 | 0 | 598.0587 | 0.00020403 | 596.0449 | 0.024298 | 329.1778 | 0 | 841.796 | 0.0020593 | 949.832 | 0.1148 | 677.91 | 0.0035153 | 1099.2037 | 0.0017977 | 1082.5543 | 0.012509 | 1660 | 0.0014544 | 1031.2554 | 0 | 1031.249 | 0.0032839
| 596.2037 | 0.021219 | 329.3902 | 0 | 329.3902 | 0 | 329.9453 | 0.00097206 | 595.2777 | 0 | 329.3902 | 0 | 598.2169 | 0.00016344 | 596.2037 | 0.025405 | 329.3902 | 0 | 841.8666 | 0.0012953 | 950.0744 | 0.11451 | 678.05 | 0.0034754 | 1099.2628 | 0.0018182 | 1082.6979 | 0.012421 | 1662 | 0.0013789 | 1031.3075 | 0 | 1031.3012 | 0.0032402
| 596.3625 | 0.027408 | 329.6027 | 0 | 329.6027 | 0 | 330.1581 | 0.0048813 | 595.437 | 0 | 329.6027 | 0 | 598.3752 | 0.00021719 | 596.3625 | 0.024359 | 329.6027 | 0 | 841.937 | 0.0015195 | 950.3169 | 0.11664 | 678.191 | 0.0028058 | 1099.322 | 0.0018387 | 1082.8414 | 0.0123 | 1663 | 0.0013583 | 1031.3596 | 0 | 1031.3533 | 0.0032132
| 596.5212 | 0.021782 | 329.8151 | 0 | 329.8151 | 0 | 330.3709 | -0.0027567 | 595.5963 | 0 | 329.8151 | 0 | 598.5334 | 0.00015247 | 596.5212 | 0.025099 | 329.8151 | 0 | 842.0076 | 0.0010412 | 950.5593 | 0.11785 | 678.332 | 0.0031244 | 1099.3812 | 0.0018592 | 1082.985 | 0.01213 | 1664 | 0.0013103 | 1031.4117 | 0 | 1031.4053 | 0.0032053
| 596.68 | 0.025624 | 330.0276 | 0 | 330.0276 | 0 | 330.5837 | 0.0042005 | 595.7557 | 0.00017411 | 330.0276 | 0 | 598.6916 | 0.00019086 | 596.68 | 0.024314 | 330.0276 | 0 | 842.0781 | 0.0017532 | 950.8017 | 0.11975 | 678.473 | 0.0027517 | 1099.4404 | 0.0018796 | 1083.1287 | 0.01191 | 1666 | 0.0012623 | 1031.4639 | 0 | 1031.4574 | 0.0032156
| 596.8388 | 0.016243 | 330.24 | 0 | 330.24 | 0 | 330.7966 | -0.0033622 | 595.915 | 0 | 330.24 | 0 | 598.8499 | 0.00014479 | 596.8388 | 0.024546 | 330.24 | 0 | 842.1487 | 0.0014457 | 951.0442 | 0.12047 | 678.614 | 0.0066204 | 1099.4996 | 0.0019001 | 1083.2723 | 0.011652 | 1667 | 0.001228 | 1031.516 | 0 | 1031.5095 | 0.0032442
| 596.9976 | 0.023278 | 330.4525 | 0 | 330.4525 | 0 | 331.0095 | -0.00027471 | 596.0743 | 0.00017411 | 330.4525 | 0 | 599.0082 | 0.00017551 | 596.9976 | 0.02365 | 330.4525 | 0 | 842.2192 | 0.0014781 | 951.2866 | 0.12224 | 678.755 | 0.0050532 | 1099.5588 | 0.0019206 | 1083.4161 | 0.011377 | 1669 | 0.0011731 | 1031.5681 | 0 | 1031.5617 | 0.0032871
| 597.1564 | 0.019529 | 330.665 | 0 | 330.665 | 0 | 331.2224 | -0.0062636 | 596.2337 | 0.00026116 | 330.665 | 0 | 599.1665 | 0.00020732 | 597.1564 | 0.024814 | 330.665 | 0 | 842.2899 | 0.0019505 | 951.5291 | 0.12342 | 678.896 | 0.0050251 | 1099.618 | 0.0019411 | 1083.5599 | 0.011108 | 1670 | 0.0010976 | 1031.6202 | 0 | 1031.6139 | 0.0033395
| 597.3152 | 0.015487 | 330.8776 | 0 | 330.8776 | 0 | 331.4352 | 0.0060971 | 596.393 | 0.00017411 | 330.8776 | 0 | 599.3247 | 0.00017551 | 597.3152 | 0.024274 | 330.8776 | 0 | 842.3605 | 0.002046 | 951.7715 | 0.12545 | 679.037 | 0.0028342 | 1099.6772 | 0.0019565 | 1083.7037 | 0.010865 | 1671 | 0.0010496 | 1031.6724 | 0 | 1031.666 | 0.0033951
| 597.474 | 0.023097 | 331.0901 | 0 | 331.0901 | 0 | 331.6482 | -5.2877e-05 | 596.5524 | 0.00026116 | 331.0901 | 0 | 599.483 | 0.00018318 | 597.474 | 0.025126 | 331.0901 | 0 | 842.4311 | 0.0023854 | 952.014 | 0.12581 | 679.178 | 0.0041847 | 1099.7366 | 0.0019769 | 1083.8475 | 0.010657 | 1673 | 0.0010702 | 1031.7245 | 0 | 1031.7181 | 0.0034483
| 597.6328 | 0.025436 | 331.3027 | 0 | 331.3027 | 0 | 331.8611 | 0.0061961 | 596.7117 | 0.00017411 | 331.3027 | 0 | 599.6413 | 0.00017002 | 597.6328 | 0.023453 | 331.3027 | 0 | 842.5017 | 0.0020879 | 952.2565 | 0.1284 | 679.32 | 0.0054265 | 1099.7958 | 0.0019974 | 1083.9915 | 0.010489 | 1674 | 0.0010359 | 1031.7766 | 0 | 1031.7703 | 0.0034944
| 597.7917 | 0.0169 | 331.5152 | 0 | 331.5152 | 0 | 332.074 | -0.0045543 | 596.8711 | 0.00078349 | 331.5152 | 0 | 599.7997 | 0.00018647 | 597.7917 | 0.025021 | 331.5152 | 0 | 842.5723 | 0.0015995 | 952.499 | 0.12866 | 679.461 | 0.0043264 | 1099.855 | 0.0020179 | 1084.1354 | 0.010364 | 1676 | 0.00093984 | 1031.8289 | 0 | 1031.8224 | 0.0035294
| 597.9505 | 0.026375 | 331.7278 | 0 | 331.7278 | 0 | 332.287 | 0.0054135 | 597.0305 | 0 | 331.7278 | 0 | 599.958 | 0.00016454 | 597.9505 | 0.023862 | 331.7278 | 0 | 842.643 | 0.0017585 | 952.7415 | 0.13049 | 679.602 | 0.0059333 | 1099.9143 | 0.0020384 | 1084.2794 | 0.010284 | 1677 | 0.00092612 | 1031.881 | 0 | 1031.8746 | 0.0035524
| 598.1094 | 0.023378 | 331.9404 | 0 | 331.9404 | 0 | 332.4999 | -0.00055978 | 597.1898 | 0.00026116 | 331.9404 | 0 | 600.1163 | 0.00019415 | 598.1094 | 0.025363 | 331.9404 | 0 | 842.7137 | 0.0017637 | 952.984 | 0.13121 | 679.744 | 0.0060155 | 1099.9735 | 0.0020538 | 1084.4233 | 0.010254 | 1678 | 0.00089868 | 1031.9331 | 0 | 1031.9268 | 0.0035635
| 598.2682 | 0.028158 | 332.1531 | 0 | 332.1531 | 0 | 332.7129 | 0.0064993 | 597.3492 | 0.00017411 | 332.1531 | 0 | 600.2746 | 0.00016563 | 598.2682 | 0.023951 | 332.1531 | 0 | 842.7844 | 0.0017582 | 953.2265 | 0.13351 | 679.885 | 0.0051577 | 1100.0328 | 0.0020743 | 1084.5674 | 0.01028 | 1680 | 0.0009467 | 1031.9853 | 0 | 1031.9789 | 0.0035635
| 598.4271 | 0.021407 | 332.3657 | 0 | 332.3657 | 0 | 332.9259 | 0.0030208 | 597.5086 | 0.00078349 | 332.3657 | 0 | 600.433 | 0.00021719 | 598.4271 | 0.024525 | 332.3657 | 0 | 842.855 | 0.0017688 | 953.469 | 0.13347 | 680.027 | 0.0053829 | 1100.092 | 0.0020896 | 1084.7115 | 0.010362 | 1681 | 0.00099472 | 1032.0375 | 0 | 1032.0311 | 0.0035564
| 598.5859 | 0.017646 | 332.5784 | 0 | 332.5784 | 0 | 333.1389 | 0.005489 | 597.668 | 0 | 332.5784 | 0 | 600.5914 | 0.00015905 | 598.5859 | 0.023226 | 332.5784 | 0 | 842.9257 | 0.001477 | 953.7115 | 0.13583 | 680.169 | 0.0028214 | 1100.1514 | 0.0021101 | 1084.8556 | 0.010495 | 1683 | 0.001029 | 1032.0896 | 0 | 1032.0832 | 0.0035429
| 598.7448 | 0.021688 | 332.791 | 0 | 332.791 | 0 | 333.352 | 0.0062569 | 597.8274 | 0 | 332.791 | 0 | 600.7497 | 0.00019854 | 598.7448 | 0.023622 | 332.791 | 0 | 842.9965 | 0.0014416 | 953.954 | 0.13727 | 680.31 | 0.0064357 | 1100.2106 | 0.0021255 | 1084.9998 | 0.010664 | 1684 | 0.0010976 | 1032.1418 | 0 | 1032.1355 | 0.0035278
| 598.9037 | 0.023465 | 333.0037 | 0 | 333.0037 | 0 | 333.565 | 0.0072333 | 597.9868 | 0 | 333.0037 | 0 | 600.9081 | 0.00012505 | 598.9037 | 0.022905 | 333.0037 | 0 | 843.0671 | 0.0020315 | 954.1966 | 0.13888 | 680.452 | 0.0046643 | 1100.2699 | 0.002146 | 1085.1439 | 0.010842 | 1685 | 0.0010496 | 1032.1941 | 0 | 1032.1876 | 0.0035135
| 599.0626 | 0.018965 | 333.2164 | 0 | 333.2164 | 0 | 333.7781 | -0.0041952 | 598.1462 | 0.00026116 | 333.2164 | 0 | 601.0665 | 0.00026326 | 599.0626 | 0.024158 | 333.2164 | 0 | 843.1379 | 0.0024361 | 954.4391 | 0.13999 | 680.594 | 0.0044202 | 1100.3292 | 0.0021613 | 1085.2882 | 0.011003 | 1687 | 0.0010016 | 1032.2462 | 0 | 1032.2399 | 0.0035015
| 599.2215 | 0.027689 | 333.4292 | 0 | 333.4292 | 0 | 333.9912 | 0.0066846 | 598.3057 | 0 | 333.4292 | 0 | 601.2249 | 0.0001053 | 599.2215 | 0.023892 | 333.4291 | 0 | 843.2086 | 0.0017718 | 954.6817 | 0.14147 | 680.736 | 0.0039645 | 1100.3884 | 0.0021767 | 1085.4325 | 0.011119 | 1688 | 0.0010359 | 1032.2985 | 0 | 1032.292 | 0.0034952
| 599.3804 | 0.018778 | 333.6419 | 0 | 333.6419 | 0 | 334.2043 | -0.00044167 | 598.4651 | 0.00078349 | 333.6419 | 0 | 601.3833 | 0.00023145 | 599.3804 | 0.024371 | 333.6419 | 0 | 843.2794 | 0.0014556 | 954.9242 | 0.14209 | 680.878 | 0.0046871 | 1100.4478 | 0.0021972 | 1085.5768 | 0.011175 | 1690 | 0.001029 | 1032.3506 | 0 | 1032.3442 | 0.0034968
| 599.5393 | 0.019617 | 333.8546 | 0 | 333.8546 | 0 | 334.4174 | 0.0063223 | 598.6245 | 0 | 333.8546 | 0 | 601.5417 | 0.00013163 | 599.5393 | 0.022716 | 333.8546 | 0 | 843.3502 | 0.0016428 | 955.1668 | 0.14425 | 681.02 | 0.0044723 | 1100.5071 | 0.0022125 | 1085.7212 | 0.011172 | 1691 | 0.0010153 | 1032.4028 | 0 | 1032.3965 | 0.0035087
| 599.6982 | 0.01474 | 334.0674 | 0 | 334.0674 | 0 | 334.6305 | 0.0010916 | 598.784 | 0.00078349 | 334.0674 | 0 | 601.7001 | 0.00020841 | 599.6982 | 0.023425 | 334.0674 | 0 | 843.421 | 0.0020476 | 955.4093 | 0.14549 | 681.162 | 0.0038461 | 1100.5664 | 0.0022279 | 1085.8656 | 0.011127 | 1693 | 0.00096042 | 1032.4551 | 0 | 1032.4487 | 0.0035317
| 599.8572 | 0.027126 | 334.2802 | 0 | 334.2802 | 0 | 334.8436 | -0.0030605 | 598.9434 | 0.00017411 | 334.2802 | 0 | 601.8585 | 0.0001777 | 599.8572 | 0.023304 | 334.2802 | 0 | 843.4918 | 0.0019742 | 955.6519 | 0.14805 | 681.304 | 0.0039939 | 1100.6257 | 0.0022433 | 1086.01 | 0.011068 | 1694 | 0.0008781 | 1032.5073 | 0 | 1032.5008 | 0.0035651
| 600.0161 | 0.013989 | 334.493 | 0 | 334.493 | 0 | 335.0568 | -0.0036264 | 599.1029 | 0.00026116 | 334.493 | 0 | 602.017 | 0.00017002 | 600.0161 | 0.024999 | 334.493 | 0 | 843.5626 | 0.0020025 | 955.8945 | 0.14864 | 681.446 | 0.0032924 | 1100.6851 | 0.0022535 | 1086.1544 | 0.011024 | 1695 | 0.0011319 | 1032.5596 | 0 | 1032.5531 | 0.0036072
| 600.175 | 0.026844 | 334.7058 | 0 | 334.7058 | 0 | 335.27 | 0.003858 | 599.2624 | 0.00017411 | 334.7058 | 0 | 602.1754 | 0.00015137 | 600.175 | 0.024314 | 334.7058 | 0 | 843.6334 | 0.0019096 | 956.1371 | 0.1506 | 681.588 | 0.0044043 | 1100.7444 | 0.0022689 | 1086.299 | 0.011019 | 1697 | 0.0012142 | 1032.6118 | 0 | 1032.6054 | 0.0036541
| 600.334 | 0.027603 | 334.9187 | 0 | 334.9187 | 0 | 335.4832 | -0.00035945 | 599.4218 | 0 | 334.9187 | 0 | 602.3339 | 0.00022706 | 600.334 | 0.025566 | 334.9187 | 0 | 843.7042 | 0.0018211 | 956.3797 | 0.15227 | 681.73 | 0.0035124 | 1100.8038 | 0.0022842 | 1086.4435 | 0.011064 | 1698 | 0.00089868 | 1032.6639 | 0 | 1032.6576 | 0.0037017
| 600.4929 | 0.025718 | 335.1315 | 0 | 335.1315 | 0 | 335.6964 | 0.0042921 | 599.5813 | 0.00017411 | 335.1315 | 0 | 602.4923 | 0.00013382 | 600.4929 | 0.02451 | 335.1315 | 0 | 843.775 | 0.001378 | 956.6223 | 0.15539 | 681.873 | 0.0037778 | 1100.8632 | 0.0022996 | 1086.588 | 0.011151 | 1700 | 0.0008095 | 1032.7162 | 0 | 1032.7098 | 0.003747
| 600.6519 | 0.018308 | 335.3444 | 0 | 335.3444 | 0 | 335.9096 | -0.0032451 | 599.7408 | 0.00078349 | 335.3444 | 0 | 602.6508 | 0.00023254 | 600.6519 | 0.025567 | 335.3444 | 0 | 843.8459 | 0.002215 | 956.8649 | 0.15591 | 682.015 | 0.0049127 | 1100.9225 | 0.0023099 | 1086.7327 | 0.011263 | 0 | 0 | 1032.7686 | 0 | 1032.7621 | 0.0037843
| 600.8109 | 0.015487 | 335.5573 | 0 | 335.5573 | 0 | 336.1228 | 0.0052742 | 599.9003 | 0.00017411 | 335.5573 | 0 | 602.8093 | 0.00016234 | 600.8109 | 0.023694 | 335.5573 | 0 | 843.9167 | 0.0024064 | 957.1075 | 0.1583 | 682.157 | 0.0039104 | 1100.9818 | 0.0023252 | 1086.8773 | 0.011377 | 0 | 0 | 1032.8208 | 0 | 1032.8143 | 0.0038114
| 600.9699 | 0.019717 | 335.7702 | 0 | 335.7702 | 0 | 336.336 | 0.0035986 | 600.0598 | 0.00026116 | 335.7702 | 0 | 602.9678 | 0.00018538 | 600.9699 | 0.024646 | 335.7702 | 0 | 843.9877 | 0.0017137 | 957.3501 | 0.15935 | 682.3 | 0.0042735 | 1101.0413 | 0.0023355 | 1087.0221 | 0.011469 | 0 | 0 | 1032.873 | 0 | 1032.8666 | 0.0038256
| 601.1288 | 0.027877 | 335.9831 | 0 | 335.9831 | 0 | 336.5493 | 0.0073325 | 600.2193 | 0 | 335.9831 | 0 | 603.1263 | 0.000249 | 601.1288 | 0.023322 | 335.9831 | 0 | 844.0585 | 0.0016811 | 957.5927 | 0.16171 | 682.443 | 0.0053696 | 1101.1006 | 0.0023508 | 1087.1667 | 0.011524 | 0 | 0 | 1032.9253 | 0 | 1032.9188 | 0.0038249
| 601.2878 | 0.019059 | 336.196 | 0 | 336.196 | 0 | 336.7626 | 0.0029071 | 600.3788 | 0 | 336.196 | 0 | 603.2848 | 0.00012724 | 601.2878 | 0.024014 | 336.196 | 0 | 844.1295 | 0.0025057 | 957.8354 | 0.16217 | 682.585 | 0.0032194 | 1101.16 | 0.0023611 | 1087.3115 | 0.011534 | 0 | 0 | 1032.9775 | 0 | 1032.9712 | 0.0038074
| 601.4468 | 0.022057 | 336.409 | 0 | 336.409 | 0 | 336.9759 | 0.0085325 | 600.5383 | 0 | 336.409 | 0 | 603.4433 | 0.00024351 | 601.4468 | 0.022623 | 336.409 | 0 | 844.2003 | 0.0024129 | 958.078 | 0.164 | 682.728 | 0.0038452 | 1101.2194 | 0.0023713 | 1087.4564 | 0.011505 | 0 | 0 | 1033.0298 | 0 | 1033.0234 | 0.0037732
| 601.6058 | 0.022158 | 336.6219 | 0 | 336.6219 | 0 | 337.1892 | 0.0030579 | 600.6978 | 0.00026116 | 336.6219 | 0 | 603.6018 | 0.00014808 | 601.6058 | 0.023601 | 336.6219 | 0 | 844.2712 | 0.0018584 | 958.3207 | 0.16606 | 682.871 | 0.0037813 | 1101.2788 | 0.0023816 | 1087.6012 | 0.011446 | 0 | 0 | 1033.0821 | 0 | 1033.0757 | 0.0037256
| 601.7649 | 0.025061 | 336.8349 | 0 | 336.8349 | 0 | 337.4025 | 0.0061891 | 600.8573 | 0 | 336.8349 | 0 | 603.7604 | 0.00025339 | 601.7649 | 0.022845 | 336.8349 | 0 | 844.3422 | 0.0018765 | 958.5633 | 0.1678 | 683.013 | 0.0027801 | 1101.3381 | 0.0023918 | 1087.7461 | 0.011368 | 0 | 0 | 1033.1344 | 0 | 1033.1281 | 0.0036668
| 601.9239 | 0.014177 | 337.0479 | 0 | 337.0479 | 0 | 337.6158 | 0.0010653 | 601.0169 | 0.00026116 | 337.0479 | 0 | 603.9189 | 0.0001426 | 601.9239 | 0.023963 | 337.0479 | 0 | 844.4131 | 0.0015379 | 958.806 | 0.16882 | 683.156 | 0.0048779 | 1101.3976 | 0.002402 | 1087.891 | 0.011278 | 0 | 0 | 1033.1867 | 0 | 1033.1803 | 0.0036032
| 602.0829 | 0.022057 | 337.2609 | 0 | 337.2609 | 0 | 337.8292 | 0.0070989 | 601.1764 | 0.00017411 | 337.2609 | 0 | 604.0775 | 0.00021719 | 602.0829 | 0.022829 | 337.2609 | 0 | 844.4841 | 0.0010844 | 959.0486 | 0.17206 | 683.299 | 0.0047229 | 1101.457 | 0.0024123 | 1088.036 | 0.011176 | 0 | 0 | 1033.239 | 0 | 1033.2325 | 0.0035405
| 602.242 | 0.024223 | 337.4739 | 0 | 337.4739 | 0 | 338.0425 | -0.0028581 | 601.336 | 0.00026116 | 337.4739 | 0 | 604.236 | 0.00012614 | 602.242 | 0.023519 | 337.4739 | 0 | 844.5551 | 0.0022006 | 959.2913 | 0.17337 | 683.442 | 0.0041817 | 1101.5165 | 0.0024225 | 1088.181 | 0.011059 | 0 | 0 | 1033.2913 | 0 | 1033.2849 | 0.0034865
| 602.401 | 0.035386 | 337.687 | 0 | 337.687 | 0 | 338.2559 | 0.0079367 | 601.4955 | 0.0012188 | 337.687 | 0 | 604.3946 | 0.00025997 | 602.401 | 0.022325 | 337.687 | 0 | 844.626 | 0.0019137 | 959.534 | 0.17484 | 683.585 | 0.0059219 | 1101.5758 | 0.0024328 | 1088.3261 | 0.010924 | 0 | 0 | 1033.3436 | 0 | 1033.3372 | 0.0034459
| 602.5601 | 0.011642 | 337.9 | 0 | 337.9 | 0 | 338.4693 | 0.001209 | 601.6551 | 0 | 337.9 | 0 | 604.5532 | 0.0001075 | 602.5601 | 0.024013 | 337.9 | 0 | 844.697 | 0.0018391 | 959.7767 | 0.17546 | 683.728 | 0.0030872 | 1101.6353 | 0.002443 | 1088.4712 | 0.010771 | 0 | 0 | 1033.3959 | 0 | 1033.3895 | 0.0034237
| 602.7191 | 0.025812 | 338.1131 | 0 | 338.1131 | 0 | 338.6827 | 0.0046356 | 601.8146 | 0.00017411 | 338.1131 | 0 | 604.7118 | 0.00024242 | 602.7191 | 0.023326 | 338.1131 | 0 | 844.768 | 0.0021756 | 960.0194 | 0.1772 | 683.872 | 0.0031833 | 1101.6947 | 0.0024533 | 1088.6162 | 0.010607 | 0 | 0 | 1033.4482 | 0 | 1033.4418 | 0.0034213
| 602.8782 | 0.025913 | 338.3262 | 0 | 338.3262 | 0 | 338.8961 | 0.0020202 | 601.9742 | 0 | 338.3262 | 0 | 604.8704 | 0.00012834 | 602.8782 | 0.024537 | 338.3262 | 0 | 844.8391 | 0.001689 | 960.2621 | 0.1789 | 684.015 | 0.0029766 | 1101.7541 | 0.0024584 | 1088.7615 | 0.010444 | 0 | 0 | 1033.5005 | 0 | 1033.4941 | 0.0034372
| 603.0373 | 0.035855 | 338.5393 | 0 | 338.5393 | 0 | 339.1096 | -0.00028923 | 602.1338 | 0.00017411 | 338.5393 | 0 | 605.029 | 0.00021829 | 603.0373 | 0.022439 | 338.5393 | 0 | 844.9101 | 0.0016774 | 960.5048 | 0.1811 | 684.158 | 0.0044238 | 1101.8136 | 0.0024686 | 1088.9066 | 0.010294 | 0 | 0 | 1033.5529 | 0 | 1033.5465 | 0.0034698
| 603.1963 | 0.01859 | 338.7524 | 0 | 338.7524 | 0 | 339.323 | -0.0015602 | 602.2934 | 0 | 338.7524 | 0 | 605.1876 | 0.00017221 | 603.1963 | 0.023707 | 338.7525 | 0 | 844.9811 | 0.0016022 | 960.7475 | 0.18159 | 684.301 | 0.0049162 | 1101.873 | 0.0024789 | 1089.0519 | 0.010169 | 0 | 0 | 1033.6052 | 0 | 1033.5988 | 0.0035135
| 603.3554 | 0.029003 | 338.9656 | 0 | 338.9656 | 0 | 339.5365 | 0.0038275 | 602.453 | 0 | 338.9656 | 0 | 605.3462 | 0.00019964 | 603.3554 | 0.022851 | 338.9656 | 0 | 845.0522 | 0.0021185 | 960.9902 | 0.18421 | 684.445 | 0.0038608 | 1101.9326 | 0.002484 | 1089.1971 | 0.010079 | 0 | 0 | 1033.6576 | 0 | 1033.6511 | 0.0035659
| 603.5145 | 0.015867 | 339.1787 | 0 | 339.1787 | 0 | 339.75 | -0.0034814 | 602.6126 | 0 | 339.1787 | 0 | 605.5048 | 0.00016454 | 603.5145 | 0.024705 | 339.1787 | 0 | 845.1232 | 0.0015207 | 961.2329 | 0.18526 | 684.588 | 0.0030764 | 1101.9921 | 0.0024942 | 1089.3424 | 0.010034 | 0 | 0 | 1033.7098 | 0 | 1033.7035 | 0.0036215
| 603.6736 | 0.027689 | 339.3919 | 0 | 339.3919 | 0 | 339.9635 | -0.0016076 | 602.7722 | 0.00017411 | 339.3919 | 0 | 605.6635 | 0.00022816 | 603.6736 | 0.023605 | 339.3919 | 0 | 845.1943 | 0.001703 | 961.4757 | 0.18729 | 684.732 | 0.0069903 | 1102.0515 | 0.0025045 | 1089.4878 | 0.010048 | 0 | 0 | 1033.7622 | 0 | 1033.7559 | 0.0036763
| 603.8327 | 0.01812 | 339.6051 | 0 | 339.6051 | 0 | 340.177 | -0.0064497 | 602.9318 | 0.00078349 | 339.6051 | 0 | 605.8221 | 0.00014479 | 603.8327 | 0.024659 | 339.6051 | 0 | 845.2655 | 0.0020213 | 961.7184 | 0.18876 | 684.875 | 0.0038213 | 1102.111 | 0.0025096 | 1089.6332 | 0.010132 | 0 | 0 | 1033.8146 | 0 | 1033.8082 | 0.0037287
| 603.9919 | 0.0214 | 339.8183 | 0 | 339.8183 | 0 | 340.3905 | 0.0028139 | 603.0914 | 0 | 339.8183 | 0 | 605.9808 | 0.00025558 | 603.9919 | 0.023013 | 339.8183 | 0 | 845.3366 | 0.0019019 | 961.9612 | 0.19099 | 685.019 | 0.0034376 | 1102.1705 | 0.0025198 | 1089.7787 | 0.010295 | 0 | 0 | 1033.8669 | 0 | 1033.8606 | 0.0037748
| 604.151 | 0.017182 | 340.0315 | 0 | 340.0315 | 0 | 340.6041 | -0.0032671 | 603.251 | 0.00026116 | 340.0315 | 0 | 606.1395 | 0.00013821 | 604.151 | 0.024451 | 340.0315 | 0 | 845.4077 | 0.0016959 | 962.2039 | 0.19273 | 685.163 | 0.003198 | 1102.23 | 0.002525 | 1089.9241 | 0.010532 | 0 | 0 | 1033.9193 | 0 | 1033.913 | 0.0038145
| 604.3101 | 0.025436 | 340.2448 | 0 | 340.2448 | 0 | 340.8177 | 0.0041276 | 603.4106 | 0 | 340.2448 | 0 | 606.2981 | 0.00023913 | 604.3101 | 0.023106 | 340.2448 | 0 | 845.4788 | 0.0019726 | 962.4467 | 0.19495 | 685.306 | 0.0030703 | 1102.2895 | 0.0025352 | 1090.0696 | 0.010828 | 0 | 0 | 1033.9717 | 0 | 1033.9653 | 0.0038455
| 604.4693 | 0.021219 | 340.458 | 0 | 340.458 | 0 | 341.0312 | -0.0013106 | 603.5703 | 0.00026116 | 340.458 | 0 | 606.4568 | 0.00016783 | 604.4693 | 0.024656 | 340.458 | 0 | 845.5499 | 0.0022368 | 962.6894 | 0.19623 | 685.45 | 0.0052328 | 1102.349 | 0.0025454 | 1090.2152 | 0.011153 | 0 | 0 | 1034.024 | 0 | 1034.0177 | 0.0038662
| 604.6284 | 0.029473 | 340.6713 | 0 | 340.6713 | 0 | 341.2448 | 0.0085876 | 603.7299 | 0 | 340.6713 | 0 | 606.6155 | 0.00018867 | 604.6284 | 0.022878 | 340.6713 | 0 | 845.621 | 0.0021997 | 962.9322 | 0.19872 | 685.594 | 0.0023833 | 1102.4086 | 0.0025506 | 1090.3607 | 0.011474 | 0 | 0 | 1034.0764 | 0 | 1034.0701 | 0.0038765
| 604.7876 | 0.023942 | 340.8846 | 0 | 340.8846 | 0 | 341.4584 | -0.0024349 | 603.8896 | 0.00026116 | 340.8846 | 0 | 606.7742 | 0.00019964 | 604.7876 | 0.023169 | 340.8846 | 0 | 845.6922 | 0.001665 | 963.175 | 0.19987 | 685.738 | 0.0037389 | 1102.468 | 0.0025608 | 1090.5063 | 0.01176 | 0 | 0 | 1034.1289 | 0 | 1034.1224 | 0.0038765
| 604.9467 | 0.03379 | 341.0979 | 0 | 341.0979 | 0 | 341.672 | 0.0061454 | 604.0492 | 0 | 341.0979 | 0 | 606.9329 | 0.0001777 | 604.9467 | 0.021812 | 341.0979 | 0 | 845.7635 | 0.0019299 | 963.4178 | 0.20213 | 685.882 | 0.0042682 | 1102.5276 | 0.0025711 | 1090.6521 | 0.011991 | 0 | 0 | 1034.1813 | 0 | 1034.1748 | 0.0038678
| 605.1059 | 0.0169 | 341.3112 | 0 | 341.3112 | 0 | 341.8857 | 0.0020306 | 604.2089 | 0.00078349 | 341.3112 | 0 | 607.0916 | 0.00021061 | 605.1059 | 0.023082 | 341.3112 | 0 | 845.8346 | 0.0018841 | 963.6606 | 0.2034 | 686.026 | 0.0044981 | 1102.5872 | 0.0025762 | 1090.7977 | 0.012156 | 0 | 0 | 1034.2336 | 0 | 1034.2273 | 0.0038519
| 605.2651 | 0.031162 | 341.5246 | 0 | 341.5246 | 0 | 342.0993 | 0.0055737 | 604.3686 | 0 | 341.5246 | 0 | 607.2504 | 0.00019196 | 605.2651 | 0.023296 | 341.5245 | 0 | 845.9058 | 0.0023132 | 963.9034 | 0.20596 | 686.17 | 0.0043516 | 1102.6467 | 0.0025864 | 1090.9435 | 0.01225 | 0 | 0 | 1034.286 | 0 | 1034.2797 | 0.003832
| 605.4243 | 0.02197 | 341.7379 | 0 | 341.7379 | 0 | 342.313 | -0.0028996 | 604.5282 | 0.00078349 | 341.7379 | 0 | 607.4091 | 0.00019306 | 605.4243 | 0.024311 | 341.7379 | 0 | 845.977 | 0.0023831 | 964.1462 | 0.2073 | 686.315 | 0.0026556 | 1102.7062 | 0.0025967 | 1091.0892 | 0.012271 | 0 | 0 | 1034.3385 | 0 | 1034.332 | 0.0038106
| 605.5835 | 0.029848 | 341.9513 | 0 | 341.9513 | 0 | 342.5267 | 0.0053996 | 604.6879 | 0 | 341.9513 | 0 | 607.5679 | 0.0001777 | 605.5835 | 0.023423 | 341.9513 | 0 | 846.0482 | 0.0019231 | 964.389 | 0.21028 | 686.459 | 0.0055255 | 1102.7658 | 0.0026069 | 1091.2351 | 0.012217 | 0 | 0 | 1034.3909 | 0 | 1034.3845 | 0.0037875
| 605.7427 | 0.019059 | 342.1647 | 0 | 342.1647 | 0 | 342.7404 | -0.0036959 | 604.8476 | 0.00026116 | 342.1647 | 0 | 607.7266 | 0.00018209 | 605.7427 | 0.023663 | 342.1646 | 0 | 846.1194 | 0.0017096 | 964.6318 | 0.21074 | 686.603 | 0.0043193 | 1102.8253 | 0.0026172 | 1091.381 | 0.012089 | 0 | 0 | 1034.4432 | 0 | 1034.4369 | 0.0037653
| 605.9019 | 0.027408 | 342.3781 | 0 | 342.3781 | 0 | 342.9541 | 0.0059296 | 605.0073 | 0.00017411 | 342.3781 | 0 | 607.8854 | 0.00022816 | 605.9019 | 0.022227 | 342.378 | 0 | 846.1906 | 0.0015619 | 964.8746 | 0.21402 | 686.747 | 0.0034059 | 1102.8849 | 0.0026274 | 1091.5269 | 0.01189 | 0 | 0 | 1034.4957 | 0 | 1034.4893 | 0.0037414
| 606.0611 | 0.019529 | 342.5915 | 0 | 342.5915 | 0 | 343.1678 | 0.0035137 | 605.167 | 0.0013058 | 342.5915 | 0 | 608.0441 | 0.00015466 | 606.0611 | 0.023345 | 342.5915 | 0 | 846.2619 | 0.0020157 | 965.1174 | 0.21585 | 686.892 | 0.0035212 | 1102.9445 | 0.0026376 | 1091.6729 | 0.011629 | 0 | 0 | 1034.5481 | 0 | 1034.5418 | 0.0037168
| 606.2203 | 0.021119 | 342.8049 | 0 | 342.8049 | 0 | 343.3816 | 0.0016571 | 605.3267 | 0 | 342.8049 | 0 | 608.2029 | 0.0002501 | 606.2203 | 0.02224 | 342.8049 | 0 | 846.3332 | 0.0025098 | 965.3603 | 0.21824 | 687.036 | 0.003302 | 1103.004 | 0.0026479 | 1091.8187 | 0.011317 | 0 | 0 | 1034.6006 | 0 | 1034.5941 | 0.0036922
| 606.3795 | 0.024317 | 343.0183 | 0 | 343.0183 | 0 | 343.5953 | -0.0053517 | 605.4864 | 0.00078349 | 343.0183 | 0 | 608.3617 | 0.00011298 | 606.3795 | 0.023879 | 343.0183 | 0 | 846.4045 | 0.0025426 | 965.6031 | 0.21945 | 687.181 | 0.0040208 | 1103.0637 | 0.0026581 | 1091.9648 | 0.010973 | 0 | 0 | 1034.6529 | 0 | 1034.6466 | 0.0036676
| 606.5388 | 0.014924 | 343.2318 | 0 | 343.2318 | 0 | 343.8091 | 0.0062928 | 605.6461 | 0.00017411 | 343.2318 | 0 | 608.5205 | 0.00026436 | 606.5388 | 0.022209 | 343.2318 | 0 | 846.4758 | 0.0020668 | 965.846 | 0.22184 | 687.326 | 0.0032241 | 1103.1233 | 0.0026684 | 1092.1108 | 0.010616 | 0 | 0 | 1034.7054 | 0 | 1034.6991 | 0.0036461
| 606.698 | 0.025068 | 343.4453 | 0 | 343.4453 | 0 | 344.0229 | 2.5656e-05 | 605.8059 | 0.00078349 | 343.4453 | 0 | 608.6793 | 0.00011298 | 606.698 | 0.024427 | 343.4453 | 0 | 846.5471 | 0.0011361 | 966.0888 | 0.22381 | 687.47 | 0.0045424 | 1103.1829 | 0.0026786 | 1092.257 | 0.010272 | 0 | 0 | 1034.7579 | 0 | 1034.7515 | 0.0036302
| 606.8573 | 0.030411 | 343.6588 | 0 | 343.6588 | 0 | 344.2367 | 0.0069336 | 605.9656 | 0 | 343.6588 | 0 | 608.8381 | 0.00027094 | 606.8573 | 0.022423 | 343.6588 | 0 | 846.6185 | 0.001451 | 966.3317 | 0.22574 | 687.615 | 0.0047667 | 1103.2424 | 0.002694 | 1092.4031 | 0.0099685 | 0 | 0 | 1034.8104 | 0 | 1034.804 | 0.0036215
| 607.0165 | 0.016618 | 343.8723 | 0 | 343.8723 | 0 | 344.4505 | -0.0012238 | 606.1253 | 0 | 343.8723 | 0 | 608.997 | 9.3237e-05 | 607.0165 | 0.024432 | 343.8723 | 0 | 846.6897 | 0.0018121 | 966.5746 | 0.22748 | 687.76 | 0.0030914 | 1103.3021 | 0.0027042 | 1092.5492 | 0.0097352 | 0 | 0 | 1034.8628 | 0 | 1034.8564 | 0.0036199
| 607.1758 | 0.025906 | 344.0858 | 0 | 344.0858 | 0 | 344.6643 | 0.0025961 | 606.2851 | 0 | 344.0858 | 0 | 609.1558 | 0.00025448 | 607.1758 | 0.021888 | 344.0858 | 0 | 846.761 | 0.0021142 | 966.8175 | 0.23007 | 687.905 | 0.0018134 | 1103.3617 | 0.0027196 | 1092.6954 | 0.009597 | 0 | 0 | 1034.9153 | 0 | 1034.9089 | 0.0036239
| 607.3351 | 0.020843 | 344.2994 | 0 | 344.2994 | 0 | 344.8781 | -0.0018256 | 606.4448 | 0.00026116 | 344.2994 | 0 | 609.3146 | 0.00018428 | 607.3351 | 0.022991 | 344.2994 | 0 | 846.8324 | 0.0022061 | 967.0603 | 0.23242 | 688.05 | 0.0033318 | 1103.4214 | 0.0027349 | 1092.8417 | 0.009567 | 0 | 0 | 1034.9678 | 0 | 1034.9614 | 0.0036326
| 607.4944 | 0.016801 | 344.5129 | 0 | 344.5129 | 0 | 345.092 | 0.0078414 | 606.6046 | 0 | 344.5129 | 0 | 609.4735 | 0.00018538 | 607.4944 | 0.021237 | 344.5129 | 0 | 846.9039 | 0.0023178 | 967.3032 | 0.23423 | 688.195 | 0.004202 | 1103.481 | 0.0027452 | 1092.988 | 0.0096401 | 0 | 0 | 1035.0203 | 0 | 1035.0138 | 0.0036429
| 607.6536 | 0.023284 | 344.7265 | 0 | 344.7265 | 0 | 345.3059 | -0.0049003 | 606.7644 | 0.0013058 | 344.7265 | 0 | 609.6324 | 0.00023145 | 607.6536 | 0.022592 | 344.7265 | 0 | 846.9752 | 0.0015056 | 967.5461 | 0.23537 | 688.34 | 0.0033681 | 1103.5406 | 0.0027606 | 1093.1343 | 0.0097913 | 0 | 0 | 1035.0728 | 0 | 1035.0663 | 0.0036541
| 607.8129 | 0.023747 | 344.9401 | 0 | 344.9401 | 0 | 345.5198 | 0.0032542 | 606.9241 | 0 | 344.9401 | 0 | 609.7912 | 0.00011627 | 607.8129 | 0.021548 | 344.9401 | 0 | 847.0466 | 0.0013508 | 967.789 | 0.2378 | 688.485 | 0.0045586 | 1103.6002 | 0.0027759 | 1093.2806 | 0.0099794 | 0 | 0 | 1035.1252 | 0 | 1035.1188 | 0.0036652
| 607.9722 | 0.018214 | 345.1537 | 0 | 345.1537 | 0 | 345.7337 | -0.0041667 | 607.0839 | 0.00026116 | 345.1537 | 0 | 609.9501 | 0.0002479 | 607.9722 | 0.022772 | 345.1537 | 0 | 847.118 | 0.0015989 | 968.0319 | 0.23937 | 688.63 | 0.0031949 | 1103.6599 | 0.0027913 | 1093.4271 | 0.010157 | 0 | 0 | 1035.1777 | 0 | 1035.1713 | 0.0036771
| 608.1316 | 0.023278 | 345.3673 | 0 | 345.3673 | 0 | 345.9476 | 0.00077215 | 607.2437 | 0.00017411 | 345.3673 | 0 | 610.109 | 0.00020512 | 608.1316 | 0.020709 | 345.3673 | 0 | 847.1894 | 0.0015811 | 968.2749 | 0.24176 | 688.775 | 0.0046391 | 1103.7196 | 0.0028067 | 1093.5735 | 0.01028 | 0 | 0 | 1035.2302 | 0 | 1035.2238 | 0.0036898
| 608.2909 | 0.014647 | 345.581 | 0 | 345.581 | 0 | 346.1615 | -0.00074753 | 607.4035 | 0.00026116 | 345.581 | 0 | 610.2679 | 0.00019415 | 608.2909 | 0.021716 | 345.581 | 0 | 847.2608 | 0.0014122 | 968.5178 | 0.24264 | 688.92 | 0.0055621 | 1103.7793 | 0.0028271 | 1093.72 | 0.01032 | 0 | 0 | 1035.2827 | 0 | 1035.2764 | 0.0037033
| 608.4502 | 0.019711 | 345.7946 | 0 | 345.7946 | 0 | 346.3755 | 0.006898 | 607.5633 | 0 | 345.7946 | 0 | 610.4268 | 0.00023035 | 608.4502 | 0.019748 | 345.7946 | 0 | 847.3322 | 0.0015024 | 968.7607 | 0.24497 | 689.066 | 0.0043383 | 1103.8389 | 0.0028425 | 1093.8666 | 0.010268 | 0 | 0 | 1035.3352 | 0 | 1035.3289 | 0.0037184
| 608.6095 | 0.02366 | 346.0083 | 0 | 346.0083 | 0 | 346.5894 | 0.0061604 | 607.7231 | 0.00026116 | 346.0083 | 0 | 610.5857 | 0.00015576 | 608.6095 | 0.021809 | 346.0083 | 0 | 847.4037 | 0.0021684 | 969.0036 | 0.24657 | 689.211 | 0.0026181 | 1103.8986 | 0.002863 | 1094.0131 | 0.010138 | 0 | 0 | 1035.3877 | 0 | 1035.3814 | 0.0037327
| 608.7689 | 0.026187 | 346.222 | 0 | 346.222 | 0 | 346.8034 | 0.0063191 | 607.8829 | 0.00017411 | 346.222 | 0 | 610.7446 | 0.00021829 | 608.7689 | 0.021845 | 346.222 | 0 | 847.4752 | 0.0022435 | 969.2466 | 0.24864 | 689.357 | 0.0042134 | 1103.9582 | 0.0028835 | 1094.1597 | 0.0099583 | 0 | 0 | 1035.4403 | 0 | 1035.4338 | 0.0037462
| 608.9282 | 0.028448 | 346.4357 | 0 | 346.4357 | 0 | 347.0174 | -0.0022081 | 608.0427 | 0.0013058 | 346.4357 | 0 | 610.9035 | 0.00024132 | 608.9282 | 0.023474 | 346.4357 | 0 | 847.5466 | 0.0023442 | 969.4895 | 0.25093 | 689.502 | 0.0051657 | 1104.0179 | 0.0028988 | 1094.3064 | 0.0097689 | 0 | 0 | 1035.4928 | 0 | 1035.4863 | 0.0037573
| 609.0876 | 0.027501 | 346.6494 | 0 | 346.6494 | 0 | 347.2314 | 0.0079185 | 608.2025 | 0.00017411 | 346.6494 | 0 | 611.0625 | 0.00011298 | 609.0876 | 0.022384 | 346.6494 | 0 | 847.6181 | 0.0015841 | 969.7325 | 0.25303 | 689.648 | 0.0033377 | 1104.0776 | 0.0029193 | 1094.453 | 0.0096085 | 0 | 0 | 1035.5453 | 0 | 1035.5389 | 0.0037677
| 609.2469 | 0.025631 | 346.8632 | 0 | 346.8632 | 0 | 347.4455 | -0.0012007 | 608.3623 | 0 | 346.8632 | 0 | 611.2214 | 0.00032469 | 609.2469 | 0.023157 | 346.8632 | 0 | 847.6896 | 0.0022676 | 969.9755 | 0.25407 | 689.793 | 0.0041191 | 1104.1373 | 0.0029398 | 1094.5997 | 0.009507 | 0 | 0 | 1035.5979 | 0 | 1035.5914 | 0.0037772
| 609.4063 | 0.029942 | 347.0769 | 0 | 347.0769 | 0 | 347.6595 | 0.0033877 | 608.5222 | 0.00069644 | 347.0769 | 0 | 611.3804 | 6.1427e-05 | 609.4063 | 0.021935 | 347.0769 | 0 | 847.7612 | 0.002686 | 970.2184 | 0.25686 | 689.939 | 0.0051925 | 1104.1971 | 0.0029654 | 1094.7466 | 0.0094799 | 0 | 0 | 1035.6504 | 0 | 1035.644 | 0.0037875
| 609.5657 | 0.026946 | 347.2907 | 0 | 347.2907 | 0 | 347.8736 | -0.0040016 | 608.682 | 0.00078349 | 347.2907 | 0 | 611.5393 | 0.00033895 | 609.5657 | 0.023022 | 347.2907 | 0 | 847.8326 | 0.0019005 | 970.4614 | 0.25725 | 690.085 | 0.005933 | 1104.2568 | 0.0029859 | 1094.8933 | 0.0095268 | 0 | 0 | 1035.703 | 0 | 1035.6965 | 0.0038002
| 609.7251 | 0.033227 | 347.5045 | 0 | 347.5045 | 0 | 348.0876 | 0.0024341 | 608.8419 | 0.00017411 | 347.5045 | 0 | 611.6983 | 9.214e-05 | 609.7251 | 0.02116 | 347.5045 | 0 | 847.9042 | 0.0017836 | 970.7044 | 0.25918 | 690.231 | 0.0019624 | 1104.3165 | 0.0030064 | 1095.0402 | 0.0096347 | 0 | 0 | 1035.7555 | 0 | 1035.7492 | 0.0038161
| 609.8844 | 0.018778 | 347.7183 | 0 | 347.7183 | 0 | 348.3017 | 0.0019175 | 609.0017 | 0.00026116 | 347.7183 | 0 | 611.8573 | 0.00025887 | 609.8844 | 0.021922 | 347.7183 | 0 | 847.9758 | 0.0020896 | 970.9474 | 0.26092 | 690.377 | 0.0029826 | 1104.3762 | 0.003032 | 1095.187 | 0.0097842 | 0 | 0 | 1035.8081 | 0 | 1035.8016 | 0.0038376
| 610.0438 | 0.021025 | 347.9321 | 0 | 347.9321 | 0 | 348.5158 | 0.004937 | 609.1616 | 0 | 347.9321 | 0 | 612.0163 | 0.00016015 | 610.0438 | 0.019946 | 347.9321 | 0 | 848.0473 | 0.0015686 | 971.1904 | 0.26361 | 690.523 | 0.0032328 | 1104.436 | 0.0030525 | 1095.334 | 0.0099562 | 0 | 0 | 1035.8606 | 0 | 1035.8543 | 0.0038646
| 610.2032 | 0.020843 | 348.1459 | 0 | 348.1459 | 0 | 348.7299 | -0.0057881 | 609.3214 | 0.00026116 | 348.1459 | 0 | 612.1753 | 0.00026655 | 610.2032 | 0.020734 | 348.1459 | 0 | 848.1189 | 0.0013783 | 971.4334 | 0.26442 | 690.669 | 0.0043728 | 1104.4957 | 0.0030781 | 1095.481 | 0.010135 | 0 | 0 | 1035.9132 | 0 | 1035.9067 | 0.0038971
| 610.3627 | 0.028909 | 348.3598 | 0 | 348.3598 | 0 | 348.9441 | 0.005738 | 609.4813 | 0.00017411 | 348.3598 | 0 | 612.3343 | 0.00015466 | 610.3627 | 0.01938 | 348.3598 | 0 | 848.1905 | 0.0011113 | 971.6764 | 0.26626 | 690.815 | 0.0064754 | 1104.5555 | 0.0031037 | 1095.6279 | 0.010312 | 0 | 0 | 1035.9657 | 0 | 1035.9594 | 0.0039345
| 610.5221 | 0.01812 | 348.5736 | 0 | 348.5736 | 0 | 349.1582 | 0.0003578 | 609.6412 | 0.00078349 | 348.5736 | 0 | 612.4933 | 0.00026106 | 610.5221 | 0.020977 | 348.5736 | 0 | 848.262 | 0.0015829 | 971.9194 | 0.2677 | 690.961 | 0.0039431 | 1104.6152 | 0.0031293 | 1095.7749 | 0.010478 | 0 | 0 | 1036.0183 | 0 | 1036.012 | 0.003975
| 610.6815 | 0.029285 | 348.7875 | 0 | 348.7875 | 0 | 349.3723 | 0.0028921 | 609.8011 | 0.00017411 | 348.7875 | 0 | 612.6523 | 0.00011188 | 610.6815 | 0.019741 | 348.7875 | 0 | 848.3336 | 0.0018726 | 972.1624 | 0.27032 | 691.107 | 0.0040376 | 1104.6751 | 0.0031549 | 1095.922 | 0.010626 | 0 | 0 | 1036.0709 | 0 | 1036.0646 | 0.0040139
| 610.8409 | 0.019059 | 349.0014 | 0 | 349.0014 | 0 | 349.5865 | 0.0017856 | 609.961 | 0.00026116 | 349.0014 | 0 | 612.8114 | 0.00027203 | 610.8409 | 0.020535 | 349.0014 | 0 | 848.4052 | 0.0025982 | 972.4054 | 0.27048 | 691.253 | 0.0039513 | 1104.7347 | 0.0031857 | 1096.0692 | 0.010745 | 0 | 0 | 1036.1235 | 0 | 1036.1171 | 0.0040473
| 611.0004 | 0.031913 | 349.2153 | 0 | 349.2153 | 0 | 349.8007 | 0.0060963 | 610.1209 | 0 | 349.2153 | 0 | 612.9704 | 0.00019964 | 611.0004 | 0.018991 | 349.2153 | 0 | 848.4769 | 0.0021504 | 972.6485 | 0.27281 | 691.4 | 0.0034076 | 1104.7946 | 0.0032113 | 1096.2163 | 0.010822 | 0 | 0 | 1036.1762 | 0 | 1036.1697 | 0.0040695
| 611.1598 | 0.019904 | 349.4292 | 0 | 349.4292 | 0 | 350.0149 | 0.0033595 | 610.2808 | 0 | 349.4292 | 0 | 613.1295 | 0.00023913 | 611.1598 | 0.020585 | 349.4292 | 0 | 848.5485 | 0.0018701 | 972.8915 | 0.27455 | 691.546 | 0.0028411 | 1104.8544 | 0.003242 | 1096.3635 | 0.010842 | 0 | 0 | 1036.2288 | 0 | 1036.2223 | 0.0040759
| 611.3193 | 0.022808 | 349.6432 | 0 | 349.6432 | 0 | 350.2291 | 4.3919e-05 | 610.4407 | 0.00017411 | 349.6432 | 0 | 613.2885 | 0.00021719 | 611.3193 | 0.020779 | 349.6432 | 0 | 848.6202 | 0.0018272 | 973.1345 | 0.27677 | 691.693 | 0.0048988 | 1104.9142 | 0.0032676 | 1096.5107 | 0.010796 | 0 | 0 | 1036.2814 | 0 | 1036.2749 | 0.0040655
| 611.4787 | 0.024787 | 349.8571 | 0 | 349.8571 | 0 | 350.4434 | -0.0009282 | 610.6006 | 0 | 349.8571 | 0 | 613.4476 | 0.00019854 | 611.4787 | 0.021979 | 349.8571 | 0 | 848.6918 | 0.0022027 | 973.3776 | 0.2772 | 691.839 | 0.0060813 | 1104.9739 | 0.0032983 | 1096.658 | 0.010678 | 0 | 0 | 1036.334 | 0 | 1036.3275 | 0.0040362
| 611.6382 | 0.021213 | 350.0711 | 0 | 350.0711 | 0 | 350.6576 | 0.0060402 | 610.7605 | 0 | 350.0711 | 0 | 613.6067 | 0.00024242 | 611.6382 | 0.021245 | 350.0711 | 0 | 848.7636 | 0.0020018 | 973.6207 | 0.27821 | 691.986 | 0.0051508 | 1105.0337 | 0.0033291 | 1096.8053 | 0.010495 | 0 | 0 | 1036.3866 | 0 | 1036.3801 | 0.0039909
| 611.7977 | 0.018027 | 350.2851 | 0 | 350.2851 | 0 | 350.8719 | -0.0022054 | 610.9204 | 0 | 350.2851 | 0 | 613.7658 | 0.00022158 | 611.7977 | 0.02196 | 350.2851 | 0 | 848.8352 | 0.0030256 | 973.8637 | 0.28021 | 692.132 | 0.0050944 | 1105.0935 | 0.0033598 | 1096.9526 | 0.010262 | 0 | 0 | 1036.4392 | 0 | 1036.4327 | 0.0039337
| 611.9572 | 0.024967 | 350.4991 | 0 | 350.4991 | 0 | 351.0862 | 0.0089483 | 611.0804 | 0.00017411 | 350.4991 | 0 | 613.9248 | 0.00019525 | 611.9572 | 0.020931 | 350.4991 | 0 | 848.9069 | 0.0029828 | 974.1068 | 0.28273 | 692.279 | 0.0037692 | 1105.1533 | 0.0033905 | 1097.1001 | 0.010003 | 0 | 0 | 1036.4918 | 0 | 1036.4853 | 0.0038685
| 612.1167 | 0.015022 | 350.7131 | 0 | 350.7131 | 0 | 351.3004 | -0.0069032 | 611.2403 | 0.00078349 | 350.7131 | 0 | 614.0839 | 0.0002479 | 612.1167 | 0.022129 | 350.7131 | 0 | 848.9786 | 0.0017074 | 974.3499 | 0.28365 | 692.426 | 0.0037449 | 1105.2131 | 0.0034212 | 1097.2476 | 0.0097481 | 0 | 0 | 1036.5444 | 0 | 1036.538 | 0.003801
| 612.2762 | 0.020086 | 350.9272 | 0 | 350.9272 | 0 | 351.5148 | 0.0088036 | 611.4003 | 0.00017411 | 350.9272 | 0 | 614.2431 | 0.00023035 | 612.2762 | 0.020567 | 350.9272 | 0 | 849.0504 | 0.0015028 | 974.593 | 0.28558 | 692.573 | 0.0033999 | 1105.2731 | 0.003452 | 1097.395 | 0.0095278 | 0 | 0 | 1036.5971 | 0 | 1036.5907 | 0.0037375
| 612.4357 | 0.019998 | 351.1412 | 0 | 351.1412 | 0 | 351.7291 | -0.0017289 | 611.5602 | 0 | 351.1412 | 0 | 614.4022 | 0.00025119 | 612.4357 | 0.022108 | 351.1412 | 0 | 849.1221 | 0.0020452 | 974.8361 | 0.28693 | 692.72 | 0.0026417 | 1105.3329 | 0.0034827 | 1097.5425 | 0.0093676 | 0 | 0 | 1036.6497 | 0 | 1036.6433 | 0.0036811
| 612.5952 | 0.028534 | 351.3553 | 0 | 351.3553 | 0 | 351.9434 | 0.0060458 | 611.7202 | 0.00017411 | 351.3553 | 0 | 614.5613 | 0.00020073 | 612.5952 | 0.020185 | 351.3553 | 0 | 849.1938 | 0.0020315 | 975.0792 | 0.28965 | 692.866 | 0.0047516 | 1105.3927 | 0.0035186 | 1097.6901 | 0.0092854 | 0 | 0 | 1036.7024 | 0 | 1036.6959 | 0.0036374
| 612.7547 | 0.018684 | 351.5694 | 0 | 351.5694 | 0 | 352.1578 | -0.0011935 | 611.8802 | 0.00026116 | 351.5694 | 0 | 614.7204 | 0.00022377 | 612.7547 | 0.021504 | 351.5694 | 0 | 849.2656 | 0.0022721 | 975.3223 | 0.29004 | 693.013 | 0.0030009 | 1105.4525 | 0.0035493 | 1097.8376 | 0.0092881 | 0 | 0 | 1036.755 | 0 | 1036.7487 | 0.0036088
| 612.9142 | 0.030693 | 351.7835 | 0 | 351.7835 | 0 | 352.3721 | -0.0009773 | 612.0401 | 0.00017411 | 351.7835 | 0 | 614.8796 | 0.00020841 | 612.9142 | 0.019829 | 351.7835 | 0 | 849.3374 | 0.0019304 | 975.5654 | 0.29161 | 693.161 | 0.0036106 | 1105.5124 | 0.00358 | 1097.9852 | 0.0093722 | 0 | 0 | 1036.8076 | 0 | 1036.8013 | 0.0035961
| 613.0738 | 0.023848 | 351.9976 | 0 | 351.9976 | 0 | 352.5865 | -0.00019441 | 612.2001 | 0.00078349 | 351.9976 | 0 | 615.0387 | 0.00025887 | 613.0738 | 0.021333 | 351.9976 | 0 | 849.4092 | 0.0023029 | 975.8085 | 0.29246 | 693.308 | 0.0030693 | 1105.5723 | 0.0036159 | 1098.1329 | 0.0095243 | 0 | 0 | 1036.8603 | 0 | 1036.8539 | 0.0035977
| 613.2333 | 0.022339 | 352.2117 | 0 | 352.2117 | 0 | 352.8009 | 0.0014147 | 612.3601 | 0.00017411 | 352.2117 | 0 | 615.1979 | 0.00019744 | 613.2333 | 0.020416 | 352.2117 | 0 | 849.481 | 0.0025491 | 976.0516 | 0.29528 | 693.455 | 0.006128 | 1105.6321 | 0.0036517 | 1098.2806 | 0.0097245 | 0 | 0 | 1036.913 | 0 | 1036.9066 | 0.0036128
| 613.3929 | 0.015585 | 352.4259 | 0 | 352.4259 | 0 | 353.0153 | -0.0012106 | 612.5201 | 0.00026116 | 352.4259 | 0 | 615.3571 | 0.00023364 | 613.3929 | 0.022568 | 352.4259 | 0 | 849.5528 | 0.001952 | 976.2947 | 0.29715 | 693.602 | 0.0046677 | 1105.692 | 0.0036824 | 1098.4283 | 0.0099501 | 0 | 0 | 1036.9657 | 0 | 1036.9592 | 0.0036382
| 613.5524 | 0.02309 | 352.6401 | 0 | 352.6401 | 0 | 353.2298 | 0.0015908 | 612.6801 | 0 | 352.6401 | 0 | 615.5163 | 0.00024351 | 613.5524 | 0.021417 | 352.64 | 0 | 849.6246 | 0.0017852 | 976.5379 | 0.29878 | 693.75 | 0.0062011 | 1105.7518 | 0.0037183 | 1098.5762 | 0.01018 | 0 | 0 | 1037.0183 | 0 | 1037.012 | 0.0036723
| 613.712 | 0.03042 | 352.8542 | 0 | 352.8542 | 0 | 353.4442 | -0.0053424 | 612.8401 | 0.00026116 | 352.8542 | 0 | 615.6754 | 0.00017441 | 613.712 | 0.022626 | 352.8542 | 0 | 849.6965 | 0.0021408 | 976.781 | 0.30019 | 693.897 | 0.0049347 | 1105.8118 | 0.0037542 | 1098.724 | 0.010399 | 0 | 0 | 1037.071 | 0 | 1037.0646 | 0.0037121
| 613.8715 | 0.027408 | 353.0684 | 0 | 353.0684 | 0 | 353.6587 | 0.001603 | 613.0001 | 0.00017411 | 353.0684 | 0 | 615.8346 | 0.00026545 | 613.8715 | 0.020211 | 353.0684 | 0 | 849.7684 | 0.002011 | 977.0242 | 0.30281 | 694.044 | 0.0019824 | 1105.8717 | 0.00379 | 1098.8718 | 0.010598 | 0 | 0 | 1037.1238 | 0 | 1037.1173 | 0.0037565
| 614.0311 | 0.025913 | 353.2826 | 0 | 353.2826 | 0 | 353.8731 | -0.0022255 | 613.1601 | 0.00078349 | 353.2826 | 0 | 615.9938 | 0.00016892 | 614.0311 | 0.02217 | 353.2826 | 0 | 849.8402 | 0.0023849 | 977.2673 | 0.3035 | 694.192 | 0.0023288 | 1105.9315 | 0.0038259 | 1099.0198 | 0.010773 | 0 | 0 | 1037.1764 | 0 | 1037.17 | 0.0038026
| 614.1907 | 0.026375 | 353.4969 | 0 | 353.4969 | 0 | 354.0876 | 0.0071847 | 613.3201 | 0.00017411 | 353.4969 | 0 | 616.1531 | 0.0002852 | 614.1907 | 0.020898 | 353.4969 | 0 | 849.9122 | 0.0028476 | 977.5105 | 0.3056 | 694.339 | 0.0044677 | 1105.9915 | 0.0038617 | 1099.1677 | 0.010926 | 0 | 0 | 1037.2291 | 0 | 1037.2228 | 0.0038447
| 614.3503 | 0.022627 | 353.7111 | 0 | 353.7111 | 0 | 354.3021 | 0.0020053 | 613.4802 | 0.00026116 | 353.7111 | 0 | 616.3123 | 0.00019415 | 614.3503 | 0.021108 | 353.7111 | 0 | 849.9839 | 0.0025656 | 977.7537 | 0.30789 | 694.487 | 0.0034115 | 1106.0514 | 0.0038976 | 1099.3157 | 0.011052 | 0 | 0 | 1037.2819 | 0 | 1037.2754 | 0.0038797
| 614.5099 | 0.025343 | 353.9254 | 0 | 353.9254 | 0 | 354.5166 | 0.0042285 | 613.6402 | 0 | 353.9254 | 0 | 616.4715 | 0.00020951 | 614.5099 | 0.018847 | 353.9254 | 0 | 850.0558 | 0.001729 | 977.9968 | 0.30936 | 694.635 | 0.0033682 | 1106.1113 | 0.0039334 | 1099.4637 | 0.011145 | 0 | 0 | 1037.3346 | 0 | 1037.3281 | 0.0039027
| 614.6695 | 0.024035 | 354.1397 | 0 | 354.1397 | 0 | 354.7312 | -2.9847e-05 | 613.8002 | 0.00078349 | 354.1397 | 0 | 616.6308 | 0.00020732 | 614.6695 | 0.020397 | 354.1397 | 0 | 850.1278 | 0.0018501 | 978.24 | 0.30963 | 694.783 | 0.0043797 | 1106.1713 | 0.0039641 | 1099.6118 | 0.011195 | 0 | 0 | 1037.3873 | 0 | 1037.3809 | 0.0039083
| 614.8291 | 0.023371 | 354.354 | 0 | 354.354 | 0 | 354.9457 | 0.006109 | 613.9603 | 0 | 354.354 | 0 | 616.79 | 0.00025777 | 614.8291 | 0.020099 | 354.354 | 0 | 850.1997 | 0.0018175 | 978.4832 | 0.31084 | 694.93 | 0.0042151 | 1106.2312 | 0.004 | 1099.7599 | 0.011195 | 0 | 0 | 1037.4399 | 0 | 1037.4336 | 0.0038948
| 614.9887 | 0.021876 | 354.5683 | 0 | 354.5683 | 0 | 355.1602 | -0.00013751 | 614.1203 | 0.00078349 | 354.5683 | 0 | 616.9493 | 0.00019196 | 614.9887 | 0.021332 | 354.5683 | 0 | 850.2717 | 0.0023568 | 978.7264 | 0.31398 | 695.078 | 0.0025715 | 1106.2911 | 0.004041 | 1099.9081 | 0.011144 | 0 | 0 | 1037.4927 | 0 | 1037.4863 | 0.0038622
| 615.1484 | 0.027877 | 354.7826 | 0 | 354.7826 | 0 | 355.3748 | 0.0024616 | 614.2804 | 0.0012188 | 354.7826 | 0 | 617.1085 | 0.00030604 | 615.1484 | 0.019117 | 354.7826 | 0 | 850.3435 | 0.0020195 | 978.9696 | 0.31467 | 695.226 | 0.004699 | 1106.3511 | 0.0040768 | 1100.0563 | 0.01105 | 0 | 0 | 1037.5454 | 0 | 1037.5391 | 0.0038153
| 615.308 | 0.018778 | 354.9969 | 0 | 354.9969 | 0 | 355.5894 | -0.0085577 | 614.4405 | 0.00078349 | 354.9969 | 0 | 617.2678 | 0.00014918 | 615.308 | 0.020805 | 354.9969 | 0 | 850.4155 | 0.0011694 | 979.2128 | 0.31663 | 695.374 | 0.0050468 | 1106.411 | 0.0041127 | 1100.2045 | 0.010934 | 0 | 0 | 1037.5981 | 0 | 1037.5918 | 0.0037605
| 615.4676 | 0.026 | 355.2113 | 0 | 355.2113 | 0 | 355.804 | 0.0057541 | 614.6005 | 0 | 355.2113 | 0 | 617.4271 | 0.00027313 | 615.4676 | 0.019645 | 355.2113 | 0 | 850.4875 | 0.0016592 | 979.456 | 0.31831 | 695.522 | 0.0032945 | 1106.4709 | 0.0041485 | 1100.3528 | 0.010822 | 0 | 0 | 1037.651 | 0 | 1037.6445 | 0.0037057
| 615.6273 | 0.021594 | 355.4257 | 0 | 355.4257 | 0 | 356.0186 | 0.0011959 | 614.7606 | 0.00026116 | 355.4257 | 0 | 617.5864 | 0.00017989 | 615.6273 | 0.020582 | 355.4257 | 0 | 850.5594 | 0.0017633 | 979.6992 | 0.31962 | 695.671 | 0.0046056 | 1106.5309 | 0.0041844 | 1100.5011 | 0.010737 | 0 | 0 | 1037.7037 | 0 | 1037.6973 | 0.0036572
| 615.7869 | 0.033227 | 355.64 | 0 | 355.64 | 0 | 356.2333 | 0.0053895 | 614.9207 | 0.00017411 | 355.64 | 0 | 617.7457 | 0.00024461 | 615.7869 | 0.019386 | 355.64 | 0 | 850.6315 | 0.0016884 | 979.9425 | 0.32109 | 695.819 | 0.0050986 | 1106.5909 | 0.0042202 | 1100.6494 | 0.010694 | 0 | 0 | 1037.7565 | 0 | 1037.75 | 0.0036207
| 615.9466 | 0.01981 | 355.8545 | 0 | 355.8545 | 0 | 356.4479 | -0.00085637 | 615.0808 | 0.00078349 | 355.8545 | 0 | 617.905 | 0.00026765 | 615.9466 | 0.021223 | 355.8544 | 0 | 850.7034 | 0.0024677 | 980.1857 | 0.3222 | 695.967 | 0.0036715 | 1106.6509 | 0.0042509 | 1100.7979 | 0.010696 | 0 | 0 | 1037.8092 | 0 | 1037.8029 | 0.0035969
| 616.1063 | 0.027501 | 356.0689 | 0 | 356.0689 | 0 | 356.6626 | 0.0069487 | 615.2409 | 0.00069644 | 356.0689 | 0 | 618.0643 | 0.0002117 | 616.1063 | 0.020695 | 356.0689 | 0 | 850.7755 | 0.0022351 | 980.4289 | 0.32338 | 696.115 | 0.0025847 | 1106.7108 | 0.0042868 | 1100.9463 | 0.010729 | 0 | 0 | 1037.8619 | 0 | 1037.8556 | 0.003585
| 616.266 | 0.019904 | 356.2833 | 0 | 356.2833 | 0 | 356.8773 | -0.0024593 | 615.401 | 0 | 356.2833 | 0 | 618.2236 | 0.00020183 | 616.266 | 0.023107 | 356.2833 | 0 | 850.8475 | 0.0020327 | 980.6722 | 0.32509 | 696.264 | 0.0042425 | 1106.7709 | 0.0043227 | 1101.0947 | 0.010772 | 0 | 0 | 1037.9148 | 0 | 1037.9083 | 0.0035794
| 616.4256 | 0.025343 | 356.4978 | 0 | 356.4978 | 0 | 357.092 | 0.0025557 | 615.5611 | 0.00069644 | 356.4978 | 0 | 618.383 | 0.00023364 | 616.4256 | 0.021668 | 356.4978 | 0 | 850.9196 | 0.0019157 | 980.9154 | 0.32754 | 696.412 | 0.0025908 | 1106.8308 | 0.0043585 | 1101.2432 | 0.010802 | 0 | 0 | 1037.9675 | 0 | 1037.9611 | 0.0035762
| 616.5853 | 0.019529 | 356.7122 | 0 | 356.7122 | 0 | 357.3067 | -0.00062451 | 615.7212 | 0.00026116 | 356.7122 | 0 | 618.5423 | 0.00022706 | 616.5853 | 0.02291 | 356.7122 | 0 | 850.9916 | 0.0017072 | 981.1587 | 0.32715 | 696.561 | 0.0032432 | 1106.8909 | 0.0043944 | 1101.3917 | 0.010802 | 0 | 0 | 1038.0203 | 0 | 1038.0139 | 0.0035691
| 616.745 | 0.024967 | 356.9267 | 0 | 356.9267 | 0 | 357.5214 | -4.0327e-05 | 615.8814 | 0.00069644 | 356.9267 | 0 | 618.7017 | 0.00019635 | 616.745 | 0.01984 | 356.9267 | 0 | 851.0637 | 0.0015265 | 981.402 | 0.33036 | 696.709 | 0.0031434 | 1106.9508 | 0.0044302 | 1101.5403 | 0.010767 | 0 | 0 | 1038.0731 | 0 | 1038.0666 | 0.0035564
| 616.9047 | 0.018027 | 357.1412 | 0 | 357.1412 | 0 | 357.7361 | -0.001319 | 616.0415 | 0.00026116 | 357.1412 | 0 | 618.861 | 0.00025339 | 616.9047 | 0.020588 | 357.1412 | 0 | 851.1357 | 0.0014644 | 981.6452 | 0.33092 | 696.858 | 0.0056935 | 1107.0109 | 0.0044609 | 1101.689 | 0.010705 | 0 | 0 | 1038.1258 | 0 | 1038.1195 | 0.0035365
| 617.0644 | 0.03792 | 357.3557 | 0 | 357.3557 | 0 | 357.9509 | 0.0043204 | 616.2016 | 0.00069644 | 357.3557 | 0 | 619.0204 | 0.00020073 | 617.0644 | 0.01959 | 357.3557 | 0 | 851.2079 | 0.0022191 | 981.8885 | 0.33452 | 697.007 | 0.004104 | 1107.0709 | 0.0044968 | 1101.8376 | 0.010638 | 0 | 0 | 1038.1787 | 0 | 1038.1722 | 0.0035135
| 617.2242 | 0.018496 | 357.5703 | 0 | 357.5703 | 0 | 358.1656 | -0.0038878 | 616.3618 | 0 | 357.5703 | 0 | 619.1798 | 0.00026326 | 617.2242 | 0.021174 | 357.5702 | 0 | 851.28 | 0.002 | 982.1318 | 0.33511 | 697.156 | 0.0032793 | 1107.1309 | 0.0045326 | 1101.9863 | 0.010593 | 0 | 0 | 1038.2314 | 0 | 1038.2251 | 0.0034912
| 617.3839 | 0.025906 | 357.7848 | 0 | 357.7848 | 0 | 358.3804 | 0.014444 | 616.5219 | 0.00017411 | 357.7848 | 0 | 619.3392 | 0.0002128 | 617.3839 | 0.019905 | 357.7848 | 0 | 851.3521 | 0.0012406 | 982.3751 | 0.33691 | 697.304 | 0.0035245 | 1107.1909 | 0.0045634 | 1102.1351 | 0.010598 | 0 | 0 | 1038.2843 | 0 | 1038.2778 | 0.0034769
| 617.5436 | 0.017839 | 357.9994 | 0 | 357.9994 | 0 | 358.5952 | -0.001873 | 616.6821 | 0.00026116 | 357.9994 | 0 | 619.4986 | 0.00012614 | 617.5436 | 0.020598 | 357.9994 | 0 | 851.4243 | 0.0018035 | 982.6184 | 0.34022 | 697.453 | 0.0048639 | 1107.251 | 0.0045992 | 1102.2839 | 0.010666 | 0 | 0 | 1038.3372 | 0 | 1038.3307 | 0.0034753
| 617.7034 | 0.029942 | 358.2139 | 0 | 358.2139 | 0 | 358.81 | 0.0091134 | 616.8422 | 0.00069644 | 358.2139 | 0 | 619.658 | 0.00033346 | 617.7034 | 0.019548 | 358.2139 | 0 | 851.4965 | 0.0019091 | 982.8617 | 0.33976 | 697.602 | 0.0038689 | 1107.311 | 0.0046299 | 1102.4327 | 0.010795 | 0 | 0 | 1038.3899 | 0 | 1038.3835 | 0.0034904
| 617.8631 | 0.018308 | 358.4285 | 0 | 358.4285 | 0 | 359.0249 | -7.8402e-05 | 617.0024 | 0 | 358.4285 | 0 | 619.8174 | 0.00013163 | 617.8631 | 0.020776 | 358.4285 | 0 | 851.5685 | 0.0016624 | 983.105 | 0.34104 | 697.751 | 0.0041368 | 1107.3711 | 0.0046658 | 1102.5815 | 0.010958 | 0 | 0 | 1038.4427 | 0 | 1038.4364 | 0.0035222
| 618.0229 | 0.030036 | 358.6431 | 0 | 358.6431 | 0 | 359.2397 | 0.0019994 | 617.1626 | 0.00017411 | 358.6431 | 0 | 619.9768 | 0.0003181 | 618.0229 | 0.020052 | 358.6431 | 0 | 851.6407 | 0.0018099 | 983.3483 | 0.34425 | 697.9 | 0.0047373 | 1107.4311 | 0.0046965 | 1102.7305 | 0.011114 | 0 | 0 | 1038.4956 | 0 | 1038.4891 | 0.0035691
| 618.1826 | 0.018872 | 358.8578 | 0 | 358.8578 | 0 | 359.4546 | -0.0078028 | 617.3228 | 0.00078349 | 358.8578 | 0 | 620.1362 | 0.00014589 | 618.1826 | 0.021093 | 358.8578 | 0 | 851.7129 | 0.0012602 | 983.5916 | 0.3468 | 698.049 | 0.0046993 | 1107.4912 | 0.0047273 | 1102.8794 | 0.011215 | 0 | 0 | 1038.5485 | 0 | 1038.542 | 0.0036247
| 618.3424 | 0.033415 | 359.0724 | 0 | 359.0724 | 0 | 359.6694 | 0.0031051 | 617.4829 | 0 | 359.0724 | 0 | 620.2957 | 0.0002139 | 618.3424 | 0.020311 | 359.0724 | 0 | 851.7851 | 0.0018763 | 983.8349 | 0.34923 | 698.199 | 0.0048085 | 1107.5513 | 0.004758 | 1103.0284 | 0.011221 | 0 | 0 | 1038.6013 | 0 | 1038.5948 | 0.0036843
| 618.5022 | 0.019059 | 359.2871 | 0 | 359.2871 | 0 | 359.8843 | -0.0057847 | 617.6431 | 0 | 359.2871 | 0 | 620.4551 | 0.0002852 | 618.5022 | 0.021423 | 359.2871 | 0 | 851.8573 | 0.001714 | 984.0783 | 0.35018 | 698.348 | 0.0054608 | 1107.6115 | 0.0047887 | 1103.1775 | 0.011117 | 0 | 0 | 1038.6541 | 0 | 1038.6477 | 0.0037414
| 618.662 | 0.023747 | 359.5017 | 0 | 359.5017 | 0 | 360.0992 | 0.0043222 | 617.8033 | 0 | 359.5017 | 0 | 620.6146 | 0.00015796 | 618.662 | 0.020348 | 359.5017 | 0 | 851.9295 | 0.0024917 | 984.3216 | 0.35145 | 698.497 | 0.0059809 | 1107.6715 | 0.0048195 | 1103.3265 | 0.01091 | 0 | 0 | 1038.7069 | 0 | 1038.7006 | 0.0037899
| 618.8218 | 0.025819 | 359.7164 | 0 | 359.7164 | 0 | 360.3141 | -0.0039546 | 617.9635 | 0.00026116 | 359.7164 | 0 | 620.774 | 0.00027532 | 618.8218 | 0.021638 | 359.7164 | 0 | 852.0017 | 0.0025829 | 984.565 | 0.3544 | 698.647 | 0.0040004 | 1107.7316 | 0.0048502 | 1103.4756 | 0.010633 | 0 | 0 | 1038.7598 | 0 | 1038.7534 | 0.0038256
| 618.9816 | 0.022527 | 359.9311 | 0 | 359.9311 | 0 | 360.5291 | 0.0061877 | 618.1237 | 0 | 359.9311 | 0 | 620.9335 | 0.00025119 | 618.9816 | 0.020067 | 359.9311 | 0 | 852.074 | 0.0025181 | 984.8083 | 0.35745 | 698.796 | 0.0023719 | 1107.7916 | 0.0048809 | 1103.6248 | 0.010325 | 0 | 0 | 1038.8127 | 0 | 1038.8063 | 0.0038447
| 619.1414 | 0.016806 | 360.1458 | 0 | 360.1458 | 0 | 360.744 | -0.0010742 | 618.284 | 0.00078349 | 360.1458 | 0 | 621.093 | 0.00019306 | 619.1414 | 0.020551 | 360.1458 | 0 | 852.1462 | 0.0022752 | 985.0517 | 0.35849 | 698.946 | 0.0051723 | 1107.8518 | 0.0049116 | 1103.7739 | 0.010021 | 0 | 0 | 1038.8656 | 0 | 1038.8591 | 0.0038439
| 619.3012 | 0.016613 | 360.3606 | 0 | 360.3606 | 0 | 360.959 | 0.0051108 | 618.4442 | 0 | 360.3606 | 0 | 621.2525 | 0.00033236 | 619.3012 | 0.018648 | 360.3606 | 0 | 852.2185 | 0.0020869 | 985.295 | 0.36272 | 699.095 | 0.0038362 | 1107.9119 | 0.0049424 | 1103.9232 | 0.009742 | 0 | 0 | 1038.9185 | 0 | 1038.912 | 0.0038241
| 619.461 | 0.024599 | 360.5753 | 0 | 360.5753 | 0 | 361.174 | -0.00075158 | 618.6044 | 0.00078349 | 360.5753 | 0 | 621.4119 | 0.0001777 | 619.461 | 0.020039 | 360.5753 | 0 | 852.2908 | 0.0019778 | 985.5384 | 0.36203 | 699.245 | 0.0049107 | 1107.9721 | 0.004968 | 1104.0725 | 0.0094913 | 0 | 0 | 1038.9713 | 0 | 1038.9648 | 0.0037867
| 619.6208 | 0.025906 | 360.7901 | 0 | 360.7901 | 0 | 361.3889 | 0.0051558 | 618.7647 | 0.00017411 | 360.7901 | 0 | 621.5715 | 0.00028739 | 619.6208 | 0.020502 | 360.7901 | 0 | 852.363 | 0.0018664 | 985.7818 | 0.36564 | 699.395 | 0.0040381 | 1108.0321 | 0.0049987 | 1104.2218 | 0.009264 | 0 | 0 | 1039.0242 | 0 | 1039.0178 | 0.0037351
| 619.7807 | 0.016618 | 361.0049 | 0 | 361.0049 | 0 | 361.6039 | 0.0011232 | 618.9249 | 0.00026116 | 361.0049 | 0 | 621.731 | 0.00027423 | 619.7807 | 0.021893 | 361.0049 | 0 | 852.4353 | 0.0017737 | 986.0252 | 0.36688 | 699.545 | 0.0020295 | 1108.0923 | 0.0050243 | 1104.3711 | 0.0090547 | 0 | 0 | 1039.077 | 0 | 1039.0707 | 0.0036771
| 619.9405 | 0.014642 | 361.2197 | 0 | 361.2197 | 0 | 361.8189 | 0.0025299 | 619.0851 | 0 | 361.2197 | 0 | 621.8905 | 0.00023364 | 619.9405 | 0.020984 | 361.2197 | 0 | 852.5076 | 0.0014276 | 986.2686 | 0.36793 | 699.695 | 0.0035998 | 1108.1525 | 0.0050499 | 1104.5205 | 0.008864 | 0 | 0 | 1039.13 | 0 | 1039.1235 | 0.0036207
| 620.1004 | 0.024787 | 361.4345 | 0 | 361.4345 | 0 | 362.034 | 0.00064609 | 619.2454 | 0.0013058 | 361.4345 | 0 | 622.05 | 0.00029068 | 620.1004 | 0.021211 | 361.4345 | 0 | 852.58 | 0.0015758 | 986.5119 | 0.37012 | 699.844 | 0.0047201 | 1108.2125 | 0.0050755 | 1104.6699 | 0.0087007 | 0 | 0 | 1039.1829 | 0 | 1039.1765 | 0.0035762
| 620.2602 | 0.023278 | 361.6493 | 0 | 361.6493 | 0 | 362.249 | 0.0025969 | 619.4057 | 0.00017411 | 361.6493 | 0 | 622.2096 | 0.00023035 | 620.2602 | 0.019625 | 361.6493 | 0 | 852.6523 | 0.0016664 | 986.7554 | 0.37166 | 699.995 | 0.0033578 | 1108.2727 | 0.0051063 | 1104.8195 | 0.008579 | 0 | 0 | 1039.2358 | 0 | 1039.2294 | 0.00355
| 620.4201 | 0.025725 | 361.8642 | 0 | 361.8642 | 0 | 362.4641 | 0.0016333 | 619.5659 | 0.00026116 | 361.8642 | 0 | 622.3691 | 0.0002139 | 620.4201 | 0.019708 | 361.8642 | 0 | 852.7246 | 0.0015554 | 986.9988 | 0.37379 | 700.145 | 0.0030563 | 1108.3329 | 0.0051319 | 1104.969 | 0.0085127 | 0 | 0 | 1039.2887 | 0 | 1039.2822 | 0.0035452
| 620.5799 | 0.024873 | 362.079 | 0 | 362.079 | 0 | 362.6792 | 0.0015943 | 619.7262 | 0 | 362.079 | 0 | 622.5287 | 0.00027642 | 620.5799 | 0.018403 | 362.079 | 0 | 852.797 | 0.0012482 | 987.2422 | 0.37563 | 700.295 | 0.0051799 | 1108.3931 | 0.0051575 | 1105.1185 | 0.0085098 | 0 | 0 | 1039.3416 | 0 | 1039.3352 | 0.0035635
| 620.7398 | 0.022345 | 362.2939 | 0 | 362.2939 | 0 | 362.8943 | 0.0016222 | 619.8865 | 0.00026116 | 362.2939 | 0 | 622.6882 | 0.00026545 | 620.7398 | 0.01921 | 362.2939 | 0 | 852.8694 | 0.0018939 | 987.4856 | 0.37775 | 700.445 | 0.0033757 | 1108.4533 | 0.005178 | 1105.2681 | 0.0085699 | 0 | 0 | 1039.3945 | 0 | 1039.3881 | 0.0036001
| 620.8997 | 0.023747 | 362.5088 | 0 | 362.5088 | 0 | 363.1094 | 0.0076169 | 620.0468 | 0.00017411 | 362.5088 | 0 | 622.8478 | 0.00023913 | 620.8997 | 0.018488 | 362.5088 | 0 | 852.9418 | 0.0023193 | 987.729 | 0.37969 | 700.595 | 0.0034163 | 1108.5134 | 0.0052036 | 1105.4177 | 0.0086844 | 0 | 0 | 1039.4475 | 0 | 1039.441 | 0.0036461
| 621.0596 | 0.024129 | 362.7237 | 0 | 362.7237 | 0 | 363.3245 | -0.0049649 | 620.2071 | 0.00026116 | 362.7237 | 0 | 623.0074 | 0.00026436 | 621.0596 | 0.019403 | 362.7237 | 0 | 853.0142 | 0.0025739 | 987.9725 | 0.38162 | 700.745 | 0.0036893 | 1108.5736 | 0.0052292 | 1105.5674 | 0.0088397 | 0 | 0 | 1039.5004 | 0 | 1039.494 | 0.0036954
| 621.2195 | 0.028252 | 362.9386 | 0 | 362.9386 | 0 | 363.5396 | 0.004092 | 620.3674 | 0 | 362.9386 | 0 | 623.167 | 0.00019086 | 621.2195 | 0.018789 | 362.9386 | 0 | 853.0865 | 0.0020518 | 988.2159 | 0.3845 | 700.896 | 0.0040392 | 1108.6338 | 0.0052497 | 1105.7172 | 0.0090233 | 0 | 0 | 1039.5533 | 0 | 1039.5469 | 0.0037383
| 621.3794 | 0.021219 | 363.1536 | 0 | 363.1536 | 0 | 363.7548 | -0.00040279 | 620.5277 | 0.00026116 | 363.1536 | 0 | 623.3266 | 0.00023693 | 621.3794 | 0.020358 | 363.1536 | 0 | 853.159 | 0.0014757 | 988.4593 | 0.38555 | 701.046 | 0.005187 | 1108.694 | 0.0052753 | 1105.8669 | 0.0092288 | 0 | 0 | 1039.6063 | 0 | 1039.5999 | 0.0037677
| 621.5393 | 0.03135 | 363.3685 | 0 | 363.3685 | 0 | 363.9699 | 0.0011549 | 620.688 | 0 | 363.3685 | 0 | 623.4862 | 0.00026765 | 621.5393 | 0.019424 | 363.3685 | 0 | 853.2314 | 0.0023704 | 988.7028 | 0.38902 | 701.197 | 0.004528 | 1108.7541 | 0.0052958 | 1106.0167 | 0.0094588 | 0 | 0 | 1039.6592 | 0 | 1039.6528 | 0.0037796
| 621.6992 | 0.021031 | 363.5835 | 0 | 363.5835 | 0 | 364.1851 | -0.0055514 | 620.8483 | 0.00078349 | 363.5835 | 0 | 623.6458 | 0.00024242 | 621.6992 | 0.020653 | 363.5835 | 0 | 853.3039 | 0.0025844 | 988.9463 | 0.39086 | 701.347 | 0.0039912 | 1108.8145 | 0.0053214 | 1106.1665 | 0.0097231 | 0 | 0 | 1039.7122 | 0 | 1039.7058 | 0.0037708
| 621.8591 | 0.026093 | 363.7985 | 0 | 363.7985 | 0 | 364.4003 | -0.0052188 | 621.0086 | 0 | 363.7985 | 0 | 623.8054 | 0.00024022 | 621.8591 | 0.018865 | 363.7985 | 0 | 853.3763 | 0.0021386 | 989.1897 | 0.39619 | 701.498 | 0.0026229 | 1108.8746 | 0.0053419 | 1106.3164 | 0.010032 | 0 | 0 | 1039.7651 | 0 | 1039.7587 | 0.003743
| 622.0191 | 0.022721 | 364.0135 | 0 | 364.0135 | 0 | 364.6155 | 0.001564 | 621.1689 | 0.00078349 | 364.0135 | 0 | 623.9651 | 0.00024571 | 622.0191 | 0.020028 | 364.0135 | 0 | 853.4489 | 0.0018262 | 989.4332 | 0.39682 | 701.649 | 0.0040356 | 1108.9348 | 0.0053623 | 1106.4663 | 0.010386 | 0 | 0 | 1039.8181 | 0 | 1039.8117 | 0.0036986
| 622.179 | 0.024779 | 364.2285 | 0 | 364.2285 | 0 | 364.8307 | 0.0056723 | 621.3293 | 0.00017411 | 364.2285 | 0 | 624.1247 | 0.00019854 | 622.179 | 0.019422 | 364.2285 | 0 | 853.5213 | 0.0017549 | 989.6767 | 0.39924 | 701.799 | 0.0019966 | 1108.9951 | 0.0053828 | 1106.6163 | 0.010772 | 0 | 0 | 1039.8711 | 0 | 1039.8646 | 0.0036429
| 622.339 | 0.023472 | 364.4435 | 0 | 364.4435 | 0 | 365.046 | 0.00078175 | 621.4896 | 0.0013058 | 364.4435 | 0 | 624.2843 | 0.0002501 | 622.339 | 0.021371 | 364.4435 | 0 | 853.5938 | 0.0019524 | 989.9202 | 0.40212 | 701.95 | 0.0037802 | 1109.0553 | 0.0054084 | 1106.7664 | 0.011157 | 0 | 0 | 1039.9241 | 0 | 1039.9176 | 0.0035834
| 622.4989 | 0.026187 | 364.6586 | 0 | 364.6586 | 0 | 365.2612 | -0.00079887 | 621.65 | 0.00017411 | 364.6586 | 0 | 624.444 | 0.00023145 | 622.4989 | 0.02034 | 364.6586 | 0 | 853.6663 | 0.0028036 | 990.1636 | 0.40599 | 702.101 | 0.0035321 | 1109.1156 | 0.0054289 | 1106.9164 | 0.011497 | 0 | 0 | 1039.977 | 0 | 1039.9706 | 0.0035262
| 622.6589 | 0.020937 | 364.8736 | 0 | 364.8736 | 0 | 365.4765 | 0.0032708 | 621.8103 | 0.00026116 | 364.8736 | 0 | 624.6037 | 0.0002128 | 622.6589 | 0.021192 | 364.8736 | 0 | 853.7388 | 0.002371 | 990.4072 | 0.40861 | 702.252 | 0.0023089 | 1109.1758 | 0.0054494 | 1107.0664 | 0.011749 | 0 | 0 | 1040.03 | 0 | 1040.0236 | 0.0034785
| 622.8188 | 0.021213 | 365.0887 | 0 | 365.0887 | 0 | 365.6918 | 0.0017326 | 621.9707 | 0 | 365.0887 | 0 | 624.7633 | 0.00027862 | 622.8188 | 0.019339 | 365.0887 | 0 | 853.8114 | 0.0019518 | 990.6507 | 0.40858 | 702.403 | 0.0028837 | 1109.2361 | 0.0054648 | 1107.2166 | 0.011879 | 0 | 0 | 1040.083 | 0 | 1040.0765 | 0.0034451
| 622.9788 | 0.017839 | 365.3038 | 0 | 365.3038 | 0 | 365.9071 | 0.00054607 | 622.131 | 0.00026116 | 365.3038 | 0 | 624.923 | 0.0002128 | 622.9788 | 0.019997 | 365.3038 | 0 | 853.884 | 0.0022764 | 990.8942 | 0.41211 | 702.554 | 0.0049447 | 1109.2964 | 0.0054853 | 1107.3667 | 0.011874 | 0 | 0 | 1040.136 | 0 | 1040.1296 | 0.0034285
| 623.1388 | 0.026 | 365.5189 | 0 | 365.5189 | 0 | 366.1224 | 0.00031283 | 622.2914 | 0.00017411 | 365.5189 | 0 | 625.0827 | 0.00025448 | 623.1388 | 0.018856 | 365.5189 | 0 | 853.9565 | 0.0019014 | 991.1377 | 0.41421 | 702.705 | 0.0039824 | 1109.3566 | 0.0055057 | 1107.517 | 0.011741 | 0 | 0 | 1040.189 | 0 | 1040.1826 | 0.0034285
| 623.2988 | 0.016618 | 365.7341 | 0 | 365.7341 | 0 | 366.3377 | 0.0011233 | 622.4518 | 0.00026116 | 365.7341 | 0 | 625.2424 | 0.00018538 | 623.2988 | 0.019372 | 365.7341 | 0 | 854.0291 | 0.0012972 | 991.3812 | 0.41893 | 702.857 | 0.0027535 | 1109.4169 | 0.0055262 | 1107.6671 | 0.011505 | 0 | 0 | 1040.2421 | 0 | 1040.2356 | 0.0034428
| 623.4588 | 0.028158 | 365.9492 | 0 | 365.9492 | 0 | 366.553 | -0.00061753 | 622.6122 | 0 | 365.9492 | 0 | 625.4021 | 0.00027642 | 623.4588 | 0.018786 | 365.9492 | 0 | 854.1017 | 0.0016896 | 991.6247 | 0.42056 | 703.008 | 0.0027869 | 1109.4772 | 0.0055467 | 1107.8175 | 0.011199 | 0 | 0 | 1040.295 | 0 | 1040.2886 | 0.0034666
| 623.6188 | 0.019717 | 366.1644 | 0 | 366.1644 | 0 | 366.7684 | -0.0020518 | 622.7726 | 0.00026116 | 366.1644 | 0 | 625.5618 | 0.00016563 | 623.6188 | 0.019957 | 366.1644 | 0 | 854.1743 | 0.0019889 | 991.8683 | 0.42164 | 703.159 | 0.0029016 | 1109.5375 | 0.0055621 | 1107.9678 | 0.010857 | 0 | 0 | 1040.348 | 0 | 1040.3417 | 0.0034936
| 623.7788 | 0.027408 | 366.3795 | 0 | 366.3795 | 0 | 366.9838 | 0.0011711 | 622.933 | 0.00017411 | 366.3795 | 0 | 625.7216 | 0.00032139 | 623.7788 | 0.019922 | 366.3795 | 0 | 854.2469 | 0.0023822 | 992.1118 | 0.42653 | 703.311 | 0.0034688 | 1109.5978 | 0.0055826 | 1108.1182 | 0.010511 | 0 | 0 | 1040.4011 | 0 | 1040.3946 | 0.0035206
| 623.9388 | 0.022345 | 366.5947 | 0 | 366.5947 | 0 | 367.1992 | -0.0022801 | 623.0934 | 0 | 366.5947 | 0 | 625.8813 | 0.00016234 | 623.9388 | 0.020573 | 366.5947 | 0 | 854.3195 | 0.0017114 | 992.3554 | 0.42875 | 703.462 | 0.0034317 | 1109.6581 | 0.0056031 | 1108.2686 | 0.010187 | 0 | 0 | 1040.4541 | 0 | 1040.4478 | 0.0035421
| 624.0988 | 0.033227 | 366.8099 | 0 | 366.8099 | 0 | 367.4146 | 0.0078928 | 623.2538 | 0 | 366.8099 | 0 | 626.041 | 0.00033236 | 624.0988 | 0.018991 | 366.8099 | 0 | 854.3922 | 0.0010663 | 992.5989 | 0.43242 | 703.614 | 0.0024954 | 1109.7184 | 0.0056184 | 1108.4189 | 0.0098987 | 0 | 0 | 1040.5072 | 0 | 1040.5007 | 0.0035564
| 624.2589 | 0.02366 | 367.0252 | 0 | 367.0252 | 0 | 367.63 | -0.0045748 | 623.4142 | 0.00026116 | 367.0252 | 0 | 626.2008 | 0.00018977 | 624.2589 | 0.020326 | 367.0251 | 0 | 854.4648 | 0.00132 | 992.8425 | 0.43383 | 703.765 | 0.0037569 | 1109.7787 | 0.0056389 | 1108.5695 | 0.0096535 | 0 | 0 | 1040.5602 | 0 | 1040.5537 | 0.0035627
| 624.4189 | 0.028722 | 367.2404 | 0 | 367.2404 | 0 | 367.8454 | 0.0052932 | 623.5746 | 0.00069644 | 367.2404 | 0 | 626.3605 | 0.00031043 | 624.4189 | 0.019989 | 367.2404 | 0 | 854.5375 | 0.0020739 | 993.086 | 0.43579 | 703.917 | 0.0034486 | 1109.839 | 0.0056543 | 1108.72 | 0.0094495 | 0 | 0 | 1040.6133 | 0 | 1040.6068 | 0.0035619
| 624.579 | 0.019904 | 367.4556 | 0 | 367.4556 | 0 | 368.0609 | -0.0011787 | 623.735 | 0.00026116 | 367.4556 | 0 | 626.5203 | 0.00016234 | 624.579 | 0.021214 | 367.4556 | 0 | 854.61 | 0.0019452 | 993.3296 | 0.43878 | 704.069 | 0.0041205 | 1109.8993 | 0.0056748 | 1108.8706 | 0.0092795 | 0 | 0 | 1040.6663 | 0 | 1040.6599 | 0.0035548
| 624.739 | 0.027408 | 367.6709 | 0 | 367.6709 | 0 | 368.2763 | 0.0057433 | 623.8955 | 0 | 367.6709 | 0 | 626.6801 | 0.00035321 | 624.739 | 0.019011 | 367.6709 | 0 | 854.6827 | 0.0015682 | 993.5732 | 0.44241 | 704.221 | 0.0029265 | 1109.9597 | 0.0056901 | 1109.0212 | 0.009134 | 0 | 0 | 1040.7194 | 0 | 1040.7129 | 0.0035429
| 624.8991 | 0.020092 | 367.8862 | 0 | 367.8862 | 0 | 368.4918 | -0.00084891 | 624.0559 | 0 | 367.8862 | 0 | 626.8399 | 0.00019196 | 624.8991 | 0.01967 | 367.8862 | 0 | 854.7554 | 0.0017176 | 993.8168 | 0.44346 | 704.372 | 0.0047418 | 1110.02 | 0.0057106 | 1109.1719 | 0.009004 | 0 | 0 | 1040.7725 | 0 | 1040.766 | 0.0035262
| 625.0591 | 0.016895 | 368.1015 | 0 | 368.1015 | 0 | 368.7072 | 0.0023245 | 624.2164 | 0.00017411 | 368.1015 | 0 | 626.9997 | 0.00036527 | 625.0591 | 0.018743 | 368.1015 | 0 | 854.8281 | 0.00147 | 994.0603 | 0.44503 | 704.524 | 0.0040215 | 1110.0803 | 0.005726 | 1109.3225 | 0.0088835 | 0 | 0 | 1040.8254 | 0 | 1040.8191 | 0.0035055
| 625.2192 | 0.020562 | 368.3168 | 0 | 368.3168 | 0 | 368.9228 | -0.005272 | 624.3768 | 0.00078349 | 368.3168 | 0 | 627.1595 | 0.00020622 | 625.2192 | 0.021026 | 368.3168 | 0 | 854.9009 | 0.0016184 | 994.3039 | 0.4485 | 704.676 | 0.0018576 | 1110.1408 | 0.0057465 | 1109.4733 | 0.0087696 | 0 | 0 | 1040.8785 | 0 | 1040.8721 | 0.0034841
| 625.3793 | 0.030693 | 368.5321 | 0 | 368.5321 | 0 | 369.1383 | 0.0049561 | 624.5373 | 0.00017411 | 368.5321 | 0 | 627.3193 | 0.00031481 | 625.3793 | 0.020006 | 368.5321 | 0 | 854.9736 | 0.0020217 | 994.5476 | 0.45129 | 704.828 | 0.0026664 | 1110.201 | 0.0057618 | 1109.624 | 0.008663 | 0 | 0 | 1040.9316 | 0 | 1040.9252 | 0.0034626
| 625.5394 | 0.021407 | 368.7475 | 0 | 368.7475 | 0 | 369.3538 | 0.0033004 | 624.6977 | 0.00078349 | 368.7475 | 0 | 627.4791 | 0.00020073 | 625.5394 | 0.02045 | 368.7475 | 0 | 855.0463 | 0.0018905 | 994.7912 | 0.45283 | 704.981 | 0.0033098 | 1110.2615 | 0.0057823 | 1109.7749 | 0.0085679 | 0 | 0 | 1040.9847 | 0 | 1040.9783 | 0.0034451
| 625.6995 | 0.028158 | 368.9628 | 0 | 368.9628 | 0 | 369.5693 | 0.0052078 | 624.8582 | 0.00069644 | 368.9628 | 0 | 627.6389 | 0.00029178 | 625.6995 | 0.018789 | 368.9629 | 0 | 855.1191 | 0.0016182 | 995.0348 | 0.45738 | 705.133 | 0.002863 | 1110.3219 | 0.0057977 | 1109.9258 | 0.0084917 | 0 | 0 | 1041.0378 | 0 | 1041.0314 | 0.0034348
| 625.8596 | 0.019717 | 369.1782 | 0 | 369.1782 | 0 | 369.7849 | -0.003189 | 625.0187 | 0.00078349 | 369.1782 | 0 | 627.7988 | 0.00019635 | 625.8596 | 0.019579 | 369.1782 | 0 | 855.1919 | 0.0022539 | 995.2784 | 0.46007 | 705.285 | 0.0051543 | 1110.3822 | 0.0058182 | 1110.0767 | 0.0084439 | 0 | 0 | 1041.0909 | 0 | 1041.0845 | 0.0034364
| 626.0197 | 0.030505 | 369.3936 | 0 | 369.3936 | 0 | 370.0005 | 0.0046834 | 625.1792 | 0 | 369.3936 | 0 | 627.9586 | 0.00036198 | 626.0197 | 0.018879 | 369.3936 | 0 | 855.2646 | 0.0022086 | 995.522 | 0.4638 | 705.437 | 0.004587 | 1110.4426 | 0.0058335 | 1110.2275 | 0.0084342 | 0 | 0 | 1041.144 | 0 | 1041.1376 | 0.0034531
| 626.1798 | 0.018965 | 369.609 | 0 | 369.609 | 0 | 370.2161 | -0.0050748 | 625.3397 | 0.00026116 | 369.609 | 0 | 628.1185 | 0.00016673 | 626.1798 | 0.019518 | 369.609 | 0 | 855.3375 | 0.0021844 | 995.7657 | 0.46639 | 705.59 | 0.0036128 | 1110.5031 | 0.005854 | 1110.3785 | 0.0084682 | 0 | 0 | 1041.1971 | 0 | 1041.1907 | 0.0034865
| 626.3399 | 0.02553 | 369.8244 | 0 | 369.8244 | 0 | 370.4317 | 0.0022339 | 625.5002 | 0.00017411 | 369.8244 | 0 | 628.2783 | 0.00037295 | 626.3399 | 0.018692 | 369.8245 | 0 | 855.4103 | 0.001732 | 996.0093 | 0.47022 | 705.742 | 0.0030327 | 1110.5633 | 0.0058745 | 1110.5295 | 0.0085449 | 0 | 0 | 1041.2502 | 0 | 1041.2438 | 0.0035381
| 626.5 | 0.019435 | 370.0399 | 0 | 370.0399 | 0 | 370.6473 | 0.0034157 | 625.6607 | 0.00078349 | 370.0399 | 0 | 628.4382 | 0.00016344 | 626.5 | 0.020501 | 370.0399 | 0 | 855.4831 | 0.001711 | 996.2529 | 0.475 | 705.895 | 0.0051405 | 1110.6238 | 0.0058899 | 1110.6807 | 0.0086543 | 0 | 0 | 1041.3033 | 0 | 1041.2969 | 0.0036064
| 626.6602 | 0.027501 | 370.2553 | 0 | 370.2553 | 0 | 370.8629 | 0.003258 | 625.8212 | 0.00017411 | 370.2553 | 0 | 628.5981 | 0.00030823 | 626.6602 | 0.019753 | 370.2553 | 0 | 855.5559 | 0.0014945 | 996.4966 | 0.47824 | 706.047 | 0.0030306 | 1110.6842 | 0.0059104 | 1110.8318 | 0.0087798 | 0 | 0 | 1041.3564 | 0 | 1041.35 | 0.0036882
| 626.8203 | 0.019341 | 370.4708 | 0 | 370.4708 | 0 | 371.0786 | -0.0036813 | 625.9817 | 0.00026116 | 370.4708 | 0 | 628.7579 | 0.00023913 | 626.8203 | 0.020592 | 370.4708 | 0 | 855.6288 | 0.0015659 | 996.7402 | 0.48296 | 706.2 | 0.0049494 | 1110.7446 | 0.0059308 | 1110.9829 | 0.0089019 | 0 | 0 | 1041.4096 | 0 | 1041.4032 | 0.0037772
| 626.9805 | 0.031444 | 370.6863 | 0 | 370.6863 | 0 | 371.2943 | 0.0041628 | 626.1422 | 0 | 370.6863 | 0 | 628.9178 | 0.00026545 | 626.9805 | 0.019072 | 370.6863 | 0 | 855.7017 | 0.0017426 | 996.9839 | 0.48742 | 706.353 | 0.0033238 | 1110.805 | 0.0059462 | 1111.1342 | 0.0090053 | 0 | 0 | 1041.4628 | 0 | 1041.4563 | 0.0038678
| 627.1406 | 0.022064 | 370.9018 | 0 | 370.9018 | 0 | 371.5099 | -0.0044273 | 626.3027 | 0.00026116 | 370.9018 | 0 | 629.0777 | 0.00029617 | 627.1406 | 0.020244 | 370.9018 | 0 | 855.7745 | 0.0020297 | 997.2276 | 0.49063 | 706.506 | 0.0033133 | 1110.8655 | 0.0059667 | 1111.2853 | 0.0090827 | 0 | 0 | 1041.5159 | 0 | 1041.5094 | 0.0039504
| 627.3008 | 0.034447 | 371.1173 | 0 | 371.1173 | 0 | 371.7256 | 0.0043024 | 626.4633 | 0 | 371.1173 | 0 | 629.2376 | 0.00025668 | 627.3008 | 0.018893 | 371.1173 | 0 | 855.8475 | 0.0020042 | 997.4713 | 0.49515 | 706.659 | 0.0026184 | 1110.926 | 0.0059872 | 1111.4366 | 0.0091375 | 0 | 0 | 1041.569 | 0 | 1041.5626 | 0.0040171
| 627.4609 | 0.011267 | 371.3328 | 0 | 371.3328 | 0 | 371.9413 | -0.0044988 | 626.6238 | 0.0013058 | 371.3328 | 0 | 629.3976 | 0.00025119 | 627.4609 | 0.019741 | 371.3329 | 0 | 855.9203 | 0.0020968 | 997.7149 | 0.49852 | 706.811 | 0.0048653 | 1110.9865 | 0.0060077 | 1111.5879 | 0.0091815 | 0 | 0 | 1041.6222 | 0 | 1041.6157 | 0.0040608
| 627.6211 | 0.021025 | 371.5484 | 0 | 371.5484 | 0 | 372.157 | 0.0063357 | 626.7843 | 0 | 371.5484 | 0 | 629.5575 | 0.00030055 | 627.6211 | 0.018592 | 371.5484 | 0 | 855.9932 | 0.0022995 | 997.9586 | 0.50363 | 706.964 | 0.0028279 | 1111.0469 | 0.0060282 | 1111.7393 | 0.0092288 | 0 | 0 | 1041.6753 | 0 | 1041.6688 | 0.0040759
| 627.7813 | 0.01643 | 371.764 | 0 | 371.764 | 0 | 372.3728 | 0.0027226 | 626.9449 | 0 | 371.764 | 0 | 629.7174 | 0.00018538 | 627.7813 | 0.019885 | 371.764 | 0 | 856.0661 | 0.0018297 | 998.2023 | 0.50933 | 707.117 | 0.0044865 | 1111.1073 | 0.0060486 | 1111.8906 | 0.0092887 | 0 | 0 | 1041.7285 | 0 | 1041.7221 | 0.0040608
| 627.9415 | 0.030411 | 371.9795 | 0 | 371.9795 | 0 | 372.5885 | -0.0025278 | 627.1054 | 0 | 371.9795 | 0 | 629.8774 | 0.00032688 | 627.9415 | 0.018577 | 371.9795 | 0 | 856.139 | 0.0016272 | 998.446 | 0.51411 | 707.271 | 0.0040789 | 1111.1679 | 0.0060691 | 1112.0421 | 0.0093606 | 0 | 0 | 1041.7816 | 0 | 1041.7751 | 0.0040155
| 628.1017 | 0.013895 | 372.1951 | 0 | 372.1951 | 0 | 372.8043 | -0.00029642 | 627.266 | 0.00078349 | 372.1951 | 0 | 630.0373 | 0.00016454 | 628.1017 | 0.020246 | 372.1951 | 0 | 856.212 | 0.0017408 | 998.6897 | 0.51706 | 707.424 | 0.0047984 | 1111.2283 | 0.0060896 | 1112.1936 | 0.0094318 | 0 | 0 | 1041.8348 | 0 | 1041.8284 | 0.003944
| 628.2619 | 0.023841 | 372.4107 | 0 | 372.4107 | 0 | 373.0201 | 0.0055173 | 627.4266 | 0 | 372.4107 | 0 | 630.1973 | 0.00041683 | 628.2619 | 0.019957 | 372.4107 | 0 | 856.285 | 0.0016741 | 998.9334 | 0.52354 | 707.577 | 0.0026738 | 1111.2888 | 0.0061101 | 1112.3451 | 0.0094822 | 0 | 0 | 1041.8879 | 0 | 1041.8816 | 0.003855
| 628.4221 | 0.025538 | 372.6264 | 0 | 372.6264 | 0 | 373.2358 | -0.0041719 | 627.5872 | 0.0013058 | 372.6264 | 0 | 630.3572 | 0.00018428 | 628.4221 | 0.020618 | 372.6264 | 0 | 856.3579 | 0.0021312 | 999.1772 | 0.53111 | 707.73 | 0.003106 | 1111.3492 | 0.0061306 | 1112.4966 | 0.0094917 | 0 | 0 | 1041.9412 | 0 | 1041.9347 | 0.0037557
| 628.5823 | 0.020931 | 372.842 | 0 | 372.842 | 0 | 373.4517 | 0.0033541 | 627.7477 | 0.00017411 | 372.842 | 0 | 630.5172 | 0.00028629 | 628.5823 | 0.019106 | 372.842 | 0 | 856.4309 | 0.0014847 | 999.4209 | 0.53481 | 707.884 | 0.0015308 | 1111.4098 | 0.0061511 | 1112.6482 | 0.0094507 | 0 | 0 | 1041.9944 | 0 | 1041.9879 | 0.0036557
| 628.7426 | 0.018496 | 373.0577 | 0 | 373.0577 | 0 | 373.6675 | -0.0052743 | 627.9083 | 0.00026116 | 373.0577 | 0 | 630.6772 | 0.00023254 | 628.7426 | 0.019139 | 373.0577 | 0 | 856.5039 | 0.0015332 | 999.6646 | 0.54008 | 708.037 | 0.0034792 | 1111.4702 | 0.0061767 | 1112.7999 | 0.0093674 | 0 | 0 | 1042.0475 | 0 | 1042.0411 | 0.0035627
| 628.9028 | 0.025061 | 373.2733 | 0 | 373.2733 | 0 | 373.8833 | 0.0047791 | 628.0689 | 0 | 373.2733 | 0 | 630.8372 | 0.00028629 | 628.9028 | 0.018368 | 373.2733 | 0 | 856.5769 | 0.001058 | 999.9084 | 0.54257 | 708.191 | 0.0023104 | 1111.5308 | 0.0061972 | 1112.9515 | 0.0092694 | 0 | 0 | 1042.1007 | 0 | 1042.0944 | 0.0034833
| 629.063 | 0.024974 | 373.489 | 0 | 373.489 | 0 | 374.0992 | 0.0010199 | 628.2295 | 0.00026116 | 373.489 | 0 | 630.9972 | 0.0003203 | 629.063 | 0.01868 | 373.489 | 0 | 856.6499 | 0.0014086 | 1000.1521 | 0.54621 | 708.344 | 0.0049942 | 1111.5913 | 0.0062177 | 1113.1033 | 0.0091978 | 0 | 0 | 1042.1539 | 0 | 1042.1475 | 0.0034205
| 629.2233 | 0.026093 | 373.7047 | 0 | 373.7047 | 0 | 374.315 | 0.0087282 | 628.3901 | 0.00017411 | 373.7047 | 0 | 631.1572 | 0.0002501 | 629.2233 | 0.017628 | 373.7047 | 0 | 856.7229 | 0.0020594 | 1000.3958 | 0.54988 | 708.498 | 0.0027575 | 1111.6517 | 0.0062433 | 1113.255 | 0.0091954 | 0 | 0 | 1042.2071 | 0 | 1042.2007 | 0.0033745
| 629.3835 | 0.022345 | 373.9204 | 0 | 373.9204 | 0 | 374.5309 | 0.0020579 | 628.5507 | 0.00026116 | 373.9204 | 0 | 631.3172 | 0.00023693 | 629.3835 | 0.019507 | 373.9204 | 0 | 856.796 | 0.0012377 | 1000.6396 | 0.55197 | 708.652 | 0.0027099 | 1111.7123 | 0.0062689 | 1113.4069 | 0.009292 | 0 | 0 | 1042.2604 | 0 | 1042.2539 | 0.0033435
| 629.5438 | 0.020837 | 374.1362 | 0 | 374.1362 | 0 | 374.7468 | 0.0031361 | 628.7114 | 0 | 374.1362 | 0 | 631.4773 | 0.00027313 | 629.5438 | 0.019306 | 374.1362 | 0 | 856.8691 | 0.0018919 | 1000.8834 | 0.55495 | 708.806 | 0.002964 | 1111.7728 | 0.0062894 | 1113.5587 | 0.0094939 | 0 | 0 | 1042.3136 | 0 | 1042.3071 | 0.0033236
| 629.7041 | 0.016337 | 374.3519 | 0 | 374.3519 | 0 | 374.9627 | 0.00072011 | 628.872 | 0.00026116 | 374.3519 | 0 | 631.6373 | 0.00028629 | 629.7041 | 0.02033 | 374.3519 | 0 | 856.9421 | 0.0019933 | 1001.1271 | 0.55902 | 708.959 | 0.0025227 | 1111.8334 | 0.006315 | 1113.7106 | 0.0097802 | 0 | 0 | 1042.3668 | 0 | 1042.3603 | 0.0033093
| 629.8643 | 0.024592 | 374.5677 | 0 | 374.5677 | 0 | 375.1786 | -0.0028849 | 629.0326 | 0.00017411 | 374.5677 | 0 | 631.7973 | 0.00025558 | 629.8643 | 0.019342 | 374.5677 | 0 | 857.0151 | 0.0018723 | 1001.3709 | 0.56095 | 709.113 | 0.0035644 | 1111.8939 | 0.0063406 | 1113.8625 | 0.010108 | 0 | 0 | 1042.42 | 0 | 1042.4136 | 0.0032966
| 630.0246 | 0.025725 | 374.7835 | 0 | 374.7835 | 0 | 375.3946 | -0.0020589 | 629.1932 | 0.0013058 | 374.7835 | 0 | 631.9574 | 0.00030165 | 630.0246 | 0.019815 | 374.7835 | 0 | 857.0883 | 0.0022798 | 1001.6147 | 0.56435 | 709.267 | 0.0037834 | 1111.9545 | 0.0063662 | 1114.0145 | 0.010428 | 0 | 0 | 1042.4733 | 0 | 1042.4668 | 0.0032815
| 630.1849 | 0.022902 | 374.9993 | 0 | 374.9993 | 0 | 375.6105 | 0.0045694 | 629.3539 | 0 | 374.9993 | 0 | 632.1174 | 0.0001788 | 630.1849 | 0.019603 | 374.9993 | 0 | 857.1613 | 0.0026289 | 1001.8585 | 0.56927 | 709.421 | 0.0040391 | 1112.015 | 0.0063918 | 1114.1665 | 0.010694 | 0 | 0 | 1042.5265 | 0 | 1042.5201 | 0.003264
| 630.3452 | 0.018402 | 375.2151 | 0 | 375.2151 | 0 | 375.8265 | -0.0032633 | 629.5145 | 0.00026116 | 375.2151 | 0 | 632.2775 | 0.00027094 | 630.3452 | 0.019961 | 375.2151 | 0 | 857.2344 | 0.0024732 | 1002.1023 | 0.57074 | 709.576 | 0.0032482 | 1112.0756 | 0.0064174 | 1114.3186 | 0.010879 | 0 | 0 | 1042.5797 | 0 | 1042.5734 | 0.0032442
| 630.5055 | 0.028815 | 375.4309 | 0 | 375.4309 | 0 | 376.0425 | 0.0088259 | 629.6752 | 0.00017411 | 375.4309 | 0 | 632.4376 | 0.00029507 | 630.5055 | 0.019616 | 375.4309 | 0 | 857.3076 | 0.0023672 | 1002.3461 | 0.57385 | 709.73 | 0.0042088 | 1112.1362 | 0.006443 | 1114.4707 | 0.010977 | 0 | 0 | 1042.6331 | 0 | 1042.6266 | 0.0032259
| 630.6658 | 0.023097 | 375.6467 | 0 | 375.6467 | 0 | 376.2585 | -0.0059721 | 629.8359 | 0 | 375.6467 | 0 | 632.5977 | 0.00020183 | 630.6658 | 0.020016 | 375.6467 | 0 | 857.3807 | 0.0023802 | 1002.5899 | 0.57788 | 709.884 | 0.0054323 | 1112.1968 | 0.0064686 | 1114.6228 | 0.010998 | 0 | 0 | 1042.6863 | 0 | 1042.6798 | 0.0032116
| 630.8261 | 0.021964 | 375.8626 | 0 | 375.8626 | 0 | 376.4745 | 0.0069729 | 629.9965 | 0.00017411 | 375.8626 | 0 | 632.7578 | 0.00034114 | 630.8261 | 0.018915 | 375.8626 | 0 | 857.4539 | 0.0019058 | 1002.8337 | 0.58063 | 710.038 | 0.004656 | 1112.2573 | 0.0064993 | 1114.775 | 0.010955 | 0 | 0 | 1042.7395 | 0 | 1042.7332 | 0.003206
| 630.9864 | 0.02028 | 376.0785 | 0 | 376.0785 | 0 | 376.6905 | 0.0012106 | 630.1572 | 0.00078349 | 376.0785 | 0 | 632.9179 | 0.00015796 | 630.9864 | 0.019521 | 376.0785 | 0 | 857.5272 | 0.0015711 | 1003.0775 | 0.58699 | 710.193 | 0.0043699 | 1112.318 | 0.006525 | 1114.9272 | 0.010861 | 0 | 0 | 1042.7929 | 0 | 1042.7864 | 0.0032108
| 631.1468 | 0.018585 | 376.2944 | 0 | 376.2944 | 0 | 376.9066 | 0.0021651 | 630.3179 | 0.00017411 | 376.2944 | 0 | 633.078 | 0.00031262 | 631.1468 | 0.018829 | 376.2944 | 0 | 857.6003 | 0.0021394 | 1003.3213 | 0.58922 | 710.347 | 0.0023393 | 1112.3785 | 0.0065506 | 1115.0795 | 0.010722 | 0 | 0 | 1042.8461 | 0 | 1042.8396 | 0.0032283
| 631.3071 | 0.022158 | 376.5103 | 0 | 376.5103 | 0 | 377.1226 | -0.0044495 | 630.4786 | 0 | 376.5103 | 0 | 633.2381 | 0.00025119 | 631.3071 | 0.020301 | 376.5103 | 0 | 857.6735 | 0.0022408 | 1003.5652 | 0.59603 | 710.502 | 0.002805 | 1112.4392 | 0.0065813 | 1115.2318 | 0.010537 | 0 | 0 | 1042.8994 | 0 | 1042.8929 | 0.0032585
| 631.4674 | 0.033978 | 376.7262 | 0 | 376.7262 | 0 | 377.3387 | 0.010229 | 630.6392 | 0.00017411 | 376.7262 | 0 | 633.3982 | 0.00020841 | 631.4674 | 0.018853 | 376.7262 | 0 | 857.7466 | 0.0020224 | 1003.809 | 0.60327 | 710.656 | 0.0041299 | 1112.4998 | 0.006612 | 1115.3842 | 0.01031 | 0 | 0 | 1042.9526 | 0 | 1042.9462 | 0.0032998
| 631.6278 | 0.025819 | 376.9421 | 0 | 376.9421 | 0 | 377.5547 | -0.0020053 | 630.7999 | 0 | 376.9421 | 0 | 633.5584 | 0.00030384 | 631.6278 | 0.019978 | 376.9421 | 0 | 857.8199 | 0.0021978 | 1004.0528 | 0.61031 | 710.811 | 0.0036641 | 1112.5604 | 0.0066376 | 1115.5365 | 0.010051 | 0 | 0 | 1043.006 | 0 | 1042.9995 | 0.003349
| 631.7881 | 0.031162 | 377.1581 | 0 | 377.1581 | 0 | 377.7708 | 0.005682 | 630.9606 | 0.00017411 | 377.1581 | 0 | 633.7185 | 0.00023254 | 631.7881 | 0.018262 | 377.1581 | 0 | 857.8931 | 0.0023383 | 1004.2967 | 0.61928 | 710.966 | 0.0021946 | 1112.621 | 0.0066684 | 1115.689 | 0.00978 | 0 | 0 | 1043.0592 | 0 | 1043.0529 | 0.003403
| 631.9485 | 0.023942 | 377.374 | 0 | 377.374 | 0 | 377.987 | 0.00036013 | 631.1214 | 0.00078349 | 377.374 | 0 | 633.8787 | 0.00030494 | 631.9485 | 0.020281 | 377.374 | 0 | 857.9664 | 0.0014307 | 1004.5405 | 0.61955 | 711.121 | 0.0057807 | 1112.6816 | 0.0066991 | 1115.8414 | 0.0095221 | 0 | 0 | 1043.1126 | 0 | 1043.1061 | 0.0034579
| 632.1089 | 0.028628 | 377.59 | 0 | 377.59 | 0 | 378.2031 | 0.0016079 | 631.2821 | 0.00069644 | 377.59 | 0 | 634.0388 | 0.00027642 | 632.1089 | 0.017986 | 377.59 | 0 | 858.0396 | 0.0010651 | 1004.7844 | 0.62845 | 711.275 | 0.0031255 | 1112.7423 | 0.0067298 | 1115.9939 | 0.0093014 | 0 | 0 | 1043.1659 | 0 | 1043.1594 | 0.0035119
| 632.2693 | 0.021782 | 377.806 | 0 | 377.806 | 0 | 378.4193 | 0.0025776 | 631.4428 | 0.00026116 | 377.806 | 0 | 634.199 | 0.00022706 | 632.2693 | 0.01978 | 377.806 | 0 | 858.1129 | 0.0016413 | 1005.0282 | 0.63573 | 711.43 | 0.0031134 | 1112.803 | 0.0067605 | 1116.1465 | 0.0091337 | 0 | 0 | 1043.2191 | 0 | 1043.2128 | 0.0035651
| 632.4296 | 0.032664 | 378.022 | 0 | 378.022 | 0 | 378.6354 | 0.0028534 | 631.6035 | 0 | 378.022 | 0 | 634.3592 | 0.00029068 | 632.4296 | 0.017635 | 378.022 | 0 | 858.1862 | 0.0018885 | 1005.2721 | 0.63808 | 711.585 | 0.0030209 | 1112.8637 | 0.0067964 | 1116.2991 | 0.0090237 | 0 | 0 | 1043.2725 | 0 | 1043.266 | 0.0036151
| 632.59 | 0.016618 | 378.2381 | 0 | 378.2381 | 0 | 378.8516 | -0.0046918 | 631.7643 | 0.00026116 | 378.2381 | 0 | 634.5193 | 0.00025777 | 632.59 | 0.019729 | 378.2381 | 0 | 858.2595 | 0.0017305 | 1005.516 | 0.64238 | 711.74 | 0.002176 | 1112.9242 | 0.0068271 | 1116.4517 | 0.0089669 | 0 | 0 | 1043.3258 | 0 | 1043.3193 | 0.0036628
| 632.7504 | 0.026187 | 378.4541 | 0 | 378.4541 | 0 | 379.0677 | 0.0023939 | 631.925 | 0 | 378.4541 | 0 | 634.6795 | 0.00033895 | 632.7504 | 0.017804 | 378.4541 | 0 | 858.3328 | 0.0018765 | 1005.7599 | 0.65479 | 711.896 | 0.0030572 | 1112.9849 | 0.0068579 | 1116.6044 | 0.0089534 | 0 | 0 | 1043.3791 | 0 | 1043.3727 | 0.0037073
| 632.9108 | 0.019435 | 378.6702 | 0 | 378.6702 | 0 | 379.2839 | 2.5956e-05 | 632.0857 | 0.00026116 | 378.6702 | 0 | 634.8397 | 0.0001777 | 632.9108 | 0.018693 | 378.6702 | 0 | 858.4061 | 0.0019085 | 1006.0038 | 0.65944 | 712.051 | 0.0029638 | 1113.0457 | 0.0068937 | 1116.7571 | 0.0089729 | 0 | 0 | 1043.4325 | 0 | 1043.426 | 0.003747
| 633.0712 | 0.032758 | 378.8862 | 0 | 378.8862 | 0 | 379.5002 | 0.0043745 | 632.2465 | 0 | 378.8862 | 0 | 634.9999 | 0.00035869 | 633.0712 | 0.017941 | 378.8862 | 0 | 858.4794 | 0.0020994 | 1006.2477 | 0.66579 | 712.206 | 0.003249 | 1113.1063 | 0.0069296 | 1116.9099 | 0.0090166 | 0 | 0 | 1043.4858 | 0 | 1043.4794 | 0.0037788
| 633.2317 | 0.019153 | 379.1023 | 0 | 379.1023 | 0 | 379.7164 | -0.0012108 | 632.4073 | 0.00026116 | 379.1023 | 0 | 635.1602 | 0.00016234 | 633.2317 | 0.01922 | 379.1023 | 0 | 858.5527 | 0.0021953 | 1006.4916 | 0.67562 | 712.361 | 0.0045045 | 1113.167 | 0.0069603 | 1117.0626 | 0.0090761 | 0 | 0 | 1043.5392 | 0 | 1043.5327 | 0.0038002
| 633.3921 | 0.027595 | 379.3184 | 0 | 379.3184 | 0 | 379.9326 | 0.0022738 | 632.568 | 0.00017411 | 379.3184 | 0 | 635.3204 | 0.00037624 | 633.3921 | 0.018793 | 379.3184 | 0 | 858.6261 | 0.0020329 | 1006.7355 | 0.67926 | 712.517 | 0.0033996 | 1113.2277 | 0.0069961 | 1117.2156 | 0.0091425 | 0 | 0 | 1043.5925 | 0 | 1043.5861 | 0.0038074
| 633.5525 | 0.016149 | 379.5345 | 0 | 379.5345 | 0 | 380.1489 | -0.0054154 | 632.7288 | 0.00026116 | 379.5345 | 0 | 635.4806 | 0.00021938 | 633.5525 | 0.019331 | 379.5345 | 0 | 858.6995 | 0.0019542 | 1006.9794 | 0.6841 | 712.672 | 0.0030583 | 1113.2883 | 0.007032 | 1117.3684 | 0.0092059 | 0 | 0 | 1043.6459 | 0 | 1043.6394 | 0.0037986
| 633.713 | 0.025812 | 379.7507 | 0 | 379.7507 | 0 | 380.3652 | 0.0052736 | 632.8896 | 0.00017411 | 379.7507 | 0 | 635.6409 | 0.0002852 | 633.713 | 0.018578 | 379.7507 | 0 | 858.7729 | 0.0022988 | 1007.2233 | 0.69141 | 712.828 | 0.0026665 | 1113.349 | 0.0070678 | 1117.5214 | 0.0092582 | 0 | 0 | 1043.6992 | 0 | 1043.6927 | 0.003774
| 633.8734 | 0.02197 | 379.9668 | 0 | 379.9668 | 0 | 380.5815 | -0.0015405 | 633.0503 | 0.00078349 | 379.9668 | 0 | 635.8011 | 0.00026106 | 633.8734 | 0.019069 | 379.9668 | 0 | 858.8463 | 0.0025135 | 1007.4672 | 0.69511 | 712.983 | 0.0043725 | 1113.4098 | 0.0071037 | 1117.6743 | 0.0092964 | 0 | 0 | 1043.7526 | 0 | 1043.7461 | 0.0037343
| 634.0339 | 0.026281 | 380.183 | 0 | 380.183 | 0 | 380.7977 | 0.00048461 | 633.2111 | 0 | 380.183 | 0 | 635.9614 | 0.00024132 | 634.0339 | 0.018313 | 380.183 | 0 | 858.9196 | 0.0023922 | 1007.7112 | 0.69652 | 713.139 | 0.0040863 | 1113.4705 | 0.0071447 | 1117.8273 | 0.009326 | 0 | 0 | 1043.8059 | 0 | 1043.7996 | 0.0036811
| 634.1943 | 0.02488 | 380.3992 | 0 | 380.3992 | 0 | 381.0141 | 0.0034971 | 633.3719 | 0 | 380.3992 | 0 | 636.1216 | 0.00027971 | 634.1943 | 0.019182 | 380.3992 | 0 | 858.993 | 0.0015783 | 1007.9551 | 0.70048 | 713.295 | 0.0045498 | 1113.5312 | 0.0071805 | 1117.9803 | 0.0093592 | 0 | 0 | 1043.8594 | 0 | 1043.8529 | 0.0036191
| 634.3548 | 0.033884 | 380.6154 | 0 | 380.6154 | 0 | 381.2304 | 0.0077862 | 633.5327 | 0.00017411 | 380.6154 | 0 | 636.2819 | 0.00027203 | 634.3548 | 0.018767 | 380.6154 | 0 | 859.0665 | 0.0018331 | 1008.1991 | 0.7051 | 713.451 | 0.0027457 | 1113.5919 | 0.0072164 | 1118.1334 | 0.0094108 | 0 | 0 | 1043.9127 | 0 | 1043.9062 | 0.0035516
| 634.5153 | 0.024974 | 380.8316 | 0 | 380.8316 | 0 | 381.4467 | -0.005521 | 633.6935 | 0.00026116 | 380.8316 | 0 | 636.4422 | 0.00022596 | 634.5153 | 0.019081 | 380.8316 | 0 | 859.1399 | 0.0017901 | 1008.443 | 0.71368 | 713.607 | 0.0039988 | 1113.6527 | 0.0072573 | 1118.2866 | 0.0094904 | 0 | 0 | 1043.9661 | 0 | 1043.9597 | 0.0034833
| 634.6757 | 0.02553 | 381.0478 | 0 | 381.0478 | -0.0090634 | 381.6631 | 0.0039123 | 633.8543 | 0 | 381.0478 | 0.1767 | 636.6025 | 0.00028958 | 634.6757 | 0.018381 | 381.0478 | 0 | 859.2134 | 0.0017893 | 1008.687 | 0.72072 | 713.763 | 0.0050158 | 1113.7134 | 0.0072983 | 1118.4398 | 0.0095966 | 0 | 0 | 1044.0195 | 0 | 1044.0131 | 0.0034173
| 634.8362 | 0.019247 | 381.2641 | 0 | 381.2641 | 0.0029415 | 381.8795 | -0.00067323 | 634.0152 | 0.00026116 | 381.2641 | -0.20922 | 636.7628 | 0.00020073 | 634.8362 | 0.018839 | 381.264 | 0 | 859.2868 | 0.0018247 | 1008.9309 | 0.72944 | 713.919 | 0.0020756 | 1113.7742 | 0.0073393 | 1118.593 | 0.0097155 | 0 | 0 | 1044.0729 | 0 | 1044.0665 | 0.0033578
| 634.9967 | 0.024779 | 381.4803 | 0 | 381.4803 | 0.081276 | 382.0959 | 0.0063491 | 634.176 | 0 | 381.4803 | 0.1772 | 636.9231 | 0.00029726 | 634.9967 | 0.018955 | 381.4803 | 0 | 859.3603 | 0.002518 | 1009.1749 | 0.73196 | 714.075 | 0.0031347 | 1113.835 | 0.0073751 | 1118.7463 | 0.0098249 | 0 | 0 | 1044.1263 | 0 | 1044.1199 | 0.0033077
| 635.1572 | 0.019904 | 381.6966 | 0 | 381.6966 | -0.055179 | 382.3123 | 0.0017489 | 634.3368 | 0.00026116 | 381.6966 | -0.13809 | 637.0834 | 0.00021499 | 635.1572 | 0.019541 | 381.6966 | 0 | 859.4339 | 0.0019081 | 1009.4189 | 0.73494 | 714.231 | 0.0019388 | 1113.8957 | 0.0074212 | 1118.8997 | 0.009901 | 0 | 0 | 1044.1797 | 0 | 1044.1733 | 0.003268
| 635.3177 | 0.027971 | 381.9129 | 0 | 381.9129 | 0.028446 | 382.5287 | 0.00096731 | 634.4977 | 0 | 381.9129 | 0.16017 | 637.2437 | 0.00030384 | 635.3177 | 0.019184 | 381.9129 | 0 | 859.5073 | 0.0012378 | 1009.6628 | 0.74339 | 714.387 | 0.0035877 | 1113.9565 | 0.0074622 | 1119.053 | 0.0099269 | 0 | 0 | 1044.2332 | 0 | 1044.2267 | 0.0032418
| 635.4782 | 0.013802 | 382.1292 | 0 | 382.1292 | -0.20175 | 382.7451 | 0.0014608 | 634.6585 | 0.00078349 | 382.1292 | -0.1745 | 637.4041 | 0.00016892 | 635.4782 | 0.019554 | 382.1292 | 0 | 859.5808 | 0.0018152 | 1009.9068 | 0.74326 | 714.543 | 0.0023716 | 1114.0172 | 0.0075032 | 1119.2063 | 0.0098965 | 0 | 0 | 1044.2865 | 0 | 1044.2802 | 0.0032283
| 635.6387 | 0.029285 | 382.3455 | 0 | 382.3455 | 0.12663 | 382.9615 | 0.0095597 | 634.8194 | 0.00017411 | 382.3455 | -0.010459 | 637.5644 | 0.00036746 | 635.6387 | 0.018421 | 382.3455 | 0 | 859.6544 | 0.0019143 | 1010.1508 | 0.74837 | 714.7 | 0.0035945 | 1114.078 | 0.0075442 | 1119.3597 | 0.0098149 | 0 | 0 | 1044.34 | 0 | 1044.3335 | 0.0032275
| 635.7993 | 0.01521 | 382.5618 | 0 | 382.5618 | -0.013057 | 383.178 | 0.0024817 | 634.9802 | 0.00078349 | 382.5618 | -0.12633 | 637.7248 | 0.00012176 | 635.7993 | 0.018852 | 382.5618 | 0 | 859.7279 | 0.0025051 | 1010.3948 | 0.75525 | 714.856 | 0.0026175 | 1114.1388 | 0.0075902 | 1119.5133 | 0.0096939 | 0 | 0 | 1044.3934 | 0 | 1044.387 | 0.0032386
| 635.9598 | 0.023278 | 382.7782 | 0 | 382.7782 | -0.043896 | 383.3945 | 0.0064946 | 635.1411 | 0.00017411 | 382.7782 | 0.13179 | 637.8851 | 0.0003905 | 635.9598 | 0.017827 | 382.7782 | 0 | 859.8015 | 0.0025677 | 1010.6388 | 0.7614 | 715.013 | 0.0058799 | 1114.1996 | 0.0076363 | 1119.6667 | 0.0095473 | 0 | 0 | 1044.4469 | 0 | 1044.4404 | 0.0032577
| 636.1203 | 0.02197 | 382.9945 | 0 | 382.9945 | -0.025657 | 383.611 | -0.0021912 | 635.3019 | 0.00078349 | 382.9945 | -0.16089 | 638.0455 | 0.00019306 | 636.1203 | 0.018684 | 382.9946 | 0 | 859.8751 | 0.002076 | 1010.8828 | 0.76586 | 715.169 | 0.0032725 | 1114.2605 | 0.0076824 | 1119.8203 | 0.0093874 | 0 | 0 | 1044.5002 | 0 | 1044.4939 | 0.0032823
| 636.2809 | 0.02431 | 383.2109 | 0 | 383.2109 | 0.030778 | 383.8275 | 0.0057581 | 635.4628 | 0 | 383.2109 | 0.042313 | 638.2059 | 0.0002501 | 636.2809 | 0.018485 | 383.2109 | 0 | 859.9486 | 0.0019664 | 1011.1268 | 0.77329 | 715.326 | 0.0046629 | 1114.3213 | 0.0077285 | 1119.9739 | 0.0092231 | 0 | 0 | 1044.5537 | 0 | 1044.5474 | 0.0033117
| 636.4414 | 0.022345 | 383.4273 | 0 | 383.4273 | -0.0077911 | 384.044 | -0.0066395 | 635.6237 | 0.00026116 | 383.4273 | -0.093593 | 638.3662 | 0.00027752 | 636.4414 | 0.019825 | 383.4273 | 0 | 860.0222 | 0.002322 | 1011.3709 | 0.7803 | 715.483 | 0.0035894 | 1114.3821 | 0.0077746 | 1120.1276 | 0.0090607 | 0 | 0 | 1044.6072 | 0 | 1044.6007 | 0.0033427
| 636.602 | 0.023465 | 383.6437 | 0 | 383.6437 | 0.070957 | 384.2605 | 0.0022781 | 635.7846 | 0 | 383.6437 | 0.14779 | 638.5266 | 0.00017221 | 636.602 | 0.019551 | 383.6437 | 0 | 860.0958 | 0.0023845 | 1011.6149 | 0.78672 | 715.639 | 0.0027723 | 1114.4429 | 0.0078207 | 1120.2812 | 0.008905 | 0 | 0 | 1044.6606 | 0 | 1044.6542 | 0.0033776
| 636.7626 | 0.019623 | 383.8602 | 0 | 383.8602 | -0.015674 | 384.4771 | -0.0040905 | 635.9455 | 0.00078349 | 383.8602 | -0.039292 | 638.687 | 0.00033785 | 636.7626 | 0.019945 | 383.8602 | 0 | 860.1694 | 0.0022309 | 1011.8589 | 0.78928 | 715.796 | 0.0037777 | 1114.5038 | 0.0078668 | 1120.4349 | 0.00876 | 0 | 0 | 1044.7141 | 0 | 1044.7076 | 0.0034158
| 636.9232 | 0.024404 | 384.0766 | 0 | 384.0766 | 0.017479 | 384.6936 | 0.0025393 | 636.1064 | 0 | 384.0766 | 0.073115 | 638.8474 | 0.00019635 | 636.9232 | 0.0187 | 384.0766 | 0 | 860.2431 | 0.0014041 | 1012.103 | 0.79324 | 715.953 | 0.003213 | 1114.5646 | 0.007918 | 1120.5887 | 0.0086296 | 0 | 0 | 1044.7676 | 0 | 1044.7611 | 0.0034587
| 637.0837 | 0.023097 | 384.2931 | 0 | 384.2931 | -0.0035405 | 384.9102 | -0.0045497 | 636.2673 | 0.00026116 | 384.2931 | -0.084467 | 639.0078 | 0.00021609 | 637.0837 | 0.018424 | 384.2931 | 0.005432 | 860.3167 | 0.0015989 | 1012.347 | 0.80163 | 716.11 | 0.0028118 | 1114.6254 | 0.0079641 | 1120.7426 | 0.008518 | 0 | 0 | 1044.821 | 0 | 1044.8147 | 0.0035055
| 637.2443 | 0.025155 | 384.5095 | 0 | 384.5095 | -0.0087161 | 385.1268 | 0.0058683 | 636.4282 | 0.00017411 | 384.5095 | 0.17457 | 639.1683 | 0.00027094 | 637.2443 | 0.016949 | 384.5095 | 0.0036213 | 860.3904 | 0.00148 | 1012.5911 | 0.80726 | 716.267 | 0.0019629 | 1114.6863 | 0.0080153 | 1120.8965 | 0.0084308 | 0 | 0 | 1044.8745 | 0 | 1044.8682 | 0.0035548
| 637.4049 | 0.019904 | 384.726 | 0 | 384.726 | -0.12171 | 385.3434 | -0.0047852 | 636.5891 | 0.00026116 | 384.726 | -0.081151 | 639.3287 | 0.00015028 | 637.4049 | 0.018293 | 384.726 | 0.010851 | 860.4641 | 0.0019422 | 1012.8351 | 0.81463 | 716.424 | 0.0036627 | 1114.7471 | 0.0080666 | 1121.0503 | 0.0083758 | 0 | 0 | 1044.9281 | 0 | 1044.9216 | 0.0036024
| 637.5655 | 0.027032 | 384.9425 | 0 | 384.9425 | 0.10459 | 385.56 | 0.0042645 | 636.75 | 0.00017411 | 384.9425 | 0.12773 | 639.4891 | 0.00037076 | 637.5655 | 0.017867 | 384.9425 | 0.039877 | 860.5378 | 0.0027649 | 1013.0792 | 0.8255 | 716.581 | 0.0040704 | 1114.808 | 0.0081178 | 1121.2042 | 0.0083622 | 0 | 0 | 1044.9816 | 0 | 1044.9751 | 0.0036429
| 637.7261 | 0.023848 | 385.159 | 0 | 385.159 | -0.063109 | 385.7766 | 0.0017424 | 636.9109 | 0 | 385.159 | -0.1074 | 639.6496 | 0.00015247 | 637.7261 | 0.018965 | 385.159 | 0.028936 | 860.6115 | 0.0029409 | 1013.3233 | 0.83664 | 716.739 | 0.0040833 | 1114.8689 | 0.008169 | 1121.3583 | 0.0083985 | 0 | 0 | 1045.035 | 0 | 1045.0286 | 0.0036739
| 637.8867 | 0.029097 | 385.3756 | 0 | 385.3756 | -0.034873 | 385.9933 | 0.0028446 | 637.0719 | 0 | 385.3756 | 0.10367 | 639.81 | 0.00033785 | 637.8867 | 0.017312 | 385.3756 | 0.019893 | 860.6852 | 0.0028701 | 1013.5673 | 0.84725 | 716.896 | 0.0029301 | 1114.9297 | 0.0082253 | 1121.5123 | 0.00849 | 0 | 0 | 1045.0885 | 0 | 1045.0821 | 0.0036898
| 638.0474 | 0.01859 | 385.5921 | 0 | 385.5921 | -0.04194 | 386.2099 | -0.0018983 | 637.2328 | 0.00026116 | 385.5921 | -0.12579 | 639.9705 | 0.00015796 | 638.0474 | 0.018934 | 385.5921 | 0.012659 | 860.7589 | 0.0029609 | 1013.8114 | 0.85646 | 717.053 | 0.0037843 | 1114.9906 | 0.0082765 | 1121.6664 | 0.0086349 | 0 | 0 | 1045.1421 | 0 | 1045.1356 | 0.0036898
| 638.208 | 0.028252 | 385.8087 | 0 | 385.8087 | 0.02111 | 386.4266 | -0.00056535 | 637.3938 | 0 | 385.8087 | 0.072306 | 640.131 | 0.00029836 | 638.208 | 0.018751 | 385.8087 | 0.043494 | 860.8326 | 0.00287 | 1014.0555 | 0.86399 | 717.211 | 0.0023215 | 1115.0515 | 0.0083329 | 1121.8204 | 0.0088243 | 0 | 0 | 1045.1956 | 0 | 1045.1891 | 0.0036739
| 638.3686 | 0.02319 | 386.0253 | 0 | 386.0253 | -0.053844 | 386.6433 | 0.00096898 | 637.5547 | 0.00078349 | 386.0253 | -0.18727 | 640.2915 | 0.00022267 | 638.3686 | 0.019311 | 386.0253 | 0.028936 | 860.9064 | 0.0026142 | 1014.2996 | 0.87267 | 717.368 | 0.0050794 | 1115.1124 | 0.0083892 | 1121.9746 | 0.0090423 | 0 | 0 | 1045.249 | 0 | 1045.2427 | 0.0036437
| 638.5293 | 0.025249 | 386.2419 | 0 | 386.2419 | 0.015055 | 386.86 | 0.0056597 | 637.7157 | 0.00069644 | 386.2419 | 0.13714 | 640.4519 | 0.00032469 | 638.5293 | 0.018252 | 386.2419 | 0.014468 | 860.9801 | 0.0019527 | 1014.5437 | 0.88109 | 717.526 | 0.0040139 | 1115.1733 | 0.0084404 | 1122.1288 | 0.0092694 | 0 | 0 | 1045.3026 | 0 | 1045.2961 | 0.0036032
| 638.6899 | 0.020374 | 386.4585 | 0 | 386.4585 | -0.027058 | 387.0767 | -0.0042231 | 637.8766 | 0.0013058 | 386.4585 | -0.079007 | 640.6124 | 0.00021609 | 638.6899 | 0.018647 | 386.4585 | 0.010851 | 861.0538 | 0.0020851 | 1014.7878 | 0.88656 | 717.684 | 0.0035001 | 1115.2342 | 0.0084968 | 1122.2831 | 0.0094845 | 0 | 0 | 1045.3561 | 0 | 1045.3497 | 0.0035572
| 638.8506 | 0.032007 | 386.6751 | 0 | 386.6751 | -0.0065731 | 387.2935 | 0.010595 | 638.0376 | 0.00017411 | 386.6751 | 0.11304 | 640.7729 | 0.00027642 | 638.8506 | 0.018243 | 386.6751 | 0.041686 | 861.1276 | 0.0023296 | 1015.0319 | 0.89648 | 717.841 | 0.0033543 | 1115.2952 | 0.0085582 | 1122.4373 | 0.009668 | 0 | 0 | 1045.4097 | 0 | 1045.4032 | 0.0035087
| 639.0112 | 0.025444 | 386.8917 | 0 | 386.8917 | -0.047784 | 387.5102 | -0.0035717 | 638.1986 | 0.00026116 | 386.8917 | -0.0604 | 640.9335 | 0.00020403 | 639.0112 | 0.018361 | 386.8917 | 0.012659 | 861.2014 | 0.0020978 | 1015.276 | 0.89973 | 717.999 | 0.0032393 | 1115.3561 | 0.0086146 | 1122.5917 | 0.0098028 | 0 | 0 | 1045.4633 | 0 | 1045.4568 | 0.003461
| 639.1719 | 0.036043 | 387.1084 | 0 | 387.1084 | 0.039628 | 387.727 | 0.0084362 | 638.3596 | 0 | 387.1084 | 0.061639 | 641.094 | 0.00029946 | 639.1719 | 0.017512 | 387.1084 | 0.0090425 | 861.2752 | 0.0018955 | 1015.5201 | 0.9086 | 718.157 | 0.003319 | 1115.417 | 0.0086709 | 1122.746 | 0.0098757 | 0 | 0 | 1045.5167 | 0 | 1045.5104 | 0.0034173
| 639.3326 | 0.014553 | 387.3251 | 0 | 387.3251 | -0.067696 | 387.9437 | -0.0041975 | 638.5205 | 0.00026116 | 387.3251 | -0.041176 | 641.2545 | 0.00021061 | 639.3326 | 0.018551 | 387.3251 | 0.014468 | 861.3491 | 0.0020519 | 1015.7643 | 0.90746 | 718.315 | 0.003304 | 1115.4779 | 0.0087324 | 1122.9004 | 0.0098793 | 0 | 0 | 1045.5703 | 0 | 1045.5638 | 0.0033784
| 639.4933 | 0.025624 | 387.5417 | 0 | 387.5417 | -0.008816 | 388.1605 | 0.0067753 | 638.6815 | 0.00017411 | 387.5417 | 0.12444 | 641.415 | 0.00025558 | 639.4933 | 0.018106 | 387.5417 | 0.016276 | 861.423 | 0.0022452 | 1016.0084 | 0.91378 | 718.473 | 0.0025005 | 1115.5389 | 0.0087938 | 1123.0548 | 0.009814 | 0 | 0 | 1045.6239 | 0 | 1045.6174 | 0.0033451
| 639.6539 | 0.017557 | 387.7584 | 0 | 387.7584 | 0.018159 | 388.3773 | 0.0023127 | 638.8425 | 0 | 387.7584 | -0.054399 | 641.5756 | 0.00024571 | 639.6539 | 0.019667 | 387.7584 | 0.0036213 | 861.4967 | 0.0020517 | 1016.2525 | 0.91866 | 718.631 | 0.0031283 | 1115.5999 | 0.0088553 | 1123.2094 | 0.0096905 | 0 | 0 | 1045.6775 | 0 | 1045.671 | 0.0033173
| 639.8146 | 0.034353 | 387.9752 | 0 | 387.9752 | 0.070034 | 388.5941 | 0.0039764 | 639.0035 | 0 | 387.9752 | 0.022108 | 641.7361 | 0.00025448 | 639.8146 | 0.017854 | 387.9752 | 0.0090425 | 861.5706 | 0.001966 | 1016.4967 | 0.9254 | 718.789 | 0.0037893 | 1115.6608 | 0.0089168 | 1123.3639 | 0.0095297 | 0 | 0 | 1045.731 | 0 | 1045.7246 | 0.0032966
| 639.9753 | 0.017557 | 388.1919 | 0 | 388.1919 | -0.0029657 | 388.811 | -0.002243 | 639.1646 | 0.00026116 | 388.1919 | -0.10383 | 641.8967 | 0.00026216 | 639.9753 | 0.019456 | 388.1919 | 0.021702 | 861.6445 | 0.0017754 | 1016.7408 | 0.93045 | 718.948 | 0.0030438 | 1115.7218 | 0.0089782 | 1123.5184 | 0.0093615 | 0 | 0 | 1045.7846 | 0 | 1045.7782 | 0.0032831
| 640.136 | 0.025624 | 388.4086 | 0 | 388.4086 | 0.028767 | 389.0278 | 0.0011295 | 639.3256 | 0 | 388.4086 | 0.11866 | 642.0573 | 0.00020951 | 640.136 | 0.018098 | 388.4086 | 0.0018125 | 861.7184 | 0.0020969 | 1016.985 | 0.93566 | 719.106 | 0.0042981 | 1115.7827 | 0.0090397 | 1123.6731 | 0.009219 | 0 | 0 | 1045.8381 | 0 | 1045.8317 | 0.0032791
| 640.2968 | 0.016618 | 388.6254 | 0 | 388.6254 | -0.02901 | 389.2447 | 1.8829e-05 | 639.4866 | 0.00026116 | 388.6254 | -0.079215 | 642.2179 | 0.00030165 | 640.2968 | 0.019595 | 388.6254 | 0.027127 | 861.7922 | 0.0017915 | 1017.2292 | 0.93955 | 719.264 | 0.0039555 | 1115.8438 | 0.0091011 | 1123.8278 | 0.009132 | 0 | 0 | 1045.8917 | 0 | 1045.8853 | 0.0032839
| 640.4575 | 0.01652 | 388.8422 | 0 | 388.8422 | -0.021339 | 389.4615 | 0.0024069 | 639.6476 | 0 | 388.8422 | 0.11369 | 642.3784 | 0.00019854 | 640.4575 | 0.018271 | 388.8422 | 0.012659 | 861.8661 | 0.0015507 | 1017.4733 | 0.95036 | 719.423 | 0.0029699 | 1115.9047 | 0.0091677 | 1123.9824 | 0.0091202 | 0 | 0 | 1045.9453 | 0 | 1045.9388 | 0.0032974
| 640.6182 | 0.012393 | 389.059 | 0 | 389.059 | -0.018614 | 389.6784 | -0.0033818 | 639.8087 | 0 | 389.059 | -0.1241 | 642.539 | 0.00026984 | 640.6182 | 0.019539 | 389.059 | 0.0090425 | 861.9401 | 0.0012795 | 1017.7175 | 0.95727 | 719.581 | 0.0033817 | 1115.9657 | 0.0092292 | 1124.1372 | 0.0091885 | 0 | 0 | 1045.9989 | 0 | 1045.9925 | 0.0033196
| 640.779 | 0.02309 | 389.2758 | 0 | 389.2758 | 0.0028496 | 389.8954 | 0.0027567 | 639.9697 | 0.00017411 | 389.2758 | 0.064995 | 642.6996 | 0.00023364 | 640.779 | 0.01896 | 389.2758 | 0.03617 | 862.014 | 0.0014917 | 1017.9617 | 0.95989 | 719.74 | 0.0034622 | 1116.0267 | 0.0092958 | 1124.292 | 0.0093268 | 0 | 0 | 1046.0525 | 0 | 1046.0461 | 0.003349
| 640.9397 | 0.018027 | 389.4926 | 0 | 389.4926 | 0.0036075 | 390.1123 | 0.0015519 | 640.1307 | 0 | 389.4926 | -0.12353 | 642.8602 | 0.0002479 | 640.9397 | 0.019614 | 389.4926 | 0.0072445 | 862.088 | 0.0020192 | 1018.2059 | 0.97309 | 719.898 | 0.0054947 | 1116.0876 | 0.0093623 | 1124.4468 | 0.0095139 | 0 | 0 | 1046.1062 | 0 | 1046.0997 | 0.0033824
| 641.1004 | 0.035386 | 389.7094 | 0 | 389.7094 | -0.033386 | 390.3292 | 0.0030738 | 640.2918 | 0.00017411 | 389.7094 | 0.15903 | 643.0209 | 0.00026984 | 641.1004 | 0.017482 | 389.7094 | 0.018085 | 862.1619 | 0.0019249 | 1018.4501 | 0.98498 | 720.057 | 0.0039005 | 1116.1487 | 0.0094289 | 1124.6017 | 0.0097238 | 0 | 0 | 1046.1598 | 0 | 1046.1533 | 0.0034189
| 641.2612 | 0.018308 | 389.9263 | 0 | 389.9263 | 0.0045058 | 390.5461 | 0.00094494 | 640.4529 | 0.00078349 | 389.9263 | -0.060288 | 643.1815 | 0.000249 | 641.2612 | 0.018613 | 389.9263 | 0.0090425 | 862.2359 | 0.0016096 | 1018.6943 | 0.98993 | 720.216 | 0.0034663 | 1116.2097 | 0.0094955 | 1124.7566 | 0.0099317 | 0 | 0 | 1046.2134 | 0 | 1046.2069 | 0.0034539
| 641.422 | 0.027877 | 390.1432 | 0 | 390.1432 | 0.010004 | 390.7631 | 0.00086609 | 640.6139 | 0 | 390.1432 | 0.083238 | 643.3421 | 0.00022267 | 641.422 | 0.017568 | 390.1432 | 0.034361 | 862.31 | 0.0015667 | 1018.9385 | 1.0042 | 720.375 | 0.0030148 | 1116.2707 | 0.0095621 | 1124.9115 | 0.010119 | 0 | 0 | 1046.267 | 0 | 1046.2606 | 0.0034849
| 641.5827 | 0.023003 | 390.36 | 0 | 390.36 | -0.043683 | 390.9801 | -0.0059127 | 640.775 | 0.00078349 | 390.36 | -0.035461 | 643.5028 | 0.00030055 | 641.5827 | 0.01915 | 390.36 | 0.016276 | 862.3839 | 0.0014941 | 1019.1827 | 1.0107 | 720.534 | 0.0026191 | 1116.3318 | 0.0096287 | 1125.0665 | 0.010276 | 0 | 0 | 1046.3207 | 0 | 1046.3142 | 0.0035087
| 641.7435 | 0.031444 | 390.5769 | 0 | 390.5769 | 0.026468 | 391.1971 | 0.0010625 | 640.9361 | 0.00017411 | 390.5769 | 0.014125 | 643.6634 | 0.00020512 | 641.7435 | 0.017333 | 390.5769 | 0.018085 | 862.4579 | 0.0015693 | 1019.4269 | 1.0286 | 720.693 | 0.0036303 | 1116.3928 | 0.0096952 | 1125.2216 | 0.010399 | 0 | 0 | 1046.3743 | 0 | 1046.3678 | 0.0035222
| 641.9043 | 0.03042 | 390.7939 | 0 | 390.7939 | -0.064329 | 391.4141 | 0.0017753 | 641.0972 | 0.00026116 | 390.7939 | -0.11181 | 643.8241 | 0.0002501 | 641.9043 | 0.018938 | 390.7939 | -0.0036195 | 862.5319 | 0.0020957 | 1019.6711 | 1.0365 | 720.852 | 0.0035287 | 1116.4539 | 0.0097618 | 1125.3767 | 0.010494 | 0 | 0 | 1046.4279 | 0 | 1046.4215 | 0.0035238
| 642.0651 | 0.027408 | 391.0108 | 0 | 391.0108 | 0.081857 | 391.6311 | 0.0074279 | 641.2582 | 0.00017411 | 391.0108 | 0.10881 | 643.9847 | 0.00027313 | 642.0651 | 0.017765 | 391.0108 | 0 | 862.6061 | 0.0022127 | 1019.9153 | 1.0455 | 721.011 | 0.0019738 | 1116.5149 | 0.0098335 | 1125.5319 | 0.010571 | 0 | 0 | 1046.4816 | 0 | 1046.4751 | 0.0035127
| 642.2259 | 0.014647 | 391.2277 | 0 | 391.2277 | -0.032134 | 391.8481 | 0.0018182 | 641.4193 | 0.00026116 | 391.2277 | -0.033062 | 644.1454 | 0.00022487 | 642.2259 | 0.01919 | 391.2277 | 0.021702 | 862.6801 | 0.0019186 | 1020.1596 | 1.0537 | 721.17 | 0.0033113 | 1116.5759 | 0.0099001 | 1125.687 | 0.010637 | 0 | 0 | 1046.5352 | 0 | 1046.5288 | 0.0034896
| 642.3867 | 0.02675 | 391.4447 | 0 | 391.4447 | 0.00050465 | 392.0652 | 0.0012907 | 641.5804 | 0 | 391.4447 | 0.074531 | 644.3061 | 0.00030823 | 642.3867 | 0.017737 | 391.4447 | 0.014468 | 862.7541 | 0.0019538 | 1020.1761 | 1.0528 | 721.329 | 0.0015337 | 1116.6371 | 0.0099718 | 1125.8422 | 0.010699 | 0 | 0 | 1046.5889 | 0 | 1046.5824 | 0.0034594
| 642.5475 | 0.019998 | 391.6617 | 0 | 391.6617 | -0.0015499 | 392.2822 | -0.0028657 | 641.7416 | 0 | 391.6617 | -0.15001 | 644.4668 | 0.00024022 | 642.5475 | 0.018554 | 391.6617 | -0.0072409 | 862.8282 | 0.0023208 | 1020.4311 | 1.0652 | 721.489 | 0.005773 | 1116.6981 | 0.010038 | 1125.9974 | 0.010754 | 0 | 0 | 1046.6426 | 0 | 1046.6361 | 0.0034245
| 642.7083 | 0.023559 | 391.8787 | 0 | 391.8787 | -0.00077999 | 392.4993 | 0.007114 | 641.9027 | 0 | 391.8787 | 0.062594 | 644.6275 | 0.00022267 | 642.7083 | 0.017439 | 391.8786 | 0.025319 | 862.9023 | 0.0029215 | 1020.6862 | 1.074 | 721.648 | 0.0037133 | 1116.7592 | 0.01011 | 1126.1528 | 0.010786 | 0 | 0 | 1046.6962 | 0 | 1046.6897 | 0.0033919
| 642.8691 | 0.023284 | 392.0957 | 0 | 392.0957 | -0.039504 | 392.7164 | -0.009319 | 642.0638 | 0.00078349 | 392.0957 | -0.070232 | 644.7882 | 0.00024351 | 642.8691 | 0.018751 | 392.0957 | 0.0036232 | 862.9764 | 0.002586 | 1020.9414 | 1.0862 | 721.807 | 0.0042354 | 1116.8203 | 0.010182 | 1126.3081 | 0.010774 | 0 | 0 | 1046.7499 | 0 | 1046.7434 | 0.0033649
| 643.03 | 0.025812 | 392.3127 | 0 | 392.3127 | 0.025739 | 392.9335 | 0.0036161 | 642.2249 | 0 | 392.3127 | 0.061695 | 644.9489 | 0.00023803 | 643.03 | 0.018075 | 392.3127 | 0.005432 | 863.0505 | 0.0021442 | 1021.1968 | 1.0931 | 721.967 | 0.0035136 | 1116.8814 | 0.010248 | 1126.4635 | 0.010694 | 0 | 0 | 1046.8036 | 0 | 1046.7971 | 0.0033474
| 643.1908 | 0.021876 | 392.5297 | 0 | 392.5297 | -0.055983 | 393.1506 | -0.00071049 | 642.386 | 0 | 392.5297 | -0.069731 | 645.1096 | 0.00026545 | 643.1908 | 0.019564 | 392.5297 | 0.02351 | 863.1246 | 0.001805 | 1021.4523 | 1.1073 | 722.127 | 0.0026747 | 1116.9425 | 0.01032 | 1126.6189 | 0.010535 | 0 | 0 | 1046.8572 | 0 | 1046.8508 | 0.0033419
| 643.3516 | 0.026093 | 392.7468 | 0 | 392.7468 | 0.017339 | 393.3678 | 0.0049548 | 642.5472 | 0 | 392.7468 | 0.049788 | 645.2704 | 0.00031701 | 643.3516 | 0.018381 | 392.7468 | 0.016276 | 863.1987 | 0.0016899 | 1021.7079 | 1.1114 | 722.286 | 0.0036208 | 1117.0035 | 0.010392 | 1126.7744 | 0.010302 | 0 | 0 | 1046.9109 | 0 | 1046.9045 | 0.003349
| 643.5125 | 0.016806 | 392.9638 | 0 | 392.9638 | -0.032844 | 393.5849 | 0.0049382 | 642.7083 | 0.00026116 | 392.9638 | -0.07144 | 645.4311 | 0.00013711 | 643.5125 | 0.020283 | 392.9638 | 0.010851 | 863.2728 | 0.0014912 | 1021.9637 | 1.1257 | 722.446 | 0.0028788 | 1117.0647 | 0.010463 | 1126.9299 | 0.010019 | 0 | 0 | 1046.9646 | 0 | 1046.9581 | 0.0033657
| 643.6733 | 0.017834 | 393.1809 | 0 | 393.1809 | 0.037209 | 393.8021 | 0.0046658 | 642.8695 | 0 | 393.1809 | 0.085292 | 645.5919 | 0.00030055 | 643.6733 | 0.018937 | 393.1809 | 0.0090425 | 863.347 | 0.001301 | 1022.2196 | 1.1417 | 722.606 | 0.0025198 | 1117.1258 | 0.010535 | 1127.0854 | 0.0097245 | 0 | 0 | 1047.0183 | 0 | 1047.0118 | 0.0033911
| 643.8342 | 0.016712 | 393.398 | 0 | 393.398 | -0.048904 | 394.0193 | -0.0032514 | 643.0306 | 0.00078349 | 393.398 | -0.021001 | 645.7526 | 0.00017331 | 643.8342 | 0.019839 | 393.398 | 0.018085 | 863.4212 | 0.0013321 | 1022.4756 | 1.1506 | 722.766 | 0.002672 | 1117.1869 | 0.010607 | 1127.2411 | 0.0094579 | 0 | 0 | 1047.072 | 0 | 1047.0656 | 0.0034213
| 643.9951 | 0.031162 | 393.6151 | 0 | 393.6151 | 0.018206 | 394.2364 | 0.002766 | 643.1918 | 0 | 393.6151 | 0.13957 | 645.9134 | 0.00033127 | 643.9951 | 0.017842 | 393.6151 | 0.0018125 | 863.4954 | 0.0021186 | 1022.7318 | 1.1578 | 722.926 | 0.0030462 | 1117.248 | 0.010673 | 1127.3967 | 0.0092491 | 0 | 0 | 1047.1257 | 0 | 1047.1193 | 0.0034507
| 644.1559 | 0.021407 | 393.8322 | 0 | 393.8322 | 0.024391 | 394.4536 | 0.0015663 | 643.353 | 0.00026116 | 393.8322 | -0.033566 | 646.0741 | 0.0002139 | 644.1559 | 0.019065 | 393.8322 | 0.0090425 | 863.5696 | 0.0025466 | 1022.988 | 1.169 | 723.086 | 0.0035174 | 1117.3092 | 0.010745 | 1127.5524 | 0.0091108 | 0 | 0 | 1047.1794 | 0 | 1047.173 | 0.0034769
| 644.3168 | 0.030317 | 394.0494 | 0 | 394.0494 | 0.0569 | 394.6708 | 0.0031827 | 643.5141 | 0.00017411 | 394.0494 | 0.049826 | 646.2349 | 0.00024242 | 644.3168 | 0.017687 | 394.0494 | 0.0090425 | 863.6438 | 0.0023616 | 1023.2445 | 1.1826 | 723.246 | 0.0025141 | 1117.3704 | 0.010817 | 1127.7081 | 0.0090382 | 0 | 0 | 1047.2332 | 0 | 1047.2267 | 0.003496
| 644.4777 | 0.02319 | 394.2665 | 0 | 394.2665 | 0.030981 | 394.8881 | 0.0058463 | 643.6753 | 0.00078349 | 394.2665 | -0.12032 | 646.3957 | 0.00023364 | 644.4777 | 0.018979 | 394.2665 | 0.0090425 | 863.718 | 0.0024803 | 1023.501 | 1.184 | 723.406 | 0.0026693 | 1117.4315 | 0.010889 | 1127.8639 | 0.0090145 | 0 | 0 | 1047.2869 | 0 | 1047.2805 | 0.0035071
| 644.6386 | 0.030036 | 394.4837 | 0 | 394.4837 | 0.0066848 | 395.1053 | -8.7119e-05 | 643.8365 | 0.00069644 | 394.4837 | 0.060092 | 646.5565 | 0.00022377 | 644.6386 | 0.01789 | 394.4837 | 0.0072427 | 863.7923 | 0.0023333 | 1023.7576 | 1.2 | 723.567 | 0.0051265 | 1117.4927 | 0.01096 | 1128.0198 | 0.0090203 | 0 | 0 | 1047.3407 | 0 | 1047.3342 | 0.0035103
| 644.7995 | 0.019435 | 394.7009 | 0 | 394.7009 | -0.048659 | 395.3226 | -0.00083619 | 643.9977 | 0.00078349 | 394.7009 | -0.12284 | 646.7173 | 0.00029617 | 644.7995 | 0.018922 | 394.7009 | -0.005432 | 863.8665 | 0.0020045 | 1024.0144 | 1.2142 | 723.727 | 0.0037782 | 1117.5538 | 0.011032 | 1128.1757 | 0.0090398 | 0 | 0 | 1047.3944 | 0 | 1047.3879 | 0.0035087
| 644.9604 | 0.025436 | 394.9181 | 0 | 394.9181 | 0.013179 | 395.5399 | 0.0049637 | 644.1589 | 0 | 394.9181 | 0.10017 | 646.8781 | 0.00019635 | 644.9604 | 0.017405 | 394.9181 | 0.0090425 | 863.9408 | 0.0017843 | 1024.2714 | 1.2283 | 723.887 | 0.0026757 | 1117.615 | 0.011099 | 1128.3315 | 0.0090644 | 0 | 0 | 1047.4481 | 0 | 1047.4416 | 0.0035071
| 645.1213 | 0.020655 | 395.1353 | 0 | 395.1353 | -0.068628 | 395.7571 | -0.0039589 | 644.3201 | 0 | 395.1353 | -0.097721 | 647.0389 | 0.00023254 | 645.1213 | 0.018092 | 395.1353 | 0.0018107 | 864.0151 | 0.0019818 | 1024.5283 | 1.2381 | 724.048 | 0.0037317 | 1117.6762 | 0.01117 | 1128.4874 | 0.0090914 | 0 | 0 | 1047.5018 | 0 | 1047.4955 | 0.0035079
| 645.2823 | 0.023841 | 395.3525 | 0 | 395.3525 | 0.0098132 | 395.9745 | 0.0049072 | 644.4813 | 0 | 395.3525 | 0.061204 | 647.1998 | 0.00025448 | 645.2823 | 0.017778 | 395.3525 | 0 | 864.0894 | 0.0015216 | 1024.7855 | 1.2402 | 724.208 | 0.0033029 | 1117.7373 | 0.011242 | 1128.6434 | 0.0091194 | 0 | 0 | 1047.5557 | 0 | 1047.5492 | 0.0035158
| 645.4432 | 0.024974 | 395.5698 | 0 | 395.5698 | -0.021208 | 396.1918 | -0.0028272 | 644.6425 | 0.00026116 | 395.5698 | -0.12055 | 647.3606 | 0.00018428 | 645.4432 | 0.019132 | 395.5698 | 0.012659 | 864.1637 | 0.0018619 | 1025.0429 | 1.2606 | 724.369 | 0.0041819 | 1117.7986 | 0.011314 | 1128.7994 | 0.0091441 | 0 | 0 | 1047.6094 | 0 | 1047.6029 | 0.0035317
| 645.6041 | 0.023935 | 395.787 | 0 | 395.787 | 0.05463 | 396.4091 | 0.0018308 | 644.8037 | 0 | 395.787 | 0.060596 | 647.5215 | 0.00034772 | 645.6041 | 0.018152 | 395.7871 | 0.019893 | 864.238 | 0.0015952 | 1025.3003 | 1.2652 | 724.53 | 0.0048272 | 1117.8597 | 0.01138 | 1128.9556 | 0.009156 | 0 | 0 | 1047.6632 | 0 | 1047.6567 | 0.003554
| 645.7651 | 0.01812 | 396.0043 | 0 | 396.0043 | -0.023854 | 396.6265 | -0.0038032 | 644.9649 | 0 | 396.0043 | -0.1103 | 647.6823 | 0.00012395 | 645.7651 | 0.018873 | 396.0043 | 0.0090425 | 864.3123 | 0.001581 | 1025.5579 | 1.2818 | 724.69 | 0.0042704 | 1117.9209 | 0.011452 | 1129.1117 | 0.0091416 | 0 | 0 | 1047.7169 | 0 | 1047.7105 | 0.0035786
| 645.926 | 0.020556 | 396.2216 | 0 | 396.2216 | 0.0052321 | 396.8438 | 0.0075289 | 645.1262 | 0 | 396.2216 | 0.087314 | 647.8432 | 0.000283 | 645.926 | 0.018227 | 396.2216 | 0 | 864.3867 | 0.0018447 | 1025.8156 | 1.29 | 724.851 | 0.0020469 | 1117.9822 | 0.011524 | 1129.2678 | 0.0090868 | 0 | 0 | 1047.7707 | 0 | 1047.7643 | 0.0035993
| 646.087 | 0.028918 | 396.4389 | 0 | 396.4389 | -0.014679 | 397.0612 | -0.002148 | 645.2874 | 0.00078349 | 396.4389 | -0.14287 | 648.004 | 0.00024242 | 646.087 | 0.019121 | 396.4389 | 0 | 864.4611 | 0.0021721 | 1026.0734 | 1.3024 | 725.012 | 0.0034161 | 1118.0433 | 0.01159 | 1129.4241 | 0.0089825 | 0 | 0 | 1047.8245 | 0 | 1047.8181 | 0.0036104
| 646.2479 | 0.026 | 396.6562 | 0 | 396.6562 | 0.052226 | 397.2786 | 0.0043163 | 645.4487 | 0.00069644 | 396.6562 | 0.11204 | 648.1649 | 0.00022158 | 646.2479 | 0.017613 | 396.6562 | -0.0018089 | 864.5354 | 0.0024389 | 1026.3313 | 1.3107 | 725.173 | 0.0027164 | 1118.1046 | 0.011662 | 1129.5803 | 0.0088289 | 0 | 0 | 1047.8783 | 0 | 1047.8718 | 0.0036064
| 646.4089 | 0.019529 | 396.8736 | 0 | 396.8736 | -0.040003 | 397.496 | -0.0049882 | 645.6099 | 0.00026116 | 396.8736 | -0.08379 | 648.3258 | 0.00026545 | 646.4089 | 0.019543 | 396.8736 | 0.027127 | 864.6098 | 0.0017096 | 1026.5894 | 1.3236 | 725.334 | 0.0043881 | 1118.1659 | 0.011729 | 1129.7366 | 0.0086374 | 0 | 0 | 1047.9321 | 0 | 1047.9257 | 0.0035818
| 646.5699 | 0.025249 | 397.0909 | 0 | 397.0909 | 0.01742 | 397.7134 | 0.0032548 | 645.7712 | 0.00017411 | 397.0909 | 0.056947 | 648.4867 | 0.00017331 | 646.5699 | 0.018332 | 397.0909 | -0.0018089 | 864.6842 | 0.0015855 | 1026.8475 | 1.3377 | 725.495 | 0.0055969 | 1118.227 | 0.011795 | 1129.8929 | 0.0084292 | 0 | 0 | 1047.9858 | 0 | 1047.9795 | 0.0035365
| 646.7309 | 0.023566 | 397.3083 | 0 | 397.3083 | -0.029676 | 397.9308 | -0.0026751 | 645.9324 | 0.00026116 | 397.3083 | -0.11774 | 648.6476 | 0.00024461 | 646.7309 | 0.02015 | 397.3083 | 0.0090425 | 864.7586 | 0.0021625 | 1027.106 | 1.3595 | 725.657 | 0.002118 | 1118.2883 | 0.011867 | 1130.0493 | 0.0082316 | 0 | 0 | 1048.0397 | 0 | 1048.0332 | 0.003473
| 646.8918 | 0.021682 | 397.5257 | 0 | 397.5257 | 0.069728 | 398.1483 | 0.0031611 | 646.0937 | 0.00017411 | 397.5257 | 0.021227 | 648.8085 | 0.00032249 | 646.8918 | 0.017757 | 397.5257 | 0.0072427 | 864.833 | 0.0018137 | 1027.3644 | 1.3665 | 725.818 | 0.0029522 | 1118.3496 | 0.011933 | 1130.2057 | 0.0080726 | 0 | 0 | 1048.0935 | 0 | 1048.087 | 0.0033991
| 647.0528 | 0.015961 | 397.7431 | 0 | 397.7431 | -0.0027016 | 398.3657 | 0.002668 | 646.255 | 0.00026116 | 397.7431 | -0.13853 | 648.9694 | 0.00016783 | 647.0528 | 0.019477 | 397.7431 | 0.0090425 | 864.9075 | 0.0020939 | 1027.623 | 1.3783 | 725.979 | 0.002855 | 1118.4109 | 0.012 | 1130.3622 | 0.0079748 | 0 | 0 | 1048.1473 | 0 | 1048.1409 | 0.0033236
| 647.2138 | 0.02309 | 397.9605 | 0 | 397.9605 | 0.034959 | 398.5832 | 0.0060495 | 646.4162 | 0.00017411 | 397.9605 | 0.088583 | 649.1303 | 0.00027752 | 647.2138 | 0.01764 | 397.9605 | 0.0072445 | 864.9819 | 0.0023646 | 1027.8817 | 1.386 | 726.141 | 0.0045069 | 1118.4722 | 0.012067 | 1130.5187 | 0.0079515 | 0 | 0 | 1048.2012 | 0 | 1048.1947 | 0.0032601
| 647.3748 | 0.015679 | 398.1779 | 0 | 398.1779 | 0.0065572 | 398.8007 | 0.0024808 | 646.5775 | 0.0013058 | 398.1779 | -0.03536 | 649.2913 | 0.00018318 | 647.3748 | 0.018668 | 398.1779 | 0 | 865.0563 | 0.0026575 | 1028.1406 | 1.396 | 726.302 | 0.0034051 | 1118.5333 | 0.012133 | 1130.6753 | 0.0080048 | 0 | 0 | 1048.255 | 0 | 1048.2485 | 0.003218
| 647.5359 | 0.019992 | 398.3954 | 0 | 398.3954 | -0.028336 | 399.0182 | 0.0045916 | 646.7388 | 0.00017411 | 398.3954 | 0.079538 | 649.4522 | 0.00026326 | 647.5359 | 0.017262 | 398.3954 | 0.0018125 | 865.1309 | 0.0027179 | 1028.3995 | 1.4122 | 726.464 | 0.0042561 | 1118.5946 | 0.0122 | 1130.8318 | 0.0081266 | 0 | 0 | 1048.3088 | 0 | 1048.3024 | 0.0032045
| 647.6969 | 0.021782 | 398.6128 | 0 | 398.6128 | -0.063868 | 399.2357 | -0.0024861 | 646.9001 | 0.00078349 | 398.6128 | -0.067996 | 649.6132 | 0.00021829 | 647.6969 | 0.018621 | 398.6128 | 0.0090425 | 865.2053 | 0.0019971 | 1028.6587 | 1.4233 | 726.625 | 0.0045538 | 1118.656 | 0.012266 | 1130.9885 | 0.0083012 | 0 | 0 | 1048.3627 | 0 | 1048.3562 | 0.0032219
| 647.8579 | 0.029097 | 398.8303 | 0 | 398.8303 | -0.017422 | 399.4532 | 0.0040713 | 647.0614 | 0.00017411 | 398.8303 | 0.073426 | 649.7741 | 0.00025887 | 647.8579 | 0.0177 | 398.8303 | 0 | 865.2799 | 0.0019628 | 1028.918 | 1.4411 | 726.787 | 0.0024565 | 1118.7173 | 0.012333 | 1131.1451 | 0.0085089 | 0 | 0 | 1048.4165 | 0 | 1048.41 | 0.003268
| 648.0189 | 0.023003 | 399.0478 | 0 | 399.0478 | -0.014973 | 399.6708 | -0.00042739 | 647.2227 | 0.00026116 | 399.0478 | -0.14398 | 649.9351 | 0.00019964 | 648.0189 | 0.019113 | 399.0478 | 0.012659 | 865.3543 | 0.0020943 | 1029.1774 | 1.4551 | 726.949 | 0.0040366 | 1118.7786 | 0.012399 | 1131.3019 | 0.0087285 | 0 | 0 | 1048.4703 | 0 | 1048.4639 | 0.0033331
| 648.18 | 0.028065 | 399.2653 | 0 | 399.2653 | 0.011997 | 399.8883 | 0.0036968 | 647.384 | 0.00017411 | 399.2653 | 0.14493 | 650.0961 | 0.00028739 | 648.18 | 0.017879 | 399.2653 | 0.0090425 | 865.4288 | 0.0021718 | 1029.4369 | 1.4636 | 727.111 | 0.0036569 | 1118.8398 | 0.012466 | 1131.4586 | 0.0089391 | 0 | 0 | 1048.5242 | 0 | 1048.5177 | 0.0034078
| 648.341 | 0.018496 | 399.4828 | 0 | 399.4828 | -0.038611 | 400.1059 | 0.0011269 | 647.5454 | 0 | 399.4828 | -0.062037 | 650.257 | 0.00018867 | 648.341 | 0.018508 | 399.4828 | -0.012659 | 865.5033 | 0.0027557 | 1029.6965 | 1.4759 | 727.272 | 0.0030852 | 1118.9011 | 0.012527 | 1131.6155 | 0.0091218 | 0 | 0 | 1048.5781 | 0 | 1048.5717 | 0.0034785
| 648.5021 | 0.023935 | 399.7003 | 0 | 399.7003 | 0.036446 | 400.3235 | 0.0005933 | 647.7067 | 0.00017411 | 399.7003 | 0.091047 | 650.418 | 0.00022158 | 648.5021 | 0.017208 | 399.7003 | 0 | 865.5779 | 0.0019543 | 1029.9563 | 1.4956 | 727.434 | 0.0045151 | 1118.9625 | 0.012594 | 1131.7723 | 0.0092603 | 0 | 0 | 1048.632 | 0 | 1048.6255 | 0.0035365
| 648.6631 | 0.019998 | 399.9179 | 0 | 399.9179 | 0.013755 | 400.5411 | -0.00112 | 647.868 | 0.00026116 | 399.9179 | -0.095067 | 650.579 | 0.00025887 | 648.6631 | 0.018389 | 399.9179 | 0 | 865.6524 | 0.0011302 | 1030.2162 | 1.5162 | 727.596 | 0.0033105 | 1119.0238 | 0.012661 | 1131.9292 | 0.0093437 | 0 | 0 | 1048.6858 | 0 | 1048.6793 | 0.0035754
| 648.8242 | 0.04449 | 400.1354 | 0 | 400.1354 | 0.019368 | 400.7587 | 0.00021537 | 648.0294 | 0.00017411 | 400.1354 | 0.11898 | 650.74 | 0.00020293 | 648.8242 | 0.01855 | 400.1354 | 0.018085 | 865.727 | 0.0016051 | 1030.4762 | 1.5238 | 727.759 | 0.0034455 | 1119.0851 | 0.012722 | 1132.0862 | 0.0093676 | 0 | 0 | 1048.7397 | 0 | 1048.7333 | 0.0035913
| 648.9853 | 0.0215 | 400.353 | 0 | 400.353 | 0.015459 | 400.9763 | -0.0057532 | 648.1907 | 0 | 400.353 | -0.10261 | 650.901 | 0.00022596 | 648.9853 | 0.019589 | 400.353 | 0.014468 | 865.8016 | 0.0025032 | 1030.7365 | 1.5394 | 727.921 | 0.0031094 | 1119.1465 | 0.012789 | 1132.2432 | 0.0093352 | 0 | 0 | 1048.7936 | 0 | 1048.7871 | 0.0035873
| 649.1464 | 0.028534 | 400.5706 | 0 | 400.5706 | -0.0015323 | 401.194 | 0.00096081 | 648.3521 | 0.00017411 | 400.5706 | 0.12799 | 651.0621 | 0.00027203 | 649.1464 | 0.018479 | 400.5706 | 0.0090425 | 865.8762 | 0.002683 | 1030.9967 | 1.5465 | 728.083 | 0.002782 | 1119.2079 | 0.01285 | 1132.4001 | 0.0092573 | 0 | 0 | 1048.8474 | 0 | 1048.8411 | 0.0035667
| 649.3075 | 0.025068 | 400.7882 | 0 | 400.7882 | -0.036676 | 401.4117 | 0.00091166 | 648.5134 | 0 | 400.7882 | -0.19173 | 651.2231 | 0.0001426 | 649.3075 | 0.019059 | 400.7882 | 0.0090425 | 865.9508 | 0.0022534 | 1031.2571 | 1.5715 | 728.245 | 0.0025598 | 1119.2692 | 0.012917 | 1132.5573 | 0.0091502 | 0 | 0 | 1048.9014 | 0 | 1048.8949 | 0.0035365
| 649.4685 | 0.035949 | 401.0058 | 0 | 401.0058 | 0.028352 | 401.6293 | 0.0046043 | 648.6748 | 0.00017411 | 401.0058 | 0.039016 | 651.3841 | 0.00032688 | 649.4685 | 0.017834 | 401.0058 | 0.019893 | 866.0255 | 0.0018845 | 1031.5177 | 1.5784 | 728.408 | 0.0036759 | 1119.3306 | 0.012978 | 1132.7144 | 0.0090332 | 0 | 0 | 1048.9552 | 0 | 1048.9488 | 0.0035023
| 649.6296 | 0.021219 | 401.2235 | 0 | 401.2235 | 0.048465 | 401.847 | 0.0036014 | 648.8361 | 0.00078349 | 401.2235 | -0.061725 | 651.5452 | 0.00015028 | 649.6296 | 0.019147 | 401.2235 | -0.0090425 | 866.1001 | 0.0021092 | 1031.7784 | 1.5934 | 728.57 | 0.0046391 | 1119.3918 | 0.01304 | 1132.8715 | 0.0089267 | 0 | 0 | 1049.0092 | 0 | 1049.0027 | 0.0034722
| 649.7908 | 0.032288 | 401.4411 | 0 | 401.4411 | 0.053362 | 402.0647 | 0.0035299 | 648.9975 | 0 | 401.4411 | 0.038151 | 651.7062 | 0.00025668 | 649.7908 | 0.01775 | 401.4411 | 0.012659 | 866.1747 | 0.0016156 | 1032.0392 | 1.6062 | 728.733 | 0.0026312 | 1119.4533 | 0.013106 | 1133.0287 | 0.0088489 | 0 | 0 | 1049.0631 | 0 | 1049.0566 | 0.0034491
| 649.9519 | 0.013802 | 401.6588 | 0 | 401.6588 | -0.030919 | 402.2824 | -0.0021363 | 649.1589 | 0 | 401.6588 | -0.070251 | 651.8673 | 0.00022487 | 649.9519 | 0.01914 | 401.6588 | 0.005432 | 866.2494 | 0.0014025 | 1032.3002 | 1.6202 | 728.896 | 0.0029657 | 1119.5147 | 0.013168 | 1133.1859 | 0.0088126 | 0 | 0 | 1049.1169 | 0 | 1049.1106 | 0.0034396
| 650.113 | 0.022245 | 401.8765 | 0 | 401.8765 | 0.022497 | 402.5002 | 0.0079875 | 649.3203 | 0 | 401.8765 | 0.060817 | 652.0283 | 0.00020073 | 650.113 | 0.018533 | 401.8765 | 0.010851 | 866.3241 | 0.0014538 | 1032.5613 | 1.631 | 729.058 | 0.0020762 | 1119.576 | 0.013229 | 1133.3433 | 0.0088209 | 0 | 0 | 1049.1709 | 0 | 1049.1644 | 0.0034444
| 650.2741 | 0.021219 | 402.0942 | 0 | 402.0942 | -0.037044 | 402.7179 | 0.0047168 | 649.4817 | 0.00026116 | 402.0942 | -0.12457 | 652.1894 | 0.00025668 | 650.2741 | 0.019554 | 402.0942 | 0.0018107 | 866.3987 | 0.0014748 | 1032.8225 | 1.6537 | 729.221 | 0.0026738 | 1119.6374 | 0.013291 | 1133.5006 | 0.008865 | 0 | 0 | 1049.2249 | 0 | 1049.2184 | 0.0034658
| 650.4352 | 0.027595 | 402.3119 | 0 | 402.3119 | 0.03351 | 402.9357 | 0.0083543 | 649.6431 | 0.00017411 | 402.3119 | 0.03405 | 652.3505 | 0.00023145 | 650.4352 | 0.019334 | 402.3119 | 0.027127 | 866.4734 | 0.0018536 | 1033.0839 | 1.6769 | 729.384 | 0.0041884 | 1119.6988 | 0.013357 | 1133.658 | 0.0089244 | 0 | 0 | 1049.2788 | 0 | 1049.2723 | 0.0035023
| 650.5964 | 0.019247 | 402.5296 | 0 | 402.5296 | -0.028749 | 403.1534 | -0.0039421 | 649.8045 | 0.00026116 | 402.5296 | -0.076423 | 652.5116 | 0.00020183 | 650.5964 | 0.020324 | 402.5296 | 0.0036232 | 866.5482 | 0.0017712 | 1033.3453 | 1.6821 | 729.547 | 0.0032212 | 1119.7603 | 0.013419 | 1133.8154 | 0.0089719 | 0 | 0 | 1049.3328 | 0 | 1049.3263 | 0.0035492
| 650.7575 | 0.039516 | 402.7474 | 0 | 402.7474 | 0.017607 | 403.3712 | 0.0080309 | 649.9659 | 0 | 402.7474 | 0.068088 | 652.6727 | 0.00025668 | 650.7575 | 0.019948 | 402.7474 | 0.018085 | 866.6229 | 0.0016353 | 1033.6069 | 1.6968 | 729.71 | 0.002487 | 1119.8217 | 0.01348 | 1133.9729 | 0.0089817 | 0 | 0 | 1049.3867 | 0 | 1049.3802 | 0.0036008
| 650.9187 | 0.020562 | 402.9651 | 0 | 402.9651 | 0.024089 | 403.589 | 0.00076494 | 650.1273 | 0.00078349 | 402.9651 | -0.0065523 | 652.8338 | 0.00017441 | 650.9187 | 0.019232 | 402.9651 | 0.018085 | 866.6977 | 0.0015332 | 1033.8686 | 1.7157 | 729.873 | 0.0042688 | 1119.8831 | 0.013542 | 1134.1304 | 0.0089369 | 0 | 0 | 1049.4406 | 0 | 1049.4342 | 0.0036477
| 651.0798 | 0.031631 | 403.1829 | 0 | 403.1829 | -0.01557 | 403.8068 | 0.0050502 | 650.2887 | 0 | 403.1829 | 0.076558 | 652.9949 | 0.00028191 | 651.0798 | 0.01785 | 403.1829 | 0.019893 | 866.7724 | 0.0011516 | 1034.1306 | 1.7358 | 730.036 | 0.0049388 | 1119.9445 | 0.013608 | 1134.288 | 0.0088353 | 0 | 0 | 1049.4945 | 0 | 1049.4882 | 0.0036835
| 651.241 | 0.018308 | 403.4007 | 0 | 403.4007 | -0.024378 | 404.0247 | -0.0018326 | 650.4501 | 0.00026116 | 403.4007 | -0.049849 | 653.156 | 0.00019744 | 651.241 | 0.01883 | 403.4007 | 0 | 866.8472 | 0.0016202 | 1034.3926 | 1.7605 | 730.199 | 0.0036036 | 1120.006 | 0.01367 | 1134.4456 | 0.0086879 | 0 | 0 | 1049.5486 | 0 | 1049.5421 | 0.0037001
| 651.4022 | 0.033978 | 403.6185 | 0 | 403.6185 | 0.043301 | 404.2425 | 0.0070043 | 650.6116 | 0 | 403.6185 | 0.076119 | 653.3172 | 0.0002852 | 651.4022 | 0.018893 | 403.6185 | 0.03617 | 866.922 | 0.0019437 | 1034.6548 | 1.768 | 730.363 | 0.0035847 | 1120.0674 | 0.013731 | 1134.6031 | 0.0085152 | 0 | 0 | 1049.6025 | 0 | 1049.5961 | 0.0036938
| 651.5634 | 0.016524 | 403.8363 | 0 | 403.8363 | -0.023305 | 404.4604 | -0.00044839 | 650.773 | 0.00026116 | 403.8363 | -0.052637 | 653.4783 | 0.0001777 | 651.5634 | 0.019542 | 403.8363 | 0.0036195 | 866.9968 | 0.0017396 | 1034.917 | 1.7825 | 730.526 | 0.0048696 | 1120.1288 | 0.013798 | 1134.7609 | 0.0083398 | 0 | 0 | 1049.6565 | 0 | 1049.65 | 0.0036636
| 651.7245 | 0.033415 | 404.0541 | 0 | 404.0541 | 0.013265 | 404.6782 | 0.00038198 | 650.9345 | 0.00017411 | 404.0541 | 0.054332 | 653.6395 | 0.000249 | 651.7245 | 0.018119 | 404.0541 | 0.0090425 | 867.0716 | 0.0018547 | 1035.1794 | 1.8062 | 730.689 | 0.004147 | 1120.1903 | 0.013859 | 1134.9186 | 0.0081812 | 0 | 0 | 1049.7105 | 0 | 1049.704 | 0.003612
| 651.8857 | 0.026664 | 404.272 | 0 | 404.272 | 0.030003 | 404.8961 | -0.00159 | 651.0959 | 0.00026116 | 404.272 | -0.068206 | 653.8006 | 0.00016125 | 651.8857 | 0.018792 | 404.272 | 0 | 867.1464 | 0.0017998 | 1035.442 | 1.8169 | 730.853 | 0.0042312 | 1120.2517 | 0.013921 | 1135.0763 | 0.0080526 | 0 | 0 | 1049.7644 | 0 | 1049.7579 | 0.0035421
| 652.0469 | 0.024216 | 404.4898 | 0 | 404.4898 | 0.0012863 | 405.114 | 0.0024443 | 651.2574 | 0 | 404.4898 | 0.12446 | 653.9618 | 0.00031043 | 652.0469 | 0.01856 | 404.4898 | 0.014468 | 867.2213 | 0.0016566 | 1035.7047 | 1.8335 | 731.016 | 0.0048316 | 1120.3132 | 0.013987 | 1135.2341 | 0.007962 | 0 | 0 | 1049.8184 | 0 | 1049.812 | 0.0034626
| 652.2081 | 0.017182 | 404.7077 | 0 | 404.7077 | -0.024593 | 405.3319 | -0.00042432 | 651.4188 | 0.00026116 | 404.7077 | -0.038927 | 654.123 | 0.00020512 | 652.2081 | 0.019391 | 404.7077 | 0.0090425 | 867.2961 | 0.001578 | 1035.9675 | 1.8466 | 731.18 | 0.0042005 | 1120.3746 | 0.014049 | 1135.392 | 0.007916 | 0 | 0 | 1049.8724 | 0 | 1049.866 | 0.00338
| 652.3693 | 0.019054 | 404.9256 | 0 | 404.9256 | 0.043699 | 405.5498 | 0.0094003 | 651.5803 | 0.00069644 | 404.9256 | 0.049696 | 654.2841 | 0.00027642 | 652.3693 | 0.018789 | 404.9256 | 0.025319 | 867.3709 | 0.0021373 | 1036.2305 | 1.8608 | 731.344 | 0.002152 | 1120.4362 | 0.014115 | 1135.5499 | 0.0079227 | 0 | 0 | 1049.9264 | 0 | 1049.9199 | 0.0033014
| 652.5306 | 0.017088 | 405.1435 | 0 | 405.1435 | 0.0040718 | 405.7678 | -0.005392 | 651.7418 | 0.00026116 | 405.1435 | -0.10318 | 654.4453 | 0.00017989 | 652.5306 | 0.019156 | 405.1435 | 0.0090425 | 867.4458 | 0.002307 | 1036.4935 | 1.8795 | 731.508 | 0.0018339 | 1120.4977 | 0.014182 | 1135.7079 | 0.0079933 | 0 | 0 | 1049.9805 | 0 | 1049.974 | 0.0032331
| 652.6918 | 0.022714 | 405.3614 | 0 | 405.3614 | 0.025239 | 405.9857 | 0.007606 | 651.9032 | 0.00017411 | 405.3614 | 0.012128 | 654.6065 | 0.00020951 | 652.6918 | 0.017533 | 405.3614 | 0.018085 | 867.5207 | 0.0021809 | 1036.7567 | 1.9042 | 731.671 | 0.0036756 | 1120.5592 | 0.014243 | 1135.8658 | 0.0081398 | 0 | 0 | 1050.0344 | 0 | 1050.0279 | 0.0031782
| 652.853 | 0.021313 | 405.5794 | 0 | 405.5794 | -0.024744 | 406.2037 | 0.00071901 | 652.0647 | 0.00078349 | 405.5794 | -0.077727 | 654.7677 | 0.00025997 | 652.853 | 0.01768 | 405.5794 | 0.0054302 | 867.5956 | 0.0018218 | 1037.0201 | 1.9243 | 731.835 | 0.0029376 | 1120.6206 | 0.01431 | 1136.0239 | 0.0083688 | 0 | 0 | 1050.0885 | 0 | 1050.082 | 0.0031401
| 653.0142 | 0.02675 | 405.7973 | 0 | 405.7973 | -0.010588 | 406.4217 | -0.00078234 | 652.2262 | 0 | 405.7973 | 0.041767 | 654.9289 | 0.0002117 | 653.0142 | 0.016753 | 405.7973 | 0.0090425 | 867.6704 | 0.0016903 | 1037.2836 | 1.9434 | 731.999 | 0.0038821 | 1120.6821 | 0.014376 | 1136.182 | 0.0086746 | 0 | 0 | 1050.1425 | 0 | 1050.136 | 0.0031171
| 653.1755 | 0.016806 | 406.0153 | 0 | 406.0153 | -0.049515 | 406.6397 | -0.0039929 | 652.3877 | 0.00026116 | 406.0153 | -0.072337 | 655.0901 | 0.00025668 | 653.1755 | 0.018312 | 406.0153 | 0 | 867.7454 | 0.0021299 | 1037.5472 | 1.9573 | 732.164 | 0.0039661 | 1120.7436 | 0.014443 | 1136.3401 | 0.0090335 | 0 | 0 | 1050.1965 | 0 | 1050.1901 | 0.0031083
| 653.3367 | 0.021964 | 406.2333 | 0 | 406.2333 | 0.033228 | 406.8577 | 0.0027834 | 652.5492 | 0 | 406.2333 | 0.066833 | 655.2514 | 0.00021609 | 653.3367 | 0.018198 | 406.2333 | 0.0090425 | 867.8203 | 0.0027355 | 1037.8109 | 1.9616 | 732.328 | 0.0032016 | 1120.8052 | 0.01451 | 1136.4983 | 0.0094057 | 0 | 0 | 1050.2505 | 0 | 1050.244 | 0.0031091
| 653.498 | 0.017463 | 406.4513 | 0 | 406.4513 | -0.0015579 | 407.0757 | -0.0041936 | 652.7107 | 0.00078349 | 406.4513 | -0.030187 | 655.4126 | 0.00023693 | 653.498 | 0.019873 | 406.4513 | 0 | 867.8953 | 0.0025801 | 1038.0748 | 1.9868 | 732.492 | 0.0022564 | 1120.8667 | 0.014581 | 1136.6565 | 0.009742 | 0 | 0 | 1050.3046 | 0 | 1050.2981 | 0.0031163
| 653.6593 | 0.026657 | 406.6693 | 0 | 406.6693 | 0.024733 | 407.2938 | 0.00993 | 652.8722 | 0.00017411 | 406.6693 | 0.063415 | 655.5739 | 0.0002117 | 653.6593 | 0.019494 | 406.6693 | 0.012659 | 867.9702 | 0.0023346 | 1038.3389 | 2.0133 | 732.656 | 0.0028096 | 1120.9282 | 0.014648 | 1136.8147 | 0.0099977 | 0 | 0 | 1050.3586 | 0 | 1050.3522 | 0.0031258
| 653.8205 | 0.021219 | 406.8873 | 0 | 406.8873 | -0.024347 | 407.5118 | -0.0090713 | 653.0338 | 0.00078349 | 406.8873 | -0.054892 | 655.7351 | 0.00023254 | 653.8205 | 0.020138 | 406.8873 | 0.012659 | 868.0452 | 0.0018519 | 1038.603 | 2.0374 | 732.821 | 0.0029181 | 1120.9899 | 0.01472 | 1136.973 | 0.010145 | 0 | 0 | 1050.4127 | 0 | 1050.4062 | 0.0031361
| 653.9818 | 0.022057 | 407.1053 | 0 | 407.1053 | 0.010054 | 407.7299 | 0.0041799 | 653.1953 | 0.00069644 | 407.1053 | 0.046723 | 655.8964 | 0.00026436 | 653.9818 | 0.018667 | 407.1053 | 0.016276 | 868.1202 | 0.0017484 | 1038.8673 | 2.0473 | 732.985 | 0.0026522 | 1121.0514 | 0.014786 | 1137.1313 | 0.010184 | 0 | 0 | 1050.4667 | 0 | 1050.4602 | 0.0031449
| 654.1431 | 0.015867 | 407.3234 | 0 | 407.3234 | 0.0010456 | 407.948 | -0.0029391 | 653.3568 | 0.00026116 | 407.3234 | -0.059329 | 656.0576 | 0.00029946 | 654.1431 | 0.019821 | 407.3234 | 0 | 868.1952 | 0.0020353 | 1039.1317 | 2.0618 | 733.15 | 0.0038793 | 1121.1129 | 0.014858 | 1137.2898 | 0.010138 | 0 | 0 | 1050.5207 | 0 | 1050.5143 | 0.0031504
| 654.3044 | 0.02553 | 407.5415 | 0 | 407.5415 | 0.015175 | 408.166 | -0.0015253 | 653.5184 | 0.0012188 | 407.5415 | 0.052787 | 656.2189 | 0.00035321 | 654.3044 | 0.017981 | 407.5415 | 0.0036232 | 868.2702 | 0.0018642 | 1039.3964 | 2.0899 | 733.314 | 0.0031053 | 1121.1744 | 0.01493 | 1137.4482 | 0.010046 | 0 | 0 | 1050.5748 | 0 | 1050.5684 | 0.003152
| 654.4657 | 0.027791 | 407.7595 | 0 | 407.7595 | 0.025234 | 408.3842 | -0.0038357 | 653.6799 | 0.00078349 | 407.7595 | -0.034533 | 656.3802 | 0.00036417 | 654.4657 | 0.018712 | 407.7595 | 0.010851 | 868.3452 | 0.0019834 | 1039.661 | 2.1248 | 733.479 | 0.0044184 | 1121.2361 | 0.015001 | 1137.6067 | 0.0099497 | 0 | 0 | 1050.6289 | 0 | 1050.6224 | 0.0031496
| 654.627 | 0.027689 | 407.9776 | 0 | 407.9776 | 0.001365 | 408.6023 | 0.0047917 | 653.8414 | 0.00017411 | 407.9776 | 0.049165 | 656.5415 | 8.2268e-05 | 654.627 | 0.017158 | 407.9776 | 0.018085 | 868.4202 | 0.0022269 | 1039.9258 | 2.1414 | 733.644 | 0.0041031 | 1121.2976 | 0.015073 | 1137.7653 | 0.0098784 | 0 | 0 | 1050.683 | 0 | 1050.6765 | 0.0031433
| 654.7883 | 0.020655 | 408.1958 | 0 | 408.1958 | -0.013933 | 408.8204 | -0.00092023 | 654.003 | 0.00078349 | 408.1958 | -0.07351 | 656.7028 | 0.00037185 | 654.7883 | 0.017983 | 408.1958 | 0 | 868.4953 | 0.0023808 | 1040.1908 | 2.1506 | 733.809 | 0.0025199 | 1121.3592 | 0.015145 | 1137.9238 | 0.0098427 | 0 | 0 | 1050.7371 | 0 | 1050.7306 | 0.0031338
| 654.9496 | 0.022433 | 408.4139 | 0 | 408.4139 | -0.025719 | 409.0386 | -0.0016516 | 654.1646 | 0 | 408.4139 | -0.068568 | 656.8641 | 0.00012395 | 654.9496 | 0.018426 | 408.4139 | 0.0090425 | 868.5704 | 0.0027565 | 1040.4559 | 2.1764 | 733.973 | 0.0035311 | 1121.4208 | 0.015221 | 1138.0824 | 0.0098359 | 0 | 0 | 1050.7911 | 0 | 1050.7847 | 0.003125
| 655.1109 | 0.019529 | 408.632 | 0 | 408.632 | -0.012913 | 409.2567 | 0.0056091 | 654.3261 | 0.0018278 | 408.632 | 0.050054 | 657.0254 | 0.00035101 | 655.1109 | 0.018263 | 408.632 | 0.018085 | 868.6454 | 0.0028623 | 1040.7211 | 2.1983 | 734.138 | 0.0036919 | 1121.4824 | 0.015293 | 1138.2411 | 0.0098405 | 0 | 0 | 1050.8452 | 0 | 1050.8389 | 0.0031195
| 655.2722 | 0.022245 | 408.8502 | 0 | 408.8502 | -0.013838 | 409.4749 | -0.0019689 | 654.4877 | 0 | 408.8502 | -0.060366 | 657.1867 | 9.6528e-05 | 655.2722 | 0.02012 | 408.8502 | 0.018085 | 868.7205 | 0.0027155 | 1040.9865 | 2.2144 | 734.304 | 0.0019986 | 1121.5439 | 0.01537 | 1138.3998 | 0.0098369 | 0 | 0 | 1050.8994 | 0 | 1050.8929 | 0.0031218
| 655.4336 | 0.02535 | 409.0684 | 0 | 409.0684 | 0.037576 | 409.6931 | 0.0014308 | 654.6493 | 0.0018278 | 409.0684 | 0.030196 | 657.348 | 0.00033017 | 655.4336 | 0.018181 | 409.0684 | 0.0090425 | 868.7957 | 0.0023542 | 1041.252 | 2.2404 | 734.469 | 0.0036568 | 1121.6056 | 0.015447 | 1138.5585 | 0.0098094 | 0 | 0 | 1050.9535 | 0 | 1050.947 | 0.0031346
| 655.5949 | 0.017458 | 409.2866 | 0 | 409.2866 | -0.030631 | 409.9113 | -0.0017355 | 654.8109 | 0 | 409.2866 | -0.069494 | 657.5094 | 0.00018318 | 655.5949 | 0.019892 | 409.2865 | 0 | 868.8708 | 0.0017611 | 1041.5176 | 2.2595 | 734.634 | 0.0020941 | 1121.6672 | 0.015524 | 1138.7173 | 0.0097481 | 0 | 0 | 1051.0076 | 0 | 1051.0011 | 0.00316
| 655.7563 | 0.024411 | 409.5048 | 0 | 409.5048 | 0.029665 | 410.1295 | 0.0060495 | 654.9725 | 0.0018278 | 409.5048 | 0.044492 | 657.6707 | 0.00029287 | 655.7563 | 0.018832 | 409.5048 | 0.021702 | 868.9459 | 0.0020249 | 1041.7834 | 2.2676 | 734.799 | 0.0032165 | 1121.7289 | 0.015606 | 1138.8761 | 0.0096491 | 0 | 0 | 1051.0617 | 0 | 1051.0553 | 0.0031973
| 655.9176 | 0.022902 | 409.723 | 0 | 409.723 | 0.016167 | 410.3478 | -0.0017344 | 655.1341 | 0 | 409.723 | -0.10336 | 657.8321 | 0.00023474 | 655.9176 | 0.020713 | 409.723 | 0.0072445 | 869.0211 | 0.0023817 | 1042.0493 | 2.2951 | 734.964 | 0.0032454 | 1121.7905 | 0.015682 | 1139.0349 | 0.0095124 | 0 | 0 | 1051.1158 | 0 | 1051.1094 | 0.0032442
| 656.079 | 0.025725 | 409.9412 | 0 | 409.9412 | 0.023219 | 410.566 | 0.0026168 | 655.2957 | 0.0018278 | 409.9412 | 0.035792 | 657.9934 | 0.00022048 | 656.079 | 0.01924 | 409.9412 | 0.018085 | 869.0962 | 0.0020813 | 1042.3153 | 2.3223 | 735.13 | 0.0033458 | 1121.852 | 0.015764 | 1139.1938 | 0.0093425 | 0 | 0 | 1051.1699 | 0 | 1051.1635 | 0.003295
| 656.2403 | 0.014173 | 410.1595 | 0 | 410.1595 | -0.044959 | 410.7843 | -0.00097543 | 655.4573 | 0 | 410.1595 | -0.062432 | 658.1548 | 0.00020293 | 656.2403 | 0.019532 | 410.1595 | 0.0090425 | 869.1714 | 0.0019551 | 1042.5815 | 2.3388 | 735.295 | 0.0032685 | 1121.9137 | 0.015846 | 1139.3529 | 0.0091491 | 0 | 0 | 1051.2241 | 0 | 1051.2177 | 0.0033451
| 656.4017 | 0.020374 | 410.3777 | 0 | 410.3777 | 0.014618 | 411.0026 | 0.0058856 | 655.6189 | 0.0013058 | 410.3777 | 0.067342 | 658.3162 | 0.00023913 | 656.4017 | 0.018663 | 410.3777 | 0.012659 | 869.2466 | 0.0025994 | 1042.8479 | 2.3685 | 735.461 | 0.0027773 | 1121.9753 | 0.015928 | 1139.5118 | 0.0089483 | 0 | 0 | 1051.2782 | 0 | 1051.2717 | 0.0033903
| 656.5631 | 0.037357 | 410.596 | 0 | 410.596 | 0.0076038 | 411.2209 | -0.00040016 | 655.7805 | 0 | 410.596 | -0.076317 | 658.4776 | 0.00027862 | 656.5631 | 0.020453 | 410.596 | 0.016276 | 869.3218 | 0.0029408 | 1043.1144 | 2.3913 | 735.627 | 0.0042977 | 1122.0371 | 0.01601 | 1139.6709 | 0.0087626 | 0 | 0 | 1051.3324 | 0 | 1051.3259 | 0.0034277
| 656.7245 | 0.022439 | 410.8143 | 0 | 410.8143 | 0.026161 | 411.4391 | 0.0028732 | 655.9421 | 0.0013058 | 410.8143 | 0.043742 | 658.639 | 0.0001788 | 656.7245 | 0.019199 | 410.8143 | 0.018085 | 869.397 | 0.0020898 | 1043.3809 | 2.4084 | 735.792 | 0.0034533 | 1122.0988 | 0.016092 | 1139.83 | 0.0086173 | 0 | 0 | 1051.3865 | 0 | 1051.38 | 0.0034571
| 656.8859 | 0.019335 | 411.0326 | 0 | 411.0326 | -0.045696 | 411.6575 | -0.0051116 | 656.1037 | 0 | 411.0326 | -0.034985 | 658.8003 | 0.00031591 | 656.8859 | 0.020109 | 411.0326 | 0.010851 | 869.4722 | 0.0021834 | 1043.6476 | 2.4372 | 735.958 | 0.0052117 | 1122.1604 | 0.016179 | 1139.9891 | 0.0085356 | 0 | 0 | 1051.4407 | 0 | 1051.4342 | 0.0034785
| 657.0473 | 0.026195 | 411.2509 | 0 | 411.2509 | 0.025426 | 411.8758 | 0.0022952 | 656.2654 | 0.0013058 | 411.2509 | 0.054678 | 658.9618 | 0.00012614 | 657.0473 | 0.017659 | 411.2509 | 0.019893 | 869.5474 | 0.0023432 | 1043.9145 | 2.4549 | 736.124 | 0.0043632 | 1122.2221 | 0.016266 | 1140.1483 | 0.008532 | 0 | 0 | 1051.4949 | 0 | 1051.4884 | 0.0034952
| 657.2087 | 0.015769 | 411.4693 | 0 | 411.4693 | -0.0049768 | 412.0941 | -0.0032812 | 656.427 | 0 | 411.4693 | -0.089201 | 659.1232 | 0.00028191 | 657.2087 | 0.019029 | 411.4692 | 0 | 869.6227 | 0.0017154 | 1044.1815 | 2.4909 | 736.29 | 0.0039414 | 1122.2838 | 0.016353 | 1140.3076 | 0.0086067 | 0 | 0 | 1051.549 | 0 | 1051.5426 | 0.0035095
| 657.3701 | 0.02826 | 411.6876 | 0 | 411.6876 | 0.054155 | 412.3125 | 0.0048905 | 656.5887 | 0.0013058 | 411.6876 | 0.022047 | 659.2846 | 0.00023474 | 657.3701 | 0.017208 | 411.6876 | 0.0072445 | 869.6979 | 0.0017274 | 1044.4486 | 2.5083 | 736.456 | 0.0038409 | 1122.3455 | 0.01644 | 1140.4668 | 0.0087438 | 0 | 0 | 1051.6031 | 0 | 1051.5967 | 0.0035238
| 657.5315 | 0.019335 | 411.906 | 0 | 411.906 | -0.014768 | 412.5309 | -0.0024187 | 656.7503 | 0 | 411.906 | -0.037099 | 659.446 | 0.00018209 | 657.5315 | 0.018926 | 411.906 | 0.0090425 | 869.7732 | 0.0024003 | 1044.7159 | 2.5204 | 736.622 | 0.0025682 | 1122.4071 | 0.016527 | 1140.6261 | 0.0089126 | 0 | 0 | 1051.6573 | 0 | 1051.6509 | 0.0035373
| 657.6929 | 0.023566 | 412.1244 | 0 | 412.1244 | 0.016168 | 412.7493 | 0.0091644 | 656.912 | 0.0018278 | 412.1244 | 0.058131 | 659.6075 | 0.00031262 | 657.6929 | 0.017685 | 412.1243 | 0.012659 | 869.8485 | 0.0023435 | 1044.9833 | 2.558 | 736.788 | 0.002168 | 1122.4689 | 0.01662 | 1140.7855 | 0.009074 | 0 | 0 | 1051.7115 | 0 | 1051.7051 | 0.0035508
| 657.8543 | 0.024216 | 412.3427 | 0 | 412.3427 | 0.0026401 | 412.9677 | -0.0033904 | 657.0737 | 0 | 412.3427 | -0.016539 | 659.7689 | 0.00015686 | 657.8543 | 0.019104 | 412.3428 | 0.0090425 | 869.9237 | 0.0025682 | 1045.2508 | 2.569 | 736.955 | 0.0023812 | 1122.5305 | 0.016707 | 1140.9449 | 0.0091894 | 0 | 0 | 1051.7658 | 0 | 1051.7593 | 0.0035619
| 658.0158 | 0.02197 | 412.5612 | 0 | 412.5612 | -0.066989 | 413.1861 | 0.00059854 | 657.2353 | 0.00078349 | 412.5612 | 0.039754 | 659.9304 | 0.0002841 | 658.0158 | 0.017547 | 412.5612 | 0.0090425 | 869.999 | 0.0024549 | 1045.5186 | 2.5887 | 737.121 | 0.0043111 | 1122.5923 | 0.016799 | 1141.1044 | 0.009229 | 0 | 0 | 1051.82 | 0 | 1051.8135 | 0.0035707
| 658.1772 | 0.019899 | 412.7796 | 0 | 412.7796 | -0.018104 | 413.4045 | -0.0011462 | 657.397 | 0 | 412.7796 | -0.075015 | 660.0918 | 0.00019744 | 658.1772 | 0.019134 | 412.7796 | 0 | 870.0743 | 0.0019007 | 1045.7864 | 2.6235 | 737.287 | 0.0031373 | 1122.6541 | 0.016891 | 1141.2639 | 0.0091793 | 0 | 0 | 1051.8742 | 0 | 1051.8677 | 0.0035762
| 658.3387 | 0.02197 | 412.998 | 0 | 412.998 | 0.0036337 | 413.623 | -0.00087307 | 657.5587 | 0.0018278 | 412.998 | 0.024253 | 660.2533 | 0.000249 | 658.3387 | 0.018258 | 412.998 | 0.0072445 | 870.1497 | 0.0013224 | 1046.0543 | 2.6508 | 737.454 | 0.003167 | 1122.7157 | 0.016988 | 1141.4235 | 0.0090442 | 0 | 0 | 1051.9283 | 0 | 1051.9219 | 0.003577
| 658.5001 | 0.01483 | 413.2165 | 0 | 413.2165 | -0.034821 | 413.8414 | -0.0030599 | 657.7204 | 0 | 413.2165 | -0.019622 | 660.4148 | 0.00022706 | 658.5001 | 0.020414 | 413.2165 | 0.0054338 | 870.225 | 0.0015004 | 1046.3224 | 2.6668 | 737.62 | 0.0052524 | 1122.7775 | 0.017081 | 1141.583 | 0.0088436 | 0 | 0 | 1051.9825 | 0 | 1051.9761 | 0.003573
| 658.6616 | 0.025162 | 413.435 | 0 | 413.435 | 0.023653 | 414.0599 | 0.0072169 | 657.8821 | 0.0018278 | 413.435 | 0.051653 | 660.5763 | 0.00022267 | 658.6616 | 0.019122 | 413.435 | 0.010851 | 870.3004 | 0.0013535 | 1046.5907 | 2.691 | 737.787 | 0.0040987 | 1122.8392 | 0.017178 | 1141.7427 | 0.0086071 | 0 | 0 | 1052.0367 | 0 | 1052.0303 | 0.0035667
| 658.823 | 0.022621 | 413.6534 | 0 | 413.6534 | -0.01081 | 414.2784 | -0.0072728 | 658.0438 | 0 | 413.6534 | -0.03254 | 660.7378 | 0.00020512 | 658.823 | 0.021088 | 413.6534 | 0.0036232 | 870.3758 | 0.0015931 | 1046.859 | 2.7126 | 737.954 | 0.0029158 | 1122.901 | 0.01727 | 1141.9023 | 0.0083671 | 0 | 0 | 1052.0909 | 0 | 1052.0845 | 0.0035572
| 658.9845 | 0.024693 | 413.8719 | 0 | 413.8719 | -0.0001967 | 414.4969 | 0.005277 | 658.2055 | 0.0013058 | 413.8719 | 0.042365 | 660.8993 | 0.00023913 | 658.9845 | 0.019123 | 413.8719 | 0.016276 | 870.4512 | 0.0019946 | 1047.1276 | 2.7384 | 738.12 | 0.0020988 | 1122.9628 | 0.017367 | 1142.062 | 0.008152 | 0 | 0 | 1052.1453 | 0 | 1052.1388 | 0.003546
| 659.146 | 0.02309 | 414.0904 | 0 | 414.0904 | -0.0087284 | 414.7154 | -0.0054484 | 658.3672 | 0 | 414.0904 | -0.031611 | 661.0608 | 0.00019086 | 659.146 | 0.020494 | 414.0904 | 0.016276 | 870.5266 | 0.0017661 | 1047.3962 | 2.7644 | 738.287 | 0.0028006 | 1123.0245 | 0.01747 | 1142.2218 | 0.0079824 | 0 | 0 | 1052.1995 | 0 | 1052.193 | 0.0035317
| 659.3075 | 0.022439 | 414.309 | 0 | 414.309 | 0.032536 | 414.9339 | 0.0036978 | 658.5289 | 0.0018278 | 414.309 | 0.053805 | 661.2223 | 0.000283 | 659.3075 | 0.019013 | 414.309 | 0.012659 | 870.602 | 0.0015082 | 1047.6649 | 2.7778 | 738.454 | 0.0031353 | 1123.0863 | 0.017567 | 1142.3816 | 0.0078688 | 0 | 0 | 1052.2537 | 0 | 1052.2472 | 0.0035151
| 659.469 | 0.014642 | 414.5275 | 0 | 414.5275 | -0.02159 | 415.1525 | -0.0037025 | 658.6906 | 0 | 414.5275 | -0.059009 | 661.3838 | 0.00011737 | 659.469 | 0.020272 | 414.5275 | 0.0036232 | 870.6774 | 0.0013157 | 1047.9338 | 2.8094 | 738.621 | 0.0030593 | 1123.1481 | 0.01767 | 1142.5415 | 0.0078126 | 0 | 0 | 1052.308 | 0 | 1052.3015 | 0.0034952
| 659.6305 | 0.019904 | 414.7461 | 0 | 414.7461 | 0.015651 | 415.371 | 0.0032394 | 658.8524 | 0.0013058 | 414.7461 | 0.062349 | 661.5453 | 0.00033346 | 659.6305 | 0.018375 | 414.7461 | 0.012659 | 870.7529 | 0.0015365 | 1048.203 | 2.8319 | 738.788 | 0.0024155 | 1123.2098 | 0.017767 | 1142.7014 | 0.0078066 | 0 | 0 | 1052.3622 | 0 | 1052.3557 | 0.0034722
| 659.792 | 0.017177 | 414.9647 | 0 | 414.9647 | -0.030576 | 415.5896 | -0.0078038 | 659.0141 | 0 | 414.9647 | -0.069262 | 661.7069 | 0.00010311 | 659.792 | 0.019457 | 414.9647 | 0.0036232 | 870.8284 | 0.0017926 | 1048.4722 | 2.8444 | 738.955 | 0.0036569 | 1123.2716 | 0.017869 | 1142.8613 | 0.0078389 | 0 | 0 | 1052.4164 | 0 | 1052.41 | 0.0034467
| 659.9535 | 0.024505 | 415.1832 | 0 | 415.1832 | 0.014 | 415.8082 | 0.0088252 | 659.1758 | 0.0018278 | 415.1832 | 0.035037 | 661.8684 | 0.00031372 | 659.9535 | 0.017724 | 415.1832 | 0.0090425 | 870.9038 | 0.0012532 | 1048.7415 | 2.873 | 739.123 | 0.0036405 | 1123.3334 | 0.017972 | 1143.0212 | 0.0078961 | 0 | 0 | 1052.4707 | 0 | 1052.4642 | 0.0034213
| 660.115 | 0.021964 | 415.4018 | 0 | 415.4018 | -0.028595 | 416.0268 | -0.0015273 | 659.3376 | 0 | 415.4018 | 0.0019108 | 662.03 | 0.00016454 | 660.115 | 0.019592 | 415.4018 | 0.0090425 | 870.9793 | 0.0022423 | 1049.011 | 2.8891 | 739.29 | 0.0024885 | 1123.3953 | 0.018074 | 1143.1813 | 0.0079684 | 0 | 0 | 1052.525 | 0 | 1052.5186 | 0.0033999
| 660.2765 | 0.022815 | 415.6205 | 0 | 415.6205 | 0.0039216 | 416.2454 | 0.0030631 | 659.4993 | 0.0018278 | 415.6205 | 0.040337 | 662.1915 | 0.00023254 | 660.2765 | 0.017545 | 415.6205 | 0 | 871.0548 | 0.0023676 | 1049.2806 | 2.9276 | 739.457 | 0.0042274 | 1123.457 | 0.018182 | 1143.3414 | 0.0080521 | 0 | 0 | 1052.5792 | 0 | 1052.5728 | 0.0033856
| 660.4381 | 0.021213 | 415.8391 | 0 | 415.8391 | -0.0071653 | 416.464 | -0.0017902 | 659.6611 | 0 | 415.8391 | -0.066623 | 662.3531 | 0.00023364 | 660.4381 | 0.020195 | 415.8391 | 0 | 871.1303 | 0.0021944 | 1049.5503 | 2.9495 | 739.625 | 0.0040194 | 1123.5189 | 0.018284 | 1143.5016 | 0.0081507 | 0 | 0 | 1052.6335 | 0 | 1052.6271 | 0.0033832
| 660.5996 | 0.036898 | 416.0577 | 0 | 416.0577 | 0.0094814 | 416.6827 | 0.0057994 | 659.8228 | 0.0018278 | 416.0577 | 0.065398 | 662.5147 | 0.00023364 | 660.5996 | 0.018766 | 416.0577 | 0.0018125 | 871.2058 | 0.0021841 | 1049.8202 | 2.9643 | 739.792 | 0.0033526 | 1123.5807 | 0.018392 | 1143.6617 | 0.0082703 | 0 | 0 | 1052.6879 | 0 | 1052.6814 | 0.0033935
| 660.7612 | 0.02065 | 416.2764 | 0 | 416.2764 | -0.0049131 | 416.9013 | -0.0074437 | 659.9846 | 0 | 416.2764 | -0.024974 | 662.6763 | 0.00026326 | 660.7612 | 0.020239 | 416.2764 | 0 | 871.2814 | 0.0024523 | 1050.0902 | 2.9843 | 739.96 | 0.0027595 | 1123.6426 | 0.018499 | 1143.8219 | 0.0084132 | 0 | 0 | 1052.7421 | 0 | 1052.7356 | 0.0034181
| 660.9227 | 0.021031 | 416.4951 | 0 | 416.4951 | -0.020654 | 417.12 | 0.0076504 | 660.1464 | 0.0018278 | 416.4951 | 0.050408 | 662.8379 | 0.00020183 | 660.9227 | 0.018464 | 416.4951 | 0 | 871.3569 | 0.0028497 | 1050.3605 | 3.0084 | 740.128 | 0.0043787 | 1123.7043 | 0.018602 | 1143.9822 | 0.0085711 | 0 | 0 | 1052.7964 | 0 | 1052.7899 | 0.0034547
| 661.0843 | 0.025436 | 416.7138 | 0 | 416.7138 | -0.03322 | 417.3387 | 0.00069404 | 660.3082 | 0 | 416.7138 | -0.049684 | 662.9995 | 0.00020841 | 661.0843 | 0.019915 | 416.7138 | 0 | 871.4325 | 0.0030172 | 1050.6307 | 3.0289 | 740.295 | 0.0034814 | 1123.7662 | 0.018714 | 1144.1425 | 0.0087235 | 0 | 0 | 1052.8507 | 0 | 1052.8442 | 0.0035015
| 661.2458 | 0.020655 | 416.9325 | 0 | 416.9325 | 0.033799 | 417.5574 | 0.0072094 | 660.47 | 0.0013058 | 416.9325 | 0.044653 | 663.1611 | 0.00022267 | 661.2458 | 0.019149 | 416.9325 | 0.018085 | 871.5081 | 0.0026294 | 1050.9011 | 3.0568 | 740.463 | 0.0026915 | 1123.8281 | 0.018822 | 1144.3029 | 0.0088417 | 0 | 0 | 1052.905 | 0 | 1052.8986 | 0.003554
| 661.4074 | 0.02309 | 417.1512 | 0 | 417.1512 | -0.0010636 | 417.7761 | -0.005139 | 660.6318 | 0 | 417.1512 | -0.081257 | 663.3227 | 0.0002479 | 661.4074 | 0.020708 | 417.1512 | 0.0090425 | 871.5836 | 0.0023139 | 1051.1717 | 3.0622 | 740.631 | 0.0039562 | 1123.8899 | 0.01893 | 1144.4633 | 0.0088986 | 0 | 0 | 1052.9594 | 0 | 1052.9529 | 0.003608
| 661.569 | 0.023472 | 417.3699 | 0 | 417.3699 | 0.014391 | 417.9948 | 0.0051715 | 660.7936 | 0.0018278 | 417.3699 | 0.013631 | 663.4843 | 0.00024571 | 661.569 | 0.019125 | 417.3699 | 0.016276 | 871.6592 | 0.0018358 | 1051.4425 | 3.0703 | 740.799 | 0.0033935 | 1123.9518 | 0.019042 | 1144.6237 | 0.00888 | 0 | 0 | 1053.0137 | 0 | 1053.0072 | 0.0036596
| 661.7306 | 0.023278 | 417.5887 | 0 | 417.5887 | 0.0032168 | 418.2135 | -0.00093162 | 660.9554 | 0 | 417.5887 | -0.023701 | 663.646 | 0.00022487 | 661.7306 | 0.019867 | 417.5887 | 0 | 871.7349 | 0.0016344 | 1051.7134 | 3.1009 | 740.967 | 0.0036172 | 1124.0137 | 0.01915 | 1144.7842 | 0.0087916 | 0 | 0 | 1053.068 | 0 | 1053.0615 | 0.0037041
| 661.8921 | 0.02366 | 417.8074 | 0 | 417.8074 | 0.018471 | 418.4323 | 0.0066208 | 661.1172 | 0.00078349 | 417.8074 | 0.046626 | 663.8076 | 0.00020183 | 661.8921 | 0.018289 | 417.8074 | 0.0036232 | 871.8105 | 0.0020719 | 1051.9844 | 3.1139 | 741.135 | 0.0043475 | 1124.0756 | 0.019262 | 1144.9447 | 0.0086593 | 0 | 0 | 1053.1223 | 0 | 1053.1158 | 0.0037399
| 662.0537 | 0.026469 | 418.0262 | 0 | 418.0262 | 0.0099091 | 418.6511 | -0.0024702 | 661.279 | 0 | 418.0262 | -0.07539 | 663.9693 | 0.00024132 | 662.0537 | 0.019571 | 418.0262 | 0.0072445 | 871.8861 | 0.0020131 | 1052.2555 | 3.1257 | 741.304 | 0.0045395 | 1124.1374 | 0.019375 | 1145.1052 | 0.0085215 | 0 | 0 | 1053.1766 | 0 | 1053.1702 | 0.0037621
| 662.2153 | 0.023097 | 418.245 | 0 | 418.245 | -0.0031628 | 418.8698 | 0.0036047 | 661.4408 | 0.0018278 | 418.245 | 0.013871 | 664.1309 | 0.00021609 | 662.2153 | 0.01839 | 418.245 | 0.0090425 | 871.9618 | 0.0024169 | 1052.5267 | 3.154 | 741.472 | 0.0030093 | 1124.1993 | 0.019483 | 1145.2659 | 0.0084177 | 0 | 0 | 1053.231 | 0 | 1053.2245 | 0.0037716
| 662.3769 | 0.020368 | 418.4638 | 0 | 418.4638 | -0.060969 | 419.0886 | -0.00053125 | 661.6026 | 0 | 418.4638 | -0.071292 | 664.2926 | 0.00020732 | 662.3769 | 0.019778 | 418.4638 | 0.0018107 | 872.0375 | 0.0019055 | 1052.7982 | 3.1705 | 741.64 | 0.0031114 | 1124.2612 | 0.019595 | 1145.4265 | 0.0083762 | 0 | 0 | 1053.2853 | 0 | 1053.2788 | 0.0037661
| 662.5386 | 0.017182 | 418.6826 | 0 | 418.6826 | 0.029692 | 419.3074 | 0.0014295 | 661.7645 | 0.0013058 | 418.6826 | 0.061707 | 664.4542 | 0.000249 | 662.5386 | 0.018967 | 418.6826 | 0.016276 | 872.113 | 0.0021058 | 1053.0698 | 3.1943 | 741.809 | 0.0034094 | 1124.3231 | 0.019713 | 1145.5873 | 0.0084079 | 0 | 0 | 1053.3397 | 0 | 1053.3332 | 0.0037462
| 662.7002 | 0.026375 | 418.9015 | 0 | 418.9015 | -0.0262 | 419.5262 | -0.0051901 | 661.9263 | 0 | 418.9015 | -0.068673 | 664.6159 | 0.00023693 | 662.7002 | 0.01995 | 418.9015 | 0 | 872.1887 | 0.0026255 | 1053.3414 | 3.2074 | 741.977 | 0.0042473 | 1124.385 | 0.019826 | 1145.7479 | 0.0085053 | 0 | 0 | 1053.394 | 0 | 1053.3876 | 0.0037128
| 662.8618 | 0.015961 | 419.1203 | 0 | 419.1203 | 0.010422 | 419.7451 | 0.00391 | 662.0881 | 0.0013058 | 419.1203 | 0.034358 | 664.7776 | 0.00024571 | 662.8618 | 0.01809 | 419.1203 | 0 | 872.2645 | 0.0026963 | 1053.6133 | 3.2135 | 742.146 | 0.0037415 | 1124.447 | 0.019938 | 1145.9088 | 0.0086474 | 0 | 0 | 1053.4484 | 0 | 1053.4419 | 0.0036652
| 663.0234 | 0.028346 | 419.3392 | 0 | 419.3392 | -0.013393 | 419.9639 | -0.0066365 | 662.25 | 0 | 419.3392 | -0.059122 | 664.9393 | 0.00018428 | 663.0234 | 0.01878 | 419.3392 | 0 | 872.3401 | 0.0015101 | 1053.8854 | 3.2153 | 742.315 | 0.003769 | 1124.5089 | 0.020051 | 1146.0696 | 0.0088079 | 0 | 0 | 1053.5028 | 0 | 1053.4963 | 0.0036056
| 663.1851 | 0.02873 | 419.5581 | 0 | 419.5581 | 0.0076387 | 420.1828 | 0.0088857 | 662.4118 | 0.0023501 | 419.5581 | 0.09842 | 665.101 | 0.00019415 | 663.1851 | 0.018301 | 419.5581 | 0.0090425 | 872.4159 | 0.0014147 | 1054.1575 | 3.2378 | 742.483 | 0.005155 | 1124.5708 | 0.020169 | 1146.2305 | 0.0089614 | 0 | 0 | 1053.5571 | 0 | 1053.5507 | 0.0035349
| 663.3467 | 0.017834 | 419.777 | 0 | 419.777 | -0.038177 | 420.4017 | -0.0038214 | 662.5737 | 0 | 419.777 | -0.060701 | 665.2627 | 0.00023584 | 663.3467 | 0.019866 | 419.777 | 0.0090425 | 872.4916 | 0.0019327 | 1054.4297 | 3.2341 | 742.652 | 0.0019418 | 1124.6328 | 0.020282 | 1146.3915 | 0.0090878 | 0 | 0 | 1053.6115 | 0 | 1053.605 | 0.0034571
| 663.5084 | 0.018778 | 419.9959 | 0 | 419.9959 | 0.022861 | 420.6206 | 0.0027474 | 662.7356 | 0.0018278 | 419.9959 | 0.061105 | 665.4244 | 0.00025229 | 663.5084 | 0.018638 | 419.9959 | 0.0090425 | 872.5674 | 0.0024345 | 1054.7022 | 3.2423 | 742.821 | 0.0034075 | 1124.6947 | 0.020399 | 1146.5524 | 0.0091725 | 0 | 0 | 1053.6659 | 0 | 1053.6594 | 0.003376
| 663.67 | 0.022714 | 420.2148 | 0 | 420.2148 | -0.02174 | 420.8395 | -0.0064439 | 662.8974 | 0 | 420.2148 | -0.072227 | 665.5862 | 0.00026655 | 663.67 | 0.019994 | 420.2148 | 0 | 872.6432 | 0.0027752 | 1054.9746 | 3.2556 | 742.99 | 0.004852 | 1124.7567 | 0.020512 | 1146.7135 | 0.0092058 | 0 | 0 | 1053.7203 | 0 | 1053.7139 | 0.0032966
| 663.8317 | 0.023284 | 420.4338 | 0 | 420.4338 | -0.00025589 | 421.0584 | 0.0076484 | 663.0593 | 0.0013058 | 420.4338 | 0.012217 | 665.7479 | 0.00017989 | 663.8317 | 0.018137 | 420.4337 | 0.0090425 | 872.7191 | 0.0027016 | 1055.2473 | 3.2597 | 743.159 | 0.0020355 | 1124.8186 | 0.02063 | 1146.8745 | 0.0091825 | 0 | 0 | 1053.7747 | 0 | 1053.7682 | 0.0032259
| 663.9934 | 0.0214 | 420.6527 | 0 | 420.6527 | -0.012862 | 421.2773 | 0.0010303 | 663.2212 | 0 | 420.6527 | -0.070886 | 665.9096 | 0.0002139 | 663.9934 | 0.019637 | 420.6527 | 0.016276 | 872.7947 | 0.0021767 | 1055.5201 | 3.2592 | 743.328 | 0.004152 | 1124.8806 | 0.020748 | 1147.0356 | 0.0091025 | 0 | 0 | 1053.8291 | 0 | 1053.8226 | 0.0031671
| 664.155 | 0.031453 | 420.8717 | 0 | 420.8717 | -0.0093371 | 421.4963 | 0.0034904 | 663.3831 | 0.0018278 | 420.8717 | 0.065163 | 666.0714 | 0.00022267 | 664.155 | 0.017962 | 420.8717 | 0.0090425 | 872.8707 | 0.0013643 | 1055.7931 | 3.2628 | 743.497 | 0.0029952 | 1124.9426 | 0.020866 | 1147.1968 | 0.0089724 | 0 | 0 | 1053.8835 | 0 | 1053.8771 | 0.0031242
| 664.3167 | 0.023371 | 421.0907 | 0 | 421.0907 | -0.016275 | 421.7152 | -0.0012662 | 663.545 | 0 | 421.0907 | -0.063452 | 666.2331 | 0.0002501 | 664.3167 | 0.019953 | 421.0907 | 0 | 872.9464 | 0.001628 | 1056.0663 | 3.2636 | 743.667 | 0.0024221 | 1125.0046 | 0.020983 | 1147.358 | 0.0088061 | 0 | 0 | 1053.9379 | 0 | 1053.9314 | 0.0030988
| 664.4784 | 0.02826 | 421.3097 | 0 | 421.3097 | -0.014106 | 421.9342 | 0.0025286 | 663.7069 | 0.0013058 | 421.3097 | 0.048238 | 666.3949 | 0.00027203 | 664.4784 | 0.018491 | 421.3097 | 0.0090425 | 873.0222 | 0.0017072 | 1056.3395 | 3.2613 | 743.836 | 0.0039865 | 1125.0665 | 0.021096 | 1147.5193 | 0.0086231 | 0 | 0 | 1053.9923 | 0 | 1053.9858 | 0.0030909
| 664.6401 | 0.019429 | 421.5287 | 0 | 421.5287 | -0.026495 | 422.1532 | 0.0027181 | 663.8688 | 0 | 421.5287 | -0.074544 | 666.5567 | 0.00018428 | 664.6401 | 0.019766 | 421.5287 | 0.0036232 | 873.0981 | 0.0015872 | 1056.6129 | 3.2723 | 744.006 | 0.002828 | 1125.1285 | 0.021214 | 1147.6805 | 0.0084444 | 0 | 0 | 1054.0467 | 0 | 1054.0403 | 0.003098
| 664.8018 | 0.016994 | 421.7477 | 0 | 421.7477 | 0.023896 | 422.3722 | 0.0091406 | 664.0307 | 0.0013058 | 421.7477 | 0.058247 | 666.7185 | 0.00030055 | 664.8018 | 0.018184 | 421.7477 | 0.0072427 | 873.174 | 0.0017301 | 1056.8865 | 3.2754 | 744.175 | 0.0014601 | 1125.1906 | 0.021332 | 1147.8419 | 0.008287 | 0 | 0 | 1054.1012 | 0 | 1054.0947 | 0.0031179
| 664.9635 | 0.022339 | 421.9667 | 0 | 421.9667 | -0.01907 | 422.5912 | -0.0098008 | 664.1926 | 0 | 421.9667 | -0.041492 | 666.8802 | 0.00018099 | 664.9635 | 0.019299 | 421.9667 | 0.0054338 | 873.2498 | 0.0025006 | 1057.1602 | 3.2734 | 744.345 | 0.0045997 | 1125.2526 | 0.021449 | 1148.0033 | 0.0081594 | 0 | 0 | 1054.1556 | 0 | 1054.1492 | 0.0031489
| 665.1252 | 0.022064 | 422.1858 | 0 | 422.1858 | 0.042041 | 422.8102 | 0.003612 | 664.3546 | 0.0013058 | 422.1858 | 0.072071 | 667.042 | 0.00026765 | 665.1252 | 0.018535 | 422.1858 | 0.010851 | 873.3257 | 0.0021342 | 1057.434 | 3.265 | 744.514 | 0.0039779 | 1125.3146 | 0.021567 | 1148.1647 | 0.0080604 | 0 | 0 | 1054.2101 | 0 | 1054.2036 | 0.0031862
| 665.287 | 0.024779 | 422.4049 | 0 | 422.4049 | -0.023403 | 423.0293 | 0.0028389 | 664.5165 | 0 | 422.4049 | -0.025122 | 667.2038 | 0.00023254 | 665.287 | 0.020421 | 422.4049 | 0 | 873.4016 | 0.0019428 | 1057.7079 | 3.2507 | 744.684 | 0.0037067 | 1125.3766 | 0.021685 | 1148.3262 | 0.0079817 | 0 | 0 | 1054.2645 | 0 | 1054.2581 | 0.0032267
| 665.4487 | 0.026477 | 422.624 | 0 | 422.624 | 0.0025111 | 423.2484 | 0.0096824 | 664.6784 | 0.0018278 | 422.624 | 0.048419 | 667.3657 | 0.00025339 | 665.4487 | 0.019151 | 422.6239 | 0.0090425 | 873.4775 | 0.001868 | 1057.9821 | 3.2424 | 744.854 | 0.0030639 | 1125.4387 | 0.021803 | 1148.4877 | 0.0079118 | 0 | 0 | 1054.319 | 0 | 1054.3125 | 0.0032688
| 665.6104 | 0.020837 | 422.8431 | 0 | 422.8431 | -0.0031695 | 423.4674 | -0.00032417 | 664.8404 | 0 | 422.8431 | -0.074857 | 667.5275 | 0.00024132 | 665.6104 | 0.019787 | 422.8431 | 0.0090425 | 873.5535 | 0.0017055 | 1058.2562 | 3.235 | 745.024 | 0.0016769 | 1125.5007 | 0.021921 | 1148.6493 | 0.0078424 | 0 | 0 | 1054.3734 | 0 | 1054.3669 | 0.0033077
| 665.7722 | 0.027885 | 423.0622 | 0 | 423.0622 | -0.0010011 | 423.6865 | 0.010501 | 665.0023 | 0.0018278 | 423.0622 | 0.0063132 | 667.6893 | 0.00026436 | 665.7722 | 0.017696 | 423.0622 | 0.0090425 | 873.6294 | 0.0025991 | 1058.5306 | 3.222 | 745.194 | 0.0021364 | 1125.5627 | 0.022038 | 1148.8109 | 0.0077712 | 0 | 0 | 1054.4279 | 0 | 1054.4214 | 0.0033419
| 665.9339 | 0.019617 | 423.2813 | 0 | 423.2813 | -0.034882 | 423.9056 | -0.00015885 | 665.1643 | 0 | 423.2813 | -0.054204 | 667.8511 | 0.0001777 | 665.9339 | 0.018975 | 423.2813 | 0 | 873.7054 | 0.0025758 | 1058.8052 | 3.2127 | 745.364 | 0.0042504 | 1125.6248 | 0.022156 | 1148.9725 | 0.0077041 | 0 | 0 | 1054.4823 | 0 | 1054.4758 | 0.0033681
| 666.0957 | 0.019341 | 423.5004 | 0 | 423.5004 | 0.052071 | 424.1247 | 0.00077054 | 665.3262 | 0.0018278 | 423.5004 | 0.026123 | 668.013 | 0.00032798 | 666.0957 | 0.017598 | 423.5004 | 0.0018125 | 873.7814 | 0.0018445 | 1059.0798 | 3.1919 | 745.534 | 0.003475 | 1125.6869 | 0.022274 | 1149.1343 | 0.0076525 | 0 | 0 | 1054.5369 | 0 | 1054.5304 | 0.0033864
| 666.2574 | 0.023747 | 423.7196 | 0 | 423.7196 | -0.0052621 | 424.3438 | -0.0049022 | 665.4882 | 0 | 423.7196 | -0.052296 | 668.1748 | 0.00014918 | 666.2574 | 0.019381 | 423.7196 | 0.0090425 | 873.8573 | 0.0017183 | 1059.3546 | 3.18 | 745.704 | 0.0027632 | 1125.7489 | 0.022392 | 1149.296 | 0.0076306 | 0 | 0 | 1054.5913 | 0 | 1054.5848 | 0.0033975
| 666.4192 | 0.024599 | 423.9388 | 0 | 423.9388 | 0.054652 | 424.563 | 0.0073912 | 665.6502 | 0.0013058 | 423.9388 | 0.053312 | 668.3367 | 0.00032688 | 666.4192 | 0.018523 | 423.9388 | 0.0090425 | 873.9333 | 0.0022753 | 1059.6296 | 3.1683 | 745.875 | 0.003371 | 1125.811 | 0.02251 | 1149.4578 | 0.0076504 | 0 | 0 | 1054.6457 | 0 | 1054.6393 | 0.003403
| 666.581 | 0.029473 | 424.158 | 0 | 424.158 | -0.015103 | 424.7821 | -0.0030301 | 665.8121 | 0 | 424.158 | -0.061149 | 668.4985 | 0.00016454 | 666.581 | 0.020622 | 424.158 | 0.0018125 | 874.0093 | 0.0023662 | 1059.9047 | 3.1348 | 746.045 | 0.0026551 | 1125.873 | 0.022627 | 1149.6196 | 0.0077174 | 0 | 0 | 1054.7003 | 0 | 1054.6939 | 0.0034078
| 666.7427 | 0.019435 | 424.3772 | 0 | 424.3772 | 0.0094705 | 425.0013 | 0.0042157 | 665.9741 | 0.0018278 | 424.3772 | 0.040999 | 668.6604 | 0.00030275 | 666.7427 | 0.019477 | 424.3772 | 0.0090425 | 874.0854 | 0.0022478 | 1060.1799 | 3.0966 | 746.215 | 0.0034446 | 1125.9352 | 0.022745 | 1149.7815 | 0.0078287 | 0 | 0 | 1054.7548 | 0 | 1054.7483 | 0.0034142
| 666.9045 | 0.015393 | 424.5964 | 0 | 424.5964 | -0.021952 | 425.2205 | -6.3072e-05 | 666.1361 | 0 | 424.5964 | -0.048744 | 668.8223 | 0.00017221 | 666.9045 | 0.020169 | 424.5964 | 0.0036213 | 874.1614 | 0.0025007 | 1060.4553 | 3.0767 | 746.386 | 0.0040054 | 1125.9973 | 0.022863 | 1149.9435 | 0.0079714 | 0 | 0 | 1054.8093 | 0 | 1054.8029 | 0.0034245
| 667.0663 | 0.019904 | 424.8156 | 0 | 424.8156 | 0.036387 | 425.4397 | 0.0020326 | 666.2981 | 0.0023501 | 424.8156 | 0.039045 | 668.9842 | 0.00025558 | 667.0663 | 0.018268 | 424.8156 | 0 | 874.2374 | 0.002852 | 1060.7308 | 3.0479 | 746.557 | 0.0035107 | 1126.0593 | 0.022981 | 1150.1055 | 0.0081257 | 0 | 0 | 1054.8638 | 0 | 1054.8573 | 0.0034412
| 667.2281 | 0.02309 | 425.0349 | 0 | 425.0349 | -0.026758 | 425.6589 | -0.0018133 | 666.4601 | 0 | 425.0349 | -0.063827 | 669.1461 | 0.00022706 | 667.2281 | 0.019466 | 425.0349 | 0.0090425 | 874.3135 | 0.002905 | 1061.0066 | 3.0325 | 746.727 | 0.0031678 | 1126.1215 | 0.023099 | 1150.2675 | 0.0082683 | 0 | 0 | 1054.9183 | 0 | 1054.9119 | 0.0034602
| 667.3899 | 0.025444 | 425.2541 | 0 | 425.2541 | 0.017692 | 425.8781 | 0.0054546 | 666.6221 | 0.0018278 | 425.2541 | 0.043804 | 669.308 | 0.00023474 | 667.3899 | 0.018504 | 425.2541 | 0.0090425 | 874.3895 | 0.0031683 | 1061.2823 | 3.0052 | 746.898 | 0.0037599 | 1126.1836 | 0.023216 | 1150.4296 | 0.0083778 | 0 | 0 | 1054.9728 | 0 | 1054.9663 | 0.0034785
| 667.5517 | 0.020837 | 425.4734 | 0 | 425.4734 | -0.014674 | 426.0973 | -0.00078355 | 666.7841 | 0 | 425.4734 | -0.071226 | 669.4699 | 0.00022377 | 667.5517 | 0.01925 | 425.4734 | 0.018085 | 874.4656 | 0.0025558 | 1061.5584 | 2.971 | 747.069 | 0.0033097 | 1126.2457 | 0.023334 | 1150.5917 | 0.0084392 | 0 | 0 | 1055.0273 | 0 | 1055.0209 | 0.0034912
| 667.7135 | 0.031828 | 425.6927 | 0 | 425.6927 | 0.0087582 | 426.3166 | 0.00077933 | 666.9461 | 0.0013058 | 425.6927 | 0.026855 | 669.6318 | 0.00023584 | 667.7135 | 0.018009 | 425.6927 | 0.021702 | 874.5417 | 0.0023299 | 1061.8345 | 2.9271 | 747.24 | 0.0041862 | 1126.3079 | 0.023452 | 1150.7538 | 0.0084466 | 0 | 0 | 1055.0819 | 0 | 1055.0754 | 0.0034928
| 667.8753 | 0.021682 | 425.912 | 0 | 425.912 | -0.019801 | 426.5359 | -0.0035269 | 667.1081 | 0.00017411 | 425.912 | -0.059409 | 669.7937 | 0.00020512 | 667.8753 | 0.0204 | 425.912 | 0.012659 | 874.6178 | 0.0026222 | 1062.1107 | 2.8807 | 747.411 | 0.0026789 | 1126.37 | 0.02357 | 1150.916 | 0.0084027 | 0 | 0 | 1055.1365 | 0 | 1055.13 | 0.0034809
| 668.0372 | 0.022345 | 426.1313 | 0 | 426.1313 | 0.015993 | 426.7551 | 0.0010028 | 667.2702 | 0.0018278 | 426.1313 | 0.042732 | 669.9557 | 0.00029068 | 668.0372 | 0.019513 | 426.1313 | 0 | 874.694 | 0.0023873 | 1062.3871 | 2.8586 | 747.582 | 0.0028755 | 1126.4321 | 0.023688 | 1151.0782 | 0.0083165 | 0 | 0 | 1055.1909 | 0 | 1055.1844 | 0.0034523
| 668.199 | 0.02065 | 426.3506 | 0 | 426.3506 | -0.0048587 | 426.9744 | -0.00073771 | 667.4322 | 0 | 426.3506 | -0.073315 | 670.1176 | 0.00022925 | 668.199 | 0.020949 | 426.3506 | 0.0090425 | 874.7701 | 0.0020379 | 1062.6636 | 2.818 | 747.753 | 0.0030886 | 1126.4943 | 0.0238 | 1151.2406 | 0.0082009 | 0 | 0 | 1055.2455 | 0 | 1055.239 | 0.0034118
| 668.3608 | 0.0169 | 426.57 | 0 | 426.57 | -0.013305 | 427.1937 | -0.0023458 | 667.5942 | 0.0018278 | 426.57 | 0.055191 | 670.2796 | 0.00020183 | 668.3608 | 0.018405 | 426.57 | 0.016276 | 874.8463 | 0.0027781 | 1062.9403 | 2.77 | 747.924 | 0.0024315 | 1126.5564 | 0.023918 | 1151.4028 | 0.0080699 | 0 | 0 | 1055.3001 | 0 | 1055.2936 | 0.0033625
| 668.5227 | 0.019899 | 426.7894 | 0 | 426.7894 | -0.0098214 | 427.413 | -0.0040737 | 667.7563 | 0 | 426.7894 | -0.099182 | 670.4415 | 0.00027971 | 668.5227 | 0.019996 | 426.7894 | 0.0090425 | 874.9224 | 0.0027355 | 1063.217 | 2.7315 | 748.096 | 0.0034437 | 1126.6185 | 0.024036 | 1151.5653 | 0.0079387 | 0 | 0 | 1055.3546 | 0 | 1055.3481 | 0.0033125
| 668.6845 | 0.023003 | 427.0087 | 0 | 427.0087 | -0.022381 | 427.6324 | 0.0063888 | 667.9183 | 0.0018278 | 427.0087 | 0.02929 | 670.6035 | 0.00016454 | 668.6845 | 0.018574 | 427.0087 | 0 | 874.9986 | 0.0023622 | 1063.494 | 2.6929 | 748.267 | 0.0023858 | 1126.6808 | 0.024148 | 1151.7277 | 0.0078244 | 0 | 0 | 1055.4092 | 0 | 1055.4027 | 0.0032688
| 668.8464 | 0.022621 | 427.2281 | 0 | 427.2281 | 0.014402 | 427.8517 | -0.0022542 | 668.0804 | 0 | 427.2281 | -0.034032 | 670.7654 | 0.00033127 | 668.8464 | 0.019738 | 427.2281 | -0.0036195 | 875.0748 | 0.0015084 | 1063.7712 | 2.6521 | 748.438 | 0.0041827 | 1126.7429 | 0.024266 | 1151.8901 | 0.0077452 | 0 | 0 | 1055.4637 | 0 | 1055.4573 | 0.0032354
| 669.0083 | 0.037743 | 427.4475 | 0 | 427.4475 | 0.063669 | 428.0711 | 0.0072776 | 668.2424 | 0.0013058 | 427.4475 | 0.062104 | 670.9274 | 0.00019854 | 669.0083 | 0.017898 | 427.4475 | 0 | 875.151 | 0.0012199 | 1064.0485 | 2.6013 | 748.61 | 0.0039548 | 1126.805 | 0.024384 | 1152.0527 | 0.0077188 | 0 | 0 | 1055.5183 | 0 | 1055.5118 | 0.0032172
| 669.1701 | 0.020931 | 427.6669 | 0 | 427.6669 | 0.0058427 | 428.2904 | -0.0073796 | 668.4045 | 0 | 427.6669 | -0.065181 | 671.0894 | 0.00019854 | 669.1701 | 0.018022 | 427.6669 | 0 | 875.2272 | 0.0022117 | 1064.3258 | 2.5555 | 748.782 | 0.0030887 | 1126.8673 | 0.024497 | 1152.2153 | 0.0077585 | 0 | 0 | 1055.5729 | 0 | 1055.5664 | 0.0032132
| 669.332 | 0.024505 | 427.8864 | 0 | 427.8864 | 0.016614 | 428.5098 | 0.0011357 | 668.5666 | 0.0028725 | 427.8864 | 0.05578 | 671.2514 | 0.00025887 | 669.332 | 0.016635 | 427.8864 | 0.0036232 | 875.3035 | 0.0027212 | 1064.6034 | 2.5099 | 748.953 | 0.0040429 | 1126.9294 | 0.024615 | 1152.3779 | 0.0078688 | 0 | 0 | 1055.6276 | 0 | 1055.6211 | 0.0032227
| 669.4939 | 0.020743 | 428.1058 | 0 | 428.1058 | -0.03155 | 428.7292 | 0.0017433 | 668.7287 | 0 | 428.1058 | -0.050593 | 671.4134 | 0.00016892 | 669.4939 | 0.019175 | 428.1058 | 0 | 875.3797 | 0.003107 | 1064.8811 | 2.4549 | 749.125 | 0.0034036 | 1126.9917 | 0.024727 | 1152.5405 | 0.0080423 | 0 | 0 | 1055.6821 | 0 | 1055.6757 | 0.0032426
| 669.6558 | 0.025725 | 428.3253 | 0 | 428.3253 | 0.018665 | 428.9487 | 0.0050977 | 668.8907 | 0.0023501 | 428.3253 | 0.07407 | 671.5754 | 0.00033236 | 669.6558 | 0.018801 | 428.3253 | 0.0090425 | 875.4559 | 0.0036429 | 1065.1589 | 2.4101 | 749.297 | 0.0028912 | 1127.054 | 0.02484 | 1152.7032 | 0.0082598 | 0 | 0 | 1055.7367 | 0 | 1055.7302 | 0.0032704
| 669.8177 | 0.025906 | 428.5448 | 0 | 428.5448 | 0.0028798 | 429.1681 | -0.0034854 | 669.0528 | 0 | 428.5448 | -0.022468 | 671.7374 | 6.033e-05 | 669.8177 | 0.020704 | 428.5448 | 0 | 875.5322 | 0.0027416 | 1065.4369 | 2.3671 | 749.469 | 0.00313 | 1127.1161 | 0.024958 | 1152.8661 | 0.0084937 | 0 | 0 | 1055.7913 | 0 | 1055.7848 | 0.0033038
| 669.9796 | 0.01474 | 428.7643 | 0 | 428.7643 | 0.026129 | 429.3875 | -0.00051185 | 669.2149 | 0.0023501 | 428.7643 | 0.083146 | 671.8995 | 0.0003565 | 669.9796 | 0.018774 | 428.7643 | 0.0018107 | 875.6085 | 0.0023239 | 1065.715 | 2.3143 | 749.641 | 0.0042216 | 1127.1783 | 0.02507 | 1153.0288 | 0.0087127 | 0 | 0 | 1055.8459 | 0 | 1055.8395 | 0.0033419
| 670.1415 | 0.02018 | 428.9838 | 0 | 428.9838 | 0.019387 | 429.607 | -0.0056158 | 669.377 | 0 | 428.9838 | -0.049327 | 672.0615 | 0.00015576 | 670.1415 | 0.020284 | 428.9838 | 0 | 875.6848 | 0.0029148 | 1065.9933 | 2.2697 | 749.813 | 0.0023678 | 1127.2406 | 0.025183 | 1153.1916 | 0.0088877 | 0 | 0 | 1055.9005 | 0 | 1055.894 | 0.0033832
| 670.3034 | 0.022533 | 429.2033 | 0 | 429.2033 | 0.012249 | 429.8264 | 0.007949 | 669.5391 | 0.0013058 | 429.2033 | 0.068564 | 672.2235 | 0.00030933 | 670.3034 | 0.018535 | 429.2033 | 0.0090425 | 875.7611 | 0.0031951 | 1066.2717 | 2.225 | 749.985 | 0.0026913 | 1127.3029 | 0.025301 | 1153.3546 | 0.0089964 | 0 | 0 | 1055.9552 | 0 | 1055.9487 | 0.0034277
| 670.4653 | 0.019148 | 429.4228 | 0 | 429.4228 | -0.018577 | 430.0459 | -0.0077507 | 669.7012 | 0 | 429.4228 | -0.040644 | 672.3856 | 0.00022048 | 670.4653 | 0.020719 | 429.4228 | 0.010851 | 875.8375 | 0.0032842 | 1066.5503 | 2.1748 | 750.157 | 0.0031547 | 1127.365 | 0.025414 | 1153.5176 | 0.0090267 | 0 | 0 | 1056.0098 | 0 | 1056.0033 | 0.0034745
| 670.6272 | 0.022345 | 429.6424 | 0 | 429.6424 | -0.0041262 | 430.2654 | 0.011931 | 669.8634 | 0.0013058 | 429.6424 | 0.040053 | 672.5476 | 0.00024132 | 670.6272 | 0.019466 | 429.6424 | 0.010851 | 875.9138 | 0.0030615 | 1066.829 | 2.1244 | 750.33 | 0.0041401 | 1127.4272 | 0.025526 | 1153.6805 | 0.0089789 | 0 | 0 | 1056.0645 | 0 | 1056.058 | 0.0035238
| 670.7892 | 0.023184 | 429.8619 | 0 | 429.8619 | -0.045003 | 430.485 | 0.0015443 | 670.0255 | 0 | 429.8619 | -0.060219 | 672.7097 | 0.00024242 | 670.7892 | 0.021169 | 429.8619 | 0.0090425 | 875.9902 | 0.0031198 | 1067.1078 | 2.0774 | 750.502 | 0.0034419 | 1127.4895 | 0.025639 | 1153.8435 | 0.0088651 | 0 | 0 | 1056.119 | 0 | 1056.1126 | 0.0035746
| 670.9511 | 0.02028 | 430.0815 | 0 | 430.0815 | -0.0034684 | 430.7045 | -0.00012699 | 670.1876 | 0.0018278 | 430.0815 | 0.058783 | 672.8718 | 0.00024461 | 670.9511 | 0.019112 | 430.0815 | 0.0090425 | 876.0665 | 0.0032333 | 1067.3868 | 2.0225 | 750.675 | 0.0026367 | 1127.5519 | 0.025752 | 1154.0066 | 0.0087072 | 0 | 0 | 1056.1737 | 0 | 1056.1672 | 0.0036247
| 671.1131 | 0.021025 | 430.3011 | 0 | 430.3011 | -0.034744 | 430.924 | 0.0012588 | 670.3497 | 0 | 430.3011 | -0.051477 | 673.0338 | 0.00027313 | 671.1131 | 0.020727 | 430.3011 | 0 | 876.1429 | 0.0030455 | 1067.6659 | 1.9756 | 750.847 | 0.0028226 | 1127.6141 | 0.025864 | 1154.1698 | 0.0085323 | 0 | 0 | 1056.2284 | 0 | 1056.2219 | 0.0036731
| 671.275 | 0.016994 | 430.5207 | 0 | 430.5207 | 0.0015691 | 431.1436 | 0.0064029 | 670.5119 | 0.0018278 | 430.5207 | 0.055791 | 673.1959 | 0.00025777 | 671.275 | 0.018751 | 430.5207 | 0 | 876.2193 | 0.0031884 | 1067.9452 | 1.9292 | 751.02 | 0.0025537 | 1127.6764 | 0.025977 | 1154.3329 | 0.008366 | 0 | 0 | 1056.283 | 0 | 1056.2765 | 0.003716
| 671.437 | 0.022996 | 430.7404 | 0 | 430.7404 | 0.00039874 | 431.3631 | -0.0038392 | 670.674 | 0 | 430.7404 | -0.086876 | 673.358 | 0.00022158 | 671.437 | 0.01984 | 430.7403 | 0.018085 | 876.2957 | 0.0031943 | 1068.2247 | 1.8824 | 751.193 | 0.0045549 | 1127.7387 | 0.02609 | 1154.4961 | 0.0082284 | 0 | 0 | 1056.3376 | 0 | 1056.3312 | 0.003751
| 671.5989 | 0.01981 | 430.96 | 0 | 430.96 | 0.010976 | 431.5827 | 0.0049291 | 670.8362 | 0.0013058 | 430.96 | -0.011422 | 673.5201 | 0.00027203 | 671.5989 | 0.018489 | 430.96 | 0.012659 | 876.3721 | 0.0028437 | 1068.5043 | 1.8286 | 751.366 | 0.0034746 | 1127.8009 | 0.026202 | 1154.6594 | 0.0081315 | 0 | 0 | 1056.3923 | 0 | 1056.3859 | 0.0037764
| 671.7609 | 0.015675 | 431.1796 | 0 | 431.1796 | -0.0034177 | 431.8023 | -0.011582 | 670.9983 | 0 | 431.1796 | -0.056632 | 673.6822 | 0.00018757 | 671.7609 | 0.021219 | 431.1796 | 0.0018125 | 876.4485 | 0.0029312 | 1068.7839 | 1.7873 | 751.538 | 0.004116 | 1127.8633 | 0.026315 | 1154.8228 | 0.0080811 | 0 | 0 | 1056.447 | 0 | 1056.4406 | 0.0037915
| 671.9229 | 0.03042 | 431.3993 | 0 | 431.3993 | 0.014578 | 432.0219 | 0.0075621 | 671.1605 | 0.0018278 | 431.3993 | 0.05532 | 673.8443 | 0.00035101 | 671.9229 | 0.019765 | 431.3993 | 0.0090425 | 876.525 | 0.0027184 | 1069.0638 | 1.7361 | 751.711 | 0.0027589 | 1127.9255 | 0.026428 | 1154.9861 | 0.0080809 | 0 | 0 | 1056.5017 | 0 | 1056.4952 | 0.0037955
| 672.0848 | 0.02065 | 431.619 | 0 | 431.619 | 0.00068978 | 432.2415 | 0.0014093 | 671.3227 | 0 | 431.619 | -0.024121 | 674.0065 | 0.00016234 | 672.0848 | 0.020973 | 431.619 | 0 | 876.6015 | 0.0024575 | 1069.3439 | 1.6895 | 751.884 | 0.0042882 | 1127.9879 | 0.02654 | 1155.1494 | 0.0081358 | 0 | 0 | 1056.5564 | 0 | 1056.5499 | 0.0037899
| 672.2468 | 0.023284 | 431.8387 | 0 | 431.8387 | 0.03106 | 432.4612 | 0.010883 | 671.4848 | 0.0013058 | 431.8387 | 0.021907 | 674.1686 | 0.00031152 | 672.2468 | 0.019244 | 431.8387 | 0 | 876.6779 | 0.0020477 | 1069.624 | 1.6446 | 752.058 | 0.002944 | 1128.0502 | 0.026653 | 1155.3129 | 0.0082528 | 0 | 0 | 1056.6111 | 0 | 1056.6046 | 0.003778
| 672.4088 | 0.019617 | 432.0584 | 0 | 432.0584 | 0.013149 | 432.6808 | -0.0030986 | 671.647 | 0 | 432.0584 | -0.021585 | 674.3307 | 0.00014589 | 672.4088 | 0.02076 | 432.0584 | -0.0018107 | 876.7545 | 0.0026287 | 1069.9044 | 1.5925 | 752.231 | 0.0037057 | 1128.1126 | 0.026766 | 1155.4764 | 0.0084383 | 0 | 0 | 1056.6658 | 0 | 1056.6593 | 0.0037621
| 672.5708 | 0.02028 | 432.2781 | 0 | 432.2781 | -0.013405 | 432.9005 | 0.0043115 | 671.8092 | 0.0018278 | 432.2781 | 0.039321 | 674.4929 | 0.0003565 | 672.5708 | 0.0191 | 432.2781 | 0.0090425 | 876.8309 | 0.0024439 | 1070.1848 | 1.5515 | 752.404 | 0.0026813 | 1128.1748 | 0.026878 | 1155.6399 | 0.0086928 | 0 | 0 | 1056.7205 | 0 | 1056.714 | 0.0037454
| 672.7328 | 0.021025 | 432.4979 | 0 | 432.4979 | -0.033643 | 433.1201 | 0.0041774 | 671.9714 | 0 | 432.4979 | -0.048097 | 674.655 | 0.0001788 | 672.7328 | 0.020778 | 432.4979 | 0.0090425 | 876.9075 | 0.0021863 | 1070.4654 | 1.5109 | 752.577 | 0.0031946 | 1128.2372 | 0.026991 | 1155.8036 | 0.0090076 | 0 | 0 | 1056.7751 | 0 | 1056.7687 | 0.0037287
| 672.8948 | 0.023378 | 432.7176 | 0 | 432.7176 | 0.0024175 | 433.3398 | 0.0040479 | 672.1336 | 0.0018278 | 432.7176 | 0.071307 | 674.8172 | 0.0003565 | 672.8948 | 0.020015 | 432.7176 | 0.0018125 | 876.9839 | 0.0019937 | 1070.7462 | 1.4645 | 752.751 | 0.0020714 | 1128.2996 | 0.027099 | 1155.9672 | 0.0093636 | 0 | 0 | 1056.8298 | 0 | 1056.8234 | 0.0037128
| 673.0569 | 0.024873 | 432.9374 | 0 | 432.9374 | -0.0065941 | 433.5595 | -0.0032668 | 672.2958 | 0 | 432.9374 | -0.018415 | 674.9794 | 0.00015028 | 673.0569 | 0.021083 | 432.9374 | 0 | 877.0604 | 0.0018692 | 1071.0271 | 1.4186 | 752.924 | 0.0025527 | 1128.3619 | 0.027211 | 1156.1309 | 0.0097335 | 0 | 0 | 1056.8846 | 0 | 1056.8782 | 0.0036954
| 673.2189 | 0.027134 | 433.1572 | 0 | 433.1572 | 0.013236 | 433.7793 | 0.0044777 | 672.458 | 0.0013058 | 433.1572 | 0.0063766 | 675.1415 | 0.00034224 | 673.2189 | 0.018746 | 433.1572 | 0.0090425 | 877.137 | 0.0015901 | 1071.3081 | 1.3812 | 753.098 | 0.0056522 | 1128.4242 | 0.027324 | 1156.2946 | 0.010087 | 0 | 0 | 1056.9393 | 0 | 1056.9329 | 0.0036747
| 673.3809 | 0.017458 | 433.377 | 0 | 433.377 | 0.013403 | 433.999 | -0.00034635 | 672.6202 | 0 | 433.377 | -0.081356 | 675.3037 | 0.00012834 | 673.3809 | 0.020215 | 433.377 | 0 | 877.2136 | 0.0015008 | 1071.5894 | 1.344 | 753.272 | 0.0026956 | 1128.4866 | 0.027437 | 1156.4584 | 0.010392 | 0 | 0 | 1056.994 | 0 | 1056.9876 | 0.0036477
| 673.543 | 0.025913 | 433.5968 | 0 | 433.5968 | 0.032203 | 434.2188 | -0.00026128 | 672.7824 | 0.0018278 | 433.5968 | 0.014245 | 675.4659 | 0.00034224 | 673.543 | 0.019241 | 433.5968 | 0.018085 | 877.2902 | 0.00194 | 1071.8707 | 1.2921 | 753.446 | 0.0027401 | 1128.549 | 0.027549 | 1156.6222 | 0.010619 | 0 | 0 | 1057.0488 | 0 | 1057.0424 | 0.0036128
| 673.705 | 0.018678 | 433.8166 | 0 | 433.8166 | -0.023319 | 434.4385 | -0.002163 | 672.9447 | 0 | 433.8166 | -0.078857 | 675.6281 | 0.00019525 | 673.705 | 0.020693 | 433.8166 | 0.0090425 | 877.3668 | 0.0022145 | 1072.1522 | 1.255 | 753.619 | 0.0029775 | 1128.6113 | 0.027657 | 1156.786 | 0.010744 | 0 | 0 | 1057.1035 | 0 | 1057.0971 | 0.0035667
| 673.867 | 0.023754 | 434.0364 | 0 | 434.0364 | 0.0025418 | 434.6583 | 0.0075665 | 673.1069 | 0.0018278 | 434.0364 | 0.040557 | 675.7903 | 0.00027971 | 673.867 | 0.018747 | 434.0364 | 0.0018107 | 877.4434 | 0.0023146 | 1072.4338 | 1.2094 | 753.793 | 0.0026891 | 1128.6737 | 0.027769 | 1156.95 | 0.010745 | 0 | 0 | 1057.1583 | 0 | 1057.1519 | 0.0035103
| 674.0291 | 0.035855 | 434.2563 | 0 | 434.2563 | -0.032405 | 434.8781 | 0.0012848 | 673.2691 | 0 | 434.2563 | -0.054411 | 675.9525 | 0.00026874 | 674.0291 | 0.020153 | 434.2563 | -0.0018089 | 877.52 | 0.0024533 | 1072.7156 | 1.1801 | 753.967 | 0.002179 | 1128.7362 | 0.027882 | 1157.1139 | 0.01061 | 0 | 0 | 1057.213 | 0 | 1057.2065 | 0.0034467
| 674.1912 | 0.028542 | 434.4761 | 0 | 434.4761 | 0.011852 | 435.0978 | 0.00060666 | 673.4314 | 0.0013058 | 434.4761 | 0.034338 | 676.1147 | 0.00022158 | 674.1912 | 0.01867 | 434.4762 | -0.0072427 | 877.5966 | 0.0023082 | 1072.9976 | 1.1412 | 754.141 | 0.0046195 | 1128.7986 | 0.027995 | 1157.278 | 0.010343 | 0 | 0 | 1057.2678 | 0 | 1057.2613 | 0.0033792
| 674.3532 | 0.025718 | 434.696 | 0 | 434.696 | -0.0099128 | 435.3177 | 0.00094268 | 673.5936 | 0 | 434.696 | -0.029319 | 676.277 | 0.00020951 | 674.3532 | 0.020007 | 434.696 | 0 | 877.6733 | 0.0021435 | 1073.2797 | 1.1062 | 754.316 | 0.001989 | 1128.861 | 0.028107 | 1157.442 | 0.0099652 | 0 | 0 | 1057.3225 | 0 | 1057.316 | 0.0033149
| 674.5153 | 0.021407 | 434.9159 | 0 | 434.9159 | 0.013977 | 435.5375 | 0.0086868 | 673.7559 | 0.0018278 | 434.9159 | 0.023332 | 676.4392 | 0.00032907 | 674.5153 | 0.019154 | 434.9159 | 0.0018125 | 877.7499 | 0.0022673 | 1073.5619 | 1.0691 | 754.49 | 0.0029486 | 1128.9233 | 0.028215 | 1157.6061 | 0.0095141 | 0 | 0 | 1057.3773 | 0 | 1057.3709 | 0.0032617
| 674.6774 | 0.016426 | 435.1358 | 0 | 435.1358 | -0.027774 | 435.7573 | -0.0040243 | 673.9181 | 0 | 435.1358 | -0.059049 | 676.6014 | 0.00018099 | 674.6774 | 0.020936 | 435.1358 | 0 | 877.8266 | 0.0022413 | 1073.8442 | 1.0374 | 754.664 | 0.0030714 | 1128.9858 | 0.028328 | 1157.7701 | 0.0090389 | 0 | 0 | 1057.4321 | 0 | 1057.4257 | 0.0032259
| 674.8395 | 0.023284 | 435.3558 | 0 | 435.3558 | 0.017541 | 435.9772 | 0.0047339 | 674.0804 | 0.0018278 | 435.3558 | 0.064885 | 676.7637 | 0.00034662 | 674.8395 | 0.019584 | 435.3558 | 0.0090425 | 877.9033 | 0.0028653 | 1074.1268 | 1.0049 | 754.839 | 0.0043199 | 1129.0482 | 0.02844 | 1157.9344 | 0.0085905 | 0 | 0 | 1057.4869 | 0 | 1057.4804 | 0.0032124
| 675.0016 | 0.018397 | 435.5757 | 0 | 435.5757 | -0.0082668 | 436.1971 | -0.0025675 | 674.2427 | 0 | 435.5757 | -0.087685 | 676.926 | 0.00020622 | 675.0016 | 0.020462 | 435.5757 | 0.0072445 | 877.98 | 0.002601 | 1074.4094 | 0.97513 | 755.013 | 0.0027616 | 1129.1107 | 0.028553 | 1158.0986 | 0.0082108 | 0 | 0 | 1057.5416 | 0 | 1057.5352 | 0.0032243
| 675.1637 | 0.025162 | 435.7957 | 0 | 435.7957 | 0.042514 | 436.4169 | -2.6612e-05 | 674.4049 | 0.0013058 | 435.7957 | 0.037272 | 677.0882 | 0.00028849 | 675.1637 | 0.018648 | 435.7957 | 0 | 878.0567 | 0.0025622 | 1074.6923 | 0.93209 | 755.188 | 0.0023781 | 1129.1731 | 0.028666 | 1158.2629 | 0.0079251 | 0 | 0 | 1057.5964 | 0 | 1057.59 | 0.0032585
| 675.3258 | 0.021307 | 436.0156 | 0 | 436.0156 | -0.0028034 | 436.6368 | 0.0021584 | 674.5672 | 0 | 436.0156 | -0.033816 | 677.2505 | 0.00029397 | 675.3258 | 0.019434 | 436.0156 | 0 | 878.1334 | 0.0022419 | 1074.9753 | 0.90546 | 755.362 | 0.0040945 | 1129.2356 | 0.028778 | 1158.4272 | 0.0077386 | 0 | 0 | 1057.6512 | 0 | 1057.6448 | 0.0033101
| 675.4879 | 0.024317 | 436.2356 | 0 | 436.2356 | 0.005148 | 436.8567 | 0.00036497 | 674.7295 | 0.0018278 | 436.2356 | 0.042195 | 677.4128 | 0.0002117 | 675.4879 | 0.017701 | 436.2356 | 0.0090425 | 878.2101 | 0.0027667 | 1075.2584 | 0.87103 | 755.537 | 0.0040288 | 1129.298 | 0.028891 | 1158.5917 | 0.0076393 | 0 | 0 | 1057.7061 | 0 | 1057.6996 | 0.0033713
| 675.65 | 0.022902 | 436.4556 | 0 | 436.4556 | -0.03838 | 437.0767 | -0.00071428 | 674.8918 | 0 | 436.4556 | -0.018749 | 677.5751 | 0.00029507 | 675.65 | 0.019397 | 436.4556 | 0.0018125 | 878.2869 | 0.0031064 | 1075.5418 | 0.84286 | 755.712 | 0.0034666 | 1129.3605 | 0.029004 | 1158.756 | 0.007605 | 0 | 0 | 1057.7609 | 0 | 1057.7544 | 0.003434
| 675.8121 | 0.018684 | 436.6756 | 0 | 436.6756 | 0.010657 | 437.2966 | 0.0017108 | 675.0541 | 0.0013058 | 436.6756 | 0.068652 | 677.7374 | 0.00024461 | 675.8121 | 0.017582 | 436.6756 | 0.014468 | 878.3637 | 0.0027238 | 1075.8251 | 0.81817 | 755.887 | 0.0021876 | 1129.423 | 0.029116 | 1158.9205 | 0.0076114 | 0 | 0 | 1057.8157 | 0 | 1057.8092 | 0.0034896
| 675.9742 | 0.020743 | 436.8956 | 0 | 436.8956 | -0.0084034 | 437.5165 | -0.001617 | 675.2164 | 0 | 436.8956 | -0.061842 | 677.8997 | 0.00031372 | 675.9742 | 0.019109 | 436.8956 | 0.010851 | 878.4405 | 0.0022547 | 1076.1086 | 0.78699 | 756.062 | 0.0023363 | 1129.4855 | 0.029229 | 1159.0851 | 0.0076409 | 0 | 0 | 1057.8705 | 0 | 1057.864 | 0.0035333
| 676.1364 | 0.023848 | 437.1157 | 0 | 437.1157 | 0.0060439 | 437.7365 | 0.0019907 | 675.3787 | 0.0013058 | 437.1157 | 0.014374 | 678.062 | 0.00021719 | 676.1364 | 0.018041 | 437.1157 | 0.010851 | 878.5173 | 0.0024775 | 1076.3925 | 0.7616 | 756.237 | 0.0016418 | 1129.548 | 0.029347 | 1159.2496 | 0.0076866 | 0 | 0 | 1057.9253 | 0 | 1057.9188 | 0.0035595
| 676.2985 | 0.020837 | 437.3357 | 0 | 437.3357 | -0.018715 | 437.9565 | -0.00097545 | 675.541 | 0 | 437.3357 | -0.053576 | 678.2243 | 0.00032249 | 676.2985 | 0.020101 | 437.3357 | 0 | 878.5941 | 0.0026856 | 1076.6763 | 0.72836 | 756.412 | 0.0023361 | 1129.6105 | 0.02946 | 1159.4142 | 0.0077519 | 0 | 0 | 1057.9802 | 0 | 1057.9736 | 0.0035691
| 676.4606 | 0.0215 | 437.5558 | 0 | 437.5558 | 0.021476 | 438.1765 | -0.00017998 | 675.7033 | 0.0018278 | 437.5558 | 0.050133 | 678.3866 | 0.00022158 | 676.4606 | 0.018911 | 437.5558 | 0.0090425 | 878.6709 | 0.0026728 | 1076.9603 | 0.70494 | 756.587 | 0.002879 | 1129.673 | 0.029572 | 1159.5789 | 0.007846 | 0 | 0 | 1058.035 | 0 | 1058.0286 | 0.0035603
| 676.6228 | 0.027595 | 437.7759 | 0 | 437.7759 | -0.011768 | 438.3965 | -0.0062508 | 675.8656 | 0 | 437.7759 | -0.053316 | 678.549 | 0.00031591 | 676.6228 | 0.019565 | 437.7759 | 0 | 878.7477 | 0.002542 | 1077.2445 | 0.67998 | 756.763 | 0.0025838 | 1129.7355 | 0.029685 | 1159.7435 | 0.0079762 | 0 | 0 | 1058.0898 | 0 | 1058.0834 | 0.0035373
| 676.785 | 0.016337 | 437.996 | 0 | 437.996 | 0.043089 | 438.6165 | 0.0058174 | 676.028 | 0.0013058 | 437.996 | 0.045346 | 678.7113 | 0.00026436 | 676.785 | 0.018581 | 437.996 | 0.0090425 | 878.8246 | 0.0021784 | 1077.5288 | 0.65842 | 756.938 | 0.0023807 | 1129.798 | 0.029803 | 1159.9083 | 0.0081405 | 0 | 0 | 1058.1446 | 0 | 1058.1382 | 0.0035047
| 676.9471 | 0.025812 | 438.2161 | 0 | 438.2161 | -0.012601 | 438.8365 | 0.0010969 | 676.1903 | 0 | 438.2161 | -0.055603 | 678.8736 | 0.00029178 | 676.9471 | 0.019786 | 438.2161 | 0 | 878.9014 | 0.0019553 | 1077.8132 | 0.63356 | 757.113 | 0.0020755 | 1129.8605 | 0.029915 | 1160.0731 | 0.0083241 | 0 | 0 | 1058.1996 | 0 | 1058.1931 | 0.0034682
| 677.1093 | 0.028636 | 438.4362 | 0 | 438.4362 | 0.027266 | 439.0565 | 0.00028373 | 676.3527 | 0.0013058 | 438.4362 | 0.027915 | 679.036 | 0.00028958 | 677.1093 | 0.019227 | 438.4362 | 0.0090425 | 878.9783 | 0.0025838 | 1078.0979 | 0.61401 | 757.289 | 0.0026324 | 1129.923 | 0.030033 | 1160.2379 | 0.0085001 | 0 | 0 | 1058.2544 | 0 | 1058.2479 | 0.0034324
| 677.2715 | 0.021588 | 438.6564 | 0 | 438.6564 | 0.0076916 | 439.2766 | -0.0026271 | 676.515 | 0 | 438.6564 | -0.051068 | 679.1984 | 0.00026216 | 677.2715 | 0.020613 | 438.6564 | 0 | 879.0552 | 0.0025687 | 1078.3827 | 0.59662 | 757.465 | 0.0039326 | 1129.9855 | 0.030146 | 1160.4028 | 0.0086366 | 0 | 0 | 1058.3093 | 0 | 1058.3027 | 0.0034046
| 677.4337 | 0.022345 | 438.8765 | 0 | 438.8765 | 0.026032 | 439.4967 | -0.0011589 | 676.6774 | 0.0013058 | 438.8765 | 0.03441 | 679.3607 | 0.00033127 | 677.4337 | 0.019418 | 438.8765 | 0 | 879.132 | 0.0016743 | 1078.6676 | 0.57156 | 757.64 | 0.0030529 | 1130.0481 | 0.030264 | 1160.5677 | 0.0087069 | 0 | 0 | 1058.3641 | 0 | 1058.3577 | 0.0033887
| 677.5958 | 0.016332 | 439.0967 | 0 | 439.0967 | -0.010024 | 439.7168 | -0.0015951 | 676.8397 | 0 | 439.0967 | -0.061402 | 679.5231 | 0.00024351 | 677.5958 | 0.020688 | 439.0967 | 0 | 879.209 | 0.0016446 | 1078.9526 | 0.55587 | 757.816 | 0.0015401 | 1130.1106 | 0.030381 | 1160.7328 | 0.0086991 | 0 | 0 | 1058.4191 | 0 | 1058.4126 | 0.0033903
| 677.758 | 0.023284 | 439.3169 | 0 | 439.3169 | 0.023181 | 439.9369 | -0.0037378 | 677.0021 | 0.0013058 | 439.3169 | 0.033122 | 679.6855 | 0.00034662 | 677.758 | 0.019127 | 439.3169 | 0.0090425 | 879.2859 | 0.0025433 | 1079.2379 | 0.53904 | 757.992 | 0.0030495 | 1130.1732 | 0.030499 | 1160.8978 | 0.0086222 | 0 | 0 | 1058.4739 | 0 | 1058.4674 | 0.0034102
| 677.9202 | 0.018585 | 439.5371 | 0 | 439.5371 | -0.01159 | 440.157 | 0.0026711 | 677.1644 | 0 | 439.5371 | -0.034832 | 679.8479 | 0.00016015 | 677.9202 | 0.020547 | 439.5371 | 0 | 879.3629 | 0.0031579 | 1079.5233 | 0.51932 | 758.168 | 0.0035526 | 1130.2357 | 0.030612 | 1161.0629 | 0.0085044 | 0 | 0 | 1058.5288 | 0 | 1058.5223 | 0.0034467
| 678.0824 | 0.018684 | 439.7573 | 0 | 439.7573 | 0.0054846 | 440.3771 | 0.0060278 | 677.3268 | 0.0023501 | 439.7573 | 0.031072 | 680.0103 | 0.00037953 | 678.0824 | 0.018665 | 439.7573 | 0 | 879.4398 | 0.0031225 | 1079.8088 | 0.49668 | 758.344 | 0.0034484 | 1130.2983 | 0.03073 | 1161.228 | 0.008385 | 0 | 0 | 1058.5837 | 0 | 1058.5772 | 0.0034952
| 678.2447 | 0.017458 | 439.9775 | 0 | 439.9775 | -0.014101 | 440.5973 | -0.0040883 | 677.4892 | 0 | 439.9775 | -0.06933 | 680.1727 | 0.00019964 | 678.2447 | 0.020047 | 439.9775 | 0 | 879.5168 | 0.0032121 | 1080.0945 | 0.47874 | 758.52 | 0.0033583 | 1130.3608 | 0.030848 | 1161.3932 | 0.0083026 | 0 | 0 | 1058.6385 | 0 | 1058.6321 | 0.0035492
| 678.4069 | 0.024223 | 440.1977 | 0 | 440.1977 | 6.014e-05 | 440.8174 | 0.0015228 | 677.6516 | 0.0018278 | 440.1977 | 0.041257 | 680.3351 | 0.00038282 | 678.4069 | 0.018636 | 440.1977 | 0 | 879.5938 | 0.0027815 | 1080.3804 | 0.46521 | 758.696 | 0.0016596 | 1130.4235 | 0.030965 | 1161.5584 | 0.0082826 | 0 | 0 | 1058.6935 | 0 | 1058.687 | 0.0036016
| 678.5691 | 0.021025 | 440.418 | 0 | 440.418 | 0.020937 | 441.0376 | 0.00053648 | 677.814 | 0 | 440.418 | -0.025935 | 680.4975 | 0.00019964 | 678.5691 | 0.020646 | 440.418 | 0.0090425 | 879.6708 | 0.0031497 | 1080.6663 | 0.44605 | 758.873 | 0.0027523 | 1130.4861 | 0.031088 | 1161.7236 | 0.0083309 | 0 | 0 | 1058.7484 | 0 | 1058.7419 | 0.0036437
| 678.7313 | 0.019623 | 440.6383 | 0 | 440.6383 | 0.00013038 | 441.2578 | 0.0065047 | 677.9764 | 0.0018278 | 440.6383 | 0.024047 | 680.66 | 0.00033785 | 678.7313 | 0.019623 | 440.6383 | 0.0090425 | 879.7477 | 0.0026938 | 1080.9524 | 0.43186 | 759.049 | 0.0033657 | 1130.5486 | 0.031206 | 1161.889 | 0.0084331 | 0 | 0 | 1058.8033 | 0 | 1058.7969 | 0.0036692
| 678.8936 | 0.01652 | 440.8585 | 0 | 440.8585 | -0.0091448 | 441.4779 | -0.0021992 | 678.1388 | 0 | 440.8585 | -0.043549 | 680.8224 | 0.00020732 | 678.8936 | 0.020434 | 440.8585 | -0.0054302 | 879.8248 | 0.0022362 | 1081.2388 | 0.41706 | 759.225 | 0.0029794 | 1130.6112 | 0.031324 | 1162.0543 | 0.0085619 | 0 | 0 | 1058.8583 | 0 | 1058.8518 | 0.0036763
| 679.0558 | 0.022909 | 441.0788 | 0 | 441.0788 | 0.022636 | 441.6982 | 0.0029145 | 678.3012 | 0.0023501 | 441.0788 | 0.034418 | 680.9849 | 0.0003203 | 679.0558 | 0.019182 | 441.0788 | 0.018085 | 879.9018 | 0.001603 | 1081.5251 | 0.4018 | 759.402 | 0.0038697 | 1130.6738 | 0.031447 | 1162.2197 | 0.0086874 | 0 | 0 | 1058.9132 | 0 | 1058.9067 | 0.0036644
| 679.2181 | 0.028346 | 441.2992 | 0 | 441.2992 | -0.0096294 | 441.9184 | -0.0098455 | 678.4636 | 0 | 441.2992 | -0.037514 | 681.1473 | 0.00025558 | 679.2181 | 0.019298 | 441.2991 | 0.0018089 | 879.9789 | 0.0024517 | 1081.8118 | 0.39095 | 759.579 | 0.0034375 | 1130.7365 | 0.031565 | 1162.3853 | 0.0087867 | 0 | 0 | 1058.9681 | 0 | 1058.9617 | 0.003635
| 679.3803 | 0.016149 | 441.5195 | 0 | 441.5195 | 0.0055472 | 442.1386 | 0.0097056 | 678.626 | 0.0018278 | 441.5195 | 0.047913 | 681.3098 | 0.00034991 | 679.3803 | 0.018737 | 441.5195 | 0 | 880.0559 | 0.0027766 | 1082.0985 | 0.37923 | 759.755 | 0.0045354 | 1130.7991 | 0.031688 | 1162.5507 | 0.0088495 | 0 | 0 | 1059.0231 | 0 | 1059.0166 | 0.0035937
| 679.5426 | 0.023747 | 441.7398 | 0 | 441.7398 | -0.00083697 | 442.3589 | 0.0016659 | 678.7884 | 0 | 441.7398 | -0.043887 | 681.4722 | 0.00027532 | 679.5426 | 0.018929 | 441.7398 | 0 | 880.133 | 0.0021606 | 1082.3854 | 0.3641 | 759.932 | 0.0041272 | 1130.8617 | 0.031805 | 1162.7163 | 0.0088788 | 0 | 0 | 1059.078 | 0 | 1059.0715 | 0.0035468
| 679.7048 | 0.016337 | 441.9602 | 0 | 441.9602 | 0.026509 | 442.5791 | 0.0076984 | 678.9509 | 0.0018278 | 441.9602 | 0.033073 | 681.6347 | 0.00029397 | 679.7048 | 0.019082 | 441.9602 | 0.0036232 | 880.2101 | 0.0021353 | 1082.6725 | 0.35483 | 760.109 | 0.0024789 | 1130.9243 | 0.031928 | 1162.8818 | 0.0088862 | 0 | 0 | 1059.1329 | 0 | 1059.1265 | 0.0034984
| 679.8671 | 0.021025 | 442.1805 | 0 | 442.1805 | 0.0018789 | 442.7994 | 0.0050199 | 679.1133 | 0 | 442.1805 | -0.031345 | 681.7972 | 0.00027642 | 679.8671 | 0.020366 | 442.1805 | 0 | 880.2872 | 0.0019661 | 1082.9596 | 0.34009 | 760.286 | 0.0029366 | 1130.9871 | 0.032051 | 1163.0475 | 0.0088861 | 0 | 0 | 1059.1879 | 0 | 1059.1814 | 0.0034555
| 680.0294 | 0.021688 | 442.4009 | 0 | 442.4009 | -0.0057636 | 443.0197 | 0.0019396 | 679.2758 | 0.0018278 | 442.4009 | 0.028846 | 681.9597 | 0.00031481 | 680.0294 | 0.01996 | 442.4009 | 0 | 880.3643 | 0.0021217 | 1083.2469 | 0.32649 | 760.463 | 0.0027321 | 1131.0497 | 0.032174 | 1163.2131 | 0.0088904 | 0 | 0 | 1059.2429 | 0 | 1059.2363 | 0.0034213
| 680.1917 | 0.024873 | 442.6213 | 0 | 442.6213 | 0.0046096 | 443.24 | 0.00089107 | 679.4382 | 0 | 442.6213 | -0.035528 | 682.1222 | 0.00032578 | 680.1917 | 0.021293 | 442.6213 | 0.0018125 | 880.4415 | 0.0023847 | 1083.5344 | 0.31821 | 760.64 | 0.0043842 | 1131.1123 | 0.032297 | 1163.3789 | 0.0089065 | 0 | 0 | 1059.2978 | 0 | 1059.2914 | 0.0033983
| 680.354 | 0.024317 | 442.8417 | 0 | 442.8417 | 0.0002708 | 443.4603 | 0.0046992 | 679.6007 | 0.0023501 | 442.8417 | 0.019699 | 682.2847 | 0.00032359 | 680.354 | 0.020163 | 442.8417 | 0 | 880.5186 | 0.0025219 | 1083.8221 | 0.30514 | 760.817 | 0.0036913 | 1131.1749 | 0.03242 | 1163.5447 | 0.0089364 | 0 | 0 | 1059.3528 | 0 | 1059.3463 | 0.0033887
| 680.5163 | 0.019148 | 443.0622 | 0 | 443.0622 | -0.027867 | 443.6806 | -0.0044005 | 679.7631 | 0 | 443.0622 | -0.025324 | 682.4472 | 0.00023254 | 680.5163 | 0.021458 | 443.0622 | 0 | 880.5958 | 0.0025578 | 1084.11 | 0.29433 | 760.994 | 0.0042388 | 1131.2377 | 0.032543 | 1163.7106 | 0.0089783 | 0 | 0 | 1059.4078 | 0 | 1059.4012 | 0.0033919
| 680.6786 | 0.028354 | 443.2826 | 0 | 443.2826 | 0.015958 | 443.901 | -0.0026033 | 679.9256 | 0.00078349 | 443.2826 | 0.025953 | 682.6097 | 0.00038282 | 680.6786 | 0.019999 | 443.2826 | 0.0090425 | 880.673 | 0.0017946 | 1084.398 | 0.28608 | 761.172 | 0.0025178 | 1131.3003 | 0.032666 | 1163.8765 | 0.0090273 | 0 | 0 | 1059.4628 | 0 | 1059.4563 | 0.003407
| 680.8409 | 0.012859 | 443.5031 | 0 | 443.5031 | -0.013926 | 444.1213 | -0.0035426 | 680.088 | 0 | 443.5031 | -0.031961 | 682.7722 | 0.0002852 | 680.8409 | 0.020832 | 443.503 | 0 | 880.7501 | 0.0023438 | 1084.686 | 0.27461 | 761.349 | 0.0037492 | 1131.363 | 0.032794 | 1164.0424 | 0.0090773 | 0 | 0 | 1059.5178 | 0 | 1059.5112 | 0.003434
| 681.0032 | 0.023097 | 443.7235 | 0 | 443.7235 | -0.0052487 | 444.3417 | -0.0004131 | 680.2505 | 0.00078349 | 443.7235 | 0.013018 | 682.9348 | 0.00038282 | 681.0032 | 0.019371 | 443.7235 | 0.018085 | 880.8273 | 0.0026382 | 1084.9742 | 0.27091 | 761.527 | 0.0038984 | 1131.4257 | 0.032917 | 1164.2084 | 0.0091221 | 0 | 0 | 1059.5728 | 0 | 1059.5663 | 0.0034698
| 681.1655 | 0.01652 | 443.944 | 0 | 443.944 | -0.021405 | 444.5621 | -0.0018275 | 680.413 | 0 | 443.944 | -0.03578 | 683.0973 | 0.00023584 | 681.1655 | 0.020488 | 443.944 | 0.0090425 | 880.9045 | 0.0021162 | 1085.2627 | 0.25683 | 761.704 | 0.0039786 | 1131.4884 | 0.033045 | 1164.3744 | 0.0091568 | 0 | 0 | 1059.6278 | 0 | 1059.6213 | 0.0035119
| 681.3278 | 0.020843 | 444.1645 | 0 | 444.1645 | 0.00018961 | 444.7825 | 0.0039762 | 680.5755 | 0.0013058 | 444.1645 | 0.018818 | 683.2599 | 0.00030933 | 681.3278 | 0.018883 | 444.1645 | 0 | 880.9818 | 0.0021707 | 1085.5513 | 0.24919 | 761.882 | 0.0024884 | 1131.5512 | 0.033173 | 1164.5404 | 0.0091791 | 0 | 0 | 1059.6827 | 0 | 1059.6763 | 0.0035579
| 681.4902 | 0.018021 | 444.385 | 0 | 444.385 | -0.0019268 | 445.0029 | 0.0014078 | 680.738 | 0 | 444.385 | -0.053477 | 683.4224 | 0.0002841 | 681.4902 | 0.020766 | 444.385 | 0 | 881.059 | 0.0025381 | 1085.84 | 0.23842 | 762.06 | 0.0030361 | 1131.6139 | 0.033296 | 1164.7065 | 0.009188 | 0 | 0 | 1059.7378 | 0 | 1059.7313 | 0.0036032
| 681.6525 | 0.024035 | 444.6055 | 0 | 444.6055 | 0.013789 | 445.2233 | 0.0086962 | 680.9005 | 0.0013058 | 444.6055 | 0.055503 | 683.585 | 0.00041573 | 681.6525 | 0.019351 | 444.6055 | 0 | 881.1363 | 0.0020047 | 1086.1289 | 0.22872 | 762.238 | 0.0026594 | 1131.6765 | 0.033424 | 1164.8727 | 0.0091824 | 0 | 0 | 1059.7929 | 0 | 1059.7864 | 0.0036453
| 681.8148 | 0.02187 | 444.8261 | 0 | 444.8261 | 0.0025686 | 445.4438 | -0.0027808 | 681.063 | 0 | 444.8261 | -0.026095 | 683.7476 | 0.00027094 | 681.8148 | 0.020487 | 444.8261 | 0.0036213 | 881.2134 | 0.002161 | 1086.418 | 0.22227 | 762.416 | 0.0021501 | 1131.7393 | 0.033552 | 1165.0389 | 0.0091582 | 0 | 0 | 1059.8478 | 0 | 1059.8413 | 0.0036787
| 681.9772 | 0.017933 | 445.0466 | 0 | 445.0466 | 0.021325 | 445.6642 | 0.0036077 | 681.2255 | 0.0018278 | 445.0466 | 0.0052094 | 683.9101 | 0.00040257 | 681.9772 | 0.018193 | 445.0466 | 0.0090425 | 881.2907 | 0.0020668 | 1086.7071 | 0.21935 | 762.594 | 0.0040777 | 1131.802 | 0.03368 | 1165.2052 | 0.0091077 | 0 | 0 | 1059.9028 | 0 | 1059.8964 | 0.0037017
| 682.1396 | 0.024686 | 445.2672 | 0 | 445.2672 | -0.022324 | 445.8847 | -0.011421 | 681.388 | 0 | 445.2672 | -0.080528 | 684.0727 | 0.00018647 | 682.1396 | 0.019419 | 445.2672 | 0.0036232 | 881.368 | 0.0027777 | 1086.9965 | 0.20936 | 762.772 | 0.0045082 | 1131.8647 | 0.033808 | 1165.3715 | 0.0090216 | 0 | 0 | 1059.9579 | 0 | 1059.9514 | 0.0037136
| 682.3019 | 0.024787 | 445.4878 | 0 | 445.4878 | 0.012659 | 446.1052 | 0.010382 | 681.5505 | 0.0013058 | 445.4878 | 0.053037 | 684.2353 | 0.00037843 | 682.3019 | 0.018424 | 445.4878 | 0 | 881.4454 | 0.002706 | 1087.2859 | 0.20373 | 762.95 | 0.0029391 | 1131.9275 | 0.033941 | 1165.5378 | 0.0088931 | 0 | 0 | 1060.0129 | 0 | 1060.0065 | 0.0037144
| 682.4643 | 0.022245 | 445.7084 | 0 | 445.7084 | -0.001821 | 446.3257 | 0.0014494 | 681.713 | 0 | 445.7084 | -0.048624 | 684.3979 | 0.00033346 | 682.4643 | 0.020166 | 445.7084 | 0 | 881.5226 | 0.0026397 | 1087.5756 | 0.1962 | 763.128 | 0.00213 | 1131.9902 | 0.034069 | 1165.7042 | 0.0087232 | 0 | 0 | 1060.068 | 0 | 1060.0615 | 0.0037081
| 682.6267 | 0.023378 | 445.929 | 0 | 445.929 | 0.022842 | 446.5461 | 0.0037284 | 681.8756 | 0.00078349 | 445.929 | 0.024252 | 684.5605 | 0.00033565 | 682.6267 | 0.01861 | 445.929 | 0.0090425 | 881.6 | 0.002293 | 1087.8654 | 0.18847 | 763.307 | 0.0031848 | 1132.053 | 0.034197 | 1165.8707 | 0.0085232 | 0 | 0 | 1060.123 | 0 | 1060.1166 | 0.0036978
| 682.789 | 0.019805 | 446.1496 | 0 | 446.1496 | -0.030263 | 446.7667 | -0.00057494 | 682.0381 | 0 | 446.1496 | -0.053281 | 684.7231 | 0.00039708 | 682.789 | 0.020681 | 446.1496 | 0.0036232 | 881.6774 | 0.0018799 | 1088.1554 | 0.18129 | 763.485 | 0.0024891 | 1132.1158 | 0.03433 | 1166.0371 | 0.0083145 | 0 | 0 | 1060.1781 | 0 | 1060.1716 | 0.003689
| 682.9514 | 0.018027 | 446.3702 | 0 | 446.3702 | 0.018348 | 446.9872 | 0.0071161 | 682.2006 | 0.0018278 | 446.3702 | 0.048006 | 684.8858 | 0.00017002 | 682.9514 | 0.019313 | 446.3702 | 0.0090425 | 881.7547 | 0.0020074 | 1088.4454 | 0.18077 | 763.663 | 0.0036857 | 1132.1786 | 0.034458 | 1166.2037 | 0.0081246 | 0 | 0 | 1060.2332 | 0 | 1060.2267 | 0.0036843
| 683.1138 | 0.014455 | 446.5909 | 0 | 446.5909 | -0.0063013 | 447.2077 | 0.001288 | 682.3632 | 0 | 446.5909 | -0.034281 | 685.0484 | 0.0003905 | 683.1138 | 0.021021 | 446.5909 | 0 | 881.8321 | 0.0019913 | 1088.7357 | 0.17281 | 763.842 | 0.003379 | 1132.2413 | 0.034591 | 1166.3704 | 0.0079814 | 0 | 0 | 1060.2882 | 0 | 1060.2817 | 0.0036866
| 683.2762 | 0.016712 | 446.8116 | 0 | 446.8116 | 0.031583 | 447.4283 | 0.0043383 | 682.5257 | 0.0023501 | 446.8116 | 0.064368 | 685.211 | 0.00027203 | 683.2762 | 0.018859 | 446.8116 | 0.0090425 | 881.9095 | 0.0021877 | 1089.0261 | 0.16557 | 764.021 | 0.0036142 | 1132.3042 | 0.034725 | 1166.537 | 0.0079067 | 0 | 0 | 1060.3433 | 0 | 1060.3368 | 0.0036954
| 683.4386 | 0.019054 | 447.0322 | 0 | 447.0322 | -0.0025663 | 447.6489 | -0.0037126 | 682.6883 | 0 | 447.0322 | -0.018373 | 685.3737 | 0.00040037 | 683.4386 | 0.02012 | 447.0322 | 0.0090425 | 881.9869 | 0.0022561 | 1089.3168 | 0.16092 | 764.2 | 0.0022428 | 1132.3669 | 0.034858 | 1166.7036 | 0.0079131 | 0 | 0 | 1060.3984 | 0 | 1060.392 | 0.0037097
| 683.601 | 0.026007 | 447.2529 | 0 | 447.2529 | 0.0096117 | 447.8694 | 0.0031329 | 682.8509 | 0.0023501 | 447.2529 | 0.045805 | 685.5363 | 0.00024242 | 683.601 | 0.018735 | 447.2529 | 0.0090425 | 882.0643 | 0.0029911 | 1089.6074 | 0.1547 | 764.378 | 0.0033159 | 1132.4297 | 0.034991 | 1166.8704 | 0.0080015 | 0 | 0 | 1060.4535 | 0 | 1060.447 | 0.0037279
| 683.7634 | 0.024592 | 447.4736 | 0 | 447.4736 | -0.034223 | 448.0901 | -0.0053911 | 683.0134 | 0 | 447.4736 | -0.070828 | 685.699 | 0.0003203 | 683.7634 | 0.020454 | 447.4736 | 0 | 882.1417 | 0.0027048 | 1089.8983 | 0.14802 | 764.557 | 0.0028798 | 1132.4925 | 0.035124 | 1167.0371 | 0.0081622 | 0 | 0 | 1060.5085 | 0 | 1060.5021 | 0.0037462
| 683.9259 | 0.025162 | 447.6944 | 0 | 447.6944 | 0.0062868 | 448.3107 | 0.0077022 | 683.176 | 0.0018278 | 447.6944 | 0.020474 | 685.8616 | 0.00025777 | 683.9259 | 0.019347 | 447.6944 | 0.0090425 | 882.2192 | 0.0020387 | 1090.1895 | 0.14546 | 764.736 | 0.0015499 | 1132.5554 | 0.035257 | 1167.204 | 0.0083765 | 0 | 0 | 1060.5637 | 0 | 1060.5573 | 0.0037629
| 684.0883 | 0.018678 | 447.9151 | 0 | 447.9151 | 0.0038273 | 448.5313 | -0.007136 | 683.3386 | 0 | 447.9151 | -0.0096512 | 686.0243 | 0.00034882 | 684.0883 | 0.020903 | 447.9151 | -0.0018089 | 882.2966 | 0.0020569 | 1090.4806 | 0.14638 | 764.915 | 0.0036517 | 1132.6182 | 0.035396 | 1167.3709 | 0.0086193 | 0 | 0 | 1060.6188 | 0 | 1060.6123 | 0.0037756
| 684.2507 | 0.021876 | 448.1359 | 0 | 448.1359 | 0.0016108 | 448.752 | 0.0052248 | 683.5012 | 0.00078349 | 448.1359 | 0.018054 | 686.187 | 0.0003203 | 684.2507 | 0.019247 | 448.1359 | 0.0090425 | 882.3741 | 0.002053 | 1090.772 | 0.13721 | 765.095 | 0.0031092 | 1132.681 | 0.035529 | 1167.5377 | 0.008862 | 0 | 0 | 1060.674 | 0 | 1060.6674 | 0.0037835
| 684.4132 | 0.020368 | 448.3566 | 0 | 448.3566 | -0.028459 | 448.9726 | 0.0096871 | 683.6638 | 0 | 448.3566 | -0.048549 | 686.3497 | 0.00036966 | 684.4132 | 0.021279 | 448.3566 | 0.010851 | 882.4516 | 0.0021268 | 1091.0635 | 0.13256 | 765.274 | 0.0042252 | 1132.7439 | 0.035667 | 1167.7047 | 0.0090754 | 0 | 0 | 1060.729 | 0 | 1060.7225 | 0.0037859
| 684.5756 | 0.023566 | 448.5774 | 0 | 448.5774 | 0.023388 | 449.1933 | 0.012373 | 683.8264 | 0.0018278 | 448.5774 | 0.044283 | 686.5124 | 0.00022706 | 684.5756 | 0.019899 | 448.5774 | 0.018085 | 882.5291 | 0.0019029 | 1091.3551 | 0.12823 | 765.453 | 0.0024335 | 1132.8068 | 0.0358 | 1167.8718 | 0.0092339 | 0 | 0 | 1060.7842 | 0 | 1060.7777 | 0.003782
| 684.7381 | 0.0099493 | 448.7982 | 0 | 448.7982 | -0.008947 | 449.4139 | 0.0002609 | 683.989 | 0 | 448.7982 | -0.024966 | 686.6751 | 0.00037953 | 684.7381 | 0.02196 | 448.7982 | 0 | 882.6067 | 0.002484 | 1091.647 | 0.12545 | 765.633 | 0.0041322 | 1132.8696 | 0.035938 | 1168.0388 | 0.0093192 | 0 | 0 | 1060.8392 | 0 | 1060.8328 | 0.0037708
| 684.9005 | 0.029669 | 449.019 | 0 | 449.019 | 0.007521 | 449.6346 | 0.0087774 | 684.1516 | 0.0013058 | 449.019 | 0.060367 | 686.8378 | 0.00023803 | 684.9005 | 0.020082 | 449.019 | 0.0072445 | 882.6841 | 0.0022478 | 1091.939 | 0.12217 | 765.812 | 0.0038913 | 1132.9325 | 0.036077 | 1168.2059 | 0.0093248 | 0 | 0 | 1060.8944 | 0 | 1060.8879 | 0.0037518
| 685.063 | 0.020743 | 449.2398 | 0 | 449.2398 | -0.032388 | 449.8553 | -0.002305 | 684.3142 | 0 | 449.2398 | 0.016528 | 687.0005 | 0.00040037 | 685.063 | 0.022 | 449.2398 | 0.0090425 | 882.7617 | 0.0018083 | 1092.2311 | 0.11808 | 765.992 | 0.0038057 | 1132.9954 | 0.036215 | 1168.3732 | 0.0092588 | 0 | 0 | 1060.9496 | 0 | 1060.9431 | 0.0037248
| 685.2255 | 0.026477 | 449.4607 | 0 | 449.4607 | 0.0047673 | 450.076 | 0.0052877 | 684.4768 | 0.0018278 | 449.4607 | 0.049092 | 687.1632 | 0.00037405 | 685.2255 | 0.019913 | 449.4606 | 0.0090425 | 882.8392 | 0.0019462 | 1092.5233 | 0.11611 | 766.172 | 0.0028655 | 1133.0582 | 0.036353 | 1168.5403 | 0.0091431 | 0 | 0 | 1061.0046 | 0 | 1060.9982 | 0.0036898
| 685.3879 | 0.024779 | 449.6815 | 0 | 449.6815 | -0.016513 | 450.2968 | 0.00035452 | 684.6394 | 0 | 449.6815 | -0.041523 | 687.326 | 0.00029507 | 685.3879 | 0.020328 | 449.6815 | 0 | 882.9168 | 0.0017771 | 1092.8158 | 0.11133 | 766.351 | 0.0034454 | 1133.1211 | 0.036492 | 1168.7076 | 0.0090094 | 0 | 0 | 1061.0598 | 0 | 1061.0533 | 0.0036477
| 685.5504 | 0.01981 | 449.9024 | 0 | 449.9024 | 0.030938 | 450.5175 | 0.0032627 | 684.802 | 0.0018278 | 449.9024 | 0.0089174 | 687.4887 | 0.00033017 | 685.5504 | 0.018045 | 449.9024 | 0.0090425 | 882.9944 | 0.0024132 | 1093.1084 | 0.10822 | 766.531 | 0.003645 | 1133.184 | 0.03663 | 1168.8749 | 0.008891 | 0 | 0 | 1061.115 | 0 | 1061.1085 | 0.0036008
| 685.7129 | 0.020743 | 450.1232 | 0 | 450.1232 | -0.033775 | 450.7383 | 4.8832e-05 | 684.9647 | 0 | 450.1232 | -0.033239 | 687.6515 | 0.00031591 | 685.7129 | 0.019582 | 450.1232 | -0.0018089 | 883.072 | 0.002525 | 1093.4011 | 0.10753 | 766.711 | 0.0040799 | 1133.2468 | 0.036773 | 1169.0422 | 0.0088151 | 0 | 0 | 1061.1702 | 0 | 1061.1637 | 0.0035516
| 685.8754 | 0.024974 | 450.3441 | 0 | 450.3441 | 0.0079876 | 450.9591 | 0.011137 | 685.1273 | 0.0023501 | 450.3441 | 0.039876 | 687.8142 | 0.00030275 | 685.8754 | 0.019163 | 450.3441 | 0.0090425 | 883.1495 | 0.0024526 | 1093.6941 | 0.099475 | 766.891 | 0.0047549 | 1133.3097 | 0.036912 | 1169.2097 | 0.0087956 | 0 | 0 | 1061.2253 | 0 | 1061.2189 | 0.0035023
| 686.0379 | 0.024592 | 450.565 | 0 | 450.565 | -0.0059624 | 451.1799 | -0.00082368 | 685.29 | 0 | 450.565 | -0.029358 | 687.977 | 0.00037405 | 686.0379 | 0.021061 | 450.565 | 0.0090425 | 883.2272 | 0.0020801 | 1093.9872 | 0.10078 | 767.071 | 0.0042625 | 1133.3727 | 0.037055 | 1169.3771 | 0.0088323 | 0 | 0 | 1061.2805 | 0 | 1061.274 | 0.0034563
| 686.2004 | 0.026477 | 450.786 | 0 | 450.786 | 0.018656 | 451.4007 | -0.005883 | 685.4526 | 0.0018278 | 450.786 | -0.010618 | 688.1398 | 0.00033456 | 686.2004 | 0.020099 | 450.786 | 0.0090425 | 883.3048 | 0.0021743 | 1094.2804 | 0.095642 | 767.251 | 0.0032339 | 1133.4355 | 0.037198 | 1169.5446 | 0.0089132 | 0 | 0 | 1061.3357 | 0 | 1061.3292 | 0.0034134
| 686.3629 | 0.020086 | 451.0069 | 0 | 451.0069 | -0.023969 | 451.6215 | 0.00036297 | 685.6153 | 0 | 451.0069 | -0.020427 | 688.3025 | 0.00029836 | 686.3629 | 0.020624 | 451.0069 | 0 | 883.3824 | 0.002562 | 1094.5737 | 0.093808 | 767.432 | 0.0023419 | 1133.4985 | 0.037337 | 1169.7122 | 0.0090206 | 0 | 0 | 1061.3909 | 0 | 1061.3844 | 0.0033745
| 686.5254 | 0.026664 | 451.2278 | 0 | 451.2278 | -0.0080559 | 451.8423 | 0.0049842 | 685.7779 | 0.0018278 | 451.2278 | 0.033576 | 688.4653 | 0.00037295 | 686.5254 | 0.018649 | 451.2278 | 0.012659 | 883.4601 | 0.0029689 | 1094.8673 | 0.087093 | 767.612 | 0.0021921 | 1133.5614 | 0.03748 | 1169.8798 | 0.0091375 | 0 | 0 | 1061.446 | 0 | 1061.4396 | 0.0033403
| 686.6879 | 0.014642 | 451.4488 | 0 | 451.4488 | -0.015975 | 452.0631 | -0.0032597 | 685.9406 | 0 | 451.4488 | -0.02133 | 688.6281 | 0.00027862 | 686.6879 | 0.019462 | 451.4488 | 0.012659 | 883.5377 | 0.0027792 | 1095.161 | 0.088502 | 767.793 | 0.0031533 | 1133.6244 | 0.037623 | 1170.0474 | 0.0092512 | 0 | 0 | 1061.5012 | 0 | 1061.4948 | 0.0033109
| 686.8505 | 0.023754 | 451.6698 | 0 | 451.6698 | 0.011241 | 452.284 | 0.0063128 | 686.1033 | 0.0013058 | 451.6698 | 0.034965 | 688.7909 | 0.00036856 | 686.8505 | 0.018977 | 451.6698 | 0.0090425 | 883.6154 | 0.0026275 | 1095.455 | 0.084768 | 767.973 | 0.0022015 | 1133.6873 | 0.037767 | 1170.2151 | 0.009355 | 0 | 0 | 1061.5565 | 0 | 1061.5499 | 0.0032895
| 687.013 | 0.016613 | 451.8908 | 0 | 451.8908 | -0.014568 | 452.5049 | -0.00059707 | 686.266 | 0 | 451.8908 | -0.066785 | 688.9537 | 0.00037185 | 687.013 | 0.021226 | 451.8908 | 0 | 883.6931 | 0.002411 | 1095.7489 | 0.080739 | 768.154 | 0.0025605 | 1133.7502 | 0.037915 | 1170.3828 | 0.0094484 | 0 | 0 | 1061.6117 | 0 | 1061.6052 | 0.0032767
| 687.1756 | 0.018872 | 452.1118 | 0 | 452.1118 | 0.0083601 | 452.7258 | 0.0049257 | 686.4286 | 0.0023501 | 452.1118 | 0.044042 | 689.1165 | 0.00034004 | 687.1756 | 0.020672 | 452.1118 | 0 | 883.7708 | 0.0024964 | 1096.0431 | 0.078545 | 768.335 | 0.003222 | 1133.8132 | 0.038059 | 1170.5507 | 0.0095357 | 0 | 0 | 1061.6669 | 0 | 1061.6604 | 0.0032767
| 687.3381 | 0.024498 | 452.3328 | 0 | 452.3328 | -0.025517 | 452.9467 | -0.00021915 | 686.5913 | 0 | 452.3328 | -0.075309 | 689.2793 | 0.00030823 | 687.3381 | 0.021844 | 452.3328 | 0 | 883.8486 | 0.002929 | 1096.3374 | 0.079625 | 768.515 | 0.0030554 | 1133.8762 | 0.038207 | 1170.7185 | 0.0096254 | 0 | 0 | 1061.7222 | 0 | 1061.7156 | 0.0032887
| 687.5006 | 0.02657 | 452.5538 | 0 | 452.5538 | 0.018174 | 453.1676 | 0.0039475 | 686.754 | 0.0018278 | 452.5538 | 0.027929 | 689.4422 | 0.00037076 | 687.5006 | 0.019769 | 452.5538 | 0.0018125 | 883.9263 | 0.0032018 | 1096.632 | 0.073402 | 768.696 | 0.0031801 | 1133.9392 | 0.038351 | 1170.8864 | 0.0097267 | 0 | 0 | 1061.7773 | 0 | 1061.7709 | 0.0033149
| 687.6632 | 0.026093 | 452.7749 | 0 | 452.7749 | 0.00013956 | 453.3885 | -0.00027272 | 686.9167 | 0 | 452.7749 | -0.010104 | 689.605 | 0.00035869 | 687.6632 | 0.021607 | 452.7749 | 0.0036213 | 884.0041 | 0.0025965 | 1096.9266 | 0.075302 | 768.877 | 0.0037034 | 1134.0021 | 0.038499 | 1171.0543 | 0.0098459 | 0 | 0 | 1061.8325 | 0 | 1061.826 | 0.003353
| 687.8258 | 0.02028 | 452.9959 | 0 | 452.9959 | -0.013044 | 453.6094 | 0.0019691 | 687.0794 | 0.00078349 | 452.9959 | 0.016989 | 689.7678 | 0.00040147 | 687.8258 | 0.02025 | 452.9959 | 0.0018125 | 884.0818 | 0.0018271 | 1097.2214 | 0.072354 | 769.058 | 0.0028864 | 1134.0651 | 0.038648 | 1171.2223 | 0.0099813 | 0 | 0 | 1061.8878 | 0 | 1061.8814 | 0.0033999
| 687.9883 | 0.025343 | 453.217 | 0 | 453.217 | -0.010547 | 453.8304 | -0.0037051 | 687.2421 | 0 | 453.217 | -0.039483 | 689.9307 | 0.0003181 | 687.9883 | 0.021323 | 453.217 | 0 | 884.1596 | 0.0024714 | 1097.5164 | 0.06921 | 769.239 | 0.0027535 | 1134.1281 | 0.038796 | 1171.3903 | 0.010121 | 0 | 0 | 1061.943 | 0 | 1061.9365 | 0.0034499
| 688.1509 | 0.025913 | 453.4381 | 0 | 453.4381 | -0.027505 | 454.0513 | 0.0040652 | 687.4049 | 0.0023501 | 453.4381 | 0.05837 | 690.0936 | 0.0003192 | 688.1509 | 0.019023 | 453.4381 | 0 | 884.2374 | 0.0025468 | 1097.8115 | 0.066655 | 769.421 | 0.0034668 | 1134.1912 | 0.038945 | 1171.5584 | 0.010241 | 0 | 0 | 1061.9983 | 0 | 1061.9918 | 0.0034984
| 688.3135 | 0.024122 | 453.6592 | 0 | 453.6592 | -0.012438 | 454.2723 | 0.00099494 | 687.5676 | 0 | 453.6592 | -0.032864 | 690.2564 | 0.0003905 | 688.3135 | 0.020146 | 453.6592 | 0 | 884.3152 | 0.0021704 | 1098.1068 | 0.065934 | 769.602 | 0.00245 | 1134.2541 | 0.039093 | 1171.7264 | 0.010318 | 0 | 0 | 1062.0536 | 0 | 1062.047 | 0.0035397
| 688.4761 | 0.025068 | 453.8803 | 0 | 453.8803 | 0.0044252 | 454.4933 | 0.0029811 | 687.7303 | 0.0013058 | 453.8803 | 0.019675 | 690.4193 | 0.00028629 | 688.4761 | 0.019673 | 453.8803 | 0.0018125 | 884.3931 | 0.0019185 | 1098.4022 | 0.063314 | 769.783 | 0.0020939 | 1134.3171 | 0.039247 | 1171.8947 | 0.010327 | 0 | 0 | 1062.1088 | 0 | 1062.1023 | 0.0035691
| 688.6387 | 0.024873 | 454.1015 | 0 | 454.1015 | -0.017739 | 454.7143 | -0.0049462 | 687.893 | 0 | 454.1015 | -0.0035005 | 690.5822 | 0.00045193 | 688.6387 | 0.02205 | 454.1015 | 0.0090425 | 884.4709 | 0.0018187 | 1098.6979 | 0.062036 | 769.965 | 0.0019177 | 1134.3801 | 0.039396 | 1172.0629 | 0.010257 | 0 | 0 | 1062.1641 | 0 | 1062.1576 | 0.0035842
| 688.8013 | 0.025631 | 454.3226 | 0 | 454.3226 | 0.026701 | 454.9353 | 0.0035053 | 688.0558 | 0.00078349 | 454.3226 | 0.047008 | 690.7451 | 0.00024022 | 688.8013 | 0.021279 | 454.3226 | 0.0072427 | 884.5488 | 0.0023549 | 1098.9935 | 0.062069 | 770.146 | 0.0040387 | 1134.4432 | 0.039549 | 1172.2311 | 0.01011 | 0 | 0 | 1062.2194 | 0 | 1062.2129 | 0.0035834
| 688.9639 | 0.019242 | 454.5438 | 0 | 454.5438 | -0.0032078 | 455.1563 | -0.0010906 | 688.2185 | 0 | 454.5438 | -0.023766 | 690.908 | 0.00036527 | 688.9639 | 0.022911 | 454.5438 | 0.0072409 | 884.6266 | 0.0028043 | 1099.2895 | 0.059514 | 770.328 | 0.0029001 | 1134.5062 | 0.039698 | 1172.3994 | 0.0099006 | 0 | 0 | 1062.2747 | 0 | 1062.2682 | 0.0035667
| 689.1265 | 0.024223 | 454.7649 | 0 | 454.7649 | 0.033965 | 455.3774 | 0.0023069 | 688.3813 | 0.0018278 | 454.7649 | 0.02205 | 691.0709 | 0.00041134 | 689.1265 | 0.02081 | 454.7649 | 0.0072445 | 884.7045 | 0.0033686 | 1099.5856 | 0.061774 | 770.51 | 0.0026454 | 1134.5692 | 0.039851 | 1172.5679 | 0.0096547 | 0 | 0 | 1062.33 | 0 | 1062.3234 | 0.0035357
| 689.2891 | 0.021213 | 454.9861 | 0 | 454.9861 | -0.029751 | 455.5984 | 0.00019203 | 688.544 | 0 | 454.9861 | -0.044832 | 691.2338 | 0.00028629 | 689.2891 | 0.022096 | 454.9861 | 0 | 884.7824 | 0.0031053 | 1099.8818 | 0.060431 | 770.691 | 0.0029509 | 1134.6323 | 0.040005 | 1172.7362 | 0.0094044 | 0 | 0 | 1062.3853 | 0 | 1062.3787 | 0.0034928
| 689.4517 | 0.02319 | 455.2073 | 0 | 455.2073 | 0.037569 | 455.8195 | -0.0001213 | 688.7068 | 0.0018278 | 455.2073 | 0.033818 | 691.3967 | 0.0003905 | 689.4517 | 0.019608 | 455.2073 | 0.0036213 | 884.8603 | 0.0028317 | 1100.1782 | 0.055322 | 770.873 | 0.0027037 | 1134.6953 | 0.040159 | 1172.9047 | 0.0091845 | 0 | 0 | 1062.4406 | 0 | 1062.434 | 0.0034436
| 689.6144 | 0.015675 | 455.4285 | 0 | 455.4285 | 0.032935 | 456.0406 | -0.0021652 | 688.8695 | 0 | 455.4285 | -0.054181 | 691.5596 | 0.00030713 | 689.6144 | 0.021112 | 455.4285 | 0 | 884.9382 | 0.0029186 | 1100.4747 | 0.055617 | 771.055 | 0.0028614 | 1134.7584 | 0.040312 | 1173.0732 | 0.0090272 | 0 | 0 | 1062.4959 | 0 | 1062.4893 | 0.0033903
| 689.777 | 0.023472 | 455.6498 | 0 | 455.6498 | 0.0093035 | 456.2617 | 0.0024133 | 689.0323 | 0.0013058 | 455.6498 | 0.048149 | 691.7225 | 0.00029726 | 689.777 | 0.019738 | 455.6498 | 0 | 885.0162 | 0.0026446 | 1100.7715 | 0.054896 | 771.237 | 0.0027738 | 1134.8215 | 0.040471 | 1173.2418 | 0.008956 | 0 | 0 | 1062.5512 | 0 | 1062.5446 | 0.0033395
| 689.9396 | 0.018585 | 455.871 | 0 | 455.871 | -0.022306 | 456.4828 | -0.00099961 | 689.1951 | 0 | 455.871 | -0.022606 | 691.8855 | 0.00048045 | 689.9396 | 0.021492 | 455.871 | 0.0072409 | 885.0941 | 0.0029687 | 1101.0684 | 0.049819 | 771.42 | 0.0032481 | 1134.8845 | 0.040625 | 1173.4104 | 0.0089792 | 0 | 0 | 1062.6064 | 0 | 1062.6 | 0.0032942
| 690.1023 | 0.024411 | 456.0923 | 0 | 456.0923 | 0.035725 | 456.7039 | 0.0082787 | 689.3579 | 0.00078349 | 456.0923 | 0.044632 | 692.0484 | 0.00019196 | 690.1023 | 0.019766 | 456.0923 | 0.0090425 | 885.1721 | 0.0024304 | 1101.3655 | 0.051686 | 771.602 | 0.0031276 | 1134.9476 | 0.040784 | 1173.579 | 0.0090859 | 0 | 0 | 1062.6617 | 0 | 1062.6553 | 0.0032561
| 690.2649 | 0.020368 | 456.3135 | 0 | 456.3135 | -0.0093913 | 456.925 | -0.0046144 | 689.5207 | 0 | 456.3135 | -0.022361 | 692.2114 | 0.00040915 | 690.2649 | 0.020252 | 456.3135 | 0 | 885.2501 | 0.0019097 | 1101.6626 | 0.049 | 771.784 | 0.0031942 | 1135.0107 | 0.040942 | 1173.7477 | 0.0092478 | 0 | 0 | 1062.717 | 0 | 1062.7106 | 0.0032267
| 690.4276 | 0.023566 | 456.5348 | 0 | 456.5348 | 0.016002 | 457.1462 | -0.00052988 | 689.6835 | 0.0023501 | 456.5348 | 0.034205 | 692.3743 | 0.00028191 | 690.4276 | 0.01919 | 456.5348 | 0.0090425 | 885.3281 | 0.0014262 | 1101.96 | 0.050703 | 771.967 | 0.0021686 | 1135.0738 | 0.041096 | 1173.9165 | 0.0094261 | 0 | 0 | 1062.7723 | 0 | 1062.7659 | 0.0032053
| 690.5902 | 0.022245 | 456.7561 | 0 | 456.7561 | 0.022595 | 457.3674 | -0.00031191 | 689.8463 | 0 | 456.7561 | -0.046928 | 692.5373 | 0.00043328 | 690.5902 | 0.021265 | 456.7561 | 0 | 885.4061 | 0.0019252 | 1102.2576 | 0.049655 | 772.149 | 0.0018831 | 1135.137 | 0.041255 | 1174.0853 | 0.0095832 | 0 | 0 | 1062.8278 | 0 | 1062.8212 | 0.0031886
| 690.7529 | 0.028073 | 456.9774 | 0 | 456.9774 | 0.023161 | 457.5886 | 0.0077286 | 690.0091 | 0.00078349 | 456.9774 | 0.041519 | 692.7003 | 0.00036417 | 690.7529 | 0.020576 | 456.9774 | 0.0090425 | 885.4841 | 0.0020086 | 1102.5552 | 0.04697 | 772.332 | 0.0035377 | 1135.2001 | 0.041419 | 1174.2541 | 0.0096932 | 0 | 0 | 1062.8831 | 0 | 1062.8766 | 0.0031751
| 690.9156 | 0.027689 | 457.1988 | 0 | 457.1988 | -0.022437 | 457.8098 | 0.0022126 | 690.1719 | 0 | 457.1988 | -0.040597 | 692.8632 | 0.00022158 | 690.9156 | 0.02205 | 457.1988 | 0 | 885.5621 | 0.0021129 | 1102.853 | 0.045561 | 772.514 | 0.0018602 | 1135.2632 | 0.041577 | 1174.4231 | 0.0097466 | 0 | 0 | 1062.9383 | 0 | 1062.9319 | 0.0031624
| 691.0783 | 0.029575 | 457.4201 | 0 | 457.4201 | -0.018882 | 458.0309 | 0.0043989 | 690.3347 | 0.0018278 | 457.4201 | 0.029828 | 693.0262 | 0.00044754 | 691.0783 | 0.019281 | 457.4201 | 0 | 885.6401 | 0.0022978 | 1103.151 | 0.047395 | 772.697 | 0.0036833 | 1135.3263 | 0.041736 | 1174.592 | 0.0097495 | 0 | 0 | 1062.9938 | 0 | 1062.9873 | 0.0031512
| 691.241 | 0.022057 | 457.6415 | 0 | 457.6415 | -0.008945 | 458.2522 | -0.00088267 | 690.4975 | 0 | 457.6415 | -0.029159 | 693.1892 | 0.0002468 | 691.241 | 0.02116 | 457.6415 | -0.0036195 | 885.7182 | 0.0020419 | 1103.4492 | 0.049295 | 772.88 | 0.0036822 | 1135.3894 | 0.0419 | 1174.761 | 0.009717 | 0 | 0 | 1063.0491 | 0 | 1063.0426 | 0.0031409
| 691.4036 | 0.024035 | 457.8628 | 0 | 457.8628 | -0.010946 | 458.4734 | 0.0012659 | 690.6603 | 0.0023501 | 457.8628 | 0.020175 | 693.3522 | 0.00050019 | 691.4036 | 0.019662 | 457.8628 | 0.0018089 | 885.7963 | 0.0017624 | 1103.7476 | 0.042318 | 773.063 | 0.0023141 | 1135.4526 | 0.042059 | 1174.9301 | 0.0096661 | 0 | 0 | 1063.1045 | 0 | 1063.098 | 0.003133
| 691.5663 | 0.022339 | 458.0842 | 0 | 458.0842 | -0.010825 | 458.6946 | 0.00057027 | 690.8232 | 0 | 458.0842 | -0.028152 | 693.5152 | 0.00029946 | 691.5663 | 0.02238 | 458.0842 | -0.0072427 | 885.8743 | 0.0022466 | 1104.046 | 0.041696 | 773.246 | 0.0037992 | 1135.5158 | 0.042223 | 1175.0991 | 0.0096118 | 0 | 0 | 1063.1599 | 0 | 1063.1533 | 0.0031282
| 691.729 | 0.02366 | 458.3056 | 0 | 458.3056 | 0.015182 | 458.9159 | 0.00080671 | 690.986 | 0.00078349 | 458.3056 | 0.021951 | 693.6782 | 0.00035979 | 691.729 | 0.019971 | 458.3056 | 0 | 885.9524 | 0.0021709 | 1104.3447 | 0.038977 | 773.429 | 0.0028305 | 1135.5789 | 0.042387 | 1175.2683 | 0.0095663 | 0 | 0 | 1063.2152 | 0 | 1063.2087 | 0.0031298
| 691.8918 | 0.017364 | 458.527 | 0 | 458.527 | 0.0023226 | 459.1371 | -0.002048 | 691.1488 | 0 | 458.527 | -0.0034888 | 693.8413 | 0.00031481 | 691.8918 | 0.021362 | 458.527 | 0.0036232 | 886.0305 | 0.0018852 | 1104.6434 | 0.042974 | 773.612 | 0.002432 | 1135.6421 | 0.04255 | 1175.4375 | 0.0095406 | 0 | 0 | 1063.2706 | 0 | 1063.2642 | 0.0031377
| 692.0545 | 0.025162 | 458.7484 | 0 | 458.7484 | 0.010905 | 459.3584 | -0.00042126 | 691.3117 | 0.0018278 | 458.7484 | 0.032165 | 694.0043 | 0.00043657 | 692.0545 | 0.018997 | 458.7484 | 0.0090425 | 886.1086 | 0.0017726 | 1104.9425 | 0.039502 | 773.796 | 0.0036251 | 1135.7052 | 0.042714 | 1175.6067 | 0.0095443 | 0 | 0 | 1063.326 | 0 | 1063.3195 | 0.0031504
| 692.2172 | 0.024029 | 458.9699 | 0 | 458.9699 | -0.02299 | 459.5797 | -0.0026907 | 691.4745 | 0 | 458.9699 | -0.032846 | 694.1673 | 0.00027971 | 692.2172 | 0.02115 | 458.9699 | 0.0018107 | 886.1868 | 0.0025473 | 1105.2416 | 0.040517 | 773.979 | 0.0024363 | 1135.7684 | 0.042883 | 1175.776 | 0.009582 | 0 | 0 | 1063.3814 | 0 | 1063.3749 | 0.0031671
| 692.3799 | 0.030514 | 459.1913 | 0 | 459.1913 | 0.0441 | 459.8011 | 0.0038236 | 691.6374 | 0.0018278 | 459.1913 | 0.065237 | 694.3304 | 0.00055065 | 692.3799 | 0.019644 | 459.1913 | 0 | 886.265 | 0.0028477 | 1105.5409 | 0.037831 | 774.162 | 0.004186 | 1135.8315 | 0.043047 | 1175.9453 | 0.009649 | 0 | 0 | 1063.4368 | 0 | 1063.4303 | 0.0031846
| 692.5427 | 0.026938 | 459.4128 | 0 | 459.4128 | 0.0037812 | 460.0224 | -0.003007 | 691.8002 | 0 | 459.4128 | -0.015982 | 694.4934 | 0.00020073 | 692.5427 | 0.021337 | 459.4128 | 0 | 886.3431 | 0.0025956 | 1105.8403 | 0.040026 | 774.346 | 0.0030038 | 1135.8948 | 0.043216 | 1176.1147 | 0.009727 | 0 | 0 | 1063.4922 | 0 | 1063.4857 | 0.0031997
| 692.7054 | 0.02873 | 459.6343 | 0 | 459.6343 | 0.012975 | 460.2437 | 0.0084495 | 691.9631 | 0.00078349 | 459.6343 | 0.044444 | 694.6565 | 0.0004629 | 692.7054 | 0.01962 | 459.6343 | 0.0018107 | 886.4213 | 0.0025123 | 1106.14 | 0.036423 | 774.53 | 0.0024782 | 1135.958 | 0.043385 | 1176.2842 | 0.0097858 | 0 | 0 | 1063.5476 | 0 | 1063.5411 | 0.0032108
| 692.8681 | 0.032664 | 459.8558 | 0 | 459.8558 | -0.030852 | 460.4651 | -0.00036303 | 692.126 | 0 | 459.8558 | -0.014032 | 694.8196 | 0.0003565 | 692.8681 | 0.021038 | 459.8558 | 0.0090425 | 886.4995 | 0.0033114 | 1106.4397 | 0.037471 | 774.713 | 0.0039662 | 1136.0211 | 0.043549 | 1176.4536 | 0.0097909 | 0 | 0 | 1063.603 | 0 | 1063.5966 | 0.0032188
| 693.0309 | 0.030138 | 460.0773 | 0 | 460.0773 | 0.023128 | 460.6864 | 0.0042861 | 692.2889 | 0.0018278 | 460.0773 | 0.022275 | 694.9826 | 0.00039818 | 693.0309 | 0.020382 | 460.0773 | 0.0090425 | 886.5777 | 0.003516 | 1106.7397 | 0.035342 | 774.897 | 0.0043343 | 1136.0844 | 0.043718 | 1176.6232 | 0.0097141 | 0 | 0 | 1063.6584 | 0 | 1063.652 | 0.0032267
| 693.1936 | 0.023653 | 460.2988 | 0 | 460.2988 | -0.011247 | 460.9078 | -0.0062956 | 692.4518 | 0 | 460.2988 | -0.031175 | 695.1457 | 0.00043109 | 693.1936 | 0.022344 | 460.2988 | 0 | 886.6559 | 0.0029894 | 1107.0398 | 0.034425 | 775.081 | 0.0028345 | 1136.1476 | 0.043892 | 1176.7927 | 0.009544 | 0 | 0 | 1063.7139 | 0 | 1063.7074 | 0.0032394
| 693.3564 | 0.031265 | 460.5203 | 0 | 460.5203 | 0.0060017 | 461.1292 | 0.0061185 | 692.6146 | 0.0028725 | 460.5203 | 0.031164 | 695.3088 | 0.00037953 | 693.3564 | 0.020422 | 460.5203 | 0 | 886.7342 | 0.0025342 | 1107.3401 | 0.035375 | 775.265 | 0.0027643 | 1136.2108 | 0.044061 | 1176.9624 | 0.0092919 | 0 | 0 | 1063.7693 | 0 | 1063.7628 | 0.0032617
| 693.5192 | 0.021964 | 460.7419 | 0 | 460.7419 | -0.0023958 | 461.3506 | -0.0043887 | 692.7775 | 0 | 460.7419 | -0.0075443 | 695.4719 | 0.00034991 | 693.5192 | 0.021617 | 460.7419 | 0.0090425 | 886.8124 | 0.0021809 | 1107.6405 | 0.0377 | 775.449 | 0.0039625 | 1136.274 | 0.04423 | 1177.1321 | 0.0089894 | 0 | 0 | 1063.8247 | 0 | 1063.8182 | 0.0032982
| 693.6819 | 0.034457 | 460.9634 | 0 | 460.9634 | 0.015072 | 461.572 | 0.0021599 | 692.9404 | 0.0023501 | 460.9634 | 0.039203 | 695.635 | 0.00047935 | 693.6819 | 0.019659 | 460.9635 | 0 | 886.8907 | 0.0023097 | 1107.9412 | 0.035931 | 775.633 | 0.0037417 | 1136.3373 | 0.044404 | 1177.3018 | 0.0086793 | 0 | 0 | 1063.8802 | 0 | 1063.8737 | 0.003349
| 693.8447 | 0.023465 | 461.185 | 0 | 461.185 | -0.010214 | 461.7934 | -0.003678 | 693.1033 | 0 | 461.185 | -0.016237 | 695.7981 | 0.00032249 | 693.8447 | 0.021971 | 461.185 | -0.0090425 | 886.969 | 0.0025964 | 1108.2418 | 0.038126 | 775.817 | 0.0036232 | 1136.4005 | 0.044579 | 1177.4716 | 0.0084042 | 0 | 0 | 1063.9357 | 0 | 1063.9292 | 0.0034102
| 694.0075 | 0.025538 | 461.4066 | 0 | 461.4066 | 0.017921 | 462.0149 | 0.0026772 | 693.2663 | 0.0018278 | 461.4066 | 0.0032482 | 695.9612 | 0.00048264 | 694.0075 | 0.019863 | 461.4066 | 0.0090425 | 887.0472 | 0.0027348 | 1108.5429 | 0.035964 | 776.002 | 0.0026389 | 1136.4637 | 0.044748 | 1177.6414 | 0.008196 | 0 | 0 | 1063.9911 | 0 | 1063.9846 | 0.0034761
| 694.1703 | 0.029942 | 461.6282 | 0 | 461.6282 | 0.0052276 | 462.2363 | -0.00068119 | 693.4292 | 0 | 461.6282 | -0.021676 | 696.1244 | 0.00033017 | 694.1703 | 0.02123 | 461.6282 | 0 | 887.1255 | 0.002178 | 1108.8439 | 0.031935 | 776.186 | 0.0032247 | 1136.5271 | 0.044922 | 1177.8113 | 0.0080702 | 0 | 0 | 1064.0465 | 0 | 1064.04 | 0.0035381
| 694.3331 | 0.021125 | 461.8498 | 0 | 461.8498 | 0.00050677 | 462.4578 | 0.0075364 | 693.5921 | 0.0018278 | 461.8498 | 0.031795 | 696.2875 | 0.00047825 | 694.3331 | 0.019868 | 461.8498 | 0 | 887.2039 | 0.0017783 | 1109.1451 | 0.032034 | 776.371 | 0.0023614 | 1136.5903 | 0.045096 | 1177.9812 | 0.0080272 | 0 | 0 | 1064.102 | 0 | 1064.0956 | 0.0035905
| 694.4959 | 0.025718 | 462.0715 | 0 | 462.0715 | -0.0076508 | 462.6793 | -0.0073999 | 693.755 | 0 | 462.0715 | -0.035918 | 696.4506 | 0.00032249 | 694.4959 | 0.021603 | 462.0715 | 0.0036213 | 887.2822 | 0.0021985 | 1109.4465 | 0.0358 | 776.555 | 0.0040549 | 1136.6536 | 0.045275 | 1178.1511 | 0.0080574 | 0 | 0 | 1064.1575 | 0 | 1064.151 | 0.0036286
| 694.6587 | 0.033049 | 462.2931 | 0 | 462.2931 | 0.012754 | 462.9008 | 0.0090761 | 693.918 | 0.0018278 | 462.2931 | 0.034499 | 696.6138 | 0.00045961 | 694.6587 | 0.020508 | 462.2931 | 0.0090425 | 887.3606 | 0.002599 | 1109.7482 | 0.033966 | 776.74 | 0.0033833 | 1136.7169 | 0.045449 | 1178.3212 | 0.0081482 | 0 | 0 | 1064.213 | 0 | 1064.2065 | 0.0036525
| 694.8215 | 0.027126 | 462.5148 | 0 | 462.5148 | 0.0044435 | 463.1223 | -0.0011558 | 694.0809 | 0 | 462.5148 | -0.030139 | 696.7769 | 0.00037185 | 694.8215 | 0.02264 | 462.5148 | -0.0036195 | 887.439 | 0.0022568 | 1110.0499 | 0.032263 | 776.925 | 0.0028841 | 1136.7802 | 0.045629 | 1178.4912 | 0.0082895 | 0 | 0 | 1064.2684 | 0 | 1064.262 | 0.0036628
| 694.9843 | 0.036523 | 462.7365 | 0 | 462.7365 | 0.01414 | 463.3438 | 0.0012416 | 694.2438 | 0.0013058 | 462.7365 | 0.028409 | 696.9401 | 0.00036308 | 694.9843 | 0.022017 | 462.7364 | 0.0036195 | 887.5173 | 0.001994 | 1110.3518 | 0.032001 | 777.11 | 0.0037254 | 1136.8435 | 0.045803 | 1178.6614 | 0.0084751 | 0 | 0 | 1064.324 | 0 | 1064.3175 | 0.0036644
| 695.1472 | 0.025718 | 462.9581 | 0 | 462.9581 | -0.02395 | 463.5653 | -0.0046452 | 694.4068 | 0 | 462.9581 | -0.042341 | 697.1032 | 0.00044644 | 695.1472 | 0.023253 | 462.9581 | 0 | 887.5957 | 0.0022227 | 1110.6538 | 0.029282 | 777.295 | 0.0028074 | 1136.9067 | 0.045982 | 1178.8315 | 0.0087017 | 0 | 0 | 1064.3795 | 0 | 1064.3729 | 0.0036636
| 695.31 | 0.028167 | 463.1798 | 0 | 463.1798 | 0.013028 | 463.7869 | 0.0054863 | 694.5697 | 0.0018278 | 463.1798 | 0.034716 | 697.2664 | 0.00050897 | 695.31 | 0.020425 | 463.1798 | 0.0036213 | 887.6741 | 0.0019103 | 1110.9561 | 0.028431 | 777.48 | 0.0037332 | 1136.9701 | 0.046161 | 1179.0018 | 0.0089655 | 0 | 0 | 1064.4349 | 0 | 1064.4285 | 0.0036628
| 695.4728 | 0.030036 | 463.4016 | 0 | 463.4016 | -0.0074259 | 464.0085 | 0.0031988 | 694.7327 | 0 | 463.4016 | -0.028908 | 697.4296 | 0.00046619 | 695.4728 | 0.02162 | 463.4016 | 0.0054338 | 887.7526 | 0.0021877 | 1111.2585 | 0.031116 | 777.665 | 0.0025925 | 1137.0333 | 0.04634 | 1179.172 | 0.0092597 | 0 | 0 | 1064.4905 | 0 | 1064.484 | 0.0036644
| 695.6357 | 0.034175 | 463.6233 | 0 | 463.6233 | 0.020767 | 464.23 | 0.0028911 | 694.8957 | 0.00078349 | 463.6233 | 0.037718 | 697.5928 | 0.00044205 | 695.6357 | 0.020419 | 463.6233 | 0.0090425 | 887.831 | 0.0026432 | 1111.561 | 0.031641 | 777.85 | 0.0014957 | 1137.0967 | 0.04652 | 1179.3424 | 0.0095723 | 0 | 0 | 1064.546 | 0 | 1064.5394 | 0.0036692
| 695.7985 | 0.035198 | 463.845 | 0 | 463.845 | 0.011076 | 464.4516 | 0.0013159 | 695.0586 | 0 | 463.845 | -0.014167 | 697.756 | 0.0004267 | 695.7985 | 0.023242 | 463.845 | 0.0090425 | 887.9094 | 0.0026796 | 1111.8638 | 0.032623 | 778.035 | 0.0019762 | 1137.16 | 0.046699 | 1179.5127 | 0.0098866 | 0 | 0 | 1064.6016 | 0 | 1064.595 | 0.0036755
| 695.9614 | 0.037368 | 464.0668 | 0 | 464.0668 | -0.013457 | 464.6732 | 0.0097395 | 695.2216 | 0.0018278 | 464.0668 | 0.022052 | 697.9192 | 0.00041573 | 695.9614 | 0.021311 | 464.0668 | 0 | 887.9879 | 0.0024917 | 1112.1666 | 0.03056 | 778.221 | 0.003368 | 1137.2234 | 0.046883 | 1179.6831 | 0.010182 | 0 | 0 | 1064.657 | 0 | 1064.6505 | 0.0036787
| 696.1242 | 0.027783 | 464.2886 | 0 | 464.2886 | -0.0081025 | 464.8948 | 0.0030814 | 695.3846 | 0 | 464.2886 | -0.037757 | 698.0824 | 0.0004267 | 696.1242 | 0.02326 | 464.2886 | 0.0090425 | 888.0663 | 0.0020976 | 1112.4697 | 0.031116 | 778.406 | 0.0024277 | 1137.2867 | 0.047063 | 1179.8536 | 0.010435 | 0 | 0 | 1064.7125 | 0 | 1064.7061 | 0.0036763
| 696.2871 | 0.03549 | 464.5103 | 0 | 464.5103 | 0.016371 | 465.1165 | 0.0038039 | 695.5476 | 0.00078349 | 464.5103 | 0.033923 | 698.2456 | 0.00041683 | 696.2871 | 0.022294 | 464.5104 | 0 | 888.1448 | 0.002453 | 1112.773 | 0.030887 | 778.592 | 0.0017257 | 1137.3501 | 0.047247 | 1180.0242 | 0.010625 | 0 | 0 | 1064.7681 | 0 | 1064.7616 | 0.0036636
| 696.45 | 0.035855 | 464.7321 | 0 | 464.7321 | -0.012009 | 465.3381 | 0.0071332 | 695.7106 | 0 | 464.7321 | 0.022804 | 698.4088 | 0.00037843 | 696.45 | 0.022752 | 464.7321 | 0.0090425 | 888.2233 | 0.0027592 | 1113.0764 | 0.025974 | 778.777 | 0.0037756 | 1137.4135 | 0.047431 | 1180.1947 | 0.010736 | 0 | 0 | 1064.8236 | 0 | 1064.8171 | 0.0036406
| 696.6128 | 0.029669 | 464.954 | 0 | 464.954 | -0.010764 | 465.5598 | -0.00065945 | 695.8736 | 0.00026116 | 464.954 | -0.016445 | 698.5721 | 0.00038392 | 696.6128 | 0.022284 | 464.954 | -0.0090425 | 888.3018 | 0.0026677 | 1113.3799 | 0.030953 | 778.963 | 0.004339 | 1137.4768 | 0.047616 | 1180.3652 | 0.010754 | 0 | 0 | 1064.8791 | 0 | 1064.8727 | 0.0036072
| 696.7757 | 0.035761 | 465.1758 | 0 | 465.1758 | -0.00056247 | 465.7814 | 0.0058204 | 696.0366 | 0.00017411 | 465.1758 | 0.024412 | 698.7353 | 0.00036088 | 696.7757 | 0.021137 | 465.1758 | 0.0090425 | 888.3803 | 0.002778 | 1113.6836 | 0.030167 | 779.149 | 0.0047754 | 1137.5402 | 0.0478 | 1180.536 | 0.010678 | 0 | 0 | 1064.9347 | 0 | 1064.9282 | 0.0035659
| 696.9386 | 0.03042 | 465.3976 | 0 | 465.3976 | -0.013109 | 466.0031 | -0.0012938 | 696.1996 | 0.00078349 | 465.3976 | -0.038814 | 698.8986 | 0.00035321 | 696.9386 | 0.022017 | 465.3976 | 0.0090425 | 888.4589 | 0.0025341 | 1113.9876 | 0.03033 | 779.335 | 0.0040029 | 1137.6035 | 0.047985 | 1180.7067 | 0.010511 | 0 | 0 | 1064.9904 | 0 | 1064.9838 | 0.0035222
| 697.1015 | 0.048808 | 465.6195 | 0 | 465.6195 | -0.0026802 | 466.2248 | 0.0053623 | 696.3626 | 0 | 465.6195 | 0.023426 | 699.0618 | 0.00051006 | 697.1015 | 0.020987 | 465.6195 | 0.0090425 | 888.5374 | 0.0022146 | 1114.2916 | 0.026007 | 779.521 | 0.0034193 | 1137.6669 | 0.048169 | 1180.8774 | 0.010263 | 0 | 0 | 1065.0459 | 0 | 1065.0394 | 0.0034777
| 697.2644 | 0.038025 | 465.8414 | 0 | 465.8414 | -0.014471 | 466.4465 | -0.0018988 | 696.5256 | 0.00078349 | 465.8414 | -0.026107 | 699.2251 | 0.00020622 | 697.2644 | 0.021667 | 465.8413 | 0.0054302 | 888.616 | 0.0025559 | 1114.5958 | 0.029184 | 779.707 | 0.0034377 | 1137.7304 | 0.048358 | 1181.0482 | 0.0099502 | 0 | 0 | 1065.1014 | 0 | 1065.095 | 0.0034364
| 697.4273 | 0.034447 | 466.0632 | 0 | 466.0632 | 0.011824 | 466.6682 | 0.0037463 | 696.6886 | 0 | 466.0632 | 0.04154 | 699.3883 | 0.00062853 | 697.4273 | 0.020537 | 466.0632 | 0.0090425 | 888.6946 | 0.0031324 | 1114.9001 | 0.026957 | 779.893 | 0.0034894 | 1137.7937 | 0.048543 | 1181.2191 | 0.009597 | 0 | 0 | 1065.157 | 0 | 1065.1505 | 0.0033991
| 697.5902 | 0.029199 | 466.2851 | 0 | 466.2851 | 0.0015592 | 466.89 | 0.0046751 | 696.8517 | 0.00026116 | 466.2851 | -0.052723 | 699.5516 | 0.00017989 | 697.5902 | 0.021386 | 466.2851 | 0 | 888.7733 | 0.0031118 | 1115.2047 | 0.026596 | 780.079 | 0.0020772 | 1137.8572 | 0.048732 | 1181.39 | 0.0092321 | 0 | 0 | 1065.2126 | 0 | 1065.2061 | 0.0033641
| 697.7531 | 0.042238 | 466.507 | 0 | 466.507 | 0.0045688 | 467.1117 | 0.00013871 | 697.0147 | 0 | 466.507 | 0.036867 | 699.7149 | 0.00052871 | 697.7531 | 0.02064 | 466.507 | 0.0090425 | 888.8519 | 0.0032332 | 1115.5094 | 0.028856 | 780.266 | 0.0049188 | 1137.9205 | 0.048922 | 1181.5609 | 0.0088886 | 0 | 0 | 1065.2682 | 0 | 1065.2617 | 0.00333
| 697.916 | 0.034363 | 466.729 | 0 | 466.729 | -0.015031 | 467.3335 | -0.0063526 | 697.1777 | 0.00078349 | 466.729 | -0.021798 | 699.8782 | 0.00028081 | 697.916 | 0.021898 | 466.729 | 0.0090425 | 888.9304 | 0.0026093 | 1115.8143 | 0.027972 | 780.452 | 0.0023102 | 1137.984 | 0.049111 | 1181.7319 | 0.0085987 | 0 | 0 | 1065.3238 | 0 | 1065.3173 | 0.0032934
| 698.079 | 0.046649 | 466.9509 | 0 | 466.9509 | 0.016191 | 467.5552 | 0.0091109 | 697.3408 | 0.00017411 | 466.9509 | 0.027105 | 700.0415 | 0.00043328 | 698.079 | 0.021047 | 466.9509 | 0.0090425 | 889.009 | 0.0023027 | 1116.1194 | 0.027514 | 780.639 | 0.0023774 | 1138.0474 | 0.049301 | 1181.9031 | 0.008387 | 0 | 0 | 1065.3794 | 0 | 1065.3729 | 0.0032529
| 698.2419 | 0.036616 | 467.1728 | 0 | 467.1728 | -0.0114 | 467.777 | -0.0054062 | 697.5038 | 0.00078349 | 467.1728 | -0.0074146 | 700.2048 | 0.0004245 | 698.2419 | 0.022291 | 467.1728 | 0 | 889.0877 | 0.0027192 | 1116.4246 | 0.025974 | 780.825 | 0.0024084 | 1138.1108 | 0.04949 | 1182.0741 | 0.0082646 | 0 | 0 | 1065.4351 | 0 | 1065.4285 | 0.0032068
| 698.4048 | 0.042425 | 467.3948 | 0 | 467.3948 | -0.017003 | 467.9988 | 0.0047558 | 697.6669 | 0.00017411 | 467.3948 | 0.031255 | 700.3681 | 0.00041902 | 698.4048 | 0.021396 | 467.3948 | 0.0090425 | 889.1664 | 0.0028057 | 1116.73 | 0.0264 | 781.012 | 0.0024052 | 1138.1743 | 0.04968 | 1182.2452 | 0.0082258 | 0 | 0 | 1065.4906 | 0 | 1065.4841 | 0.0031584
| 698.5678 | 0.037649 | 467.6168 | 0 | 467.6168 | -0.031963 | 468.2206 | -0.0010328 | 697.8299 | 0.00026116 | 467.6168 | -0.025877 | 700.5314 | 0.00034004 | 698.5678 | 0.021504 | 467.6168 | 0.0090425 | 889.2451 | 0.0024025 | 1117.0355 | 0.028758 | 781.199 | 0.0036146 | 1138.2377 | 0.049869 | 1182.4165 | 0.0082512 | 0 | 0 | 1065.5463 | 0 | 1065.5397 | 0.0031083
| 698.7307 | 0.057631 | 467.8388 | 0 | 467.8388 | 0.010288 | 468.4425 | 0.0060607 | 697.993 | 0.00017411 | 467.8388 | 0.025882 | 700.6947 | 0.00048154 | 698.7307 | 0.019812 | 467.8388 | 0.0018125 | 889.3237 | 0.0022605 | 1117.3413 | 0.026465 | 781.386 | 0.0038041 | 1138.3012 | 0.050064 | 1182.5878 | 0.0083146 | 0 | 0 | 1065.6018 | 0 | 1065.5953 | 0.0030631
| 698.8937 | 0.034926 | 468.0608 | 0 | 468.0608 | -0.023211 | 468.6643 | 0.00054343 | 698.1561 | 0.00026116 | 468.0608 | -0.038955 | 700.8581 | 0.0002841 | 698.8937 | 0.021205 | 468.0608 | 0.0090425 | 889.4025 | 0.0025717 | 1117.6471 | 0.027251 | 781.573 | 0.0034827 | 1138.3646 | 0.050253 | 1182.759 | 0.008392 | 0 | 0 | 1065.6575 | 0 | 1065.651 | 0.0030249
| 699.0567 | 0.050216 | 468.2828 | 0 | 468.2828 | 0.00021739 | 468.8862 | 0.0065632 | 698.3192 | 0 | 468.2828 | 0.036119 | 701.0214 | 0.00061317 | 699.0567 | 0.020781 | 468.2828 | 0.018085 | 889.4812 | 0.0027161 | 1117.9533 | 0.02545 | 781.76 | 0.0031781 | 1138.4281 | 0.050448 | 1182.9304 | 0.0084676 | 0 | 0 | 1065.7131 | 0 | 1065.7067 | 0.0030011
| 699.2196 | 0.043189 | 468.5048 | 0 | 468.5048 | -0.011241 | 469.108 | -0.0056391 | 698.4822 | 0.00026116 | 468.5048 | -0.023773 | 701.1847 | 0.0002128 | 699.2196 | 0.023133 | 468.5048 | 0 | 889.5599 | 0.002307 | 1118.2594 | 0.024697 | 781.947 | 0.0031439 | 1138.4916 | 0.050643 | 1183.1018 | 0.0085352 | 0 | 0 | 1065.7688 | 0 | 1065.7622 | 0.0029932
| 699.3826 | 0.0627 | 468.7269 | 0 | 468.7269 | -0.011439 | 469.3299 | 0.0045914 | 698.6453 | 0 | 468.7269 | 0.014296 | 701.3481 | 0.00057588 | 699.3826 | 0.022195 | 468.7269 | 0.0090425 | 889.6387 | 0.0031334 | 1118.5658 | 0.026695 | 782.134 | 0.0040178 | 1138.555 | 0.050837 | 1183.2733 | 0.008595 | 0 | 0 | 1065.8245 | 0 | 1065.8179 | 0.0030035
| 699.5456 | 0.047977 | 468.949 | 0 | 468.949 | -0.010867 | 469.5518 | -0.0033436 | 698.8084 | 0 | 468.949 | -0.00059806 | 701.5114 | 0.00035101 | 699.5456 | 0.023027 | 468.949 | 0.0090425 | 889.7175 | 0.0029523 | 1118.8723 | 0.028496 | 782.322 | 0.003762 | 1138.6185 | 0.051032 | 1183.4448 | 0.0086491 | 0 | 0 | 1065.8801 | 0 | 1065.8735 | 0.0030345
| 699.7086 | 0.061292 | 469.171 | 0 | 469.171 | 0.010611 | 469.7737 | 0.0077637 | 698.9715 | 0.00017411 | 469.171 | 0.0098746 | 701.6748 | 0.00034443 | 699.7086 | 0.021009 | 469.171 | 0.0090425 | 889.7962 | 0.0024041 | 1119.1791 | 0.028922 | 782.509 | 0.004093 | 1138.6821 | 0.051227 | 1183.6163 | 0.0086982 | 0 | 0 | 1065.9358 | 0 | 1065.9292 | 0.0030829
| 699.8716 | 0.048446 | 469.3931 | 0 | 469.3931 | -0.013617 | 469.9956 | -0.0028185 | 699.1346 | 0.00026116 | 469.3931 | -0.00843 | 701.8382 | 0.00057807 | 699.8716 | 0.021931 | 469.3931 | 0 | 889.875 | 0.0026543 | 1119.486 | 0.024828 | 782.697 | 0.0027797 | 1138.7456 | 0.051421 | 1183.788 | 0.0087419 | 0 | 0 | 1065.9915 | 0 | 1065.9849 | 0.0031481
| 700.0345 | 0.061761 | 469.6152 | 0 | 469.6152 | 0.0021951 | 470.2176 | 0.0052209 | 699.2977 | 0.00017411 | 469.6152 | 0.025186 | 702.0016 | 0.00026216 | 700.0345 | 0.021711 | 469.6152 | 0 | 889.9538 | 0.002838 | 1119.7931 | 0.024893 | 782.884 | 0.0025872 | 1138.8091 | 0.051616 | 1183.9596 | 0.0087802 | 0 | 0 | 1066.0471 | 0 | 1066.0405 | 0.0032243
| 700.1975 | 0.04178 | 469.8373 | 0 | 469.8373 | -0.018029 | 470.4395 | -0.0064577 | 699.4609 | 0.00026116 | 469.8373 | -0.033169 | 702.165 | 0.00055284 | 700.1975 | 0.023701 | 469.8373 | 0 | 890.0327 | 0.0024667 | 1120.1003 | 0.024926 | 783.072 | 0.0025026 | 1138.8727 | 0.05181 | 1184.1313 | 0.0088162 | 0 | 0 | 1066.1028 | 0 | 1066.0962 | 0.0033077
| 700.3606 | 0.059039 | 470.0595 | 0 | 470.0595 | -0.00096796 | 470.6615 | 0.0028048 | 699.624 | 0.00017411 | 470.0595 | 0.0022793 | 702.3283 | 0.0003181 | 700.3606 | 0.022384 | 470.0595 | 0 | 890.1115 | 0.0022701 | 1120.4077 | 0.026302 | 783.26 | 0.0023421 | 1138.9362 | 0.05201 | 1184.3031 | 0.0088566 | 0 | 0 | 1066.1584 | 0 | 1066.152 | 0.0033927
| 700.5236 | 0.068163 | 470.2816 | 0 | 470.2816 | -0.003224 | 470.8834 | 0.00045573 | 699.7871 | 0.00078349 | 470.2816 | -0.056284 | 702.4918 | 0.00032139 | 700.5236 | 0.022922 | 470.2816 | 0 | 890.1903 | 0.0021837 | 1120.7152 | 0.025122 | 783.448 | 0.0033825 | 1138.9996 | 0.052205 | 1184.4749 | 0.0089097 | 0 | 0 | 1066.2141 | 0 | 1066.2076 | 0.003473
| 700.6866 | 0.065234 | 470.5038 | 0 | 470.5038 | 0.012667 | 471.1054 | 0.0015397 | 699.9502 | 0.00017411 | 470.5038 | 0.031957 | 702.6552 | 0.00055613 | 700.6866 | 0.020907 | 470.5038 | 0.016276 | 890.2692 | 0.0025774 | 1121.023 | 0.024566 | 783.636 | 0.0040896 | 1139.0632 | 0.052404 | 1184.6467 | 0.0089823 | 0 | 0 | 1066.2698 | 0 | 1066.2633 | 0.0035444
| 700.8496 | 0.071167 | 470.7259 | 0 | 470.7259 | -0.01992 | 471.3274 | -0.00020281 | 700.1134 | 0.00026116 | 470.7259 | -0.0090912 | 702.8186 | 0.00028849 | 700.8496 | 0.021589 | 470.7259 | 0.0090425 | 890.3481 | 0.0025791 | 1121.3309 | 0.025548 | 783.824 | 0.0029801 | 1139.1268 | 0.052604 | 1184.8186 | 0.0090771 | 0 | 0 | 1066.3256 | 0 | 1066.319 | 0.0036032
| 701.0126 | 0.057162 | 470.9481 | 0 | 470.9481 | 0.0052855 | 471.5494 | 0.004845 | 700.2765 | 0.0012188 | 470.9481 | 0.027965 | 702.982 | 0.00051774 | 701.0126 | 0.020694 | 470.9481 | 0.010851 | 890.4269 | 0.0023677 | 1121.6389 | 0.026302 | 784.012 | 0.0020405 | 1139.1903 | 0.052804 | 1184.9906 | 0.0091917 | 0 | 0 | 1066.3812 | 0 | 1066.3748 | 0.0036469
| 701.1757 | 0.05746 | 471.1703 | 0 | 471.1703 | 0.0018279 | 471.7715 | -0.0072779 | 700.4397 | 0.00026116 | 471.1703 | -0.026432 | 703.1454 | 0.00027532 | 701.1757 | 0.021829 | 471.1703 | 0 | 890.5059 | 0.0021022 | 1121.9473 | 0.02545 | 784.2 | 0.0039095 | 1139.2539 | 0.053004 | 1185.1626 | 0.0093203 | 0 | 0 | 1066.4369 | 0 | 1066.4304 | 0.0036763
| 701.3387 | 0.073681 | 471.3925 | 0 | 471.3925 | 0.023182 | 471.9935 | 0.0062955 | 700.6028 | 0 | 471.3925 | 0.010131 | 703.3089 | 0.00045851 | 701.3387 | 0.020796 | 471.3925 | 0.0090425 | 890.5847 | 0.0029321 | 1122.2556 | 0.025745 | 784.388 | 0.0026019 | 1139.3175 | 0.053198 | 1185.3346 | 0.0094569 | 0 | 0 | 1066.4927 | 0 | 1066.4861 | 0.0036914
| 701.5018 | 0.067224 | 471.6148 | 0 | 471.6148 | 0.002364 | 472.2155 | -0.0067506 | 700.766 | 0.00078349 | 471.6148 | -0.040463 | 703.4723 | 0.00035211 | 701.5018 | 0.022486 | 471.6148 | 0.0090425 | 890.6636 | 0.0039068 | 1122.5642 | 0.026465 | 784.577 | 0.0033842 | 1139.3811 | 0.053403 | 1185.5067 | 0.0095998 | 0 | 0 | 1066.5483 | 0 | 1066.5419 | 0.0036962
| 701.6648 | 0.071241 | 471.837 | 0 | 471.837 | 0.0002953 | 472.4376 | 5.8786e-05 | 700.9291 | 0.00017411 | 471.837 | 0.0043987 | 703.6358 | 0.0005342 | 701.6648 | 0.021919 | 471.837 | 0.0090425 | 890.7426 | 0.0036452 | 1122.8729 | 0.024009 | 784.765 | 0.0041707 | 1139.4446 | 0.053603 | 1185.6788 | 0.0097536 | 0 | 0 | 1066.6041 | 0 | 1066.5975 | 0.0036898
| 701.8279 | 0.069477 | 472.0592 | 0 | 472.0592 | -0.013829 | 472.6597 | -0.0024017 | 701.0923 | 0.00026116 | 472.0592 | -0.048464 | 703.7992 | 0.0003203 | 701.8279 | 0.022953 | 472.0593 | 0.0090425 | 890.8215 | 0.0034934 | 1123.1819 | 0.023419 | 784.954 | 0.0044071 | 1139.5082 | 0.053803 | 1185.8511 | 0.0099287 | 0 | 0 | 1066.6598 | 0 | 1066.6533 | 0.0036731
| 701.9909 | 0.073587 | 472.2815 | 0 | 472.2815 | 0.016341 | 472.8818 | 0.00040194 | 701.2555 | 0 | 472.2815 | 0.018439 | 703.9627 | 0.0004969 | 701.9909 | 0.021436 | 472.2815 | 0.0090425 | 890.9005 | 0.0029537 | 1123.491 | 0.024402 | 785.143 | 0.0032768 | 1139.5718 | 0.054002 | 1186.0233 | 0.010137 | 0 | 0 | 1066.7156 | 0 | 1066.7091 | 0.0036461
| 702.154 | 0.057366 | 472.5038 | 0 | 472.5038 | -0.011784 | 473.1039 | -0.0015595 | 701.4186 | 0 | 472.5038 | -0.034807 | 704.1262 | 0.00030823 | 702.154 | 0.022698 | 472.5038 | 0.0090425 | 890.9795 | 0.002867 | 1123.8003 | 0.0245 | 785.332 | 0.0027927 | 1139.6354 | 0.054207 | 1186.1957 | 0.010384 | 0 | 0 | 1066.7714 | 0 | 1066.7648 | 0.0036072
| 702.3171 | 0.077248 | 472.7261 | 0 | 472.7261 | -0.0048497 | 473.326 | 0.0028891 | 701.5818 | 0 | 472.7261 | 0.0084136 | 704.2896 | 0.00048922 | 702.3171 | 0.022042 | 472.7261 | 0.0072445 | 891.0585 | 0.0031493 | 1124.1097 | 0.027153 | 785.52 | 0.0041713 | 1139.6991 | 0.054407 | 1186.3679 | 0.010663 | 0 | 0 | 1066.827 | 0 | 1066.8206 | 0.0035556
| 702.4802 | 0.066567 | 472.9484 | 0 | 472.9484 | -0.0091797 | 473.5481 | -0.00049311 | 701.745 | 0.00026116 | 472.9484 | -0.02842 | 704.4531 | 0.00033785 | 702.4802 | 0.022586 | 472.9484 | 0 | 891.1375 | 0.0029525 | 1124.4193 | 0.0264 | 785.709 | 0.003015 | 1139.7627 | 0.054612 | 1186.5404 | 0.010953 | 0 | 0 | 1066.8828 | 0 | 1066.8763 | 0.0034928
| 702.6432 | 0.076216 | 473.1707 | 0 | 473.1707 | 0.0073298 | 473.7703 | 0.0031942 | 701.9082 | 0.00017411 | 473.1707 | 0.020233 | 704.6166 | 0.00055284 | 702.6432 | 0.020989 | 473.1707 | 0.0072427 | 891.2166 | 0.0027829 | 1124.7291 | 0.025188 | 785.898 | 0.0039426 | 1139.8263 | 0.054812 | 1186.7129 | 0.01122 | 0 | 0 | 1066.9386 | 0 | 1066.9321 | 0.0034205
| 702.8063 | 0.068257 | 473.3931 | 0 | 473.3931 | -0.02327 | 473.9924 | 0.0030699 | 702.0714 | 0.00026116 | 473.3931 | -0.027884 | 704.7801 | 0.00020732 | 702.8063 | 0.021458 | 473.3931 | 0 | 891.2956 | 0.0024829 | 1125.0391 | 0.025057 | 786.088 | 0.002769 | 1139.8899 | 0.055017 | 1186.8854 | 0.011425 | 0 | 0 | 1066.9944 | 0 | 1066.9879 | 0.0033427
| 702.9694 | 0.079876 | 473.6154 | 0 | 473.6154 | 0.0081133 | 474.2146 | 0.0069679 | 702.2346 | 0 | 473.6154 | 0.036689 | 704.9436 | 0.00056162 | 702.9694 | 0.02084 | 473.6154 | 0 | 891.3747 | 0.0031111 | 1125.3491 | 0.022666 | 786.277 | 0.0036073 | 1139.9536 | 0.055221 | 1187.0579 | 0.011534 | 0 | 0 | 1067.0502 | 0 | 1067.0436 | 0.003264
| 703.1325 | 0.060182 | 473.8378 | 0 | 473.8378 | -0.020083 | 474.4368 | 0.0021507 | 702.3978 | 0.00026116 | 473.8378 | -0.023138 | 705.1071 | 0.00022925 | 703.1325 | 0.022198 | 473.8378 | 0.0090425 | 891.4537 | 0.0034473 | 1125.6594 | 0.024762 | 786.466 | 0.0030128 | 1140.0172 | 0.055421 | 1187.2305 | 0.011527 | 0 | 0 | 1067.106 | 0 | 1067.0994 | 0.0031894
| 703.2956 | 0.07828 | 474.0601 | 0 | 474.0601 | 0.0099307 | 474.659 | 0.0067907 | 702.561 | 0 | 474.0601 | 0.020775 | 705.2707 | 0.0005331 | 703.2956 | 0.022361 | 474.0601 | 0 | 891.5328 | 0.0032457 | 1125.9698 | 0.024926 | 786.656 | 0.0017499 | 1140.0809 | 0.055626 | 1187.4032 | 0.011403 | 0 | 0 | 1067.1617 | 0 | 1067.1552 | 0.0031234
| 703.4588 | 0.082058 | 474.2825 | 0 | 474.2825 | 0.00028425 | 474.8812 | 0.0032361 | 702.7243 | 0.00026116 | 474.2825 | -0.023414 | 705.4342 | 0.00039818 | 703.4588 | 0.023963 | 474.2825 | 0.0018107 | 891.6119 | 0.0032738 | 1126.2805 | 0.025483 | 786.845 | 0.0026848 | 1140.1445 | 0.055831 | 1187.5758 | 0.01118 | 0 | 0 | 1067.2175 | 0 | 1067.2109 | 0.0030686
| 703.6219 | 0.07828 | 474.5049 | 0 | 474.5049 | 0.010409 | 475.1034 | 0.0018231 | 702.8875 | 0 | 474.5049 | 0.033045 | 705.5977 | 0.00041573 | 703.6219 | 0.022178 | 474.5049 | 0.0090425 | 891.691 | 0.0030723 | 1126.5913 | 0.024926 | 787.035 | 0.0027416 | 1140.2082 | 0.056036 | 1187.7487 | 0.010889 | 0 | 0 | 1067.2733 | 0 | 1067.2668 | 0.0030289
| 703.785 | 0.080181 | 474.7274 | 0 | 474.7274 | -0.0032019 | 475.3256 | -0.0034373 | 703.0507 | 0.00026116 | 474.7274 | -0.0060541 | 705.7613 | 0.00033236 | 703.785 | 0.022298 | 474.7274 | 0 | 891.7702 | 0.0027819 | 1126.9022 | 0.023255 | 787.224 | 0.0020017 | 1140.2719 | 0.056241 | 1187.9214 | 0.010564 | 0 | 0 | 1067.3291 | 0 | 1067.3226 | 0.0030043
| 703.9481 | 0.081378 | 474.9498 | 0 | 474.9498 | -0.010059 | 475.5479 | 0.0041519 | 703.214 | 0.00017411 | 474.9498 | 0.035357 | 705.9248 | 0.00049471 | 703.9481 | 0.020954 | 474.9498 | 0 | 891.8493 | 0.0025287 | 1127.2134 | 0.024566 | 787.414 | 0.0052395 | 1140.3356 | 0.056451 | 1188.0942 | 0.010238 | 0 | 0 | 1067.3849 | 0 | 1067.3784 | 0.0029955
| 704.1113 | 0.079617 | 475.1722 | 0 | 475.1722 | -0.010823 | 475.7701 | 0.0010918 | 703.3772 | 0.00078349 | 475.1722 | -0.019309 | 706.0884 | 0.00029287 | 704.1113 | 0.022986 | 475.1722 | 0.0090425 | 891.9285 | 0.0030421 | 1127.5248 | 0.025941 | 787.604 | 0.0048022 | 1140.3993 | 0.056655 | 1188.2672 | 0.0099376 | 0 | 0 | 1067.4408 | 0 | 1067.4342 | 0.0030035
| 704.2744 | 0.079407 | 475.3947 | 0 | 475.3947 | 0.019079 | 475.9924 | 0.0093128 | 703.5404 | 0 | 475.3947 | 0.046346 | 706.2519 | 0.00057259 | 704.2744 | 0.02209 | 475.3947 | 0.0090425 | 892.0077 | 0.0031962 | 1127.8362 | 0.02188 | 787.794 | 0.0035492 | 1140.463 | 0.05686 | 1188.4401 | 0.0096824 | 0 | 0 | 1067.4966 | 0 | 1067.49 | 0.0030281
| 704.4376 | 0.079805 | 475.6172 | 0 | 475.6172 | -0.0091925 | 476.2147 | -0.0045758 | 703.7037 | 0.00078349 | 475.6172 | -0.019406 | 706.4155 | 0.00033017 | 704.4376 | 0.023777 | 475.6172 | 0 | 892.0869 | 0.0030503 | 1128.148 | 0.024631 | 787.984 | 0.0023648 | 1140.5266 | 0.057065 | 1188.6132 | 0.0094867 | 0 | 0 | 1067.5524 | 0 | 1067.5459 | 0.0030686
| 704.6007 | 0.081096 | 475.8396 | 0 | 475.8396 | 0.0070381 | 476.437 | 0.011974 | 703.8669 | 0 | 475.8396 | 0.018498 | 706.5791 | 0.00042999 | 704.6007 | 0.021908 | 475.8396 | 0.0090425 | 892.1661 | 0.0026093 | 1128.4597 | 0.024828 | 788.174 | 0.0026436 | 1140.5903 | 0.057275 | 1188.7861 | 0.0093627 | 0 | 0 | 1067.6083 | 0 | 1067.6017 | 0.0031234
| 704.7639 | 0.082434 | 476.0621 | 0 | 476.0621 | -0.021821 | 476.6593 | 0.003596 | 704.0302 | 0.00026116 | 476.0621 | -0.05041 | 706.7427 | 0.00043328 | 704.7639 | 0.022683 | 476.0621 | 0 | 892.2452 | 0.0026616 | 1128.7717 | 0.025548 | 788.365 | 0.0026992 | 1140.6541 | 0.057485 | 1188.9592 | 0.0093203 | 0 | 0 | 1067.6641 | 0 | 1067.6576 | 0.0031941
| 704.927 | 0.080815 | 476.2847 | 0 | 476.2847 | 0.015815 | 476.8816 | 0.0059736 | 704.1935 | 0 | 476.2847 | 0.028635 | 706.9062 | 0.00031262 | 704.927 | 0.020567 | 476.2846 | 0 | 892.3245 | 0.0032902 | 1129.0839 | 0.023452 | 788.555 | 0.0023297 | 1140.7178 | 0.05769 | 1189.1324 | 0.0093668 | 0 | 0 | 1067.72 | 0 | 1067.7134 | 0.0032767
| 705.0902 | 0.084593 | 476.5072 | 0 | 476.5072 | 0.0014108 | 477.104 | -0.0011222 | 704.3568 | 0.00078349 | 476.5072 | -0.013416 | 707.0698 | 0.00051226 | 705.0902 | 0.022725 | 476.5072 | 0 | 892.4037 | 0.0027301 | 1129.3962 | 0.024959 | 788.745 | 0.0035121 | 1140.7816 | 0.0579 | 1189.3057 | 0.0095037 | 0 | 0 | 1067.7758 | 0 | 1067.7693 | 0.0033689
| 705.2534 | 0.080345 | 476.7297 | 0 | 476.7297 | 0.017565 | 477.3263 | 0.0036158 | 704.52 | 0 | 476.7297 | 0.022791 | 707.2334 | 0.0003203 | 705.2534 | 0.021982 | 476.7297 | 0.0090425 | 892.483 | 0.0021579 | 1129.7087 | 0.023124 | 788.936 | 0.0033991 | 1140.8453 | 0.05811 | 1189.4789 | 0.0097237 | 0 | 0 | 1067.8317 | 0 | 1067.8251 | 0.0034642
| 705.4165 | 0.081213 | 476.9523 | 0 | 476.9523 | -0.012106 | 477.5487 | -0.0014225 | 704.6833 | 0.00078349 | 476.9523 | -0.019819 | 707.3971 | 0.00037843 | 705.4165 | 0.023375 | 476.9523 | 0 | 892.5623 | 0.0029031 | 1130.0215 | 0.024566 | 789.127 | 0.0028821 | 1140.9091 | 0.058315 | 1189.6522 | 0.010008 | 0 | 0 | 1067.8874 | 0 | 1067.881 | 0.0035556
| 705.5797 | 0.077623 | 477.1748 | 0 | 477.1748 | 0.028526 | 477.7711 | 0.0030553 | 704.8466 | 0 | 477.1748 | 0.011153 | 707.5607 | 0.00040476 | 705.5797 | 0.021425 | 477.1748 | 0.0018107 | 892.6415 | 0.0032557 | 1130.3344 | 0.024238 | 789.317 | 0.0028603 | 1140.9728 | 0.058525 | 1189.8256 | 0.010329 | 0 | 0 | 1067.9434 | 0 | 1067.9369 | 0.0036342
| 705.7429 | 0.085344 | 477.3974 | 0 | 477.3974 | -0.0070504 | 477.9934 | -0.0015993 | 705.0099 | 0.00026116 | 477.3974 | -0.018765 | 707.7243 | 0.00042341 | 705.7429 | 0.022968 | 477.3974 | 0 | 892.7208 | 0.0029087 | 1130.6473 | 0.022895 | 789.508 | 0.0023345 | 1141.0366 | 0.058735 | 1189.999 | 0.010649 | 0 | 0 | 1067.9993 | 0 | 1067.9927 | 0.0036938
| 705.9061 | 0.079313 | 477.62 | 0 | 477.62 | 0.012627 | 478.2159 | 0.0010962 | 705.1732 | 0 | 477.62 | 0.02131 | 707.8879 | 0.00037405 | 705.9061 | 0.021328 | 477.62 | 0.0090425 | 892.8002 | 0.0029162 | 1130.9606 | 0.022699 | 789.699 | 0.0020288 | 1141.1003 | 0.058945 | 1190.1725 | 0.010931 | 0 | 0 | 1068.055 | 0 | 1068.0486 | 0.0037279
| 706.0693 | 0.085814 | 477.8426 | 0 | 477.8426 | -0.0016744 | 478.4383 | -0.0059475 | 705.3365 | 0.00078349 | 477.8426 | -0.015872 | 708.0516 | 0.00051335 | 706.0693 | 0.0232 | 477.8426 | 0.0018107 | 892.8796 | 0.0031592 | 1131.274 | 0.026171 | 789.89 | 0.0030196 | 1141.1641 | 0.05916 | 1190.3459 | 0.011141 | 0 | 0 | 1068.111 | 0 | 1068.1045 | 0.0037351
| 706.2325 | 0.079595 | 478.0652 | 0 | 478.0652 | -0.001179 | 478.6607 | 0.0030503 | 705.4998 | 0.00017411 | 478.0652 | 0.041816 | 708.2152 | 0.00018209 | 706.2325 | 0.021263 | 478.0652 | 0 | 892.9587 | 0.0030294 | 1131.5875 | 0.02224 | 790.081 | 0.0026499 | 1141.2279 | 0.05937 | 1190.5195 | 0.011258 | 0 | 0 | 1068.1669 | 0 | 1068.1604 | 0.0037168
| 706.3957 | 0.0845 | 478.2879 | 0 | 478.2879 | -0.025582 | 478.8831 | -0.00025141 | 705.6631 | 0.00078349 | 478.2879 | -0.041131 | 708.3789 | 0.00064718 | 706.3957 | 0.022911 | 478.2879 | 0 | 893.0381 | 0.0029841 | 1131.9012 | 0.024042 | 790.272 | 0.0030665 | 1141.2918 | 0.05958 | 1190.6931 | 0.011273 | 0 | 0 | 1068.2228 | 0 | 1068.2163 | 0.0036787
| 706.559 | 0.079876 | 478.5105 | 0 | 478.5105 | -0.0028587 | 479.1056 | 0.004501 | 705.8264 | 0 | 478.5105 | 0.018482 | 708.5425 | 0.00028739 | 706.559 | 0.021118 | 478.5105 | 0.0072445 | 893.1175 | 0.002622 | 1132.2152 | 0.023518 | 790.463 | 0.002817 | 1141.3555 | 0.059795 | 1190.8668 | 0.011191 | 0 | 0 | 1068.2787 | 0 | 1068.2722 | 0.0036271
| 706.7222 | 0.083467 | 478.7332 | 0 | 478.7332 | -0.010329 | 479.3281 | -0.0010832 | 705.9898 | 0.00026116 | 478.7332 | -0.028855 | 708.7062 | 0.00046399 | 706.7222 | 0.023546 | 478.7332 | 0.0090425 | 893.1968 | 0.0025854 | 1132.5293 | 0.022535 | 790.655 | 0.0022656 | 1141.4193 | 0.060005 | 1191.0405 | 0.01103 | 0 | 0 | 1068.3346 | 0 | 1068.3281 | 0.0035707
| 706.8854 | 0.076591 | 478.9559 | 0 | 478.9559 | -0.014357 | 479.5505 | 0.0016507 | 706.1531 | 0 | 478.9559 | 0.010946 | 708.8699 | 0.00044754 | 706.8854 | 0.022654 | 478.9559 | 0.0090425 | 893.2762 | 0.0026781 | 1132.8435 | 0.022535 | 790.846 | 0.0028241 | 1141.4832 | 0.06022 | 1191.2142 | 0.010817 | 0 | 0 | 1068.3905 | 0 | 1068.384 | 0.0035166
| 707.0487 | 0.084312 | 479.1786 | 0 | 479.1786 | -0.024141 | 479.773 | -0.00056236 | 706.3164 | 0.00026116 | 479.1786 | -0.014318 | 709.0336 | 0.00025777 | 707.0487 | 0.024019 | 479.1785 | 0 | 893.3557 | 0.0023833 | 1133.158 | 0.023157 | 791.038 | 0.0026575 | 1141.5469 | 0.06043 | 1191.3881 | 0.010578 | 0 | 0 | 1068.4464 | 0 | 1068.4399 | 0.0034682
| 707.2119 | 0.073118 | 479.4013 | 0 | 479.4013 | -0.0039594 | 479.9955 | 0.0054612 | 706.4798 | 0 | 479.4013 | 0.033805 | 709.1972 | 0.0006373 | 707.2119 | 0.022525 | 479.4013 | 0.0090425 | 893.4351 | 0.0024043 | 1133.4727 | 0.02414 | 791.229 | 0.0019149 | 1141.6107 | 0.060645 | 1191.5619 | 0.01034 | 0 | 0 | 1068.5023 | 0 | 1068.4959 | 0.0034293
| 707.3751 | 0.083091 | 479.624 | 0 | 479.624 | 0.010276 | 480.2181 | -0.003453 | 706.6431 | 0.00026116 | 479.624 | -0.015326 | 709.3609 | 0.00023584 | 707.3751 | 0.02307 | 479.624 | 0 | 893.5145 | 0.0025333 | 1133.7874 | 0.025057 | 791.421 | 0.0025798 | 1141.6746 | 0.06086 | 1191.7358 | 0.010125 | 0 | 0 | 1068.5584 | 0 | 1068.5518 | 0.0033991
| 707.5384 | 0.073118 | 479.8467 | 0 | 479.8467 | 0.017178 | 480.4406 | 0.0081698 | 706.8065 | 0 | 479.8467 | 0.038231 | 709.5246 | 0.00057259 | 707.5384 | 0.0219 | 479.8467 | 0.0036195 | 893.594 | 0.0024267 | 1134.1023 | 0.02152 | 791.613 | 0.0024924 | 1141.7384 | 0.061075 | 1191.9098 | 0.0099508 | 0 | 0 | 1068.6143 | 0 | 1068.6077 | 0.0033768
| 707.7017 | 0.083748 | 480.0694 | 0 | 480.0694 | -0.015713 | 480.6631 | -0.0033746 | 706.9698 | 0 | 480.0694 | -0.022026 | 709.6884 | 0.00026545 | 707.7017 | 0.022838 | 480.0695 | 0 | 893.6735 | 0.0021428 | 1134.4175 | 0.021814 | 791.805 | 0.0024962 | 1141.8022 | 0.06129 | 1192.0839 | 0.0098294 | 0 | 0 | 1068.6702 | 0 | 1068.6637 | 0.0033594
| 707.8649 | 0.074432 | 480.2922 | 0 | 480.2922 | 0.016445 | 480.8857 | 0.0049569 | 707.1332 | 0 | 480.2922 | 0.01095 | 709.8521 | 0.0005309 | 707.8649 | 0.021565 | 480.2922 | 0 | 893.7529 | 0.0028651 | 1134.7328 | 0.022306 | 791.997 | 0.0032208 | 1141.8661 | 0.061506 | 1192.2579 | 0.009769 | 0 | 0 | 1068.7262 | 0 | 1068.7196 | 0.0033427
| 708.0282 | 0.083091 | 480.515 | 0 | 480.515 | -0.017748 | 481.1083 | -0.001976 | 707.2966 | 0.00026116 | 480.515 | -0.013723 | 710.0158 | 0.00040366 | 708.0282 | 0.022751 | 480.515 | 0 | 893.8325 | 0.0030518 | 1135.0482 | 0.022666 | 792.189 | 0.0027739 | 1141.93 | 0.061726 | 1192.432 | 0.0097749 | 0 | 0 | 1068.7821 | 0 | 1068.7756 | 0.0033244
| 708.1915 | 0.073869 | 480.7378 | 0 | 480.7378 | 0.0043136 | 481.3309 | 0.0016561 | 707.4599 | 0.00069644 | 480.7378 | -0.00033785 | 710.1795 | 0.00044973 | 708.1915 | 0.021778 | 480.7378 | 0.0072427 | 893.9119 | 0.0026202 | 1135.3639 | 0.021028 | 792.381 | 0.0030077 | 1141.9939 | 0.061941 | 1192.6062 | 0.0098498 | 0 | 0 | 1068.838 | 0 | 1068.8315 | 0.0033022
| 708.3547 | 0.084124 | 480.9606 | 0 | 480.9606 | -0.017142 | 481.5535 | -0.00070931 | 707.6233 | 0 | 480.9606 | -0.018558 | 710.3433 | 0.00040476 | 708.3547 | 0.023604 | 480.9606 | 0 | 893.9915 | 0.0023697 | 1135.6798 | 0.025221 | 792.573 | 0.0040472 | 1142.0577 | 0.062161 | 1192.7804 | 0.0099949 | 0 | 0 | 1068.894 | 0 | 1068.8874 | 0.0032752
| 708.518 | 0.073681 | 481.1834 | 0 | 481.1834 | 0.0043492 | 481.7761 | 0.0035468 | 707.7867 | 0.00017411 | 481.1834 | 0.042999 | 710.507 | 0.00045522 | 708.518 | 0.022854 | 481.1834 | 0 | 894.071 | 0.0025193 | 1135.9957 | 0.023452 | 792.766 | 0.0024172 | 1142.1216 | 0.062376 | 1192.9547 | 0.010211 | 0 | 0 | 1068.9499 | 0 | 1068.9435 | 0.0032458
| 708.6813 | 0.08234 | 481.4062 | 0 | 481.4062 | -0.016697 | 481.9987 | -0.0046516 | 707.9501 | 0.0013058 | 481.4062 | -0.040735 | 710.6707 | 0.00047057 | 708.6813 | 0.024447 | 481.4062 | 0 | 894.1506 | 0.0028585 | 1136.312 | 0.022175 | 792.958 | 0.0032046 | 1142.1855 | 0.062597 | 1193.129 | 0.010498 | 0 | 0 | 1069.006 | 0 | 1068.9995 | 0.0032156
| 708.8446 | 0.072837 | 481.629 | 0 | 481.629 | 0.0051232 | 482.2213 | 0.0043969 | 708.1135 | 0 | 481.629 | 0.028719 | 710.8345 | 0.00054736 | 708.8446 | 0.024076 | 481.629 | 0.0090425 | 894.2301 | 0.0030632 | 1136.6283 | 0.025188 | 793.151 | 0.0025703 | 1142.2494 | 0.062817 | 1193.3033 | 0.010853 | 0 | 0 | 1069.062 | 0 | 1069.0554 | 0.0031878
| 709.0079 | 0.083279 | 481.8519 | 0 | 481.8519 | -0.0038845 | 482.444 | -0.0015497 | 708.2769 | 0 | 481.8519 | -0.017434 | 710.9983 | 0.00035321 | 709.0079 | 0.024824 | 481.8519 | 0.0036232 | 894.3097 | 0.0024478 | 1136.9448 | 0.022764 | 793.344 | 0.0029291 | 1142.3133 | 0.063037 | 1193.4778 | 0.011268 | 0 | 0 | 1069.1179 | 0 | 1069.1115 | 0.0031663
| 709.1712 | 0.07293 | 482.0747 | 0 | 482.0747 | 0.0090209 | 482.6667 | 0.0091168 | 708.4403 | 0.00017411 | 482.0747 | 0.028855 | 711.162 | 0.00045631 | 709.1712 | 0.022161 | 482.0747 | 0.0018107 | 894.3893 | 0.0025354 | 1137.2616 | 0.021716 | 793.536 | 0.0027516 | 1142.3772 | 0.063257 | 1193.6522 | 0.011729 | 0 | 0 | 1069.174 | 0 | 1069.1675 | 0.0031512
| 709.3345 | 0.089569 | 482.2976 | 0 | 482.2976 | -0.0055841 | 482.8893 | -0.0018354 | 708.6037 | 0.00026116 | 482.2976 | -0.0070937 | 711.3258 | 0.00043328 | 709.3345 | 0.022106 | 482.2976 | 0.005432 | 894.4689 | 0.0028333 | 1137.5785 | 0.022961 | 793.729 | 0.003242 | 1142.4412 | 0.063477 | 1193.8268 | 0.012213 | 0 | 0 | 1069.23 | 0 | 1069.2234 | 0.0031441
| 709.4979 | 0.072743 | 482.5205 | 0 | 482.5205 | 0.014329 | 483.112 | 0.0053361 | 708.7671 | 0 | 482.5205 | 0.0047651 | 711.4896 | 0.00034991 | 709.4979 | 0.021024 | 482.5205 | 0.0090425 | 894.5485 | 0.0038145 | 1137.8955 | 0.023747 | 793.922 | 0.0029996 | 1142.5051 | 0.063703 | 1194.0013 | 0.012693 | 0 | 0 | 1069.286 | 0 | 1069.2794 | 0.0031433
| 709.6612 | 0.087222 | 482.7434 | 0 | 482.7434 | -0.011319 | 483.3347 | 0.002276 | 708.9305 | 0.00078349 | 482.7434 | -0.025015 | 711.6534 | 0.00064389 | 709.6612 | 0.023635 | 482.7434 | 0.0090425 | 894.6282 | 0.0042743 | 1138.2128 | 0.021552 | 794.115 | 0.002423 | 1142.569 | 0.063923 | 1194.176 | 0.01314 | 0 | 0 | 1069.342 | 0 | 1069.3355 | 0.0031473
| 709.8245 | 0.0734 | 482.9663 | 0 | 482.9663 | -0.019155 | 483.5575 | 0.0040919 | 709.094 | 0.00069644 | 482.9663 | 0.024432 | 711.8172 | 0.00027313 | 709.8245 | 0.022692 | 482.9663 | 0.0090425 | 894.7078 | 0.0034198 | 1138.5303 | 0.023452 | 794.308 | 0.0023496 | 1142.6329 | 0.064148 | 1194.3507 | 0.013526 | 0 | 0 | 1069.3981 | 0 | 1069.3915 | 0.0031528
| 709.9878 | 0.085626 | 483.1893 | 0 | 483.1893 | -0.010409 | 483.7802 | -0.0039062 | 709.2574 | 0.00078349 | 483.1893 | -0.040922 | 711.981 | 0.000532 | 709.9878 | 0.023865 | 483.1893 | 0 | 894.7875 | 0.0023977 | 1138.8478 | 0.02152 | 794.502 | 0.0022689 | 1142.6969 | 0.064374 | 1194.5254 | 0.013836 | 0 | 0 | 1069.4541 | 0 | 1069.4475 | 0.0031576
| 710.1512 | 0.072086 | 483.4122 | 0 | 483.4122 | 0.0047154 | 484.0029 | 0.007722 | 709.4208 | 0.00017411 | 483.4122 | 0.030864 | 712.1448 | 0.00034224 | 710.1512 | 0.021943 | 483.4122 | 0 | 894.8672 | 0.0021748 | 1139.1656 | 0.023354 | 794.695 | 0.0023298 | 1142.7609 | 0.064594 | 1194.7002 | 0.01406 | 0 | 0 | 1069.5101 | 0 | 1069.5035 | 0.0031584
| 710.3145 | 0.092386 | 483.6352 | 0 | 483.6352 | -0.0045801 | 484.2257 | -0.0045524 | 709.5843 | 0.00026116 | 483.6352 | -0.0466 | 712.3086 | 0.00043876 | 710.3145 | 0.02301 | 483.6352 | 0 | 894.9469 | 0.0023131 | 1139.4835 | 0.022371 | 794.888 | 0.0026792 | 1142.8248 | 0.064819 | 1194.875 | 0.014194 | 0 | 0 | 1069.5662 | 0 | 1069.5596 | 0.0031536
| 710.4779 | 0.084475 | 483.8582 | 0 | 483.8582 | 0.0021637 | 484.4485 | 0.0031161 | 709.7477 | 0 | 483.8582 | 0.04696 | 712.4725 | 0.00039818 | 710.4779 | 0.022136 | 483.8582 | 0 | 895.0266 | 0.0024544 | 1139.8016 | 0.021978 | 795.082 | 0.0030086 | 1142.8888 | 0.06505 | 1195.0499 | 0.014244 | 0 | 0 | 1069.6222 | 0 | 1069.6156 | 0.0031425
| 710.6412 | 0.093419 | 484.0811 | 0 | 484.0811 | 0.00090715 | 484.6712 | -0.0049847 | 709.9112 | 0 | 484.0811 | -0.038385 | 712.6363 | 0.00044315 | 710.6412 | 0.023316 | 484.0811 | 0.0018107 | 895.1063 | 0.0022446 | 1140.12 | 0.021225 | 795.275 | 0.0018474 | 1142.9528 | 0.065275 | 1195.2249 | 0.014214 | 0 | 0 | 1069.6782 | 0 | 1069.6716 | 0.0031242
| 710.8046 | 0.073212 | 484.3041 | 0 | 484.3041 | -0.0076713 | 484.894 | 0.0034323 | 710.0746 | 0.00017411 | 484.3041 | 0.017022 | 712.8001 | 0.00047825 | 710.8046 | 0.021894 | 484.3041 | 0 | 895.186 | 0.0028401 | 1140.4385 | 0.021978 | 795.469 | 0.0028739 | 1143.0167 | 0.065506 | 1195.3999 | 0.014119 | 0 | 0 | 1069.7342 | 0 | 1069.7278 | 0.0031012
| 710.968 | 0.093325 | 484.5272 | 0 | 484.5272 | -0.010336 | 485.1168 | -0.0056579 | 710.2381 | 0 | 484.5272 | -0.051742 | 712.964 | 0.00049909 | 710.968 | 0.022965 | 484.5272 | 0 | 895.2658 | 0.0035356 | 1140.7572 | 0.021388 | 795.663 | 0.0038576 | 1143.0808 | 0.065731 | 1195.5748 | 0.013977 | 0 | 0 | 1069.7903 | 0 | 1069.7838 | 0.0030766
| 711.1313 | 0.088887 | 484.7502 | 0 | 484.7502 | 0.010364 | 485.3397 | 0.0020669 | 710.4015 | 0 | 484.7502 | 0.011888 | 713.1278 | 0.00035211 | 711.1313 | 0.022303 | 484.7502 | 0.0018107 | 895.3455 | 0.0039488 | 1141.076 | 0.024042 | 795.857 | 0.0029976 | 1143.1448 | 0.065961 | 1195.75 | 0.013819 | 0 | 0 | 1069.8464 | 0 | 1069.8398 | 0.0030559
| 711.2947 | 0.094076 | 484.9732 | 0 | 484.9732 | -0.0024927 | 485.5625 | -0.0038123 | 710.565 | 0.00078349 | 484.9732 | -0.017318 | 713.2917 | 0.00044205 | 711.2947 | 0.024153 | 484.9732 | 0.0036195 | 895.4252 | 0.0035729 | 1141.395 | 0.021716 | 796.051 | 0.003505 | 1143.2087 | 0.066192 | 1195.9252 | 0.013678 | 0 | 0 | 1069.9025 | 0 | 1069.896 | 0.0030416
| 711.4581 | 0.087103 | 485.1963 | 0 | 485.1963 | 0.013525 | 485.7853 | 0.0038511 | 710.7285 | 0 | 485.1963 | 0.025799 | 713.4556 | 0.00033346 | 711.4581 | 0.023039 | 485.1963 | 0.0090425 | 895.5051 | 0.0032003 | 1141.7142 | 0.023321 | 796.245 | 0.0027545 | 1143.2728 | 0.066422 | 1196.1003 | 0.01359 | 0 | 0 | 1069.9585 | 0 | 1069.952 | 0.0030384
| 711.6215 | 0.074547 | 485.4193 | 0 | 485.4193 | -0.0071976 | 486.0082 | 0.00046554 | 710.892 | 0.00026116 | 485.4193 | -0.033447 | 713.6194 | 0.0004958 | 711.6215 | 0.02453 | 485.4193 | 0.0090425 | 895.5848 | 0.0033609 | 1142.0336 | 0.023714 | 796.439 | 0.003269 | 1143.3368 | 0.066653 | 1196.2755 | 0.013584 | 0 | 0 | 1070.0147 | 0 | 1070.0081 | 0.003048
| 711.7849 | 0.096677 | 485.6424 | 0 | 485.6424 | 0.0067882 | 486.231 | 0.0037183 | 711.0555 | 0 | 485.6424 | 0.046487 | 713.7833 | 0.00048483 | 711.7849 | 0.022325 | 485.6424 | 0 | 895.6647 | 0.0031898 | 1142.3531 | 0.021421 | 796.633 | 0.0029731 | 1143.4008 | 0.066888 | 1196.4508 | 0.013677 | 0 | 0 | 1070.0707 | 0 | 1070.0642 | 0.0030694
| 711.9483 | 0.086283 | 485.8655 | 0 | 485.8655 | -0.011293 | 486.4539 | -0.0015493 | 711.219 | 0.00026116 | 485.8655 | -0.010094 | 713.9472 | 0.00036417 | 711.9483 | 0.023558 | 485.8655 | 0 | 895.7445 | 0.0032941 | 1142.6728 | 0.020537 | 796.828 | 0.002955 | 1143.4648 | 0.067119 | 1196.6262 | 0.01387 | 0 | 0 | 1070.1268 | 0 | 1070.1204 | 0.0030996
| 712.1117 | 0.095082 | 486.0886 | 0 | 486.0886 | 0.0074849 | 486.6768 | 0.0033745 | 711.3825 | 0 | 486.0886 | 0.043489 | 714.1111 | 0.00054187 | 712.1117 | 0.02168 | 486.0886 | 0.0036213 | 895.8244 | 0.0037607 | 1142.9928 | 0.022568 | 797.022 | 0.002667 | 1143.5289 | 0.067355 | 1196.8016 | 0.014149 | 0 | 0 | 1070.183 | 0 | 1070.1764 | 0.0031361
| 712.2751 | 0.076895 | 486.3117 | 0 | 486.3117 | 0.0011978 | 486.8997 | -0.0020304 | 711.546 | 0.00078349 | 486.3117 | -0.015131 | 714.275 | 0.00026216 | 712.2751 | 0.023795 | 486.3118 | 0.0090425 | 895.9042 | 0.0036529 | 1143.3129 | 0.022109 | 797.217 | 0.0039812 | 1143.5929 | 0.06759 | 1196.9771 | 0.014491 | 0 | 0 | 1070.239 | 0 | 1070.2325 | 0.0031719
| 712.4385 | 0.092641 | 486.5349 | 0 | 486.5349 | 0.0042205 | 487.1227 | 0.0046261 | 711.7095 | 0.00017411 | 486.5349 | 0.01883 | 714.4389 | 0.0005309 | 712.4385 | 0.021431 | 486.5349 | 0.0090425 | 895.9841 | 0.0028938 | 1143.6332 | 0.022044 | 797.411 | 0.0022315 | 1143.657 | 0.067826 | 1197.1526 | 0.014864 | 0 | 0 | 1070.2952 | 0 | 1070.2886 | 0.0032013
| 712.6019 | 0.069196 | 486.758 | 0 | 486.758 | -0.013786 | 487.3456 | -0.0033293 | 711.873 | 0.00026116 | 486.758 | -0.042492 | 714.6028 | 0.00031372 | 712.6019 | 0.022612 | 486.758 | 0.0090425 | 896.064 | 0.0029926 | 1143.9536 | 0.022306 | 797.606 | 0.0023555 | 1143.7211 | 0.068061 | 1197.3281 | 0.015239 | 0 | 0 | 1070.3513 | 0 | 1070.3447 | 0.0032203
| 712.7654 | 0.093674 | 486.9812 | 0 | 486.9812 | -0.017375 | 487.5686 | 0.0082689 | 712.0365 | 0 | 486.9812 | 0.012866 | 714.7667 | 0.00056381 | 712.7654 | 0.021394 | 486.9812 | 0.0072445 | 896.1439 | 0.0038258 | 1144.2743 | 0.023059 | 797.801 | 0.0028973 | 1143.7852 | 0.068302 | 1197.5037 | 0.015583 | 0 | 0 | 1070.4073 | 0 | 1070.4009 | 0.0032259
| 712.9288 | 0.0722 | 487.2044 | 0 | 487.2044 | -0.00308 | 487.7915 | 0.0012599 | 712.2 | 0.00026116 | 487.2044 | -0.021831 | 714.9307 | 0.00037843 | 712.9288 | 0.023388 | 487.2044 | 0.0036232 | 896.2238 | 0.0033841 | 1144.5951 | 0.022797 | 797.996 | 0.0022391 | 1143.8492 | 0.068538 | 1197.6793 | 0.015867 | 0 | 0 | 1070.4635 | 0 | 1070.457 | 0.0032172
| 713.0922 | 0.090764 | 487.4276 | 0 | 487.4276 | 0.011644 | 488.0145 | 0.0038903 | 712.3635 | 0 | 487.4276 | 0.022603 | 715.0946 | 0.00043218 | 713.0922 | 0.022314 | 487.4276 | 0 | 896.3038 | 0.0028817 | 1144.916 | 0.022568 | 798.191 | 0.0028544 | 1143.9133 | 0.068778 | 1197.8551 | 0.01606 | 0 | 0 | 1070.5196 | 0 | 1070.5132 | 0.0031973
| 713.2557 | 0.078585 | 487.6508 | 0 | 487.6508 | -0.013313 | 488.2375 | 0.00041688 | 712.5271 | 0.00078349 | 487.6508 | -0.028935 | 715.2586 | 0.00044315 | 713.2557 | 0.023472 | 487.6508 | 0 | 896.3837 | 0.0034489 | 1145.2372 | 0.022797 | 798.386 | 0.0035265 | 1143.9774 | 0.069019 | 1198.0308 | 0.016139 | 0 | 0 | 1070.5758 | 0 | 1070.5693 | 0.0031711
| 713.4191 | 0.0948 | 487.874 | 0 | 487.874 | 0.0044073 | 488.4605 | 0.0044216 | 712.6906 | 0.00017411 | 487.874 | 0.041143 | 715.4225 | 0.00041902 | 713.4191 | 0.02255 | 487.874 | 0 | 896.4637 | 0.0037123 | 1145.5586 | 0.023321 | 798.581 | 0.0028756 | 1144.0415 | 0.06926 | 1198.2067 | 0.016093 | 0 | 0 | 1070.632 | 0 | 1070.6255 | 0.0031441
| 713.5826 | 0.071731 | 488.0972 | 0 | 488.0972 | -0.035397 | 488.6835 | -0.00086532 | 712.8542 | 0.00026116 | 488.0972 | -0.027171 | 715.5865 | 0.00037514 | 713.5826 | 0.024227 | 488.0972 | 0.0018089 | 896.5437 | 0.0034988 | 1145.8801 | 0.021978 | 798.776 | 0.0031888 | 1144.1056 | 0.0695 | 1198.3824 | 0.01593 | 0 | 0 | 1070.6881 | 0 | 1070.6816 | 0.0031234
| 713.7461 | 0.079407 | 488.3204 | 0 | 488.3204 | 0.014502 | 488.9065 | 0.0026526 | 713.0177 | 0.00017411 | 488.3204 | 0.031456 | 715.7504 | 0.00047387 | 713.7461 | 0.023736 | 488.3204 | 0 | 896.6237 | 0.0030603 | 1146.2019 | 0.020799 | 798.972 | 0.0020448 | 1144.1697 | 0.069746 | 1198.5584 | 0.015682 | 0 | 0 | 1070.7443 | 0 | 1070.7378 | 0.0031139
| 713.9095 | 0.070135 | 488.5437 | 0 | 488.5437 | 0.0066877 | 489.1296 | -0.0061529 | 713.1813 | 0.00026116 | 488.5437 | -0.032625 | 715.9144 | 0.00038502 | 713.9095 | 0.024155 | 488.5437 | 0.0090425 | 896.7037 | 0.0030651 | 1146.5237 | 0.022731 | 799.167 | 0.0026305 | 1144.2338 | 0.069987 | 1198.7344 | 0.015398 | 0 | 0 | 1070.8004 | 0 | 1070.7939 | 0.0031187
| 714.073 | 0.085602 | 488.767 | 0 | 488.767 | -7.4944e-05 | 489.3526 | -0.00047344 | 713.3448 | 0.00069644 | 488.767 | 0.0079488 | 716.0784 | 0.00044315 | 714.073 | 0.022208 | 488.767 | 0.0090425 | 896.7837 | 0.0028715 | 1146.8458 | 0.020046 | 799.363 | 0.0037688 | 1144.298 | 0.070233 | 1198.9104 | 0.015133 | 0 | 0 | 1070.8567 | 0 | 1070.8501 | 0.0031377
| 714.2365 | 0.070228 | 488.9902 | 0 | 488.9902 | -0.030615 | 489.5757 | -0.00041352 | 713.5084 | 0 | 488.9902 | -0.032222 | 716.2424 | 0.00041354 | 714.2365 | 0.022642 | 488.9903 | 0 | 896.8637 | 0.0028184 | 1147.1681 | 0.022437 | 799.559 | 0.0030734 | 1144.3621 | 0.070479 | 1199.0864 | 0.014939 | 0 | 0 | 1070.9128 | 0 | 1070.9062 | 0.0031687
| 714.3999 | 0.082317 | 489.2135 | 0 | 489.2135 | 0.01072 | 489.7988 | 0.0069847 | 713.672 | 0.00017411 | 489.2135 | 0.015866 | 716.4063 | 0.00043218 | 714.3999 | 0.022142 | 489.2135 | 0 | 896.9438 | 0.0034027 | 1147.4905 | 0.023255 | 799.754 | 0.0048549 | 1144.4263 | 0.070725 | 1199.2626 | 0.014846 | 0 | 0 | 1070.969 | 0 | 1070.9625 | 0.0032092
| 714.5634 | 0.069477 | 489.4369 | 0 | 489.4369 | -0.0023342 | 490.0219 | -0.0028302 | 713.8355 | 0.00026116 | 489.4369 | -0.043698 | 716.5703 | 0.00043328 | 714.5634 | 0.024295 | 489.4368 | 0.0054338 | 897.0239 | 0.0034122 | 1147.8131 | 0.021716 | 799.95 | 0.0034333 | 1144.4904 | 0.07097 | 1199.4387 | 0.014864 | 0 | 0 | 1071.0251 | 0 | 1071.0187 | 0.0032521
| 714.7269 | 0.083724 | 489.6602 | 0 | 489.6602 | 0.0076713 | 490.245 | 0.0039046 | 713.9991 | 0 | 489.6602 | 0.0078269 | 716.7343 | 0.00055175 | 714.7269 | 0.022632 | 489.6602 | 0 | 897.1039 | 0.0039431 | 1148.136 | 0.021716 | 800.146 | 0.0023907 | 1144.5546 | 0.071221 | 1199.615 | 0.014981 | 0 | 0 | 1071.0814 | 0 | 1071.0748 | 0.0032942
| 714.8904 | 0.069196 | 489.8835 | 0 | 489.8835 | -8.2542e-05 | 490.4681 | -0.00081036 | 714.1627 | 0 | 489.8835 | -0.038785 | 716.8984 | 0.00022816 | 714.8904 | 0.024367 | 489.8835 | 0 | 897.184 | 0.004287 | 1148.4589 | 0.02224 | 800.342 | 0.0015338 | 1144.6186 | 0.071467 | 1199.7913 | 0.015178 | 0 | 0 | 1071.1376 | 0 | 1071.1311 | 0.0033324
| 715.0539 | 0.080627 | 490.1069 | 0 | 490.1069 | -0.0077241 | 490.6912 | 0.00089581 | 714.3263 | 0 | 490.1069 | 0.035916 | 717.0624 | 0.00061208 | 715.0539 | 0.022767 | 490.1069 | 0 | 897.2642 | 0.0044549 | 1148.7821 | 0.023386 | 800.539 | 0.0037143 | 1144.6829 | 0.071718 | 1199.9675 | 0.015432 | 0 | 0 | 1071.1939 | 0 | 1071.1873 | 0.0033641
| 715.2174 | 0.073233 | 490.3302 | 0 | 490.3302 | -0.0095025 | 490.9144 | 0.00087583 | 714.4899 | 0.00026116 | 490.3302 | -0.021856 | 717.2264 | 0.00022377 | 715.2174 | 0.021422 | 490.3302 | 0 | 897.3442 | 0.0041861 | 1149.1055 | 0.021716 | 800.735 | 0.0026964 | 1144.7471 | 0.071969 | 1200.1439 | 0.015722 | 0 | 0 | 1071.25 | 0 | 1071.2435 | 0.0033895
| 715.3809 | 0.083818 | 490.5536 | 0 | 490.5536 | 0.0093015 | 491.1375 | 0.0065072 | 714.6535 | 0.00017411 | 490.5536 | 0.051282 | 717.3904 | 0.00072506 | 715.3809 | 0.019794 | 490.5536 | 0 | 897.4244 | 0.0035874 | 1149.429 | 0.022044 | 800.931 | 0.0019319 | 1144.8113 | 0.07222 | 1200.3203 | 0.016028 | 0 | 0 | 1071.3063 | 0 | 1071.2997 | 0.0034086
| 715.5445 | 0.098301 | 490.777 | 0 | 490.777 | -0.018651 | 491.3607 | -0.0054091 | 714.8171 | 0.00078349 | 490.777 | -0.019234 | 717.5545 | 0.00021829 | 715.5445 | 0.02068 | 490.777 | 0 | 897.5045 | 0.00366 | 1149.7527 | 0.021945 | 801.128 | 0.0039481 | 1144.8754 | 0.072471 | 1200.4968 | 0.016325 | 0 | 0 | 1071.3624 | 0 | 1071.356 | 0.0034221
| 715.708 | 0.14502 | 491.0004 | 0 | 491.0004 | 0.00072884 | 491.5839 | 0.0036228 | 714.9807 | 0.00017411 | 491.0004 | 0.031657 | 717.7185 | 0.00062304 | 715.708 | 0.022909 | 491.0004 | 0.0036213 | 897.5847 | 0.0038036 | 1150.0765 | 0.022142 | 801.324 | 0.0039596 | 1144.9396 | 0.072727 | 1200.6733 | 0.016583 | 0 | 0 | 1071.4187 | 0 | 1071.4122 | 0.0034316
| 715.8715 | 0.1199 | 491.2238 | 0 | 491.2238 | -0.0055878 | 491.8071 | -0.0020301 | 715.1443 | 0 | 491.2238 | -0.02627 | 717.8826 | 0.00030055 | 715.8715 | 0.023928 | 491.2238 | 0.0090425 | 897.665 | 0.0035506 | 1150.4006 | 0.024173 | 801.521 | 0.0027748 | 1145.0038 | 0.072983 | 1200.85 | 0.016766 | 0 | 0 | 1071.475 | 0 | 1071.4684 | 0.0034372
| 716.0351 | 0.1484 | 491.4472 | 0 | 491.4472 | -0.0007907 | 492.0303 | 0.0068023 | 715.3079 | 0.00069644 | 491.4472 | 0.020148 | 718.0466 | 0.0005671 | 716.0351 | 0.023202 | 491.4472 | 0.0018107 | 897.745 | 0.0040028 | 1150.7249 | 0.023321 | 801.718 | 0.001763 | 1145.068 | 0.073234 | 1201.0266 | 0.016843 | 0 | 0 | 1071.5312 | 0 | 1071.5247 | 0.0034396
| 716.1986 | 0.11454 | 491.6707 | 0 | 491.6707 | 0.0099048 | 492.2535 | -0.0057539 | 715.4716 | 0.00078349 | 491.6707 | -0.0063673 | 718.2107 | 0.00036527 | 716.1986 | 0.024783 | 491.6707 | 0 | 897.8252 | 0.0039956 | 1151.0493 | 0.022207 | 801.914 | 0.0028289 | 1145.1323 | 0.07349 | 1201.2032 | 0.016797 | 0 | 0 | 1071.5874 | 0 | 1071.5809 | 0.0034404
| 716.3621 | 0.15074 | 491.8941 | 0 | 491.8941 | 0.007185 | 492.4767 | -0.0009298 | 715.6352 | 0.00069644 | 491.8941 | 0.016898 | 718.3748 | 0.00051335 | 716.3621 | 0.02378 | 491.8941 | 0 | 897.9055 | 0.0040375 | 1151.3739 | 0.020308 | 802.111 | 0.0023551 | 1145.1965 | 0.073751 | 1201.38 | 0.016628 | 0 | 0 | 1071.6437 | 0 | 1071.6372 | 0.0034404
| 716.5257 | 0.10055 | 492.1176 | 0 | 492.1176 | -0.00023848 | 492.7 | 0.00098686 | 715.7988 | 0 | 492.1176 | -0.029037 | 718.5388 | 0.00038392 | 716.5257 | 0.023986 | 492.1176 | 0 | 897.9857 | 0.0044725 | 1151.6987 | 0.023714 | 802.308 | 0.0020901 | 1145.2607 | 0.074007 | 1201.5568 | 0.016364 | 0 | 0 | 1071.6999 | 0 | 1071.6935 | 0.0034396
| 716.6893 | 0.15562 | 492.3411 | 0 | 492.3411 | -0.0026236 | 492.9232 | 5.7303e-05 | 715.9625 | 0.00069644 | 492.3411 | 0.024853 | 718.7029 | 0.00052103 | 716.6893 | 0.022474 | 492.3411 | 0 | 898.0659 | 0.0049046 | 1152.0238 | 0.021552 | 802.506 | 0.0030974 | 1145.3249 | 0.074264 | 1201.7336 | 0.016046 | 0 | 0 | 1071.7562 | 0 | 1071.7498 | 0.0034412
| 716.8528 | 0.12234 | 492.5646 | 0 | 492.5646 | -0.021654 | 493.1465 | 0.00066804 | 716.1261 | 0 | 492.5646 | -0.015611 | 718.867 | 0.00044644 | 716.8528 | 0.023466 | 492.5646 | 0 | 898.1462 | 0.0046426 | 1152.3489 | 0.021978 | 802.703 | 0.0028174 | 1145.3893 | 0.074525 | 1201.9105 | 0.015732 | 0 | 0 | 1071.8125 | 0 | 1071.806 | 0.0034451
| 717.0164 | 0.16407 | 492.7881 | 0 | 492.7881 | -0.0044762 | 493.3698 | 0.011746 | 716.2898 | 0.00017411 | 492.7881 | 0.009271 | 719.0311 | 0.00046399 | 717.0164 | 0.023389 | 492.7881 | 0.0090425 | 898.2264 | 0.0042392 | 1152.6743 | 0.021618 | 802.9 | 0.0028429 | 1145.4535 | 0.074786 | 1202.0875 | 0.015479 | 0 | 0 | 1071.8688 | 0 | 1071.8623 | 0.0034515
| 717.18 | 0.13257 | 493.0116 | 0 | 493.0116 | -0.011523 | 493.5931 | 0.0048976 | 716.4534 | 0.00026116 | 493.0116 | -0.050314 | 719.1952 | 0.00046838 | 717.18 | 0.024971 | 493.0116 | 0.0090425 | 898.3068 | 0.0044344 | 1152.9999 | 0.018866 | 803.098 | 0.0019855 | 1145.5177 | 0.075047 | 1202.2645 | 0.015333 | 0 | 0 | 1071.9251 | 0 | 1071.9186 | 0.0034579
| 717.3435 | 0.14896 | 493.2351 | 0 | 493.2351 | 0.0092031 | 493.8164 | 0.0010929 | 716.6171 | 0 | 493.2351 | 0.025836 | 719.3593 | 0.00042121 | 717.3435 | 0.023301 | 493.2351 | 0 | 898.3871 | 0.0046288 | 1153.3256 | 0.022142 | 803.295 | 0.0038569 | 1145.582 | 0.075308 | 1202.4415 | 0.01532 | 0 | 0 | 1071.9813 | 0 | 1071.9749 | 0.0034642
| 717.5071 | 0.129 | 493.4587 | 0 | 493.4587 | -0.018712 | 494.0397 | -0.0037232 | 716.7808 | 0.00078349 | 493.4587 | -0.015041 | 719.5235 | 0.0004267 | 717.5071 | 0.023889 | 493.4587 | 0 | 898.4674 | 0.0041779 | 1153.6515 | 0.021683 | 803.493 | 0.0029026 | 1145.6462 | 0.075575 | 1202.6187 | 0.015438 | 0 | 0 | 1072.0377 | 0 | 1072.0311 | 0.0034674
| 717.6707 | 0.17045 | 493.6823 | 0 | 493.6823 | 0.027924 | 494.263 | 0.0050083 | 716.9444 | 0.00017411 | 493.6823 | 0.03526 | 719.6876 | 0.00043986 | 717.6707 | 0.022408 | 493.6823 | 0 | 898.5477 | 0.0037918 | 1153.9775 | 0.022306 | 803.69 | 0.0038726 | 1145.7106 | 0.075836 | 1202.7958 | 0.015657 | 0 | 0 | 1072.094 | 0 | 1072.0874 | 0.0034642
| 717.8343 | 0.14393 | 493.9058 | 0 | 493.9058 | -0.0061047 | 494.4864 | -0.0013178 | 717.1081 | 0.00026116 | 493.9058 | -0.052132 | 719.8517 | 0.00048593 | 717.8343 | 0.023948 | 493.9058 | 0.0090425 | 898.6282 | 0.003818 | 1154.3038 | 0.022306 | 803.888 | 0.0035717 | 1145.7749 | 0.076102 | 1202.973 | 0.015928 | 0 | 0 | 1072.1503 | 0 | 1072.1438 | 0.0034547
| 717.9979 | 0.17139 | 494.1294 | 0 | 494.1294 | 0.004843 | 494.7097 | 0.0043472 | 717.2718 | 0.00069644 | 494.1294 | 0.034021 | 720.0159 | 0.00031043 | 717.9979 | 0.02323 | 494.1294 | 0 | 898.7084 | 0.0039032 | 1154.6302 | 0.022469 | 804.086 | 0.0024006 | 1145.8392 | 0.076369 | 1203.1503 | 0.016194 | 0 | 0 | 1072.2065 | 0 | 1072.2001 | 0.003438
| 718.1615 | 0.14553 | 494.353 | 0 | 494.353 | 0.0020579 | 494.9331 | -0.0081982 | 717.4355 | 0.00078349 | 494.353 | -0.031498 | 720.18 | 0.00047167 | 718.1615 | 0.024616 | 494.353 | 0 | 898.7888 | 0.0040945 | 1154.9569 | 0.022666 | 804.284 | 0.0017946 | 1145.9034 | 0.076635 | 1203.3276 | 0.016407 | 0 | 0 | 1072.2629 | 0 | 1072.2564 | 0.003415
| 718.3251 | 0.14905 | 494.5766 | 0 | 494.5766 | 0.01017 | 495.1565 | 0.0010825 | 717.5992 | 0.00017411 | 494.5766 | 0.0034609 | 720.3442 | 0.00040147 | 718.3251 | 0.023984 | 494.5766 | 0 | 898.8692 | 0.0044997 | 1155.2838 | 0.0226 | 804.482 | 0.0042484 | 1145.9678 | 0.076901 | 1203.505 | 0.016542 | 0 | 0 | 1072.3192 | 0 | 1072.3127 | 0.0033872
| 718.4887 | 0.1444 | 494.8003 | 0 | 494.8003 | -0.012332 | 495.3799 | -0.00086713 | 717.7629 | 0.00026116 | 494.8003 | -0.020928 | 720.5083 | 0.00050787 | 718.4887 | 0.02516 | 494.8003 | 0.0090425 | 898.9496 | 0.0047419 | 1155.6108 | 0.020668 | 804.68 | 0.0026421 | 1146.0321 | 0.077168 | 1203.6824 | 0.016603 | 0 | 0 | 1072.3756 | 0 | 1072.369 | 0.0033586
| 718.6524 | 0.15543 | 495.0239 | 0 | 495.0239 | 0.00294 | 495.6033 | 0.0043207 | 717.9266 | 0.00017411 | 495.0239 | 0.019272 | 720.6725 | 0.00036088 | 718.6524 | 0.023682 | 495.0239 | 0.0090425 | 899.03 | 0.0043329 | 1155.938 | 0.021814 | 804.879 | 0.0022003 | 1146.0964 | 0.077439 | 1203.8599 | 0.016616 | 0 | 0 | 1072.4319 | 0 | 1072.4254 | 0.0033324
| 718.816 | 0.14121 | 495.2476 | 0 | 495.2476 | -0.017688 | 495.8268 | -0.00039161 | 718.0903 | 0.00026116 | 495.2476 | -0.018992 | 720.8367 | 0.00036746 | 718.816 | 0.02482 | 495.2476 | 0.0072445 | 899.1105 | 0.0034034 | 1156.2654 | 0.022011 | 805.077 | 0.0026245 | 1146.1608 | 0.07771 | 1204.0374 | 0.016623 | 0 | 0 | 1072.4883 | 0 | 1072.4817 | 0.0033109
| 718.9796 | 0.15112 | 495.4712 | 0 | 495.4712 | -0.0088765 | 496.0502 | 0.0057033 | 718.254 | 0 | 495.4712 | 0.014965 | 721.0008 | 0.00037734 | 718.9796 | 0.023612 | 495.4712 | 0 | 899.1909 | 0.0031866 | 1156.5929 | 0.019194 | 805.276 | 0.0026074 | 1146.2251 | 0.077982 | 1204.215 | 0.016657 | 0 | 0 | 1072.5447 | 0 | 1072.5381 | 0.0032966
| 719.1432 | 0.18177 | 495.6949 | 0 | 495.6949 | -0.0081436 | 496.2737 | -0.012315 | 718.4177 | 0 | 495.6949 | -0.024554 | 721.165 | 0.00054955 | 719.1432 | 0.02461 | 495.6949 | 0.0090425 | 899.2714 | 0.0039969 | 1156.9207 | 0.021061 | 805.474 | 0.003418 | 1146.2894 | 0.078253 | 1204.3926 | 0.016735 | 0 | 0 | 1072.601 | 0 | 1072.5945 | 0.0032902
| 719.3069 | 0.15525 | 495.9186 | 0 | 495.9186 | 0.0031843 | 496.4971 | 0.0035656 | 718.5815 | 0 | 495.9186 | 0.018656 | 721.3292 | 0.00031372 | 719.3069 | 0.023078 | 495.9186 | 0.0090425 | 899.3519 | 0.0042126 | 1157.2487 | 0.021814 | 805.673 | 0.002394 | 1146.3539 | 0.078525 | 1204.5703 | 0.016848 | 0 | 0 | 1072.6573 | 0 | 1072.6508 | 0.0032926
| 719.4705 | 0.15276 | 496.1423 | 0 | 496.1423 | -0.023051 | 496.7206 | -0.0013519 | 718.7452 | 0.00078349 | 496.1423 | -0.043877 | 721.4934 | 0.00052103 | 719.4705 | 0.023837 | 496.1423 | 0.0090425 | 899.4324 | 0.0040944 | 1157.5768 | 0.019784 | 805.872 | 0.0028995 | 1146.4182 | 0.078796 | 1204.748 | 0.016968 | 0 | 0 | 1072.7137 | 0 | 1072.7071 | 0.0033014
| 719.6342 | 0.15581 | 496.366 | 0 | 496.366 | 0.01095 | 496.9441 | 0.0036867 | 718.9089 | 0 | 496.366 | 0.02922 | 721.6576 | 0.00029836 | 719.6342 | 0.022492 | 496.366 | 0.0090425 | 899.5129 | 0.0041883 | 1157.9052 | 0.021552 | 806.071 | 0.0020488 | 1146.4825 | 0.079073 | 1204.9258 | 0.017055 | 0 | 0 | 1072.7701 | 0 | 1072.7635 | 0.0033133
| 719.7979 | 0.2058 | 496.5898 | 0 | 496.5898 | 0.010181 | 497.1676 | -0.005235 | 719.0727 | 0.00026116 | 496.5898 | -0.016872 | 721.8218 | 0.00054187 | 719.7979 | 0.024436 | 496.5898 | 0.0090425 | 899.5934 | 0.0043265 | 1158.2336 | 0.01998 | 806.27 | 0.0025498 | 1146.547 | 0.079349 | 1205.1036 | 0.017079 | 0 | 0 | 1072.8264 | 0 | 1072.82 | 0.0033276
| 719.9615 | 0.15468 | 496.8135 | 0 | 496.8135 | -0.0014499 | 497.3911 | 0.0060582 | 719.2364 | 0 | 496.8135 | 0.02955 | 721.9861 | 0.00036198 | 719.9615 | 0.02362 | 496.8135 | 0 | 899.674 | 0.0045552 | 1158.5623 | 0.02188 | 806.469 | 0.0036471 | 1146.6113 | 0.079626 | 1205.2815 | 0.017024 | 0 | 0 | 1072.8828 | 0 | 1072.8763 | 0.0033395
| 720.1252 | 0.20458 | 497.0373 | 0 | 497.0373 | 0.0090736 | 497.6146 | -0.0048139 | 719.4001 | 0.00078349 | 497.0373 | -0.012511 | 722.1503 | 0.00048483 | 720.1252 | 0.024963 | 497.0373 | 0 | 899.7545 | 0.0044949 | 1158.8911 | 0.022993 | 806.668 | 0.0028675 | 1146.6758 | 0.079902 | 1205.4595 | 0.016896 | 0 | 0 | 1072.9392 | 0 | 1072.9327 | 0.0033474
| 720.2889 | 0.18134 | 497.2611 | 0 | 497.2611 | 0.011638 | 497.8382 | 0.0088365 | 719.5639 | 0.00017411 | 497.2611 | 0.01083 | 722.3145 | 0.00036966 | 720.2889 | 0.023721 | 497.2611 | 0 | 899.8351 | 0.0040601 | 1159.2202 | 0.01903 | 806.867 | 0.0036452 | 1146.7401 | 0.080179 | 1205.6375 | 0.016721 | 0 | 0 | 1072.9956 | 0 | 1072.9891 | 0.0033498
| 720.4525 | 0.20533 | 497.4849 | 0 | 497.4849 | -0.0073567 | 498.0617 | -0.0036058 | 719.7277 | 0.0013058 | 497.4849 | -0.011334 | 722.4788 | 0.00044973 | 720.4525 | 0.025224 | 497.4848 | 0 | 899.9156 | 0.0039068 | 1159.5494 | 0.020406 | 807.067 | 0.0031416 | 1146.8046 | 0.080456 | 1205.8156 | 0.016536 | 0 | 0 | 1073.052 | 0 | 1073.0455 | 0.0033459
| 720.6162 | 0.18434 | 497.7087 | 0 | 497.7087 | -3.2781e-05 | 498.2853 | 3.685e-05 | 719.8914 | 0 | 497.7087 | 0.026873 | 722.643 | 0.00043218 | 720.6162 | 0.023939 | 497.7087 | 0 | 899.9963 | 0.003532 | 1159.8789 | 0.021552 | 807.266 | 0.0026741 | 1146.869 | 0.080737 | 1205.9937 | 0.016376 | 0 | 0 | 1073.1085 | 0 | 1073.1019 | 0.0033355
| 720.7799 | 0.20505 | 497.9325 | 0 | 497.9325 | -0.0027708 | 498.5089 | 0.0027012 | 720.0552 | 0.00078349 | 497.9325 | -0.025423 | 722.8073 | 0.00043328 | 720.7799 | 0.024441 | 497.9325 | 0 | 900.0769 | 0.0034919 | 1160.2085 | 0.021257 | 807.466 | 0.002663 | 1146.9334 | 0.081019 | 1206.1718 | 0.016274 | 0 | 0 | 1073.1649 | 0 | 1073.1583 | 0.0033188
| 720.9436 | 0.19626 | 498.1563 | 0 | 498.1563 | -0.005524 | 498.7325 | 0.0036047 | 720.219 | 0 | 498.1563 | 0.010278 | 722.9715 | 0.00043657 | 720.9436 | 0.023124 | 498.1563 | 0 | 900.1574 | 0.0036289 | 1160.5383 | 0.020635 | 807.665 | 0.003703 | 1146.9978 | 0.081301 | 1206.35 | 0.016248 | 0 | 0 | 1073.2213 | 0 | 1073.2147 | 0.0032974
| 721.1073 | 0.18252 | 498.3801 | 0 | 498.3801 | -0.0071921 | 498.9561 | -0.0063611 | 720.3828 | 0.00078349 | 498.3801 | -0.036375 | 723.1358 | 0.00038831 | 721.1073 | 0.024827 | 498.3801 | 0.0018107 | 900.238 | 0.0039139 | 1160.8684 | 0.021814 | 807.865 | 0.0030854 | 1147.0623 | 0.081582 | 1206.5282 | 0.016308 | 0 | 0 | 1073.2777 | 0 | 1073.2712 | 0.0032712
| 721.271 | 0.19805 | 498.604 | 0 | 498.604 | 0.00076713 | 499.1797 | 0.0051675 | 720.5465 | 0.00017411 | 498.604 | 0.038605 | 723.3001 | 0.00042121 | 721.271 | 0.024399 | 498.604 | 0 | 900.3187 | 0.003761 | 1161.1985 | 0.021421 | 808.065 | 0.002607 | 1147.1267 | 0.081864 | 1206.7065 | 0.016451 | 0 | 0 | 1073.3342 | 0 | 1073.3276 | 0.0032418
| 721.4347 | 0.20064 | 498.8279 | 0 | 498.8279 | -0.020176 | 499.4033 | -0.0057282 | 720.7103 | 0.00026116 | 498.8279 | -0.029801 | 723.4643 | 0.0003894 | 721.4347 | 0.024704 | 498.8279 | 0 | 900.3994 | 0.0040857 | 1161.5289 | 0.020308 | 808.265 | 0.0027652 | 1147.1912 | 0.082146 | 1206.8849 | 0.016668 | 0 | 0 | 1073.3906 | 0 | 1073.384 | 0.0032092
| 721.5984 | 0.20255 | 499.0517 | 0 | 499.0517 | -0.0067617 | 499.627 | 0.0022445 | 720.8741 | 0 | 499.0517 | 0.019408 | 723.6286 | 0.00042889 | 721.5984 | 0.023106 | 499.0517 | 0.0090425 | 900.48 | 0.0043055 | 1161.8595 | 0.020733 | 808.465 | 0.0023228 | 1147.2556 | 0.082433 | 1207.0634 | 0.016951 | 0 | 0 | 1073.447 | 0 | 1073.4406 | 0.0031735
| 721.7622 | 0.18139 | 499.2756 | 0 | 499.2756 | -0.001256 | 499.8506 | -0.0047517 | 721.0379 | 0.00078349 | 499.2756 | -0.025683 | 723.7929 | 0.00036417 | 721.7622 | 0.024152 | 499.2756 | 0.0090425 | 900.5608 | 0.0045509 | 1162.1902 | 0.022207 | 808.665 | 0.0031974 | 1147.3201 | 0.082719 | 1207.2418 | 0.017292 | 0 | 0 | 1073.5035 | 0 | 1073.4969 | 0.0031338
| 721.9259 | 0.18078 | 499.4995 | 0 | 499.4995 | -0.0097484 | 500.0743 | -0.0033888 | 721.2017 | 0.00017411 | 499.4995 | 0.022439 | 723.9572 | 0.00047825 | 721.9259 | 0.023791 | 499.4995 | 0.0090425 | 900.6415 | 0.0043786 | 1162.5211 | 0.019259 | 808.866 | 0.0016817 | 1147.3845 | 0.083006 | 1207.4203 | 0.017682 | 0 | 0 | 1073.5599 | 0 | 1073.5535 | 0.0030932
| 722.0896 | 0.17905 | 499.7235 | 0 | 499.7235 | 0.00041223 | 500.2979 | -0.00056986 | 721.3655 | 0.00078349 | 499.7235 | -0.031161 | 724.1215 | 0.00036856 | 722.0896 | 0.025743 | 499.7235 | 0.0018107 | 900.7222 | 0.0043028 | 1162.8523 | 0.021454 | 809.066 | 0.0027077 | 1147.4491 | 0.083293 | 1207.5989 | 0.018114 | 0 | 0 | 1073.6165 | 0 | 1073.6099 | 0.0030535
| 722.2534 | 0.18256 | 499.9474 | 0 | 499.9474 | 0.00080685 | 500.5216 | 0.0069356 | 721.5294 | 0.00017411 | 499.9474 | 0.03313 | 724.2858 | 0.00040915 | 722.2534 | 0.024396 | 499.9474 | 0 | 900.8029 | 0.004194 | 1163.1836 | 0.02057 | 809.266 | 0.0030269 | 1147.5135 | 0.08358 | 1207.7776 | 0.018577 | 0 | 0 | 1073.6728 | 0 | 1073.6664 | 0.0030186
| 722.4171 | 0.17632 | 500.1713 | -0.027955 | 500.1713 | 0.0010939 | 500.7454 | 0.00066514 | 721.6932 | 0.00078349 | 500.1713 | -0.021585 | 724.4502 | 0.00046619 | 722.4171 | 0.025718 | 500.1713 | 0.0072445 | 900.8837 | 0.0047743 | 1163.5151 | 0.021651 | 809.467 | 0.0025078 | 1147.578 | 0.083872 | 1207.9562 | 0.019055 | 0 | 0 | 1073.7294 | 0 | 1073.7229 | 0.0029932
| 722.5809 | 0.18416 | 500.3953 | 0.007711 | 500.3953 | 0.0095616 | 500.9691 | 0.0074682 | 721.857 | 0.00017411 | 500.3953 | 0.018251 | 724.6145 | 0.00031262 | 722.5809 | 0.024023 | 500.3953 | 0.0054338 | 900.9645 | 0.0053511 | 1163.8468 | 0.018244 | 809.668 | 0.003569 | 1147.6426 | 0.084159 | 1208.135 | 0.019525 | 0 | 0 | 1073.7859 | 0 | 1073.7793 | 0.0029812
| 722.7446 | 0.17707 | 500.6193 | -0.018247 | 500.6193 | -0.0012411 | 501.1928 | -0.0019804 | 722.0208 | 0.00078349 | 500.6193 | -0.014464 | 724.7788 | 0.00057368 | 722.7446 | 0.02534 | 500.6193 | 0.0090425 | 901.0452 | 0.0050782 | 1164.1787 | 0.022338 | 809.868 | 0.0034321 | 1147.707 | 0.08445 | 1208.3137 | 0.01996 | 0 | 0 | 1073.8424 | 0 | 1073.8358 | 0.0029868
| 722.9084 | 0.18528 | 500.8433 | 0.0055697 | 500.8433 | -0.017457 | 501.4165 | 0.0043578 | 722.1847 | 0 | 500.8433 | 0.020303 | 724.9432 | 0.00033236 | 722.9084 | 0.023708 | 500.8433 | 0 | 901.126 | 0.0047298 | 1164.5107 | 0.021159 | 810.069 | 0.0026793 | 1147.7716 | 0.084742 | 1208.4926 | 0.020331 | 0 | 0 | 1073.8988 | 0 | 1073.8923 | 0.0030114
| 723.0721 | 0.17998 | 501.0673 | -0.01909 | 501.0673 | 0.00081692 | 501.6403 | 0.0010341 | 722.3485 | 0.00026116 | 501.0673 | -0.030163 | 725.1075 | 0.00052213 | 723.0721 | 0.024338 | 501.0673 | 0.0090425 | 901.2068 | 0.0050246 | 1164.843 | 0.019718 | 810.27 | 0.0029573 | 1147.8361 | 0.085034 | 1208.6715 | 0.020616 | 0 | 0 | 1073.9553 | 0 | 1073.9488 | 0.0030527
| 723.2359 | 0.19091 | 501.2913 | 0.0095922 | 501.2913 | 0.012659 | 501.8641 | 0.0017933 | 722.5124 | 0.00017411 | 501.2913 | 0.015949 | 725.2719 | 0.00037953 | 723.2359 | 0.022614 | 501.2913 | 0 | 901.2877 | 0.0053628 | 1165.1755 | 0.022306 | 810.471 | 0.0029359 | 1147.9006 | 0.085331 | 1208.8505 | 0.020799 | 0 | 0 | 1074.0118 | 0 | 1074.0054 | 0.0031091
| 723.3997 | 0.18214 | 501.5153 | -0.013241 | 501.5153 | -0.018087 | 502.0879 | -0.0028296 | 722.6762 | 0 | 501.5153 | -0.018737 | 725.4362 | 0.00038282 | 723.3997 | 0.024118 | 501.5153 | 0.0090425 | 901.3685 | 0.0046362 | 1165.5082 | 0.01998 | 810.672 | 0.0025642 | 1147.9652 | 0.085623 | 1209.0294 | 0.020885 | 0 | 0 | 1074.0684 | 0 | 1074.0618 | 0.0031743
| 723.5634 | 0.1957 | 501.7393 | 0.0056586 | 501.7393 | 0.0071303 | 502.3116 | 0.0061322 | 722.8401 | 0.00069644 | 501.7393 | 0.018934 | 725.6006 | 0.00047606 | 723.5634 | 0.023411 | 501.7393 | 0 | 901.4494 | 0.0032534 | 1165.8409 | 0.020897 | 810.874 | 0.0031178 | 1148.0297 | 0.08592 | 1209.2085 | 0.020892 | 0 | 0 | 1074.1249 | 0 | 1074.1183 | 0.003241
| 723.7272 | 0.17989 | 501.9634 | -0.021168 | 501.9634 | -0.0099855 | 502.5355 | -0.0018927 | 723.0039 | 0 | 501.9634 | -0.018293 | 725.765 | 0.00041463 | 723.7272 | 0.025368 | 501.9634 | 0.0090425 | 901.5303 | 0.0033868 | 1166.174 | 0.020635 | 811.075 | 0.0025478 | 1148.0942 | 0.086217 | 1209.3876 | 0.020855 | 0 | 0 | 1074.1814 | 0 | 1074.1749 | 0.0033014
| 723.891 | 0.2095 | 502.1875 | 0.0069498 | 502.1875 | -0.0032719 | 502.7593 | 0.008514 | 723.1678 | 0.00017411 | 502.1875 | 0.018325 | 725.9293 | 0.0003916 | 723.891 | 0.024542 | 502.1875 | 0.0018125 | 901.6111 | 0.0039298 | 1166.5072 | 0.022633 | 811.277 | 0.0037359 | 1148.1588 | 0.086515 | 1209.5668 | 0.020813 | 0 | 0 | 1074.2379 | 0 | 1074.2314 | 0.0033498
| 724.0548 | 0.20289 | 502.4115 | -0.019527 | 502.4115 | 0.0091798 | 502.9831 | 0.0021926 | 723.3317 | 0.00026116 | 502.4115 | -0.0054857 | 726.0937 | 0.00040695 | 724.0548 | 0.026368 | 502.4115 | 0 | 901.6921 | 0.0037452 | 1166.8406 | 0.020635 | 811.478 | 0.0025451 | 1148.2234 | 0.086812 | 1209.746 | 0.020798 | 0 | 0 | 1074.2944 | 0 | 1074.288 | 0.0033808
| 724.2186 | 0.21063 | 502.6356 | 0.014111 | 502.6356 | 0.0074556 | 503.207 | 0.0040299 | 723.4955 | 0.00069644 | 502.6356 | 0.024949 | 726.2581 | 0.00038502 | 724.2186 | 0.024794 | 502.6356 | 0 | 901.7729 | 0.003777 | 1167.1742 | 0.021651 | 811.68 | 0.0018298 | 1148.288 | 0.087109 | 1209.9252 | 0.020826 | 0 | 0 | 1074.3511 | 0 | 1074.3445 | 0.0033927
| 724.3824 | 0.19914 | 502.8597 | -0.018917 | 502.8597 | -0.017494 | 503.4308 | -0.0039256 | 723.6594 | 0 | 502.8597 | -0.014135 | 726.4225 | 0.0004267 | 724.3824 | 0.025715 | 502.8597 | 0.0036213 | 901.8539 | 0.0040314 | 1167.5079 | 0.023845 | 811.882 | 0.0024687 | 1148.3525 | 0.087411 | 1210.1045 | 0.020891 | 0 | 0 | 1074.4076 | 0 | 1074.401 | 0.0033872
| 724.5462 | 0.2263 | 503.0838 | 0.010594 | 503.0838 | 0.0083079 | 503.6547 | 0.0061926 | 723.8233 | 0 | 503.0838 | 0.019716 | 726.5869 | 0.00035211 | 724.5462 | 0.023712 | 503.0838 | 0 | 901.9348 | 0.0038287 | 1167.8419 | 0.020439 | 812.083 | 0.0027246 | 1148.4171 | 0.087708 | 1210.2839 | 0.020966 | 0 | 0 | 1074.4641 | 0 | 1074.4575 | 0.0033673
| 724.7101 | 0.20768 | 503.308 | -0.010881 | 503.308 | -0.01621 | 503.8786 | -0.0012976 | 723.9872 | 0.00026116 | 503.308 | -0.022671 | 726.7513 | 0.0004267 | 724.7101 | 0.024267 | 503.308 | 0.0036213 | 902.0158 | 0.0043922 | 1168.1762 | 0.021159 | 812.285 | 0.0032229 | 1148.4817 | 0.08801 | 1210.4634 | 0.021018 | 0 | 0 | 1074.5206 | 0 | 1074.5142 | 0.0033371
| 724.8739 | 0.22208 | 503.5321 | 0.012065 | 503.5321 | -0.0089909 | 504.1025 | 0.0053589 | 724.1511 | 0 | 503.5321 | 0.01357 | 726.9158 | 0.00034662 | 724.8739 | 0.022857 | 503.5321 | 0 | 902.0968 | 0.0051886 | 1168.5105 | 0.021257 | 812.488 | 0.0027503 | 1148.5464 | 0.088312 | 1210.6428 | 0.021016 | 0 | 0 | 1074.5773 | 0 | 1074.5707 | 0.0033006
| 725.0377 | 0.22439 | 503.7563 | -0.016806 | 503.7563 | 0.013543 | 504.3264 | -0.0016086 | 724.315 | 0.00078349 | 503.7563 | -0.0088256 | 727.0802 | 0.00049471 | 725.0377 | 0.024779 | 503.7563 | 0.0090425 | 902.1777 | 0.0055089 | 1168.845 | 0.019947 | 812.69 | 0.0038328 | 1148.611 | 0.088614 | 1210.8224 | 0.020954 | 0 | 0 | 1074.6338 | 0 | 1074.6273 | 0.0032609
| 725.2015 | 0.22311 | 503.9804 | 0.014634 | 503.9804 | -0.011274 | 504.5503 | 0.0015638 | 724.4789 | 0.00017411 | 503.9804 | 0.011609 | 727.2446 | 0.00035101 | 725.2015 | 0.024283 | 503.9805 | -0.0036195 | 902.2588 | 0.0051122 | 1169.1798 | 0.019947 | 812.892 | 0.0019964 | 1148.6755 | 0.088917 | 1211.002 | 0.020849 | 0 | 0 | 1074.6904 | 0 | 1074.6838 | 0.0032172
| 725.3654 | 0.21322 | 504.2046 | -0.02183 | 504.2046 | 0.0027117 | 504.7742 | -0.0029212 | 724.6428 | 0.00026116 | 504.2046 | -0.0141 | 727.4091 | 0.00041902 | 725.3654 | 0.025617 | 504.2046 | 0.0072427 | 902.3398 | 0.0042727 | 1169.5147 | 0.019915 | 813.094 | 0.0033448 | 1148.7402 | 0.089224 | 1211.1815 | 0.020744 | 0 | 0 | 1074.7469 | 0 | 1074.7405 | 0.0031719
| 725.5292 | 0.24151 | 504.4288 | 0.011311 | 504.4288 | 0.00046515 | 504.9982 | 0.0056975 | 724.8067 | 0.00017411 | 504.4288 | 0.029575 | 727.5735 | 0.00039818 | 725.5292 | 0.02382 | 504.4288 | 0.0072427 | 902.4208 | 0.0044283 | 1169.8499 | 0.021323 | 813.297 | 0.0035082 | 1148.8048 | 0.089531 | 1211.3612 | 0.020688 | 0 | 0 | 1074.8036 | 0 | 1074.797 | 0.003125
| 725.6931 | 0.22918 | 504.653 | -0.020895 | 504.653 | -0.010427 | 505.2221 | -0.00045538 | 724.9706 | 0 | 504.653 | -0.026117 | 727.738 | 0.00056052 | 725.6931 | 0.024634 | 504.653 | 0.0090425 | 902.5018 | 0.0051943 | 1170.1852 | 0.02057 | 813.499 | 0.0023589 | 1148.8695 | 0.089833 | 1211.541 | 0.020724 | 0 | 0 | 1074.8601 | 0 | 1074.8536 | 0.0030805
| 725.8569 | 0.24573 | 504.8773 | 0.0056878 | 504.8773 | -0.009787 | 505.4461 | 0.0042881 | 725.1346 | 0.00017411 | 504.8773 | 0.026862 | 727.9024 | 0.00024351 | 725.8569 | 0.023979 | 504.8773 | 0 | 902.5828 | 0.0052529 | 1170.5206 | 0.02129 | 813.702 | 0.0037927 | 1148.9341 | 0.090141 | 1211.7208 | 0.020866 | 0 | 0 | 1074.9168 | 0 | 1074.9103 | 0.0030408
| 726.0208 | 0.24195 | 505.1015 | -0.02303 | 505.1015 | -0.00011486 | 505.6701 | -0.00021205 | 725.2985 | 0.00026116 | 505.1015 | -0.032764 | 728.0669 | 0.00064279 | 726.0208 | 0.026155 | 505.1015 | 0.0036213 | 902.6639 | 0.0047299 | 1170.8563 | 0.020177 | 813.905 | 0.0025869 | 1148.9988 | 0.090448 | 1211.9006 | 0.021098 | 0 | 0 | 1074.9734 | 0 | 1074.9668 | 0.0030098
| 726.1846 | 0.24376 | 505.3257 | 0.016389 | 505.3257 | 0.012806 | 505.8941 | 0.0067925 | 725.4624 | 0 | 505.3257 | 0.015104 | 728.2314 | 0.00021499 | 726.1846 | 0.02613 | 505.3258 | 0 | 902.745 | 0.0043205 | 1171.1923 | 0.020439 | 814.108 | 0.002468 | 1149.0635 | 0.09076 | 1212.0806 | 0.021376 | 0 | 0 | 1075.03 | 0 | 1075.0234 | 0.0029916
| 726.3485 | 0.2688 | 505.55 | -0.017594 | 505.55 | -0.0023979 | 506.1181 | -0.0010613 | 725.6264 | 0 | 505.55 | -0.019399 | 728.3958 | 0.0006022 | 726.3485 | 0.027076 | 505.55 | 0 | 902.8261 | 0.0046021 | 1171.5283 | 0.019915 | 814.311 | 0.0030313 | 1149.1282 | 0.091068 | 1212.2605 | 0.021643 | 0 | 0 | 1075.0865 | 0 | 1075.0801 | 0.0029844
| 726.5124 | 0.26262 | 505.7743 | 0.0030123 | 505.7743 | 0.0085779 | 506.3421 | 0.0018293 | 725.7903 | 0.00017411 | 505.7743 | 0.015299 | 728.5603 | 0.00037843 | 726.5124 | 0.025299 | 505.7743 | 0.0036213 | 902.9072 | 0.0049725 | 1171.8646 | 0.020537 | 814.514 | 0.0025985 | 1149.1927 | 0.091375 | 1212.4406 | 0.021846 | 0 | 0 | 1075.1432 | 0 | 1075.1367 | 0.0029868
| 726.6763 | 0.27021 | 505.9986 | -0.018807 | 505.9986 | -0.0093259 | 506.5662 | -0.00025249 | 725.9543 | 0.00078349 | 505.9986 | -0.0052359 | 728.7248 | 0.00041902 | 726.6763 | 0.025891 | 505.9986 | 0 | 902.9883 | 0.0049148 | 1172.201 | 0.020799 | 814.717 | 0.0026814 | 1149.2575 | 0.091687 | 1212.6206 | 0.021953 | 0 | 0 | 1075.1998 | 0 | 1075.1934 | 0.002994
| 726.8401 | 0.27182 | 506.2229 | 0.011137 | 506.2229 | 0.0024745 | 506.7902 | 0.005189 | 726.1182 | 0.00017411 | 506.2229 | 0.010877 | 728.8893 | 0.00042889 | 726.8401 | 0.024932 | 506.2229 | 0.0090425 | 903.0695 | 0.0046481 | 1172.5377 | 0.020963 | 814.92 | 0.002882 | 1149.3221 | 0.092 | 1212.8007 | 0.021958 | 0 | 0 | 1075.2565 | 0 | 1075.25 | 0.0030019
| 727.004 | 0.27293 | 506.4472 | -0.019057 | 506.4472 | -0.0076978 | 507.0143 | 0.0013608 | 726.2822 | 0 | 506.4472 | -0.018428 | 729.0538 | 0.00048483 | 727.004 | 0.025906 | 506.4472 | 0.0036213 | 903.1507 | 0.004944 | 1172.8746 | 0.02129 | 815.124 | 0.0031033 | 1149.3868 | 0.092312 | 1212.9808 | 0.021879 | 0 | 0 | 1075.3131 | 0 | 1075.3066 | 0.0030059
| 727.1679 | 0.26741 | 506.6715 | 0.0039913 | 506.6715 | -0.0028434 | 507.2384 | 0.0061216 | 726.4462 | 0.00069644 | 506.6715 | 0.028588 | 729.2183 | 0.00036856 | 727.1679 | 0.02451 | 506.6715 | 0 | 903.2319 | 0.0048204 | 1173.2117 | 0.01998 | 815.327 | 0.0023153 | 1149.4515 | 0.092625 | 1213.1611 | 0.02175 | 0 | 0 | 1075.3698 | 0 | 1075.3633 | 0.0030043
| 727.3318 | 0.26016 | 506.8959 | -0.013373 | 506.8959 | -0.0027374 | 507.4625 | -0.0031675 | 726.6101 | 0 | 506.8959 | -0.025456 | 729.3829 | 0.00044096 | 727.3318 | 0.02584 | 506.8958 | 0.0090425 | 903.313 | 0.0046229 | 1173.549 | 0.019915 | 815.531 | 0.0019198 | 1149.5162 | 0.092937 | 1213.3413 | 0.021609 | 0 | 0 | 1075.4264 | 0 | 1075.4199 | 0.0029979
| 727.4957 | 0.2844 | 507.1202 | 0.0053355 | 507.1202 | -0.0035958 | 507.6866 | 0.008842 | 726.7741 | 0 | 507.1202 | 0.0094038 | 729.5474 | 0.00040695 | 727.4957 | 0.024798 | 507.1202 | 0 | 903.3942 | 0.0051469 | 1173.8863 | 0.022371 | 815.734 | 0.0015666 | 1149.5811 | 0.093249 | 1213.5217 | 0.021489 | 0 | 0 | 1075.4832 | 0 | 1075.4766 | 0.0029884
| 727.6596 | 0.28439 | 507.3446 | -0.007058 | 507.3446 | -0.0065253 | 507.9107 | -0.0032538 | 726.9381 | 0.00026116 | 507.3446 | -0.018487 | 729.7119 | 0.00034772 | 727.6596 | 0.026693 | 507.3446 | 0 | 903.4755 | 0.0054141 | 1174.224 | 0.019915 | 815.938 | 0.0025592 | 1149.6457 | 0.093567 | 1213.702 | 0.021414 | 0 | 0 | 1075.5398 | 0 | 1075.5332 | 0.0029812
| 727.8235 | 0.28384 | 507.569 | 0.0011032 | 507.569 | -0.0073008 | 508.1348 | -8.8611e-05 | 727.1021 | 0.00017411 | 507.569 | 0.020056 | 729.8765 | 0.00048374 | 727.8235 | 0.024786 | 507.5689 | 0 | 903.5567 | 0.0051982 | 1174.5618 | 0.020602 | 816.142 | 0.002046 | 1149.7105 | 0.093885 | 1213.8826 | 0.021397 | 0 | 0 | 1075.5964 | 0 | 1075.5898 | 0.0029789
| 727.9875 | 0.28598 | 507.7933 | -0.010362 | 507.7933 | -0.0055617 | 508.3589 | -0.0004162 | 727.2661 | 0.00026116 | 507.7933 | -0.016731 | 730.041 | 0.00037953 | 727.9875 | 0.02632 | 507.7933 | 0.0018125 | 903.6379 | 0.0052547 | 1174.8998 | 0.020832 | 816.346 | 0.0022563 | 1149.7753 | 0.094197 | 1214.063 | 0.021444 | 0 | 0 | 1075.6531 | 0 | 1075.6466 | 0.0029828
| 728.1514 | 0.29247 | 508.0178 | -0.0020209 | 508.0178 | 0.012763 | 508.5831 | 0.0078041 | 727.4301 | 0 | 508.0178 | 0.0083852 | 730.2056 | 0.0004629 | 728.1514 | 0.024356 | 508.0177 | 0 | 903.7192 | 0.0051915 | 1175.238 | 0.019128 | 816.55 | 0.002381 | 1149.84 | 0.094514 | 1214.2435 | 0.021558 | 0 | 0 | 1075.7098 | 0 | 1075.7033 | 0.002994
| 728.3153 | 0.28326 | 508.2422 | -0.01906 | 508.2422 | -0.014616 | 508.8073 | -0.0048385 | 727.5941 | 0.00026116 | 508.2422 | -0.015874 | 730.3701 | 0.00035979 | 728.3153 | 0.025961 | 508.2422 | 0.0090425 | 903.8005 | 0.0050797 | 1175.5764 | 0.02057 | 816.755 | 0.0028884 | 1149.9048 | 0.094832 | 1214.4242 | 0.021737 | 0 | 0 | 1075.7665 | 0 | 1075.76 | 0.0030098
| 728.4793 | 0.2935 | 508.4666 | 0.0013556 | 508.4666 | 0.010539 | 509.0314 | 0.0071374 | 727.7581 | 0 | 508.4666 | 0.017193 | 730.5347 | 0.0003181 | 728.4793 | 0.024105 | 508.4666 | 0 | 903.8818 | 0.0051326 | 1175.915 | 0.020963 | 816.959 | 0.0022479 | 1149.9695 | 0.09515 | 1214.6049 | 0.021978 | 0 | 0 | 1075.8232 | 0 | 1075.8166 | 0.0030265
| 728.6432 | 0.29885 | 508.691 | -0.022363 | 508.691 | 0.0033134 | 509.2556 | 0.000329 | 727.9221 | 0.00078349 | 508.691 | -0.020972 | 730.6993 | 0.00038172 | 728.6432 | 0.024932 | 508.6911 | 0 | 903.9631 | 0.0051743 | 1176.2539 | 0.021225 | 817.163 | 0.0033522 | 1150.0343 | 0.095467 | 1214.7855 | 0.022269 | 0 | 0 | 1075.8799 | 0 | 1075.8733 | 0.0030416
| 728.8071 | 0.31387 | 508.9155 | 0.0011663 | 508.9155 | -0.0017304 | 509.4798 | 0.0032269 | 728.0861 | 0 | 508.9155 | 0.020439 | 730.8638 | 0.00041244 | 728.8071 | 0.02352 | 508.9155 | 0 | 904.0444 | 0.0048744 | 1176.5929 | 0.019227 | 817.368 | 0.0024687 | 1150.099 | 0.09579 | 1214.9663 | 0.022595 | 0 | 0 | 1075.9367 | 0 | 1075.93 | 0.0030504
| 728.9711 | 0.30917 | 509.14 | -0.016977 | 509.14 | -0.0098731 | 509.704 | -0.0030521 | 728.2501 | 0.0018278 | 509.14 | -0.035252 | 731.0284 | 0.00048703 | 728.9711 | 0.025635 | 509.14 | 0 | 904.1257 | 0.0045286 | 1176.932 | 0.020111 | 817.572 | 0.0014085 | 1150.1638 | 0.096107 | 1215.1471 | 0.02294 | 0 | 0 | 1075.9933 | 0 | 1075.9868 | 0.0030511
| 729.1351 | 0.31134 | 509.3645 | 0.0098241 | 509.3645 | -0.000217 | 509.9283 | 0.0024478 | 728.4142 | 0 | 509.3645 | 0.0054606 | 731.193 | 0.00027094 | 729.1351 | 0.025644 | 509.3645 | 0 | 904.2071 | 0.0042543 | 1177.2715 | 0.01831 | 817.777 | 0.0032784 | 1150.2286 | 0.09643 | 1215.328 | 0.023286 | 0 | 0 | 1076.0501 | 0 | 1076.0435 | 0.003044
| 729.299 | 0.31462 | 509.589 | -0.021396 | 509.589 | -0.0064671 | 510.1525 | -0.00051876 | 728.5782 | 0.0013058 | 509.589 | -0.019934 | 731.3576 | 0.00044864 | 729.299 | 0.027357 | 509.589 | 0.0090425 | 904.2885 | 0.0036459 | 1177.6111 | 0.02152 | 817.982 | 0.0029737 | 1150.2935 | 0.096748 | 1215.5089 | 0.023619 | 0 | 0 | 1076.1068 | 0 | 1076.1002 | 0.0030313
| 729.463 | 0.31913 | 509.8135 | 0.0066453 | 509.8135 | 0.0075328 | 510.3767 | 0.0043731 | 728.7422 | 0 | 509.8135 | 0.020556 | 731.5222 | 0.00022596 | 729.463 | 0.025672 | 509.8135 | 0.0090425 | 904.3699 | 0.002921 | 1177.9508 | 0.021094 | 818.187 | 0.0026592 | 1150.3583 | 0.09707 | 1215.6898 | 0.023926 | 0 | 0 | 1076.1635 | 0 | 1076.157 | 0.0030162
| 729.627 | 0.31565 | 510.038 | -0.0099716 | 510.038 | -0.0085516 | 510.601 | -0.007376 | 728.9063 | 0.00026116 | 510.038 | -0.031945 | 731.6868 | 0.00054407 | 729.627 | 0.026542 | 510.038 | 0.0018107 | 904.4512 | 0.0030814 | 1178.2908 | 0.021552 | 818.392 | 0.0027626 | 1150.4231 | 0.097393 | 1215.8709 | 0.024193 | 0 | 0 | 1076.2202 | 0 | 1076.2137 | 0.0030027
| 729.7909 | 0.32852 | 510.2625 | 0.0028315 | 510.2625 | -0.010127 | 510.8253 | 0.0057952 | 729.0703 | 0 | 510.2625 | 0.010504 | 731.8514 | 0.00031372 | 729.7909 | 0.024746 | 510.2625 | 0 | 904.5327 | 0.0040042 | 1178.631 | 0.019784 | 818.597 | 0.0023447 | 1150.4879 | 0.097716 | 1216.052 | 0.024409 | 0 | 0 | 1076.277 | 0 | 1076.2704 | 0.0029924
| 729.9549 | 0.31847 | 510.4871 | -0.012948 | 510.4871 | -0.0066988 | 511.0496 | -0.006545 | 729.2344 | 0 | 510.4871 | -0.015433 | 732.0161 | 0.00039379 | 729.9549 | 0.025188 | 510.4871 | 0.0018107 | 904.6141 | 0.0049157 | 1178.9713 | 0.018866 | 818.802 | 0.0027801 | 1150.5527 | 0.098038 | 1216.2332 | 0.024563 | 0 | 0 | 1076.3337 | 0 | 1076.3272 | 0.0029884
| 730.1189 | 0.32823 | 510.7116 | -0.0021313 | 510.7116 | 0.0029195 | 511.2739 | 0.0013884 | 729.3984 | 0 | 510.7116 | 0.0092534 | 732.1807 | 0.0004618 | 730.1189 | 0.02339 | 510.7116 | 0.0018107 | 904.6956 | 0.0057016 | 1179.3119 | 0.020733 | 819.007 | 0.0036836 | 1150.6175 | 0.098361 | 1216.4143 | 0.024653 | 0 | 0 | 1076.3905 | 0 | 1076.3839 | 0.0029892
| 730.2829 | 0.32448 | 510.9362 | -0.0061917 | 510.9362 | 0.00067332 | 511.4982 | -0.0018527 | 729.5625 | 0.0013058 | 510.9362 | -0.018347 | 732.3453 | 0.00024022 | 730.2829 | 0.025269 | 510.9362 | 0 | 904.777 | 0.0054242 | 1179.6527 | 0.019522 | 819.213 | 0.0026507 | 1150.6824 | 0.098683 | 1216.5956 | 0.024684 | 0 | 0 | 1076.4473 | 0 | 1076.4407 | 0.0029947
| 730.4469 | 0.32955 | 511.1608 | 0.010108 | 511.1608 | 0.0055528 | 511.7225 | 0.0053867 | 729.7266 | 0 | 511.1608 | 0.017978 | 732.51 | 0.00057588 | 730.4469 | 0.02537 | 511.1608 | 0 | 904.8585 | 0.0048958 | 1179.9936 | 0.019947 | 819.418 | 0.0031713 | 1150.7472 | 0.099006 | 1216.7769 | 0.024672 | 0 | 0 | 1076.504 | 0 | 1076.4974 | 0.0030019
| 730.6109 | 0.3365 | 511.3854 | -0.0048241 | 511.3854 | -0.0028612 | 511.9468 | 0.0045436 | 729.8906 | 0.00026116 | 511.3854 | -0.039012 | 732.6746 | 0.00018757 | 730.6109 | 0.026883 | 511.3854 | 0.0090425 | 904.9399 | 0.0056358 | 1180.3348 | 0.01939 | 819.624 | 0.0038608 | 1150.8121 | 0.099334 | 1216.9583 | 0.024634 | 0 | 0 | 1076.5608 | 0 | 1076.5542 | 0.0030075
| 730.7749 | 0.3334 | 511.61 | 0.00097868 | 511.61 | 0.019501 | 512.1712 | 0.003693 | 730.0547 | 0 | 511.61 | 0.016604 | 732.8393 | 0.00059343 | 730.7749 | 0.025261 | 511.61 | 0 | 905.0214 | 0.0062521 | 1180.6762 | 0.01998 | 819.83 | 0.0017394 | 1150.877 | 0.099657 | 1217.1396 | 0.024587 | 0 | 0 | 1076.6175 | 0 | 1076.6111 | 0.0030083
| 730.9389 | 0.32213 | 511.8346 | -0.004571 | 511.8346 | -0.013378 | 512.3956 | 0.0015968 | 730.2188 | 0.00026116 | 511.8346 | -0.027353 | 733.0039 | 0.00026765 | 730.9389 | 0.026082 | 511.8346 | 0 | 905.1029 | 0.0055212 | 1181.0177 | 0.021782 | 820.036 | 0.0025867 | 1150.9419 | 0.099984 | 1217.321 | 0.02454 | 0 | 0 | 1076.6743 | 0 | 1076.6679 | 0.0030043
| 731.1029 | 0.35085 | 512.0593 | 0.0096787 | 512.0593 | 0.0013503 | 512.6199 | -0.00019275 | 730.3829 | 0 | 512.0593 | 0.01772 | 733.1686 | 0.00046948 | 731.1029 | 0.025166 | 512.0593 | 0 | 905.1844 | 0.0047974 | 1181.3595 | 0.019685 | 820.242 | 0.0015895 | 1151.0067 | 0.10031 | 1217.5026 | 0.024496 | 0 | 0 | 1076.7312 | 0 | 1076.7246 | 0.0029947
| 731.2669 | 0.33988 | 512.2839 | -0.010698 | 512.2839 | -0.003452 | 512.8444 | -0.0066098 | 730.547 | 0.00078349 | 512.2839 | -0.027806 | 733.3333 | 0.00035869 | 731.2669 | 0.025979 | 512.2839 | 0 | 905.2659 | 0.0051651 | 1181.7014 | 0.021585 | 820.448 | 0.0024087 | 1151.0717 | 0.10064 | 1217.6842 | 0.02446 | 0 | 0 | 1076.788 | 0 | 1076.7814 | 0.0029836
| 731.431 | 0.34588 | 512.5086 | 0.0062924 | 512.5086 | 0.0059059 | 513.0687 | 0.0052468 | 730.7111 | 0 | 512.5086 | 0.025369 | 733.498 | 0.00041024 | 731.431 | 0.024701 | 512.5086 | 0 | 905.3475 | 0.0056765 | 1182.0436 | 0.018834 | 820.654 | 0.0030512 | 1151.1365 | 0.10097 | 1217.8658 | 0.024445 | 0 | 0 | 1076.8447 | 0 | 1076.8383 | 0.0029749
| 731.595 | 0.35264 | 512.7333 | -0.014017 | 512.7333 | -0.0078007 | 513.2932 | -0.0045841 | 730.8752 | 0.00026116 | 512.7333 | -0.029377 | 733.6627 | 0.00039489 | 731.595 | 0.025159 | 512.7333 | 0 | 905.4291 | 0.0052023 | 1182.3859 | 0.018834 | 820.86 | 0.0036315 | 1151.2014 | 0.1013 | 1218.0475 | 0.024474 | 0 | 0 | 1076.9016 | 0 | 1076.895 | 0.0029733
| 731.759 | 0.3563 | 512.958 | 0.0052626 | 512.958 | 0.0077185 | 513.5176 | 0.003243 | 731.0393 | 0.00017411 | 512.958 | 0.017503 | 733.8274 | 0.00037843 | 731.759 | 0.02506 | 512.958 | 0.0090425 | 905.5107 | 0.0047896 | 1182.7284 | 0.020013 | 821.066 | 0.0042574 | 1151.2664 | 0.10162 | 1218.2292 | 0.024577 | 0 | 0 | 1076.9584 | 0 | 1076.9518 | 0.0029828
| 731.9231 | 0.35452 | 513.1827 | -0.023872 | 513.1827 | -0.0052618 | 513.742 | 0.0039146 | 731.2034 | 0.00026116 | 513.1827 | -0.029011 | 733.9921 | 0.00042341 | 731.9231 | 0.026611 | 513.1827 | 0.0090425 | 905.5923 | 0.005116 | 1183.0712 | 0.021847 | 821.273 | 0.002893 | 1151.3313 | 0.10195 | 1218.411 | 0.02478 | 0 | 0 | 1077.0153 | 0 | 1077.0087 | 0.0030075
| 732.0871 | 0.36202 | 513.4074 | 0.0031755 | 513.4074 | 0.007675 | 513.9665 | 0.0033009 | 731.3675 | 0 | 513.4074 | 0.017667 | 734.1568 | 0.00041463 | 732.0871 | 0.02572 | 513.4074 | 0 | 905.6739 | 0.005147 | 1183.4141 | 0.018048 | 821.479 | 0.0026987 | 1151.3961 | 0.10228 | 1218.5928 | 0.02509 | 0 | 0 | 1077.072 | 0 | 1077.0654 | 0.0030456
| 732.2512 | 0.36419 | 513.6321 | -0.018595 | 513.6321 | 0.00051796 | 514.1909 | -0.0035966 | 731.5316 | 0.00078349 | 513.6321 | -0.022535 | 734.3215 | 0.00035101 | 732.2512 | 0.02604 | 513.6321 | 0.0090425 | 905.7555 | 0.0050102 | 1183.7572 | 0.018539 | 821.686 | 0.0017292 | 1151.4611 | 0.10261 | 1218.7748 | 0.02549 | 0 | 0 | 1077.1289 | 0 | 1077.1223 | 0.0030956
| 732.4152 | 0.37244 | 513.8569 | 0.00638 | 513.8569 | 0.012327 | 514.4154 | 0.0044915 | 731.6957 | 0.00017411 | 513.8569 | 0.023488 | 734.4862 | 0.00044096 | 732.4152 | 0.024313 | 513.8569 | 0 | 905.8372 | 0.0049479 | 1184.1006 | 0.020144 | 821.893 | 0.0022612 | 1151.526 | 0.10294 | 1218.9567 | 0.025936 | 0 | 0 | 1077.1857 | 0 | 1077.1792 | 0.0031544
| 732.5793 | 0.38363 | 514.0816 | -0.014208 | 514.0816 | 0.0050088 | 514.6399 | -0.0032887 | 731.8599 | 0 | 514.0816 | -0.0089823 | 734.6509 | 0.0002841 | 732.5793 | 0.025831 | 514.0816 | 0 | 905.9188 | 0.0047928 | 1184.4441 | 0.021323 | 822.1 | 0.0016648 | 1151.5909 | 0.10327 | 1219.1387 | 0.026371 | 0 | 0 | 1077.2425 | 0 | 1077.236 | 0.0032164
| 732.7434 | 0.37432 | 514.3064 | 0.019551 | 514.3064 | 0.011178 | 514.8644 | 0.0020607 | 732.024 | 0.00017411 | 514.3064 | 0.011784 | 734.8157 | 0.00056601 | 732.7434 | 0.02466 | 514.3064 | 0.0090425 | 906.0005 | 0.0050681 | 1184.7878 | 0.020537 | 822.307 | 0.0021591 | 1151.656 | 0.10361 | 1219.3208 | 0.026741 | 0 | 0 | 1077.2994 | 0 | 1077.2929 | 0.0032775
| 732.9075 | 0.38119 | 514.5312 | -0.018824 | 514.5312 | -0.020824 | 515.0889 | -0.0034147 | 732.1881 | 0 | 514.5312 | -0.016308 | 734.9804 | 0.00016563 | 732.9075 | 0.026206 | 514.5312 | 0 | 906.0822 | 0.0049491 | 1185.1318 | 0.019423 | 822.514 | 0.0023234 | 1151.7209 | 0.10394 | 1219.5028 | 0.027006 | 0 | 0 | 1077.3563 | 0 | 1077.3497 | 0.0033339
| 733.0715 | 0.39788 | 514.756 | 0.0023546 | 514.756 | 0.0060077 | 515.3135 | 0.004177 | 732.3523 | 0 | 514.756 | 0.023978 | 735.1452 | 0.00061975 | 733.0715 | 0.0255 | 514.756 | 0 | 906.1639 | 0.004659 | 1185.476 | 0.018637 | 822.721 | 0.0026227 | 1151.7859 | 0.10427 | 1219.6851 | 0.027155 | 0 | 0 | 1077.4131 | 0 | 1077.4066 | 0.0033848
| 733.2356 | 0.39752 | 514.9808 | -0.027925 | 514.9808 | -0.0093086 | 515.538 | -0.0040895 | 732.5164 | 0.00078349 | 514.9808 | -0.025777 | 735.3099 | 0.00014589 | 733.2356 | 0.027312 | 514.9808 | 0 | 906.2456 | 0.0046154 | 1185.8203 | 0.01867 | 822.928 | 0.0022675 | 1151.8508 | 0.1046 | 1219.8672 | 0.027199 | 0 | 0 | 1077.47 | 0 | 1077.4635 | 0.0034277
| 733.3997 | 0.39544 | 515.2056 | -0.0024052 | 515.2056 | 0.013477 | 515.7626 | 0.003858 | 732.6806 | 0 | 515.2056 | 0.013395 | 735.4747 | 0.0005693 | 733.3997 | 0.025867 | 515.2056 | 0 | 906.3273 | 0.0050042 | 1186.1648 | 0.018932 | 823.136 | 0.0026464 | 1151.9159 | 0.10494 | 1220.0496 | 0.027173 | 0 | 0 | 1077.5269 | 0 | 1077.5204 | 0.0034634
| 733.5638 | 0.39724 | 515.4304 | -0.013068 | 515.4304 | -0.0018432 | 515.9871 | -0.0022772 | 732.8448 | 0 | 515.4304 | -0.021137 | 735.6394 | 0.00025997 | 733.5638 | 0.026969 | 515.4304 | 0.0090425 | 906.4091 | 0.0053998 | 1186.5095 | 0.018768 | 823.343 | 0.0033546 | 1151.9808 | 0.10528 | 1220.2318 | 0.027122 | 0 | 0 | 1077.5837 | 0 | 1077.5773 | 0.0034928
| 733.7279 | 0.41374 | 515.6553 | 0.010829 | 515.6553 | 0.0092557 | 516.2117 | 0.01222 | 733.0089 | 0 | 515.6553 | 0.034819 | 735.8042 | 0.00041134 | 733.7279 | 0.025106 | 515.6553 | 0.0072409 | 906.4908 | 0.0057655 | 1186.8545 | 0.019292 | 823.551 | 0.0025783 | 1152.0458 | 0.10561 | 1220.4142 | 0.027089 | 0 | 0 | 1077.6406 | 0 | 1077.6342 | 0.0035174
| 733.892 | 0.41311 | 515.8801 | -0.013605 | 515.8801 | -0.0072133 | 516.4363 | -0.0028256 | 733.1731 | 0.00078349 | 515.8801 | -0.032099 | 735.969 | 0.00037624 | 733.892 | 0.027235 | 515.8801 | 0.0090425 | 906.5726 | 0.0060076 | 1187.1996 | 0.019554 | 823.759 | 0.0026467 | 1152.1108 | 0.10595 | 1220.5967 | 0.027114 | 0 | 0 | 1077.6975 | 0 | 1077.691 | 0.0035349
| 734.0561 | 0.41618 | 516.105 | 0.0092032 | 516.105 | 0.011216 | 516.6609 | 0.0051483 | 733.3373 | 0 | 516.105 | 0.025855 | 736.1338 | 0.00037185 | 734.0561 | 0.025954 | 516.105 | 0 | 906.6544 | 0.0061045 | 1187.5449 | 0.018277 | 823.966 | 0.001653 | 1152.1759 | 0.10628 | 1220.7792 | 0.027221 | 0 | 0 | 1077.7544 | 0 | 1077.7479 | 0.0035452
| 734.2202 | 0.41123 | 516.3299 | -0.015374 | 516.3299 | -5.338e-05 | 516.8855 | -0.0028847 | 733.5015 | 0.00026116 | 516.3299 | -0.018998 | 736.2986 | 0.00033895 | 734.2202 | 0.028052 | 516.3299 | 0 | 906.7363 | 0.0055587 | 1187.8905 | 0.020439 | 824.174 | 0.0026799 | 1152.2408 | 0.10662 | 1220.9617 | 0.027415 | 0 | 0 | 1077.8114 | 0 | 1077.8048 | 0.0035468
| 734.3843 | 0.4342 | 516.5548 | 0.024264 | 516.5548 | 0.003273 | 517.1101 | -0.00010587 | 733.6656 | 0.00017411 | 516.5548 | 0.020753 | 736.4634 | 0.00038831 | 734.3843 | 0.026409 | 516.5548 | 0 | 906.8181 | 0.0047851 | 1188.2362 | 0.018048 | 824.382 | 0.0033418 | 1152.3059 | 0.10696 | 1221.1443 | 0.027692 | 0 | 0 | 1077.8683 | 0 | 1077.8617 | 0.0035381
| 734.5485 | 0.4225 | 516.7797 | -0.021889 | 516.7797 | -0.014138 | 517.3348 | -0.0017249 | 733.8298 | 0.00026116 | 516.7797 | -0.045548 | 736.6282 | 0.00037624 | 734.5485 | 0.027614 | 516.7797 | 0.0090425 | 906.8999 | 0.0052786 | 1188.5821 | 0.020275 | 824.59 | 0.001545 | 1152.371 | 0.1073 | 1221.327 | 0.028034 | 0 | 0 | 1077.9252 | 0 | 1077.9186 | 0.0035182
| 734.7126 | 0.43758 | 517.0046 | 0.019827 | 517.0046 | 0.020238 | 517.5594 | -0.0034289 | 733.994 | 0 | 517.0046 | 0.013991 | 736.793 | 0.00039269 | 734.7126 | 0.02623 | 517.0046 | 0 | 906.9818 | 0.0058525 | 1188.9283 | 0.020602 | 824.799 | 0.0027648 | 1152.436 | 0.10764 | 1221.5096 | 0.028423 | 0 | 0 | 1077.9821 | 0 | 1077.9756 | 0.0034896
| 734.8767 | 0.42822 | 517.2296 | -0.006546 | 517.2296 | -0.0020917 | 517.7841 | -0.00050766 | 734.1582 | 0.00026116 | 517.2296 | -0.015366 | 736.9578 | 0.00036637 | 734.8767 | 0.027251 | 517.2296 | 0 | 907.0636 | 0.0056226 | 1189.2747 | 0.01962 | 825.007 | 0.0030905 | 1152.501 | 0.10798 | 1221.6925 | 0.028842 | 0 | 0 | 1078.0391 | 0 | 1078.0325 | 0.0034547
| 735.0409 | 0.43955 | 517.4545 | 0.0053047 | 517.4545 | -0.004476 | 518.0088 | 0.0017782 | 734.3224 | 0.00017411 | 517.4545 | 0.0069961 | 737.1226 | 0.00042779 | 735.0409 | 0.025783 | 517.4545 | 0 | 907.1455 | 0.0061075 | 1189.6212 | 0.01903 | 825.216 | 0.0032795 | 1152.566 | 0.10832 | 1221.8752 | 0.029276 | 0 | 0 | 1078.0959 | 0 | 1078.0895 | 0.0034173
| 735.205 | 0.43236 | 517.6795 | -0.011196 | 517.6795 | -0.0058801 | 518.2335 | 0.0010113 | 734.4866 | 0 | 517.6795 | -0.041561 | 737.2875 | 0.00025887 | 735.205 | 0.027372 | 517.6795 | 0 | 907.2274 | 0.0061068 | 1189.9679 | 0.018179 | 825.424 | 0.003054 | 1152.6311 | 0.10867 | 1222.0582 | 0.029712 | 0 | 0 | 1078.1529 | 0 | 1078.1464 | 0.0033824
| 735.3692 | 0.44359 | 517.9045 | 0.0048042 | 517.9045 | 0.010842 | 518.4581 | -0.0018937 | 734.6509 | 0 | 517.9045 | 0.0099491 | 737.4523 | 0.00056271 | 735.3692 | 0.025798 | 517.9045 | 0 | 907.3093 | 0.0054473 | 1190.3149 | 0.018801 | 825.633 | 0.0022266 | 1152.6963 | 0.10901 | 1222.2411 | 0.030129 | 0 | 0 | 1078.2098 | 0 | 1078.2034 | 0.0033538
| 735.5333 | 0.44146 | 518.1295 | -0.013037 | 518.1295 | -0.0084399 | 518.6829 | -0.0056199 | 734.8151 | 0 | 518.1295 | -0.02149 | 737.6172 | 0.00033675 | 735.5333 | 0.027741 | 518.1295 | 0 | 907.3912 | 0.0055742 | 1190.6621 | 0.01713 | 825.841 | 0.0013199 | 1152.7613 | 0.10935 | 1222.4241 | 0.030503 | 0 | 0 | 1078.2668 | 0 | 1078.2603 | 0.0033339
| 735.6975 | 0.43965 | 518.3545 | 0.013213 | 518.3545 | 0.0085716 | 518.9076 | 0.00386 | 734.9793 | 0.00017411 | 518.3545 | 0.016431 | 737.782 | 0.00044644 | 735.6975 | 0.025868 | 518.3545 | 0.0090425 | 907.4731 | 0.0056077 | 1191.0094 | 0.018473 | 826.05 | 0.0022462 | 1152.8264 | 0.1097 | 1222.6072 | 0.030809 | 0 | 0 | 1078.3237 | 0 | 1078.3173 | 0.0033204
| 735.8616 | 0.45677 | 518.5795 | -0.013512 | 518.5795 | -0.0087345 | 519.1323 | -0.0037111 | 735.1435 | 0.00026116 | 518.5795 | -0.022375 | 737.9469 | 0.00042121 | 735.8616 | 0.027962 | 518.5795 | 0.0018107 | 907.5551 | 0.0056777 | 1191.3569 | 0.019063 | 826.259 | 0.0021615 | 1152.8915 | 0.11004 | 1222.7903 | 0.031024 | 0 | 0 | 1078.3807 | 0 | 1078.3742 | 0.0033101
| 736.0258 | 0.45973 | 518.8045 | 0.011595 | 518.8045 | -0.0085933 | 519.3571 | 0.0061979 | 735.3078 | 0 | 518.8045 | 0.017996 | 738.1117 | 0.00036088 | 736.0258 | 0.026472 | 518.8045 | 0 | 907.637 | 0.0058328 | 1191.7047 | 0.018506 | 826.468 | 0.002467 | 1152.9565 | 0.11039 | 1222.9734 | 0.03114 | 0 | 0 | 1078.4377 | 0 | 1078.4311 | 0.0032998
| 736.19 | 0.46672 | 519.0295 | -0.018429 | 519.0295 | -0.0076609 | 519.5818 | -0.00096842 | 735.472 | 0.0013058 | 519.0295 | -0.030909 | 738.2766 | 0.00046399 | 736.19 | 0.027013 | 519.0295 | 0 | 907.719 | 0.0057371 | 1192.0527 | 0.019522 | 826.678 | 0.002818 | 1153.0217 | 0.11074 | 1223.1566 | 0.03117 | 0 | 0 | 1078.4948 | 0 | 1078.4882 | 0.0032839
| 736.3542 | 0.47691 | 519.2546 | 0.0053574 | 519.2546 | 0.01309 | 519.8066 | -0.00062567 | 735.6363 | 0 | 519.2546 | 0.01195 | 738.4415 | 0.00036966 | 736.3542 | 0.025396 | 519.2546 | 0.0090425 | 907.801 | 0.0056142 | 1192.4009 | 0.019358 | 826.887 | 0.0023945 | 1153.0868 | 0.11109 | 1223.3398 | 0.031141 | 0 | 0 | 1078.5516 | 0 | 1078.5452 | 0.0032593
| 736.5184 | 0.48221 | 519.4797 | -0.020088 | 519.4797 | -0.012451 | 520.0314 | 0.0034385 | 735.8005 | 0.00078349 | 519.4797 | -0.024252 | 738.6064 | 0.00038611 | 736.5184 | 0.026361 | 519.4797 | 0.0090425 | 907.8831 | 0.0059196 | 1192.7493 | 0.018277 | 827.096 | 0.0028125 | 1153.152 | 0.11144 | 1223.5232 | 0.031095 | 0 | 0 | 1078.6086 | 0 | 1078.6022 | 0.0032259
| 736.6825 | 0.47353 | 519.7047 | 0.012206 | 519.7047 | -0.0030378 | 520.2562 | 0.0047447 | 735.9648 | 0 | 519.7047 | 0.02319 | 738.7713 | 0.00047387 | 736.6825 | 0.026115 | 519.7047 | 0 | 907.9651 | 0.0062513 | 1193.0978 | 0.01831 | 827.306 | 0.0027611 | 1153.217 | 0.11179 | 1223.7065 | 0.031071 | 0 | 0 | 1078.6656 | 0 | 1078.6592 | 0.0031854
| 736.8467 | 0.47432 | 519.9298 | -0.027444 | 519.9298 | -0.0055313 | 520.4811 | 0.00058764 | 736.129 | 0.00078349 | 519.9298 | -0.032349 | 738.9361 | 0.00044644 | 736.8467 | 0.027598 | 519.9298 | 0 | 908.0471 | 0.0056105 | 1193.4465 | 0.019063 | 827.515 | 0.0027308 | 1153.2822 | 0.11215 | 1223.89 | 0.031093 | 0 | 0 | 1078.7227 | 0 | 1078.7161 | 0.0031425
| 737.0109 | 0.48958 | 520.1549 | 0.0079 | 520.1549 | 0.0070579 | 520.7059 | 0.0072399 | 736.2933 | 0.00069644 | 520.1549 | 0.014645 | 739.101 | 0.00037953 | 737.0109 | 0.026114 | 520.1549 | 0 | 908.1292 | 0.0050473 | 1193.7955 | 0.020078 | 827.725 | 0.0025931 | 1153.3474 | 0.1125 | 1224.0735 | 0.031166 | 0 | 0 | 1078.7797 | 0 | 1078.7732 | 0.0031004
| 737.1751 | 0.49451 | 520.3801 | -0.013042 | 520.3801 | 0.0046697 | 520.9307 | -0.0055132 | 736.4575 | 0.00026116 | 520.3801 | -0.021531 | 739.266 | 0.00045302 | 737.1751 | 0.0276 | 520.38 | 0 | 908.2112 | 0.0050849 | 1194.1448 | 0.02034 | 827.935 | 0.0030536 | 1153.4125 | 0.11286 | 1224.257 | 0.031277 | 0 | 0 | 1078.8367 | 0 | 1078.8302 | 0.0030654
| 737.3394 | 0.49174 | 520.6052 | 0.0010685 | 520.6052 | 0.0074971 | 521.1556 | 0.0061702 | 736.6218 | 0 | 520.6052 | -0.0010357 | 739.4309 | 0.00043328 | 737.3394 | 0.026033 | 520.6052 | 0 | 908.2933 | 0.0053834 | 1194.4941 | 0.020177 | 828.145 | 0.0032943 | 1153.4777 | 0.11321 | 1224.4406 | 0.031401 | 0 | 0 | 1078.8937 | 0 | 1078.8872 | 0.0030416
| 737.5036 | 0.4916 | 520.8303 | -0.023872 | 520.8303 | -0.0036115 | 521.3804 | 0.0045854 | 736.7861 | 0.00078349 | 520.8303 | -0.032534 | 739.5958 | 0.00041024 | 737.5036 | 0.02817 | 520.8303 | 0 | 908.3754 | 0.0055795 | 1194.8438 | 0.018375 | 828.355 | 0.0028233 | 1153.5429 | 0.11357 | 1224.6243 | 0.031518 | 0 | 0 | 1078.9508 | 0 | 1078.9442 | 0.0030297
| 737.6678 | 0.50638 | 521.0555 | 0.013541 | 521.0555 | 0.013495 | 521.6053 | 0.0059144 | 736.9504 | 0.00017411 | 521.0555 | 0.015297 | 739.7607 | 0.000498 | 737.6678 | 0.026547 | 521.0555 | 0 | 908.4576 | 0.0059392 | 1195.1935 | 0.020177 | 828.565 | 0.0020876 | 1153.608 | 0.11393 | 1224.8079 | 0.03162 | 0 | 0 | 1079.0078 | 0 | 1079.0012 | 0.0030313
| 737.832 | 0.51235 | 521.2807 | -0.022638 | 521.2807 | -0.0052498 | 521.8302 | -0.0017083 | 737.1147 | 0.00026116 | 521.2807 | -0.024391 | 739.9257 | 0.0004267 | 737.832 | 0.027457 | 521.2807 | 0 | 908.5397 | 0.0063495 | 1195.5436 | 0.017098 | 828.775 | 0.003779 | 1153.6732 | 0.11429 | 1224.9917 | 0.031719 | 0 | 0 | 1079.0648 | 0 | 1079.0582 | 0.0030472
| 737.9962 | 0.51821 | 521.5058 | -0.0046672 | 521.5058 | 0.0093718 | 522.0551 | 0.0098722 | 737.279 | 0.00017411 | 521.5058 | 0.0019728 | 740.0906 | 0.0003543 | 737.9962 | 0.026068 | 521.5058 | 0 | 908.6218 | 0.0060593 | 1195.8938 | 0.019849 | 828.986 | 0.0018298 | 1153.7384 | 0.11465 | 1225.1755 | 0.031842 | 0 | 0 | 1079.1218 | 0 | 1079.1154 | 0.003075
| 738.1605 | 0.53066 | 521.731 | -0.030405 | 521.731 | -0.019462 | 522.28 | 0.0016658 | 737.4433 | 0.00078349 | 521.731 | -0.041322 | 740.2555 | 0.00041463 | 738.1605 | 0.026293 | 521.731 | 0 | 908.704 | 0.0059198 | 1196.2441 | 0.01903 | 829.196 | 0.0018725 | 1153.8036 | 0.11502 | 1225.3594 | 0.032022 | 0 | 0 | 1079.179 | 0 | 1079.1724 | 0.0031139
| 738.3247 | 0.53801 | 521.9562 | -0.013959 | 521.9562 | -0.0074834 | 522.5049 | -0.0010399 | 737.6076 | 0 | 521.9562 | -0.015279 | 740.4205 | 0.00033127 | 738.3247 | 0.026285 | 521.9562 | 0 | 908.7862 | 0.0064522 | 1196.5947 | 0.019096 | 829.407 | 0.0024434 | 1153.8688 | 0.11538 | 1225.5432 | 0.032281 | 0 | 0 | 1079.236 | 0 | 1079.2294 | 0.0031616
| 738.489 | 0.54756 | 522.1815 | 0.0029502 | 522.1815 | -8.4793e-05 | 522.7299 | 0.0086555 | 737.7719 | 0.0018278 | 522.1815 | 0.033665 | 740.5855 | 0.00045851 | 738.489 | 0.026088 | 522.1815 | 0 | 908.8683 | 0.0065777 | 1196.9456 | 0.019489 | 829.617 | 0.002761 | 1153.934 | 0.11574 | 1225.7273 | 0.032627 | 0 | 0 | 1079.2931 | 0 | 1079.2865 | 0.0032164
| 738.6532 | 0.54515 | 522.4067 | -0.027216 | 522.4067 | -0.0081454 | 522.9548 | -0.00037232 | 737.9362 | 0 | 522.4067 | -0.022587 | 740.7504 | 0.0002468 | 738.6532 | 0.027598 | 522.4067 | 0.0018125 | 908.9506 | 0.0064426 | 1197.2966 | 0.018539 | 829.828 | 0.0027454 | 1153.9993 | 0.11611 | 1225.9113 | 0.033051 | 0 | 0 | 1079.3501 | 0 | 1079.3435 | 0.0032767
| 738.8175 | 0.54277 | 522.6319 | 0.010211 | 522.6319 | 0.0093567 | 523.1798 | 0.0028078 | 738.1005 | 0.0018278 | 522.6319 | 0.014356 | 740.9154 | 0.00052323 | 738.8175 | 0.026568 | 522.6319 | 0 | 909.0328 | 0.0063818 | 1197.6478 | 0.017327 | 830.039 | 0.0025831 | 1154.0645 | 0.11648 | 1226.0953 | 0.033531 | 0 | 0 | 1079.4072 | 0 | 1079.4006 | 0.0033395
| 738.9817 | 0.56786 | 522.8572 | -0.023848 | 522.8572 | -0.010809 | 523.4048 | -0.0029429 | 738.2648 | 0 | 522.8572 | -0.035306 | 741.0804 | 0.00027532 | 738.9817 | 0.027942 | 522.8572 | 0 | 909.1151 | 0.0062127 | 1197.9993 | 0.019128 | 830.25 | 0.0022399 | 1154.1296 | 0.11685 | 1226.2795 | 0.034039 | 0 | 0 | 1079.4642 | 0 | 1079.4578 | 0.0034015
| 739.146 | 0.56878 | 523.0825 | 0.00384 | 523.0825 | -0.015725 | 523.6298 | 0.0056712 | 738.4292 | 0.0023501 | 523.0825 | 0.014174 | 741.2454 | 0.00049032 | 739.146 | 0.026457 | 523.0825 | 0 | 909.1973 | 0.0061313 | 1198.351 | 0.017491 | 830.461 | 0.0023383 | 1154.195 | 0.11722 | 1226.4637 | 0.034551 | 0 | 0 | 1079.5214 | 0 | 1079.5148 | 0.0034579
| 739.3103 | 0.58081 | 523.3077 | -0.02054 | 523.3077 | -0.0085192 | 523.8548 | -0.0040313 | 738.5935 | 0 | 523.3077 | -0.025827 | 741.4104 | 0.00028739 | 739.3103 | 0.028394 | 523.3077 | 0 | 909.2795 | 0.0061728 | 1198.7029 | 0.018932 | 830.672 | 0.0016123 | 1154.2601 | 0.11759 | 1226.6479 | 0.035046 | 0 | 0 | 1079.5785 | 0 | 1079.5719 | 0.0035031
| 739.4745 | 0.57779 | 523.533 | 0.026672 | 523.533 | -0.0090341 | 524.0798 | 0.0012598 | 738.7578 | 0.0018278 | 523.533 | 0.013563 | 741.5754 | 0.00043767 | 739.4745 | 0.027221 | 523.533 | 0 | 909.3618 | 0.0062059 | 1199.0549 | 0.019915 | 830.884 | 0.0030889 | 1154.3254 | 0.11797 | 1226.8323 | 0.035514 | 0 | 0 | 1079.6355 | 0 | 1079.629 | 0.0035333
| 739.6388 | 0.59837 | 523.7584 | -0.017229 | 523.7584 | -0.011756 | 524.3048 | 0.0013694 | 738.9222 | 0 | 523.7584 | -0.026586 | 741.7404 | 0.00037953 | 739.6388 | 0.028176 | 523.7583 | 0 | 909.4442 | 0.0060971 | 1199.4071 | 0.018768 | 831.095 | 0.0029172 | 1154.3908 | 0.11834 | 1227.0166 | 0.035953 | 0 | 0 | 1079.6926 | 0 | 1079.686 | 0.0035437
| 739.8031 | 0.58464 | 523.9837 | 0.007257 | 523.9837 | 0.007649 | 524.5298 | 0.0027597 | 739.0865 | 0.0013058 | 523.9837 | 0.023232 | 741.9054 | 0.00045193 | 739.8031 | 0.026278 | 523.9837 | 0 | 909.5264 | 0.0057683 | 1199.7596 | 0.018866 | 831.307 | 0.0022615 | 1154.4559 | 0.11871 | 1227.2011 | 0.036366 | 0 | 0 | 1079.7498 | 0 | 1079.7432 | 0.0035325
| 739.9674 | 0.60137 | 524.209 | -0.03783 | 524.209 | -0.024649 | 524.7549 | 0.00030704 | 739.2509 | 0 | 524.209 | -0.026967 | 742.0704 | 0.00039598 | 739.9674 | 0.027165 | 524.209 | 0 | 909.6088 | 0.0057481 |  |  | 831.518 | 0.0032657 | 1154.5212 | 0.11909 | 1227.3855 | 0.036764 | 0 | 0 | 1079.8069 | 0 | 1079.8003 | 0.0035023
| 740.1317 | 0.60211 | 524.4344 | 0.0087332 | 524.4344 | -0.0014908 | 524.98 | 0.0078327 | 739.4152 | 0.0018278 | 524.4344 | 0.012932 | 742.2354 | 0.00041354 | 740.1317 | 0.025688 | 524.4344 | 0 | 909.6911 | 0.0064874 |  |  | 831.73 | 0.0026733 | 1154.5865 | 0.11947 | 1227.5701 | 0.037156 | 0 | 0 | 1079.864 | 0 | 1079.8574 | 0.0034571
| 740.296 | 0.62474 | 524.6597 | -0.014086 | 524.6597 | 0.0088171 | 525.2051 | 0.00095046 | 739.5796 | 0 | 524.6597 | -0.028709 | 742.4004 | 0.0003894 | 740.296 | 0.027665 | 524.6597 | 0.0090425 | 909.7735 | 0.0069311 |  |  | 831.942 | 0.0019085 | 1154.6519 | 0.11985 | 1227.7546 | 0.037546 | 0 | 0 | 1079.9211 | 0 | 1079.9145 | 0.0034038
| 740.4603 | 0.61516 | 524.8851 | 0.010941 | 524.8851 | -0.0021503 | 525.4301 | 0.0013272 | 739.744 | 0.0013058 | 524.8851 | -0.0043364 | 742.5655 | 0.00042341 | 740.4603 | 0.026584 | 524.8851 | 0.0090425 | 909.8558 | 0.0067805 |  |  | 832.154 | 0.0012423 | 1154.7172 | 0.12023 | 1227.9393 | 0.037926 | 0 | 0 | 1079.9783 | 0 | 1079.9717 | 0.0033506
| 740.6246 | 0.63769 | 525.1105 | -0.018127 | 525.1105 | -0.015409 | 525.6552 | -0.0019693 | 739.9083 | 0 | 525.1105 | -0.033329 | 742.7305 | 0.00047387 | 740.6246 | 0.028664 | 525.1105 | 0.0090425 | 909.9382 | 0.0064705 |  |  | 832.366 | 0.0037612 | 1154.7825 | 0.12061 | 1228.124 | 0.038277 | 0 | 0 | 1080.0354 | 0 | 1080.0288 | 0.0033038
| 740.7889 | 0.61882 | 525.3359 | 0.0012449 | 525.3359 | 0.007873 | 525.8804 | 0.0034475 | 740.0727 | 0.0018278 | 525.3359 | 0.029929 | 742.8956 | 0.00027313 | 740.7889 | 0.02776 | 525.3359 | 0 | 910.0206 | 0.0066203 |  |  | 832.578 | 0.0031214 | 1154.8478 | 0.12099 | 1228.3087 | 0.038569 | 0 | 0 | 1080.0925 | 0 | 1080.0861 | 0.003268
| 740.9532 | 0.63779 | 525.5613 | -0.021134 | 525.5613 | -0.0047607 | 526.1055 | -0.0035714 | 740.2371 | 0 | 525.5613 | -0.034985 | 743.0606 | 0.00058027 | 740.9532 | 0.029163 | 525.5613 | 0 | 910.103 | 0.0061993 |  |  | 832.791 | 0.0040351 | 1154.9131 | 0.12138 | 1228.4935 | 0.038774 | 0 | 0 | 1080.1497 | 0 | 1080.1432 | 0.0032458
| 741.1175 | 0.639 | 525.7867 | 0.010947 | 525.7867 | 0.0040529 | 526.3306 | 0.0066975 | 740.4015 | 0.0013058 | 525.7867 | 0.014736 | 743.2257 | 0.00029287 | 741.1175 | 0.027193 | 525.7867 | 0 | 910.1854 | 0.0056533 |  |  | 833.003 | 0.0015864 | 1154.9784 | 0.12177 | 1228.6785 | 0.038872 | 0 | 0 | 1080.2069 | 0 | 1080.2003 | 0.0032354
| 741.2819 | 0.6406 | 526.0121 | -0.023608 | 526.0121 | 0.0012638 | 526.5558 | 0.003139 | 740.5659 | 0 | 526.0121 | -0.039001 | 743.3908 | 0.0005693 | 741.2819 | 0.028509 | 526.0122 | 0 | 910.2679 | 0.0058716 |  |  | 833.216 | 0.002676 | 1155.0437 | 0.12215 | 1228.8633 | 0.038863 | 0 | 0 | 1080.264 | 0 | 1080.2575 | 0.0032362
| 741.4462 | 0.65374 | 526.2376 | 0.0020178 | 526.2376 | 0.0037953 | 526.7809 | 0.0012756 | 740.7303 | 0.0013058 | 526.2376 | 0.020928 | 743.5558 | 0.00027532 | 741.4462 | 0.02708 | 526.2376 | 0 | 910.3503 | 0.0058942 |  |  | 833.428 | 0.0026216 | 1155.1091 | 0.12254 | 1229.0483 | 0.038764 | 0 | 0 | 1080.3212 | 0 | 1080.3147 | 0.0032426
| 741.6105 | 0.6667 | 526.4631 | -0.014377 | 526.4631 | -0.0064415 | 527.0061 | -0.0036021 | 740.8947 | 0 | 526.4631 | -0.034721 | 743.7209 | 0.00038611 | 741.6105 | 0.029362 | 526.4631 | 0 | 910.4328 | 0.0063536 |  |  | 833.641 | 0.0010794 | 1155.1744 | 0.12293 | 1229.2334 | 0.038605 | 0 | 0 | 1080.3784 | 0 | 1080.3718 | 0.0032513
| 741.7749 | 0.67393 | 526.6885 | 0.023163 | 526.6885 | 0.010942 | 527.2313 | 0.00489 | 741.0591 | 0.00078349 | 526.6885 | 0.021553 | 743.886 | 0.0005342 | 741.7749 | 0.027048 | 526.6885 | 0 | 910.5153 | 0.0069943 |  |  | 833.854 | 0.0022195 | 1155.2399 | 0.12332 | 1229.4185 | 0.038421 | 0 | 0 | 1080.4355 | 0 | 1080.429 | 0.0032593
| 741.9392 | 0.66585 | 526.914 | -0.022938 | 526.914 | 0.013663 | 527.4565 | -0.0052062 | 741.2235 | 0 | 526.914 | -0.032081 | 744.0511 | 0.00029946 | 741.9392 | 0.028633 | 526.914 | 0.0018125 | 910.5978 | 0.0067807 |  |  | 834.067 | 0.002079 | 1155.3052 | 0.12371 | 1229.6035 | 0.038245 | 0 | 0 | 1080.4928 | 0 | 1080.4862 | 0.003264
| 742.1036 | 0.68238 | 527.1395 | 0.0065383 | 527.1395 | -0.006301 | 527.6817 | 0.0086282 | 741.3879 | 0.0018278 | 527.1395 | 0.00081569 | 744.2162 | 0.00064827 | 742.1036 | 0.026891 | 527.1395 | 0.0090425 | 910.6803 | 0.0068058 |  |  | 834.28 | 0.002612 | 1155.3706 | 0.1241 | 1229.7888 | 0.038099 | 0 | 0 | 1080.5499 | 0 | 1080.5435 | 0.0032672
| 742.2679 | 0.68754 | 527.365 | -0.015082 | 527.365 | -0.010376 | 527.9069 | 0.00025967 | 741.5523 | 0 | 527.365 | -0.030138 | 744.3813 | 9.7625e-05 | 742.2679 | 0.029975 | 527.365 | 0.005432 | 910.7629 | 0.0069799 |  |  | 834.493 | 0.0024018 | 1155.4359 | 0.12449 | 1229.974 | 0.037999 | 0 | 0 | 1080.6072 | 0 | 1080.6006 | 0.003268
| 742.4323 | 0.70397 | 527.5906 | 0.020244 | 527.5906 | 0.0009625 | 528.1322 | 0.0065693 | 741.7167 | 0.0013058 | 527.5906 | 0.015076 | 744.5464 | 0.00069873 | 742.4323 | 0.029212 | 527.5906 | 0.0036213 | 910.8454 | 0.006694 |  |  | 834.706 | 0.002204 | 1155.5013 | 0.12489 | 1230.1593 | 0.037957 | 0 | 0 | 1080.6644 | 0 | 1080.6578 | 0.0032696
| 742.5967 | 0.7018 | 527.8161 | -0.025301 | 527.8161 | -0.018093 | 528.3574 | 0.00020348 | 741.8812 | 0 | 527.8161 | -0.018468 | 744.7115 | 0.00020622 | 742.5967 | 0.030703 | 527.8161 | 0.0090425 | 910.928 | 0.0063847 |  |  | 834.919 | 0.0011508 | 1155.5668 | 0.12528 | 1230.3447 | 0.037976 | 0 | 0 | 1080.7216 | 0 | 1080.715 | 0.003272
| 742.7611 | 0.69383 | 528.0417 | 0.014907 | 528.0417 | -0.0063847 | 528.5827 | 0.003237 | 742.0456 | 0.0023501 | 528.0417 | 0.0079703 | 744.8767 | 0.00058027 | 742.7611 | 0.028114 | 528.0417 | 0 | 911.0106 | 0.0065895 |  |  | 835.133 | 0.0018896 | 1155.6321 | 0.12567 | 1230.5302 | 0.03806 | 0 | 0 | 1080.7788 | 0 | 1080.7722 | 0.003276
| 742.9254 | 0.70621 | 528.2672 | -0.016936 | 528.2672 | -0.020625 | 528.808 | -0.0059253 | 742.21 | 0 | 528.2672 | -0.0079607 | 745.0418 | 0.00027862 | 742.9254 | 0.02959 | 528.2672 | 0 | 911.0931 | 0.0067039 |  |  | 835.347 | 0.0025336 | 1155.6975 | 0.12607 | 1230.7156 | 0.03821 | 0 | 0 | 1080.8361 | 0 | 1080.8295 | 0.0032823
| 743.0898 | 0.71186 | 528.4928 | 0.011622 | 528.4928 | -0.0075117 | 529.0333 | 0.0024029 | 742.3745 | 0.0018278 | 528.4928 | 0.010386 | 745.2069 | 0.00050677 | 743.0898 | 0.028328 | 528.4928 | 0.0090425 | 911.1758 | 0.0064667 |  |  | 835.56 | 0.0020704 | 1155.7629 | 0.12647 | 1230.9011 | 0.038421 | 0 | 0 | 1080.8933 | 0 | 1080.8867 | 0.0032895
| 743.2542 | 0.72283 | 528.7184 | -0.020274 | 528.7184 | -0.030686 | 529.2585 | -0.0032909 | 742.5389 | 0 | 528.7184 | -0.029658 | 745.3721 | 0.00034333 | 743.2542 | 0.030422 | 528.7184 | 0.0090425 | 911.2584 | 0.0066344 |  |  | 835.774 | 0.0031154 | 1155.8284 | 0.12686 | 1231.0867 | 0.038689 | 0 | 0 | 1080.9506 | 0 | 1080.944 | 0.0032958
| 743.4186 | 0.72416 | 528.944 | 0.014105 | 528.944 | 0.013729 | 529.4839 | 0.0039861 | 742.7034 | 0.0013058 | 528.944 | 0.018917 | 745.5372 | 0.00055723 | 743.4186 | 0.029045 | 528.944 | 0.0090425 | 911.341 | 0.0066107 |  |  | 835.988 | 0.0016668 | 1155.8938 | 0.12726 | 1231.2723 | 0.03901 | 0 | 0 | 1081.0077 | 0 | 1081.0012 | 0.0032998
| 743.583 | 0.75033 | 529.1696 | -0.02501 | 529.1696 | -0.010857 | 529.7092 | -0.0024022 | 742.8679 | 0 | 529.1696 | -0.042084 | 745.7024 | 0.00029287 | 743.583 | 0.030742 | 529.1696 | 0 | 911.4237 | 0.0064374 |  |  | 836.202 | 0.0037298 | 1155.9592 | 0.12766 | 1231.458 | 0.039381 | 0 | 0 | 1081.0649 | 0 | 1081.0585 | 0.0032982
| 743.7474 | 0.74754 | 529.3952 | 0.0186 | 529.3952 | 0.021566 | 529.9345 | 0.0038676 | 743.0323 | 0.0018278 | 529.3952 | 0.036692 | 745.8675 | 0.00054626 | 743.7474 | 0.02884 | 529.3952 | 0 | 911.5063 | 0.0072477 |  |  | 836.416 | 0.0033273 | 1156.0247 | 0.12806 | 1231.6438 | 0.039797 | 0 | 0 | 1081.1223 | 0 | 1081.1157 | 0.0032902
| 743.9118 | 0.75549 | 529.6209 | -0.018302 | 529.6209 | -0.015068 | 530.1599 | 3.5618e-05 | 743.1968 | 0 | 529.6209 | -0.0035131 | 746.0327 | 0.00038392 | 743.9118 | 0.030214 | 529.6209 | 0 | 911.5891 | 0.0072469 |  |  | 836.63 | 0.0030197 | 1156.0902 | 0.12846 | 1231.8296 | 0.040249 | 0 | 0 | 1081.1796 | 0 | 1081.173 | 0.0032728
| 744.0762 | 0.75514 | 529.8465 | 0.010973 | 529.8465 | 0.011302 | 530.3853 | 0.0029839 | 743.3613 | 0.00078349 | 529.8465 | 0.01029 | 746.1979 | 0.00047716 | 744.0762 | 0.028205 | 529.8465 | 0.0090425 | 911.6718 | 0.0063503 |  |  | 836.845 | 0.00098336 | 1156.1556 | 0.12886 | 1232.0155 | 0.040717 | 0 | 0 | 1081.2368 | 0 | 1081.2302 | 0.0032466
| 744.2406 | 0.76234 | 530.0722 | -0.022431 | 530.0722 | -0.0019515 | 530.6106 | -0.00294 | 743.5257 | 0 | 530.0722 | -0.014638 | 746.3631 | 0.00042121 | 744.2406 | 0.029379 | 530.0722 | 0.0090425 | 911.7545 | 0.0067291 |  |  | 837.059 | 0.0024603 | 1156.2211 | 0.12926 | 1232.2014 | 0.041168 | 0 | 0 | 1081.2941 | 0 | 1081.2875 | 0.0032116
| 744.4051 | 0.77514 | 530.2979 | 0.010198 | 530.2979 | 0.011338 | 530.836 | 0.011741 | 743.6902 | 0.0018278 | 530.2979 | 0.0035993 | 746.5282 | 0.00050238 | 744.4051 | 0.027658 | 530.2979 | 0.0090425 | 911.8372 | 0.0072846 |  |  | 837.274 | 0.0029605 | 1156.2866 | 0.12966 | 1232.3875 | 0.041557 | 0 | 0 | 1081.3513 | 0 | 1081.3447 | 0.0031703
| 744.5695 | 0.77933 | 530.5236 | -0.016871 | 530.5236 | -0.0062133 | 531.0614 | 0.0024834 | 743.8547 | 0 | 530.5236 | -0.028685 | 746.6934 | 0.0003916 | 744.5695 | 0.029782 | 530.5236 | 0.0090425 | 911.9199 | 0.0069814 |  |  | 837.489 | 0.0026211 | 1156.352 | 0.13007 | 1232.5735 | 0.041844 | 0 | 0 | 1081.4086 | 0 | 1081.4021 | 0.0031258
| 744.7339 | 0.78312 | 530.7493 | 0.01626 | 530.7493 | 0.0056662 | 531.2868 | 0.0017595 | 744.0192 | 0.0018278 | 530.7493 | 0.030324 | 746.8586 | 0.00054846 | 744.7339 | 0.028263 | 530.7493 | 0.0090425 | 912.0027 | 0.0067657 |  |  | 837.703 | 0.0026653 | 1156.4176 | 0.13047 | 1232.7595 | 0.042004 | 0 | 0 | 1081.4659 | 0 | 1081.4594 | 0.0030829
| 744.8983 | 0.80214 | 530.975 | -0.029306 | 530.975 | -0.0043214 | 531.5122 | -0.0027431 | 744.1837 | 0 | 530.975 | -0.03311 | 747.0239 | 0.0003181 | 744.8983 | 0.030534 | 530.975 | 0 | 912.0854 | 0.0072545 |  |  | 837.918 | 0.0028429 | 1156.483 | 0.13087 | 1232.9457 | 0.042041 | 0 | 0 | 1081.5232 | 0 | 1081.5166 | 0.0030448
| 745.0628 | 0.83354 | 531.2007 | 0.017178 | 531.2007 | 0.00882 | 531.7377 | 0.0076501 | 744.3482 | 0.0013058 | 531.2007 | 0.011522 | 747.1891 | 0.00048703 | 745.0628 | 0.028885 | 531.2007 | 0 | 912.1683 | 0.0073927 |  |  | 838.133 | 0.0027473 | 1156.5486 | 0.13128 | 1233.132 | 0.041991 | 0 | 0 | 1081.5806 | 0 | 1081.574 | 0.0030146
| 745.2272 | 0.82607 | 531.4264 | -0.028473 | 531.4264 | -0.017438 | 531.9631 | -0.0046178 | 744.5127 | 0 | 531.4264 | -0.016356 | 747.3543 | 0.00042779 | 745.2272 | 0.031225 | 531.4264 | 0.0090425 | 912.2512 | 0.0069782 |  |  | 838.349 | 0.0014755 | 1156.6141 | 0.13168 | 1233.3181 | 0.04191 | 0 | 0 | 1081.6378 | 0 | 1081.6312 | 0.0029947
| 745.3917 | 0.84518 | 531.6522 | 0.0074851 | 531.6522 | -0.0026201 | 532.1885 | 0.00057587 | 744.6772 | 0.0018278 | 531.6522 | 0.0080453 | 747.5195 | 0.00045961 | 745.3917 | 0.028852 | 531.6522 | 0.0090425 | 912.3339 | 0.007323 |  |  | 838.564 | 0.0011726 | 1156.6796 | 0.13208 | 1233.5045 | 0.041858 | 0 | 0 | 1081.6952 | 0 | 1081.6886 | 0.002986
| 745.5561 | 0.82373 | 531.878 | -0.025313 | 531.878 | -0.027854 | 532.414 | 0.00079282 | 744.8417 | 0 | 531.878 | -0.018766 | 747.6847 | 0.00043218 | 745.5561 | 0.030917 | 531.878 | 0.0090425 | 912.4166 | 0.0077547 |  |  | 838.779 | 0.0027316 | 1156.7451 | 0.13249 | 1233.6909 | 0.04188 | 0 | 0 | 1081.7524 | 0 | 1081.746 | 0.002986
| 745.7206 | 0.84387 | 532.1037 | 0.007336 | 532.1037 | 0.022723 | 532.6395 | 0.0031507 | 745.0063 | 0.0023501 | 532.1037 | 0.029516 | 747.85 | 0.00041792 | 745.7206 | 0.029795 | 532.1037 | 0.0018107 | 912.4995 | 0.007419 |  |  | 838.995 | 0.0021049 | 1156.8107 | 0.13289 | 1233.8773 | 0.041995 | 0 | 0 | 1081.8098 | 0 | 1081.8032 | 0.0029916
| 745.8851 | 0.85649 | 532.3295 | -0.018533 | 532.3295 | -0.010071 | 532.865 | 0.0014072 | 745.1708 | 0 | 532.3295 | -0.02053 | 748.0152 | 0.00037514 | 745.8851 | 0.031457 | 532.3295 | 0.0018125 | 912.5823 | 0.0077457 |  |  | 839.21 | 0.0024274 | 1156.8762 | 0.1333 | 1234.0637 | 0.042194 | 0 | 0 | 1081.8672 | 0 | 1081.8606 | 0.0029995
| 746.0495 | 0.86265 | 532.5553 | 0.0060778 | 532.5553 | 0.013603 | 533.0905 | 0.0051699 | 745.3353 | 0.0013058 | 532.5553 | -0.0012589 | 748.1805 | 0.0004629 | 746.0495 | 0.029202 | 532.5553 | 0 | 912.6652 | 0.0083957 |  |  | 839.426 | 0.0023058 | 1156.9418 | 0.1337 | 1234.2504 | 0.042454 | 0 | 0 | 1081.9244 | 0 | 1081.918 | 0.0030051
| 746.214 | 0.86963 | 532.7812 | -0.024048 | 532.7812 | -0.0026284 | 533.316 | -0.0091513 | 745.4999 | 0 | 532.7812 | -0.012052 | 748.3457 | 0.00041024 | 746.214 | 0.030205 | 532.7812 | 0 | 912.7482 | 0.0086439 |  |  | 839.642 | 0.0021086 | 1157.0073 | 0.1341 | 1234.4369 | 0.042749 | 0 | 0 | 1081.9818 | 0 | 1081.9752 | 0.0030027
| 746.3785 | 0.89729 | 533.007 | 0.0094381 | 533.007 | 0.011668 | 533.5416 | 0.0095369 | 745.6644 | 0.0018278 | 533.007 | 0.029051 | 748.511 | 0.00040805 | 746.3785 | 0.028353 | 533.007 | 0.0090425 | 912.8311 | 0.0084502 |  |  | 839.858 | 0.0017623 | 1157.0729 | 0.13451 | 1234.6235 | 0.043064 | 0 | 0 | 1082.0392 | 0 | 1082.0326 | 0.0029908
| 746.543 | 0.90041 | 533.2328 | -0.020716 | 533.2328 | -0.019784 | 533.7672 | 0.0015869 | 745.8289 | 0 | 533.2328 | -0.011666 | 748.6763 | 0.000532 | 746.543 | 0.031123 | 533.2328 | 0.0054338 | 912.914 | 0.0079145 |  |  | 840.074 | 0.0029484 | 1157.1384 | 0.13491 | 1234.8103 | 0.043391 | 0 | 0 | 1082.0966 | 0 | 1082.09 | 0.0029661
| 746.7075 | 0.90236 | 533.4587 | 0.0073895 | 533.4587 | 0.01746 | 533.9927 | 0.0047834 | 745.9935 | 0.0018278 | 533.4587 | 0.0088179 | 748.8415 | 0.00025339 | 746.7075 | 0.029483 | 533.4587 | 0 | 912.9969 | 0.0077655 |  |  | 840.29 | 0.0018375 | 1157.2041 | 0.13532 | 1234.9971 | 0.043726 | 0 | 0 | 1082.1539 | 0 | 1082.1473 | 0.0029288
| 746.872 | 0.91459 | 533.6845 | -0.01259 | 533.6845 | -0.0064118 | 534.2183 | 0.00080964 | 746.1581 | 0 | 533.6845 | -0.014846 | 749.0068 | 0.0006022 | 746.872 | 0.03116 | 533.6845 | 0.0018125 | 913.0799 | 0.0080175 |  |  | 840.506 | 0.0026742 | 1157.2696 | 0.13572 | 1235.1838 | 0.044061 | 0 | 0 | 1082.2113 | 0 | 1082.2047 | 0.0028812
| 747.0365 | 0.90668 | 533.9104 | 0.015678 | 533.9104 | 0.0031104 | 534.4438 | 0.00029979 | 746.3226 | 0.0018278 | 533.9104 | 0.019518 | 749.1721 | 0.00029397 | 747.0365 | 0.029352 | 533.9104 | 0.0090425 | 913.1628 | 0.0081178 |  |  | 840.722 | 0.0017521 | 1157.3352 | 0.13613 | 1235.3707 | 0.044382 | 0 | 0 | 1082.2687 | 0 | 1082.2621 | 0.0028295
| 747.201 | 0.93017 | 534.1363 | -0.019032 | 534.1363 | -0.017373 | 534.6694 | -0.0025544 | 746.4872 | 0 | 534.1363 | -0.03432 | 749.3374 | 0.00052652 | 747.201 | 0.030638 | 534.1363 | 0 | 913.2458 | 0.0083181 |  |  | 840.939 | 0.0015061 | 1157.4009 | 0.13653 | 1235.5577 | 0.044672 | 0 | 0 | 1082.326 | 0 | 1082.3195 | 0.0027795
| 747.3655 | 0.93072 | 534.3622 | 0.0087595 | 534.3622 | 0.00018741 | 534.895 | -6.1851e-05 | 746.6517 | 0.0023501 | 534.3622 | 0.0037239 | 749.5027 | 0.00037953 | 747.3655 | 0.02923 | 534.3622 | 0 | 913.3289 | 0.0080279 |  |  | 841.155 | 0.0022221 | 1157.4664 | 0.13694 | 1235.7448 | 0.044921 | 0 | 0 | 1082.3834 | 0 | 1082.3768 | 0.0027406
| 747.53 | 0.93486 | 534.5881 | -0.01973 | 534.5881 | -0.0088337 | 535.1207 | -0.0045805 | 746.8163 | 0 | 534.5881 | -0.038187 | 749.668 | 0.00047167 | 747.53 | 0.030774 | 534.5882 | 0 | 913.4119 | 0.0071372 |  |  | 841.372 | 0.0022303 | 1157.5321 | 0.13734 | 1235.9318 | 0.045137 | 0 | 0 | 1082.4408 | 0 | 1082.4343 | 0.0027199
| 747.6945 | 0.95484 | 534.8141 | 0.0066393 | 534.8141 | -0.013633 | 535.3463 | 0.0047041 | 746.9809 | 0.0028725 | 534.8141 | 0.028593 | 749.8333 | 0.00039928 | 747.6945 | 0.029288 | 534.8141 | 0 | 913.4949 | 0.007411 |  |  | 841.589 | 0.0025284 | 1157.5977 | 0.13775 | 1236.1189 | 0.045338 | 0 | 0 | 1082.4983 | 0 | 1082.4917 | 0.0027215
| 747.859 | 0.98939 | 535.04 | -0.021347 | 535.04 | -0.0038114 | 535.5719 | -0.0076842 | 747.1455 | 0 | 535.04 | -0.0073526 | 749.9986 | 0.00050677 | 747.859 | 0.031312 | 535.04 | 0 | 913.5779 | 0.0081636 |  |  | 841.806 | 0.0022814 | 1157.6633 | 0.13815 | 1236.306 | 0.045553 | 0 | 0 | 1082.5557 | 0 | 1082.5491 | 0.0027477
| 748.0236 | 0.99155 | 535.266 | 0.01233 | 535.266 | -0.0037301 | 535.7976 | 0.0087967 | 747.3101 | 0.0023501 | 535.266 | 0.016019 | 750.164 | 0.00030713 | 748.0236 | 0.029456 | 535.266 | 0 | 913.661 | 0.0081332 |  |  | 842.023 | 0.0023593 | 1157.729 | 0.13856 | 1236.4933 | 0.045807 | 0 | 0 | 1082.613 | 0 | 1082.6064 | 0.0027954
| 748.1881 | 0.99137 | 535.4919 | -0.020055 | 535.4919 | 0.00077396 | 536.0233 | -0.005362 | 747.4747 | 0 | 535.4919 | -0.018238 | 750.3293 | 0.00055613 | 748.1881 | 0.031891 | 535.4919 | 0 | 913.7441 | 0.0078106 |  |  | 842.24 | 0.0018607 | 1157.7947 | 0.13896 | 1236.6805 | 0.046108 | 0 | 0 | 1082.6705 | 0 | 1082.6639 | 0.0028573
| 748.3526 | 0.99512 | 535.7179 | 0.0050753 | 535.7179 | 0.017725 | 536.2489 | 0.0043775 | 747.6393 | 0.0023501 | 535.7179 | 0.010044 | 750.4946 | 0.00036637 | 748.3526 | 0.030042 | 535.7179 | 0.0090425 | 913.8271 | 0.0079299 |  |  | 842.457 | 0.0029027 | 1157.8602 | 0.13936 | 1236.8679 | 0.046443 | 0 | 0 | 1082.7279 | 0 | 1082.7213 | 0.0029248
| 748.5172 | 1.0172 | 535.9439 | -0.020515 | 535.9439 | 0.0037778 | 536.4746 | -0.0053581 | 747.8039 | 0 | 535.9439 | -0.020373 | 750.66 | 0.00052981 | 748.5172 | 0.031541 | 535.9439 | 0 | 913.9103 | 0.0088699 |  |  | 842.675 | 0.0029348 | 1157.9259 | 0.13977 | 1237.0553 | 0.046787 | 0 | 0 | 1082.7854 | 0 | 1082.7788 | 0.0029884
| 748.6817 | 1.011 | 536.1699 | 0.0079893 | 536.1699 | 0.016101 | 536.7003 | 0.0078618 | 747.9685 | 0.0018278 | 536.1699 | 0.039798 | 750.8253 | 0.00029178 | 748.6817 | 0.02967 | 536.1699 | 0.0090425 | 913.9934 | 0.008975 |  |  | 842.892 | 0.0029743 | 1157.9916 | 0.14017 | 1237.2427 | 0.047115 | 0 | 0 | 1082.8428 | 0 | 1082.8362 | 0.00304
| 748.8463 | 1.0301 | 536.3959 | -0.013836 | 536.3959 | -0.0090476 | 536.926 | 0.0028019 | 748.1331 | 0 | 536.3959 | -0.033269 | 750.9907 | 0.00054187 | 748.8463 | 0.032159 | 536.3959 | 0 | 914.0765 | 0.0081281 |  |  | 843.11 | 0.0028258 | 1158.0573 | 0.14058 | 1237.4302 | 0.047411 | 0 | 0 | 1082.9003 | 0 | 1082.8937 | 0.0030734
| 749.0108 | 1.0322 | 536.622 | 0.0076449 | 536.622 | 0.011123 | 537.1518 | 0.0010426 | 748.2977 | 0.00078349 | 536.622 | 0.015073 | 751.1561 | 0.00033017 | 749.0108 | 0.030423 | 536.622 | 0 | 914.1597 | 0.0074704 |  |  | 843.327 | 0.002293 | 1158.123 | 0.14098 | 1237.6178 | 0.047682 | 0 | 0 | 1082.9576 | 0 | 1082.951 | 0.0030885
| 749.1754 | 1.0232 | 536.848 | -0.016253 | 536.848 | 0.0017382 | 537.3775 | 0.00097984 | 748.4623 | 0 | 536.848 | -0.00027776 | 751.3214 | 0.00061646 | 749.1754 | 0.032382 | 536.848 | 0.0072445 | 914.2429 | 0.0076799 |  |  | 843.545 | 0.0028365 | 1158.1887 | 0.14139 | 1237.8054 | 0.047956 | 0 | 0 | 1083.0151 | 0 | 1083.0085 | 0.0030861
| 749.34 | 1.0678 | 537.0741 | 0.0048814 | 537.0741 | 0.010838 | 537.6033 | 0.0057296 | 748.627 | 0.0018278 | 537.0741 | 0.019066 | 751.4868 | 0.00027313 | 749.34 | 0.029423 | 537.0741 | 0 | 914.326 | 0.0081955 |  |  | 843.763 | 0.0018959 | 1158.2544 | 0.14179 | 1237.993 | 0.048272 | 0 | 0 | 1083.0726 | 0 | 1083.066 | 0.0030718
| 749.5045 | 1.0425 | 537.3001 | -0.012878 | 537.3001 | -0.0020242 | 537.829 | -0.0064787 | 748.7916 | 0 | 537.3001 | -0.030208 | 751.6522 | 0.0005671 | 749.5045 | 0.031706 | 537.3001 | 0.0090425 | 914.4092 | 0.0077925 |  |  | 843.981 | 0.0020899 | 1158.3201 | 0.14219 | 1238.1808 | 0.048664 | 0 | 0 | 1083.1301 | 0 | 1083.1235 | 0.0030496
| 749.6691 | 1.076 | 537.5262 | 0.016244 | 537.5262 | -0.0024708 | 538.0548 | 0.00011384 | 748.9562 | 0.0018278 | 537.5262 | 0.027599 | 751.8176 | 0.00034333 | 749.6691 | 0.029319 | 537.5262 | 0 | 914.4924 | 0.0077178 |  |  | 844.199 | 0.0033519 | 1158.3859 | 0.1426 | 1238.3687 | 0.049154 | 0 | 0 | 1083.1875 | 0 | 1083.181 | 0.0030265
| 749.8337 | 1.1042 | 537.7523 | 0.0015837 | 537.7523 | 0.0040027 | 538.2806 | -0.0024079 | 749.1209 | 0 | 537.7523 | -0.025133 | 751.983 | 0.0004629 | 749.8337 | 0.031826 | 537.7523 | 0 | 914.5757 | 0.008019 |  |  | 844.418 | 0.0025586 | 1158.4515 | 0.143 | 1238.5565 | 0.049738 | 0 | 0 | 1083.245 | 0 | 1083.2384 | 0.0030051
| 749.9983 | 1.1094 | 537.9784 | 0.0082815 | 537.9784 | 0.017935 | 538.5064 | 0.0070501 | 749.2855 | 0.00078349 | 537.9784 | 0.0019014 | 752.1484 | 0.00052323 | 749.9983 | 0.029636 | 537.9784 | 0 | 914.6589 | 0.0078828 |  |  | 844.636 | 0.0033562 | 1158.5172 | 0.14341 | 1238.7444 | 0.050388 | 0 | 0 | 1083.3025 | 0 | 1083.2959 | 0.0029876
| 750.1629 | 1.1228 | 538.2045 | -0.0061605 | 538.2045 | -0.0092268 | 538.7322 | 0.00084894 | 749.4502 | 0 | 538.2045 | -0.011126 | 752.3138 | 0.00037843 | 750.1629 | 0.031999 | 538.2045 | 0.0090425 | 914.7422 | 0.008319 |  |  | 844.854 | 0.0024423 | 1158.583 | 0.14381 | 1238.9324 | 0.051064 | 0 | 0 | 1083.36 | 0 | 1083.3534 | 0.0029749
| 750.3275 | 1.1112 | 538.4307 | 0.00081572 | 538.4307 | 0.0011372 | 538.9581 | 0.0025191 | 749.6148 | 0.00078349 | 538.4307 | 0.018752 | 752.4792 | 0.00042999 | 750.3275 | 0.030079 | 538.4307 | 0.0090425 | 914.8254 | 0.0090734 |  |  | 845.073 | 0.0019499 | 1158.6488 | 0.14421 | 1239.1204 | 0.051718 | 0 | 0 | 1083.4175 | 0 | 1083.4109 | 0.0029669
| 750.4921 | 1.1448 | 538.6568 | -0.026875 | 538.6568 | 0.0022286 | 539.1839 | -0.003123 | 749.7795 | 0 | 538.6568 | -0.026978 | 752.6446 | 0.00048483 | 750.4921 | 0.031818 | 538.6568 | 0.0072409 | 914.9087 | 0.0097285 |  |  | 845.292 | 0.0022369 | 1158.7145 | 0.14461 | 1239.3085 | 0.052314 | 0 | 0 | 1083.475 | 0 | 1083.4684 | 0.002963
| 750.6567 | 1.1509 | 538.883 | 0.01045 | 538.883 | 0.013167 | 539.4097 | 0.0029629 | 749.9441 | 0.0018278 | 538.883 | 0.018758 | 752.81 | 0.00026984 | 750.6567 | 0.029775 | 538.883 | 0.0090425 | 914.9919 | 0.0096746 |  |  | 845.511 | 0.0023371 | 1158.7803 | 0.14501 | 1239.4966 | 0.052828 | 0 | 0 | 1083.5325 | 0 | 1083.526 | 0.002963
| 750.8213 | 1.1661 | 539.1091 | -0.02676 | 539.1091 | -0.014759 | 539.6356 | -0.0015713 | 750.1088 | 0 | 539.1091 | -0.025292 | 752.9755 | 0.00067679 | 750.8213 | 0.032385 | 539.1091 | 0 | 915.0753 | 0.0088106 |  |  | 845.73 | 0.0025932 | 1158.8461 | 0.14542 | 1239.6848 | 0.053254 | 0 | 0 | 1083.5901 | 0 | 1083.5835 | 0.0029693
| 750.9859 | 1.1426 | 539.3353 | 0.014077 | 539.3353 | -0.0082748 | 539.8615 | 0.0013933 | 750.2735 | 0.00078349 | 539.3353 | 0.018241 | 753.1409 | 0.00022596 | 750.9859 | 0.030472 | 539.3353 | 0 | 915.1586 | 0.0085289 |  |  | 845.949 | 0.0035581 | 1158.9119 | 0.14582 | 1239.873 | 0.053596 | 0 | 0 | 1083.6476 | 0 | 1083.641 | 0.002982
| 751.1505 | 1.19 | 539.5615 | -0.018417 | 539.5615 | 0.002487 | 540.0873 | -0.0024801 | 750.4382 | 0 | 539.5615 | -0.010214 | 753.3063 | 0.00063292 | 751.1505 | 0.03293 | 539.5615 | 0 | 915.242 | 0.0090096 |  |  | 846.168 | 0.0019407 | 1158.9775 | 0.14622 | 1240.0613 | 0.053862 | 0 | 0 | 1083.7051 | 0 | 1083.6985 | 0.0030035
| 751.3151 | 1.1917 | 539.7877 | 0.0056569 | 539.7877 | 0.0027534 | 540.3133 | 0.0057797 | 750.6029 | 0.0013058 | 539.7877 | 0.011819 | 753.4718 | 0.00031591 | 751.3151 | 0.030911 | 539.7877 | 0 | 915.3253 | 0.0094061 |  |  | 846.387 | 0.0031561 | 1159.0433 | 0.14663 | 1240.2496 | 0.054056 | 0 | 0 | 1083.7627 | 0 | 1083.7561 | 0.0030345
| 751.4798 | 1.2094 | 540.0139 | -0.024197 | 540.0139 | -0.0051323 | 540.5392 | 0.0022906 | 750.7675 | 0 | 540.0139 | -0.019922 | 753.6372 | 0.00054626 | 751.4798 | 0.033185 | 540.0139 | 0 | 915.4088 | 0.0091024 |  |  | 846.606 | 0.0028305 | 1159.1091 | 0.14703 | 1240.4381 | 0.054181 | 0 | 0 | 1083.8202 | 0 | 1083.8136 | 0.0030742
| 751.6444 | 1.2012 | 540.2402 | 0.01835 | 540.2402 | 0.012587 | 540.7651 | -0.00023212 | 750.9322 | 0.0013058 | 540.2402 | 0.014078 | 753.8027 | 0.00041134 | 751.6444 | 0.030843 | 540.2402 | 0 | 915.4921 | 0.0084557 |  |  | 846.826 | 0.0025092 | 1159.1751 | 0.14743 | 1240.6266 | 0.054235 | 0 | 0 | 1083.8777 | 0 | 1083.8712 | 0.003121
| 751.809 | 1.2256 | 540.4664 | -0.0077291 | 540.4664 | 0.001008 | 540.991 | -0.0006708 | 751.0969 | 0 | 540.4664 | -0.022494 | 753.9682 | 0.00057588 | 751.809 | 0.032258 | 540.4664 | 0.0018125 | 915.5756 | 0.0089084 |  |  | 847.046 | 0.0015677 | 1159.2408 | 0.14784 | 1240.8151 | 0.054219 | 0 | 0 | 1083.9353 | 0 | 1083.9287 | 0.0031711
| 751.9737 | 1.2527 | 540.6927 | 0.0023494 | 540.6927 | 0.0045123 | 541.217 | 0.0021694 | 751.2616 | 0.00078349 | 540.6927 | 0.024961 | 754.1336 | 0.00029726 | 751.9737 | 0.030264 | 540.6927 | 0.0090425 | 915.6589 | 0.0094826 |  |  | 847.265 | 0.0035724 | 1159.3066 | 0.14824 | 1241.0037 | 0.054147 | 0 | 0 | 1083.9928 | 0 | 1083.9863 | 0.0032203
| 752.1383 | 1.2595 | 540.9189 | -0.013242 | 540.9189 | -0.0083946 | 541.4429 | -0.0023189 | 751.4263 | 0 | 540.9189 | -0.029931 | 754.2991 | 0.00065924 | 752.1383 | 0.031427 | 540.9189 | 0.0036213 | 915.7424 | 0.0096044 |  |  | 847.485 | 0.0027878 | 1159.3724 | 0.14864 | 1241.1924 | 0.054047 | 0 | 0 | 1084.0504 | 0 | 1084.0438 | 0.0032648
| 752.303 | 1.2665 | 541.1452 | 0.015617 | 541.1452 | -0.01431 | 541.6689 | 0.0022841 | 751.5911 | 0.0018278 | 541.1452 | 0.01225 | 754.4646 | 0.0002128 | 752.303 | 0.030014 | 541.1452 | 0.0090425 | 915.8259 | 0.01006 |  |  | 847.705 | 0.0030508 | 1159.4383 | 0.14904 | 1241.3811 | 0.05396 | 0 | 0 | 1084.108 | 0 | 1084.1014 | 0.0033006
| 752.4676 | 1.2932 | 541.3715 | -0.013559 | 541.3715 | 0.0026474 | 541.8949 | -0.0018683 | 751.7558 | 0 | 541.3715 | -0.043575 | 754.6301 | 0.00077113 | 752.4676 | 0.032188 | 541.3715 | 0.0054338 | 915.9093 | 0.010046 |  |  | 847.925 | 0.0034253 | 1159.5041 | 0.14944 | 1241.5698 | 0.053927 | 0 | 0 | 1084.1655 | 0 | 1084.1589 | 0.0033252
| 752.6323 | 1.3069 | 541.5978 | 0.0094399 | 541.5978 | 0.0026114 | 542.1209 | 0.0052174 | 751.9205 | 0.0013058 | 541.5978 | 0.024813 | 754.7956 | 0.00021719 | 752.6323 | 0.031526 | 541.5978 | 0 | 915.9928 | 0.0095049 |  |  | 848.145 | 0.002673 | 1159.57 | 0.14984 | 1241.7587 | 0.053988 | 0 | 0 | 1084.2231 | 0 | 1084.2166 | 0.0033371
| 752.797 | 1.317 | 541.8241 | -0.013877 | 541.8241 | 0.0049341 | 542.3469 | -0.0068828 | 752.0852 | 0 | 541.8241 | -0.017041 | 754.9611 | 0.00074041 | 752.797 | 0.033121 | 541.8241 | 0 | 916.0763 | 0.0096435 |  |  | 848.366 | 0.0020961 | 1159.6359 | 0.15025 | 1241.9475 | 0.05417 | 0 | 0 | 1084.2808 | 0 | 1084.2742 | 0.0033355
| 752.9616 | 1.3498 | 542.0505 | 0.0020772 | 542.0505 | 0.012522 | 542.5729 | 0.0043568 | 752.25 | 0.0013058 | 542.0505 | 0.022507 | 755.1266 | 0.00020512 | 752.9616 | 0.03094 | 542.0505 | 0 | 916.1599 | 0.0097856 |  |  | 848.586 | 0.0024992 | 1159.7017 | 0.15065 | 1242.1365 | 0.054484 | 0 | 0 | 1084.3384 | 0 | 1084.3318 | 0.003322
| 753.1263 | 1.3192 | 542.2768 | -0.016367 | 542.2768 | -0.0028544 | 542.799 | -0.003114 | 752.4147 | 0 | 542.2768 | -0.020674 | 755.2921 | 0.00069873 | 753.1263 | 0.032634 | 542.2768 | 0.0090425 | 916.2433 | 0.0094155 |  |  | 848.807 | 0.0023578 | 1159.7676 | 0.15105 | 1242.3254 | 0.05493 | 0 | 0 | 1084.396 | 0 | 1084.3894 | 0.003299
| 753.291 | 1.3397 | 542.5032 | 0.0041619 | 542.5032 | -0.0087763 | 543.025 | -0.0010066 | 752.5794 | 0.00078349 | 542.5032 | -0.0043788 | 755.4576 | 0.00023803 | 753.291 | 0.031164 | 542.5032 | 0.0090425 | 916.3269 | 0.0092671 |  |  | 849.027 | 0.0025967 | 1159.8335 | 0.15146 | 1242.5145 | 0.055494 | 0 | 0 | 1084.4536 | 0 | 1084.447 | 0.003268
| 753.4557 | 1.3671 | 542.7295 | -0.023434 | 542.7295 | -0.0074283 | 543.2511 | 0.0020186 | 752.7442 | 0 | 542.7295 | -0.023069 | 755.6232 | 0.00073493 | 753.4557 | 0.033116 | 542.7295 | 0 | 916.4105 | 0.0099296 |  |  | 849.248 | 0.0029619 | 1159.8994 | 0.15186 | 1242.7036 | 0.056152 | 0 | 0 | 1084.5112 | 0 | 1084.5046 | 0.0032323
| 753.6204 | 1.3913 | 542.9559 | 0.0020969 | 542.9559 | 0.0070902 | 543.4772 | 0.0019823 | 752.9089 | 0.00078349 | 542.9559 | 0.010863 | 755.7887 | 0.00023474 | 753.6204 | 0.031439 | 542.9559 | 0.0054302 | 916.4941 | 0.010602 |  |  | 849.469 | 0.0018875 | 1159.9652 | 0.15226 | 1242.8927 | 0.056869 | 0 | 0 | 1084.5689 | 0 | 1084.5623 | 0.0031949
| 753.7851 | 1.4038 | 543.1823 | -0.012316 | 543.1823 | 0.0030695 | 543.7032 | -0.00032618 | 753.0737 | 0 | 543.1823 | -0.029825 | 755.9543 | 0.00078978 | 753.7851 | 0.033387 | 543.1823 | 0.0054302 | 916.5776 | 0.010537 |  |  | 849.69 | 0.0016707 | 1160.0311 | 0.15266 | 1243.082 | 0.057608 | 0 | 0 | 1084.6265 | 0 | 1084.6199 | 0.0031568
| 753.9498 | 1.4194 | 543.4087 | 0.013813 | 543.4087 | 0.0054354 | 543.9293 | 0.010884 | 753.2384 | 0.0018278 | 543.4087 | 0.0028539 | 756.1198 | 0.00016454 | 753.9498 | 0.032018 | 543.4087 | 0 | 916.6613 | 0.010551 |  |  | 849.911 | 0.0013526 | 1160.0971 | 0.15306 | 1243.2712 | 0.058325 | 0 | 0 | 1084.6841 | 0 | 1084.6775 | 0.0031195
| 754.1145 | 1.391 | 543.6351 | -0.013612 | 543.6351 | -0.011047 | 544.1555 | -0.0066536 | 753.4032 | 0 | 543.6351 | -0.016996 | 756.2854 | 0.000747 | 754.1145 | 0.034134 | 543.6351 | 0 | 916.7449 | 0.011145 |  |  | 850.132 | 0.0018093 | 1160.163 | 0.15347 | 1243.4606 | 0.058987 | 0 | 0 | 1084.7417 | 0 | 1084.7351 | 0.0030813
| 754.2792 | 1.423 | 543.8616 | 0.008253 | 543.8616 | 0.015152 | 544.3815 | 0.010891 | 753.568 | 0.0018278 | 543.8616 | 0.017246 | 756.4509 | 0.000283 | 754.2792 | 0.032346 | 543.8616 | 0 | 916.8286 | 0.011068 |  |  | 850.354 | 0.0029313 | 1160.2289 | 0.15387 | 1243.65 | 0.059568 | 0 | 0 | 1084.7993 | 0 | 1084.7927 | 0.00304
| 754.4439 | 1.4423 | 544.088 | -0.014347 | 544.088 | 0.0019292 | 544.6077 | -0.0052155 | 753.7328 | 0 | 544.088 | -0.013611 | 756.6165 | 0.00060988 | 754.4439 | 0.034583 | 544.088 | 0 | 916.9122 | 0.010119 |  |  | 850.575 | 0.0022083 | 1160.2948 | 0.15427 | 1243.8395 | 0.060056 | 0 | 0 | 1084.8571 | 0 | 1084.8505 | 0.0029932
| 754.6086 | 1.4552 | 544.3145 | 0.0056724 | 544.3145 | 0.018292 | 544.8339 | 0.0017753 | 753.8975 | 0.0028725 | 544.3145 | 0.02519 | 756.7821 | 0.00030384 | 754.6086 | 0.032266 | 544.3144 | 0.0090425 | 916.9958 | 0.0096518 |  |  | 850.797 | 0.00209 | 1160.3608 | 0.15468 | 1244.0289 | 0.060449 | 0 | 0 | 1084.9147 | 0 | 1084.9081 | 0.0029391
| 754.7733 | 1.4586 | 544.5409 | -0.01797 | 544.5409 | -0.0055197 | 545.06 | -0.0081018 | 754.0623 | 0 | 544.5409 | -0.02437 | 756.9476 | 0.00068667 | 754.7733 | 0.03451 | 544.5409 | 0 | 917.0795 | 0.0097672 |  |  | 851.018 | 0.0034645 | 1160.4268 | 0.15508 | 1244.2185 | 0.060753 | 0 | 0 | 1084.9723 | 0 | 1084.9657 | 0.0028764
| 754.9381 | 1.4774 | 544.7674 | 0.007379 | 544.7674 | 0.010007 | 545.2861 | 0.0058247 | 754.2271 | 0.0018278 | 544.7674 | 0.022794 | 757.1132 | 0.00012505 | 754.9381 | 0.032337 | 544.7674 | 0.0090425 | 917.1632 | 0.0098279 |  |  | 851.24 | 0.002777 | 1160.4927 | 0.15549 | 1244.4082 | 0.06098 | 0 | 0 | 1085.03 | 0 | 1085.0234 | 0.0028073
| 755.1028 | 1.4783 | 544.9939 | -0.0086059 | 544.9939 | -0.0090217 | 545.5123 | 0.00041293 | 754.3919 | 0 | 544.9939 | -0.024338 | 757.2788 | 0.0009587 | 755.1028 | 0.034133 | 544.9939 | 0 | 917.2469 | 0.010511 |  |  | 851.462 | 0.0034362 | 1160.5586 | 0.15589 | 1244.5979 | 0.06115 | 0 | 0 | 1085.0876 | 0 | 1085.0811 | 0.0027374
| 755.2675 | 1.5155 | 545.2204 | 0.008734 | 545.2204 | -0.00078033 | 545.7385 | 0.0048609 | 754.5567 | 0.0018278 | 545.2204 | 0.015597 | 757.4444 | 4.2779e-05 | 755.2675 | 0.031941 | 545.2204 | 0 | 917.3307 | 0.01126 |  |  | 851.684 | 0.0011572 | 1160.6246 | 0.1563 | 1244.7876 | 0.061293 | 0 | 0 | 1085.1454 | 0 | 1085.1388 | 0.0026722
| 755.4323 | 1.5309 | 545.4469 | -0.013936 | 545.4469 | 0.0052265 | 545.9647 | -0.0047873 | 754.7215 | 0 | 545.4469 | -0.010115 | 757.61 | 0.00098612 | 755.4323 | 0.033685 | 545.4469 | 0 | 917.4144 | 0.011074 |  |  | 851.906 | 0.0028742 | 1160.6906 | 0.1567 | 1244.9774 | 0.061445 | 0 | 0 | 1085.203 | 0 | 1085.1964 | 0.002619
| 755.597 | 1.5317 | 545.6734 | 0.010768 | 545.6734 | 0.011769 | 546.191 | 0.0064706 | 754.8863 | 0.0018278 | 545.6734 | 0.0075713 | 757.7756 | 1.7551e-05 | 755.597 | 0.032106 | 545.6734 | 0 | 917.4981 | 0.01087 |  |  | 852.129 | 0.0014213 | 1160.7566 | 0.15711 | 1245.1672 | 0.061644 | 0 | 0 | 1085.2607 | 0 | 1085.2541 | 0.0025856
| 755.7618 | 1.5301 | 545.9 | -0.015661 | 545.9 | -0.013081 | 546.4172 | -0.0039217 | 755.0511 | 0 | 545.9 | -0.019272 | 757.9412 | 0.00098941 | 755.7618 | 0.033858 | 545.9 | 0 | 917.5819 | 0.010726 |  |  | 852.351 | 0.0027954 | 1160.8226 | 0.15751 | 1245.3572 | 0.061917 | 0 | 0 | 1085.3185 | 0 | 1085.3119 | 0.0025753
| 755.9265 | 1.5585 | 546.1265 | 0.0082962 | 546.1265 | -0.0080439 | 546.6434 | 0.0036589 | 755.2159 | 0.0018278 | 546.1265 | 0.011405 | 758.1068 | 5.7039e-05 | 755.9265 | 0.031934 | 546.1265 | 0 | 917.6656 | 0.010315 |  |  | 852.574 | 0.0026061 | 1160.8885 | 0.15792 | 1245.5471 | 0.062275 | 0 | 0 | 1085.3761 | 0 | 1085.3696 | 0.0025912
| 756.0913 | 1.572 | 546.3531 | -0.010816 | 546.3531 | -0.0029792 | 546.8697 | -0.0031268 | 755.3808 | 0 | 546.3531 | -0.016203 | 758.2725 | 0.0010081 | 756.0913 | 0.034776 | 546.3531 | 0 | 917.7495 | 0.010548 |  |  | 852.796 | 0.0018122 | 1160.9546 | 0.15832 | 1245.7372 | 0.062705 | 0 | 0 | 1085.4338 | 0 | 1085.4272 | 0.0026333
| 756.2561 | 1.598 | 546.5797 | 0.010836 | 546.5797 | 0.0035262 | 547.0959 | 0.0033374 | 755.5456 | 0.0013058 | 546.5797 | 0.013126 | 758.4381 | 5.7039e-05 | 756.2561 | 0.032461 | 546.5797 | 0.0072427 | 917.8333 | 0.011066 |  |  | 853.019 | 0.0020517 | 1161.0206 | 0.15873 | 1245.9272 | 0.06317 | 0 | 0 | 1085.4916 | 0 | 1085.485 | 0.0026969
| 756.4208 | 1.5956 | 546.8063 | -0.0052822 | 546.8063 | -0.0075094 | 547.3222 | 0.0028652 | 755.7104 | 0 | 546.8063 | -0.0061368 | 758.6037 | 0.0010366 | 756.4208 | 0.034178 | 546.8063 | 0.0036213 | 917.9171 | 0.010763 |  |  | 853.242 | 0.0018555 | 1161.0867 | 0.15913 | 1246.1174 | 0.063618 | 0 | 0 | 1085.5493 | 0 | 1085.5427 | 0.0027771
| 756.5856 | 1.6257 | 547.0329 | 0.0027189 | 547.0329 | -0.0041841 | 547.5485 | 0.0037197 | 755.8752 | 0.0013058 | 547.0329 | 0.010129 | 758.7694 | 2.4132e-05 | 756.5856 | 0.031557 | 547.0329 | 0.0090425 | 918.001 | 0.010333 |  |  | 853.465 | 0.0035484 | 1161.1527 | 0.15954 | 1246.3076 | 0.063992 | 0 | 0 | 1085.6071 | 0 | 1085.6005 | 0.0028676
| 756.7504 | 1.6226 | 547.2595 | -0.0088575 | 547.2595 | -0.0090375 | 547.7748 | -0.0053653 | 756.0401 | 0 | 547.2595 | -0.017723 | 758.935 | 0.00099819 | 756.7504 | 0.033779 | 547.2595 | 0.0090425 | 918.0848 | 0.010696 |  |  | 853.688 | 0.0030945 | 1161.2188 | 0.15995 | 1246.4979 | 0.064243 | 0 | 0 | 1085.6648 | 0 | 1085.6582 | 0.0029606
| 756.9152 | 1.6528 | 547.4861 | 0.0055447 | 547.4861 | -0.0097939 | 548.0011 | 0.0053741 | 756.2049 | 0.0013058 | 547.4861 | 0.00085382 | 759.1007 | 4.607e-05 | 756.9152 | 0.032013 | 547.4861 | 0.005432 | 918.1688 | 0.011324 |  |  | 853.911 | 0.0023839 | 1161.2848 | 0.16036 | 1246.6882 | 0.06434 | 0 | 0 | 1085.7225 | 0 | 1085.7159 | 0.0030519
| 757.08 | 1.6922 | 547.7128 | -0.01514 | 547.7128 | -0.0061334 | 548.2274 | -0.00056595 | 756.3698 | 0 | 547.7128 | -0.023753 | 759.2664 | 0.00096747 | 757.08 | 0.034126 | 547.7128 | 0 | 918.2526 | 0.011184 |  |  | 854.134 | 0.0020157 | 1161.3508 | 0.16077 | 1246.8785 | 0.064279 | 0 | 0 | 1085.7803 | 0 | 1085.7737 | 0.0031346
| 757.2448 | 1.7174 | 547.9394 | 0.0034018 | 547.9394 | 0.003929 | 548.4538 | -0.0019742 | 756.5346 | 0.00078349 | 547.9394 | 0.0092449 | 759.432 | 5.8136e-05 | 757.2448 | 0.032921 | 547.9394 | 0 | 918.3365 | 0.011029 |  |  | 854.358 | 0.0027007 | 1161.4169 | 0.16117 | 1247.069 | 0.064085 | 0 | 0 | 1085.838 | 0 | 1085.8314 | 0.0032068
| 757.4096 | 1.7044 | 548.1661 | -0.010306 | 548.1661 | 0.0023268 | 548.6801 | -0.0035893 | 756.6995 | 0 | 548.1661 | -0.016185 | 759.5977 | 0.0010168 | 757.4096 | 0.035543 | 548.1661 | 0 | 918.4205 | 0.011178 |  |  | 854.581 | 0.0030385 | 1161.4829 | 0.16158 | 1247.2595 | 0.06381 | 0 | 0 | 1085.8957 | 0 | 1085.8892 | 0.0032656
| 757.5744 | 1.7007 | 548.3928 | 0.0037905 | 548.3928 | 0.0031639 | 548.9065 | 0.0020282 | 756.8644 | 0.0023501 | 548.3928 | 0.017255 | 759.7634 | 9.4334e-05 | 757.5744 | 0.033504 | 548.3928 | 0 | 918.5045 | 0.010883 |  |  | 854.805 | 0.0034948 | 1161.549 | 0.16199 | 1247.4501 | 0.063526 | 0 | 0 | 1085.9536 | 0 | 1085.947 | 0.0033109
| 757.7392 | 1.7469 | 548.6194 | -0.014692 | 548.6194 | 0.0063057 | 549.1329 | 0.0014755 | 757.0292 | 0 | 548.6194 | 0.00068551 | 759.9291 | 0.0012274 | 757.7392 | 0.036017 | 548.6195 | 0 | 918.5884 | 0.010824 |  |  | 855.029 | 0.0020035 | 1161.6151 | 0.1624 | 1247.6407 | 0.063313 | 0 | 0 | 1086.0113 | 0 | 1086.0048 | 0.0033427
| 757.904 | 1.7199 | 548.8462 | 0.0049944 | 548.8462 | 0.013484 | 549.3593 | 0.0090955 | 757.1941 | 0.00026116 | 548.8462 | 0.014579 | 760.0948 | 0.00014808 | 757.904 | 0.034228 | 548.8461 | 0 | 918.6724 | 0.011586 |  |  | 855.253 | 0.0032021 | 1161.6811 | 0.16282 | 1247.8314 | 0.063244 | 0 | 0 | 1086.0691 | 0 | 1086.0625 | 0.0033625
| 758.0688 | 1.8095 | 549.0729 | -0.019275 | 549.0729 | 0.0028296 | 549.5856 | 0.0004041 | 757.359 | 0 | 549.0729 | -0.019258 | 760.2605 | 0.0013141 | 758.0688 | 0.036528 | 549.0729 | 0 | 918.7563 | 0.01212 |  |  | 855.477 | 0.0019369 | 1161.7473 | 0.16323 | 1248.0221 | 0.063373 | 0 | 0 | 1086.127 | 0 | 1086.1204 | 0.0033745
| 758.2336 | 1.8403 | 549.2996 | 0.00393 | 549.2996 | -0.00011241 | 549.8121 | 0.0077888 | 757.5239 | 0.0013058 | 549.2996 | 0.0065513 | 760.4262 | 0.00026765 | 758.2336 | 0.033335 | 549.2996 | 0 | 918.8404 | 0.011838 |  |  | 855.701 | 0.002269 | 1161.8133 | 0.16364 | 1248.2129 | 0.06372 | 0 | 0 | 1086.1847 | 0 | 1086.1781 | 0.0033808
| 758.3984 | 1.8455 | 549.5263 | -0.020974 | 549.5263 | -0.0031575 | 550.0385 | -0.0019981 | 757.6887 | 0 | 549.5263 | -0.01489 | 760.5919 | 0.0013722 | 758.3984 | 0.03522 | 549.5263 | 0 | 918.9244 | 0.011568 |  |  | 855.925 | 0.0021411 | 1161.8795 | 0.16405 | 1248.4037 | 0.064275 | 0 | 0 | 1086.2425 | 0 | 1086.236 | 0.0033856
| 758.5633 | 1.8552 | 549.7531 | -0.0008 | 549.7531 | 0.0036769 | 550.2649 | 0.0055411 | 757.8536 | 0.00078349 | 549.7531 | 0.013432 | 760.7576 | 0.00029617 | 758.5633 | 0.033205 | 549.7531 | 0 | 919.0084 | 0.012041 |  |  | 856.149 | 0.0022385 | 1161.9456 | 0.16446 | 1248.5946 | 0.064994 | 0 | 0 | 1086.3003 | 0 | 1086.2937 | 0.0033903
| 758.7281 | 1.8542 | 549.9798 | -0.0069326 | 549.9798 | 0.0060053 | 550.4913 | -0.00038342 | 758.0185 | 0 | 549.9798 | -0.014575 | 760.9233 | 0.0013284 | 758.7281 | 0.035552 | 549.9799 | 0 | 919.0925 | 0.012389 |  |  | 856.374 | 0.0022816 | 1162.0117 | 0.16488 | 1248.7856 | 0.065813 | 0 | 0 | 1086.3582 | 0 | 1086.3516 | 0.0033951
| 758.893 | 1.8839 | 550.2066 | 0.0073865 | 550.2066 | -0.001504 | 550.7178 | 0.0010579 | 758.1834 | 0.0018278 | 550.2066 | 0.029062 | 761.0891 | 0.00035759 | 758.893 | 0.033525 | 550.2066 | 0.0090425 | 919.1766 | 0.012293 |  |  | 856.598 | 0.0028875 | 1162.0779 | 0.16529 | 1248.9766 | 0.066664 | 0 | 0 | 1086.4159 | 0 | 1086.4094 | 0.0034007
| 759.0578 | 1.8929 | 550.4334 | -0.017565 | 550.4334 | -0.01308 | 550.9443 | -0.0048366 | 758.3483 | 0 | 550.4334 | -0.0276 | 761.2548 | 0.0015225 | 759.0578 | 0.035329 | 550.4334 | 0.0090425 | 919.2606 | 0.012469 |  |  | 856.823 | 0.0026669 | 1162.144 | 0.16571 | 1249.1677 | 0.067482 | 0 | 0 | 1086.4738 | 0 | 1086.4672 | 0.0034038
| 759.2226 | 1.9264 | 550.6602 | 0.0046774 | 550.6602 | -0.0025717 | 551.1708 | 0.00042423 | 758.5132 | 0.0013058 | 550.6602 | 0.030668 | 761.4205 | 0.00040586 | 759.2226 | 0.03375 | 550.6602 | 0.0072427 | 919.3447 | 0.012658 |  |  | 857.048 | 0.0022576 | 1162.2102 | 0.16613 | 1249.3589 | 0.068223 | 0 | 0 | 1086.5316 | 0 | 1086.525 | 0.0034007
| 759.3875 | 1.9457 | 550.887 | -0.0152 | 550.887 | 0.0025701 | 551.3973 | 0.0034656 | 758.6782 | 0 | 550.887 | -0.014486 | 761.5863 | 0.0015028 | 759.3875 | 0.036399 | 550.887 | 0 | 919.4288 | 0.013173 |  |  | 857.273 | 0.0019772 | 1162.2764 | 0.16654 | 1249.55 | 0.06886 | 0 | 0 | 1086.5895 | 0 | 1086.5829 | 0.0033895
| 759.5524 | 1.9817 | 551.1139 | 0.0054944 | 551.1139 | 0.0077846 | 551.6238 | 0.0042676 | 758.8431 | 0.0018278 | 551.1139 | 0.019311 | 761.752 | 0.00055504 | 759.5524 | 0.034998 | 551.1138 | 0 | 919.513 | 0.01386 |  |  | 857.498 | 0.0024985 | 1162.3425 | 0.16696 | 1249.7413 | 0.069395 | 0 | 0 | 1086.6473 | 0 | 1086.6408 | 0.0033681
| 759.7172 | 1.9811 | 551.3407 | -0.017774 | 551.3407 | -0.0084066 | 551.8503 | 0.00085876 | 759.008 | 0 | 551.3407 | -0.018001 | 761.9178 | 0.0016037 | 759.7172 | 0.037083 | 551.3407 | 0 | 919.5971 | 0.013723 |  |  | 857.723 | 0.003449 | 1162.4087 | 0.16737 | 1249.9326 | 0.069845 | 0 | 0 | 1086.7051 | 0 | 1086.6986 | 0.0033379
| 759.8821 | 2.0201 | 551.5675 | 0.0076428 | 551.5675 | -0.0081801 | 552.0768 | 0.0023545 | 759.1729 | 0.00078349 | 551.5675 | 0.020112 | 762.0836 | 0.00050568 | 759.8821 | 0.034865 | 551.5675 | 0 | 919.6813 | 0.01305 |  |  | 857.949 | 0.0021654 | 1162.4749 | 0.16779 | 1250.124 | 0.070239 | 0 | 0 | 1086.7629 | 0 | 1086.7564 | 0.0033014
| 760.047 | 2.0324 | 551.7944 | -0.013513 | 551.7944 | -0.01412 | 552.3033 | -0.0036209 | 759.3379 | 0 | 551.7944 | -0.015926 | 762.2493 | 0.0017638 | 760.047 | 0.036789 | 551.7944 | 0 | 919.7654 | 0.012508 |  |  | 858.174 | 0.0015073 | 1162.541 | 0.16821 | 1250.3154 | 0.070608 | 0 | 0 | 1086.8208 | 0 | 1086.8142 | 0.0032617
| 760.2118 | 2.0356 | 552.0213 | 0.0067526 | 552.0213 | -0.0061438 | 552.5299 | -0.0023411 | 759.5028 | 0.0018278 | 552.0213 | 0.011855 | 762.4151 | 0.00074151 | 760.2118 | 0.035166 | 552.0213 | 0 | 919.8497 | 0.011878 |  |  | 858.4 | 0.0030169 | 1162.6073 | 0.16864 | 1250.507 | 0.070977 | 0 | 0 | 1086.8787 | 0 | 1086.8722 | 0.0032211
| 760.3767 | 2.036 | 552.2482 | -0.011415 | 552.2482 | -0.002303 | 552.7565 | -0.0017769 | 759.6677 | 0 | 552.2482 | 0.0011619 | 762.5809 | 0.0019997 | 760.3767 | 0.037024 | 552.2482 | 0 | 919.9338 | 0.01152 |  |  | 858.625 | 0.0025346 | 1162.6735 | 0.16906 | 1250.6985 | 0.071359 | 0 | 0 | 1086.9367 | 0 | 1086.93 | 0.0031838
| 760.5416 | 2.0815 | 552.4751 | 0.0041436 | 552.4751 | 0.01054 | 552.983 | 0.0027925 | 759.8327 | 0.0013058 | 552.4751 | 0.010309 | 762.7467 | 0.00092799 | 760.5416 | 0.034316 | 552.4751 | 0.0072409 | 920.018 | 0.012114 |  |  | 858.851 | 0.0020266 | 1162.7396 | 0.16948 | 1250.89 | 0.071756 | 0 | 0 | 1086.9945 | 0 | 1086.9879 | 0.0031504
| 760.7065 | 2.089 | 552.702 | -0.0087715 | 552.702 | -0.0044863 | 553.2097 | -0.0045868 | 759.9976 | 0 | 552.702 | -0.02351 | 762.9125 | 0.0020161 | 760.7065 | 0.036721 | 552.702 | 0 | 920.1022 | 0.012832 |  |  | 859.077 | 0.0025624 | 1162.8059 | 0.16991 | 1251.0818 | 0.072161 | 0 | 0 | 1087.0524 | 0 | 1087.0458 | 0.0031203
| 760.8714 | 2.1442 | 552.9289 | 0.012953 | 552.9289 | 0.0033549 | 553.4363 | 0.0063968 | 760.1626 | 0.0013058 | 552.9289 | 0.010926 | 763.0783 | 0.00086217 | 760.8714 | 0.035096 | 552.9289 | 0.0090425 | 920.1865 | 0.012809 |  |  | 859.303 | 0.0013331 | 1162.8721 | 0.17034 | 1251.2734 | 0.07257 | 0 | 0 | 1087.1102 | 0 | 1087.1036 | 0.0030925
| 761.0363 | 2.1562 | 553.1558 | -0.012589 | 553.1558 | -0.0064181 | 553.6628 | -0.0051515 | 760.3276 | 0 | 553.1558 | -0.011132 | 763.2441 | 0.001981 | 761.0363 | 0.037288 | 553.1558 | 0.0090425 | 920.2708 | 0.013053 |  |  | 859.529 | 0.0030055 | 1162.9383 | 0.17077 | 1251.4652 | 0.072982 | 0 | 0 | 1087.1682 | 0 | 1087.1616 | 0.0030654
| 761.2012 | 2.167 | 553.3828 | 0.0074842 | 553.3828 | 0.015893 | 553.8895 | -0.0039171 | 760.4925 | 0.0013058 | 553.3828 | 0.022778 | 763.4099 | 0.00087753 | 761.2012 | 0.034963 | 553.3828 | 0 | 920.355 | 0.013341 |  |  | 859.755 | 0.0034343 | 1163.0045 | 0.17119 | 1251.6571 | 0.073401 | 0 | 0 | 1087.2261 | 0 | 1087.2195 | 0.0030376
| 761.3661 | 2.1869 | 553.6097 | -0.012544 | 553.6097 | -0.0063387 | 554.1161 | -0.00047651 | 760.6575 | 0 | 553.6097 | -0.0098279 | 763.5757 | 0.0020589 | 761.3661 | 0.036803 | 553.6097 | 0 | 920.4393 | 0.013204 |  |  | 859.982 | 0.0025087 | 1163.0708 | 0.17162 | 1251.849 | 0.073842 | 0 | 0 | 1087.2839 | 0 | 1087.2773 | 0.003009
| 761.531 | 2.1848 | 553.8367 | 0.0041066 | 553.8367 | -0.0062018 | 554.3428 | 0.0028793 | 760.8225 | 0.0013058 | 553.8367 | 0.010557 | 763.7415 | 0.00091702 | 761.531 | 0.034707 | 553.8367 | 0 | 920.5237 | 0.013369 |  |  | 860.208 | 0.0026479 | 1163.1371 | 0.17205 | 1252.0409 | 0.07432 | 0 | 0 | 1087.3419 | 0 | 1087.3353 | 0.0029789
| 761.6959 | 2.2333 | 554.0637 | -0.020191 | 554.0637 | -0.011649 | 554.5695 | -0.0073 | 760.9875 | 0 | 554.0637 | -0.0142 | 763.9074 | 0.002049 | 761.6959 | 0.036339 | 554.0637 | 0 | 920.608 | 0.01339 |  |  | 860.435 | 0.0034017 | 1163.2034 | 0.17249 | 1252.2329 | 0.074849 | 0 | 0 | 1087.3998 | 0 | 1087.3932 | 0.0029495
| 761.8609 | 2.25 | 554.2907 | 0.0050224 | 554.2907 | 0.010867 | 554.7961 | 0.0010569 | 761.1524 | 0.0018278 | 554.2907 | 0.0067796 | 764.0732 | 0.00098503 | 761.8609 | 0.033465 | 554.2907 | 0 | 920.6923 | 0.013025 |  |  | 860.662 | 0.0015962 | 1163.2696 | 0.17292 | 1252.425 | 0.075433 | 0 | 0 | 1087.4578 | 0 | 1087.4512 | 0.0029233
| 762.0258 | 2.2928 | 554.5177 | -0.012257 | 554.5177 | -0.002971 | 555.0228 | -0.0022837 | 761.3174 | 0 | 554.5177 | -0.017537 | 764.2391 | 0.0019657 | 762.0258 | 0.036526 | 554.5177 | 0 | 920.7767 | 0.01338 |  |  | 860.888 | 0.0021954 | 1163.3359 | 0.17335 | 1252.6172 | 0.076069 | 0 | 0 | 1087.5156 | 0 | 1087.509 | 0.0029034
| 762.1907 | 2.3134 | 554.7447 | 0.0090202 | 554.7447 | 0.0069585 | 555.2495 | 0.010024 | 761.4824 | 0.0018278 | 554.7447 | 0.0075106 | 764.4049 | 0.00080952 | 762.1907 | 0.034842 | 554.7447 | 0 | 920.8611 | 0.013866 |  |  | 861.116 | 0.0024065 | 1163.4022 | 0.17379 | 1252.8093 | 0.076742 | 0 | 0 | 1087.5736 | 0 | 1087.567 | 0.0028907
| 762.3557 | 2.3024 | 554.9718 | -0.012333 | 554.9718 | -0.0089694 | 555.4762 | -0.0050574 | 761.6474 | 0 | 554.9718 | -0.018529 | 764.5708 | 0.0021565 | 762.3557 | 0.038694 | 554.9718 | 0 | 920.9455 | 0.013544 |  |  | 861.343 | 0.0032845 | 1163.4685 | 0.17423 | 1253.0016 | 0.077432 | 0 | 0 | 1087.6316 | 0 | 1087.625 | 0.0028883
| 762.5206 | 2.342 | 555.1988 | 0.0047213 | 555.1988 | -0.003618 | 555.7029 | 0.00029806 | 761.8124 | 0.0018278 | 555.1988 | 0.0047196 | 764.7366 | 0.0010892 | 762.5206 | 0.036308 | 555.1988 | 0 | 921.0298 | 0.013258 |  |  | 861.57 | 0.0023367 | 1163.5348 | 0.17467 | 1253.194 | 0.078117 | 0 | 0 | 1087.6896 | 0 | 1087.683 | 0.0028947
| 762.6855 | 2.3576 | 555.4259 | -0.012724 | 555.4259 | 0.0034249 | 555.9297 | -0.0027045 | 761.9774 | 0 | 555.4259 | -0.014183 | 764.9025 | 0.0022344 | 762.6855 | 0.038925 | 555.4259 | 0 | 921.1143 | 0.013231 |  |  | 861.797 | 0.0024198 | 1163.6011 | 0.17511 | 1253.3864 | 0.078783 | 0 | 0 | 1087.7474 | 0 | 1087.7408 | 0.0029097
| 762.8505 | 2.4141 | 555.6529 | 0.00065377 | 555.6529 | 0.0074883 | 556.1564 | 0.0023045 | 762.1424 | 0.00078349 | 555.6529 | 0.012041 | 765.0684 | 0.0012329 | 762.8505 | 0.03654 | 555.6529 | 0 | 921.1987 | 0.013434 |  |  | 862.025 | 0.002391 | 1163.6674 | 0.17555 | 1253.5787 | 0.079423 | 0 | 0 | 1087.8054 | 0 | 1087.7988 | 0.0029288
| 763.0154 | 2.4171 | 555.88 | -0.015047 | 555.88 | -0.0095169 | 556.3832 | -0.0020826 | 762.3075 | 0 | 555.88 | -0.0093123 | 765.2342 | 0.0024439 | 763.0154 | 0.039337 | 555.88 | 0 | 921.2832 | 0.013651 |  |  | 862.252 | 0.0016515 | 1163.7338 | 0.176 | 1253.7712 | 0.08004 | 0 | 0 | 1087.8634 | 0 | 1087.8568 | 0.0029503
| 763.1804 | 2.4495 | 556.1071 | 0.014362 | 556.1071 | -0.004139 | 556.6099 | 0.0048818 | 762.4725 | 0.0018278 | 556.1071 | 0.022898 | 765.4001 | 0.0012395 | 763.1804 | 0.03631 | 556.1071 | 0 | 921.3677 | 0.013565 |  |  | 862.48 | 0.0015304 | 1163.8001 | 0.17645 | 1253.9637 | 0.080641 | 0 | 0 | 1087.9214 | 0 | 1087.9148 | 0.0029709
| 763.3454 | 2.4698 | 556.3342 | -0.014108 | 556.3342 | -0.0080704 | 556.8367 | -0.0013591 | 762.6375 | 0 | 556.3342 | -0.024444 | 765.566 | 0.0022849 | 763.3454 | 0.038124 | 556.3342 | 0 | 921.4521 | 0.013458 |  |  | 862.708 | 0.0012311 | 1163.8665 | 0.17689 | 1254.1564 | 0.081231 | 0 | 0 | 1087.9794 | 0 | 1087.9728 | 0.0029892
| 763.5103 | 2.5089 | 556.5613 | 0.0070079 | 556.5613 | 0.011742 | 557.0635 | -0.0019626 | 762.8025 | 0.0013058 | 556.5613 | 0.0046941 | 765.7319 | 0.0010816 | 763.5103 | 0.035946 | 556.5613 | 0 | 921.5366 | 0.013766 |  |  | 862.936 | 0.002155 | 1163.9327 | 0.17734 | 1254.3491 | 0.081805 | 0 | 0 | 1088.0374 | 0 | 1088.0308 | 0.0030035
| 763.6753 | 2.5218 | 556.7885 | -0.015196 | 556.7885 | -0.0093755 | 557.2903 | -0.0014249 | 762.9676 | 0 | 556.7885 | -0.012862 | 765.8978 | 0.002139 | 763.6753 | 0.039601 | 556.7885 | 0 | 921.6212 | 0.014245 |  |  | 863.164 | 0.0035989 | 1163.9992 | 0.17779 | 1254.5417 | 0.082349 | 0 | 0 | 1088.0953 | 0 | 1088.0887 | 0.0030122
| 763.8403 | 2.5441 | 557.0156 | 0.0020682 | 557.0156 | 0.0020188 | 557.5172 | 0.0045397 | 763.1326 | 0.0018278 | 557.0156 | 0.013536 | 766.0637 | 0.0010146 | 763.8403 | 0.037361 | 557.0156 | 0 | 921.7057 | 0.014389 |  |  | 863.392 | 0.0025525 | 1164.0654 | 0.17825 | 1254.7346 | 0.082838 | 0 | 0 | 1088.1534 | 0 | 1088.1469 | 0.0030146
| 764.0053 | 2.571 | 557.2428 | -0.012958 | 557.2428 | -0.0087515 | 557.744 | -0.00080251 | 763.2977 | 0 | 557.2428 | -0.016701 | 766.2296 | 0.0022223 | 764.0053 | 0.039319 | 557.2428 | 0.0054338 | 921.7902 | 0.014412 |  |  | 863.62 | 0.0013819 | 1164.1318 | 0.1787 | 1254.9275 | 0.083246 | 0 | 0 | 1088.2114 | 0 | 1088.2048 | 0.0030114
| 764.1703 | 2.5865 | 557.4699 | 0.0099189 | 557.4699 | 0.0058845 | 557.9708 | 0.0081998 | 763.4627 | 0.00078349 | 557.4699 | 0.020976 | 766.3956 | 0.0010805 | 764.1703 | 0.036241 | 557.4699 | 0.0036232 | 921.8748 | 0.014328 |  |  | 863.849 | 0.0035778 | 1164.1982 | 0.17916 | 1255.1204 | 0.083558 | 0 | 0 | 1088.2694 | 0 | 1088.2628 | 0.0030019
| 764.3353 | 2.591 | 557.6971 | -0.017242 | 557.6971 | -0.0036505 | 558.1977 | 0.0027799 | 763.6278 | 0 | 557.6971 | -0.012273 | 766.5615 | 0.0022947 | 764.3353 | 0.039562 | 557.6971 | 0.0090425 | 921.9594 | 0.014444 |  |  | 864.077 | 0.002736 | 1164.2647 | 0.17962 | 1255.3134 | 0.083776 | 0 | 0 | 1088.3274 | 0 | 1088.3208 | 0.0029876
| 764.5002 | 2.6216 | 557.9243 | 0.0043561 | 557.9243 | 0.0058064 | 558.4246 | 0.0014663 | 763.7928 | 0.0018278 | 557.9243 | 0.00056271 | 766.7274 | 0.0012362 | 764.5002 | 0.037801 | 557.9243 | 0 | 922.0439 | 0.014742 |  |  | 864.306 | 0.0015686 | 1164.3311 | 0.18008 | 1255.5063 | 0.083924 | 0 | 0 | 1088.3855 | 0 | 1088.3789 | 0.0029701
| 764.6652 | 2.6797 | 558.1515 | -0.0087823 | 558.1515 | -0.0043737 | 558.6514 | -0.0067372 | 763.9579 | 0 | 558.1515 | -0.021005 | 766.8934 | 0.0023287 | 764.6652 | 0.040614 | 558.1515 | 0 | 922.1286 | 0.014741 |  |  | 864.535 | 0.0027142 | 1164.3973 | 0.18054 | 1255.6995 | 0.084042 | 0 | 0 | 1088.4435 | 0 | 1088.4369 | 0.0029511
| 764.8303 | 2.6925 | 558.3787 | 0.00087339 | 558.3787 | -0.00074543 | 558.8783 | 0.0090043 | 764.1229 | 0.0023501 | 558.3787 | 0.0091539 | 767.0593 | 0.0012242 | 764.8303 | 0.037953 | 558.3787 | 0.0054302 | 922.2132 | 0.014808 |  |  | 864.764 | 0.0031006 | 1164.4637 | 0.18101 | 1255.8926 | 0.084177 | 0 | 0 | 1088.5016 | 0 | 1088.495 | 0.0029336
| 764.9953 | 2.7304 | 558.606 | -0.0031527 | 558.606 | 0.00057634 | 559.1052 | -0.0019715 | 764.288 | 0 | 558.606 | -0.026661 | 767.2252 | 0.0023408 | 764.9953 | 0.039896 | 558.606 | 0.0090425 | 922.2979 | 0.0145 |  |  | 864.993 | 0.002006 | 1164.5303 | 0.18148 | 1256.0858 | 0.084369 | 0 | 0 | 1088.5596 | 0 | 1088.553 | 0.0029185
| 765.1603 | 2.7614 | 558.8332 | 0.0084421 | 558.8332 | 0.007063 | 559.3321 | 0.0061123 | 764.4531 | 0.0018278 | 558.8332 | 0.0089529 | 767.3912 | 0.0011978 | 765.1603 | 0.037708 | 558.8332 | 0 | 922.3825 | 0.014648 |  |  | 865.222 | 0.0030856 | 1164.5967 | 0.18195 | 1256.2791 | 0.084645 | 0 | 0 | 1088.6177 | 0 | 1088.6111 | 0.0029082
| 765.3253 | 2.7797 | 559.0604 | -0.013873 | 559.0604 | -0.0083694 | 559.559 | -0.0054132 | 764.6182 | 0 | 559.0604 | -0.015835 | 767.5572 | 0.0024637 | 765.3253 | 0.040674 | 559.0604 | 0 | 922.4672 | 0.015209 |  |  | 865.451 | 0.0028876 | 1164.6631 | 0.18242 | 1256.4723 | 0.085018 | 0 | 0 | 1088.6757 | 0 | 1088.6691 | 0.0029034
| 765.4903 | 2.8193 | 559.2877 | 0.0078172 | 559.2877 | -0.0013036 | 559.7859 | 0.0082048 | 764.7833 | 0.00078349 | 559.2877 | 0.014515 | 767.7231 | 0.0014304 | 765.4903 | 0.039011 | 559.2877 | 0 | 922.5518 | 0.015263 |  |  | 865.68 | 0.0024922 | 1164.7295 | 0.18289 | 1256.6658 | 0.085493 | 0 | 0 | 1088.7338 | 0 | 1088.7272 | 0.0029018
| 765.6553 | 2.8433 | 559.515 | -0.008058 | 559.515 | -0.0096403 | 560.0129 | -0.00216 | 764.9483 | 0 | 559.515 | -0.017066 | 767.8891 | 0.0024999 | 765.6553 | 0.041585 | 559.515 | 0 | 922.6365 | 0.015121 |  |  | 865.91 | 0.0022681 | 1164.7959 | 0.18337 | 1256.8591 | 0.086076 | 0 | 0 | 1088.7919 | 0 | 1088.7853 | 0.0029034
| 765.8204 | 2.8525 | 559.7423 | 0.0047797 | 559.7423 | 0.0016837 | 560.2399 | 0.0014038 | 765.1134 | 0.0013058 | 559.7423 | 0.01769 | 768.0551 | 0.0013931 | 765.8204 | 0.038621 | 559.7423 | 0.0018107 | 922.7212 | 0.01522 |  |  | 866.14 | 0.0014843 | 1164.8624 | 0.18385 | 1257.0526 | 0.086772 | 0 | 0 | 1088.8499 | 0 | 1088.8433 | 0.0029058
| 765.9854 | 2.9184 | 559.9696 | -0.016256 | 559.9696 | 0.0024245 | 560.4669 | -0.0013841 | 765.2785 | 0 | 559.9696 | -0.024685 | 768.2211 | 0.0025328 | 765.9854 | 0.04029 | 559.9696 | 0.0090425 | 922.8059 | 0.015672 |  |  | 866.369 | 0.0022528 | 1164.9288 | 0.18433 | 1257.2462 | 0.087583 | 0 | 0 | 1088.908 | 0 | 1088.9014 | 0.0029074
| 766.1505 | 2.915 | 560.1969 | 0.0081441 | 560.1969 | -0.0056066 | 560.6938 | 0.001458 | 765.4436 | 0.0018278 | 560.1969 | 0.0095126 | 768.3871 | 0.0011923 | 766.1505 | 0.038096 | 560.1969 | 0.0090425 | 922.8907 | 0.015593 |  |  | 866.599 | 0.0043572 | 1164.9954 | 0.18481 | 1257.4398 | 0.088496 | 0 | 0 | 1088.9661 | 0 | 1088.9595 | 0.002905
| 766.3155 | 2.9529 | 560.4242 | -0.0055704 | 560.4242 | -0.0057807 | 560.9208 | -0.0024905 | 765.6088 | 0 | 560.4242 | -0.013921 | 768.5531 | 0.0023233 | 766.3155 | 0.040728 | 560.4242 | 0.0036195 | 922.9755 | 0.015325 |  |  | 866.829 | 0.0026865 | 1165.0618 | 0.18529 | 1257.6335 | 0.089477 | 0 | 0 | 1089.0242 | 0 | 1089.0176 | 0.0028994
| 766.4805 | 2.9678 | 560.6516 | 0.010128 | 560.6516 | 0.0039528 | 561.1478 | 0.00078554 | 765.7739 | 0.0013058 | 560.6516 | 0.0065183 | 768.7191 | 0.0012472 | 766.4805 | 0.039637 | 560.6516 | 0.0072409 | 923.0602 | 0.015232 |  |  | 867.059 | 0.0024146 | 1165.1283 | 0.18578 | 1257.8273 | 0.090471 | 0 | 0 | 1089.0823 | 0 | 1089.0757 | 0.0028883
| 766.6456 | 3.0082 | 560.8789 | -0.008523 | 560.8789 | -0.0083486 | 561.3749 | -0.003989 | 765.939 | 0 | 560.8789 | -0.033855 | 768.8851 | 0.0024242 | 766.6456 | 0.041675 | 560.8789 | 0 | 923.145 | 0.014905 |  |  | 867.29 | 0.0018021 | 1165.1948 | 0.18626 | 1258.0211 | 0.091407 | 0 | 0 | 1089.1404 | 0 | 1089.1338 | 0.0028732
| 766.8107 | 3.0285 | 561.1063 | 0.016358 | 561.1063 | 0.0021445 | 561.6019 | -0.00023124 | 766.1041 | 0.0013058 | 561.1063 | 0.0080387 | 769.0511 | 0.0013262 | 766.8107 | 0.040036 | 561.1063 | 0 | 923.2299 | 0.015525 |  |  | 867.52 | 0.0028426 | 1165.2613 | 0.18675 | 1258.215 | 0.092225 | 0 | 0 | 1089.1985 | 0 | 1089.1919 | 0.0028557
| 766.9757 | 3.0879 | 561.3336 | -0.025257 | 561.3336 | -0.0043691 | 561.8289 | -0.0052427 | 766.2692 | 0 | 561.3336 | -0.02165 | 769.2171 | 0.0025174 | 766.9757 | 0.041816 | 561.3337 | 0 | 923.3146 | 0.016426 |  |  | 867.75 | 0.0031701 | 1165.3278 | 0.18725 | 1258.4088 | 0.092884 | 0 | 0 | 1089.2566 | 0 | 1089.25 | 0.0028398
| 767.1408 | 3.1107 | 561.561 | 0.0082764 | 561.561 | -0.0093719 | 562.056 | 0.0013374 | 766.4344 | 0.0018278 | 561.561 | 0.01728 | 769.3831 | 0.0012922 | 767.1408 | 0.040358 | 561.561 | 0 | 923.3995 | 0.016691 |  |  | 867.981 | 0.0017533 | 1165.3943 | 0.18774 | 1258.6028 | 0.093383 | 0 | 0 | 1089.3148 | 0 | 1089.3081 | 0.0028279
| 767.3059 | 3.1478 | 561.7884 | -0.017811 | 561.7884 | -0.0090073 | 562.2831 | -0.0030093 | 766.5995 | 0 | 561.7884 | -0.019093 | 769.5492 | 0.0024351 | 767.3059 | 0.042753 | 561.7884 | 0 | 923.4844 | 0.01655 |  |  | 868.212 | 0.0028986 | 1165.4608 | 0.18824 | 1258.7969 | 0.093751 | 0 | 0 | 1089.3729 | 0 | 1089.3663 | 0.0028248
| 767.4709 | 3.177 | 562.0158 | 0.010458 | 562.0158 | 0.0076777 | 562.5101 | 0.0034137 | 766.7646 | 0.0013058 | 562.0158 | 0.015606 | 769.7152 | 0.0013284 | 767.4709 | 0.041331 | 562.0158 | 0 | 923.5692 | 0.016353 |  |  | 868.443 | 0.0016633 | 1165.5273 | 0.18874 | 1258.991 | 0.094044 | 0 | 0 | 1089.431 | 0 | 1089.4244 | 0.0028319
| 767.636 | 3.237 | 562.2433 | -0.014569 | 562.2433 | -0.00147 | 562.7372 | -0.0019463 | 766.9298 | 0 | 562.2433 | -0.01163 | 769.8813 | 0.0024746 | 767.636 | 0.043342 | 562.2433 | 0 | 923.6541 | 0.016409 |  |  | 868.674 | 0.0029343 | 1165.5939 | 0.18924 | 1259.1851 | 0.094313 | 0 | 0 | 1089.4891 | 0 | 1089.4825 | 0.0028526
| 767.8011 | 3.2458 | 562.4707 | 0.011697 | 562.4707 | -0.0020147 | 562.9644 | 0.00048211 | 767.0949 | 0.0018278 | 562.4707 | 0.016152 | 770.0473 | 0.001336 | 767.8011 | 0.041095 | 562.4707 | 0 | 923.739 | 0.016036 |  |  | 868.905 | 0.0021131 | 1165.6604 | 0.18974 | 1259.3793 | 0.094598 | 0 | 0 | 1089.5474 | 0 | 1089.5408 | 0.0028851
| 767.9662 | 3.2747 | 562.6981 | -0.011648 | 562.6981 | -0.01747 | 563.1915 | -0.0021964 | 767.2601 | 0 | 562.6981 | -0.0087727 | 770.2134 | 0.00249 | 767.9662 | 0.042866 | 562.6982 | 0 | 923.824 | 0.015602 |  |  | 869.136 | 0.0019606 | 1165.727 | 0.19025 | 1259.5736 | 0.09491 | 0 | 0 | 1089.6055 | 0 | 1089.5989 | 0.0029288
| 768.1313 | 3.2976 | 562.9256 | 0.00068604 | 562.9256 | 0.0094612 | 563.4186 | 0.0027725 | 767.4253 | 0.0013058 | 562.9256 | -0.0077009 | 770.3794 | 0.0012614 | 768.1313 | 0.040425 | 562.9256 | 0.0018089 | 923.9089 | 0.016035 |  |  | 869.367 | 0.0021653 | 1165.7936 | 0.19075 | 1259.7679 | 0.095241 | 0 | 0 | 1089.6637 | 0 | 1089.6571 | 0.0029804
| 768.2964 | 3.3312 | 563.1531 | -0.0074518 | 563.1531 | -0.0025473 | 563.6458 | -0.00099671 | 767.5904 | 0 | 563.1531 | -0.01009 | 770.5455 | 0.002501 | 768.2964 | 0.041889 | 563.1531 | 0 | 923.9938 | 0.016727 |  |  | 869.599 | 0.0017586 | 1165.8601 | 0.19126 | 1259.9623 | 0.095573 | 0 | 0 | 1089.7218 | 0 | 1089.7152 | 0.0030353
| 768.4615 | 3.3795 | 563.3806 | 0.0089682 | 563.3806 | -0.0018024 | 563.8729 | 0.0018356 | 767.7556 | 0.0013058 | 563.3806 | 0.014288 | 770.7116 | 0.0012933 | 768.4615 | 0.040884 | 563.3806 | 0 | 924.0788 | 0.017103 |  |  | 869.83 | 0.0021223 | 1165.9268 | 0.19177 | 1260.1567 | 0.095896 | 0 | 0 | 1089.78 | 0 | 1089.7734 | 0.0030893
| 768.6266 | 3.4046 | 563.6081 | -0.013482 | 563.6081 | -0.011369 | 564.1 | -0.0068606 | 767.9208 | 0 | 563.6081 | -0.020619 | 770.8777 | 0.0024779 | 768.6266 | 0.044016 | 563.6081 | 0 | 924.1638 | 0.01757 |  |  | 870.062 | 0.0018674 | 1165.9933 | 0.19228 | 1260.3513 | 0.096216 | 0 | 0 | 1089.8381 | 0 | 1089.8315 | 0.0031409
| 768.7917 | 3.416 | 563.8356 | 0.0060747 | 563.8356 | -0.00087822 | 564.3272 | 0.0018863 | 768.0859 | 0.00078349 | 563.8356 | 0.0070226 | 771.0437 | 0.0013306 | 768.7917 | 0.042698 | 563.8356 | 0 | 924.2488 | 0.018135 |  |  | 870.294 | 0.0032112 | 1166.0598 | 0.1928 | 1260.5459 | 0.096557 | 0 | 0 | 1089.8964 | 0 | 1089.8898 | 0.0031854
| 768.9568 | 3.439 | 564.0631 | -0.015683 | 564.0631 | 0.0039903 | 564.5544 | -0.0023773 | 768.2511 | 0 | 564.0631 | 0.0056958 | 771.2098 | 0.0026117 | 768.9568 | 0.044678 | 564.0631 | 0 | 924.3338 | 0.017981 |  |  | 870.526 | 0.0026292 | 1166.1265 | 0.19331 | 1260.7405 | 0.096953 | 0 | 0 | 1089.9546 | 0 | 1089.948 | 0.0032235
| 769.122 | 3.5172 | 564.2906 | 0.0089184 | 564.2906 | -0.010658 | 564.7816 | 0.0039888 | 768.4163 | 0.0013058 | 564.2906 | 0.01465 | 771.3759 | 0.0013887 | 769.122 | 0.042388 | 564.2906 | 0.005432 | 924.4188 | 0.01721 |  |  | 870.758 | 0.0028191 | 1166.1931 | 0.19383 | 1260.9352 | 0.097437 | 0 | 0 | 1090.0128 | 0 | 1090.0062 | 0.0032553
| 769.2871 | 3.5507 | 564.5182 | -0.009865 | 564.5182 | -0.0030177 | 565.0088 | -0.00074051 | 768.5815 | 0 | 564.5182 | -0.026754 | 771.542 | 0.0026194 | 769.2871 | 0.045769 | 564.5181 | 0 | 924.5039 | 0.01692 |  |  | 870.99 | 0.0023575 | 1166.2596 | 0.19435 | 1261.13 | 0.098025 | 0 | 0 | 1090.071 | 0 | 1090.0643 | 0.0032799
| 769.4522 | 3.5903 | 564.7457 | 0.0025962 | 564.7457 | 0.0053489 | 565.236 | 0.0027917 | 768.7467 | 0.0013058 | 564.7457 | 0.013443 | 771.7081 | 0.0014051 | 769.4522 | 0.043958 | 564.7457 | 0 | 924.5889 | 0.01724 |  |  | 871.223 | 0.0021299 | 1166.3263 | 0.19487 | 1261.3248 | 0.098715 | 0 | 0 | 1090.1291 | 0 | 1090.1226 | 0.003299
| 769.6173 | 3.603 | 564.9733 | -0.019229 | 564.9733 | -0.0087593 | 565.4633 | 0.0051501 | 768.9119 | 0 | 564.9733 | -0.019837 | 771.8743 | 0.0026666 | 769.6173 | 0.045944 | 564.9733 | 0.0090425 | 924.674 | 0.017404 |  |  | 871.455 | 0.0020288 | 1166.3929 | 0.19539 | 1261.5197 | 0.099483 | 0 | 0 | 1090.1874 | 0 | 1090.1808 | 0.0033141
| 769.7825 | 3.6284 | 565.2009 | 0.005506 | 565.2009 | 0.003154 | 565.6905 | 0.00077758 | 769.0771 | 0.00078349 | 565.2009 | 0.0036862 | 772.0404 | 0.0014666 | 769.7825 | 0.042278 | 565.2009 | 0 | 924.7591 | 0.017131 |  |  | 871.688 | 0.0019532 | 1166.4596 | 0.19591 | 1261.7146 | 0.10029 | 0 | 0 | 1090.2456 | 0 | 1090.239 | 0.0033244
| 769.9476 | 3.6702 | 565.4284 | -0.014189 | 565.4284 | -0.0056519 | 565.9178 | -0.0032574 | 769.2423 | 0 | 565.4284 | -0.026831 | 772.2065 | 0.0025404 | 769.9476 | 0.045247 | 565.4284 | 0 | 924.8442 | 0.016844 |  |  | 871.92 | 0.0022521 | 1166.5262 | 0.19644 | 1261.9097 | 0.10109 | 0 | 0 | 1090.3038 | 0 | 1090.2972 | 0.0033308
| 770.1128 | 3.6885 | 565.6561 | 0.0094877 | 565.6561 | 0.01625 | 566.145 | 0.0054462 | 769.4075 | 0.0018278 | 565.6561 | 0.015697 | 772.3726 | 0.0012889 | 770.1128 | 0.043836 | 565.6561 | 0 | 924.9293 | 0.017087 |  |  | 872.153 | 0.0033696 | 1166.5929 | 0.19696 | 1262.1046 | 0.10183 | 0 | 0 | 1090.3622 | 0 | 1090.3555 | 0.0033324
| 770.2779 | 3.7655 | 565.8837 | -0.015709 | 565.8837 | -0.016666 | 566.3723 | -0.00013679 | 769.5727 | 0 | 565.8837 | -0.0057276 | 772.5388 | 0.0026172 | 770.2779 | 0.046953 | 565.8837 | 0.0090425 | 925.0145 | 0.017507 |  |  | 872.386 | 0.0019408 | 1166.6596 | 0.19749 | 1262.2998 | 0.10248 | 0 | 0 | 1090.4204 | 0 | 1090.4138 | 0.0033268
| 770.4431 | 3.7748 | 566.1113 | 0.0032273 | 566.1113 | 0.011723 | 566.5996 | 0.001409 | 769.738 | 0.0013058 | 566.1113 | 0.015984 | 772.7049 | 0.0013678 | 770.4431 | 0.044054 | 566.1113 | 0 | 925.0995 | 0.017729 |  |  | 872.619 | 0.0039444 | 1166.7262 | 0.19802 | 1262.495 | 0.10302 | 0 | 0 | 1090.4786 | 0 | 1090.4721 | 0.0033141
| 770.6082 | 3.8484 | 566.3389 | -0.023045 | 566.3389 | -0.0021738 | 566.8269 | -0.0043947 | 769.9032 | 0 | 566.3389 | -0.021385 | 772.8711 | 0.002366 | 770.6082 | 0.046777 | 566.3389 | 0 | 925.1847 | 0.017743 |  |  | 872.852 | 0.0021549 | 1166.7929 | 0.19855 | 1262.6902 | 0.10348 | 0 | 0 | 1090.5369 | 0 | 1090.5303 | 0.0032918
| 770.7734 | 3.8818 | 566.5666 | 0.0014655 | 566.5666 | -0.0035311 | 567.0543 | 0.0067245 | 770.0684 | 0.0013058 | 566.5666 | 0.020489 | 773.0372 | 0.0011715 | 770.7734 | 0.044993 | 566.5666 | 0 | 925.2699 | 0.017681 |  |  | 873.086 | 0.0029165 | 1166.8595 | 0.19908 | 1262.8855 | 0.10388 | 0 | 0 | 1090.5951 | 0 | 1090.5885 | 0.0032617
| 770.9386 | 3.9119 | 566.7942 | -0.019919 | 566.7942 | -0.012805 | 567.2816 | -0.0053862 | 770.2337 | 0 | 566.7942 | -0.024137 | 773.2034 | 0.0024516 | 770.9386 | 0.047333 | 566.7943 | 0.0072445 | 925.3551 | 0.017703 |  |  | 873.319 | 0.0021657 | 1166.9263 | 0.19961 | 1263.0808 | 0.10424 | 0 | 0 | 1090.6534 | 0 | 1090.6469 | 0.0032243
| 771.1038 | 3.9289 | 567.0219 | 0.0013098 | 567.0219 | -0.0023497 | 567.5089 | 0.0036755 | 770.3989 | 0.0013058 | 567.0219 | 0.0027065 | 773.3696 | 0.0012505 | 771.1038 | 0.044528 | 567.0219 | 0 | 925.4403 | 0.017541 |  |  | 873.553 | 0.0019181 | 1166.9929 | 0.20014 | 1263.2762 | 0.10462 | 0 | 0 | 1090.7117 | 0 | 1090.7051 | 0.0031822
| 771.2689 | 3.9561 | 567.2496 | -0.011462 | 567.2496 | -0.0079784 | 567.7363 | -0.0075537 | 770.5641 | 0 | 567.2496 | -0.018897 | 773.5357 | 0.0024308 | 771.2689 | 0.04651 | 567.2496 | 0.0018107 | 925.5256 | 0.017541 |  |  | 873.787 | 0.0016418 | 1167.0597 | 0.20068 | 1263.4718 | 0.10502 | 0 | 0 | 1090.77 | 0 | 1090.7634 | 0.0031393
| 771.4341 | 4.0085 | 567.4773 | 0.010697 | 567.4773 | 0.0068221 | 567.9636 | 0.0049398 | 770.7294 | 0.0018278 | 567.4773 | 0.021067 | 773.7019 | 0.0013503 | 771.4341 | 0.044793 | 567.4773 | 0 | 925.6108 | 0.018203 |  |  | 874.02 | 0.0031736 | 1167.1263 | 0.20121 | 1263.6674 | 0.10545 | 0 | 0 | 1090.8283 | 0 | 1090.8217 | 0.003098
| 771.5993 | 4.0152 | 567.705 | -0.017865 | 567.705 | 0.0019284 | 568.191 | -0.0015023 | 770.8946 | 0 | 567.705 | -0.014399 | 773.8681 | 0.0026962 | 771.5993 | 0.047502 | 567.705 | 0 | 925.6961 | 0.018543 |  |  | 874.254 | 0.0022597 | 1167.1931 | 0.20175 | 1263.8629 | 0.10593 | 0 | 0 | 1090.8866 | 0 | 1090.88 | 0.0030607
| 771.7645 | 4.0806 | 567.9327 | 0.011979 | 567.9327 | 0.0018379 | 568.4184 | 0.0016874 | 771.0599 | 0.0018278 | 567.9327 | 0.015789 | 774.0343 | 0.0014106 | 771.7645 | 0.045587 | 567.9328 | 0 | 925.7814 | 0.018264 |  |  | 874.488 | 0.0023005 | 1167.2598 | 0.20228 | 1264.0586 | 0.10643 | 0 | 0 | 1090.9448 | 0 | 1090.9382 | 0.0030281
| 771.9297 | 4.1305 | 568.1605 | -0.010287 | 568.1605 | -0.005308 | 568.6458 | -0.006157 | 771.2252 | 0 | 568.1605 | -0.023 | 774.2005 | 0.0025075 | 771.9297 | 0.047916 | 568.1605 | 0 | 925.8666 | 0.018175 |  |  | 874.723 | 0.001684 | 1167.3265 | 0.20282 | 1264.2543 | 0.10697 | 0 | 0 | 1091.0032 | 0 | 1090.9966 | 0.0029995
| 772.0949 | 4.1685 | 568.3882 | 0.00066881 | 568.3882 | 0.007186 | 568.8732 | -0.0014549 | 771.3904 | 0.0013058 | 568.3882 | 0.019349 | 774.3667 | 0.0011704 | 772.0949 | 0.045697 | 568.3882 | 0 | 925.952 | 0.018376 |  |  | 874.957 | 0.0020501 | 1167.3933 | 0.20335 | 1264.4501 | 0.10755 | 0 | 0 | 1091.0615 | 0 | 1091.0549 | 0.0029741
| 772.2601 | 4.1878 | 568.616 | -0.014714 | 568.616 | -0.002325 | 569.1006 | -0.0047528 | 771.5557 | 0 | 568.616 | -0.014212 | 774.5329 | 0.0024011 | 772.2601 | 0.048622 | 568.616 | 0 | 926.0373 | 0.018422 |  |  | 875.191 | 0.0025455 | 1167.4601 | 0.20389 | 1264.6459 | 0.10819 | 0 | 0 | 1091.1198 | 0 | 1091.1132 | 0.0029503
| 772.4253 | 4.2268 | 568.8438 | 0.0043078 | 568.8438 | -0.0030719 | 569.3281 | 0.0029207 | 771.721 | 0.0023501 | 568.8438 | -0.0070971 | 774.6991 | 0.0010903 | 772.4253 | 0.046155 | 568.8438 | 0 | 926.1226 | 0.018457 |  |  | 875.426 | 0.0019832 | 1167.5267 | 0.20442 | 1264.8418 | 0.10892 | 0 | 0 | 1091.1781 | 0 | 1091.1715 | 0.0029272
| 772.5905 | 4.2535 | 569.0715 | -0.01596 | 569.0715 | -0.0063005 | 569.5555 | 0.00023146 | 771.8863 | 0 | 569.0715 | -0.015563 | 774.8653 | 0.0023035 | 772.5905 | 0.049998 | 569.0716 | 0 | 926.208 | 0.018941 |  |  | 875.661 | 0.0017588 | 1167.5935 | 0.20496 | 1265.0378 | 0.10975 | 0 | 0 | 1091.2365 | 0 | 1091.2299 | 0.002905
| 772.7557 | 4.3103 | 569.2993 | 0.011591 | 569.2993 | 0.0071737 | 569.783 | 0.0054934 | 772.0515 | 0.00026116 | 569.2993 | 0.011252 | 775.0315 | 0.00098393 | 772.7557 | 0.047989 | 569.2993 | 0 | 926.2934 | 0.019004 |  |  | 875.896 | 0.0024439 | 1167.6603 | 0.2055 | 1265.2338 | 0.11071 | 0 | 0 | 1091.2948 | 0 | 1091.2882 | 0.0028843
| 772.921 | 4.3354 | 569.5271 | -0.011027 | 569.5271 | -0.0026525 | 570.0104 | -0.0066148 | 772.2168 | 0 | 569.5271 | -0.026976 | 775.1978 | 0.0022344 | 772.921 | 0.051798 | 569.5272 | 0.0090425 | 926.3788 | 0.018848 |  |  | 876.131 | 0.0022941 | 1167.727 | 0.20604 | 1265.4299 | 0.11178 | 0 | 0 | 1091.3531 | 0 | 1091.3466 | 0.0028684
| 773.0862 | 4.3411 | 569.755 | 0.0042916 | 569.755 | 0.0095633 | 570.2379 | 0.0051745 | 772.3821 | 0.0018278 | 569.755 | 0.02201 | 775.364 | 0.00093457 | 773.0862 | 0.048512 | 569.755 | 0 | 926.4642 | 0.019238 |  |  | 876.366 | 0.0019163 | 1167.7939 | 0.20658 | 1265.6261 | 0.11294 | 0 | 0 | 1091.4115 | 0 | 1091.4049 | 0.0028581
| 773.2514 | 4.3564 | 569.9828 | -0.021391 | 569.9828 | -0.0076474 | 570.4654 | 0.00079184 | 772.5474 | 0 | 569.9828 | -0.026262 | 775.5303 | 0.0022772 | 773.2514 | 0.051504 | 569.9828 | 0 | 926.5496 | 0.019708 |  |  | 876.601 | 0.002962 | 1167.8607 | 0.20711 | 1265.8223 | 0.11415 | 0 | 0 | 1091.4698 | 0 | 1091.4633 | 0.0028573
| 773.4167 | 4.3998 | 570.2106 | 0.012135 | 570.2106 | -0.0026259 | 570.6929 | 0.0056454 | 772.7127 | 0.0013058 | 570.2106 | 0.020508 | 775.6965 | 0.0010497 | 773.4167 | 0.048465 | 570.2106 | 0.0090425 | 926.635 | 0.020003 |  |  | 876.836 | 0.0028199 | 1167.9275 | 0.20765 | 1266.0186 | 0.11536 | 0 | 0 | 1091.5282 | 0 | 1091.5216 | 0.0028676
| 773.5819 | 4.4389 | 570.4385 | -0.0062966 | 570.4385 | -0.013817 | 570.9205 | -0.00072901 | 772.878 | 0 | 570.4385 | -0.019694 | 775.8628 | 0.0023112 | 773.5819 | 0.05158 | 570.4385 | 0 | 926.7205 | 0.019965 |  |  | 877.072 | 0.0024936 | 1167.9943 | 0.20819 | 1266.2148 | 0.11652 | 0 | 0 | 1091.5865 | 0 | 1091.58 | 0.0028899
| 773.7471 | 4.4794 | 570.6664 | 0.006556 | 570.6664 | 0.0066526 | 571.1479 | 0.0027631 | 773.0434 | 0.0013058 | 570.6664 | 0.0051151 | 776.029 | 0.001087 | 773.7471 | 0.048603 | 570.6664 | 0 | 926.806 | 0.019578 |  |  | 877.307 | 0.0028944 | 1168.0612 | 0.20873 | 1266.4113 | 0.1176 | 0 | 0 | 1091.645 | 0 | 1091.6383 | 0.002924
| 773.9124 | 4.4882 | 570.8942 | -0.02631 | 570.8942 | -0.0068825 | 571.3755 | -0.002346 | 773.2087 | 0 | 570.8942 | -0.030282 | 776.1953 | 0.0023726 | 773.9124 | 0.051606 | 570.8942 | 0 | 926.8914 | 0.019343 |  |  | 877.543 | 0.0019397 | 1168.1279 | 0.20926 | 1266.6077 | 0.11856 | 0 | 0 | 1091.7034 | 0 | 1091.6968 | 0.0029661
| 774.0776 | 4.5483 | 571.1221 | 0.0087424 | 571.1221 | -0.002033 | 571.6031 | 0.0001553 | 773.374 | 0.0018278 | 571.1221 | 0.0091644 | 776.3616 | 0.0010092 | 774.0776 | 0.049032 | 571.1221 | 0 | 926.9769 | 0.019512 |  |  | 877.779 | 0.0035183 | 1168.1948 | 0.2098 | 1266.8042 | 0.11942 | 0 | 0 | 1091.7617 | 0 | 1091.7551 | 0.0030146
| 774.2429 | 4.5732 | 571.35 | -0.0073662 | 571.35 | 0.0033072 | 571.8306 | -0.0048944 | 773.5393 | 0 | 571.35 | -0.028604 | 776.5278 | 0.0022827 | 774.2429 | 0.052178 | 571.35 | 0.0072427 | 927.0624 | 0.019836 |  |  | 878.015 | 0.003826 | 1168.2616 | 0.21033 | 1267.0009 | 0.1202 | 0 | 0 | 1091.8202 | 0 | 1091.8135 | 0.0030639
| 774.4082 | 4.6211 | 571.578 | 0.017509 | 571.578 | -0.006398 | 572.0582 | 0.0093677 | 773.7047 | 0.0013058 | 571.578 | 0.017329 | 776.6941 | 0.0010651 | 774.4082 | 0.049162 | 571.5779 | 0 | 927.148 | 0.019952 |  |  | 878.251 | 0.0024276 | 1168.3285 | 0.21087 | 1267.1974 | 0.1209 | 0 | 0 | 1091.8785 | 0 | 1091.8719 | 0.0031083
| 774.5734 | 4.6457 | 571.8059 | -0.015542 | 571.8059 | -0.0033269 | 572.2858 | 0.0034646 | 773.87 | 0 | 571.8059 | -0.022665 | 776.8604 | 0.0024264 | 774.5734 | 0.051576 | 571.8059 | 0 | 927.2335 | 0.019721 |  |  | 878.487 | 0.0024122 | 1168.3954 | 0.21141 | 1267.3942 | 0.12158 | 0 | 0 | 1091.9369 | 0 | 1091.9303 | 0.0031441
| 774.7387 | 4.6855 | 572.0338 | 0.0052416 | 572.0338 | -8.6512e-05 | 572.5134 | 0.0028136 | 774.0353 | 0.00078349 | 572.0338 | 0.010634 | 777.0267 | 0.001109 | 774.7387 | 0.048418 | 572.0338 | 0 | 927.3191 | 0.020028 |  |  | 878.724 | 0.0029575 | 1168.4622 | 0.21194 | 1267.5909 | 0.12223 | 0 | 0 | 1091.9954 | 0 | 1091.9888 | 0.0031671
| 774.904 | 4.6959 | 572.2618 | -0.025366 | 572.2618 | -0.0076896 | 572.741 | -0.000912 | 774.2007 | 0 | 572.2618 | -0.030332 | 777.193 | 0.0024022 | 774.904 | 0.052655 | 572.2618 | 0 | 927.4047 | 0.020584 |  |  | 878.96 | 0.0026836 | 1168.5291 | 0.21247 | 1267.7877 | 0.12286 | 0 | 0 | 1092.0538 | 0 | 1092.0471 | 0.0031774
| 775.0693 | 4.7628 | 572.4897 | -0.00087976 | 572.4897 | 0.0060549 | 572.9686 | 0.0045413 | 774.366 | 0.00026116 | 572.4897 | 0.011193 | 777.3593 | 0.0010157 | 775.0693 | 0.050225 | 572.4897 | 0 | 927.4903 | 0.020643 |  |  | 879.197 | 0.0018404 | 1168.5959 | 0.21301 | 1267.9846 | 0.12345 | 0 | 0 | 1092.1122 | 0 | 1092.1056 | 0.0031735
| 775.2345 | 4.7743 | 572.7177 | -0.013597 | 572.7177 | -0.0074407 | 573.1963 | -0.0057032 | 774.5314 | 0 | 572.7177 | -0.0097197 | 777.5256 | 0.0024297 | 775.2345 | 0.053802 | 572.7177 | 0 | 927.5759 | 0.021045 |  |  | 879.433 | 0.0023489 | 1168.6628 | 0.21354 | 1268.1815 | 0.124 | 0 | 0 | 1092.1707 | 0 | 1092.1641 | 0.0031584
| 775.3998 | 4.8122 | 572.9457 | 0.016351 | 572.9457 | 0.00028759 | 573.4239 | 0.007494 | 774.6967 | 0.0013058 | 572.9457 | 0.008384 | 777.6919 | 0.0010179 | 775.3998 | 0.050968 | 572.9457 | 0 | 927.6615 | 0.021498 |  |  | 879.67 | 0.0022972 | 1168.7297 | 0.21407 | 1268.3785 | 0.12447 | 0 | 0 | 1092.2291 | 0 | 1092.2225 | 0.0031338
| 775.5651 | 4.8423 | 573.1737 | -0.024122 | 573.1737 | -0.0012195 | 573.6516 | -0.0028858 | 774.8621 | 0 | 573.1737 | -0.031484 | 777.8583 | 0.0023759 | 775.5651 | 0.054731 | 573.1737 | 0 | 927.7471 | 0.021479 |  |  | 879.907 | 0.0033435 | 1168.7966 | 0.2146 | 1268.5756 | 0.12487 | 0 | 0 | 1092.2875 | 0 | 1092.2809 | 0.0031028
| 775.7304 | 4.8985 | 573.4017 | 0.0056309 | 573.4017 | 0.012607 | 573.8793 | 0.004395 | 775.0275 | 0.0018278 | 573.4017 | 0.020152 | 778.0246 | 0.0009587 | 775.7304 | 0.05236 | 573.4017 | 0 | 927.8328 | 0.021181 |  |  | 880.144 | 0.0027653 | 1168.8635 | 0.21513 | 1268.7727 | 0.12519 | 0 | 0 | 1092.3459 | 0 | 1092.3394 | 0.003071
| 775.8957 | 4.9316 | 573.6297 | -0.0094712 | 573.6297 | -0.0047346 | 574.1069 | 0.00073102 | 775.1928 | 0 | 573.6297 | -0.0083553 | 778.1909 | 0.0022169 | 775.8957 | 0.055705 | 573.6297 | 0 | 927.9184 | 0.020603 |  |  | 880.382 | 0.0025636 | 1168.9304 | 0.21566 | 1268.97 | 0.12548 | 0 | 0 | 1092.4044 | 0 | 1092.3978 | 0.0030408
| 776.061 | 4.9301 | 573.8578 | 0.0098332 | 573.8578 | 0.0014088 | 574.3346 | 0.005027 | 775.3582 | 0.0013058 | 573.8578 | 0.017278 | 778.3573 | 0.00071738 | 776.061 | 0.053127 | 573.8578 | 0 | 928.0041 | 0.020421 |  |  | 880.619 | 0.0029594 | 1168.9974 | 0.21619 | 1269.1671 | 0.12576 | 0 | 0 | 1092.4629 | 0 | 1092.4563 | 0.003017
| 776.2263 | 5.0012 | 574.0858 | -0.02395 | 574.0858 | -0.0051612 | 574.5623 | -0.0039613 | 775.5236 | 0 | 574.0858 | -0.01654 | 778.5236 | 0.002219 | 776.2263 | 0.055955 | 574.0858 | 0.0036213 | 928.0898 | 0.020818 |  |  | 880.856 | 0.002511 | 1169.0643 | 0.21671 | 1269.3645 | 0.1261 | 0 | 0 | 1092.5214 | 0 | 1092.5148 | 0.0030019
| 776.3917 | 4.9856 | 574.3139 | -0.002337 | 574.3139 | 0.0069772 | 574.79 | -0.00098933 | 775.689 | 0.00078349 | 574.3139 | 0.016783 | 778.69 | 0.00086217 | 776.3917 | 0.052467 | 574.3139 | 0.0090425 | 928.1755 | 0.020755 |  |  | 881.094 | 0.0019853 | 1169.1312 | 0.21724 | 1269.5619 | 0.12652 | 0 | 0 | 1092.5798 | 0 | 1092.5732 | 0.0029987
| 776.557 | 5.0477 | 574.5419 | -0.014147 | 574.5419 | -0.0044788 | 575.0178 | -0.0034912 | 775.8544 | 0 | 574.5419 | -0.02165 | 778.8563 | 0.0023616 | 776.557 | 0.055552 | 574.5419 | 0 | 928.2613 | 0.020651 |  |  | 881.332 | 0.0026896 | 1169.1982 | 0.21777 | 1269.7593 | 0.12704 | 0 | 0 | 1092.6383 | 0 | 1092.6317 | 0.0030067
| 776.7223 | 5.015 | 574.77 | 0.008778 | 574.77 | 0.012481 | 575.2455 | -0.00078104 | 776.0198 | 0.00026116 | 574.77 | 0.0092388 | 779.0227 | 0.0010607 | 776.7223 | 0.052833 | 574.77 | 0 | 928.347 | 0.020963 |  |  | 881.57 | 0.0024621 | 1169.2651 | 0.21829 | 1269.9568 | 0.12765 | 0 | 0 | 1092.6968 | 0 | 1092.6902 | 0.0030249
| 776.8876 | 5.0508 | 574.9981 | -0.021757 | 574.9981 | 0.0040656 | 575.4733 | -0.0030088 | 776.1852 | 0 | 574.9981 | -0.024103 | 779.189 | 0.0024297 | 776.8876 | 0.056744 | 574.9981 | 0 | 928.4328 | 0.021191 |  |  | 881.808 | 0.0024773 | 1169.3321 | 0.21881 | 1270.1543 | 0.12833 | 0 | 0 | 1092.7554 | 0 | 1092.7487 | 0.0030488
| 777.053 | 5.0843 | 575.2262 | 0.0055049 | 575.2262 | 0.0083205 | 575.701 | 0.0060917 | 776.3506 | 0.0013058 | 575.2262 | 0.0091123 | 779.3554 | 0.00090934 | 777.053 | 0.054546 | 575.2262 | 0 | 928.5186 | 0.02149 |  |  | 882.046 | 0.0026741 | 1169.399 | 0.21933 | 1270.3519 | 0.12905 | 0 | 0 | 1092.8138 | 0 | 1092.8073 | 0.003075
| 777.2183 | 5.0948 | 575.4543 | -0.011022 | 575.4543 | -0.008829 | 575.9288 | -0.0044241 | 776.516 | 0 | 575.4543 | -0.022177 | 779.5218 | 0.0023134 | 777.2183 | 0.059003 | 575.4543 | 0 | 928.6044 | 0.021612 |  |  | 882.284 | 0.0020496 | 1169.4661 | 0.21986 | 1270.5496 | 0.12979 | 0 | 0 | 1092.8723 | 0 | 1092.8657 | 0.0030996
| 777.3836 | 5.1285 | 575.6825 | 0.0047238 | 575.6825 | 0.00074559 | 576.1566 | 0.0033569 | 776.6814 | 0.0013058 | 575.6825 | 0.024749 | 779.6882 | 0.00083255 | 777.3836 | 0.056297 | 575.6825 | 0 | 928.6902 | 0.021422 |  |  | 882.523 | 0.0032316 | 1169.5331 | 0.22037 | 1270.7473 | 0.13053 | 0 | 0 | 1092.9308 | 0 | 1092.9242 | 0.0031187
| 777.549 | 5.1757 | 575.9106 | -0.016133 | 575.9106 | -0.0085054 | 576.3844 | 0.0040448 | 776.8468 | 0 | 575.9106 | -0.015475 | 779.8546 | 0.0023134 | 777.549 | 0.059924 | 575.9106 | 0.0036232 | 928.776 | 0.021432 |  |  | 882.761 | 0.0028622 | 1169.6001 | 0.2209 | 1270.9452 | 0.1313 | 0 | 0 | 1092.9894 | 0 | 1092.9828 | 0.0031322
| 777.7143 | 5.1633 | 576.1388 | 0.004297 | 576.1388 | 0.0072728 | 576.6122 | -0.0032161 | 777.0122 | 0.0018278 | 576.1388 | 0.014249 | 780.021 | 0.00093128 | 777.7143 | 0.056462 | 576.1387 | 0 | 928.8619 | 0.022081 |  |  | 883 | 0.0037206 | 1169.6671 | 0.22141 | 1271.1431 | 0.13211 | 0 | 0 | 1093.0478 | 0 | 1093.0413 | 0.0031385
| 777.8797 | 5.2081 | 576.3669 | -0.010507 | 576.3669 | -0.019486 | 576.84 | -0.0068656 | 777.1776 | 0 | 576.3669 | -0.013112 | 780.1874 | 0.0023935 | 777.8797 | 0.059756 | 576.3669 | 0 | 928.9478 | 0.02305 |  |  | 883.239 | 0.0025249 | 1169.7341 | 0.22193 | 1271.3409 | 0.13298 | 0 | 0 | 1093.1064 | 0 | 1093.0999 | 0.0031401
| 778.045 | 5.2472 | 576.5951 | 0.018709 | 576.5951 | 0.008242 | 577.0679 | 0.004022 | 777.3431 | 0.0013058 | 576.5951 | 0.015071 | 780.3538 | 0.0010157 | 778.045 | 0.056922 | 576.5951 | 0 | 929.0336 | 0.02334 |  |  | 883.477 | 0.0018434 | 1169.8012 | 0.22244 | 1271.5389 | 0.13392 | 0 | 0 | 1093.1649 | 0 | 1093.1583 | 0.0031385
| 778.2104 | 5.1968 | 576.8233 | -0.018153 | 576.8233 | -0.00082739 | 577.2957 | -0.0056893 | 777.5085 | 0 | 576.8233 | -0.013974 | 780.5202 | 0.0024582 | 778.2104 | 0.061335 | 576.8233 | 0 | 929.1195 | 0.022789 |  |  | 883.717 | 0.0020414 | 1169.8682 | 0.22296 | 1271.7369 | 0.1349 | 0 | 0 | 1093.2235 | 0 | 1093.2169 | 0.0031353
| 778.3758 | 5.2309 | 577.0515 | -0.0041743 | 577.0515 | 0.011897 | 577.5236 | 0.005774 | 777.6739 | 0.0023501 | 577.0515 | 0.024339 | 780.6866 | 0.00099161 | 778.3758 | 0.058342 | 577.0515 | 0 | 929.2054 | 0.022069 |  |  | 883.956 | 0.0019099 | 1169.9352 | 0.22347 | 1271.9351 | 0.13589 | 0 | 0 | 1093.2821 | 0 | 1093.2754 | 0.0031306
| 778.5411 | 5.2271 | 577.2797 | -0.023709 | 577.2797 | 0.0042857 | 577.7515 | -0.0016629 | 777.8394 | 0 | 577.2797 | -0.012828 | 780.8531 | 0.0025086 | 778.5411 | 0.062038 | 577.2797 | 0.0054302 | 929.2914 | 0.022167 |  |  | 884.195 | 0.0034117 | 1170.0022 | 0.22398 | 1272.1333 | 0.13686 | 0 | 0 | 1093.3406 | 0 | 1093.334 | 0.003125
| 778.7065 | 5.2419 | 577.5079 | 0.0067878 | 577.5079 | 0.006138 | 577.9793 | 0.0041689 | 778.0048 | 0.0013058 | 577.5079 | 0.020015 | 781.0195 | 0.0011989 | 778.7065 | 0.058981 | 577.5079 | 0.0072427 | 929.3773 | 0.022805 |  |  | 884.435 | 0.0032032 | 1170.0692 | 0.2245 | 1272.3314 | 0.13778 | 0 | 0 | 1093.3992 | 0 | 1093.3926 | 0.0031163
| 778.8719 | 5.2783 | 577.7362 | -0.0041218 | 577.7362 | -0.012765 | 578.2072 | -0.0010492 | 778.1703 | 0 | 577.7362 | -0.026643 | 781.1859 | 0.0026984 | 778.8719 | 0.064048 | 577.7361 | 0 | 929.4633 | 0.02282 |  |  | 884.674 | 0.0025263 | 1170.1363 | 0.22501 | 1272.5298 | 0.13863 | 0 | 0 | 1093.4578 | 0 | 1093.4512 | 0.003102
| 779.0373 | 5.2631 | 577.9644 | 0.0067986 | 577.9644 | 0.018378 | 578.4351 | 0.0030921 | 778.3357 | 0.0013058 | 577.9644 | 0.014926 | 781.3524 | 0.0011825 | 779.0373 | 0.061818 | 577.9644 | 0 | 929.5493 | 0.023181 |  |  | 884.914 | 0.0025992 | 1170.2034 | 0.22552 | 1272.7281 | 0.13941 | 0 | 0 | 1093.5164 | 0 | 1093.5098 | 0.0030805
| 779.2027 | 5.297 | 578.1927 | -0.021832 | 578.1927 | -0.012243 | 578.663 | 0.00078332 | 778.5012 | 0 | 578.1927 | -0.020465 | 781.5188 | 0.0025942 | 779.2027 | 0.065671 | 578.1927 | 0 | 929.6353 | 0.023749 |  |  | 885.154 | 0.0030482 | 1170.2704 | 0.22603 | 1272.9265 | 0.14014 | 0 | 0 | 1093.5749 | 0 | 1093.5684 | 0.0030511
| 779.368 | 5.3252 | 578.4209 | 0.0064664 | 578.4209 | 0.0068877 | 578.8909 | 0.0050044 | 778.6667 | 0.00078349 | 578.4209 | 0.017101 | 781.6853 | 0.0027159 | 779.368 | 0.06169 | 578.4209 | 0 | 929.7213 | 0.023309 |  |  | 885.394 | 0.0028806 | 1170.3375 | 0.22653 | 1273.125 | 0.14084 | 0 | 0 | 1093.6335 | 0 | 1093.6268 | 0.0030146
| 779.5334 | 5.3122 | 578.6492 | -0.029173 | 578.6492 | -0.0077532 | 579.1189 | -0.0019466 | 778.8321 | 0 | 578.6492 | -0.016612 | 781.8517 | 0.0026117 | 779.5334 | 0.064053 | 578.6492 | 0 | 929.8073 | 0.022984 |  |  | 885.634 | 0.0027669 | 1170.4047 | 0.22704 | 1273.3236 | 0.14153 | 0 | 0 | 1093.6921 | 0 | 1093.6855 | 0.0029741
| 779.6988 | 5.3071 | 578.8775 | 0.007228 | 578.8775 | 0.0041257 | 579.3469 | 0.0028345 | 778.9976 | 0.0018278 | 578.8775 | 0.0075416 | 782.0182 | 0.00249 | 779.6988 | 0.060699 | 578.8775 | 0 | 929.8933 | 0.023174 |  |  | 885.874 | 0.0016157 | 1170.4717 | 0.22755 | 1273.5222 | 0.14223 | 0 | 0 | 1093.7507 | 0 | 1093.7441 | 0.0029312
| 779.8642 | 5.2905 | 579.1058 | -0.024513 | 579.1058 | -0.017905 | 579.5748 | -0.004996 | 779.1631 | 0 | 579.1058 | -0.019407 | 782.1847 | 0.0026008 | 779.8642 | 0.064589 | 579.1058 | 0 | 929.9794 | 0.02317 |  |  | 886.114 | 0.0027847 | 1170.5388 | 0.22806 | 1273.7208 | 0.14295 | 0 | 0 | 1093.8093 | 0 | 1093.8027 | 0.0028923
| 780.0297 | 5.3125 | 579.3341 | 0.018243 | 579.3341 | 0.006814 | 579.8028 | 0.0024604 | 779.3286 | 0.00026116 | 579.3341 | 0.027719 | 782.3511 | 0.002558 | 780.0297 | 0.062389 | 579.3341 | 0 | 930.0654 | 0.023561 |  |  | 886.355 | 0.0023317 | 1170.606 | 0.22856 | 1273.9196 | 0.14371 | 0 | 0 | 1093.8679 | 0 | 1093.8613 | 0.0028597
| 780.1951 | 5.3028 | 579.5625 | -0.012444 | 579.5625 | -0.0068763 | 580.0308 | -0.0058266 | 779.4941 | 0 | 579.5625 | -0.021723 | 782.5176 | 0.0010936 | 780.1951 | 0.065044 | 579.5625 | 0 | 930.1516 | 0.023936 |  |  | 886.595 | 0.0028624 | 1170.673 | 0.22906 | 1274.1184 | 0.1445 | 0 | 0 | 1093.9265 | 0 | 1093.9199 | 0.0028367
| 780.3605 | 5.3092 | 579.7908 | 0.014249 | 579.7908 | -0.0046278 | 580.2588 | 0.001857 | 779.6595 | 0.00026116 | 579.7908 | 0.011947 | 782.6841 | 0.0024702 | 780.3605 | 0.065931 | 579.7908 | 0 | 930.2376 | 0.02389 |  |  | 886.836 | 0.0015797 | 1170.7401 | 0.22957 | 1274.3173 | 0.14534 | 0 | 0 | 1093.9852 | 0 | 1093.9785 | 0.002824
| 780.5259 | 5.3288 | 580.0192 | 0.0061093 | 580.0192 | 0.0070439 | 580.4868 | 0.0020932 | 779.825 | 0 | 580.0192 | 0.011817 | 782.8506 | 0.0010388 | 780.5259 | 0.066982 | 580.0192 | 0 | 930.3237 | 0.024352 |  |  | 887.077 | 0.0020657 | 1170.8073 | 0.23007 | 1274.5161 | 0.14623 | 0 | 0 | 1094.0438 | 0 | 1094.0372 | 0.00282
| 780.6913 | 5.3329 | 580.2475 | -0.016429 | 580.2475 | -0.0097363 | 580.7148 | -0.0024402 | 779.9905 | 0 | 580.2475 | -0.0076833 | 783.0171 | 0.0027083 | 780.6913 | 0.068637 | 580.2475 | 0 | 930.4098 | 0.025065 |  |  | 887.318 | 0.0022714 | 1170.8744 | 0.23057 | 1274.7151 | 0.14718 | 0 | 0 | 1094.1024 | 0 | 1094.0958 | 0.002824
| 780.8568 | 5.3394 | 580.4759 | 0.0092031 | 580.4759 | 0.0057578 | 580.9428 | 0.0088676 | 780.1561 | 0 | 580.4759 | 0.023369 | 783.1836 | 0.001449 | 780.8568 | 0.065521 | 580.4759 | 0 | 930.496 | 0.025204 |  |  | 887.559 | 0.001589 | 1170.9415 | 0.23107 | 1274.9142 | 0.14819 | 0 | 0 | 1094.1611 | 0 | 1094.1544 | 0.0028327
| 781.0222 | 5.3376 | 580.7043 | -0.019439 | 580.7043 | -0.0056327 | 581.1709 | -0.0067859 | 780.3216 | 0 | 580.7043 | -0.010718 | 783.3501 | 0.002796 | 781.0222 | 0.068751 | 580.7043 | 0 | 930.5821 | 0.025151 |  |  | 887.8 | 0.00281 | 1171.0088 | 0.23157 | 1275.1133 | 0.14924 | 0 | 0 | 1094.2197 | 0 | 1094.2131 | 0.002843
| 781.1876 | 5.3097 | 580.9327 | 0.0072267 | 580.9327 | -0.001881 | 581.3989 | 0.0034692 | 780.4871 | 0 | 580.9327 | 0.01783 | 783.5166 | 0.0015741 | 781.1876 | 0.066948 | 580.9327 | 0 | 930.6683 | 0.024622 |  |  | 888.042 | 0.0033389 | 1171.0759 | 0.23208 | 1275.3124 | 0.1503 | 0 | 0 | 1094.2784 | 0 | 1094.2717 | 0.002851
| 781.3531 | 5.292 | 581.1611 | -0.0075404 | 581.1611 | -0.0067683 | 581.627 | -0.0035731 | 780.6526 | 0 | 581.1611 | -0.023731 | 783.6832 | 0.0030966 | 781.3531 | 0.071336 | 581.1611 | 0 | 930.7545 | 0.023682 |  |  | 888.283 | 0.0014332 | 1171.1431 | 0.23257 | 1275.5116 | 0.15135 | 0 | 0 | 1094.337 | 0 | 1094.3304 | 0.0028533
| 781.5185 | 5.2789 | 581.3895 | 0.0044613 | 581.3895 | 0.0050428 | 581.8551 | 0.0059541 | 780.8181 | 0 | 581.3895 | 0.0064827 | 783.8497 | 0.0015028 | 781.5185 | 0.069453 | 581.3895 | 0 | 930.8407 | 0.023628 |  |  | 888.525 | 0.0015745 | 1171.2102 | 0.23307 | 1275.7109 | 0.15234 | 0 | 0 | 1094.3957 | 0 | 1094.3892 | 0.002847
| 781.684 | 5.2394 | 581.618 | -0.010006 | 581.618 | 0.000538 | 582.0832 | -0.0054361 | 780.9836 | 0 | 581.618 | -0.014562 | 784.0162 | 0.0028564 | 781.684 | 0.073126 | 581.618 | 0 | 930.9269 | 0.024527 |  |  | 888.767 | 0.0030661 | 1171.2775 | 0.23357 | 1275.9103 | 0.15327 | 0 | 0 | 1094.4545 | 0 | 1094.4478 | 0.0028279
| 781.8494 | 5.2362 | 581.8464 | 0.0063151 | 581.8464 | 0.0067299 | 582.3113 | 0.0016648 | 781.1492 | 0 | 581.8464 | 0.011235 | 784.1828 | 0.0016092 | 781.8494 | 0.07088 | 581.8464 | 0 | 931.0132 | 0.025056 |  |  | 889.009 | 0.0023716 | 1171.3446 | 0.23407 | 1276.1096 | 0.1541 | 0 | 0 | 1094.5131 | 0 | 1094.5065 | 0.0027954
| 782.0149 | 5.2481 | 582.0749 | -0.008777 | 582.0749 | -0.014931 | 582.5394 | -0.0045556 | 781.3147 | 0 | 582.0749 | -0.019677 | 784.3493 | 0.0029079 | 782.0149 | 0.074059 | 582.0749 | 0 | 931.0995 | 0.024743 |  |  | 889.251 | 0.0024863 | 1171.4119 | 0.23457 | 1276.3091 | 0.15484 | 0 | 0 | 1094.5718 | 0 | 1094.5652 | 0.0027485
| 782.1804 | 5.2991 | 582.3033 | 0.012905 | 582.3033 | 0.0064603 | 582.7675 | 0.0028995 | 781.4802 | 0 | 582.3033 | 0.039377 | 784.5159 | 0.0013481 | 782.1804 | 0.071488 | 582.3033 | 0 | 931.1857 | 0.024822 |  |  | 889.493 | 0.0012804 | 1171.479 | 0.23507 | 1276.5087 | 0.1555 | 0 | 0 | 1094.6305 | 0 | 1094.6239 | 0.0026897
| 782.3458 | 5.2353 | 582.5318 | -0.020082 | 582.5318 | -0.005368 | 582.9957 | 0.0016856 | 781.6458 | 0 | 582.5318 | -0.019649 | 784.6824 | 0.0029342 | 782.3458 | 0.076023 | 582.5318 | 0.0036195 | 931.272 | 0.025639 |  |  | 889.735 | 0.0015657 | 1171.5463 | 0.23556 | 1276.7083 | 0.15608 | 0 | 0 | 1094.6892 | 0 | 1094.6826 | 0.0026254
| 782.5113 | 5.2437 | 582.7603 | 0.0042552 | 582.7603 | 0.00013887 | 583.2238 | 0.0018269 | 781.8113 | 0 | 582.7603 | 0.0022213 | 784.849 | 0.0017232 | 782.5113 | 0.074499 | 582.7603 | 0 | 931.3583 | 0.026069 |  |  | 889.978 | 0.0032641 | 1171.6135 | 0.23606 | 1276.908 | 0.15661 | 0 | 0 | 1094.7479 | 0 | 1094.7413 | 0.002561
| 782.6768 | 5.2244 | 582.9888 | -0.017302 | 582.9888 | -0.0082945 | 583.452 | -0.0039502 | 781.9769 | 0 | 582.9888 | -0.023018 | 785.0155 | 0.0030494 | 782.6768 | 0.076145 | 582.9888 | 0 | 931.4446 | 0.02622 |  |  | 890.22 | 0.0031208 | 1171.6808 | 0.23655 | 1277.1077 | 0.15711 | 0 | 0 | 1094.8066 | 0 | 1094.8001 | 0.0025054
| 782.8423 | 5.2072 | 583.2173 | 0.0092637 | 583.2173 | 0.023195 | 583.6801 | 0.0058417 | 782.1425 | 0 | 583.2173 | 0.0090773 | 785.1821 | 0.0017638 | 782.8423 | 0.072657 | 583.2173 | 0 | 931.531 | 0.026308 |  |  | 890.463 | 0.00351 | 1171.7479 | 0.23705 | 1277.3075 | 0.15759 | 0 | 0 | 1094.8654 | 0 | 1094.8588 | 0.0024641
| 783.0077 | 5.1858 | 583.4459 | -0.019779 | 583.4459 | -0.007122 | 583.9083 | -0.0056983 | 782.308 | 0 | 583.4459 | -0.027122 | 785.3487 | 0.0036253 | 783.0077 | 0.076698 | 583.4459 | 0 | 931.6174 | 0.026204 |  |  | 890.706 | 0.0034416 | 1171.8152 | 0.23755 | 1277.5073 | 0.1581 | 0 | 0 | 1094.9241 | 0 | 1094.9175 | 0.0024419
| 783.1732 | 5.161 | 583.6744 | 0.0093494 | 583.6744 | 0.010981 | 584.1365 | 0.0091824 | 782.4736 | 0 | 583.6744 | 0.014427 | 785.5153 | 0.0021708 | 783.1732 | 0.07523 | 583.6744 | 0 | 931.7037 | 0.026487 |  |  | 890.949 | 0.0031854 | 1171.8825 | 0.23804 | 1277.7072 | 0.15867 | 0 | 0 | 1094.9828 | 0 | 1094.9762 | 0.0024403
| 783.3387 | 5.1609 | 583.903 | -0.018253 | 583.903 | -0.0071516 | 584.3647 | -0.0020911 | 782.6392 | 0 | 583.903 | -0.022469 | 785.6819 | 0.0036626 | 783.3387 | 0.078426 | 583.903 | 0 | 931.7902 | 0.026439 |  |  | 891.192 | 0.0019309 | 1171.9497 | 0.23853 | 1277.9072 | 0.15936 | 0 | 0 | 1095.0415 | 0 | 1095.0349 | 0.002457
| 783.5042 | 5.1648 | 584.1315 | 0.0031447 | 584.1315 | 0.010729 | 584.593 | -0.0024654 | 782.8047 | 0 | 584.1315 | 0.0069965 | 785.8485 | 0.0024795 | 783.5042 | 0.075563 | 584.1315 | 0 | 931.8765 | 0.025786 |  |  | 891.435 | 0.0023324 | 1172.017 | 0.23903 | 1278.1072 | 0.1602 | 0 | 0 | 1095.1003 | 0 | 1095.0936 | 0.0024887
| 783.6697 | 5.1625 | 584.3601 | -0.016947 | 584.3601 | -0.0010972 | 584.8212 | -0.0052216 | 782.9703 | 0 | 584.3601 | -0.03331 | 786.0151 | 0.004002 | 783.6697 | 0.079478 | 584.3601 | 0 | 931.963 | 0.025496 |  |  | 891.678 | 0.00096671 | 1172.0844 | 0.23952 | 1278.3073 | 0.1612 | 0 | 0 | 1095.1591 | 0 | 1095.1525 | 0.0025316
| 783.8352 | 5.1609 | 584.5887 | 0.015287 | 584.5887 | 0.0065215 | 585.0494 | 0.0029985 | 783.1359 | 0 | 584.5887 | 0.0075225 | 786.1817 | 0.0025716 | 783.8352 | 0.077692 | 584.5887 | 0 | 932.0494 | 0.025588 |  |  | 891.922 | 0.0027689 | 1172.1516 | 0.24001 | 1278.5074 | 0.16236 | 0 | 0 | 1095.2178 | 0 | 1095.2112 | 0.0025809
| 784.0007 | 5.1204 | 584.8173 | -0.011697 | 584.8173 | -0.0045359 | 585.2776 | -0.0057898 | 783.3015 | 0 | 584.8173 | -0.011647 | 786.3483 | 0.0041906 | 784.0007 | 0.081193 | 584.8173 | 0 | 932.1359 | 0.026137 |  |  | 892.166 | 0.0032639 | 1172.2189 | 0.24051 | 1278.7076 | 0.16364 | 0 | 0 | 1095.2766 | 0 | 1095.2699 | 0.0026349
| 784.1662 | 5.1238 | 585.0459 | 0.0037762 | 585.0459 | -0.0095389 | 585.5059 | 0.001385 | 783.4671 | 0 | 585.0459 | 0.028256 | 786.5149 | 0.0027912 | 784.1662 | 0.081473 | 585.0459 | 0 | 932.2224 | 0.026748 |  |  | 892.409 | 0.0016887 | 1172.2861 | 0.241 | 1278.908 | 0.16498 | 0 | 0 | 1095.3353 | 0 | 1095.3287 | 0.0026905
| 784.3318 | 5.0303 | 585.2745 | -0.026568 | 585.2745 | -0.0028903 | 585.7342 | -0.0036581 | 783.6327 | 0 | 585.2745 | -0.0071705 | 786.6815 | 0.0042201 | 784.3318 | 0.085953 | 585.2745 | 0 | 932.3088 | 0.026194 |  |  | 892.653 | 0.0020856 | 1172.3535 | 0.24149 | 1279.1083 | 0.16632 | 0 | 0 | 1095.3942 | 0 | 1095.3874 | 0.0027485
| 784.4973 | 4.9996 | 585.5032 | 0.0086054 | 585.5032 | -0.0037044 | 585.9625 | -0.0034607 | 783.7983 | 0 | 585.5032 | 0.0097714 | 786.8482 | 0.0028578 | 784.4973 | 0.085224 | 585.5032 | 0 | 932.3953 | 0.025903 |  |  | 892.897 | 0.0015663 | 1172.4208 | 0.24199 | 1279.3087 | 0.16761 | 0 | 0 | 1095.4529 | 0 | 1095.4463 | 0.0028057
| 784.6628 | 4.9486 | 585.7318 | -0.011032 | 585.7318 | -0.0097689 | 586.1908 | -0.0039567 | 783.9639 | 0 | 585.7318 | -0.038076 | 787.0148 | 0.0045262 | 784.6628 | 0.088221 | 585.7318 | 0 | 932.4819 | 0.026719 |  |  | 893.142 | 0.0039313 | 1172.4882 | 0.24248 | 1279.5093 | 0.1688 | 0 | 0 | 1095.5117 | 0 | 1095.5051 | 0.0028605
| 784.8283 | 4.9462 | 585.9605 | 0.01221 | 585.9605 | 0.0088497 | 586.4191 | 0.0051812 | 784.1295 | 0 | 585.9605 | 0.00056366 | 787.1814 | 0.0031187 | 784.8283 | 0.087748 | 585.9605 | 0 | 932.5684 | 0.026815 |  |  | 893.386 | 0.001606 | 1172.5554 | 0.24297 | 1279.7097 | 0.16989 | 0 | 0 | 1095.5704 | 0 | 1095.5638 | 0.0029105
| 784.9939 | 4.9426 | 586.1891 | -0.010557 | 586.1891 | -0.0025961 | 586.6474 | -0.0041015 | 784.2951 | 0 | 586.1891 | -0.010914 | 787.3481 | 0.004754 | 784.9939 | 0.092734 | 586.1891 | 0 | 932.6549 | 0.026555 |  |  | 893.63 | 0.0024076 | 1172.6228 | 0.24346 | 1279.9104 | 0.1709 | 0 | 0 | 1095.6293 | 0 | 1095.6227 | 0.0029519
| 785.1594 | 4.9374 | 586.4178 | 0.0089511 | 586.4178 | 0.00056467 | 586.8757 | 0.0059386 | 784.4607 | 0 | 586.4178 | 0.014244 | 787.5147 | 0.0033621 | 785.1594 | 0.090681 | 586.4178 | 0 | 932.7415 | 0.026809 |  |  | 893.875 | 0.0021959 | 1172.6902 | 0.24395 | 1280.111 | 0.17186 | 0 | 0 | 1095.6881 | 0 | 1095.6815 | 0.0029789
| 785.325 | 4.8869 | 586.6465 | -0.015264 | 586.6465 | 0.0064058 | 587.1041 | -0.0080567 | 784.6263 | 0 | 586.6465 | -0.025127 | 787.6814 | 0.0049646 | 785.325 | 0.093831 | 586.6465 | 0 | 932.8281 | 0.027354 |  |  | 894.12 | 0.0014756 | 1172.7576 | 0.24444 | 1280.3118 | 0.1728 | 0 | 0 | 1095.7469 | 0 | 1095.7404 | 0.0029868
| 785.4905 | 4.8188 | 586.8752 | 0.014832 | 586.8752 | 0.0064434 | 587.3325 | 0.0023217 | 784.792 | 0 | 586.8752 | 0.028822 | 787.848 | 0.003407 | 785.4905 | 0.091271 | 586.8752 | 0 | 932.9146 | 0.027484 |  |  | 894.364 | 0.0021462 | 1172.8248 | 0.24493 | 1280.5126 | 0.17378 | 0 | 0 | 1095.8058 | 0 | 1095.7991 | 0.0029741
| 785.6561 | 4.7495 | 587.1039 | -0.013097 | 587.1039 | 0.0050594 | 587.5609 | -0.00036049 | 784.9576 | 0 | 587.1039 | -0.019138 | 788.0147 | 0.0050459 | 785.6561 | 0.095431 | 587.1039 | 0 | 933.0012 | 0.027153 |  |  | 894.609 | 0.0022489 | 1172.8922 | 0.24542 | 1280.7134 | 0.17481 | 0 | 0 | 1095.8646 | 0 | 1095.8579 | 0.0029383
| 785.8216 | 4.7399 | 587.3327 | 0.0066909 | 587.3327 | 0.015116 | 587.7892 | 0.0030663 | 785.1232 | 0 | 587.3327 | 0.010507 | 788.1814 | 0.0037636 | 785.8216 | 0.092399 | 587.3327 | 0 | 933.0878 | 0.027452 |  |  | 894.854 | 0.0021098 | 1172.9596 | 0.2459 | 1280.9143 | 0.17589 | 0 | 0 | 1095.9235 | 0 | 1095.9168 | 0.0028819
| 785.9872 | 4.7061 | 587.5614 | -0.00092603 | 587.5614 | 0.0021525 | 588.0176 | -0.0017515 | 785.2889 | 0 | 587.5614 | -0.014966 | 788.3481 | 0.0055668 | 785.9872 | 0.093531 | 587.5614 | 0 | 933.1745 | 0.027614 |  |  | 895.1 | 0.0026409 | 1173.027 | 0.24639 | 1281.1152 | 0.17697 | 0 | 0 | 1095.9823 | 0 | 1095.9756 | 0.0028097
| 786.1527 | 4.607 | 587.7902 | 0.00093346 | 587.7902 | -0.003864 | 588.246 | -0.0034391 | 785.4545 | 0 | 587.7902 | 0.015302 | 788.5147 | 0.0042494 | 786.1527 | 0.092046 | 587.7902 | 0 | 933.2612 | 0.027435 |  |  | 895.345 | 0.0028922 | 1173.0944 | 0.24688 | 1281.3163 | 0.17798 | 0 | 0 | 1096.0411 | 0 | 1096.0344 | 0.002727
| 786.3183 | 4.5916 | 588.0189 | -0.017534 | 588.0189 | -0.0087716 | 588.4744 | -0.000727 | 785.6202 | 0 | 588.0189 | -0.014792 | 788.6814 | 0.0058761 | 786.3183 | 0.097579 | 588.0189 | 0 | 933.3478 | 0.027421 |  |  | 895.591 | 0.0019281 | 1173.1619 | 0.24736 | 1281.5175 | 0.17887 | 0 | 0 | 1096.1 | 0 | 1096.0934 | 0.002642
| 786.4839 | 4.5735 | 588.2477 | 0.0058993 | 588.2477 | 0.011228 | 588.7028 | 0.0052368 | 785.7858 | 0 | 588.2477 | 0.0077284 | 788.8481 | 0.0044918 | 786.4839 | 0.099014 | 588.2477 | 0 | 933.4346 | 0.027461 |  |  | 895.836 | 0.0023486 | 1173.2293 | 0.24785 | 1281.7186 | 0.17958 | 0 | 0 | 1096.1588 | 0 | 1096.1522 | 0.002561
| 786.6495 | 4.541 | 588.4765 | -0.0064535 | 588.4765 | -7.2876e-05 | 588.9313 | -0.006023 | 785.9515 | 0 | 588.4765 | -0.0056926 | 789.0148 | 0.006237 | 786.6495 | 0.10301 | 588.4765 | 0 | 933.5212 | 0.028201 |  |  | 896.082 | 0.0016589 | 1173.2966 | 0.24833 | 1281.9198 | 0.18008 | 0 | 0 | 1096.2177 | 0 | 1096.2111 | 0.0024919
| 786.815 | 4.5335 | 588.7053 | 0.013167 | 588.7053 | -0.0018816 | 589.1597 | -0.002772 | 786.1172 | 0 | 588.7053 | 0.0080479 | 789.1815 | 0.0048604 | 786.815 | 0.10219 | 588.7053 | 0 | 933.608 | 0.029229 |  |  | 896.328 | 0.0024346 | 1173.3641 | 0.24881 | 1282.1211 | 0.18039 | 0 | 0 | 1096.2765 | 0 | 1096.2699 | 0.0024395
| 786.9806 | 4.4466 | 588.9341 | -0.015548 | 588.9341 | -0.0043369 | 589.3882 | -0.0027306 | 786.2828 | 0 | 588.9341 | -0.017734 | 789.3483 | 0.0066604 | 786.9806 | 0.10649 | 588.9341 | 0 | 933.6947 | 0.029294 |  |  | 896.574 | 0.0028206 | 1173.4315 | 0.24929 | 1282.3225 | 0.18058 | 0 | 0 | 1096.3355 | 0 | 1096.3289 | 0.0024093
| 787.1462 | 4.4171 | 589.1629 | 0.0060332 | 589.1629 | 0.017213 | 589.6166 | -0.0011555 | 786.4485 | 0 | 589.1629 | 0.012997 | 789.515 | 0.0054659 | 787.1462 | 0.10621 | 589.1629 | 0 | 933.7815 | 0.029027 |  |  | 896.82 | 0.002205 | 1173.4989 | 0.24977 | 1282.5239 | 0.18072 | 0 | 0 | 1096.3943 | 0 | 1096.3877 | 0.0024029
| 787.3118 | 4.3836 | 589.3917 | -0.01184 | 589.3917 | 0.0036161 | 589.8452 | -0.0043122 | 786.6142 | 0 | 589.3917 | -0.02102 | 789.6817 | 0.0072286 | 787.3118 | 0.1092 | 589.3918 | 0 | 933.8683 | 0.029122 |  |  | 897.067 | 0.0027026 | 1173.5664 | 0.25025 | 1282.7253 | 0.18089 | 0 | 0 | 1096.4533 | 0 | 1096.4465 | 0.0024204
| 787.4774 | 4.3351 | 589.6206 | 0.0093922 | 589.6206 | 0.0089841 | 590.0737 | 0.0014677 | 786.7798 | 0 | 589.6206 | 0.022255 | 789.8484 | 0.0058805 | 787.4774 | 0.10875 | 589.6206 | 0 | 933.9551 | 0.029099 |  |  | 897.313 | 0.0020652 | 1173.6339 | 0.25073 | 1282.9269 | 0.18113 | 0 | 0 | 1096.5121 | 0 | 1096.5055 | 0.0024601
| 787.643 | 4.293 | 589.8494 | -0.017652 | 589.8494 | 0.0043549 | 590.3021 | 0.00074303 | 786.9455 | 0 | 589.8494 | -0.0083715 | 790.0152 | 0.0076126 | 787.643 | 0.11302 | 589.8495 | 0.0018107 | 934.0419 | 0.029425 |  |  | 897.56 | 0.0017234 | 1173.7013 | 0.25121 | 1283.1285 | 0.18148 | 0 | 0 | 1096.571 | 0 | 1096.5643 | 0.0025173
| 787.8086 | 4.2955 | 590.0783 | 0.0051943 | 590.0783 | 0.0068314 | 590.5306 | 0.0063238 | 787.1112 | 0 | 590.0783 | 0.0093181 | 790.1819 | 0.006248 | 787.8086 | 0.11273 | 590.0783 | 0 | 934.1287 | 0.029968 |  |  | 897.806 | 0.0015518 | 1173.7688 | 0.25168 | 1283.3302 | 0.18194 | 0 | 0 | 1096.6299 | 0 | 1096.6233 | 0.0025841
| 787.9742 | 4.2169 | 590.3072 | -0.0066012 | 590.3072 | 0.0021343 | 590.7592 | -7.6936e-06 | 787.2769 | 0 | 590.3072 | -0.012198 | 790.3486 | 0.0081621 | 787.9742 | 0.11582 | 590.3072 | 0 | 934.2155 | 0.029711 |  |  | 898.053 | 0.0028453 | 1173.8363 | 0.25215 | 1283.532 | 0.18251 | 0 | 0 | 1096.6888 | 0 | 1096.6823 | 0.002654
| 788.1398 | 4.1769 | 590.5361 | 0.0076156 | 590.5361 | -0.0018418 | 590.9877 | 0.0017148 | 787.4426 | 0 | 590.5361 | 0.0027973 | 790.5154 | 0.0071025 | 788.1398 | 0.116 | 590.5361 | 0 | 934.3024 | 0.029132 |  |  | 898.3 | 0.0029515 | 1173.9038 | 0.25262 | 1283.7338 | 0.18316 | 0 | 0 | 1096.7478 | 0 | 1096.7411 | 0.0027191
| 788.3055 | 4.1742 | 590.765 | -0.01436 | 590.765 | -0.0042229 | 591.2163 | -0.00086957 | 787.6083 | 0 | 590.765 | -0.0057697 | 790.6821 | 0.008795 | 788.3055 | 0.12008 | 590.765 | 0 | 934.3893 | 0.029349 |  |  | 898.547 | 0.0033362 | 1173.9713 | 0.2531 | 1283.9357 | 0.1839 | 0 | 0 | 1096.8066 | 0 | 1096.8001 | 0.0027723
| 788.4711 | 4.1122 | 590.9939 | 0.016157 | 590.9939 | 0.0072096 | 591.4449 | 0.0026961 | 787.774 | 0 | 590.9939 | 0.027447 | 790.8489 | 0.0077606 | 788.4711 | 0.12043 | 590.9939 | 0 | 934.4761 | 0.029672 |  |  | 898.795 | 0.0017441 | 1174.0388 | 0.25357 | 1284.1376 | 0.18471 | 0 | 0 | 1096.8656 | 0 | 1096.859 | 0.002812
| 788.6367 | 4.0705 | 591.2228 | -0.020687 | 591.2228 | -0.0042535 | 591.6735 | -0.0042711 | 787.9397 | 0 | 591.2228 | -0.016342 | 791.0157 | 0.0097175 | 788.6367 | 0.12263 | 591.2228 | 0 | 934.563 | 0.029306 |  |  | 899.042 | 0.0020963 | 1174.1063 | 0.25403 | 1284.3396 | 0.18561 | 0 | 0 | 1096.9246 | 0 | 1096.918 | 0.0028391
| 788.8023 | 4.0319 | 591.4518 | -0.0017758 | 591.4518 | 0.0079523 | 591.902 | 0.0025356 | 788.1054 | 0 | 591.4518 | 0.020929 | 791.1824 | 0.0083749 | 788.8023 | 0.12268 | 591.4518 | 0 | 934.65 | 0.029051 |  |  | 899.29 | 0.0022731 | 1174.1738 | 0.2545 | 1284.5416 | 0.18658 | 0 | 0 | 1096.9835 | 0 | 1096.9769 | 0.0028549
| 788.968 | 3.9473 | 591.6807 | -0.016033 | 591.6807 | -0.015612 | 592.1306 | -0.0073002 | 788.2712 | 0 | 591.6807 | -0.027694 | 791.3492 | 0.01008 | 788.968 | 0.12618 | 591.6807 | 0 | 934.7369 | 0.029119 |  |  | 899.537 | 0.0020688 | 1174.2413 | 0.25496 | 1284.7437 | 0.18763 | 0 | 0 | 1097.0425 | 0 | 1097.0359 | 0.0028661
| 789.1336 | 3.9393 | 591.9097 | 0.0025061 | 591.9097 | 0.0048272 | 592.3593 | 0.003382 | 788.4369 | 0 | 591.9097 | 0.0017292 | 791.516 | 0.0091011 | 789.1336 | 0.12651 | 591.9097 | 0 | 934.8239 | 0.029527 |  |  | 899.785 | 0.0025505 | 1174.3088 | 0.25543 | 1284.9459 | 0.18874 | 0 | 0 | 1097.1014 | 0 | 1097.0948 | 0.0028788
| 789.2993 | 3.8823 | 592.1386 | -0.012254 | 592.1386 | -0.0073791 | 592.5878 | -0.005784 | 788.6026 | 0 | 592.1386 | -0.0186 | 791.6828 | 0.010903 | 789.2993 | 0.1295 | 592.1386 | 0 | 934.9108 | 0.030573 |  |  | 900.033 | 0.0025257 | 1174.3765 | 0.25589 | 1285.1482 | 0.18992 | 0 | 0 | 1097.1604 | 0 | 1097.1538 | 0.0028978
| 789.4649 | 3.8217 | 592.3676 | 0.0041457 | 592.3676 | 0.0046312 | 592.8165 | 0.0063617 | 788.7683 | 0 | 592.3676 | -0.001959 | 791.8496 | 0.0097098 | 789.4649 | 0.12788 | 592.3676 | 0 | 934.9979 | 0.031205 |  |  | 900.281 | 0.0016579 | 1174.444 | 0.25634 | 1285.3505 | 0.19115 | 0 | 0 | 1097.2194 | 0 | 1097.2128 | 0.0029264
| 789.6306 | 3.7836 | 592.5966 | -0.011653 | 592.5966 | 0.00061227 | 593.0451 | -0.0024399 | 788.9341 | 0 | 592.5966 | -0.017911 | 792.0164 | 0.0116 | 789.6306 | 0.13128 | 592.5966 | 0.0090425 | 935.0848 | 0.030818 |  |  | 900.529 | 0.0027507 | 1174.5115 | 0.2568 | 1285.5529 | 0.19242 | 0 | 0 | 1097.2783 | 0 | 1097.2717 | 0.0029654
| 789.7962 | 3.7686 | 592.8256 | 0.0016487 | 592.8256 | 0.0048974 | 593.2738 | 0.0062506 | 789.0998 | 0 | 592.8256 | 0.031347 | 792.1832 | 0.010537 | 789.7962 | 0.13183 | 592.8256 | 0.0090425 | 935.1719 | 0.030337 |  |  | 900.778 | 0.0027473 | 1174.5791 | 0.25725 | 1285.7552 | 0.1937 | 0 | 0 | 1097.3374 | 0 | 1097.3307 | 0.0030106
| 789.9619 | 3.685 | 593.0547 | -0.0092973 | 593.0547 | -0.011206 | 593.5024 | -0.0052943 | 789.2656 | 0 | 593.0547 | -0.018879 | 792.35 | 0.012353 | 789.9619 | 0.13518 | 593.0547 | 0 | 935.2589 | 0.030846 |  |  | 901.026 | 0.001271 | 1174.6466 | 0.25771 | 1285.9578 | 0.19497 | 0 | 0 | 1097.3964 | 0 | 1097.3898 | 0.0030591
| 790.1275 | 3.6553 | 593.2837 | 0.012717 | 593.2837 | 0.00051824 | 593.7311 | 0.0011453 | 789.4313 | 0 | 593.2837 | 0.015831 | 792.5168 | 0.011406 | 790.1275 | 0.13556 | 593.2837 | 0 | 935.3459 | 0.031878 |  |  | 901.275 | 0.0017993 | 1174.7142 | 0.25816 | 1286.1603 | 0.19619 | 0 | 0 | 1097.4553 | 0 | 1097.4487 | 0.0031044
| 790.2932 | 3.5908 | 593.5127 | -0.012328 | 593.5127 | 0.002528 | 593.9598 | 0.0023618 | 789.5971 | 0 | 593.5127 | -0.017315 | 792.6836 | 0.013359 | 790.2932 | 0.13851 | 593.5127 | -0.0072427 | 935.433 | 0.032242 |  |  | 901.524 | 0.002366 | 1174.7819 | 0.25861 | 1286.3629 | 0.19732 | 0 | 0 | 1097.5144 | 0 | 1097.5077 | 0.0031417
| 790.4589 | 3.5307 | 593.7418 | 0.017448 | 593.7418 | 0.0095436 | 594.1885 | 0.0059069 | 789.7628 | 0 | 593.7418 | 0.0079787 | 792.8505 | 0.01258 | 790.4589 | 0.13997 | 593.7418 | 0 | 935.5201 | 0.031863 |  |  | 901.773 | 0.0030071 | 1174.8495 | 0.25905 | 1286.5657 | 0.19833 | 0 | 0 | 1097.5734 | 0 | 1097.5668 | 0.0031679
| 790.6245 | 3.5166 | 593.9708 | -0.01012 | 593.9708 | -0.0012096 | 594.4172 | -0.0035082 | 789.9286 | 0 | 593.9708 | -0.0062892 | 793.0173 | 0.014547 | 790.6245 | 0.14266 | 593.9708 | 0.0090425 | 935.6071 | 0.031313 |  |  | 902.022 | 0.0015133 | 1174.917 | 0.2595 | 1286.7684 | 0.19922 | 0 | 0 | 1097.6323 | 0 | 1097.6257 | 0.0031822
| 790.7902 | 3.4374 | 594.1999 | 0.0088765 | 594.1999 | 0.011015 | 594.6459 | 0.0053149 | 790.0944 | 0 | 594.1999 | 0.01214 | 793.1841 | 0.0138 | 790.7902 | 0.14228 | 594.1999 | 0 | 935.6942 | 0.031812 |  |  | 902.271 | 0.0018634 | 1174.9846 | 0.25994 | 1286.9712 | 0.20001 | 0 | 0 | 1097.6914 | 0 | 1097.6848 | 0.003187
| 790.9559 | 3.3851 | 594.429 | -0.0074536 | 594.429 | -0.013831 | 594.8747 | -0.0016533 | 790.2601 | 0 | 594.429 | -0.01837 | 793.351 | 0.015738 | 790.9559 | 0.14426 | 594.429 | 0.0036213 | 935.7814 | 0.03239 |  |  | 902.52 | 0.0035605 | 1175.0522 | 0.26038 | 1287.1741 | 0.20074 | 0 | 0 | 1097.7505 | 0 | 1097.7438 | 0.0031846
| 791.1216 | 3.3544 | 594.6581 | 0.01201 | 594.6581 | 0.0066176 | 595.1035 | 0.0092782 | 790.4259 | 0 | 594.6581 | 0.012739 | 793.5178 | 0.014939 | 791.1216 | 0.14485 | 594.6581 | 0 | 935.8685 | 0.031872 |  |  | 902.77 | 0.0031109 | 1175.1199 | 0.26082 | 1287.3771 | 0.20145 | 0 | 0 | 1097.8094 | 0 | 1097.8029 | 0.0031782
| 791.2873 | 3.2851 | 594.8872 | -0.011792 | 594.8872 | 0.0039527 | 595.3322 | -0.0058105 | 790.5917 | 0 | 594.8872 | -0.012917 | 793.6847 | 0.016845 | 791.2873 | 0.1473 | 594.8872 | 0 | 935.9557 | 0.031622 |  |  | 903.019 | 0.0027782 | 1175.1875 | 0.26125 | 1287.5801 | 0.20219 | 0 | 0 | 1097.8685 | 0 | 1097.8619 | 0.0031695
| 791.453 | 3.2574 | 595.1163 | 0.0020907 | 595.1163 | 0.012712 | 595.561 | 0.010759 | 790.7575 | 0 | 595.1163 | 0.012304 | 793.8516 | 0.016239 | 791.453 | 0.14712 | 595.1163 | 0 | 936.0428 | 0.031521 |  |  | 903.269 | 0.002217 | 1175.2551 | 0.26168 | 1287.7831 | 0.20299 | 0 | 0 | 1097.9276 | 0 | 1097.9209 | 0.0031576
| 791.6187 | 3.2008 | 595.3455 | -0.012091 | 595.3455 | -0.0059017 | 595.7897 | -0.0035991 | 790.9233 | 0 | 595.3455 | -0.012434 | 794.0184 | 0.018188 | 791.6187 | 0.14832 | 595.3455 | 0 | 936.1301 | 0.031798 |  |  | 903.519 | 0.0024498 | 1175.3229 | 0.26211 | 1287.9863 | 0.20384 | 0 | 0 | 1097.9866 | 0 | 1097.98 | 0.0031401
| 791.7844 | 3.135 | 595.5746 | 0.0089477 | 595.5746 | 0.00081882 | 596.0186 | 0.0033282 | 791.0891 | 0.046136 | 595.5746 | 0.013667 | 794.1853 | 0.017578 | 791.7844 | 0.14907 | 595.5746 | 0.0018107 | 936.2173 | 0.032265 |  |  | 903.769 | 0.0024353 | 1175.3905 | 0.26254 | 1288.1895 | 0.20472 | 0 | 0 | 1098.0457 | 0 | 1098.0391 | 0.0031171
| 791.9501 | 3.1256 | 595.8038 | -0.016439 | 595.8038 | -0.0045234 | 596.2474 | -0.0018647 | 791.2549 | 0 | 595.8038 | -0.019474 | 794.3522 | 0.019883 | 791.9501 | 0.15098 | 595.8038 | 0.0054302 | 936.3045 | 0.031963 |  |  | 904.019 | 0.0020486 | 1175.4581 | 0.26297 | 1288.3927 | 0.20558 | 0 | 0 | 1098.1047 | 0 | 1098.0981 | 0.0030861
| 792.1158 | 3.0681 | 596.0329 | 0.012631 | 596.0329 | 0.0060121 | 596.4762 | -0.0013303 | 791.4207 | 0.12135 | 596.0329 | 0.0054922 | 794.5191 | 0.019242 | 792.1158 | 0.15212 | 596.0329 | 0 | 936.3917 | 0.032217 |  |  | 904.269 | 0.0026564 | 1175.5259 | 0.26339 | 1288.5961 | 0.20639 | 0 | 0 | 1098.1638 | 0 | 1098.1572 | 0.003048
| 792.2815 | 3.0287 | 596.2621 | -0.0048833 | 596.2621 | -0.0041054 | 596.705 | -0.0060082 | 791.5865 | 0.014885 | 596.2621 | -0.018296 | 794.6859 | 0.021284 | 792.2815 | 0.15339 | 596.2621 | 0 | 936.479 | 0.033026 |  |  | 904.52 | 0.0030728 | 1175.5935 | 0.26381 | 1288.7994 | 0.20715 | 0 | 0 | 1098.2229 | 0 | 1098.2163 | 0.0030059
| 792.4472 | 2.957 | 596.4913 | 0.0033318 | 596.4913 | 0.0074402 | 596.9338 | -0.0017013 | 791.7523 | 0.16888 | 596.4913 | 0.0094461 | 794.8528 | 0.020766 | 792.4472 | 0.15544 | 596.4913 | 0 | 936.5663 | 0.03317 |  |  | 904.77 | 0.0018921 | 1175.6613 | 0.26423 | 1289.0029 | 0.20787 | 0 | 0 | 1098.282 | 0 | 1098.2754 | 0.002963
| 792.613 | 2.8901 | 596.7205 | -0.0090863 | 596.7205 | -0.0072112 | 597.1627 | -0.0028851 | 791.9181 | 0.13031 | 596.7205 | -0.012318 | 795.0197 | 0.022702 | 792.613 | 0.15596 | 596.7205 | 0 | 936.6536 | 0.032525 |  |  | 905.021 | 0.0023117 | 1175.7289 | 0.26465 | 1289.2064 | 0.20859 | 0 | 0 | 1098.3411 | 0 | 1098.3345 | 0.0029248
| 792.7787 | 2.8462 | 596.9497 | 0.0137 | 596.9497 | -0.0012206 | 597.3915 | 0.0042362 | 792.0839 | 0.25297 | 596.9497 | 0.0028523 | 795.1866 | 0.022093 | 792.7787 | 0.15747 | 596.9497 | 0 | 936.7409 | 0.032306 |  |  | 905.272 | 0.0027811 | 1175.7966 | 0.26506 | 1289.41 | 0.20937 | 0 | 0 | 1098.4001 | 0 | 1098.3936 | 0.0028955
| 792.9444 | 2.7782 | 597.179 | -0.011863 | 597.179 | -0.011631 | 597.6204 | -0.002467 | 792.2497 | 0.13501 | 597.179 | -0.020537 | 795.3535 | 0.024313 | 792.9444 | 0.15724 | 597.179 | 0 | 936.8282 | 0.033235 |  |  | 905.523 | 0.001763 | 1175.8644 | 0.26548 | 1289.6138 | 0.21024 | 0 | 0 | 1098.4594 | 0 | 1098.4526 | 0.002878
| 793.1102 | 2.7175 | 597.4082 | 0.010334 | 597.4082 | 0.004334 | 597.8493 | 0.0065587 | 792.4155 | 0.1835 | 597.4082 | 0.022261 | 795.5205 | 0.024139 | 793.1102 | 0.15925 | 597.4082 | 0 | 936.9156 | 0.033572 |  |  | 905.774 | 0.0018643 | 1175.932 | 0.26589 | 1289.8174 | 0.21123 | 0 | 0 | 1098.5184 | 0 | 1098.5118 | 0.0028732
| 793.2759 | 2.6836 | 597.6374 | -0.013032 | 597.6374 | -0.0027393 | 598.0782 | -0.0071155 | 792.5814 | 0.20395 | 597.6374 | -0.020246 | 795.6874 | 0.026315 | 793.2759 | 0.15837 | 597.6374 | 0 | 937.0029 | 0.033418 |  |  | 906.025 | 0.0022721 | 1175.9998 | 0.2663 | 1290.0212 | 0.2123 | 0 | 0 | 1098.5775 | 0 | 1098.5709 | 0.0028812
| 793.4416 | 2.6486 | 597.8667 | 0.011691 | 597.8667 | 0.0034548 | 598.3071 | 0.0029723 | 792.7472 | 0.2749 | 597.8667 | 0.0083274 | 795.8543 | 0.026172 | 793.4416 | 0.16005 | 597.8667 | 0 | 937.0903 | 0.033842 |  |  | 906.277 | 0.0020226 | 1176.0675 | 0.2667 | 1290.2251 | 0.2134 | 0 | 0 | 1098.6367 | 0 | 1098.63 | 0.0029002
| 793.6074 | 2.5689 | 598.096 | -0.0089732 | 598.096 | -0.0089108 | 598.536 | 0.00012948 | 792.9131 | 0.23894 | 598.096 | -0.012037 | 796.0212 | 0.028334 | 793.6074 | 0.15939 | 598.096 | 0 | 937.1777 | 0.033561 |  |  | 906.528 | 0.0020096 | 1176.1353 | 0.26711 | 1290.429 | 0.21447 | 0 | 0 | 1098.6958 | 0 | 1098.6892 | 0.0029296
| 793.7731 | 2.5619 | 598.3253 | 0.0039215 | 598.3253 | 0.011596 | 598.765 | 0.0027508 | 793.0789 | 0.2796 | 598.3253 | 0.019722 | 796.1882 | 0.028255 | 793.7731 | 0.16233 | 598.3253 | 0 | 937.2651 | 0.033083 |  |  | 906.78 | 0.0028519 | 1176.203 | 0.26751 | 1290.6329 | 0.21544 | 0 | 0 | 1098.7549 | 0 | 1098.7483 | 0.0029661
| 793.9389 | 2.5246 | 598.5546 | -0.0081774 | 598.5546 | 0.00038593 | 598.9939 | -0.0061164 | 793.2447 | 0.33347 | 598.5546 | -0.011377 | 796.3551 | 0.030307 | 793.9389 | 0.16095 | 598.5545 | 0 | 937.3525 | 0.033471 |  |  | 907.032 | 0.0029898 | 1176.2707 | 0.26791 | 1290.837 | 0.21626 | 0 | 0 | 1098.8141 | 0 | 1098.8075 | 0.0030083
| 794.1047 | 2.4696 | 598.7839 | 0.0014164 | 598.7839 | 0.0044828 | 599.2228 | 0.0060315 | 793.4106 | 0.32452 | 598.7839 | 0.0091635 | 796.5221 | 0.030326 | 794.1047 | 0.16361 | 598.7839 | 0.0090425 | 937.44 | 0.033933 |  |  | 907.284 | 0.0021698 | 1176.3385 | 0.26831 | 1291.0411 | 0.21691 | 0 | 0 | 1098.8733 | 0 | 1098.8666 | 0.0030511
| 794.2704 | 2.4209 | 599.0132 | -0.012831 | 599.0132 | -0.013075 | 599.4518 | -0.0078108 | 793.5765 | 0.346 | 599.0132 | -0.015192 | 796.689 | 0.032506 | 794.2704 | 0.16136 | 599.0132 | 0 | 937.5275 | 0.033774 |  |  | 907.536 | 0.0021182 | 1176.4064 | 0.2687 | 1291.2452 | 0.21739 | 0 | 0 | 1098.9324 | 0 | 1098.9258 | 0.003094
| 794.4362 | 2.355 | 599.2425 | 0.005643 | 599.2425 | 0.0013522 | 599.6808 | 0.004226 | 793.7423 | 0.41018 | 599.2425 | 0.023625 | 796.856 | 0.032662 | 794.4362 | 0.16425 | 599.2425 | 0 | 937.6149 | 0.033582 |  |  | 907.788 | 0.0042973 | 1176.4741 | 0.2691 | 1291.4495 | 0.21776 | 0 | 0 | 1098.9916 | 0 | 1098.985 | 0.0031322
| 794.602 | 2.3041 | 599.4718 | -0.016527 | 599.4718 | -0.0065263 | 599.9098 | 5.414e-06 | 793.9082 | 0.31258 | 599.4718 | -0.009438 | 797.0229 | 0.034712 | 794.602 | 0.16148 | 599.4719 | 0 | 937.7024 | 0.034313 |  |  | 908.041 | 0.0018221 | 1176.5419 | 0.26949 | 1291.6538 | 0.21807 | 0 | 0 | 1099.0508 | 0 | 1099.0441 | 0.0031632
| 794.7677 | 2.2457 | 599.7012 | 0.0098471 | 599.7012 | -0.0024621 | 600.1388 | -0.0012093 | 794.0741 | 0.47024 | 599.7012 | 0.016968 | 797.1899 | 0.034735 | 794.7677 | 0.16438 | 599.7012 | 0 | 937.7899 | 0.035296 |  |  | 908.293 | 0.0017805 | 1176.6097 | 0.26988 | 1291.8582 | 0.2184 | 0 | 0 | 1099.1099 | 0 | 1099.1033 | 0.0031846
| 794.9335 | 2.261 | 599.9306 | -0.0075631 | 599.9306 | -0.011422 | 600.3678 | -0.00079693 | 794.2399 | 0.43636 | 599.9306 | -0.011 | 797.3569 | 0.036722 | 794.9335 | 0.16108 | 599.9306 | 0.0090425 | 937.8774 | 0.035344 |  |  | 908.546 | 0.0022224 | 1176.6775 | 0.27027 | 1292.0626 | 0.21881 | 0 | 0 | 1099.1691 | 0 | 1099.1625 | 0.0031941
| 795.0993 | 2.2069 | 600.1599 | 0.0095698 | 600.1599 | 0.0071814 | 600.5968 | 0.0031103 | 794.4058 | 0.53187 | 600.1599 | 0.002482 | 797.5239 | 0.036852 | 795.0993 | 0.1648 | 600.1599 | 0.012659 | 937.965 | 0.034543 |  |  | 908.799 | 0.0029026 | 1176.7454 | 0.27066 | 1292.2671 | 0.21934 | 0 | 0 | 1099.2283 | 0 | 1099.2217 | 0.0031902
| 795.2651 | 2.1649 | 600.3893 | -0.0088121 | 600.3893 | -0.014428 | 600.8259 | -0.0023498 | 794.5717 | 0.4562 | 600.3893 | -0.012672 | 797.6908 | 0.039089 | 795.2651 | 0.16155 | 600.3893 | 0 | 938.0526 | 0.034926 |  |  | 909.052 | 0.0027153 | 1176.8131 | 0.27104 | 1292.4717 | 0.22001 | 0 | 0 | 1099.2875 | 0 | 1099.2809 | 0.0031735
| 795.4309 | 2.1134 | 600.6187 | 0.0063665 | 600.6187 | 0.010025 | 601.0549 | 0.0042435 | 794.7376 | 0.5653 | 600.6187 | 0.018418 | 797.8578 | 0.039377 | 795.4309 | 0.1659 | 600.6187 | 0 | 938.1401 | 0.036295 |  |  | 909.305 | 0.0020417 | 1176.881 | 0.27143 | 1292.6763 | 0.22079 | 0 | 0 | 1099.3467 | 0 | 1099.3401 | 0.0031449
| 795.5967 | 2.07 | 600.8481 | -0.0099738 | 600.8481 | -0.0043603 | 601.2839 | -0.0022388 | 794.9035 | 0.59199 | 600.8481 | -0.0029319 | 798.0248 | 0.041969 | 795.5967 | 0.16113 | 600.8481 | 0 | 938.2276 | 0.03674 |  |  | 909.558 | 0.0012903 | 1176.9488 | 0.27181 | 1292.881 | 0.22164 | 0 | 0 | 1099.4059 | 0 | 1099.3993 | 0.0031068
| 795.7625 | 2.0364 | 601.0775 | 0.0068345 | 601.0775 | 0.00038511 | 601.513 | -0.00077953 | 795.0694 | 0.59611 | 601.0775 | 0.016414 | 798.1918 | 0.042433 | 795.7625 | 0.16549 | 601.0775 | 0.0054302 | 938.3152 | 0.036273 |  |  | 909.811 | 0.002851 | 1177.0167 | 0.27219 | 1293.0857 | 0.22253 | 0 | 0 | 1099.4651 | 0 | 1099.4585 | 0.0030623
| 795.9283 | 2.0041 | 601.307 | -0.0082381 | 601.307 | -0.0049855 | 601.7421 | -0.0025666 | 795.2353 | 0.64631 | 601.307 | -0.019578 | 798.3588 | 0.045113 | 795.9283 | 0.16084 | 601.307 | 0 | 938.4028 | 0.036132 |  |  | 910.065 | 0.0021874 | 1177.0846 | 0.27257 | 1293.2905 | 0.22343 | 0 | 0 | 1099.5243 | 0 | 1099.5177 | 0.0030162
| 796.0941 | 1.948 | 601.5364 | 0.00683 | 601.5364 | 0.003511 | 601.9712 | 0.0062216 | 795.4012 | 0.58306 | 601.5364 | 0.0024244 | 798.5259 | 0.045479 | 796.0941 | 0.1658 | 601.5364 | 0 | 938.4905 | 0.036194 |  |  | 910.318 | 0.0030842 | 1177.1523 | 0.27295 | 1293.4954 | 0.22433 | 0 | 0 | 1099.5836 | 0 | 1099.5769 | 0.0029725
| 796.2599 | 1.9072 | 601.7659 | -0.0064289 | 601.7659 | -0.0060743 | 602.2003 | -0.0051858 | 795.5671 | 0.68182 | 601.7659 | -0.015186 | 798.6929 | 0.047957 | 796.2599 | 0.16052 | 601.7659 | 0 | 938.5781 | 0.036018 |  |  | 910.572 | 0.0012056 | 1177.2202 | 0.27333 | 1293.7003 | 0.22527 | 0 | 0 | 1099.6428 | 0 | 1099.6361 | 0.0029352
| 796.4257 | 1.8754 | 601.9953 | 0.0058778 | 601.9953 | -0.0024374 | 602.4294 | 0.006243 | 795.733 | 0.67811 | 601.9953 | 0.015568 | 798.8599 | 0.048622 | 796.4257 | 0.16541 | 601.9953 | 0 | 938.6658 | 0.036396 |  |  | 910.826 | 0.0027457 | 1177.2882 | 0.2737 | 1293.9054 | 0.22627 | 0 | 0 | 1099.702 | 0 | 1099.6954 | 0.0029066
| 796.5915 | 1.8219 | 602.2248 | -0.0098695 | 602.2248 | -0.0044846 | 602.6585 | -9.163e-05 | 795.8989 | 0.66616 | 602.2248 | -0.0073972 | 799.0269 | 0.051163 | 796.5915 | 0.16016 | 602.2248 | 0 | 938.7535 | 0.03645 |  |  | 911.08 | 0.0018624 | 1177.3561 | 0.27407 | 1294.1105 | 0.22735 | 0 | 0 | 1099.7612 | 0 | 1099.7546 | 0.0028851
| 796.7574 | 1.794 | 602.4543 | 0.0014123 | 602.4543 | -0.0022346 | 602.8876 | 0.0021956 | 796.0648 | 0.60395 | 602.4543 | 0.014645 | 799.194 | 0.051647 | 796.7574 | 0.16537 | 602.4543 | 0 | 938.8412 | 0.036377 |  |  | 911.334 | 0.0028817 | 1177.424 | 0.27445 | 1294.3156 | 0.2285 | 0 | 0 | 1099.8206 | 0 | 1099.814 | 0.0028692
| 796.9232 | 1.752 | 602.6838 | -0.014288 | 602.6838 | 0.00094081 | 603.1168 | -0.0038081 | 796.2308 | 0.71003 | 602.6838 | -0.013205 | 799.361 | 0.054006 | 796.9232 | 0.15941 | 602.6838 | 0 | 938.9289 | 0.036778 |  |  | 911.589 | 0.0015927 | 1177.4918 | 0.27482 | 1294.5208 | 0.22969 | 0 | 0 | 1099.8798 | 0 | 1099.8732 | 0.0028557
| 797.089 | 1.7479 | 602.9133 | 0.00044634 | 602.9133 | 0.0001111 | 603.3459 | 0.006341 | 796.3967 | 0.72982 | 602.9133 | 0.0055718 | 799.528 | 0.054858 | 797.089 | 0.1646 | 602.9133 | 0 | 939.0167 | 0.037128 |  |  | 911.843 | 0.0026414 | 1177.5597 | 0.2752 | 1294.7261 | 0.23086 | 0 | 0 | 1099.9391 | 0 | 1099.9325 | 0.0028406
| 797.2549 | 1.7053 | 603.1428 | 0.00012495 | 603.1428 | -0.0028611 | 603.5751 | 0.00034779 | 796.5626 | 0.59408 | 603.1428 | -0.021242 | 799.6951 | 0.056847 | 797.2549 | 0.15789 | 603.1428 | 0 | 939.1044 | 0.03721 |  |  | 912.098 | 0.0015213 | 1177.6277 | 0.27556 | 1294.9314 | 0.23198 | 0 | 0 | 1099.9983 | 0 | 1099.9917 | 0.0028208
| 797.4207 | 1.6323 | 603.3724 | 0.006978 | 603.3724 | -0.0017066 | 603.8043 | 0.0051563 | 796.7286 | 0.78623 | 603.3724 | 0.0025566 | 799.8621 | 0.057591 | 797.4207 | 0.16362 | 603.3724 | 0 | 939.1921 | 0.037322 |  |  | 912.353 | 0.0030167 | 1177.6956 | 0.27594 | 1295.1367 | 0.233 | 0 | 0 | 1100.0576 | 0 | 1100.051 | 0.0027969
| 797.5866 | 1.6329 | 603.6019 | -0.0081189 | 603.6019 | -0.0060543 | 604.0335 | -0.0028858 | 796.8945 | 0.68652 | 603.6019 | -0.014925 | 800.0292 | 0.060035 | 797.5866 | 0.15724 | 603.6019 | 0 | 939.28 | 0.037691 |  |  | 912.608 | 0.0033524 | 1177.7635 | 0.27631 | 1295.3423 | 0.2339 | 0 | 0 | 1100.1169 | 0 | 1100.1102 | 0.0027684
| 797.7524 | 1.5901 | 603.8315 | 0.010865 | 603.8315 | 0.0046595 | 604.2627 | 0.0045874 | 797.0604 | 0.77735 | 603.8315 | 0.021894 | 800.1963 | 0.061468 | 797.7524 | 0.16378 | 603.8315 | 0 | 939.3677 | 0.037429 |  |  | 912.863 | 0.0019575 | 1177.8314 | 0.27668 | 1295.5477 | 0.23469 | 0 | 0 | 1100.1762 | 0 | 1100.1696 | 0.0027382
| 797.9183 | 1.5524 | 604.061 | -0.010261 | 604.061 | -0.0045038 | 604.4919 | -0.0030816 | 797.2264 | 0.64213 | 604.061 | -0.011468 | 800.3633 | 0.064063 | 797.9183 | 0.15737 | 604.0611 | 0 | 939.4556 | 0.037576 |  |  | 913.118 | 0.0024304 | 1177.8994 | 0.27704 | 1295.7534 | 0.2354 | 0 | 0 | 1100.2355 | 0 | 1100.2289 | 0.002708
| 798.0841 | 1.5583 | 604.2906 | 0.0086394 | 604.2906 | 0.0034443 | 604.7211 | -0.00023734 | 797.3923 | 0.6708 | 604.2906 | 0.007554 | 800.5304 | 0.06541 | 798.0841 | 0.16383 | 604.2906 | 0 | 939.5434 | 0.038687 |  |  | 913.373 | 0.0021802 | 1177.9674 | 0.27741 | 1295.959 | 0.23604 | 0 | 0 | 1100.2948 | 0 | 1100.2882 | 0.0026818
| 798.25 | 1.4901 | 604.5202 | -0.013666 | 604.5202 | -0.0083484 | 604.9504 | -0.003142 | 797.5583 | 0.61236 | 604.5202 | -0.012954 | 800.6975 | 0.068121 | 798.25 | 0.15646 | 604.5202 | 0 | 939.6313 | 0.039191 |  |  | 913.629 | 0.0017644 | 1178.0353 | 0.27778 | 1296.1648 | 0.23665 | 0 | 0 | 1100.3541 | 0 | 1100.3475 | 0.0026619
| 798.4158 | 1.4851 | 604.7498 | 0.0045026 | 604.7498 | -0.0015202 | 605.1796 | 2.6869e-05 | 797.7243 | 0.6614 | 604.7498 | 0.0077611 | 800.8646 | 0.069231 | 798.4158 | 0.16251 | 604.7498 | 0 | 939.7191 | 0.03902 |  |  | 913.885 | 0.0019277 | 1178.1033 | 0.27814 | 1296.3706 | 0.23724 | 0 | 0 | 1100.4135 | 0 | 1100.4069 | 0.0026484
| 798.5817 | 1.4164 | 604.9794 | -0.0082204 | 604.9794 | -0.0054971 | 605.4089 | -0.0029095 | 797.8902 | 0.70637 | 604.9794 | -0.014822 | 801.0317 | 0.071449 | 798.5817 | 0.15473 | 604.9794 | 0 | 939.807 | 0.038597 |  |  | 914.14 | 0.0011975 | 1178.1713 | 0.27851 | 1296.5764 | 0.23784 | 0 | 0 | 1100.4728 | 0 | 1100.4662 | 0.0026428
| 798.7476 | 1.4021 | 605.2091 | 0.0079462 | 605.2091 | 0.011377 | 605.6382 | 0.0039964 | 798.0562 | 1.0432 | 605.2091 | 0.016286 | 801.1988 | 0.073074 | 798.7476 | 0.16157 | 605.2091 | 0 | 939.8949 | 0.038386 |  |  | 914.396 | 0.0021367 | 1178.2393 | 0.27887 | 1296.7823 | 0.23844 | 0 | 0 | 1100.5321 | 0 | 1100.5255 | 0.0026444
| 798.9134 | 1.3783 | 605.4387 | -0.0093836 | 605.4387 | 7.9129e-05 | 605.8674 | 0.0019082 | 798.2222 | 0.77688 | 605.4387 | -0.015994 | 801.3659 | 0.07561 | 798.9134 | 0.15405 | 605.4387 | 0 | 939.9828 | 0.038272 |  |  | 914.652 | 0.0019508 | 1178.3073 | 0.27924 | 1296.9883 | 0.23904 | 0 | 0 | 1100.5914 | 0 | 1100.5848 | 0.0026524
| 799.0793 | 1.3578 | 605.6683 | 0.00060599 | 605.6683 | 0.005252 | 606.0967 | 0.001973 | 798.3882 | 1.0077 | 605.6683 | 0.013239 | 801.533 | 0.077287 | 799.0793 | 0.16141 | 605.6684 | 0 | 940.0707 | 0.038106 |  |  | 914.909 | 0.002136 | 1178.3752 | 0.2796 | 1297.1943 | 0.23963 | 0 | 0 | 1100.6508 | 0 | 1100.6442 | 0.0026651
| 799.2452 | 1.3211 | 605.898 | -0.010294 | 605.898 | -0.012757 | 606.326 | -0.0012432 | 798.5541 | 0.86514 | 605.898 | -0.011019 | 801.7001 | 0.080308 | 799.2452 | 0.15374 | 605.898 | 0 | 940.1587 | 0.038562 |  |  | 915.165 | 0.0018646 | 1178.4432 | 0.27996 | 1297.4005 | 0.24021 | 0 | 0 | 1100.7101 | 0 | 1100.7035 | 0.0026818
| 799.4111 | 1.2962 | 606.1277 | 0.006858 | 606.1277 | 0.0077826 | 606.5554 | -0.0014097 | 798.7201 | 0.89905 | 606.1277 | 0.016857 | 801.8672 | 0.082242 | 799.4111 | 0.16135 | 606.1277 | 0 | 940.2467 | 0.039158 |  |  | 915.421 | 0.0027671 | 1178.5113 | 0.28033 | 1297.6067 | 0.24079 | 0 | 0 | 1100.7695 | 0 | 1100.7628 | 0.0027008
| 799.577 | 1.2505 | 606.3574 | -0.0074654 | 606.3574 | -0.0045648 | 606.7847 | -0.00023069 | 798.8861 | 0.89178 | 606.3574 | -0.02131 | 802.0343 | 0.084531 | 799.577 | 0.15319 | 606.3574 | 0 | 940.3347 | 0.039286 |  |  | 915.678 | 0.0027649 | 1178.5793 | 0.28069 | 1297.813 | 0.24137 | 0 | 0 | 1100.8289 | 0 | 1100.8223 | 0.0027231
| 799.7429 | 1.2193 | 606.5871 | 0.001649 | 606.5871 | 0.0097384 | 607.014 | 0.0023817 | 799.0521 | 1.2077 | 606.5871 | 0.012904 | 802.2015 | 0.086136 | 799.7429 | 0.16092 | 606.587 | 0 | 940.4227 | 0.039192 |  |  | 915.935 | 0.001975 | 1178.6473 | 0.28105 | 1298.0193 | 0.24196 | 0 | 0 | 1100.8882 | 0 | 1100.8816 | 0.0027469
| 799.9088 | 1.1938 | 606.8168 | -0.0045054 | 606.8168 | 2.4809e-05 | 607.2433 | -0.0063151 | 799.2181 | 1.2302 | 606.8168 | -0.011306 | 802.3686 | 0.088551 | 799.9088 | 0.1529 | 606.8167 | 0 | 940.5107 | 0.038954 |  |  | 916.192 | 0.0029094 | 1178.7154 | 0.28142 | 1298.2256 | 0.24256 | 0 | 0 | 1100.9476 | 0 | 1100.9409 | 0.0027723
| 800.0747 | 1.172 | 607.0465 | 0.0064334 | 607.0465 | -0.0038356 | 607.4727 | 0.0018999 | 799.3841 | 1.4062 | 607.0465 | 0.0091351 | 802.5357 | 0.08997 | 800.0747 | 0.16165 | 607.0465 | 0 | 940.5987 | 0.038766 |  |  | 916.449 | 0.0029768 | 1178.7834 | 0.28178 | 1298.4321 | 0.24317 | 0 | 0 | 1101.007 | 0 | 1101.0004 | 0.0027977
| 800.2406 | 1.152 | 607.2762 | -0.005262 | 607.2762 | -0.0085818 | 607.7021 | -0.002021 | 799.5501 | 1.3999 | 607.2762 | -0.020299 | 802.7029 | 0.092484 | 800.2406 | 0.154 | 607.2762 | 0 | 940.6868 | 0.039072 |  |  | 916.706 | 0.0023212 | 1178.8516 | 0.28214 | 1298.6386 | 0.24379 | 0 | 0 | 1101.0664 | 0 | 1101.0597 | 0.002824
| 800.4065 | 1.1281 | 607.5059 | 0.008424 | 607.5059 | 0.0019352 | 607.9315 | 0.0054154 | 799.7162 | 1.3216 | 607.5059 | 0.020368 | 802.87 | 0.094776 | 800.4065 | 0.16237 | 607.5059 | 0 | 940.7748 | 0.039484 |  |  | 916.964 | 0.003163 | 1178.9196 | 0.2825 | 1298.8452 | 0.24442 | 0 | 0 | 1101.1257 | 0 | 1101.1191 | 0.0028494
| 800.5724 | 1.1135 | 607.7357 | -0.011443 | 607.7357 | -0.008062 | 608.1609 | -0.0032195 | 799.8822 | 1.319 | 607.7357 | -0.016859 | 803.0372 | 0.097649 | 800.5724 | 0.1544 | 607.7357 | 0 | 940.8629 | 0.040075 |  |  | 917.221 | 0.0021941 | 1178.9877 | 0.28286 | 1299.0519 | 0.24506 | 0 | 0 | 1101.1852 | 0 | 1101.1785 | 0.0028756
| 800.7383 | 1.1038 | 607.9654 | 0.010811 | 607.9654 | -0.007722 | 608.3903 | 0.001133 | 800.0482 | 1.3623 | 607.9654 | 0.019696 | 803.2044 | 0.099878 | 800.7383 | 0.16327 | 607.9655 | 0 | 940.9509 | 0.040894 |  |  | 917.479 | 0.0017937 | 1179.0558 | 0.28323 | 1299.2585 | 0.24574 | 0 | 0 | 1101.2445 | 0 | 1101.2379 | 0.0029018
| 800.9043 | 1.0503 | 608.1952 | -0.0082406 | 608.1952 | -0.0040678 | 608.6197 | -0.0028051 | 800.2142 | 1.285 | 608.1952 | -0.0096682 | 803.3715 | 0.10273 | 800.9043 | 0.15648 | 608.1952 | 0 | 941.0391 | 0.040948 |  |  | 917.736 | 0.0019398 | 1179.1238 | 0.28358 | 1299.4653 | 0.24646 | 0 | 0 | 1101.304 | 0 | 1101.2974 | 0.0029296
| 801.0702 | 1.0257 | 608.425 | 0.010917 | 608.425 | -0.0033596 | 608.8491 | 0.0088835 | 800.3803 | 1.4595 | 608.425 | 0.015561 | 803.5387 | 0.105 | 801.0702 | 0.16522 | 608.425 | 0 | 941.1271 | 0.040735 |  |  | 917.994 | 0.0023527 | 1179.1919 | 0.28394 | 1299.6721 | 0.24726 | 0 | 0 | 1101.3634 | 0 | 1101.3568 | 0.002959
| 801.2361 | 1.0144 | 608.6548 | -0.0039294 | 608.6548 | -0.0054521 | 609.0786 | 0.0010155 | 800.5463 | 1.3143 | 608.6548 | -0.0060445 | 803.7059 | 0.10747 | 801.2361 | 0.15767 | 608.6548 | 0 | 941.2153 | 0.040752 |  |  | 918.253 | 0.0017681 | 1179.26 | 0.2843 | 1299.879 | 0.24813 | 0 | 0 | 1101.4228 | 0 | 1101.4161 | 0.0029884
| 801.4021 | 1.0012 | 608.8846 | 0.0058365 | 608.8846 | 0.0065785 | 609.308 | 0.0066241 | 800.7123 | 1.4422 | 608.8846 | 0.0075828 | 803.8731 | 0.11013 | 801.4021 | 0.16684 | 608.8846 | 0 | 941.3035 | 0.041105 |  |  | 918.511 | 0.0022338 | 1179.3281 | 0.28467 | 1300.0861 | 0.24906 | 0 | 0 | 1101.4823 | 0 | 1101.4756 | 0.0030162
| 801.568 | 0.97156 | 609.1144 | -0.009441 | 609.1144 | 0.0047824 | 609.5375 | -0.00052704 | 800.8784 | 1.4752 | 609.1144 | -0.024266 | 804.0403 | 0.11364 | 801.568 | 0.1595 | 609.1144 | 0 | 941.3917 | 0.041886 |  |  | 918.769 | 0.0021421 | 1179.3962 | 0.28502 | 1300.2931 | 0.25005 | 0 | 0 | 1101.5418 | 0 | 1101.535 | 0.0030376
| 801.7339 | 0.97794 | 609.3442 | 0.010074 | 609.3442 | -0.0021994 | 609.767 | 0.0032749 | 801.0444 | 1.5895 | 609.3442 | 0.012546 | 804.2074 | 0.1164 | 801.7339 | 0.16948 | 609.3442 | 0 | 941.4799 | 0.042416 |  |  | 919.028 | 0.0027746 | 1179.4644 | 0.28538 | 1300.5002 | 0.25107 | 0 | 0 | 1101.6012 | 0 | 1101.5945 | 0.0030511
| 801.8999 | 0.93963 | 609.5741 | -0.01584 | 609.5741 | -0.0056988 | 609.9965 | -0.011006 | 801.2105 | 1.576 | 609.5741 | -0.013202 | 804.3746 | 0.11942 | 801.8999 | 0.1618 | 609.5741 | 0 | 941.5681 | 0.042474 |  |  | 919.286 | 0.0022006 | 1179.5326 | 0.28574 | 1300.7074 | 0.25209 | 0 | 0 | 1101.6606 | 0 | 1101.6539 | 0.0030535
| 802.0658 | 0.90295 | 609.8039 | 0.0050916 | 609.8039 | 0.0071533 | 610.226 | -0.0017499 | 801.3765 | 1.6532 | 609.8039 | 0.014372 | 804.5418 | 0.12167 | 802.0658 | 0.17243 | 609.8039 | 0 | 941.6563 | 0.042053 |  |  | 919.545 | 0.0013456 | 1179.6007 | 0.28609 | 1300.9146 | 0.2531 | 0 | 0 | 1101.7201 | 0 | 1101.7134 | 0.0030448
| 802.2318 | 0.88452 | 610.0338 | -0.010047 | 610.0338 | -0.0033794 | 610.4554 | 0.0032389 | 801.5426 | 1.7755 | 610.0338 | -0.013941 | 804.7091 | 0.12382 | 802.2318 | 0.16623 | 610.0338 | 0 | 941.7446 | 0.041693 |  |  | 919.804 | 0.0018447 | 1179.6688 | 0.28645 | 1301.1219 | 0.25409 | 0 | 0 | 1101.7795 | 0 | 1101.7728 | 0.0030281
| 802.3977 | 0.86672 | 610.2637 | 0.0059698 | 610.2637 | 0.0053863 | 610.685 | 0.0036909 | 801.7086 | 1.8601 | 610.2637 | 0.014151 | 804.8763 | 0.12554 | 802.3977 | 0.176 | 610.2637 | 0 | 941.8328 | 0.042036 |  |  | 920.063 | 0.0015249 | 1179.7371 | 0.28681 | 1301.3292 | 0.25504 | 0 | 0 | 1101.839 | 0 | 1101.8324 | 0.0030067
| 802.5637 | 0.8511 | 610.4936 | -0.013744 | 610.4936 | 0.00087632 | 610.9145 | -0.0043393 | 801.8747 | 1.8501 | 610.4936 | -0.021744 | 805.0435 | 0.12826 | 802.5637 | 0.16987 | 610.4936 | 0 | 941.9211 | 0.042105 |  |  | 920.323 | 0.0021411 | 1179.8052 | 0.28717 | 1301.5367 | 0.25595 | 0 | 0 | 1101.8984 | 0 | 1101.8918 | 0.002986
| 802.7297 | 0.81613 | 610.7235 | 0.005264 | 610.7235 | -0.0031535 | 611.144 | 0.0070678 | 802.0408 | 1.894 | 610.7235 | 0.0024089 | 805.2107 | 0.13101 | 802.7297 | 0.17784 | 610.7235 | 0 | 942.0094 | 0.042082 |  |  | 920.582 | 0.0017675 | 1179.8733 | 0.28752 | 1301.7443 | 0.25679 | 0 | 0 | 1101.958 | 0 | 1101.9513 | 0.0029701
| 802.8956 | 0.8127 | 610.9534 | -0.0089387 | 610.9534 | 0.0021777 | 611.3736 | -0.0041769 | 802.2069 | 1.9368 | 610.9534 | -0.011525 | 805.3779 | 0.1348 | 802.8956 | 0.17179 | 610.9534 | 0.0054302 | 942.0977 | 0.042648 |  |  | 920.842 | 0.0020819 | 1179.9415 | 0.28788 | 1301.9518 | 0.25755 | 0 | 0 | 1102.0175 | 0 | 1102.0109 | 0.0029646
| 803.0616 | 0.80956 | 611.1833 | 0.012431 | 611.1833 | 0.0069167 | 611.6031 | 0.0046745 | 802.3729 | 1.9661 | 611.1833 | 0.013305 | 805.5452 | 0.13765 | 803.0616 | 0.17885 | 611.1833 | 0 | 942.186 | 0.042676 |  |  | 921.101 | 0.003367 | 1180.0098 | 0.28823 | 1302.1594 | 0.25822 | 0 | 0 | 1102.0769 | 0 | 1102.0703 | 0.0029693
| 803.2276 | 0.78575 | 611.4132 | -0.0056088 | 611.4132 | -0.0015397 | 611.8327 | 0.0056034 | 802.539 | 1.9536 | 611.4132 | -0.015191 | 805.7124 | 0.14038 | 803.2276 | 0.17347 | 611.4132 | 0 | 942.2744 | 0.042411 |  |  | 921.361 | 0.0028776 | 1180.0779 | 0.28859 | 1302.3671 | 0.25879 | 0 | 0 | 1102.1365 | 0 | 1102.1298 | 0.0029844
| 803.3936 | 0.78046 | 611.6432 | 0.0046483 | 611.6432 | 0.010714 | 612.0623 | 0.0038168 | 802.7051 | 2.1071 | 611.6432 | 0.025024 | 805.8797 | 0.14311 | 803.3936 | 0.17936 | 611.6431 | 0 | 942.3627 | 0.042776 |  |  | 921.621 | 0.0025466 | 1180.1461 | 0.28894 | 1302.5748 | 0.25926 | 0 | 0 | 1102.1959 | 0 | 1102.1893 | 0.0030083
| 803.5596 | 0.74097 | 611.8731 | -0.0069174 | 611.8731 | 0.0064492 | 612.2919 | 0.0021038 | 802.8712 | 2.0523 | 611.8731 | -0.00012766 | 806.0469 | 0.14518 | 803.5596 | 0.17568 | 611.8731 | 0 | 942.4511 | 0.043414 |  |  | 921.881 | 0.0019879 | 1180.2144 | 0.2893 | 1302.7827 | 0.25964 | 0 | 0 | 1102.2555 | 0 | 1102.2489 | 0.0030368
| 803.7255 | 0.73606 | 612.1031 | 0.0071211 | 612.1031 | 0.0044621 | 612.5215 | -0.0046946 | 803.0373 | 2.1426 | 612.1031 | 0.011763 | 806.2142 | 0.14738 | 803.7255 | 0.17944 | 612.1031 | 0 | 942.5395 | 0.044343 |  |  | 922.141 | 0.0034539 | 1180.2826 | 0.28965 | 1302.9906 | 0.25997 | 0 | 0 | 1102.3151 | 0 | 1102.3084 | 0.003067
| 803.8915 | 0.72219 | 612.333 | -0.0099743 | 612.333 | -0.0060781 | 612.7512 | -0.0023498 | 803.2034 | 2.1677 | 612.333 | -0.014464 | 806.3814 | 0.15072 | 803.8915 | 0.17687 | 612.333 | 0 | 942.6279 | 0.044666 |  |  | 922.402 | 0.0016289 | 1180.3508 | 0.29 | 1303.1986 | 0.26027 | 0 | 0 | 1102.3745 | 0 | 1102.3679 | 0.003094
| 804.0575 | 0.70293 | 612.563 | 0.014936 | 612.563 | 0.0027058 | 612.9808 | -0.0013088 | 803.3695 | 2.2706 | 612.563 | 0.0076419 | 806.5487 | 0.15392 | 804.0575 | 0.17734 | 612.563 | 0 | 942.7164 | 0.044101 |  |  | 922.662 | 0.0030695 | 1180.4191 | 0.29036 | 1303.4066 | 0.26057 | 0 | 0 | 1102.4341 | 0 | 1102.4275 | 0.0031131
| 804.2235 | 0.70538 | 612.793 | -0.011783 | 612.793 | -0.0029139 | 613.2104 | -0.0046788 | 803.5356 | 2.1651 | 612.793 | -0.019017 | 806.716 | 0.15698 | 804.2235 | 0.17797 | 612.793 | 0 | 942.8048 | 0.043946 |  |  | 922.923 | 0.0029571 | 1180.4873 | 0.29071 | 1303.6147 | 0.26091 | 0 | 0 | 1102.4936 | 0 | 1102.4869 | 0.0031234
| 804.3895 | 0.69636 | 613.023 | 0.0087181 | 613.023 | 0.0021688 | 613.4401 | 0.0039488 | 803.7017 | 2.3735 | 613.023 | 0.004906 | 806.8832 | 0.16045 | 804.3895 | 0.17769 | 613.023 | 0 | 942.8932 | 0.043533 |  |  | 923.184 | 0.001664 | 1180.5555 | 0.29106 | 1303.8229 | 0.26131 | 0 | 0 | 1102.5532 | 0 | 1102.5465 | 0.0031218
| 804.5555 | 0.67806 | 613.2531 | -0.016275 | 613.2531 | -0.0047119 | 613.6697 | -0.0029258 | 803.8679 | 2.3061 | 613.2531 | -0.024321 | 807.0505 | 0.16352 | 804.5555 | 0.18004 | 613.2531 | 0 | 942.9818 | 0.04334 |  |  | 923.445 | 0.0019576 | 1180.6238 | 0.29141 | 1304.0311 | 0.26181 | 0 | 0 | 1102.6127 | 0 | 1102.6061 | 0.0031107
| 804.7216 | 0.65159 | 613.4831 | 0.011169 | 613.4831 | -0.0037063 | 613.8994 | 0.0027613 | 804.034 | 2.4356 | 613.4831 | 0.0061574 | 807.2178 | 0.16636 | 804.7216 | 0.17303 | 613.4831 | 0 | 943.0703 | 0.044662 |  |  | 923.706 | 0.0024487 | 1180.6921 | 0.29176 | 1304.2394 | 0.26243 | 0 | 0 | 1102.6722 | 0 | 1102.6656 | 0.0030917
| 804.8876 | 0.6421 | 613.7131 | -0.010262 | 613.7131 | 0.0010996 | 614.1291 | -0.010415 | 804.2001 | 2.4461 | 613.7131 | -0.018424 | 807.3851 | 0.16932 | 804.8876 | 0.17631 | 613.7131 | 0 | 943.1588 | 0.046042 |  |  | 923.968 | 0.0026691 | 1180.7604 | 0.29211 | 1304.4478 | 0.26315 | 0 | 0 | 1102.7318 | 0 | 1102.7252 | 0.003067
| 805.0536 | 0.64126 | 613.9432 | 0.0084859 | 613.9432 | -0.0013007 | 614.3588 | 0.0077612 | 804.3662 | 2.4858 | 613.9432 | 0.0081794 | 807.5524 | 0.17263 | 805.0536 | 0.16996 | 613.9432 | 0 | 943.2473 | 0.046333 |  |  | 924.229 | 0.0033756 | 1180.8286 | 0.29246 | 1304.6562 | 0.26399 | 0 | 0 | 1102.7914 | 0 | 1102.7848 | 0.0030408
| 805.2196 | 0.60258 | 614.1732 | -0.0090036 | 614.1732 | -0.0074226 | 614.5885 | -0.0069362 | 804.5324 | 2.5019 | 614.1732 | -0.012552 | 807.7197 | 0.17631 | 805.2196 | 0.17718 | 614.1733 | 0 | 943.3358 | 0.046277 |  |  | 924.491 | 0.0030732 | 1180.897 | 0.2928 | 1304.8647 | 0.26491 | 0 | 0 | 1102.851 | 0 | 1102.8444 | 0.0030138
| 805.3856 | 0.60062 | 614.4033 | 0.0078688 | 614.4033 | 0.0017252 | 614.8182 | 0.0036082 | 804.6985 | 2.6414 | 614.4033 | 0.0065303 | 807.887 | 0.17947 | 805.3856 | 0.16724 | 614.4033 | 0 | 943.4244 | 0.046475 |  |  | 924.752 | 0.0030234 | 1180.9652 | 0.29315 | 1305.0732 | 0.26587 | 0 | 0 | 1102.9106 | 0 | 1102.9039 | 0.0029884
| 805.5517 | 0.57788 | 614.6334 | -0.012169 | 614.6334 | -0.003109 | 615.048 | 0.00067454 | 804.8647 | 2.6085 | 614.6334 | -0.01065 | 808.0543 | 0.18288 | 805.5517 | 0.17244 | 614.6334 | 0 | 943.5129 | 0.046119 |  |  | 925.014 | 0.0030846 | 1181.0336 | 0.2935 | 1305.2819 | 0.26682 | 0 | 0 | 1102.9702 | 0 | 1102.9635 | 0.0029654
| 805.7177 | 0.57988 | 614.8635 | 0.0090581 | 614.8635 | 0.0017501 | 615.2777 | 0.0041055 | 805.0308 | 2.6644 | 614.8635 | 0.014856 | 808.2217 | 0.18635 | 805.7177 | 0.16403 | 614.8635 | 0 | 943.6015 | 0.045305 |  |  | 925.276 | 0.0036753 | 1181.1019 | 0.29385 | 1305.4906 | 0.2677 | 0 | 0 | 1103.0298 | 0 | 1103.0232 | 0.0029447
| 805.8837 | 0.57572 | 615.0936 | -0.0073514 | 615.0936 | 0.0023327 | 615.5074 | -0.0023375 | 805.197 | 2.6539 | 615.0936 | -0.017565 | 808.389 | 0.19009 | 805.8837 | 0.17149 | 615.0936 | 0 | 943.6901 | 0.045359 |  |  | 925.539 | 0.0036605 | 1181.1702 | 0.29419 | 1305.6993 | 0.26845 | 0 | 0 | 1103.0894 | 0 | 1103.0828 | 0.002928
| 806.0498 | 0.56749 | 615.3237 | 0.0034637 | 615.3237 | 0.0043916 | 615.7372 | 0.0018862 | 805.3631 | 2.8107 | 615.3237 | 0.00042009 | 808.5563 | 0.19313 | 806.0498 | 0.16154 | 615.3237 | 0 | 943.7787 | 0.046186 |  |  | 925.801 | 0.0033927 | 1181.2385 | 0.29454 | 1305.9082 | 0.26904 | 0 | 0 | 1103.149 | 0 | 1103.1423 | 0.0029169
| 806.2158 | 0.5439 | 615.5539 | -0.0099 | 615.5539 | -0.0073889 | 615.967 | -0.0017673 | 805.5293 | 2.7798 | 615.5539 | -0.021271 | 808.7236 | 0.19684 | 806.2158 | 0.16622 | 615.5539 | 0 | 943.8674 | 0.046986 |  |  | 926.064 | 0.0039135 | 1181.3069 | 0.29488 | 1306.1171 | 0.26946 | 0 | 0 | 1103.2086 | 0 | 1103.202 | 0.0029129
| 806.3819 | 0.53923 | 615.784 | 0.011712 | 615.784 | -0.0047325 | 616.1968 | 0.0090453 | 805.6954 | 2.9073 | 615.784 | 0.01112 | 808.891 | 0.20064 | 806.3819 | 0.15611 | 615.784 | 0 | 943.956 | 0.047231 |  |  | 926.326 | 0.0029124 | 1181.3752 | 0.29523 | 1306.3261 | 0.26971 | 0 | 0 | 1103.2683 | 0 | 1103.2616 | 0.0029169
| 806.5479 | 0.5223 | 616.0142 | -0.0087216 | 616.0142 | -0.0038354 | 616.4266 | -0.0019032 | 805.8616 | 2.7458 | 616.0142 | -0.024891 | 809.0583 | 0.2043 | 806.5479 | 0.16202 | 616.0142 | 0 | 944.0447 | 0.046726 |  |  | 926.589 | 0.0033837 | 1181.4436 | 0.29557 | 1306.535 | 0.26982 | 0 | 0 | 1103.3279 | 0 | 1103.3213 | 0.002928
| 806.714 | 0.51201 | 616.2443 | 0.0050624 | 616.2443 | 0.010401 | 616.6564 | 0.0027627 | 806.0278 | 2.9423 | 616.2443 | 0.026333 | 809.2257 | 0.20684 | 806.714 | 0.15283 | 616.2443 | 0 | 944.1334 | 0.046486 |  |  | 926.852 | 0.0032488 | 1181.512 | 0.29592 | 1306.7441 | 0.26984 | 0 | 0 | 1103.3876 | 0 | 1103.3809 | 0.0029439
| 806.8801 | 0.50211 | 616.4745 | -0.0034657 | 616.4745 | -0.0044177 | 616.8862 | -0.0045491 | 806.194 | 2.8712 | 616.4745 | -0.022661 | 809.393 | 0.21078 | 806.8801 | 0.15802 | 616.4745 | 0 | 944.2221 | 0.046277 |  |  | 927.115 | 0.0035357 | 1181.5803 | 0.29627 | 1306.9534 | 0.26979 | 0 | 0 | 1103.4471 | 0 | 1103.4406 | 0.0029606
| 807.0461 | 0.49446 | 616.7047 | 0.0080362 | 616.7047 | 0.0083115 | 617.116 | 0.0055598 | 806.3601 | 3.0149 | 616.7047 | 0.00044716 | 809.5604 | 0.21396 | 807.0461 | 0.15056 | 616.7047 | 0 | 944.3109 | 0.046195 |  |  | 927.378 | 0.0044379 | 1181.6487 | 0.29661 | 1307.1626 | 0.26973 | 0 | 0 | 1103.5068 | 0 | 1103.5001 | 0.0029717
| 807.2122 | 0.47592 | 616.9349 | -0.0044181 | 616.9349 | -0.0040903 | 617.3459 | -0.00022716 | 806.5263 | 3.0054 | 616.9349 | -0.021328 | 809.7278 | 0.21746 | 807.2122 | 0.15608 | 616.9349 | 0 | 944.3996 | 0.047097 |  |  | 927.642 | 0.0036285 | 1181.7172 | 0.29695 | 1307.3719 | 0.26968 | 0 | 0 | 1103.5665 | 0 | 1103.5598 | 0.0029749
| 807.3783 | 0.46208 | 617.1651 | 0.0049033 | 617.1651 | 0.0063599 | 617.5757 | 0.0051827 | 806.6925 | 3.0864 | 617.1651 | 0.0098358 | 809.8951 | 0.22092 | 807.3783 | 0.15075 | 617.1651 | 0 | 944.4883 | 0.047388 |  |  | 927.905 | 0.0027239 | 1181.7855 | 0.2973 | 1307.5813 | 0.26966 | 0 | 0 | 1103.6261 | 0 | 1103.6195 | 0.0029677
| 807.5443 | 0.46512 | 617.3953 | -0.0069269 | 617.3953 | -0.005204 | 617.8056 | 6.3236e-05 | 806.8587 | 3.1323 | 617.3953 | -0.021419 | 810.0625 | 0.22468 | 807.5443 | 0.15598 | 617.3953 | 0 | 944.5771 | 0.046964 |  |  | 928.169 | 0.0043247 | 1181.8539 | 0.29764 | 1307.7906 | 0.26971 | 0 | 0 | 1103.6858 | 0 | 1103.6792 | 0.0029511
| 807.7104 | 0.45692 | 617.6256 | 0.013898 | 617.6256 | 0.0091992 | 618.0355 | 0.0089442 | 807.0249 | 3.2196 | 617.6256 | 0.012602 | 810.2299 | 0.22762 | 807.7104 | 0.15191 | 617.6255 | 0 | 944.6659 | 0.047464 |  |  | 928.433 | 0.0036564 | 1181.9224 | 0.29799 | 1308.0002 | 0.26983 | 0 | 0 | 1103.7455 | 0 | 1103.7389 | 0.002928
| 807.8765 | 0.44043 | 617.8558 | -0.02319 | 617.8558 | 0.0010682 | 618.2654 | -0.00058966 | 807.1911 | 3.1699 | 617.8558 | -0.020363 | 810.3973 | 0.23199 | 807.8765 | 0.158 | 617.8558 | 0 | 944.7547 | 0.048526 |  |  | 928.697 | 0.0035299 | 1181.9907 | 0.29833 | 1308.2097 | 0.27003 | 0 | 0 | 1103.8052 | 0 | 1103.7986 | 0.0029026
| 808.0426 | 0.42848 | 618.086 | 0.00080107 | 618.086 | 0.0033894 | 618.4952 | 0.0064003 | 807.3573 | 3.2703 | 618.086 | 0.0055785 | 810.5647 | 0.23547 | 808.0426 | 0.15585 | 618.0861 | 0 | 944.8436 | 0.048881 |  |  | 928.961 | 0.004616 | 1182.0592 | 0.29867 | 1308.4194 | 0.27032 | 0 | 0 | 1103.8649 | 0 | 1103.8583 | 0.002878
| 808.2087 | 0.42071 | 618.3163 | -0.0048857 | 618.3163 | -0.0029437 | 618.7252 | -0.0036073 | 807.5235 | 3.2122 | 618.3163 | -0.0054894 | 810.7321 | 0.23955 | 808.2087 | 0.16262 | 618.3163 | 0 | 944.9324 | 0.048756 |  |  | 929.225 | 0.0039598 | 1182.1277 | 0.29902 | 1308.6291 | 0.27067 | 0 | 0 | 1103.9246 | 0 | 1103.918 | 0.0028573
| 808.3748 | 0.43289 | 618.5466 | 0.012796 | 618.5466 | -0.0016717 | 618.9551 | 0.0048096 | 807.6897 | 3.3899 | 618.5466 | 0.011423 | 810.8995 | 0.2438 | 808.3748 | 0.15992 | 618.5466 | 0 | 945.0212 | 0.049188 |  |  | 929.49 | 0.0038376 | 1182.196 | 0.29936 | 1308.8389 | 0.27105 | 0 | 0 | 1103.9842 | 0 | 1103.9777 | 0.0028398
| 808.5409 | 0.39762 | 618.7769 | -0.010133 | 618.7769 | -0.015097 | 619.185 | 0.0017683 | 807.856 | 3.4478 | 618.7769 | -0.014408 | 811.0669 | 0.24833 | 808.5409 | 0.16671 | 618.7769 | 0 | 945.1102 | 0.049805 |  |  | 929.754 | 0.0041866 | 1182.2645 | 0.29971 | 1309.0487 | 0.27141 | 0 | 0 | 1104.0439 | 0 | 1104.0374 | 0.002824
| 808.707 | 0.39328 | 619.0072 | 0.009989 | 619.0072 | 0.011841 | 619.415 | 0.00052668 | 808.0222 | 3.5351 | 619.0072 | 0.010868 | 811.2343 | 0.25163 | 808.707 | 0.16498 | 619.0072 | 0 | 945.199 | 0.049754 |  |  | 930.019 | 0.0050017 | 1182.333 | 0.30006 | 1309.2587 | 0.27173 | 0 | 0 | 1104.1038 | 0 | 1104.0971 | 0.0028089
| 808.8731 | 0.38673 | 619.2375 | -0.012876 | 619.2375 | -0.0019983 | 619.6449 | -0.0030897 | 808.1884 | 3.4248 | 619.2375 | -0.016144 | 811.4017 | 0.25607 | 808.8731 | 0.17652 | 619.2375 | 0 | 945.288 | 0.049134 |  |  | 930.284 | 0.004466 | 1182.4015 | 0.3004 | 1309.4686 | 0.27196 | 0 | 0 | 1104.1635 | 0 | 1104.1567 | 0.002793
| 809.0392 | 0.39046 | 619.4678 | 0.012443 | 619.4678 | 0.01214 | 619.8749 | 0.00056767 | 808.3546 | 3.6066 | 619.4678 | 0.012666 | 811.5691 | 0.25975 | 809.0392 | 0.17679 | 619.4678 | 0 | 945.3769 | 0.048919 |  |  | 930.549 | 0.0059246 | 1182.47 | 0.30075 | 1309.6786 | 0.2721 | 0 | 0 | 1104.2231 | 0 | 1104.2166 | 0.0027787
| 809.2053 | 0.37396 | 619.6981 | -0.010683 | 619.6981 | 0.0026209 | 620.1049 | -0.005183 | 808.5209 | 3.583 | 619.6981 | -0.026622 | 811.7366 | 0.26352 | 809.2053 | 0.18921 | 619.6981 | 0 | 945.4658 | 0.049657 |  |  | 930.814 | 0.0049959 | 1182.5385 | 0.3011 | 1309.8888 | 0.27216 | 0 | 0 | 1104.2828 | 0 | 1104.2762 | 0.0027676
| 809.3714 | 0.37254 | 619.9285 | 0.0084729 | 619.9285 | -0.00072706 | 620.3348 | 0.00080448 | 808.6871 | 3.6902 | 619.9285 | 0.019699 | 811.904 | 0.26638 | 809.3714 | 0.18469 | 619.9285 | 0 | 945.5548 | 0.050787 |  |  | 931.08 | 0.0054446 | 1182.6069 | 0.30145 | 1310.0989 | 0.27215 | 0 | 0 | 1104.3427 | 0 | 1104.3359 | 0.0027644
| 809.5375 | 0.35894 | 620.1588 | -0.012598 | 620.1588 | -0.0036527 | 620.5648 | -0.003646 | 808.8533 | 3.6744 | 620.1588 | -0.029694 | 812.0714 | 0.27015 | 809.5375 | 0.19495 | 620.1588 | 0 | 945.6437 | 0.051182 |  |  | 931.345 | 0.0041646 | 1182.6754 | 0.3018 | 1310.3092 | 0.27213 | 0 | 0 | 1104.4023 | 0 | 1104.3957 | 0.0027715
| 809.7037 | 0.35752 | 620.3892 | 0.013348 | 620.3892 | -0.00045166 | 620.7949 | 0.0087742 | 809.0196 | 3.7717 | 620.3892 | 0.012286 | 812.2389 | 0.27331 | 809.7037 | 0.18995 | 620.3892 | 0 | 945.7328 | 0.050572 |  |  | 931.611 | 0.0046774 | 1182.7439 | 0.30216 | 1310.5194 | 0.27216 | 0 | 0 | 1104.4622 | 0 | 1104.4554 | 0.0027914
| 809.8698 | 0.34166 | 620.6196 | -0.0048134 | 620.6196 | -0.0059697 | 621.0249 | -0.0022435 | 809.1858 | 3.6943 | 620.6196 | -0.021928 | 812.4063 | 0.27786 | 809.8698 | 0.20617 | 620.6196 | 0 | 945.8218 | 0.050251 |  |  | 931.877 | 0.0055836 | 1182.8125 | 0.30251 | 1310.7299 | 0.27228 | 0 | 0 | 1104.5219 | 0 | 1104.5153 | 0.0028248
| 810.0359 | 0.34119 | 620.85 | 0.0036932 | 620.85 | 0.0052445 | 621.2549 | 0.0087425 | 809.3521 | 3.9158 | 620.85 | 0.0079196 | 812.5738 | 0.28141 | 810.0359 | 0.20476 | 620.85 | 0 | 945.9108 | 0.05097 |  |  | 932.143 | 0.0056141 | 1182.881 | 0.30286 | 1310.9403 | 0.27252 | 0 | 0 | 1104.5817 | 0 | 1104.5751 | 0.0028669
| 810.2021 | 0.33584 | 621.0804 | -0.012354 | 621.0804 | -0.0043902 | 621.4849 | -0.0051315 | 809.5184 | 3.9319 | 621.0804 | -0.016548 | 812.7412 | 0.28592 | 810.2021 | 0.22883 | 621.0804 | 0 | 945.9999 | 0.051702 |  |  | 932.409 | 0.005147 | 1182.9495 | 0.30322 | 1311.1508 | 0.27288 | 0 | 0 | 1104.6415 | 0 | 1104.6348 | 0.0029137
| 810.3682 | 0.33405 | 621.3108 | 0.01461 | 621.3108 | 0.00080489 | 621.715 | 0.0040944 | 809.6846 | 4.0553 | 621.3108 | 0.02189 | 812.9087 | 0.29023 | 810.3682 | 0.22474 | 621.3108 | 0 | 946.0889 | 0.051515 |  |  | 932.675 | 0.0046496 | 1183.0181 | 0.30358 | 1311.3613 | 0.27333 | 0 | 0 | 1104.7012 | 0 | 1104.6946 | 0.002959
| 810.5344 | 0.33039 | 621.5412 | -0.013445 | 621.5412 | -0.005488 | 621.9451 | -0.008145 | 809.8509 | 3.9685 | 621.5412 | -0.018752 | 813.0762 | 0.29556 | 810.5344 | 0.24808 | 621.5412 | 0 | 946.178 | 0.051157 |  |  | 932.941 | 0.0051633 | 1183.0865 | 0.30394 | 1311.572 | 0.27381 | 0 | 0 | 1104.761 | 0 | 1104.7544 | 0.0029963
| 810.7005 | 0.30796 | 621.7716 | 0.012351 | 621.7716 | 0.0022566 | 622.1752 | 0.0013959 | 810.0172 | 4.096 | 621.7716 | 0.0046097 | 813.2436 | 0.29935 | 810.7005 | 0.23713 | 621.7716 | 0 | 946.2671 | 0.051521 |  |  | 933.208 | 0.0045511 | 1183.1552 | 0.3043 | 1311.7827 | 0.27426 | 0 | 0 | 1104.8208 | 0 | 1104.8142 | 0.0030225
| 810.8667 | 0.31406 | 622.0021 | -0.015883 | 622.0021 | -0.003334 | 622.4052 | -0.00072234 | 810.1834 | 4.2061 | 622.0021 | -0.02041 | 813.4111 | 0.3045 | 810.8667 | 0.26099 | 622.0021 | 0 | 946.3561 | 0.052013 |  |  | 933.475 | 0.0045947 | 1183.2238 | 0.30467 | 1311.9935 | 0.2746 | 0 | 0 | 1104.8806 | 0 | 1104.8739 | 0.0030337
| 811.0328 | 0.29989 | 622.2325 | 0.0079218 | 622.2325 | 0.0051987 | 622.6353 | 0.0044687 | 810.3497 | 4.2454 | 622.2325 | 0.023238 | 813.5786 | 0.30921 | 811.0328 | 0.24842 | 622.2325 | 0 | 946.4453 | 0.052525 |  |  | 933.742 | 0.0060045 | 1183.2922 | 0.30503 | 1312.2043 | 0.27479 | 0 | 0 | 1104.9404 | 0 | 1104.9337 | 0.0030313
| 811.199 | 0.28824 | 622.463 | -0.013081 | 622.463 | -0.0018617 | 622.8654 | -0.0035811 | 810.516 | 4.2735 | 622.463 | -0.009839 | 813.7461 | 0.31459 | 811.199 | 0.27546 | 622.463 | 0 | 946.5344 | 0.053112 |  |  | 934.009 | 0.0056154 | 1183.3608 | 0.3054 | 1312.4153 | 0.27479 | 0 | 0 | 1105.0002 | 0 | 1104.9935 | 0.0030178
| 811.3651 | 0.28815 | 622.6935 | 0.012203 | 622.6935 | 0.0083626 | 623.0956 | 0.0069182 | 810.6823 | 4.4324 | 622.6935 | 0.015958 | 813.9136 | 0.31845 | 811.3651 | 0.26166 | 622.6934 | 0 | 946.6235 | 0.053206 |  |  | 934.276 | 0.0047692 | 1183.4294 | 0.30577 | 1312.6262 | 0.27461 | 0 | 0 | 1105.0601 | 0 | 1105.0533 | 0.0029955
| 811.5313 | 0.27622 | 622.9239 | -0.0067859 | 622.9239 | 0.002413 | 623.3257 | -0.0030222 | 810.8486 | 4.3194 | 622.9239 | -0.011386 | 814.0811 | 0.32294 | 811.5313 | 0.28643 | 622.9239 | 0 | 946.7128 | 0.053328 |  |  | 934.543 | 0.0044029 | 1183.498 | 0.30615 | 1312.8373 | 0.2743 | 0 | 0 | 1105.1199 | 0 | 1105.1133 | 0.0029709
| 811.6975 | 0.27877 | 623.1544 | 0.006898 | 623.1544 | -0.0018534 | 623.5558 | 0.0011175 | 811.0149 | 4.4569 | 623.1544 | 0.02358 | 814.2486 | 0.32754 | 811.6975 | 0.26904 | 623.1544 | 0 | 946.8019 | 0.053821 |  |  | 934.811 | 0.0053901 | 1183.5666 | 0.30652 | 1313.0485 | 0.27391 | 0 | 0 | 1105.1797 | 0 | 1105.1731 | 0.0029463
| 811.8636 | 0.27528 | 623.3849 | -0.013799 | 623.3849 | -0.0054878 | 623.786 | 0.00064003 | 811.1812 | 4.5675 | 623.3849 | -0.02214 | 814.4161 | 0.33242 | 811.8636 | 0.29299 | 623.385 | 0.0054302 | 946.8912 | 0.05426 |  |  | 935.078 | 0.006615 | 1183.6353 | 0.3069 | 1313.2596 | 0.27353 | 0 | 0 | 1105.2395 | 0 | 1105.2329 | 0.0029256
| 812.0298 | 0.26506 | 623.6155 | -0.00043557 | 623.6155 | 0.0034663 | 624.0162 | -0.0010778 | 811.3475 | 4.6042 | 623.6155 | 0.011953 | 814.5836 | 0.33585 | 812.0298 | 0.27993 | 623.6155 | 0 | 946.9804 | 0.054608 |  |  | 935.346 | 0.0052273 | 1183.7039 | 0.30728 | 1313.4709 | 0.27321 | 0 | 0 | 1105.2994 | 0 | 1105.2927 | 0.0029121
| 812.196 | 0.26514 | 623.846 | -0.0073118 | 623.846 | 0.0041521 | 624.2463 | -0.00069857 | 811.5138 | 4.5811 | 623.846 | -0.019381 | 814.7511 | 0.34031 | 812.196 | 0.30293 | 623.846 | 0 | 947.0696 | 0.054485 |  |  | 935.614 | 0.0061318 | 1183.7725 | 0.30766 | 1313.6823 | 0.27302 | 0 | 0 | 1105.3592 | 0 | 1105.3525 | 0.002905
| 812.3622 | 0.25953 | 624.0765 | 0.010724 | 624.0765 | 0.010125 | 624.4765 | 0.0053407 | 811.6801 | 4.6951 | 624.0765 | 0.013952 | 814.9187 | 0.34444 | 812.3622 | 0.28974 | 624.0765 | 0 | 947.1589 | 0.054083 |  |  | 935.882 | 0.0065137 | 1183.8412 | 0.30805 | 1313.8937 | 0.27298 | 0 | 0 | 1105.4191 | 0 | 1105.4125 | 0.0029034
| 812.5284 | 0.26317 | 624.3071 | 0.001538 | 624.3071 | -0.0062502 | 624.7067 | -0.0066238 | 811.8464 | 4.7869 | 624.3071 | -0.014277 | 815.0862 | 0.34803 | 812.5284 | 0.30679 | 624.3071 | 0 | 947.2482 | 0.054087 |  |  | 936.15 | 0.0050989 | 1183.9098 | 0.30844 | 1314.1051 | 0.27308 | 0 | 0 | 1105.479 | 0 | 1105.4723 | 0.0029074
| 812.6946 | 0.23606 | 624.5377 | 0.0066496 | 624.5377 | 0.01235 | 624.9369 | -0.0015502 | 812.0127 | 4.9761 | 624.5377 | 0.017298 | 815.2537 | 0.35128 | 812.6946 | 0.2924 | 624.5377 | 0 | 947.3375 | 0.05418 |  |  | 936.419 | 0.0052785 | 1183.9784 | 0.30883 | 1314.3166 | 0.27329 | 0 | 0 | 1105.5388 | 0 | 1105.5322 | 0.0029153
| 812.8608 | 0.24064 | 624.7682 | -0.0024465 | 624.7682 | -0.003574 | 625.1671 | 0.0010476 | 812.1791 | 4.93 | 624.7682 | -0.013129 | 815.4213 | 0.35649 | 812.8608 | 0.30724 | 624.7682 | 0 | 947.4268 | 0.054428 |  |  | 936.687 | 0.0058848 | 1184.0471 | 0.30923 | 1314.5282 | 0.27356 | 0 | 0 | 1105.5988 | 0 | 1105.592 | 0.002924
| 813.027 | 0.21504 | 624.9988 | 0.010726 | 624.9988 | 0.0065565 | 625.3973 | 0.0067747 | 812.3454 | 5.0388 | 624.9988 | 0.017881 | 815.5888 | 0.36121 | 813.027 | 0.29423 | 624.9988 | 0 | 947.5161 | 0.055092 |  |  | 936.956 | 0.0059247 | 1184.1157 | 0.30963 | 1314.7399 | 0.27382 | 0 | 0 | 1105.6586 | 0 | 1105.652 | 0.0029328
| 813.1932 | 0.20468 | 625.2294 | -0.012561 | 625.2294 | -0.0055296 | 625.6276 | 0.00084726 | 812.5117 | 5.1258 | 625.2294 | -0.019596 | 815.7564 | 0.36688 | 813.1932 | 0.30655 | 625.2294 | 0 | 947.6055 | 0.055323 |  |  | 937.225 | 0.0059603 | 1184.1844 | 0.31003 | 1314.9517 | 0.27399 | 0 | 0 | 1105.7185 | 0 | 1105.7118 | 0.0029407
| 813.3594 | 0.21785 | 625.46 | 0.0076762 | 625.46 | 0.0010572 | 625.8578 | 0.0081861 | 812.6781 | 5.1735 | 625.46 | 0.012691 | 815.9239 | 0.37218 | 813.3594 | 0.29425 | 625.46 | 0 | 947.6948 | 0.055445 |  |  | 937.494 | 0.0070541 | 1184.2532 | 0.31044 | 1315.1635 | 0.27401 | 0 | 0 | 1105.7784 | 0 | 1105.7717 | 0.0029455
| 813.5256 | 0.18768 | 625.6906 | -0.013077 | 625.6906 | -0.0064863 | 626.0881 | -0.0039002 | 812.8444 | 5.1305 | 625.6906 | -0.015384 | 816.0915 | 0.37818 | 813.5256 | 0.30426 | 625.6906 | 0 | 947.7842 | 0.056218 |  |  | 937.763 | 0.0063939 | 1184.3218 | 0.31085 | 1315.3752 | 0.27384 | 0 | 0 | 1105.8383 | 0 | 1105.8317 | 0.0029479
| 813.6918 | 0.20255 | 625.9213 | 0.017248 | 625.9213 | 0.0052174 | 626.3184 | 0.0054057 | 813.0107 | 5.302 | 625.9213 | 0.02712 | 816.259 | 0.38314 | 813.6918 | 0.29333 | 625.9213 | 0 | 947.8736 | 0.057144 |  |  | 938.032 | 0.0056646 | 1184.3905 | 0.31127 | 1315.5872 | 0.27347 | 0 | 0 | 1105.8982 | 0 | 1105.8916 | 0.0029455
| 813.858 | 0.19942 | 626.1519 | -0.013522 | 626.1519 | -0.0078159 | 626.5487 | -0.0043602 | 813.1771 | 5.2877 | 626.1519 | -0.01668 | 816.4266 | 0.38877 | 813.858 | 0.30066 | 626.1519 | 0 | 947.963 | 0.057321 |  |  | 938.302 | 0.0055012 | 1184.4592 | 0.31169 | 1315.7992 | 0.27295 | 0 | 0 | 1105.9581 | 0 | 1105.9515 | 0.0029399
| 814.0242 | 0.18941 | 626.3826 | 0.007935 | 626.3826 | 0.005436 | 626.779 | 0.0076877 | 813.3434 | 5.4592 | 626.3826 | 0.0125 | 816.5942 | 0.39302 | 814.0242 | 0.29202 | 626.3826 | 0 | 948.0525 | 0.056801 |  |  | 938.572 | 0.0070371 | 1184.5279 | 0.31211 | 1316.0114 | 0.27234 | 0 | 0 | 1106.0181 | 0 | 1106.0113 | 0.0029304
| 814.1905 | 0.18412 | 626.6132 | -0.014371 | 626.6132 | -0.0094898 | 627.0093 | -0.001438 | 813.5098 | 5.4199 | 626.6132 | -0.025698 | 816.7618 | 0.39834 | 814.1905 | 0.29829 | 626.6132 | 0 | 948.1419 | 0.056949 |  |  | 938.841 | 0.0074335 | 1184.5967 | 0.31254 | 1316.2234 | 0.27171 | 0 | 0 | 1106.078 | 0 | 1106.0713 | 0.0029185
| 814.3567 | 0.1804 | 626.8439 | 0.01514 | 626.8439 | 0.0031806 | 627.2396 | -0.00086032 | 813.6762 | 5.5522 | 626.8439 | 0.02283 | 816.9294 | 0.40305 | 814.3567 | 0.29177 | 626.8439 | 0 | 948.2314 | 0.057873 |  |  | 939.111 | 0.006069 | 1184.6654 | 0.31297 | 1316.4357 | 0.27113 | 0 | 0 | 1106.1379 | 0 | 1106.1312 | 0.002905
| 814.5229 | 0.17651 | 627.0746 | -0.0094467 | 627.0746 | -0.011502 | 627.47 | -0.0018608 | 813.8425 | 5.6794 | 627.0746 | -0.01988 | 817.0969 | 0.40816 | 814.5229 | 0.29576 | 627.0746 | 0 | 948.3209 | 0.058009 |  |  | 939.381 | 0.005951 | 1184.7341 | 0.31341 | 1316.6479 | 0.27065 | 0 | 0 | 1106.1979 | 0 | 1106.1912 | 0.0028907
| 814.6892 | 0.18115 | 627.3053 | 0.011278 | 627.3053 | 0.014019 | 627.7003 | 0.0085156 | 814.0089 | 5.7893 | 627.3053 | 0.013085 | 817.2645 | 0.41242 | 814.6892 | 0.29366 | 627.3053 | 0 | 948.4103 | 0.057691 |  |  | 939.652 | 0.0063168 | 1184.8029 | 0.31385 | 1316.8602 | 0.27028 | 0 | 0 | 1106.2578 | 0 | 1106.2512 | 0.0028764
| 814.8554 | 0.18872 | 627.536 | -0.0028753 | 627.536 | 0.0063775 | 627.9307 | -0.0018647 | 814.1753 | 5.8314 | 627.536 | -0.018537 | 817.4321 | 0.41782 | 814.8554 | 0.29724 | 627.536 | 0 | 948.4999 | 0.058093 |  |  | 939.922 | 0.0058699 | 1184.8717 | 0.31429 | 1317.0728 | 0.27003 | 0 | 0 | 1106.3177 | 0 | 1106.3112 | 0.0028621
| 815.0216 | 0.19692 | 627.7667 | 0.0080104 | 627.7667 | 0.00044666 | 628.161 | 0.0011012 | 814.3416 | 5.9382 | 627.7667 | 0.009516 | 817.5997 | 0.42278 | 815.0216 | 0.30069 | 627.7667 | 0 | 948.5894 | 0.058673 |  |  | 940.193 | 0.0083229 | 1184.9404 | 0.31474 | 1317.2852 | 0.26984 | 0 | 0 | 1106.3777 | 0 | 1106.3711 | 0.0028494
| 815.1879 | 0.19397 | 627.9974 | -0.019984 | 627.9974 | -0.0046415 | 628.3914 | -0.0066958 | 814.508 | 5.9494 | 627.9974 | -0.0056179 | 817.7674 | 0.42926 | 815.1879 | 0.30083 | 627.9974 | 0 | 948.679 | 0.058799 |  |  | 940.463 | 0.0081282 | 1185.0092 | 0.3152 | 1317.4978 | 0.26967 | 0 | 0 | 1106.4377 | 0 | 1106.431 | 0.0028367
| 815.3541 | 0.2033 | 628.2282 | 0.0093708 | 628.2282 | 0.0080359 | 628.6218 | 0.00048873 | 814.6744 | 6.0766 | 628.2282 | 0.020838 | 817.935 | 0.4342 | 815.3541 | 0.31098 | 628.2282 | 0 | 948.7686 | 0.058939 |  |  | 940.734 | 0.0068783 | 1185.078 | 0.31566 | 1317.7103 | 0.26945 | 0 | 0 | 1106.4977 | 0 | 1106.491 | 0.002824
| 815.5204 | 0.20608 | 628.4589 | -0.0076549 | 628.4589 | -0.0072626 | 628.8522 | -0.0015431 | 814.8408 | 6.0461 | 628.4589 | -0.012661 | 818.1026 | 0.44029 | 815.5204 | 0.31086 | 628.4589 | 0 | 948.8581 | 0.05929 |  |  | 941.005 | 0.0069272 | 1185.1467 | 0.31612 | 1317.9231 | 0.26915 | 0 | 0 | 1106.5576 | 0 | 1106.551 | 0.0028105
| 815.6867 | 0.16041 | 628.6897 | 0.011592 | 628.6897 | -0.0035864 | 629.0826 | 0.0021679 | 815.0072 | 6.0322 | 628.6897 | 0.018419 | 818.2702 | 0.44631 | 815.6867 | 0.32626 | 628.6897 | 0 | 948.9478 | 0.059483 |  |  | 941.277 | 0.0075648 | 1185.2156 | 0.31659 | 1318.1359 | 0.26873 | 0 | 0 | 1106.6177 | 0 | 1106.611 | 0.0027962
| 815.8529 | 0.20505 | 628.9205 | -0.0079674 | 628.9205 | -0.00384 | 629.313 | 0.0032091 | 815.1736 | 6.1093 | 628.9205 | -0.0099397 | 818.4379 | 0.45218 | 815.8529 | 0.32031 | 628.9204 | 0 | 949.0372 | 0.059362 |  |  | 941.548 | 0.0068041 | 1185.2843 | 0.31706 | 1318.3486 | 0.26821 | 0 | 0 | 1106.6776 | 0 | 1106.671 | 0.0027819
| 816.0192 | 0.15149 | 629.1512 | 0.012401 | 629.1512 | 0.0065044 | 629.5434 | 0.00016467 | 815.34 | 6.2218 | 629.1512 | 0.016203 | 818.6055 | 0.45684 | 816.0192 | 0.33226 | 629.1512 | 0 | 949.1269 | 0.059506 |  |  | 941.819 | 0.006985 | 1185.3531 | 0.31754 | 1318.5615 | 0.26761 | 0 | 0 | 1106.7377 | 0 | 1106.731 | 0.0027668
| 816.1855 | 0.19369 | 629.382 | -0.01557 | 629.382 | -0.0062917 | 629.7739 | -0.0044063 | 815.5064 | 6.3302 | 629.382 | -0.012933 | 818.7731 | 0.46298 | 816.1855 | 0.3199 | 629.382 | 0 | 949.2166 | 0.06042 |  |  | 942.091 | 0.0085854 | 1185.422 | 0.31803 | 1318.7745 | 0.26694 | 0 | 0 | 1106.7976 | 0 | 1106.791 | 0.0027541
| 816.3517 | 0.15084 | 629.6128 | 0.0077294 | 629.6128 | 0.0017319 | 630.0043 | 0.0052986 | 815.6728 | 6.5195 | 629.6128 | 0.015547 | 818.9408 | 0.46733 | 816.3517 | 0.33604 | 629.6128 | 0 | 949.3062 | 0.060913 |  |  | 942.363 | 0.0074691 | 1185.4908 | 0.31851 | 1318.9875 | 0.26626 | 0 | 0 | 1106.8577 | 0 | 1106.8511 | 0.0027445
| 816.518 | 0.13952 | 629.8436 | -0.012778 | 629.8436 | -0.0018739 | 630.2347 | -0.0053773 | 815.8392 | 6.4446 | 629.8436 | -0.01438 | 819.1084 | 0.47246 | 816.518 | 0.33066 | 629.8437 | 0 | 949.3959 | 0.061003 |  |  | 942.635 | 0.0070718 | 1185.5597 | 0.31901 | 1319.2007 | 0.26557 | 0 | 0 | 1106.9177 | 0 | 1106.911 | 0.0027382
| 816.6843 | 0.14736 | 630.0745 | 0.013501 | 630.0745 | -0.004662 | 630.4652 | 0.0035508 | 816.0056 | 6.6083 | 630.0745 | 0.0024836 | 819.2761 | 0.47716 | 816.6843 | 0.35611 | 630.0745 | 0 | 949.4856 | 0.061261 |  |  | 942.907 | 0.0082632 | 1185.6285 | 0.31951 | 1319.4138 | 0.2649 | 0 | 0 | 1106.9778 | 0 | 1106.9711 | 0.0027358
| 816.8506 | 0.13539 | 630.3053 | -0.013512 | 630.3053 | -0.013215 | 630.6957 | -0.0055809 | 816.1721 | 6.5991 | 630.3053 | -0.02927 | 819.4437 | 0.48265 | 816.8506 | 0.34924 | 630.3053 | 0 | 949.5753 | 0.061056 |  |  | 943.179 | 0.007801 | 1185.6974 | 0.32001 | 1319.6271 | 0.26425 | 0 | 0 | 1107.0377 | 0 | 1107.0311 | 0.0027374
| 817.0169 | 0.15431 | 630.5362 | 0.0040589 | 630.5362 | 0.00047175 | 630.9262 | 0.0019447 | 816.3385 | 6.6229 | 630.5362 | 0.028421 | 819.6114 | 0.48703 | 817.0169 | 0.36936 | 630.5362 | 0 | 949.665 | 0.060665 |  |  | 943.452 | 0.0087464 | 1185.7662 | 0.32052 | 1319.8403 | 0.26362 | 0 | 0 | 1107.0978 | 0 | 1107.0912 | 0.0027421
| 817.1831 | 0.1459 | 630.767 | -0.012517 | 630.767 | 0.0028454 | 631.1567 | -0.0029947 | 816.5049 | 6.6044 | 630.767 | -0.024198 | 819.7791 | 0.49319 | 817.1831 | 0.35644 | 630.767 | 0 | 949.7548 | 0.060693 |  |  | 943.724 | 0.0074856 | 1185.8351 | 0.32103 | 1320.0537 | 0.26303 | 0 | 0 | 1107.1578 | 0 | 1107.1512 | 0.0027477
| 817.3494 | 0.16782 | 630.9979 | 0.00083916 | 630.9979 | -0.00092185 | 631.3872 | 0.0048822 | 816.6713 | 6.7044 | 630.9979 | 0.021095 | 819.9468 | 0.49789 | 817.3494 | 0.37545 | 630.9979 | 0 | 949.8446 | 0.061332 |  |  | 943.997 | 0.0080021 | 1185.9039 | 0.32155 | 1320.2672 | 0.26247 | 0 | 0 | 1107.2179 | 0 | 1107.2113 | 0.0027533
| 817.5157 | 0.1398 | 631.2288 | -0.022594 | 631.2288 | -0.010206 | 631.6177 | -0.0046198 | 816.8378 | 6.7151 | 631.2288 | -0.0079726 | 820.1144 | 0.50438 | 817.5157 | 0.36536 | 631.2288 | 0 | 949.9344 | 0.061947 |  |  | 944.27 | 0.0078447 | 1185.9728 | 0.32208 | 1320.4807 | 0.26192 | 0 | 0 | 1107.2779 | 0 | 1107.2714 | 0.002758
| 817.682 | 0.16491 | 631.4597 | 0.013981 | 631.4597 | 0.0013125 | 631.8483 | 0.0039464 | 817.0042 | 6.9081 | 631.4597 | 0.00093453 | 820.2821 | 0.5102 | 817.682 | 0.38209 | 631.4597 | 0 | 950.0242 | 0.062387 |  |  | 944.543 | 0.0090407 | 1186.0418 | 0.32261 | 1320.6943 | 0.26137 | 0 | 0 | 1107.338 | 0 | 1107.3314 | 0.0027604
| 817.8483 | 0.11032 | 631.6906 | -0.006417 | 631.6906 | -0.0096624 | 632.0789 | -0.0047385 | 817.1707 | 6.8759 | 631.6906 | -0.016225 | 820.4498 | 0.51676 | 817.8483 | 0.37277 | 631.6906 | 0 | 950.114 | 0.062561 |  |  | 944.816 | 0.0089448 | 1186.1106 | 0.32314 | 1320.908 | 0.26077 | 0 | 0 | 1107.3981 | 0 | 1107.3915 | 0.0027604
| 818.0147 | 0.15938 | 631.9215 | 0.0052744 | 631.9215 | 0.0088419 | 632.3094 | 0.0066508 | 817.3371 | 6.8537 | 631.9215 | 0.017598 | 820.6175 | 0.52143 | 818.0147 | 0.38383 | 631.9215 | 0.0018107 | 950.2039 | 0.062703 |  |  | 945.09 | 0.008163 | 1186.1796 | 0.32368 | 1321.1217 | 0.26011 | 0 | 0 | 1107.4581 | 0 | 1107.4515 | 0.0027588
| 818.181 | 0.10684 | 632.1524 | -0.0079419 | 632.1524 | -0.0072314 | 632.54 | -0.0050084 | 817.5036 | 7.0462 | 632.1524 | -0.020051 | 820.7852 | 0.52746 | 818.181 | 0.37968 | 632.1524 | 0 | 950.2937 | 0.063433 |  |  | 945.363 | 0.0082893 | 1186.2484 | 0.32422 | 1321.3354 | 0.25935 | 0 | 0 | 1107.5183 | 0 | 1107.5116 | 0.0027564
| 818.3473 | 0.11292 | 632.3833 | 0.0059405 | 632.3833 | -0.0074507 | 632.7706 | 0.0080203 | 817.67 | 7.1938 | 632.3833 | 0.019389 | 820.9529 | 0.53283 | 818.3473 | 0.38728 | 632.3833 | 0 | 950.3835 | 0.063934 |  |  | 945.637 | 0.008644 | 1186.3174 | 0.32478 | 1321.5493 | 0.25848 | 0 | 0 | 1107.5784 | 0 | 1107.5717 | 0.0027548
| 818.5136 | 0.10112 | 632.6143 | -0.013092 | 632.6143 | -0.016767 | 633.0012 | -0.00011143 | 817.8365 | 7.1329 | 632.6143 | -0.020182 | 821.1206 | 0.53813 | 818.5136 | 0.38408 | 632.6143 | 0 | 950.4734 | 0.064303 |  |  | 945.911 | 0.0090901 | 1186.3863 | 0.32533 | 1321.7633 | 0.25753 | 0 | 0 | 1107.6384 | 0 | 1107.6318 | 0.0027556
| 818.6799 | 0.10381 | 632.8452 | 0.0056648 | 632.8452 | -0.0016888 | 633.2318 | 0.0070833 | 818.003 | 7.1556 | 632.8452 | 0.0094899 | 821.2884 | 0.54449 | 818.6799 | 0.38412 | 632.8452 | 0 | 950.5634 | 0.064612 |  |  | 946.185 | 0.009793 | 1186.4552 | 0.32589 | 1321.9773 | 0.25653 | 0 | 0 | 1107.6986 | 0 | 1107.6919 | 0.0027588
| 818.8463 | 0.081683 | 633.0762 | -0.0047614 | 633.0762 | -0.0065691 | 633.4623 | -0.0028135 | 818.1694 | 7.2483 | 633.0762 | -0.01082 | 821.4561 | 0.55223 | 818.8463 | 0.38015 | 633.0762 | 0 | 950.6533 | 0.064527 |  |  | 946.459 | 0.009409 | 1186.5242 | 0.32646 | 1322.1914 | 0.25552 | 0 | 0 | 1107.7587 | 0 | 1107.7521 | 0.0027676
| 819.0126 | 0.095082 | 633.3072 | 0.010225 | 633.3072 | 0.0031595 | 633.693 | 0.0090708 | 818.3359 | 7.3139 | 633.3072 | 0.029239 | 821.6238 | 0.55957 | 819.0126 | 0.37842 | 633.3072 | 0.0090425 | 950.7432 | 0.064643 |  |  | 946.734 | 0.0098332 | 1186.5931 | 0.32703 | 1322.4055 | 0.25453 | 0 | 0 | 1107.8189 | 0 | 1107.8121 | 0.0027803
| 819.1789 | 0.070792 | 633.5382 | -0.0079133 | 633.5382 | 0.0018926 | 633.9236 | -0.012874 | 818.5024 | 7.3909 | 633.5382 | -0.0099809 | 821.7915 | 0.56683 | 819.1789 | 0.37673 | 633.5382 | 0 | 950.8332 | 0.065111 |  |  | 947.008 | 0.010295 | 1186.6621 | 0.3276 | 1322.6198 | 0.25362 | 0 | 0 | 1107.8789 | 0 | 1107.8723 | 0.0027962
| 819.3453 | 0.076966 | 633.7692 | 0.0095058 | 633.7692 | -0.0092738 | 634.1543 | 0.006875 | 818.6689 | 7.4936 | 633.7692 | 0.0070196 | 821.9593 | 0.57281 | 819.3453 | 0.37517 | 633.7692 | 0 | 950.9232 | 0.065612 |  |  | 947.283 | 0.010269 | 1186.7311 | 0.32819 | 1322.834 | 0.25277 | 0 | 0 | 1107.9391 | 0 | 1107.9324 | 0.0028144
| 819.5116 | 0.069853 | 634.0002 | -0.020621 | 634.0002 | -0.0059401 | 634.3849 | -0.0010023 | 818.8353 | 7.3261 | 634.0002 | -0.019364 | 822.127 | 0.57836 | 819.5116 | 0.37545 | 634.0002 | 0 | 951.0132 | 0.065717 |  |  | 947.558 | 0.010357 | 1186.8001 | 0.32877 | 1323.0483 | 0.25199 | 0 | 0 | 1107.9992 | 0 | 1107.9925 | 0.0028335
| 819.6779 | 0.085508 | 634.2312 | 0.012905 | 634.2312 | 0.00345 | 634.6156 | 0.0098886 | 819.0018 | 7.5599 | 634.2312 | 0.010418 | 822.2948 | 0.58353 | 819.6779 | 0.37285 | 634.2312 | 0 | 951.1031 | 0.065457 |  |  | 947.833 | 0.0098941 | 1186.869 | 0.32936 | 1323.2628 | 0.25124 | 0 | 0 | 1108.0593 | 0 | 1108.0527 | 0.0028494
| 819.8443 | 0.086471 | 634.4622 | -0.014386 | 634.4622 | -0.0069325 | 634.8463 | 0.001716 | 819.1683 | 7.604 | 634.4622 | -0.021182 | 822.4625 | 0.58937 | 819.8443 | 0.37171 | 634.4623 | 0 | 951.1932 | 0.06587 |  |  | 948.108 | 0.010302 | 1186.9381 | 0.32996 | 1323.4773 | 0.25049 | 0 | 0 | 1108.1195 | 0 | 1108.1128 | 0.0028605
| 820.0106 | 0.095082 | 634.6933 | -0.0017827 | 634.6933 | 0.0018783 | 635.077 | 0.001377 | 819.3348 | 7.6764 | 634.6933 | 0.012717 | 822.6303 | 0.59469 | 820.0106 | 0.36826 | 634.6933 | 0 | 951.2833 | 0.067024 |  |  | 948.383 | 0.0096483 | 1187.0071 | 0.33056 | 1323.6918 | 0.24969 | 0 | 0 | 1108.1797 | 0 | 1108.173 | 0.0028653
| 820.177 | 0.078021 | 634.9243 | -0.017228 | 634.9243 | -0.0096352 | 635.3077 | 0.0019358 | 819.5013 | 7.6677 | 634.9243 | -0.02095 | 822.798 | 0.60226 | 820.177 | 0.36832 | 634.9244 | 0.0090425 | 951.3733 | 0.06747 |  |  | 948.659 | 0.011191 | 1187.076 | 0.33117 | 1323.9065 | 0.24881 | 0 | 0 | 1108.2399 | 0 | 1108.2332 | 0.0028613
| 820.3434 | 0.089544 | 635.1554 | 0.015179 | 635.1554 | 0.014754 | 635.5384 | 0.0048388 | 819.6678 | 7.7683 | 635.1554 | 0.019898 | 822.9658 | 0.60951 | 820.3434 | 0.36537 | 635.1554 | 0 | 951.4634 | 0.067361 |  |  | 948.934 | 0.011311 | 1187.1451 | 0.33178 | 1324.1211 | 0.24783 | 0 | 0 | 1108.3001 | 0 | 1108.2933 | 0.0028486
| 820.5097 | 0.081589 | 635.3865 | -0.015312 | 635.3865 | -0.0079525 | 635.7691 | -0.0022084 | 819.8343 | 7.8077 | 635.3865 | -0.010486 | 823.1336 | 0.61822 | 820.5097 | 0.36442 | 635.3865 | 0 | 951.5535 | 0.067696 |  |  | 949.21 | 0.011559 | 1187.2141 | 0.33239 | 1324.3359 | 0.24675 | 0 | 0 | 1108.3602 | 0 | 1108.3535 | 0.0028255
| 820.6761 | 0.095269 | 635.6176 | 0.016689 | 635.6176 | 0.011131 | 635.9999 | 0.0012924 | 820.0009 | 7.9965 | 635.6176 | 0.021424 | 823.3013 | 0.62496 | 820.6761 | 0.35951 | 635.6176 | 0 | 951.6436 | 0.067981 |  |  | 949.486 | 0.01074 | 1187.2832 | 0.33301 | 1324.5508 | 0.24558 | 0 | 0 | 1108.4204 | 0 | 1108.4137 | 0.002793
| 820.8425 | 0.09248 | 635.8487 | -0.016355 | 635.8487 | -0.00098277 | 636.2306 | -0.0022008 | 820.1674 | 7.9952 | 635.8487 | -0.01946 | 823.4691 | 0.63242 | 820.8425 | 0.35947 | 635.8487 | 0.0090425 | 951.7337 | 0.068094 |  |  | 949.762 | 0.01208 | 1187.3522 | 0.33364 | 1324.7656 | 0.24432 | 0 | 0 | 1108.4806 | 0 | 1108.4739 | 0.0027509
| 821.0088 | 0.079782 | 636.0798 | 0.0052886 | 636.0798 | 0.0036092 | 636.4614 | 0.0088561 | 820.3339 | 8.195 | 636.0798 | 0.019 | 823.6369 | 0.63899 | 821.0088 | 0.35589 | 636.0798 | 0.0090425 | 951.8238 | 0.068407 |  |  | 950.038 | 0.01156 | 1187.4213 | 0.33427 | 1324.9806 | 0.24298 | 0 | 0 | 1108.5408 | 0 | 1108.5341 | 0.0027008
| 821.1752 | 0.093513 | 636.3109 | -0.015466 | 636.3109 | -0.0014729 | 636.6921 | -0.0037387 | 820.5004 | 7.9664 | 636.3109 | -0.018573 | 823.8047 | 0.64633 | 821.1752 | 0.35884 | 636.3109 | 0 | 951.9139 | 0.068509 |  |  | 950.315 | 0.011465 | 1187.4904 | 0.33491 | 1325.1957 | 0.24156 | 0 | 0 | 1108.601 | 0 | 1108.5942 | 0.002646
| 821.3416 | 0.085226 | 636.542 | 0.0053743 | 636.542 | -0.0025032 | 636.9229 | 0.0060868 | 820.6669 | 8.312 | 636.542 | 0.0038679 | 823.9725 | 0.65197 | 821.3416 | 0.35613 | 636.542 | 0 | 952.0041 | 0.069137 |  |  | 950.591 | 0.011214 | 1187.5593 | 0.33555 | 1325.4108 | 0.24006 | 0 | 0 | 1108.6611 | 0 | 1108.6545 | 0.0025904
| 821.508 | 0.094076 | 636.7732 | -0.0088198 | 636.7732 | -1.2568e-05 | 637.1537 | -0.0048246 | 820.8335 | 8.1409 | 636.7732 | -0.022208 | 824.1403 | 0.65979 | 821.508 | 0.35988 | 636.7732 | 0 | 952.0943 | 0.07045 |  |  | 950.868 | 0.012557 | 1187.6284 | 0.33619 | 1325.626 | 0.2385 | 0 | 0 | 1108.7214 | 0 | 1108.7147 | 0.002538
| 821.6744 | 0.092923 | 637.0043 | 0.016922 | 637.0043 | 0.011662 | 637.3845 | 0.00076002 | 821 | 8.3412 | 637.0043 | 0.014584 | 824.3081 | 0.66744 | 821.6744 | 0.35702 | 637.0043 | 0 | 952.1845 | 0.07054 |  |  | 951.145 | 0.012534 | 1187.6975 | 0.33684 | 1325.8412 | 0.23689 | 0 | 0 | 1108.7816 | 0 | 1108.7749 | 0.0024927
| 821.8408 | 0.092574 | 637.2355 | 0.0012763 | 637.2355 | -0.0077859 | 637.6153 | 0.00014615 | 821.1666 | 8.4255 | 637.2355 | -0.01391 | 824.4759 | 0.6759 | 821.8408 | 0.36275 | 637.2355 | 0 | 952.2748 | 0.069903 |  |  | 951.422 | 0.011966 | 1187.7666 | 0.33749 | 1326.0565 | 0.23528 | 0 | 0 | 1108.8418 | 0 | 1108.8352 | 0.0024586
| 822.0072 | 0.077811 | 637.4667 | 0.0031325 | 637.4667 | 0.0092625 | 637.8461 | 0.0050009 | 821.3331 | 8.5397 | 637.4667 | 0.010999 | 824.6437 | 0.68435 | 822.0072 | 0.35947 | 637.4667 | 0 | 952.365 | 0.070202 |  |  | 951.699 | 0.012839 | 1187.8357 | 0.33816 | 1326.272 | 0.2337 | 0 | 0 | 1108.9021 | 0 | 1108.8954 | 0.0024379
| 822.1736 | 0.088067 | 637.6978 | -0.01028 | 637.6978 | -0.002993 | 638.077 | 0.0013389 | 821.4997 | 8.5378 | 637.6978 | -0.019576 | 824.8115 | 0.69324 | 822.1736 | 0.3642 | 637.6979 | 0 | 952.4553 | 0.071007 |  |  | 951.977 | 0.012198 | 1187.9048 | 0.33882 | 1326.4874 | 0.23221 | 0 | 0 | 1108.9623 | 0 | 1108.9557 | 0.0024292
| 822.34 | 0.0734 | 637.929 | 0.0054799 | 637.929 | 0.006495 | 638.3078 | 0.010367 | 821.6662 | 8.7194 | 637.929 | 0.0051801 | 824.9794 | 0.70182 | 822.34 | 0.35972 | 637.929 | 0 | 952.5455 | 0.071461 |  |  | 952.254 | 0.013292 | 1187.974 | 0.33948 | 1326.703 | 0.23082 | 0 | 0 | 1109.0226 | 0 | 1109.0159 | 0.0024307
| 822.5064 | 0.082997 | 638.1602 | -0.0050005 | 638.1602 | -0.0056176 | 638.5386 | 0.0013146 | 821.8328 | 8.8099 | 638.1602 | -0.01405 | 825.1472 | 0.71007 | 822.5064 | 0.36454 | 638.1603 | 0 | 952.6359 | 0.071608 |  |  | 952.532 | 0.013057 | 1188.0431 | 0.34015 | 1326.9186 | 0.22956 | 0 | 0 | 1109.0828 | 0 | 1109.0762 | 0.0024395
| 822.6728 | 0.075089 | 638.3915 | 0.015225 | 638.3915 | 0.012905 | 638.7695 | 0.0059393 | 821.9993 | 8.9863 | 638.3915 | 0.022455 | 825.315 | 0.71876 | 822.6728 | 0.36054 | 638.3915 | 0 | 952.7262 | 0.071879 |  |  | 952.81 | 0.013004 | 1188.1122 | 0.34083 | 1327.1343 | 0.22842 | 0 | 0 | 1109.1431 | 0 | 1109.1365 | 0.0024522
| 822.8392 | 0.082997 | 638.6227 | -0.0099165 | 638.6227 | 0.0020007 | 639.0004 | 0.0052335 | 822.1659 | 8.8543 | 638.6227 | -0.018912 | 825.4829 | 0.72676 | 822.8392 | 0.36307 | 638.6227 | 0 | 952.8165 | 0.072108 |  |  | 953.088 | 0.01382 | 1188.1814 | 0.34151 | 1327.35 | 0.22736 | 0 | 0 | 1109.2034 | 0 | 1109.1967 | 0.0024673
| 823.0056 | 0.0841 | 638.8539 | -0.0091422 | 638.8539 | 0.0057184 | 639.2313 | -0.0036161 | 822.3325 | 9.1043 | 638.8539 | -0.015853 | 825.6507 | 0.73576 | 823.0056 | 0.36948 | 638.8539 | 0 | 952.9069 | 0.072201 |  |  | 953.366 | 0.013317 | 1188.2505 | 0.3422 | 1327.5658 | 0.22634 | 0 | 0 | 1109.2637 | 0 | 1109.257 | 0.0024832
| 823.172 | 0.073421 | 639.0852 | 0.0024207 | 639.0852 | 0.022323 | 639.4622 | -0.0012907 | 822.499 | 9.3787 | 639.0852 | 0.0072254 | 825.8186 | 0.74297 | 823.172 | 0.37328 | 639.0852 | 0 | 952.9973 | 0.072387 |  |  | 953.645 | 0.01409 | 1188.3197 | 0.34288 | 1327.7816 | 0.22534 | 0 | 0 | 1109.3238 | 0 | 1109.3173 | 0.0024991
| 823.3384 | 0.084288 | 639.3164 | -0.0096343 | 639.3164 | -0.005535 | 639.6931 | -0.0027972 | 822.6656 | 9.4882 | 639.3164 | -0.025326 | 825.9864 | 0.75131 | 823.3384 | 0.3844 | 639.3164 | 0 | 953.0876 | 0.07293 |  |  | 953.923 | 0.015315 | 1188.3888 | 0.34358 | 1327.9977 | 0.22429 | 0 | 0 | 1109.3842 | 0 | 1109.3776 | 0.002515
| 823.5049 | 0.0722 | 639.5477 | 0.01397 | 639.5477 | 0.015868 | 639.924 | 0.003637 | 822.8322 | 9.5771 | 639.5477 | 0.012862 | 826.1543 | 0.75855 | 823.5049 | 0.37925 | 639.5477 | 0.0090425 | 953.178 | 0.073839 |  |  | 954.202 | 0.013909 | 1188.458 | 0.34428 | 1328.2136 | 0.22317 | 0 | 0 | 1109.4445 | 0 | 1109.4379 | 0.0025308
| 823.6713 | 0.085789 | 639.779 | -0.016336 | 639.779 | -0.0017075 | 640.1549 | -0.0049414 | 822.9988 | 9.7039 | 639.779 | -0.023426 | 826.3222 | 0.7666 | 823.6713 | 0.3901 | 639.779 | 0.0018107 | 953.2684 | 0.073929 |  |  | 954.481 | 0.014216 | 1188.5272 | 0.34498 | 1328.4298 | 0.22196 | 0 | 0 | 1109.5048 | 0 | 1109.4982 | 0.0025467
| 823.8377 | 0.072951 | 640.0103 | 0.02257 | 640.0103 | 0.0074253 | 640.3859 | 0.0049024 | 823.1654 | 9.7046 | 640.0103 | 0.013351 | 826.49 | 0.77206 | 823.8377 | 0.38292 | 640.0103 | 0 | 953.3589 | 0.073662 |  |  | 954.76 | 0.01499 | 1188.5963 | 0.34568 | 1328.6459 | 0.22061 | 0 | 0 | 1109.5651 | 0 | 1109.5585 | 0.0025618
| 824.0042 | 0.084663 | 640.2416 | -0.016803 | 640.2416 | -0.002748 | 640.6168 | 0.0011783 | 823.332 | 9.7995 | 640.2416 | -0.017091 | 826.6579 | 0.77938 | 824.0042 | 0.39468 | 640.2416 | 0 | 953.4493 | 0.074156 |  |  | 955.039 | 0.015398 | 1188.6655 | 0.34639 | 1328.8622 | 0.21912 | 0 | 0 | 1109.6254 | 0 | 1109.6188 | 0.0025769
| 824.1706 | 0.079993 | 640.4729 | 0.0090524 | 640.4729 | 0.0089168 | 640.8478 | 0.0033478 | 823.4986 | 9.9197 | 640.4729 | 0.022278 | 826.8258 | 0.78589 | 824.1706 | 0.38962 | 640.4729 | 0 | 953.5398 | 0.074783 |  |  | 955.318 | 0.01618 | 1188.7347 | 0.3471 | 1329.0785 | 0.21749 | 0 | 0 | 1109.6858 | 0 | 1109.6791 | 0.0025912
| 824.3371 | 0.085977 | 640.7042 | -0.015195 | 640.7042 | -0.0074451 | 641.0787 | -0.0015708 | 823.6652 | 10.0878 | 640.7042 | -0.023339 | 826.9937 | 0.79292 | 824.3371 | 0.40209 | 640.7042 | 0 | 953.6303 | 0.074899 |  |  | 955.598 | 0.014578 | 1188.804 | 0.34782 | 1329.2948 | 0.21575 | 0 | 0 | 1109.7461 | 0 | 1109.7394 | 0.0026055
| 824.5035 | 0.07727 | 640.9356 | 0.0038209 | 640.9356 | 0.013352 | 641.3098 | 0.0030229 | 823.8318 | 10.2639 | 640.9356 | 0.01636 | 827.1616 | 0.79857 | 824.5035 | 0.395 | 640.9356 | 0.0090425 | 953.7208 | 0.074646 |  |  | 955.877 | 0.016467 | 1188.8732 | 0.34854 | 1329.5114 | 0.21392 | 0 | 0 | 1109.8064 | 0 | 1109.7997 | 0.0026214
| 824.67 | 0.084663 | 641.1669 | -0.015245 | 641.1669 | -0.00057079 | 641.5407 | -0.0033763 | 823.9984 | 10.304 | 641.1669 | -0.017805 | 827.3294 | 0.80788 | 824.67 | 0.40492 | 641.1669 | 0 | 953.8113 | 0.074929 |  |  | 956.157 | 0.015426 | 1188.9424 | 0.34926 | 1329.7278 | 0.21208 | 0 | 0 | 1109.8667 | 0 | 1109.8601 | 0.0026389
| 824.8364 | 0.073327 | 641.3983 | 0.010964 | 641.3983 | 0.012288 | 641.7717 | 0.0039673 | 824.165 | 10.4138 | 641.3983 | 0.012751 | 827.4973 | 0.81671 | 824.8364 | 0.3973 | 641.3983 | 0 | 953.9019 | 0.075893 |  |  | 956.437 | 0.015543 | 1189.0117 | 0.34999 | 1329.9445 | 0.21029 | 0 | 0 | 1109.9271 | 0 | 1109.9204 | 0.0026579
| 825.0029 | 0.085226 | 641.6296 | -0.011301 | 641.6296 | -0.0038174 | 642.0027 | -0.001314 | 824.3316 | 10.5871 | 641.6296 | -0.015979 | 827.6652 | 0.82672 | 825.0029 | 0.4083 | 641.6296 | 0 | 953.9924 | 0.076639 |  |  | 956.717 | 0.017368 | 1189.0809 | 0.35072 | 1330.161 | 0.20861 | 0 | 0 | 1109.9874 | 0 | 1109.9808 | 0.0026786
| 825.1693 | 0.077364 | 641.861 | 0.0085285 | 641.861 | 0.0098894 | 642.2338 | 0.0053792 | 824.4982 | 10.7575 | 641.861 | 0.022855 | 827.8332 | 0.83535 | 825.1693 | 0.40491 | 641.861 | 0 | 954.083 | 0.077263 |  |  | 956.998 | 0.016783 | 1189.1501 | 0.35146 | 1330.3778 | 0.20708 | 0 | 0 | 1110.0478 | 0 | 1110.0411 | 0.0027
| 825.3358 | 0.086728 | 642.0924 | -0.0079851 | 642.0924 | -0.0038651 | 642.4648 | -0.0069294 | 824.6648 | 10.7663 | 642.0924 | -0.015542 | 828.0011 | 0.84541 | 825.3358 | 0.41641 | 642.0924 | 0 | 954.1736 | 0.077844 |  |  | 957.278 | 0.017025 | 1189.2195 | 0.3522 | 1330.5946 | 0.20572 | 0 | 0 | 1110.1082 | 0 | 1110.1016 | 0.0027199
| 825.5023 | 0.078397 | 642.3238 | 0.019813 | 642.3238 | 0.02168 | 642.6959 | 0.0013135 | 824.8315 | 10.9032 | 642.3238 | 0.021767 | 828.169 | 0.85388 | 825.5023 | 0.41239 | 642.3238 | 0 | 954.2642 | 0.078032 |  |  | 957.559 | 0.016812 | 1189.2887 | 0.35294 | 1330.8115 | 0.2045 | 0 | 0 | 1110.1686 | 0 | 1110.1619 | 0.0027374
| 825.6687 | 0.086071 | 642.5552 | -0.013313 | 642.5552 | 0.0026104 | 642.9269 | -0.00080242 | 824.9981 | 11.042 | 642.5552 | -0.011443 | 828.3369 | 0.86218 | 825.6687 | 0.41977 | 642.5552 | 0 | 954.3548 | 0.078078 |  |  | 957.84 | 0.016447 | 1189.358 | 0.35369 | 1331.0284 | 0.20336 | 0 | 0 | 1110.2289 | 0 | 1110.2223 | 0.0027501
| 825.8352 | 0.080556 | 642.7866 | 0.0050207 | 642.7866 | 0.010379 | 643.158 | 0.0064249 | 825.1647 | 11.3226 | 642.7866 | 0.020467 | 828.5048 | 0.86918 | 825.8352 | 0.41651 | 642.7866 | 0 | 954.4454 | 0.078496 |  |  | 958.121 | 0.017686 | 1189.4272 | 0.35444 | 1331.2454 | 0.20222 | 0 | 0 | 1110.2893 | 0 | 1110.2827 | 0.0027564
| 826.0017 | 0.087103 | 643.0181 | -0.011401 | 643.0181 | 0.0059031 | 643.3891 | 0.0036431 | 825.3314 | 11.2149 | 643.0181 | -0.026224 | 828.6728 | 0.87774 | 826.0017 | 0.42572 | 643.0181 | 0 | 954.5361 | 0.079027 |  |  | 958.402 | 0.017793 | 1189.4966 | 0.35519 | 1331.4625 | 0.20102 | 0 | 0 | 1110.3497 | 0 | 1110.343 | 0.0027556
| 826.1682 | 0.078115 | 643.2495 | 0.0089947 | 643.2495 | 0.0058851 | 643.6202 | 0.002663 | 825.498 | 11.4933 | 643.2495 | 0.0056133 | 828.8407 | 0.88516 | 826.1682 | 0.42588 | 643.2495 | 0 | 954.6267 | 0.079175 |  |  | 958.683 | 0.01652 | 1189.5658 | 0.35594 | 1331.6797 | 0.19968 | 0 | 0 | 1110.4102 | 0 | 1110.4034 | 0.0027477
| 826.3347 | 0.083161 | 643.4809 | -0.014682 | 643.4809 | -0.0034362 | 643.8513 | 0.001375 | 825.6647 | 11.5257 | 643.4809 | -0.028292 | 829.0087 | 0.89466 | 826.3347 | 0.435 | 643.481 | 0 | 954.7174 | 0.079695 |  |  | 958.965 | 0.018341 | 1189.6351 | 0.35671 | 1331.8969 | 0.1982 | 0 | 0 | 1110.4706 | 0 | 1110.4639 | 0.0027334
| 826.5011 | 0.079523 | 643.7124 | 0.00011909 | 643.7124 | -0.0078653 | 644.0824 | -0.0011537 | 825.8313 | 11.7195 | 643.7124 | 0.030336 | 829.1766 | 0.90341 | 826.5011 | 0.43557 | 643.7124 | 0.0090425 | 954.8081 | 0.080141 |  |  | 959.246 | 0.018365 | 1189.7045 | 0.35747 | 1332.1141 | 0.1966 | 0 | 0 | 1110.5309 | 0 | 1110.5243 | 0.0027151
| 826.6676 | 0.085132 | 643.9439 | -0.016414 | 643.9439 | 0.0063592 | 644.3135 | 0.0019554 | 825.998 | 11.743 | 643.9439 | -0.022388 | 829.3446 | 0.91309 | 826.6676 | 0.44177 | 643.9439 | 0.0090425 | 954.8989 | 0.080136 |  |  | 959.528 | 0.018063 | 1189.7738 | 0.35823 | 1332.3315 | 0.19492 | 0 | 0 | 1110.5913 | 0 | 1110.5847 | 0.0026929
| 826.8341 | 0.08065 | 644.1754 | 0.0093371 | 644.1754 | 0.0015919 | 644.5447 | 0.0024636 | 826.1646 | 11.8882 | 644.1754 | 0.013197 | 829.5125 | 0.92269 | 826.8341 | 0.44311 | 644.1754 | 0.0018107 | 954.9896 | 0.080342 |  |  | 959.81 | 0.019214 | 1189.8431 | 0.359 | 1332.549 | 0.19325 | 0 | 0 | 1110.6517 | 0 | 1110.6451 | 0.0026691
| 827.0006 | 0.085789 | 644.4069 | -0.014665 | 644.4069 | -0.014215 | 644.7758 | 0.0026411 | 826.3313 | 12.0621 | 644.4069 | -0.028392 | 829.6805 | 0.93253 | 827.0006 | 0.44905 | 644.4069 | 0 | 955.0803 | 0.080678 |  |  | 960.092 | 0.019288 | 1189.9125 | 0.35977 | 1332.7665 | 0.19166 | 0 | 0 | 1110.7123 | 0 | 1110.7056 | 0.0026428
| 827.1671 | 0.079148 | 644.6384 | 0.0068256 | 644.6384 | 0.0024359 | 645.007 | 0.00029429 | 826.498 | 12.1545 | 644.6384 | 0.0035242 | 829.8484 | 0.93954 | 827.1671 | 0.45151 | 644.6384 | 0 | 955.1711 | 0.081566 |  |  | 960.375 | 0.019581 | 1189.9818 | 0.36055 | 1332.9841 | 0.19018 | 0 | 0 | 1110.7727 | 0 | 1110.766 | 0.0026158
| 827.3336 | 0.079407 | 644.8699 | -0.006677 | 644.8699 | -0.015061 | 645.2381 | -0.0007652 | 826.6646 | 12.2292 | 644.8699 | -0.019853 | 830.0164 | 0.94878 | 827.3336 | 0.45616 | 644.8699 | 0 | 955.2619 | 0.082589 |  |  | 960.657 | 0.019064 | 1190.0512 | 0.36133 | 1333.2018 | 0.18884 | 0 | 0 | 1110.8331 | 0 | 1110.8264 | 0.0025864
| 827.5002 | 0.080368 | 645.1014 | 0.013939 | 645.1014 | 0.0037679 | 645.4693 | 6.0672e-05 | 826.8313 | 12.3279 | 645.1014 | 0.0057911 | 830.1844 | 0.95785 | 827.5002 | 0.4595 | 645.1014 | 0 | 955.3527 | 0.082948 |  |  | 960.94 | 0.020372 | 1190.1206 | 0.36211 | 1333.4194 | 0.18762 | 0 | 0 | 1110.8936 | 0 | 1110.8868 | 0.0025571
| 827.6667 | 0.084757 | 645.333 | -0.014797 | 645.333 | -0.0059309 | 645.7005 | -0.0034268 | 826.998 | 12.6659 | 645.333 | -0.019236 | 830.3524 | 0.96759 | 827.6667 | 0.46399 | 645.3329 | 0 | 955.4436 | 0.083016 |  |  | 961.223 | 0.021047 | 1190.1899 | 0.36289 | 1333.6372 | 0.18649 | 0 | 0 | 1110.954 | 0 | 1110.9474 | 0.0025277
| 827.8332 | 0.079148 | 645.5645 | 0.0066644 | 645.5645 | 0.0053204 | 645.9317 | 0.0030029 | 827.1647 | 12.5018 | 645.5645 | 0.026245 | 830.5204 | 0.97612 | 827.8332 | 0.46783 | 645.5645 | 0 | 955.5344 | 0.082643 |  |  | 961.505 | 0.020361 | 1190.2593 | 0.36368 | 1333.8551 | 0.18542 | 0 | 0 | 1111.0145 | 0 | 1111.0078 | 0.0025007
| 827.9997 | 0.078844 | 645.7961 | -0.0085798 | 645.7961 | -0.008364 | 646.1629 | -0.0035745 | 827.3314 | 12.6006 | 645.7961 | -0.024155 | 830.6883 | 0.98626 | 827.9997 | 0.47223 | 645.7961 | 0 | 955.6253 | 0.082214 |  |  | 961.789 | 0.02068 | 1190.3287 | 0.36447 | 1334.073 | 0.18437 | 0 | 0 | 1111.0749 | 0 | 1111.0682 | 0.0024784
| 828.1662 | 0.077082 | 646.0276 | 0.001032 | 646.0276 | 0.0053521 | 646.3941 | 0.0018211 | 827.4981 | 12.7196 | 646.0276 | 0.0077315 | 830.8563 | 0.99644 | 828.1662 | 0.47766 | 646.0276 | 0 | 955.7162 | 0.082897 |  |  | 962.072 | 0.021022 | 1190.3981 | 0.36526 | 1334.291 | 0.18333 | 0 | 0 | 1111.1355 | 0 | 1111.1288 | 0.0024633
| 828.3328 | 0.079407 | 646.2592 | -0.0016194 | 646.2592 | -0.0055414 | 646.6254 | 0.0023416 | 827.6648 | 12.7066 | 646.2592 | -0.0078202 | 831.0243 | 1.0074 | 828.3328 | 0.48093 | 646.2592 | 0 | 955.8071 | 0.083984 |  |  | 962.355 | 0.021679 | 1190.4675 | 0.36605 | 1334.5092 | 0.1823 | 0 | 0 | 1111.1959 | 0 | 1111.1892 | 0.0024586
| 828.4993 | 0.06713 | 646.4908 | 0.013448 | 646.4908 | 0.01413 | 646.8566 | 0.0065285 | 827.8314 | 12.87 | 646.4908 | 0.023449 | 831.1923 | 1.0154 | 828.4993 | 0.4844 | 646.4908 | 0 | 955.898 | 0.084535 |  |  | 962.639 | 0.020677 | 1190.537 | 0.36685 | 1334.7273 | 0.18129 | 0 | 0 | 1111.2565 | 0 | 1111.2498 | 0.0024641
| 828.6658 | 0.077811 | 646.7224 | 0.0069746 | 646.7224 | -0.0018427 | 647.0878 | 0.0011535 | 827.9982 | 13.0095 | 646.7224 | -0.018086 | 831.3604 | 1.0263 | 828.6658 | 0.48748 | 646.7224 | 0 | 955.989 | 0.084728 |  |  | 962.923 | 0.020701 | 1190.6063 | 0.36765 | 1334.9456 | 0.1803 | 0 | 0 | 1111.3169 | 0 | 1111.3103 | 0.00248
| 828.8324 | 0.077364 | 646.954 | 0.0095955 | 646.954 | 0.01474 | 647.3191 | 0.00017301 | 828.1649 | 13.1139 | 646.954 | 0.016797 | 831.5284 | 1.0367 | 828.8324 | 0.49812 | 646.954 | 0.0018107 | 956.0799 | 0.084784 |  |  | 963.207 | 0.023576 | 1190.6758 | 0.36845 | 1335.1638 | 0.17931 | 0 | 0 | 1111.3774 | 0 | 1111.3707 | 0.002507
| 828.9989 | 0.081472 | 647.1856 | -0.011393 | 647.1856 | 0.0046555 | 647.5504 | -0.0036722 | 828.3316 | 13.045 | 647.1856 | 0.0041287 | 831.6964 | 1.0473 | 828.9989 | 0.50681 | 647.1856 | 0 | 956.1708 | 0.084804 |  |  | 963.491 | 0.021391 | 1190.7452 | 0.36926 | 1335.3822 | 0.17828 | 0 | 0 | 1111.438 | 0 | 1111.4313 | 0.002542
| 829.1654 | 0.06544 | 647.4173 | 0.005942 | 647.4173 | 0.00656 | 647.7817 | 0.0092836 | 828.4983 | 13.1938 | 647.4173 | 0.013574 | 831.8644 | 1.0552 | 829.1654 | 0.51862 | 647.4173 | 0 | 956.2618 | 0.085246 |  |  | 963.775 | 0.022715 | 1190.8147 | 0.37006 | 1335.6006 | 0.17718 | 0 | 0 | 1111.4984 | 0 | 1111.4918 | 0.0025849
| 829.332 | 0.077154 | 647.6489 | -0.0084464 | 647.6489 | -0.0030159 | 648.013 | -0.004795 | 828.665 | 13.2681 | 647.6489 | -0.032577 | 832.0324 | 1.0651 | 829.332 | 0.52322 | 647.6489 | 0 | 956.3528 | 0.086278 |  |  | 964.06 | 0.022496 | 1190.8842 | 0.37087 | 1335.8191 | 0.17597 | 0 | 0 | 1111.559 | 0 | 1111.5524 | 0.0026309
| 829.4985 | 0.07774 | 647.8806 | 0.016483 | 647.8806 | -0.0069372 | 648.2443 | 0.0056102 | 828.8317 | 13.4665 | 647.8806 | 0.0067033 | 832.2005 | 1.0738 | 829.4985 | 0.5279 | 647.8806 | 0 | 956.4439 | 0.087208 |  |  | 964.345 | 0.023905 | 1190.9536 | 0.37169 | 1336.0377 | 0.17463 | 0 | 0 | 1111.6195 | 0 | 1111.6128 | 0.0026778
| 829.6651 | 0.070678 | 648.1122 | -0.0074228 | 648.1122 | -0.011829 | 648.4756 | -0.0093444 | 828.9984 | 13.3156 | 648.1122 | -0.029328 | 832.3685 | 1.0834 | 829.6651 | 0.5275 | 648.1122 | 0 | 956.5349 | 0.087387 |  |  | 964.629 | 0.02357 | 1191.0231 | 0.3725 | 1336.2563 | 0.17315 | 0 | 0 | 1111.68 | 0 | 1111.6733 | 0.0027223
| 829.8317 | 0.065252 | 648.3439 | 0.0099697 | 648.3439 | 0.0077971 | 648.7069 | 0.00022431 | 829.1652 | 13.5145 | 648.3439 | 0.013234 | 832.5366 | 1.0912 | 829.8317 | 0.52915 | 648.3439 | 0 | 956.626 | 0.087062 |  |  | 964.914 | 0.023883 | 1191.0925 | 0.37332 | 1336.4751 | 0.17153 | 0 | 0 | 1111.7406 | 0 | 1111.7339 | 0.0027596
| 829.9982 | 0.063075 | 648.5756 | -0.014497 | 648.5756 | -0.01362 | 648.9383 | 0.00071977 | 829.3319 | 13.6473 | 648.5756 | -0.023158 | 832.7046 | 1.1021 | 829.9982 | 0.52813 | 648.5756 | 0 | 956.717 | 0.087555 |  |  | 965.199 | 0.022961 | 1191.162 | 0.37413 | 1336.6938 | 0.16979 | 0 | 0 | 1111.8012 | 0 | 1111.7944 | 0.002789
| 830.1648 | 0.067506 | 648.8073 | 0.01435 | 648.8073 | 0.0073425 | 649.1696 | 0.0085813 | 829.4987 | 13.7119 | 648.8073 | 0.021773 | 832.8727 | 1.1136 | 830.1648 | 0.53083 | 648.8073 | 0 | 956.8082 | 0.089106 |  |  | 965.485 | 0.024691 | 1191.2316 | 0.37495 | 1336.9127 | 0.16796 | 0 | 0 | 1111.8617 | 0 | 1111.855 | 0.0028081
| 830.3313 | 0.062887 | 649.039 | -0.012723 | 649.039 | -0.0016026 | 649.401 | -0.0029681 | 829.6654 | 13.5339 | 649.039 | -0.013387 | 833.0407 | 1.126 | 830.3313 | 0.53497 | 649.039 | 0 | 956.8992 | 0.089693 |  |  | 965.77 | 0.025106 | 1191.301 | 0.37577 | 1337.1317 | 0.16608 | 0 | 0 | 1111.9222 | 0 | 1111.9156 | 0.0028168
| 830.4979 | 0.05361 | 649.2707 | 0.011088 | 649.2707 | 0.011193 | 649.6323 | 0.0046765 | 829.8321 | 13.7511 | 649.2707 | 0.0055515 | 833.2088 | 1.1362 | 830.4979 | 0.54155 | 649.2707 | 0 | 956.9904 | 0.08938 |  |  | 966.056 | 0.024898 | 1191.3705 | 0.37659 | 1337.3507 | 0.16418 | 0 | 0 | 1111.9829 | 0 | 1111.9762 | 0.0028168
| 830.6645 | 0.067205 | 649.5025 | -0.0066632 | 649.5025 | -0.0096946 | 649.8637 | -0.0068823 | 829.9989 | 13.5945 | 649.5025 | -0.015107 | 833.3769 | 1.1471 | 830.6645 | 0.54477 | 649.5024 | 0 | 957.0815 | 0.089752 |  |  | 966.342 | 0.025588 | 1191.4401 | 0.37742 | 1337.5697 | 0.1623 | 0 | 0 | 1112.0435 | 0 | 1112.0367 | 0.0028081
| 830.8311 | 0.0722 | 649.7342 | 0.015437 | 649.7342 | 0.00014408 | 650.0952 | 0.0028226 | 830.1656 | 13.8451 | 649.7342 | 0.020116 | 833.5449 | 1.1569 | 830.8311 | 0.54492 | 649.7342 | 0 | 957.1727 | 0.090226 |  |  | 966.628 | 0.026078 | 1191.5096 | 0.37824 | 1337.7889 | 0.16047 | 0 | 0 | 1112.104 | 0 | 1112.0973 | 0.0027938
| 830.9977 | 0.050028 | 649.9659 | -0.010181 | 649.9659 | -0.0035144 | 650.3265 | -0.0011909 | 830.3324 | 13.7413 | 649.9659 | -0.015561 | 833.713 | 1.1673 | 830.9977 | 0.54472 | 649.9659 | 0 | 957.2639 | 0.090468 |  |  | 966.914 | 0.025827 | 1191.5791 | 0.37907 | 1338.0082 | 0.15873 | 0 | 0 | 1112.1645 | 0 | 1112.158 | 0.0027755
| 831.1642 | 0.056239 | 650.1977 | 0.0086563 | 650.1977 | 0.0067853 | 650.5579 | 0.0067439 | 830.4992 | 13.6801 | 650.1977 | 0.020602 | 833.8811 | 1.1757 | 831.1642 | 0.54529 | 650.1977 | 0 | 957.355 | 0.090816 |  |  | 967.2 | 0.026464 | 1191.6487 | 0.3799 | 1338.2274 | 0.15709 | 0 | 0 | 1112.2252 | 0 | 1112.2185 | 0.0027541
| 831.3308 | 0.043739 | 650.4295 | -0.010016 | 650.4295 | -0.011865 | 650.7894 | -0.0049491 | 830.6659 | 13.888 | 650.4295 | -0.015852 | 834.0492 | 1.1864 | 831.3308 | 0.54799 | 650.4295 | 0 | 957.4462 | 0.091134 |  |  | 967.487 | 0.027397 | 1191.7183 | 0.38073 | 1338.4468 | 0.15555 | 0 | 0 | 1112.2858 | 0 | 1112.2792 | 0.0027318
| 831.4974 | 0.047507 | 650.6613 | 0.016092 | 650.6613 | -1.1002e-05 | 651.0208 | 0.0035109 | 830.8327 | 13.8681 | 650.6613 | 0.036479 | 834.2173 | 1.1974 | 831.4974 | 0.55158 | 650.6613 | 0.0072427 | 957.5374 | 0.091043 |  |  | 967.774 | 0.027476 | 1191.7878 | 0.38156 | 1338.6663 | 0.1541 | 0 | 0 | 1112.3464 | 0 | 1112.3397 | 0.0027104
| 831.664 | 0.056129 | 650.893 | -0.014176 | 650.893 | -0.01536 | 651.2523 | -0.00055246 | 830.9995 | 13.8499 | 650.893 | -0.030611 | 834.3854 | 1.2092 | 831.664 | 0.55635 | 650.8931 | 0.0090425 | 957.6287 | 0.090818 |  |  | 968.06 | 0.027942 | 1191.8573 | 0.38239 | 1338.8857 | 0.15268 | 0 | 0 | 1112.4071 | 0 | 1112.4004 | 0.0026913
| 831.8306 | 0.053047 | 651.1249 | 0.0086158 | 651.1249 | 0.0073506 | 651.4837 | 0.0033897 | 831.1662 | 13.9052 | 651.1249 | 0.0075457 | 834.5535 | 1.2191 | 831.8306 | 0.55893 | 651.1249 | 0 | 957.7199 | 0.091193 |  |  | 968.347 | 0.02818 | 1191.9269 | 0.38323 | 1339.1053 | 0.15127 | 0 | 0 | 1112.4677 | 0 | 1112.4609 | 0.0026754
| 831.9972 | 0.057349 | 651.3567 | -0.012352 | 651.3567 | -0.013385 | 651.7151 | -0.0017234 | 831.333 | 13.8415 | 651.3567 | -0.017758 | 834.7216 | 1.2314 | 831.9972 | 0.56271 | 651.3567 | 0 | 957.8112 | 0.092228 |  |  | 968.635 | 0.02782 | 1191.9965 | 0.38406 | 1339.325 | 0.14982 | 0 | 0 | 1112.5283 | 0 | 1112.5216 | 0.0026635
| 832.1638 | 0.055864 | 651.5885 | 0.0034596 | 651.5885 | 0.0045738 | 651.9467 | 0.0084392 | 831.4998 | 13.9532 | 651.5885 | 0.023863 | 834.8897 | 1.2428 | 832.1638 | 0.56413 | 651.5885 | 0.0090425 | 957.9025 | 0.092874 |  |  | 968.922 | 0.029673 | 1192.0662 | 0.3849 | 1339.5447 | 0.14831 | 0 | 0 | 1112.589 | 0 | 1112.5823 | 0.002654
| 832.3304 | 0.044209 | 651.8203 | -0.018178 | 651.8203 | -0.0027866 | 652.1782 | -0.0020073 | 831.6666 | 13.993 | 651.8203 | -0.023372 | 835.0578 | 1.2555 | 832.3304 | 0.56757 | 651.8203 | 0 | 957.9938 | 0.092945 |  |  | 969.209 | 0.0288 | 1192.1357 | 0.38573 | 1339.7645 | 0.14675 | 0 | 0 | 1112.6495 | 0 | 1112.6429 | 0.0026452
| 832.497 | 0.051451 | 652.0522 | 0.0045935 | 652.0522 | 0.0002472 | 652.4097 | 0.0076225 | 831.8334 | 14.0619 | 652.0522 | 0.015848 | 835.2259 | 1.2651 | 832.497 | 0.56815 | 652.0522 | 0 | 958.0852 | 0.093942 |  |  | 969.497 | 0.028545 | 1192.2053 | 0.38656 | 1339.9844 | 0.14518 | 0 | 0 | 1112.7102 | 0 | 1112.7036 | 0.0026341
| 832.6637 | 0.043364 | 652.284 | -0.012593 | 652.284 | 0.0081097 | 652.6412 | -0.0059012 | 832.0002 | 14.0562 | 652.284 | -0.021965 | 835.394 | 1.2768 | 832.6637 | 0.5731 | 652.284 | 0 | 958.1765 | 0.09547 |  |  | 969.785 | 0.029674 | 1192.2749 | 0.3874 | 1340.2043 | 0.14365 | 0 | 0 | 1112.7709 | 0 | 1112.7642 | 0.0026174
| 832.8303 | 0.040278 | 652.5159 | 0.0025199 | 652.5159 | 0.0065308 | 652.8727 | 0.010706 | 832.167 | 14.0781 | 652.5159 | 0.0077717 | 835.5622 | 1.2881 | 832.8303 | 0.57637 | 652.5159 | 0 | 958.2679 | 0.095963 |  |  | 970.073 | 0.030042 | 1192.3446 | 0.38823 | 1340.4243 | 0.14219 | 0 | 0 | 1112.8315 | 0 | 1112.8248 | 0.0025944
| 832.9969 | 0.052844 | 652.7478 | 0.00057995 | 652.7478 | -0.0049757 | 653.1042 | -0.00040163 | 832.3338 | 14.1831 | 652.7478 | -0.025396 | 835.7303 | 1.3003 | 832.9969 | 0.58254 | 652.7478 | 0 | 958.3593 | 0.095837 |  |  | 970.361 | 0.029971 | 1192.4142 | 0.38907 | 1340.6444 | 0.14082 | 0 | 0 | 1112.8922 | 0 | 1112.8855 | 0.002565
| 833.1635 | 0.063375 | 652.9797 | 0.018604 | 652.9797 | 0.0062738 | 653.3358 | 0.0018749 | 832.5006 | 14.264 | 652.9797 | 0.018922 | 835.8984 | 1.3102 | 833.1635 | 0.58312 | 652.9796 | 0 | 958.4507 | 0.095963 |  |  | 970.65 | 0.030721 | 1192.4839 | 0.38991 | 1340.8646 | 0.13953 | 0 | 0 | 1112.9529 | 0 | 1112.9462 | 0.0025308
| 833.3301 | 0.047869 | 653.2115 | -0.010891 | 653.2115 | -0.0051678 | 653.5673 | -0.0011514 | 832.6674 | 14.2463 | 653.2115 | -0.019035 | 836.0666 | 1.3233 | 833.3301 | 0.58572 | 653.2115 | 0 | 958.5421 | 0.096385 |  |  | 970.938 | 0.031643 | 1192.5535 | 0.39075 | 1341.0848 | 0.13831 | 0 | 0 | 1113.0135 | 0 | 1113.007 | 0.0024967
| 833.4968 | 0.048259 | 653.4435 | 0.022325 | 653.4435 | 0.014282 | 653.7989 | 0.0048105 | 832.8342 | 14.4938 | 653.4435 | 0.0054899 | 836.2347 | 1.3352 | 833.4968 | 0.58352 | 653.4435 | 0 | 958.6335 | 0.096909 |  |  | 971.227 | 0.031833 | 1192.6232 | 0.39158 | 1341.3052 | 0.13712 | 0 | 0 | 1113.0743 | 0 | 1113.0676 | 0.0024657
| 833.6634 | 0.043364 | 653.6754 | -0.0048524 | 653.6754 | -0.0109 | 654.0305 | -0.00042592 | 833.001 | 14.4411 | 653.6754 | -0.034424 | 836.4029 | 1.3492 | 833.6634 | 0.58512 | 653.6754 | 0 | 958.725 | 0.097517 |  |  | 971.516 | 0.031927 | 1192.6929 | 0.39242 | 1341.5255 | 0.13593 | 0 | 0 | 1113.135 | 0 | 1113.1283 | 0.0024427
| 833.8301 | 0.054737 | 653.9073 | 0.019712 | 653.9073 | -0.0035175 | 654.262 | 0.0013021 | 833.1679 | 14.4029 | 653.9073 | 0.021777 | 836.571 | 1.3603 | 833.8301 | 0.58319 | 653.9073 | 0 | 958.8165 | 0.09823 |  |  | 971.805 | 0.031332 | 1192.7624 | 0.39326 | 1341.746 | 0.13471 | 0 | 0 | 1113.1957 | 0 | 1113.189 | 0.0024284
| 833.9967 | 0.03914 | 654.1392 | -0.014888 | 654.1392 | -0.0029056 | 654.4936 | 0.0010417 | 833.3347 | 14.3106 | 654.1392 | -0.0090364 | 836.7392 | 1.373 | 833.9967 | 0.58723 | 654.1392 | 0 | 958.908 | 0.0986 |  |  | 972.094 | 0.033585 | 1192.8321 | 0.39409 | 1341.9664 | 0.13346 | 0 | 0 | 1113.2564 | 0 | 1113.2498 | 0.002426
| 834.1633 | 0.041311 | 654.3712 | 0.015696 | 654.3712 | 0.01097 | 654.7252 | 0.0016715 | 833.5015 | 14.4389 | 654.3712 | 0.014654 | 836.9074 | 1.3843 | 834.1633 | 0.58878 | 654.3712 | 0 | 958.9995 | 0.098694 |  |  | 972.384 | 0.033954 | 1192.9019 | 0.39493 | 1342.187 | 0.13219 | 0 | 0 | 1113.3171 | 0 | 1113.3104 | 0.0024323
| 834.33 | 0.041768 | 654.6032 | -0.012553 | 654.6032 | -0.00072293 | 654.9568 | -0.0028374 | 833.6684 | 14.4866 | 654.6032 | -0.0051558 | 837.0756 | 1.3959 | 834.33 | 0.59368 | 654.6032 | 0 | 959.091 | 0.098475 |  |  | 972.673 | 0.033438 | 1192.9716 | 0.39576 | 1342.4077 | 0.13091 | 0 | 0 | 1113.3778 | 0 | 1113.3712 | 0.0024458
| 834.4966 | 0.039809 | 654.8351 | 0.014443 | 654.8351 | 0.0056396 | 655.1885 | 0.001469 | 833.8352 | 14.569 | 654.8351 | 0.018695 | 837.2437 | 1.4047 | 834.4966 | 0.59511 | 654.8351 | 0 | 959.1826 | 0.09865 |  |  | 972.963 | 0.034412 | 1193.0413 | 0.3966 | 1342.6284 | 0.12963 | 0 | 0 | 1113.4386 | 0 | 1113.4319 | 0.0024625
| 834.6633 | 0.028252 | 655.0671 | -0.010406 | 655.0671 | 0.0056557 | 655.4201 | -0.0073375 | 834.002 | 14.556 | 655.0671 | -0.024801 | 837.4119 | 1.4166 | 834.6633 | 0.59951 | 655.0671 | 0 | 959.2741 | 0.099652 |  |  | 973.253 | 0.034576 | 1193.111 | 0.39743 | 1342.8492 | 0.12834 | 0 | 0 | 1113.4993 | 0 | 1113.4927 | 0.0024808
| 834.83 | 0.036241 | 655.2991 | 0.016444 | 655.2991 | 0.0078999 | 655.6517 | 0.0065077 | 834.1689 | 14.7565 | 655.2991 | 0.021094 | 837.5801 | 1.4287 | 834.83 | 0.60072 | 655.2991 | 0 | 959.3657 | 0.099625 |  |  | 973.543 | 0.035987 | 1193.1807 | 0.39826 | 1343.0702 | 0.12702 | 0 | 0 | 1113.5601 | 0 | 1113.5533 | 0.0024983
| 834.9966 | 0.037638 | 655.5311 | -0.017218 | 655.5311 | -0.012722 | 655.8834 | 0.0011127 | 834.3357 | 14.5023 | 655.5311 | -0.02367 | 837.7483 | 1.442 | 834.9966 | 0.60497 | 655.5311 | 0 | 959.4573 | 0.099459 |  |  | 973.833 | 0.03625 | 1193.2505 | 0.39909 | 1343.2911 | 0.12564 | 0 | 0 | 1113.6209 | 0 | 1113.6141 | 0.0025134
| 835.1633 | 0.045724 | 655.7631 | 0.0092266 | 655.7631 | 0.014508 | 656.1151 | -3.3492e-05 | 834.5026 | 14.8468 | 655.7631 | 0.038984 | 837.9165 | 1.4543 | 835.1633 | 0.60635 | 655.7631 | 0 | 959.549 | 0.10065 |  |  | 974.124 | 0.035729 | 1193.3202 | 0.39992 | 1343.5122 | 0.12419 | 0 | 0 | 1113.6815 | 0 | 1113.6749 | 0.0025285
| 835.33 | 0.038577 | 655.9951 | -0.013064 | 655.9951 | -0.008238 | 656.3467 | -0.001911 | 834.6694 | 14.8099 | 655.9951 | -0.010407 | 838.0847 | 1.4682 | 835.33 | 0.61045 | 655.9951 | 0 | 959.6406 | 0.10151 |  |  | 974.414 | 0.036919 | 1193.3899 | 0.40075 | 1343.7333 | 0.12265 | 0 | 0 | 1113.7423 | 0 | 1113.7356 | 0.0025443
| 835.4966 | 0.034175 | 656.2272 | 0.0075705 | 656.2272 | 0.00088958 | 656.5784 | 0.002806 | 834.8363 | 14.8776 | 656.2272 | 0.013013 | 838.2529 | 1.4809 | 835.4966 | 0.60967 | 656.2272 | 0 | 959.7322 | 0.10162 |  |  | 974.705 | 0.036583 | 1193.4597 | 0.40158 | 1343.9545 | 0.12103 | 0 | 0 | 1113.8031 | 0 | 1113.7964 | 0.0025626
| 835.6633 | 0.034259 | 656.4592 | -0.0068235 | 656.4592 | -0.0097265 | 656.8102 | -0.004253 | 835.0032 | 14.9645 | 656.4592 | -0.022554 | 838.4211 | 1.4946 | 835.6633 | 0.61127 | 656.4592 | 0.0090425 | 959.8239 | 0.10221 |  |  | 974.996 | 0.038641 | 1193.5294 | 0.4024 | 1344.1757 | 0.11937 | 0 | 0 | 1113.8639 | 0 | 1113.8572 | 0.0025849
| 835.83 | 0.038306 | 656.6913 | 0.011292 | 656.6913 | 0.0024982 | 657.0419 | 0.0022655 | 835.17 | 14.945 | 656.6913 | 0.012813 | 838.5893 | 1.5061 | 835.83 | 0.60945 | 656.6913 | 0 | 959.9155 | 0.10336 |  |  | 975.287 | 0.037955 | 1193.5992 | 0.40323 | 1344.397 | 0.11772 | 0 | 0 | 1113.9247 | 0 | 1113.918 | 0.0026095
| 835.9967 | 0.043176 | 656.9233 | -0.0077331 | 656.9233 | -0.0080364 | 657.2736 | 0.0015381 | 835.3369 | 14.8433 | 656.9233 | -0.018646 | 838.7575 | 1.5189 | 835.9967 | 0.61479 | 656.9233 | 0.0054302 | 960.0073 | 0.10375 |  |  | 975.579 | 0.038783 | 1193.6691 | 0.40405 | 1344.6184 | 0.11612 | 0 | 0 | 1113.9855 | 0 | 1113.9788 | 0.0026349
| 836.1633 | 0.042438 | 657.1554 | 0.0095342 | 657.1554 | 0.012436 | 657.5053 | 0.0090273 | 835.5038 | 15.1827 | 657.1554 | 0.014317 | 838.9258 | 1.5321 | 836.1633 | 0.61607 | 657.1554 | 0 | 960.099 | 0.10349 |  |  | 975.87 | 0.039403 | 1193.7388 | 0.40486 | 1344.8398 | 0.11462 | 0 | 0 | 1114.0463 | 0 | 1114.0395 | 0.0026595
| 836.33 | 0.041111 | 657.3875 | -0.014837 | 657.3875 | -0.0034457 | 657.7371 | -0.003878 | 835.6707 | 14.9812 | 657.3875 | -0.014243 | 839.094 | 1.547 | 836.33 | 0.62164 | 657.3875 | 0.0036213 | 960.1906 | 0.10394 |  |  | 976.162 | 0.039182 | 1193.8086 | 0.40568 | 1345.0614 | 0.11325 | 0 | 0 | 1114.1071 | 0 | 1114.1003 | 0.0026818
| 836.4967 | 0.034175 | 657.6196 | 0.0029998 | 657.6196 | 0.0023542 | 657.9688 | 0.00173 | 835.8375 | 15.0683 | 657.6196 | 0.0076799 | 839.2622 | 1.5592 | 836.4967 | 0.6211 | 657.6196 | 0 | 960.2824 | 0.10455 |  |  | 976.454 | 0.040259 | 1193.8784 | 0.4065 | 1345.2831 | 0.112 | 0 | 0 | 1114.1679 | 0 | 1114.1611 | 0.0026984
| 836.6634 | 0.034823 | 657.8517 | -0.010326 | 657.8517 | -0.0073165 | 658.2006 | -0.00092957 | 836.0044 | 15.0355 | 657.8517 | -0.018851 | 839.4305 | 1.573 | 836.6634 | 0.62611 | 657.8517 | 0.0018089 | 960.3741 | 0.10445 |  |  | 976.746 | 0.040639 | 1193.9482 | 0.40731 | 1345.5048 | 0.11086 | 0 | 0 | 1114.2286 | 0 | 1114.2221 | 0.0027104
| 836.8301 | 0.035396 | 658.0838 | 0.0037486 | 658.0838 | -0.0011402 | 658.4324 | 0.0070461 | 836.1713 | 15.2949 | 658.0838 | 0.01954 | 839.5987 | 1.5865 | 836.8301 | 0.62829 | 658.0838 | 0 | 960.4659 | 0.10445 |  |  | 977.038 | 0.040366 | 1194.0181 | 0.40812 | 1345.7264 | 0.10982 | 0 | 0 | 1114.2895 | 0 | 1114.2828 | 0.0027159
| 836.9968 | 0.036606 | 658.3159 | -0.011817 | 658.3159 | 0.005167 | 658.6641 | 0.0020967 | 836.3382 | 15.2141 | 658.3159 | -0.021105 | 839.7669 | 1.6001 | 836.9968 | 0.63484 | 658.316 | 0 | 960.5577 | 0.10505 |  |  | 977.33 | 0.041849 | 1194.0879 | 0.40893 | 1345.9484 | 0.10882 | 0 | 0 | 1114.3503 | 0 | 1114.3436 | 0.0027159
| 837.1635 | 0.037743 | 658.5481 | 0.013018 | 658.5481 | 0.0027912 | 658.8959 | 0.0037169 | 836.5051 | 15.4219 | 658.5481 | 0.010334 | 839.9352 | 1.6092 | 837.1635 | 0.63672 | 658.5481 | 0 | 960.6496 | 0.10584 |  |  | 977.623 | 0.042866 | 1194.1577 | 0.40973 | 1346.1702 | 0.10784 | 0 | 0 | 1114.4111 | 0 | 1114.4044 | 0.0027088
| 837.3302 | 0.034729 | 658.7802 | -0.0028158 | 658.7802 | -0.00015184 | 659.1277 | -0.0015495 | 836.672 | 15.2867 | 658.7802 | -0.026519 | 840.1035 | 1.6213 | 837.3302 | 0.64098 | 658.7802 | 0 | 960.7414 | 0.10618 |  |  | 977.916 | 0.043197 | 1194.2275 | 0.41053 | 1346.3922 | 0.10683 | 0 | 0 | 1114.4721 | 0 | 1114.4653 | 0.0026961
| 837.4969 | 0.033706 | 659.0124 | 0.013545 | 659.0124 | 0.016548 | 659.3596 | 0.0037906 | 836.8389 | 15.3466 | 659.0124 | 0.026141 | 840.2717 | 1.6338 | 837.4969 | 0.64157 | 659.0124 | 0 | 960.8333 | 0.10643 |  |  | 978.208 | 0.043381 | 1194.2974 | 0.41133 | 1346.6143 | 0.10577 | 0 | 0 | 1114.5328 | 0 | 1114.5261 | 0.0026778
| 837.6637 | 0.033321 | 659.2446 | -0.0071271 | 659.2446 | -0.0081087 | 659.5914 | 0.0024852 | 837.0058 | 15.4795 | 659.2446 | -0.011297 | 840.44 | 1.6489 | 837.6637 | 0.64655 | 659.2446 | 0 | 960.9252 | 0.10753 |  |  | 978.502 | 0.044651 | 1194.3673 | 0.41212 | 1346.8364 | 0.10463 | 0 | 0 | 1114.5938 | 0 | 1114.587 | 0.002654
| 837.8304 | 0.026664 | 659.4767 | 0.018297 | 659.4767 | 0.011164 | 659.8232 | 0.01484 | 837.1728 | 15.5435 | 659.4767 | 0.024614 | 840.6082 | 1.6604 | 837.8304 | 0.64782 | 659.4767 | 0 | 961.017 | 0.10839 |  |  | 978.795 | 0.046376 | 1194.4371 | 0.41291 | 1347.0586 | 0.1034 | 0 | 0 | 1114.6545 | 0 | 1114.648 | 0.0026278
| 837.9971 | 0.039046 | 659.7089 | -0.0099986 | 659.7089 | 0.010069 | 660.0551 | -0.00058056 | 837.3397 | 15.563 | 659.7089 | -0.017981 | 840.7765 | 1.677 | 837.9971 | 0.65203 | 659.7089 | 0 | 961.1089 | 0.10851 |  |  | 979.088 | 0.044685 | 1194.507 | 0.4137 | 1347.2809 | 0.10209 | 0 | 0 | 1114.7154 | 0 | 1114.7087 | 0.0026023
| 838.1638 | 0.027791 | 659.9411 | 0.012036 | 659.9411 | 0.0104 | 660.2869 | 0.0060957 | 837.5066 | 15.6543 | 659.9411 | 0.02493 | 840.9448 | 1.6926 | 838.1638 | 0.6529 | 659.9411 | 0 | 961.2009 | 0.10863 |  |  | 979.382 | 0.048139 | 1194.5769 | 0.41448 | 1347.5032 | 0.10074 | 0 | 0 | 1114.7764 | 0 | 1114.7696 | 0.0025801
| 838.3306 | 0.028722 | 660.1733 | -0.0084739 | 660.1733 | 0.0026279 | 660.5188 | 0.00058857 | 837.6735 | 15.6064 | 660.1733 | -0.0054318 | 841.1131 | 1.7114 | 838.3306 | 0.65949 | 660.1733 | 0.0018107 | 961.2928 | 0.10889 |  |  | 979.676 | 0.048116 | 1194.6469 | 0.41526 | 1347.7256 | 0.099376 | 0 | 0 | 1114.8372 | 0 | 1114.8306 | 0.002565
| 838.4973 | 0.042156 | 660.4056 | 0.010751 | 660.4056 | 0.00029664 | 660.7507 | 0.0069168 | 837.8404 | 15.7749 | 660.4056 | 0.022383 | 841.2814 | 1.7262 | 838.4973 | 0.66212 | 660.4056 | 0 | 961.3848 | 0.10916 |  |  | 979.97 | 0.048716 | 1194.7167 | 0.41604 | 1347.9481 | 0.098047 | 0 | 0 | 1114.8981 | 0 | 1114.8914 | 0.0025578
| 838.664 | 0.024873 | 660.6378 | -0.0020147 | 660.6378 | -0.0050726 | 660.9826 | -0.0033777 | 838.0074 | 15.7443 | 660.6378 | -0.013992 | 841.4497 | 1.7442 | 838.664 | 0.66985 | 660.6378 | 0.0072409 | 961.4768 | 0.10963 |  |  | 980.264 | 0.047903 | 1194.7866 | 0.41681 | 1348.1707 | 0.096782 | 0 | 0 | 1114.959 | 0 | 1114.9523 | 0.0025602
| 838.8308 | 0.032861 | 660.87 | 0.013294 | 660.87 | 0.0055428 | 661.2145 | 0.0039951 | 838.1743 | 15.9034 | 660.87 | 0.016366 | 841.618 | 1.7595 | 838.8308 | 0.67082 | 660.87 | 0 | 961.5688 | 0.11038 |  |  | 980.558 | 0.049334 | 1194.8566 | 0.41758 | 1348.3933 | 0.095592 | 0 | 0 | 1115.0199 | 0 | 1115.0132 | 0.0025698
| 838.9975 | 0.023465 | 661.1023 | -0.0087991 | 661.1023 | -0.0078056 | 661.4464 | 0.00090176 | 838.3413 | 15.8357 | 661.1023 | -0.01369 | 841.7863 | 1.7756 | 838.9975 | 0.67771 | 661.1023 | 0 | 961.6608 | 0.11064 |  |  | 980.852 | 0.049806 | 1194.9265 | 0.41834 | 1348.616 | 0.094473 | 0 | 0 | 1115.0808 | 0 | 1115.0741 | 0.0025841
| 839.1642 | 0.031265 | 661.3346 | 0.02129 | 661.3346 | -0.0015473 | 661.6783 | 0.00095346 | 838.5082 | 16.0423 | 661.3346 | 0.02489 | 841.9546 | 1.787 | 839.1642 | 0.67874 | 661.3346 | 0 | 961.7529 | 0.11096 |  |  | 981.147 | 0.050245 | 1194.9963 | 0.4191 | 1348.8389 | 0.093408 | 0 | 0 | 1115.1417 | 0 | 1115.135 | 0.0026015
| 839.331 | 0.025155 | 661.5668 | -0.0031349 | 661.5668 | -0.0097289 | 661.9103 | -0.00272 | 838.6751 | 15.8717 | 661.5668 | -0.020414 | 842.1229 | 1.801 | 839.331 | 0.68615 | 661.5668 | 0 | 961.8449 | 0.1119 |  |  | 981.442 | 0.052551 | 1195.0663 | 0.41986 | 1349.0616 | 0.092374 | 0 | 0 | 1115.2026 | 0 | 1115.1959 | 0.0026182
| 839.4977 | 0.027791 | 661.7991 | 0.015917 | 661.7991 | 0.016726 | 662.1422 | 0.0065124 | 838.8421 | 16.071 | 661.7991 | 0.00958 | 842.2912 | 1.8158 | 839.4977 | 0.68832 | 661.7991 | 0 | 961.937 | 0.11236 |  |  | 981.737 | 0.052602 | 1195.1362 | 0.42061 | 1349.2845 | 0.091348 | 0 | 0 | 1115.2635 | 0 | 1115.2568 | 0.0026349
| 839.6645 | 0.024498 | 662.0314 | -0.0070521 | 662.0314 | -0.0056443 | 662.3741 | -0.0054671 | 839.0091 | 16.0373 | 662.0314 | -0.014028 | 842.4595 | 1.8307 | 839.6645 | 0.69435 | 662.0314 | 0 | 962.0291 | 0.11309 |  |  | 982.032 | 0.053335 | 1195.2063 | 0.42136 | 1349.5076 | 0.090317 | 0 | 0 | 1115.3245 | 0 | 1115.3179 | 0.00265
| 839.8312 | 0.036241 | 662.2637 | 0.017635 | 662.2637 | 0.014316 | 662.6061 | 0.00043967 | 839.176 | 16.3609 | 662.2637 | 0.014479 | 842.6279 | 1.8434 | 839.8312 | 0.69448 | 662.2637 | 0 | 962.1212 | 0.1142 |  |  | 982.328 | 0.053538 | 1195.2762 | 0.42209 | 1349.7307 | 0.089269 | 0 | 0 | 1115.3855 | 0 | 1115.3788 | 0.0026643
| 839.998 | 0.02722 | 662.496 | -0.0038981 | 662.496 | -0.0030105 | 662.8381 | -0.0030011 | 839.343 | 16.2347 | 662.496 | -0.015356 | 842.7962 | 1.8587 | 839.998 | 0.69843 | 662.496 | 0 | 962.2133 | 0.1142 |  |  | 982.623 | 0.053732 | 1195.3462 | 0.42283 | 1349.9539 | 0.088197 | 0 | 0 | 1115.4464 | 0 | 1115.4397 | 0.0026778
| 840.1648 | 0.021782 | 662.7284 | 0.011049 | 662.7284 | -0.0039998 | 663.0701 | 0.0060729 | 839.5099 | 16.3787 | 662.7284 | 0.012688 | 842.9645 | 1.8748 | 840.1648 | 0.69944 | 662.7283 | 0 | 962.3054 | 0.114 |  |  | 982.919 | 0.055138 | 1195.4161 | 0.42356 | 1350.1771 | 0.087093 | 0 | 0 | 1115.5073 | 0 | 1115.5007 | 0.0026889
| 840.3315 | 0.024967 | 662.9607 | -0.0055597 | 662.9607 | 0.00067214 | 663.3021 | 0.006539 | 839.6769 | 16.2927 | 662.9607 | -0.016887 | 843.1329 | 1.8891 | 840.3315 | 0.70379 | 662.9607 | 0 | 962.3976 | 0.11422 |  |  | 983.215 | 0.056803 | 1195.4862 | 0.42429 | 1350.4004 | 0.085953 | 0 | 0 | 1115.5684 | 0 | 1115.5617 | 0.0026984
| 840.4983 | 0.028073 | 663.193 | 0.0095108 | 663.193 | 0.0058945 | 663.5341 | 0.0050816 | 839.8439 | 16.4241 | 663.193 | -0.0024307 | 843.3012 | 1.9009 | 840.4983 | 0.70365 | 663.193 | 0 | 962.4898 | 0.11464 |  |  | 983.511 | 0.056563 | 1195.5561 | 0.42501 | 1350.6238 | 0.084773 | 0 | 0 | 1115.6293 | 0 | 1115.6226 | 0.002704
| 840.6651 | 0.028815 | 663.4254 | -0.017583 | 663.4254 | -0.0051616 | 663.7661 | 4.4019e-05 | 840.0109 | 16.5105 | 663.4254 | -0.01256 | 843.4696 | 1.9145 | 840.6651 | 0.70558 | 663.4254 | 0 | 962.582 | 0.11558 |  |  | 983.807 | 0.056522 | 1195.6262 | 0.42572 | 1350.8472 | 0.083559 | 0 | 0 | 1115.6903 | 0 | 1115.6836 | 0.0027072
| 840.8319 | 0.034645 | 663.6578 | 0.014426 | 663.6578 | 0.014872 | 663.9982 | 0.0067984 | 840.1779 | 16.5724 | 663.6578 | 0.012134 | 843.6379 | 1.9275 | 840.8319 | 0.70589 | 663.6577 | 0 | 962.6742 | 0.11621 |  |  | 984.103 | 0.058797 | 1195.6962 | 0.42644 | 1351.0707 | 0.082328 | 0 | 0 | 1115.7512 | 0 | 1115.7445 | 0.0027072
| 840.9986 | 0.032007 | 663.8901 | -0.0060695 | 663.8901 | -0.0056344 | 664.2302 | -0.0034932 | 840.3448 | 16.4786 | 663.8901 | -0.0040874 | 843.8063 | 1.94 | 840.9986 | 0.71111 | 663.8901 | 0 | 962.7664 | 0.11634 |  |  | 984.4 | 0.058154 | 1195.7662 | 0.42714 | 1351.2943 | 0.081105 | 0 | 0 | 1115.8123 | 0 | 1115.8055 | 0.0027072
| 841.1654 | 0.033612 | 664.1225 | 0.010809 | 664.1225 | -0.0011854 | 664.4622 | 0.011597 | 840.5118 | 16.7176 | 664.1225 | 0.017438 | 843.9746 | 1.9508 | 841.1654 | 0.71455 | 664.1225 | 0 | 962.8586 | 0.11681 |  |  | 984.697 | 0.059432 | 1195.8363 | 0.42784 | 1351.5179 | 0.07992 | 0 | 0 | 1115.8733 | 0 | 1115.8666 | 0.002708
| 841.3322 | 0.024122 | 664.3549 | -0.0018995 | 664.3549 | -0.0060545 | 664.6943 | 0.0018028 | 840.6788 | 16.5726 | 664.3549 | -0.029644 | 844.143 | 1.9658 | 841.3322 | 0.72016 | 664.3549 | 0 | 962.9509 | 0.1173 |  |  | 984.994 | 0.060721 | 1195.9062 | 0.42853 | 1351.7417 | 0.078803 | 0 | 0 | 1115.9342 | 0 | 1115.9276 | 0.0027112
| 841.499 | 0.026101 | 664.5873 | 0.014766 | 664.5873 | -0.0038876 | 664.9264 | -0.0033681 | 840.8458 | 16.8894 | 664.5873 | -0.0016709 | 844.3114 | 1.982 | 841.499 | 0.72182 | 664.5873 | 0 | 963.0432 | 0.11787 |  |  | 985.291 | 0.061327 | 1195.9763 | 0.42922 | 1351.9656 | 0.077777 | 0 | 0 | 1115.9952 | 0 | 1115.9885 | 0.0027183
| 841.6658 | 0.029285 | 664.8197 | 0.0007326 | 664.8197 | -0.0037855 | 665.1584 | -0.00093648 | 841.0128 | 16.8442 | 664.8197 | -0.019145 | 844.4797 | 1.9999 | 841.6658 | 0.72531 | 664.8197 | 0 | 963.1354 | 0.11824 |  |  | 985.588 | 0.062027 | 1196.0464 | 0.4299 | 1352.1895 | 0.076852 | 0 | 0 | 1116.0563 | 0 | 1116.0496 | 0.0027278
| 841.8326 | 0.025631 | 665.0522 | 0.018671 | 665.0522 | 0.0040101 | 665.3906 | 0.0014524 | 841.1798 | 16.8372 | 665.0522 | 0.015818 | 844.6481 | 2.0144 | 841.8326 | 0.72627 | 665.0522 | 0 | 963.2277 | 0.11816 |  |  | 985.886 | 0.062147 | 1196.1165 | 0.43058 | 1352.4135 | 0.076019 | 0 | 0 | 1116.1173 | 0 | 1116.1106 | 0.0027398
| 841.9994 | 0.027971 | 665.2846 | -0.00042648 | 665.2846 | -0.0097649 | 665.6226 | 0.0012557 | 841.3468 | 16.9748 | 665.2846 | -0.015361 | 844.8165 | 2.0312 | 841.9994 | 0.7301 | 665.2846 | 0 | 963.3201 | 0.11891 |  |  | 986.184 | 0.063288 | 1196.1865 | 0.43125 | 1352.6375 | 0.075254 | 0 | 0 | 1116.1783 | 0 | 1116.1716 | 0.0027509
| 842.1662 | 0.027697 | 665.5171 | 0.015887 | 665.5171 | 0.0072697 | 665.8547 | 0.0052343 | 841.5138 | 17.1532 | 665.5171 | 0.0017883 | 844.9849 | 2.0481 | 842.1662 | 0.73065 | 665.5171 | 0.0036213 | 963.4124 | 0.12034 |  |  | 986.481 | 0.063506 | 1196.2566 | 0.43191 | 1352.8616 | 0.074517 | 0 | 0 | 1116.2394 | 0 | 1116.2327 | 0.0027612
| 842.333 | 0.028815 | 665.7495 | -0.0083239 | 665.7495 | -0.010001 | 666.0869 | -0.0052207 | 841.6809 | 17.1942 | 665.7495 | -0.012251 | 845.1533 | 2.0637 | 842.333 | 0.73669 | 665.7495 | 0 | 963.5048 | 0.12142 |  |  | 986.779 | 0.065401 | 1196.3268 | 0.43257 | 1353.0858 | 0.073764 | 0 | 0 | 1116.3004 | 0 | 1116.2937 | 0.0027699
| 842.4998 | 0.027321 | 665.982 | 0.018832 | 665.982 | 0.011964 | 666.319 | 0.0046515 | 841.8479 | 17.0435 | 665.982 | 0.021357 | 845.3217 | 2.0742 | 842.4998 | 0.73894 | 665.982 | 0 | 963.5972 | 0.12193 |  |  | 987.078 | 0.06631 | 1196.3969 | 0.43322 | 1353.3101 | 0.072958 | 0 | 0 | 1116.3615 | 0 | 1116.3547 | 0.0027763
| 842.6666 | 0.024404 | 666.2145 | -0.0038242 | 666.2145 | -0.0013937 | 666.5511 | -0.00056409 | 842.0149 | 17.365 | 666.2145 | -0.017684 | 845.4901 | 2.0896 | 842.6666 | 0.74738 | 666.2145 | 0 | 963.6896 | 0.12215 |  |  | 987.376 | 0.066288 | 1196.4669 | 0.43386 | 1353.5344 | 0.072081 | 0 | 0 | 1116.4225 | 0 | 1116.4158 | 0.0027795
| 842.8334 | 0.030044 | 666.447 | 0.022213 | 666.447 | 0.0014944 | 666.7833 | 0.0048558 | 842.1819 | 17.336 | 666.447 | 0.013214 | 845.6585 | 2.1058 | 842.8334 | 0.75071 | 666.447 | 0 | 963.782 | 0.12234 |  |  | 987.675 | 0.067287 | 1196.5371 | 0.4345 | 1353.7588 | 0.07114 | 0 | 0 | 1116.4835 | 0 | 1116.4769 | 0.0027795
| 843.0002 | 0.032945 | 666.6795 | -0.0017299 | 666.6795 | -0.00014173 | 667.0155 | -0.0011184 | 842.349 | 17.3655 | 666.6795 | -0.011808 | 845.8269 | 2.124 | 843.0002 | 0.75981 | 666.6795 | 0 | 963.8745 | 0.12252 |  |  | 987.973 | 0.06808 | 1196.6072 | 0.43513 | 1353.9833 | 0.070164 | 0 | 0 | 1116.5447 | 0 | 1116.538 | 0.0027779
| 843.1671 | 0.025444 | 666.912 | 0.015862 | 666.912 | 0.0050651 | 667.2477 | 0.0021382 | 842.516 | 17.5673 | 666.912 | -0.0021045 | 845.9953 | 2.1392 | 843.1671 | 0.76351 | 666.912 | 0 | 963.9669 | 0.12289 |  |  | 988.272 | 0.069232 | 1196.6774 | 0.43576 | 1354.2079 | 0.069194 | 0 | 0 | 1116.6057 | 0 | 1116.599 | 0.0027731
| 843.3339 | 0.019711 | 667.1445 | -0.00026181 | 667.1445 | -0.0063632 | 667.4799 | 0.0029613 | 842.683 | 17.4861 | 667.1445 | -0.0087887 | 846.1638 | 2.1601 | 843.3339 | 0.77036 | 667.1445 | 0 | 964.0594 | 0.12329 |  |  | 988.572 | 0.070107 | 1196.7474 | 0.43638 | 1354.4325 | 0.068268 | 0 | 0 | 1116.6669 | 0 | 1116.6602 | 0.0027668
| 843.5007 | 0.024787 | 667.377 | 0.014766 | 667.377 | 0.0057872 | 667.712 | 0.0022802 | 842.8501 | 17.4389 | 667.377 | 0.01788 | 846.3322 | 2.179 | 843.5007 | 0.77064 | 667.377 | 0 | 964.1519 | 0.12392 |  |  | 988.871 | 0.070974 | 1196.8176 | 0.43699 | 1354.6572 | 0.067405 | 0 | 0 | 1116.7279 | 0 | 1116.7212 | 0.0027588
| 843.6675 | 0.030036 | 667.6096 | -0.0032599 | 667.6096 | -0.0081309 | 667.9442 | 0.0019276 | 843.0171 | 17.6057 | 667.6096 | -0.011433 | 846.5006 | 2.2001 | 843.6675 | 0.77248 | 667.6096 | 0 | 964.2444 | 0.12499 |  |  | 989.17 | 0.071654 | 1196.8878 | 0.4376 | 1354.882 | 0.066598 | 0 | 0 | 1116.7889 | 0 | 1116.7823 | 0.0027509
| 843.8344 | 0.030044 | 667.8421 | 0.015639 | 667.8421 | 0.0083035 | 668.1765 | 0.0040498 | 843.1842 | 17.8201 | 667.8421 | 0.014932 | 846.6691 | 2.218 | 843.8344 | 0.7714 | 667.8421 | 0 | 964.337 | 0.12622 |  |  | 989.47 | 0.072631 | 1196.9579 | 0.4382 | 1355.1068 | 0.065815 | 0 | 0 | 1116.8501 | 0 | 1116.8434 | 0.0027437
| 844.0012 | 0.023653 | 668.0747 | -0.0041471 | 668.0747 | -0.0011077 | 668.4087 | -0.0010353 | 843.3512 | 17.8204 | 668.0747 | -0.023418 | 846.8375 | 2.2398 | 844.0012 | 0.77589 | 668.0747 | 0 | 964.4295 | 0.12689 |  |  | 989.77 | 0.07269 | 1197.0281 | 0.43879 | 1355.3318 | 0.065009 | 0 | 0 | 1116.9113 | 0 | 1116.9045 | 0.0027374
| 844.1681 | 0.035584 | 668.3072 | 0.020793 | 668.3072 | 0.0082931 | 668.6409 | 0.0048822 | 843.5183 | 17.969 | 668.3072 | 0.012587 | 847.0059 | 2.2604 | 844.1681 | 0.77909 | 668.3072 | 0 | 964.5221 | 0.12678 |  |  | 990.07 | 0.074855 | 1197.0983 | 0.43937 | 1355.5568 | 0.064141 | 0 | 0 | 1116.9723 | 0 | 1116.9656 | 0.0027326
| 844.3349 | 0.028815 | 668.5398 | 0.0019308 | 668.5398 | -0.0085876 | 668.8732 | -0.0029414 | 843.6854 | 18.104 | 668.5398 | -0.022744 | 847.1744 | 2.2822 | 844.3349 | 0.78455 | 668.5398 | 0 | 964.6147 | 0.12693 |  |  | 990.37 | 0.076696 | 1197.1685 | 0.43995 | 1355.7819 | 0.063189 | 0 | 0 | 1117.0334 | 0 | 1117.0267 | 0.0027294
| 844.5017 | 0.025444 | 668.7724 | 0.022344 | 668.7724 | 0.005168 | 669.1054 | 0.0044928 | 843.8524 | 18.2468 | 668.7724 | 0.016654 | 847.3429 | 2.2969 | 844.5017 | 0.78651 | 668.7724 | 0.0018107 | 964.7073 | 0.12734 |  |  | 990.671 | 0.077172 | 1197.2387 | 0.44053 | 1356.0071 | 0.062168 | 0 | 0 | 1117.0946 | 0 | 1117.0879 | 0.0027255
| 844.6686 | 0.020368 | 669.005 | -0.0037769 | 669.005 | -0.011411 | 669.3377 | 0.00072112 | 844.0195 | 18.3547 | 669.005 | -0.017559 | 847.5113 | 2.3146 | 844.6686 | 0.79128 | 669.005 | 0 | 964.7999 | 0.12761 |  |  | 990.971 | 0.078072 | 1197.3088 | 0.44109 | 1356.2323 | 0.061123 | 0 | 0 | 1117.1558 | 0 | 1117.149 | 0.0027207
| 844.8354 | 0.030608 | 669.2376 | 0.014607 | 669.2376 | 0.0098752 | 669.57 | 0.00555 | 844.1866 | 18.592 | 669.2376 | 0.022919 | 847.6798 | 2.33 | 844.8354 | 0.79429 | 669.2376 | 0 | 964.8925 | 0.1284 |  |  | 991.272 | 0.078898 | 1197.3791 | 0.44165 | 1356.4576 | 0.060116 | 0 | 0 | 1117.2169 | 0 | 1117.2102 | 0.0027143
| 845.0023 | 0.022057 | 669.4703 | 0.0032069 | 669.4703 | -0.0078899 | 669.8022 | -0.0043284 | 844.3536 | 18.3954 | 669.4703 | -0.027456 | 847.8482 | 2.3438 | 845.0023 | 0.7985 | 669.4703 | 0 | 964.9852 | 0.12914 |  |  | 991.573 | 0.080842 | 1197.4493 | 0.4422 | 1356.683 | 0.05921 | 0 | 0 | 1117.2779 | 0 | 1117.2714 | 0.0027064
| 845.1692 | 0.018684 | 669.7029 | 0.025475 | 669.7029 | 0.00082974 | 670.0345 | 0.0069368 | 844.5207 | 18.684 | 669.7029 | 0.011907 | 848.0167 | 2.3558 | 845.1692 | 0.80019 | 669.7029 | 0 | 965.0778 | 0.12926 |  |  | 991.874 | 0.081008 | 1197.5195 | 0.44274 | 1356.9084 | 0.058441 | 0 | 0 | 1117.3391 | 0 | 1117.3325 | 0.0026992
| 845.336 | 0.02309 | 669.9355 | -0.00077172 | 669.9355 | -0.00067473 | 670.2669 | 0.0023566 | 844.6878 | 18.6608 | 669.9355 | -0.0077997 | 848.1852 | 2.3749 | 845.336 | 0.80373 | 669.9355 | 0 | 965.1705 | 0.12982 |  |  | 992.175 | 0.08102 | 1197.5898 | 0.44328 | 1357.134 | 0.057815 | 0 | 0 | 1117.4004 | 0 | 1117.3937 | 0.0026937
| 845.5029 | 0.036616 | 670.1682 | 0.021159 | 670.1682 | -0.0027493 | 670.4992 | 0.0040533 | 844.8549 | 18.8923 | 670.1682 | 0.011512 | 848.3537 | 2.391 | 845.5029 | 0.80719 | 670.1682 | 0 | 965.2632 | 0.13083 |  |  | 992.477 | 0.084082 | 1197.66 | 0.44381 | 1357.3596 | 0.057301 | 0 | 0 | 1117.4615 | 0 | 1117.4548 | 0.0026937
| 845.6698 | 0.023465 | 670.4009 | -0.00045791 | 670.4009 | -0.016089 | 670.7316 | -0.0013152 | 845.022 | 18.8509 | 670.4009 | -0.013224 | 848.5222 | 2.4097 | 845.6698 | 0.81308 | 670.4009 | 0 | 965.356 | 0.1316 |  |  | 992.779 | 0.084681 | 1197.7304 | 0.44434 | 1357.5853 | 0.056852 | 0 | 0 | 1117.5227 | 0 | 1117.516 | 0.0027008
| 845.8366 | 0.025913 | 670.6335 | 0.018773 | 670.6335 | 0.0042767 | 670.9639 | 0.0044499 | 845.1891 | 18.9921 | 670.6335 | 0.0077423 | 848.6906 | 2.4261 | 845.8366 | 0.81697 | 670.6335 | 0 | 965.4487 | 0.13168 |  |  | 993.08 | 0.085094 | 1197.8005 | 0.44485 | 1357.811 | 0.056414 | 0 | 0 | 1117.5839 | 0 | 1117.5772 | 0.0027183
| 846.0035 | 0.025624 | 670.8662 | 0.0044543 | 670.8662 | -0.0080236 | 671.1962 | -0.0014217 | 845.3562 | 19.0922 | 670.8662 | -0.015527 | 848.8591 | 2.4442 | 846.0035 | 0.82268 | 670.8662 | 0 | 965.5415 | 0.13159 |  |  | 993.382 | 0.086473 | 1197.8709 | 0.44537 | 1358.0369 | 0.055951 | 0 | 0 | 1117.645 | 0 | 1117.6383 | 0.0027453
| 846.1704 | 0.028448 | 671.0989 | 0.020559 | 671.0989 | -0.0014082 | 671.4286 | 0.0081167 | 845.5233 | 19.2146 | 671.0989 | 0.0074179 | 849.0276 | 2.4601 | 846.1704 | 0.82565 | 671.0989 | 0 | 965.6343 | 0.13228 |  |  | 993.685 | 0.089444 | 1197.9412 | 0.44587 | 1358.2628 | 0.055444 | 0 | 0 | 1117.7063 | 0 | 1117.6996 | 0.0027803
| 846.3373 | 0.0214 | 671.3316 | 0.00010408 | 671.3316 | 0.0077075 | 671.6609 | -0.0037686 | 845.6904 | 19.4056 | 671.3316 | -0.013221 | 849.1961 | 2.4796 | 846.3373 | 0.83117 | 671.3316 | 0 | 965.7271 | 0.13334 |  |  | 993.987 | 0.08892 | 1198.0113 | 0.44637 | 1358.4888 | 0.054894 | 0 | 0 | 1117.7675 | 0 | 1117.7607 | 0.0028208
| 846.5041 | 0.024974 | 671.5643 | 0.01938 | 671.5643 | -0.00062014 | 671.8934 | 0.011595 | 845.8575 | 19.5817 | 671.5643 | 0.014312 | 849.3647 | 2.4968 | 846.5041 | 0.83455 | 671.5643 | 0 | 965.8198 | 0.13388 |  |  | 994.29 | 0.090952 | 1198.0817 | 0.44686 | 1358.7148 | 0.054313 | 0 | 0 | 1117.8286 | 0 | 1117.822 | 0.0028621
| 846.671 | 0.026563 | 671.7971 | 0.0088908 | 671.7971 | -0.0078645 | 672.1257 | -0.0016153 | 846.0246 | 19.6981 | 671.7971 | -0.022034 | 849.5332 | 2.5208 | 846.671 | 0.8429 | 671.7971 | 0 | 965.9126 | 0.1339 |  |  | 994.593 | 0.092533 | 1198.152 | 0.44734 | 1358.9409 | 0.053719 | 0 | 0 | 1117.8899 | 0 | 1117.8832 | 0.002901
| 846.8379 | 0.022533 | 672.0298 | 0.03275 | 672.0298 | 0.0046999 | 672.3582 | 0.0081101 | 846.1917 | 19.9656 | 672.0298 | 0.016424 | 849.7017 | 2.5442 | 846.8379 | 0.84807 | 672.0298 | 0 | 966.0055 | 0.13446 |  |  | 994.896 | 0.09256 | 1198.2223 | 0.44781 | 1359.1672 | 0.053127 | 0 | 0 | 1117.951 | 0 | 1117.9445 | 0.002932
| 847.0048 | 0.023465 | 672.2625 | 0.0083758 | 672.2625 | -0.0060241 | 672.5906 | -0.00027589 | 846.3588 | 19.9952 | 672.2625 | -0.018861 | 849.8702 | 2.5704 | 847.0048 | 0.85602 | 672.2625 | 0 | 966.0983 | 0.13507 |  |  | 995.199 | 0.093699 | 1198.2926 | 0.44828 | 1359.3934 | 0.052546 | 0 | 0 | 1118.0123 | 0 | 1118.0056 | 0.0029542
| 847.1717 | 0.023754 | 672.4953 | 0.020917 | 672.4953 | -0.015373 | 672.823 | 0.0027949 | 846.526 | 20.3479 | 672.4953 | 0.01442 | 850.0387 | 2.5917 | 847.1717 | 0.85892 | 672.4953 | 0 | 966.1912 | 0.13489 |  |  | 995.502 | 0.09629 | 1198.3629 | 0.44874 | 1359.6199 | 0.051979 | 0 | 0 | 1118.0736 | 0 | 1118.0669 | 0.0029661
| 847.3386 | 0.021025 | 672.7281 | 0.014809 | 672.7281 | -0.021264 | 673.0554 | 0.00085698 | 846.6931 | 20.4084 | 672.7281 | -0.014182 | 850.2073 | 2.6153 | 847.3386 | 0.8646 | 672.7281 | 0 | 966.2841 | 0.13562 |  |  | 995.806 | 0.095485 | 1198.4334 | 0.4492 | 1359.8463 | 0.051419 | 0 | 0 | 1118.1348 | 0 | 1118.1282 | 0.0029677
| 847.5055 | 0.024129 | 672.9608 | 0.0214 | 672.9608 | 0.0092537 | 673.2879 | 0.00021201 | 846.8602 | 20.5599 | 672.9608 | 0.018272 | 850.3758 | 2.6345 | 847.5055 | 0.86809 | 672.9608 | 0 | 966.3771 | 0.13695 |  |  | 996.109 | 0.097352 | 1198.5037 | 0.44965 | 1360.0728 | 0.050857 | 0 | 0 | 1118.196 | 0 | 1118.1893 | 0.0029614
| 847.6724 | 0.027501 | 673.1936 | 0.0052786 | 673.1936 | -0.011873 | 673.5203 | -0.00081401 | 847.0274 | 20.6794 | 673.1936 | -0.004038 | 850.5443 | 2.6555 | 847.6724 | 0.87309 | 673.1936 | 0 | 966.47 | 0.13729 |  |  | 996.413 | 0.09761 | 1198.574 | 0.45009 | 1360.2993 | 0.050281 | 0 | 0 | 1118.2573 | 0 | 1118.2506 | 0.0029479
| 847.8393 | 0.02319 | 673.4264 | 0.034233 | 673.4264 | 0.0034486 | 673.7528 | 0.0071114 | 847.1945 | 20.9553 | 673.4264 | 0.028993 | 850.7129 | 2.6692 | 847.8393 | 0.87731 | 673.4264 | 0 | 966.563 | 0.13767 |  |  | 996.717 | 0.1006 | 1198.6444 | 0.45052 | 1360.526 | 0.049682 | 0 | 0 | 1118.3186 | 0 | 1118.3119 | 0.0029304
| 848.0062 | 0.02187 | 673.6592 | 0.0098146 | 673.6592 | -0.0054236 | 673.9853 | -0.0043442 | 847.3616 | 21.0764 | 673.6592 | -0.015437 | 850.8814 | 2.6862 | 848.0062 | 0.88188 | 673.6592 | 0 | 966.6559 | 0.13816 |  |  | 997.022 | 0.10159 | 1198.7147 | 0.45095 | 1360.7528 | 0.04906 | 0 | 0 | 1118.3799 | 0 | 1118.3732 | 0.0029113
| 848.1732 | 0.02319 | 673.892 | 0.036259 | 673.892 | 0.0084161 | 674.2178 | 0.0034237 | 847.5288 | 21.3324 | 673.892 | 0.019569 | 851.05 | 2.7047 | 848.1732 | 0.8827 | 673.8921 | 0 | 966.749 | 0.13875 |  |  | 997.326 | 0.10254 | 1198.7852 | 0.45137 | 1360.9796 | 0.048423 | 0 | 0 | 1118.4412 | 0 | 1118.4344 | 0.0028939
| 848.3401 | 0.033039 | 674.1249 | 0.015981 | 674.1249 | -0.0066421 | 674.4503 | 0.0020983 | 847.6959 | 21.4472 | 674.1249 | -0.021889 | 851.2185 | 2.7262 | 848.3401 | 0.88517 | 674.1249 | 0 | 966.8419 | 0.13952 |  |  | 997.631 | 0.10371 | 1198.8555 | 0.45179 | 1361.2064 | 0.047788 | 0 | 0 | 1118.5024 | 0 | 1118.4957 | 0.002878
| 848.507 | 0.026477 | 674.3577 | 0.028558 | 674.3577 | 0.00092409 | 674.6828 | 0.0077141 | 847.8631 | 21.6228 | 674.3577 | 0.0053986 | 851.3871 | 2.7433 | 848.507 | 0.88706 | 674.3577 | 0 | 966.935 | 0.13959 |  |  | 997.935 | 0.10559 | 1198.9259 | 0.4522 | 1361.4335 | 0.047177 | 0 | 0 | 1118.5637 | 0 | 1118.557 | 0.0028645
| 848.6739 | 0.029848 | 674.5906 | 0.020209 | 674.5906 | -0.00033538 | 674.9153 | -0.00078688 | 848.0302 | 21.8593 | 674.5906 | -0.022764 | 851.5557 | 2.764 | 848.6739 | 0.89404 | 674.5906 | 0 | 967.028 | 0.1395 |  |  | 998.24 | 0.10665 | 1198.9963 | 0.4526 | 1361.6605 | 0.046612 | 0 | 0 | 1118.625 | 0 | 1118.6183 | 0.0028526
| 848.8408 | 0.0215 | 674.8234 | 0.033903 | 674.8234 | 0.0067452 | 675.1478 | 0.001112 | 848.1974 | 22.1743 | 674.8234 | 0.0037447 | 851.7242 | 2.7836 | 848.8408 | 0.8988 | 674.8234 | 0 | 967.1211 | 0.14005 |  |  | 998.546 | 0.1084 | 1199.0668 | 0.45299 | 1361.8876 | 0.046109 | 0 | 0 | 1118.6863 | 0 | 1118.6796 | 0.0028383
| 849.0078 | 0.02966 | 675.0563 | 0.017997 | 675.0563 | -0.010315 | 675.3804 | -0.00067413 | 848.3646 | 22.1502 | 675.0563 | -0.016665 | 851.8928 | 2.8018 | 849.0078 | 0.90743 | 675.0563 | 0 | 967.2142 | 0.14064 |  |  | 998.851 | 0.10918 | 1199.1372 | 0.45338 | 1362.1147 | 0.045673 | 0 | 0 | 1118.7477 | 0 | 1118.741 | 0.00282
| 849.1747 | 0.01812 | 675.2892 | 0.031904 | 675.2892 | 0.0073425 | 675.6129 | 0.01255 | 848.5317 | 22.4396 | 675.2892 | 0.0016728 | 852.0614 | 2.8152 | 849.1747 | 0.91323 | 675.2892 | 0 | 967.3073 | 0.14056 |  |  | 999.157 | 0.11063 | 1199.2076 | 0.45377 | 1362.342 | 0.045295 | 0 | 0 | 1118.809 | 0 | 1118.8022 | 0.0027962
| 849.3416 | 0.027689 | 675.522 | 0.014661 | 675.522 | -0.0012511 | 675.8455 | -0.0019409 | 848.6989 | 22.4542 | 675.522 | -0.027135 | 852.23 | 2.8301 | 849.3416 | 0.92143 | 675.5221 | 0.0072427 | 967.4004 | 0.14087 |  |  | 999.462 | 0.11221 | 1199.2781 | 0.45414 | 1362.5695 | 0.044955 | 0 | 0 | 1118.8702 | 0 | 1118.8635 | 0.0027668
| 849.5086 | 0.03042 | 675.7549 | 0.037963 | 675.7549 | -0.0080743 | 676.0781 | 0.012385 | 848.8661 | 22.755 | 675.7549 | 0.012711 | 852.3986 | 2.8462 | 849.5086 | 0.92468 | 675.755 | 0 | 967.4935 | 0.14207 |  |  | 999.768 | 0.1128 | 1199.3485 | 0.45451 | 1362.7969 | 0.04462 | 0 | 0 | 1118.9316 | 0 | 1118.9249 | 0.0027334
| 849.6755 | 0.023653 | 675.9879 | 0.01363 | 675.9879 | -0.0075069 | 676.3106 | 0.0022346 | 849.0333 | 22.9885 | 675.9879 | -0.014125 | 852.5672 | 2.8637 | 849.6755 | 0.93195 | 675.9879 | 0 | 967.5867 | 0.14306 |  |  | 1000.074 | 0.11466 | 1199.4189 | 0.45488 | 1363.0243 | 0.044258 | 0 | 0 | 1118.9929 | 0 | 1118.9862 | 0.0027
| 849.8425 | 0.02657 | 676.2208 | 0.03716 | 676.2208 | 0.005041 | 676.5432 | 0.0038608 | 849.2004 | 23.0987 | 676.2208 | 0.018764 | 852.7358 | 2.8783 | 849.8425 | 0.9376 | 676.2208 | 0 | 967.6799 | 0.14354 |  |  | 1000.381 | 0.11517 | 1199.4894 | 0.45523 | 1363.252 | 0.043836 | 0 | 0 | 1119.0543 | 0 | 1119.0476 | 0.0026714
| 850.0094 | 0.018021 | 676.4537 | 0.02224 | 676.4537 | -0.0046431 | 676.7758 | -0.0037768 | 849.3676 | 23.2037 | 676.4537 | -0.0093045 | 852.9044 | 2.8986 | 850.0094 | 0.94479 | 676.4537 | 0 | 967.7731 | 0.14395 |  |  | 1000.687 | 0.11841 | 1199.5598 | 0.45558 | 1363.4796 | 0.04334 | 0 | 0 | 1119.1156 | 0 | 1119.1089 | 0.00265
| 850.1764 | 0.028354 | 676.6866 | 0.043086 | 676.6866 | 0.0067347 | 677.0084 | 0.0043937 | 849.5348 | 23.5646 | 676.6866 | 0.017445 | 853.073 | 2.9204 | 850.1764 | 0.94819 | 676.6866 | 0 | 967.8663 | 0.14458 |  |  | 1000.994 | 0.11874 | 1199.6304 | 0.45593 | 1363.7073 | 0.04277 | 0 | 0 | 1119.177 | 0 | 1119.1703 | 0.0026381
| 850.3433 | 0.023371 | 676.9196 | 0.015991 | 676.9196 | -0.010537 | 677.2411 | -0.0070762 | 849.702 | 23.5949 | 676.9196 | -0.013298 | 853.2416 | 2.9428 | 850.3433 | 0.95246 | 676.9196 | 0 | 967.9595 | 0.14512 |  |  | 1001.301 | 0.12068 | 1199.7008 | 0.45627 | 1363.9351 | 0.042152 | 0 | 0 | 1119.2384 | 0 | 1119.2317 | 0.0026341
| 850.5103 | 0.030983 | 677.1525 | 0.034244 | 677.1525 | 0.01106 | 677.4737 | 0.0066259 | 849.8692 | 23.868 | 677.1525 | 0.0091858 | 853.4102 | 2.9618 | 850.5103 | 0.95573 | 677.1526 | 0 | 968.0527 | 0.14555 |  |  | 1001.608 | 0.12225 | 1199.7714 | 0.4566 | 1364.163 | 0.041525 | 0 | 0 | 1119.2997 | 0 | 1119.2931 | 0.0026389
| 850.6772 | 0.023278 | 677.3855 | 0.019187 | 677.3855 | -0.0097786 | 677.7064 | 0.0014766 | 850.0364 | 24.0425 | 677.3855 | -0.0081496 | 853.5788 | 2.9842 | 850.6772 | 0.96338 | 677.3855 | 0 | 968.146 | 0.14603 |  |  | 1001.915 | 0.12323 | 1199.8418 | 0.45693 | 1364.3909 | 0.040935 | 0 | 0 | 1119.3611 | 0 | 1119.3544 | 0.00265
| 850.8442 | 0.030983 | 677.6185 | 0.041357 | 677.6185 | 0.0061013 | 677.939 | 0.0094495 | 850.2036 | 24.2054 | 677.6185 | 0.014675 | 853.7474 | 3.0063 | 850.8442 | 0.96584 | 677.6185 | 0.0090425 | 968.2393 | 0.14625 |  |  | 1002.223 | 0.12495 | 1199.9124 | 0.45725 | 1364.6189 | 0.040421 | 0 | 0 | 1119.4225 | 0 | 1119.4158 | 0.0026659
| 851.0112 | 0.015863 | 677.8515 | 0.0124 | 677.8515 | 0.0049044 | 678.1716 | -0.0042396 | 850.3708 | 24.4389 | 677.8515 | -0.011098 | 853.9161 | 3.0283 | 851.0112 | 0.9694 | 677.8515 | 0 | 968.3326 | 0.14644 |  |  | 1002.53 | 0.12663 | 1199.9829 | 0.45757 | 1364.847 | 0.040002 | 0 | 0 | 1119.4839 | 0 | 1119.4772 | 0.0026865
| 851.1781 | 0.027979 | 678.0845 | 0.043132 | 678.0845 | -0.0020034 | 678.4043 | 0.0089871 | 850.538 | 24.5386 | 678.0845 | 0.0086134 | 854.0847 | 3.048 | 851.1781 | 0.96829 | 678.0845 | 0.0036232 | 968.4259 | 0.14727 |  |  | 1002.838 | 0.12835 | 1200.0533 | 0.45788 | 1365.0752 | 0.039669 | 0 | 0 | 1119.5453 | 0 | 1119.5386 | 0.0027096
| 851.3451 | 0.026281 | 678.3175 | 0.021243 | 678.3175 | -0.00087775 | 678.637 | 0.0026656 | 850.7053 | 24.6818 | 678.3175 | -0.014121 | 854.2533 | 3.0708 | 851.3451 | 0.97365 | 678.3175 | 0 | 968.5192 | 0.14864 |  |  | 1003.146 | 0.12953 | 1200.1239 | 0.45818 | 1365.3035 | 0.039388 | 0 | 0 | 1119.6067 | 0 | 1119.6 | 0.0027358
| 851.5121 | 0.020843 | 678.5505 | 0.048644 | 678.5505 | 0.0052503 | 678.8697 | 0.0041314 | 850.8725 | 24.8593 | 678.5505 | 0.028602 | 854.422 | 3.0916 | 851.5121 | 0.97722 | 678.5505 | 0 | 968.6126 | 0.14947 |  |  | 1003.454 | 0.13122 | 1200.1945 | 0.45848 | 1365.5319 | 0.039108 | 0 | 0 | 1119.6681 | 0 | 1119.6614 | 0.0027636
| 851.6791 | 0.018303 | 678.7835 | 0.024699 | 678.7835 | -0.0049966 | 679.1024 | -0.0025341 | 851.0397 | 24.9534 | 678.7835 | -0.019791 | 854.5906 | 3.1137 | 851.6791 | 0.98439 | 678.7835 | 0.0036213 | 968.7059 | 0.14947 |  |  | 1003.763 | 0.13383 | 1200.265 | 0.45877 | 1365.7603 | 0.03878 | 0 | 0 | 1119.7295 | 0 | 1119.7228 | 0.0027906
| 851.8461 | 0.01305 | 679.0166 | 0.042601 | 679.0166 | -0.0017839 | 679.3351 | 0.0068556 | 851.2069 | 25.0405 | 679.0166 | 0.015535 | 854.7593 | 3.1333 | 851.8461 | 0.98944 | 679.0166 | 0.0036213 | 968.7993 | 0.14949 |  |  | 1004.071 | 0.13633 | 1200.3356 | 0.45906 | 1365.9888 | 0.038364 | 0 | 0 | 1119.7909 | 0 | 1119.7843 | 0.0028144
| 852.013 | 0.023465 | 679.2496 | 0.015728 | 679.2496 | -0.0063736 | 679.5679 | -0.00048528 | 851.3742 | 25.1252 | 679.2496 | -0.0075716 | 854.9279 | 3.1561 | 852.013 | 0.99598 | 679.2496 | 0 | 968.8927 | 0.15002 |  |  | 1004.38 | 0.13805 | 1200.4061 | 0.45934 | 1366.2173 | 0.037843 | 0 | 0 | 1119.8524 | 0 | 1119.8457 | 0.0028319
| 852.18 | 0.023848 | 679.4827 | 0.037762 | 679.4827 | -0.0030096 | 679.8006 | 0.0053835 | 851.5414 | 25.3084 | 679.4827 | 0.0068435 | 855.0966 | 3.181 | 852.18 | 0.99812 | 679.4827 | 0 | 968.9861 | 0.15064 |  |  | 1004.689 | 0.13906 | 1200.4767 | 0.45962 | 1366.4459 | 0.037221 | 0 | 0 | 1119.9138 | 0 | 1119.9071 | 0.0028398
| 852.347 | 0.022151 | 679.7158 | 0.029584 | 679.7158 | -0.003606 | 680.0333 | -0.0027267 | 851.7086 | 25.2856 | 679.7158 | -0.0038961 | 855.2653 | 3.2057 | 852.347 | 0.99913 | 679.7158 | 0 | 969.0795 | 0.15112 |  |  | 1004.998 | 0.14148 | 1200.5474 | 0.45989 | 1366.6747 | 0.036526 | 0 | 0 | 1119.9752 | 0 | 1119.9685 | 0.0028343
| 852.514 | 0.024035 | 679.9488 | 0.046566 | 679.9488 | 0.000409 | 680.2661 | 0.001887 | 851.8759 | 25.6348 | 679.9488 | 0.024852 | 855.4339 | 3.2213 | 852.514 | 0.9978 | 679.9488 | 0 | 969.173 | 0.15148 |  |  | 1005.308 | 0.14307 | 1200.6179 | 0.46016 | 1366.9034 | 0.035803 | 0 | 0 | 1120.0367 | 0 | 1120.03 | 0.002816
| 852.681 | 0.020368 | 680.1819 | 0.028098 | 680.1819 | 0.001943 | 680.4988 | 0.0040315 | 852.0431 | 25.495 | 680.1819 | -0.021293 | 855.6026 | 3.2405 | 852.681 | 1.0017 | 680.1819 | 0 | 969.2665 | 0.15206 |  |  | 1005.617 | 0.1449 | 1200.6885 | 0.46042 | 1367.1323 | 0.035106 | 0 | 0 | 1120.0981 | 0 | 1120.0914 | 0.0027858
| 852.848 | 0.027509 | 680.415 | 0.046664 | 680.415 | 0.0030424 | 680.7316 | -0.0042333 | 852.2104 | 25.6881 | 680.415 | 0.017833 | 855.7713 | 3.2595 | 852.848 | 1.0044 | 680.415 | 0 | 969.36 | 0.15289 |  |  | 1005.927 | 0.14675 | 1200.7592 | 0.46067 | 1367.3612 | 0.034492 | 0 | 0 | 1120.1597 | 0 | 1120.1529 | 0.0027461
| 853.015 | 0.021964 | 680.6481 | 0.028025 | 680.6481 | 0.0076896 | 680.9644 | -0.0054761 | 852.3776 | 25.8152 | 680.6481 | -0.026825 | 855.94 | 3.2771 | 853.015 | 1.0123 | 680.6481 | 0 | 969.4535 | 0.15293 |  |  | 1006.237 | 0.14905 | 1200.8297 | 0.46093 | 1367.5903 | 0.034009 | 0 | 0 | 1120.2211 | 0 | 1120.2144 | 0.0027024
| 853.182 | 0.018027 | 680.8813 | 0.063869 | 680.8813 | 0.016806 | 681.1972 | 0.0053772 | 852.5449 | 25.8297 | 680.8813 | 0.025021 | 856.1087 | 3.291 | 853.182 | 1.0161 | 680.8813 | 0 | 969.5471 | 0.15273 |  |  | 1006.547 | 0.15107 | 1200.9004 | 0.46117 | 1367.8193 | 0.03369 | 0 | 0 | 1120.2826 | 0 | 1120.2759 | 0.0026603
| 853.349 | 0.022996 | 681.1144 | 0.022161 | 681.1144 | 0.00065271 | 681.4301 | 0.00025783 | 852.7121 | 25.9207 | 681.1144 | -0.025677 | 856.2773 | 3.311 | 853.349 | 1.0261 | 681.1144 | 0 | 969.6406 | 0.15351 |  |  | 1006.857 | 0.15417 | 1200.9711 | 0.46141 | 1368.0486 | 0.033539 | 0 | 0 | 1120.3441 | 0 | 1120.3374 | 0.0026254
| 853.516 | 0.022439 | 681.3475 | 0.053187 | 681.3475 | 0.0038755 | 681.6628 | 0.0036103 | 852.8794 | 25.9654 | 681.3475 | 0.0081748 | 856.446 | 3.3287 | 853.516 | 1.0342 | 681.3475 | 0 | 969.7341 | 0.15456 |  |  | 1007.168 | 0.15537 | 1201.0416 | 0.46165 | 1368.2778 | 0.033532 | 0 | 0 | 1120.4056 | 0 | 1120.3989 | 0.0026015
| 853.6831 | 0.022057 | 681.5807 | 0.033393 | 681.5807 | -0.0076029 | 681.8957 | 0.00085838 | 853.0467 | 25.7875 | 681.5807 | -0.011786 | 856.6147 | 3.3494 | 853.6831 | 1.0459 | 681.5807 | 0 | 969.8278 | 0.15506 |  |  | 1007.478 | 0.15724 | 1201.1123 | 0.46188 | 1368.5072 | 0.033621 | 0 | 0 | 1120.467 | 0 | 1120.4603 | 0.0025928
| 853.8501 | 0.027603 | 681.8138 | 0.050486 | 681.8138 | 0.0063796 | 682.1285 | 0.00088959 | 853.2139 | 26.1143 | 681.8138 | 0.012833 | 856.7834 | 3.3686 | 853.8501 | 1.0499 | 681.8138 | 0 | 969.9213 | 0.15504 |  |  | 1007.789 | 0.15893 | 1201.183 | 0.4621 | 1368.7366 | 0.03374 | 0 | 0 | 1120.5286 | 0 | 1120.5219 | 0.0025976
| 854.0171 | 0.028722 | 682.047 | 0.039599 | 682.047 | 0.0035334 | 682.3614 | -0.00032925 | 853.3812 | 25.7875 | 682.047 | -0.039473 | 856.9521 | 3.3937 | 854.0171 | 1.0553 | 682.047 | 0 | 970.015 | 0.15514 |  |  | 1008.1 | 0.16191 | 1201.2537 | 0.46232 | 1368.9661 | 0.033821 | 0 | 0 | 1120.5901 | 0 | 1120.5834 | 0.002615
| 854.1841 | 0.025538 | 682.2802 | 0.053588 | 682.2802 | 0.0041386 | 682.5942 | 0.0049787 | 853.5485 | 26.0109 | 682.2802 | 0.017383 | 857.1209 | 3.42 | 854.1841 | 1.0573 | 682.2802 | 0 | 970.1086 | 0.15573 |  |  | 1008.412 | 0.16382 | 1201.3243 | 0.46254 | 1369.1956 | 0.033808 | 0 | 0 | 1120.6516 | 0 | 1120.6449 | 0.0026389
| 854.3512 | 0.021025 | 682.5134 | 0.02943 | 682.5134 | -0.0092441 | 682.8271 | -0.011234 | 853.7158 | 26.0455 | 682.5134 | -0.02541 | 857.2896 | 3.4476 | 854.3512 | 1.0654 | 682.5134 | 0.0072427 | 970.2023 | 0.15617 |  |  | 1008.723 | 0.16636 | 1201.395 | 0.46275 | 1369.4253 | 0.033668 | 0 | 0 | 1120.7131 | 0 | 1120.7064 | 0.0026643
| 854.5182 | 0.026852 | 682.7466 | 0.057669 | 682.7466 | 0.012302 | 683.06 | 0.0035463 | 853.883 | 26.0965 | 682.7466 | 0.0059198 | 857.4583 | 3.4692 | 854.5182 | 1.0727 | 682.7466 | 0.0090425 | 970.296 | 0.1564 |  |  | 1009.035 | 0.16894 | 1201.4657 | 0.46296 | 1369.6549 | 0.033395 | 0 | 0 | 1120.7747 | 0 | 1120.7679 | 0.0026857
| 854.6852 | 0.020462 | 682.9798 | 0.037519 | 682.9798 | -0.0099685 | 683.2928 | -0.0089718 | 854.0503 | 25.9505 | 682.9798 | -0.02055 | 857.627 | 3.4918 | 854.6852 | 1.086 | 682.9798 | 0 | 970.3896 | 0.15667 |  |  | 1009.346 | 0.17015 | 1201.5364 | 0.46316 | 1369.8848 | 0.03301 | 0 | 0 | 1120.8362 | 0 | 1120.8295 | 0.0026984
| 854.8522 | 0.032391 | 683.213 | 0.064604 | 683.213 | 0.0094892 | 683.5258 | 0.0028658 | 854.2176 | 26.1002 | 683.213 | 0.016057 | 857.7958 | 3.5157 | 854.8522 | 1.0943 | 683.213 | 0.0090425 | 970.4834 | 0.15738 |  |  | 1009.659 | 0.1728 | 1201.6072 | 0.46335 | 1370.1146 | 0.03255 | 0 | 0 | 1120.8978 | 0 | 1120.8911 | 0.0027008
| 855.0193 | 0.019805 | 683.4462 | 0.035326 | 683.4462 | -0.0033553 | 683.7587 | 2.4114e-05 | 854.3849 | 25.9886 | 683.4462 | -0.018423 | 857.9645 | 3.5384 | 855.0193 | 1.1029 | 683.4462 | 0 | 970.5771 | 0.1586 |  |  | 1009.971 | 0.17406 | 1201.6779 | 0.46354 | 1370.3446 | 0.032061 | 0 | 0 | 1120.9594 | 0 | 1120.9526 | 0.0026905
| 855.1863 | 0.026101 | 683.6795 | 0.063425 | 683.6795 | 0.0020942 | 683.9916 | 0.0018252 | 854.5522 | 25.8636 | 683.6795 | 0.020181 | 858.1332 | 3.5597 | 855.1863 | 1.1054 | 683.6795 | 0 | 970.6708 | 0.15897 |  |  | 1010.283 | 0.17773 | 1201.7485 | 0.46373 | 1370.5746 | 0.031584 | 0 | 0 | 1121.0209 | 0 | 1121.0142 | 0.0026699
| 855.3534 | 0.020743 | 683.9127 | 0.039768 | 683.9127 | -0.0080295 | 684.2245 | -0.0026722 | 854.7195 | 25.8382 | 683.9127 | -0.0096064 | 858.302 | 3.5835 | 855.3534 | 1.1105 | 683.9127 | 0 | 970.7646 | 0.15911 |  |  | 1010.596 | 0.17893 | 1201.8193 | 0.46391 | 1370.8047 | 0.031149 | 0 | 0 | 1121.0824 | 0 | 1121.0757 | 0.0026405
| 855.5204 | 0.02704 | 684.146 | 0.064542 | 684.146 | -0.0039584 | 684.4575 | 0.0079581 | 854.8868 | 25.8573 | 684.146 | 0.019452 | 858.4707 | 3.6075 | 855.5204 | 1.1115 | 684.146 | 0 | 970.8584 | 0.16003 |  |  | 1010.909 | 0.18113 | 1201.89 | 0.46409 | 1371.0349 | 0.030776 | 0 | 0 | 1121.144 | 0 | 1121.1373 | 0.0026063
| 855.6875 | 0.018585 | 684.3793 | 0.040037 | 684.3793 | -0.00029138 | 684.6904 | 0.0024942 | 855.0541 | 25.6888 | 684.3793 | -0.0061728 | 858.6395 | 3.6299 | 855.6875 | 1.1134 | 684.3793 | 0 | 970.9522 | 0.161 |  |  | 1011.222 | 0.18469 | 1201.9608 | 0.46427 | 1371.2651 | 0.030466 | 0 | 0 | 1121.2056 | 0 | 1121.1988 | 0.0025682
| 855.8545 | 0.027415 | 684.6125 | 0.053967 | 684.6125 | 0.01357 | 684.9234 | 0.0015671 | 855.2215 | 25.6395 | 684.6125 | 0.02265 | 858.8082 | 3.6484 | 855.8545 | 1.1136 | 684.6125 | 0 | 971.046 | 0.16122 |  |  | 1011.535 | 0.18552 | 1202.0316 | 0.46443 | 1371.4955 | 0.030211 | 0 | 0 | 1121.2672 | 0 | 1121.2605 | 0.0025292
| 856.0216 | 0.019523 | 684.8458 | 0.044112 | 684.8458 | -0.01093 | 685.1564 | -0.0018469 | 855.3888 | 25.436 | 684.8458 | -0.01783 | 858.977 | 3.6688 | 856.0216 | 1.1189 | 684.8458 | 0 | 971.1399 | 0.16091 |  |  | 1011.848 | 0.18831 | 1202.1023 | 0.46459 | 1371.7258 | 0.02999 | 0 | 0 | 1121.3287 | 0 | 1121.322 | 0.0024919
| 856.1886 | 0.029105 | 685.0791 | 0.059398 | 685.0791 | 0.014025 | 685.3893 | 0.0070121 | 855.5561 | 25.4573 | 685.0791 | 0.032545 | 859.1457 | 3.6899 | 856.1886 | 1.1244 | 685.0791 | 0 | 971.2338 | 0.16123 |  |  | 1012.162 | 0.18988 | 1202.1731 | 0.46475 | 1371.9563 | 0.029774 | 0 | 0 | 1121.3904 | 0 | 1121.3837 | 0.002457
| 856.3557 | 0.020743 | 685.3124 | 0.050753 | 685.3124 | -0.0001609 | 685.6223 | -0.003422 | 855.7234 | 25.3503 | 685.3124 | -0.0091862 | 859.3145 | 3.7139 | 856.3557 | 1.1328 | 685.3124 | 0 | 971.3276 | 0.16176 |  |  | 1012.476 | 0.19229 | 1202.2439 | 0.46491 | 1372.1869 | 0.029533 | 0 | 0 | 1121.452 | 0 | 1121.4453 | 0.0024284
| 856.5228 | 0.027415 | 685.5458 | 0.072724 | 685.5458 | 0.012321 | 685.8553 | 0.00056011 | 855.8907 | 25.4291 | 685.5458 | 0.011632 | 859.4833 | 3.73 | 856.5228 | 1.1365 | 685.5458 | 0 | 971.4215 | 0.16214 |  |  | 1012.789 | 0.19437 | 1202.3147 | 0.46505 | 1372.4176 | 0.029241 | 0 | 0 | 1121.5137 | 0 | 1121.507 | 0.0024053
| 856.6898 | 0.025249 | 685.7791 | 0.044307 | 685.7791 | -0.0085037 | 686.0883 | 0.0015571 | 856.0581 | 25.1106 | 685.7791 | -0.018561 | 859.6521 | 3.7523 | 856.6898 | 1.1427 | 685.7791 | 0 | 971.5154 | 0.1625 |  |  | 1013.104 | 0.1974 | 1202.3855 | 0.4652 | 1372.6483 | 0.028882 | 0 | 0 | 1121.5752 | 0 | 1121.5685 | 0.0023894
| 856.8569 | 0.02535 | 686.0124 | 0.070042 | 686.0124 | -0.0017103 | 686.3214 | 0.0063686 | 856.2254 | 24.8577 | 686.0124 | 0.023765 | 859.8208 | 3.7733 | 856.8569 | 1.1467 | 686.0124 | 0 | 971.6093 | 0.16262 |  |  | 1013.418 | 0.19933 | 1202.4563 | 0.46534 | 1372.879 | 0.028458 | 0 | 0 | 1121.6368 | 0 | 1121.6301 | 0.0023815
| 857.024 | 0.025718 | 686.2458 | 0.049273 | 686.2458 | -0.0010507 | 686.5544 | 0.0022205 | 856.3928 | 24.7471 | 686.2458 | -0.022256 | 859.9896 | 3.7925 | 857.024 | 1.155 | 686.2458 | 0 | 971.7032 | 0.16289 |  |  | 1013.733 | 0.20152 | 1202.5271 | 0.46547 | 1373.11 | 0.027981 | 0 | 0 | 1121.6985 | 0 | 1121.6918 | 0.0023791
| 857.1911 | 0.030514 | 686.4791 | 0.083007 | 686.4791 | 0.0074164 | 686.7874 | 0.0074311 | 856.5601 | 24.6514 | 686.4791 | 0.0069137 | 860.1584 | 3.8062 | 857.1911 | 1.1594 | 686.4791 | 0 | 971.7972 | 0.16358 |  |  | 1014.047 | 0.20346 | 1202.598 | 0.4656 | 1373.3409 | 0.027474 | 0 | 0 | 1121.7601 | 0 | 1121.7534 | 0.0023823
| 857.3581 | 0.030036 | 686.7125 | 0.045824 | 686.7125 | -0.018735 | 687.0205 | 0.00072872 | 856.7274 | 24.3475 | 686.7125 | -0.018148 | 860.3272 | 3.8284 | 857.3581 | 1.1668 | 686.7125 | 0 | 971.8912 | 0.16428 |  |  | 1014.362 | 0.20628 | 1202.6688 | 0.46572 | 1373.5719 | 0.026963 | 0 | 0 | 1121.8218 | 0 | 1121.8151 | 0.0023886
| 857.5252 | 0.030795 | 686.9459 | 0.07701 | 686.9459 | 0.017425 | 687.2535 | 0.0081725 | 856.8948 | 24.3307 | 686.9459 | 0.029495 | 860.496 | 3.8515 | 857.5252 | 1.1701 | 686.9459 | 0 | 971.9852 | 0.16464 |  |  | 1014.677 | 0.20946 | 1202.7396 | 0.46584 | 1373.8031 | 0.026468 | 0 | 0 | 1121.8834 | 0 | 1121.8767 | 0.0023966
| 857.6923 | 0.020837 | 687.1793 | 0.051796 | 687.1793 | 0.0070908 | 687.4866 | -0.0040994 | 857.0621 | 24.2117 | 687.1793 | -0.0054774 | 860.6648 | 3.8769 | 857.6923 | 1.1778 | 687.1793 | 0 | 972.0792 | 0.16495 |  |  | 1014.993 | 0.2112 | 1202.8105 | 0.46596 | 1374.0343 | 0.026003 | 0 | 0 | 1121.9451 | 0 | 1121.9383 | 0.0024045
| 857.8594 | 0.02488 | 687.4127 | 0.079942 | 687.4127 | 0.0061366 | 687.7197 | 0.0060871 | 857.2295 | 23.8487 | 687.4127 | 0.030591 | 860.8336 | 3.899 | 857.8594 | 1.1813 | 687.4127 | 0.0072409 | 972.1733 | 0.1658 |  |  | 1015.308 | 0.21465 | 1202.8814 | 0.46607 | 1374.2655 | 0.025572 | 0 | 0 | 1122.0068 | 0 | 1122.0001 | 0.0024117
| 858.0265 | 0.021213 | 687.6461 | 0.061466 | 687.6461 | -0.00656 | 687.9528 | -0.0036913 | 857.3969 | 23.5333 | 687.6461 | -0.023217 | 861.0024 | 3.9207 | 858.0265 | 1.1918 | 687.6461 | 0.0072409 | 972.2673 | 0.1667 |  |  | 1015.624 | 0.21642 | 1202.9523 | 0.46617 | 1374.4968 | 0.025178 | 0 | 0 | 1122.0685 | 0 | 1122.0618 | 0.0024172
| 858.1936 | 0.02535 | 687.8795 | 0.082975 | 687.8795 | 0.0029525 | 688.1859 | 0.00063796 | 857.5642 | 23.5656 | 687.8795 | 0.036741 | 861.1713 | 3.9437 | 858.1936 | 1.1993 | 687.8795 | 0 | 972.3614 | 0.16697 |  |  | 1015.94 | 0.21702 | 1203.0231 | 0.46627 | 1374.7283 | 0.024816 | 0 | 0 | 1122.1301 | 0 | 1122.1234 | 0.002418
| 858.3607 | 0.020837 | 688.1129 | 0.053592 | 688.1129 | -0.012957 | 688.419 | -0.00052217 | 857.7316 | 23.1645 | 688.1129 | -0.0087656 | 861.3401 | 3.9661 | 858.3607 | 1.2089 | 688.1129 | 0 | 972.4555 | 0.1672 |  |  | 1016.256 | 0.22138 | 1203.094 | 0.46637 | 1374.9597 | 0.024479 | 0 | 0 | 1122.1918 | 0 | 1122.1851 | 0.0024149
| 858.5278 | 0.024317 | 688.3464 | 0.092334 | 688.3464 | 0.0046394 | 688.6522 | 0.0067345 | 857.899 | 22.8428 | 688.3464 | 0.028445 | 861.5089 | 3.9799 | 858.5278 | 1.2111 | 688.3464 | 0 | 972.5496 | 0.16766 |  |  | 1016.572 | 0.22414 | 1203.1649 | 0.46646 | 1375.1913 | 0.024161 | 0 | 0 | 1122.2535 | 0 | 1122.2468 | 0.0024053
| 858.6949 | 0.016426 | 688.5798 | 0.066491 | 688.5798 | 0.0011927 | 688.8853 | -0.0052772 | 858.0663 | 22.648 | 688.5798 | -0.018333 | 861.6777 | 3.9999 | 858.6949 | 1.2177 | 688.5798 | 0 | 972.6437 | 0.16817 |  |  | 1016.889 | 0.22668 | 1203.2358 | 0.46654 | 1375.423 | 0.023853 | 0 | 0 | 1122.3152 | 0 | 1122.3085 | 0.0023886
| 858.862 | 0.011173 | 688.8133 | 0.083728 | 688.8133 | 0.010763 | 689.1185 | 0.0016104 | 858.2337 | 22.2704 | 688.8133 | 0.017996 | 861.8466 | 4.0229 | 858.862 | 1.2235 | 688.8133 | 0 | 972.7379 | 0.16899 |  |  | 1017.206 | 0.22793 | 1203.3068 | 0.46662 | 1375.6548 | 0.023549 | 0 | 0 | 1122.377 | 0 | 1122.3702 | 0.0023648
| 859.0291 | 0.015675 | 689.0468 | 0.064096 | 689.0468 | 0.0025189 | 689.3516 | -0.0016929 | 858.4011 | 22.1753 | 689.0468 | -0.032166 | 862.0154 | 4.0451 | 859.0291 | 1.2337 | 689.0467 | 0 | 972.832 | 0.17006 |  |  | 1017.523 | 0.23205 | 1203.3777 | 0.4667 | 1375.8866 | 0.023248 | 0 | 0 | 1122.4386 | 0 | 1122.4319 | 0.0023346
| 859.1962 | 0.025538 | 689.2802 | 0.093039 | 689.2802 | 0.010704 | 689.5848 | 0.0070372 | 858.5685 | 21.8823 | 689.2802 | 0.0077878 | 862.1842 | 4.0603 | 859.1962 | 1.2394 | 689.2802 | 0 | 972.9262 | 0.17062 |  |  | 1017.84 | 0.23489 | 1203.4486 | 0.46676 | 1376.1184 | 0.022956 | 0 | 0 | 1122.5004 | 0 | 1122.4936 | 0.0022997
| 859.3633 | 0.020368 | 689.5137 | 0.074175 | 689.5137 | -0.0020663 | 689.8179 | 0.0022737 | 858.7359 | 21.3412 | 689.5137 | -0.029117 | 862.3531 | 4.0819 | 859.3633 | 1.2464 | 689.5137 | 0 | 973.0204 | 0.17055 |  |  | 1018.157 | 0.23689 | 1203.5195 | 0.46683 | 1376.3503 | 0.022685 | 0 | 0 | 1122.5621 | 0 | 1122.5554 | 0.0022647
| 859.5305 | 0.019529 | 689.7472 | 0.096142 | 689.7472 | 0.0097617 | 690.0511 | 0.0058264 | 858.9033 | 21.4191 | 689.7472 | 0.0040551 | 862.5219 | 4.1023 | 859.5305 | 1.2514 | 689.7472 | 0 | 973.1147 | 0.17065 |  |  | 1018.474 | 0.24127 | 1203.5904 | 0.46689 | 1376.5824 | 0.022452 | 0 | 0 | 1122.6238 | 0 | 1122.6171 | 0.0022322
| 859.6976 | 0.017271 | 689.9807 | 0.07378 | 689.9807 | -0.011276 | 690.2843 | -0.0030587 | 859.0707 | 20.8241 | 689.9807 | -0.012939 | 862.6908 | 4.1217 | 859.6976 | 1.261 | 689.9807 | 0 | 973.2089 | 0.17131 |  |  | 1018.792 | 0.2427 | 1203.6614 | 0.46694 | 1376.8146 | 0.022273 | 0 | 0 | 1122.6855 | 0 | 1122.6788 | 0.0022044
| 859.8647 | 0.033236 | 690.2142 | 0.10578 | 690.2142 | 0.0019294 | 690.5175 | 0.007278 | 859.2381 | 20.5855 | 690.2142 | 0.0089272 | 862.8597 | 4.1368 | 859.8647 | 1.2666 | 690.2142 | 0 | 973.3032 | 0.17209 |  |  | 1019.11 | 0.24708 | 1203.7324 | 0.46699 | 1377.0468 | 0.02216 | 0 | 0 | 1122.7473 | 0 | 1122.7406 | 0.0021837
| 860.0318 | 0.022433 | 690.4478 | 0.079511 | 690.4478 | -0.013101 | 690.7507 | -0.0016986 | 859.4055 | 20.1765 | 690.4478 | -0.0043827 | 863.0285 | 4.1576 | 860.0318 | 1.2739 | 690.4478 | 0 | 973.3975 | 0.17197 |  |  | 1019.428 | 0.25022 | 1203.8033 | 0.46704 | 1377.2791 | 0.02211 | 0 | 0 | 1122.8091 | 0 | 1122.8024 | 0.002171
| 860.199 | 0.02873 | 690.6813 | 0.11483 | 690.6813 | 0.00070714 | 690.9839 | 0.0038838 | 859.5729 | 20.0586 | 690.6813 | 0.0089266 | 863.1974 | 4.1806 | 860.199 | 1.276 | 690.6813 | 0 | 973.4918 | 0.1715 |  |  | 1019.746 | 0.2544 | 1203.8743 | 0.46708 | 1377.5114 | 0.022109 | 0 | 0 | 1122.8709 | 0 | 1122.8641 | 0.0021654
| 860.3661 | 0.018397 | 690.9149 | 0.08473 | 690.9149 | 0.012309 | 691.2172 | -0.0061161 | 859.7403 | 19.3894 | 690.9149 | -0.022348 | 863.3663 | 4.2083 | 860.3661 | 1.2861 | 690.9149 | 0 | 973.5861 | 0.17224 |  |  | 1020.065 | 0.25609 | 1203.9453 | 0.46711 | 1377.7439 | 0.022127 | 0 | 0 | 1122.9326 | 0 | 1122.9259 | 0.0021654
| 860.5332 | 0.013238 | 691.1484 | 0.098969 | 691.1484 | -0.0011597 | 691.4504 | 0.0095481 | 859.9077 | 19.2715 | 691.1484 | 0.015377 | 863.5351 | 4.2357 | 860.5332 | 1.2932 | 691.1484 | 0 | 973.6804 | 0.17348 |  |  | 1020.384 | 0.2591 | 1204.0162 | 0.46714 | 1377.9763 | 0.022127 | 0 | 0 | 1122.9944 | 0 | 1122.9877 | 0.0021718
| 860.7004 | 0.021964 | 691.382 | 0.079004 | 691.382 | -0.0046796 | 691.6837 | 0.0015403 | 860.0751 | 18.7825 | 691.382 | -0.010158 | 863.704 | 4.2661 | 860.7004 | 1.3049 | 691.382 | 0 | 973.7747 | 0.17389 |  |  | 1020.703 | 0.26439 | 1204.0873 | 0.46716 | 1378.209 | 0.022072 | 0 | 0 | 1123.0561 | 0 | 1123.0494 | 0.0021813
| 860.8675 | 0.024787 | 691.6156 | 0.11155 | 691.6156 | -0.0021983 | 691.917 | 0.0055156 | 860.2425 | 18.6531 | 691.6156 | 0.024027 | 863.8729 | 4.2962 | 860.8675 | 1.3111 | 691.6156 | 0 | 973.8691 | 0.17402 |  |  | 1021.022 | 0.26652 | 1204.1583 | 0.46718 | 1378.4416 | 0.021931 | 0 | 0 | 1123.1179 | 0 | 1123.1112 | 0.0021948
| 861.0347 | 0.019805 | 691.8491 | 0.086546 | 691.8491 | 0.00060304 | 692.1503 | -0.0044227 | 860.41 | 18.2936 | 691.8491 | -0.007233 | 864.0418 | 4.3287 | 861.0347 | 1.321 | 691.8492 | 0 | 973.9635 | 0.17432 |  |  | 1021.341 | 0.2709 | 1204.2294 | 0.46719 | 1378.6743 | 0.02169 | 0 | 0 | 1123.1798 | 0 | 1123.1731 | 0.0022115
| 861.2018 | 0.032767 | 692.0827 | 0.10822 | 692.0827 | -0.0012781 | 692.3835 | 0.0068358 | 860.5774 | 17.9888 | 692.0827 | 0.018349 | 864.2107 | 4.3479 | 861.2018 | 1.3297 | 692.0827 | 0 | 974.0579 | 0.17461 |  |  | 1021.66 | 0.27422 | 1204.3004 | 0.46719 | 1378.9072 | 0.021356 | 0 | 0 | 1123.2416 | 0 | 1123.2349 | 0.0022314
| 861.3689 | 0.030505 | 692.3164 | 0.07685 | 692.3164 | 0.0072715 | 692.6168 | -0.0036515 | 860.7448 | 17.4407 | 692.3164 | -0.027443 | 864.3796 | 4.3691 | 861.3689 | 1.3427 | 692.3164 | 0 | 974.1523 | 0.17482 |  |  | 1021.98 | 0.27832 | 1204.3715 | 0.4672 | 1379.1401 | 0.020952 | 0 | 0 | 1123.3033 | 0 | 1123.2966 | 0.0022528
| 861.5361 | 0.02028 | 692.55 | 0.10618 | 692.55 | -0.0027198 | 692.8502 | 0.0029384 | 860.9123 | 17.2294 | 692.55 | 0.027912 | 864.5485 | 4.3863 | 861.5361 | 1.3508 | 692.55 | 0 | 974.2468 | 0.17491 |  |  | 1022.3 | 0.28164 | 1204.4425 | 0.46719 | 1379.373 | 0.020517 | 0 | 0 | 1123.3652 | 0 | 1123.3585 | 0.0022774
| 861.7033 | 0.026469 | 692.7836 | 0.092724 | 692.7836 | -0.0026946 | 693.0834 | 0.0047406 | 861.0797 | 16.8035 | 692.7836 | -0.022635 | 864.7174 | 4.4009 | 861.7033 | 1.3604 | 692.7836 | 0.0072409 | 974.3412 | 0.17525 |  |  | 1022.62 | 0.28447 | 1204.5135 | 0.46718 | 1379.6062 | 0.020094 | 0 | 0 | 1123.427 | 0 | 1123.4203 | 0.0023021
| 861.8704 | 0.027509 | 693.0172 | 0.12504 | 693.0172 | 0.0074421 | 693.3168 | -0.00032282 | 861.2471 | 16.5197 | 693.0172 | 0.015523 | 864.8863 | 4.4057 | 861.8704 | 1.3642 | 693.0172 | 0 | 974.4357 | 0.17561 |  |  | 1022.94 | 0.28873 | 1204.5846 | 0.46717 | 1379.8394 | 0.019724 | 0 | 0 | 1123.4889 | 0 | 1123.4822 | 0.0023275
| 862.0376 | 0.018115 | 693.2509 | 0.08971 | 693.2509 | -0.0039329 | 693.5501 | -0.0019055 | 861.4146 | 16.0545 | 693.2509 | -0.010284 | 865.0552 | 4.4202 | 862.0376 | 1.3756 | 693.2509 | 0 | 974.5302 | 0.17575 |  |  | 1023.261 | 0.2926 | 1204.6556 | 0.46715 | 1380.0725 | 0.019434 | 0 | 0 | 1123.5507 | 0 | 1123.5439 | 0.0023521
| 862.2047 | 0.030983 | 693.4845 | 0.12658 | 693.4845 | 0.0099791 | 693.7835 | 0.015913 | 861.582 | 15.9138 | 693.4845 | 0.016821 | 865.2241 | 4.4362 | 862.2047 | 1.3804 | 693.4845 | 0 | 974.6246 | 0.17613 |  |  | 1023.582 | 0.29741 | 1204.7267 | 0.46712 | 1380.3058 | 0.01923 | 0 | 0 | 1123.6126 | 0 | 1123.6058 | 0.0023728
| 862.3719 | 0.025343 | 693.7182 | 0.10253 | 693.7182 | -0.0066853 | 694.0168 | 0.00055008 | 861.7495 | 15.5401 | 693.7182 | -0.014732 | 865.3931 | 4.4555 | 862.3719 | 1.3916 | 693.7182 | 0 | 974.7192 | 0.17717 |  |  | 1023.902 | 0.30067 | 1204.7978 | 0.46709 | 1380.5392 | 0.019102 | 0 | 0 | 1123.6744 | 0 | 1123.6677 | 0.002391
| 862.5391 | 0.02826 | 693.9519 | 0.12503 | 693.9519 | 0.00044006 | 694.2502 | 0.0056443 | 861.9169 | 15.0986 | 693.9519 | 0.031051 | 865.562 | 4.4727 | 862.5391 | 1.3992 | 693.9519 | 0 | 974.8137 | 0.17821 |  |  | 1024.224 | 0.30525 | 1204.8689 | 0.46705 | 1380.7727 | 0.01902 | 0 | 0 | 1123.7362 | 0 | 1123.7295 | 0.0024037
| 862.7063 | 0.023184 | 694.1856 | 0.10772 | 694.1856 | 0.00086062 | 694.4836 | 0.00011652 | 862.0844 | 14.7018 | 694.1856 | -0.029551 | 865.7309 | 4.4961 | 862.7063 | 1.4118 | 694.1856 | 0.0018107 | 974.9083 | 0.1786 |  |  | 1024.545 | 0.30857 | 1204.9401 | 0.46701 | 1381.0062 | 0.018952 | 0 | 0 | 1123.7981 | 0 | 1123.7914 | 0.0024117
| 862.8734 | 0.024787 | 694.4193 | 0.1317 | 694.4193 | -0.0012562 | 694.717 | 0.009231 | 862.2519 | 14.335 | 694.4193 | 0.026713 | 865.8999 | 4.513 | 862.8734 | 1.4185 | 694.4193 | 0 | 975.0029 | 0.17894 |  |  | 1024.866 | 0.31249 | 1205.0111 | 0.46696 | 1381.2399 | 0.018863 | 0 | 0 | 1123.86 | 0 | 1123.8533 | 0.0024149
| 863.0406 | 0.028909 | 694.653 | 0.11206 | 694.653 | -0.01038 | 694.9504 | 0.00038366 | 862.4193 | 13.9157 | 694.653 | -0.024912 | 866.0688 | 4.5314 | 863.0406 | 1.4259 | 694.653 | 0 | 975.0975 | 0.17952 |  |  | 1025.188 | 0.31561 | 1205.0823 | 0.4669 | 1381.4735 | 0.018736 | 0 | 0 | 1123.9219 | 0 | 1123.9152 | 0.0024141
| 863.2078 | 0.019904 | 694.8867 | 0.12901 | 694.8867 | 0.016618 | 695.1838 | 0.0069586 | 862.5868 | 13.6566 | 694.8867 | 0.014619 | 866.2377 | 4.5433 | 863.2078 | 1.4298 | 694.8867 | 0 | 975.1921 | 0.18012 |  |  | 1025.51 | 0.31996 | 1205.1533 | 0.46685 | 1381.7073 | 0.018566 | 0 | 0 | 1123.9838 | 0 | 1123.977 | 0.0024109
| 863.375 | 0.022714 | 695.1204 | 0.11247 | 695.1204 | -0.0018447 | 695.4172 | -0.0036163 | 862.7543 | 13.2211 | 695.1204 | -0.013877 | 866.4067 | 4.5564 | 863.375 | 1.4385 | 695.1204 | 0.0018107 | 975.2867 | 0.18053 |  |  | 1025.832 | 0.32344 | 1205.2245 | 0.46678 | 1381.9412 | 0.018363 | 0 | 0 | 1124.0457 | 0 | 1124.0389 | 0.0024053
| 863.5422 | 0.025068 | 695.3541 | 0.14246 | 695.3541 | -0.00028588 | 695.6506 | 0.0088507 | 862.9218 | 13.0043 | 695.3541 | 0.023027 | 866.5756 | 4.5705 | 863.5422 | 1.4402 | 695.3541 | 0 | 975.3814 | 0.18108 |  |  | 1026.154 | 0.32782 | 1205.2957 | 0.46671 | 1382.175 | 0.018143 | 0 | 0 | 1124.1075 | 0 | 1124.1008 | 0.0023998
| 863.7093 | 0.018209 | 695.5879 | 0.11143 | 695.5879 | -0.0023266 | 695.8841 | -0.0068918 | 863.0892 | 12.5416 | 695.5879 | -0.0281 | 866.7446 | 4.5906 | 863.7093 | 1.446 | 695.5879 | 0 | 975.4761 | 0.18169 |  |  | 1026.477 | 0.33209 | 1205.3668 | 0.46663 | 1382.4091 | 0.017924 | 0 | 0 | 1124.1694 | 0 | 1124.1627 | 0.0023942
| 863.8765 | 0.026758 | 695.8216 | 0.14944 | 695.8216 | 0.0087563 | 696.1175 | 0.00084769 | 863.2567 | 12.4167 | 695.8216 | 0.026329 | 866.9136 | 4.6055 | 863.8765 | 1.4453 | 695.8216 | 0.0036195 | 975.5708 | 0.18194 |  |  | 1026.8 | 0.33535 | 1205.438 | 0.46655 | 1382.6432 | 0.017716 | 0 | 0 | 1124.2314 | 0 | 1124.2246 | 0.002391
| 864.0437 | 0.026375 | 696.0554 | 0.11679 | 696.0554 | -0.0036199 | 696.351 | -0.0029759 | 863.4242 | 11.9869 | 696.0554 | -0.02015 | 867.0825 | 4.6318 | 864.0437 | 1.4515 | 696.0554 | 0 | 975.6655 | 0.18243 |  |  | 1027.122 | 0.33849 | 1205.5092 | 0.46646 | 1382.8773 | 0.017522 | 0 | 0 | 1124.2933 | 0 | 1124.2866 | 0.002391
| 864.2109 | 0.024599 | 696.2892 | 0.14348 | 696.2892 | 0.004436 | 696.5845 | 0.0078592 | 863.5917 | 11.8976 | 696.2892 | 0.021284 | 867.2515 | 4.6602 | 864.2109 | 1.4545 | 696.2892 | 0 | 975.7603 | 0.18268 |  |  | 1027.446 | 0.34407 | 1205.5803 | 0.46637 | 1383.1116 | 0.017341 | 0 | 0 | 1124.3552 | 0 | 1124.3485 | 0.0023942
| 864.3781 | 0.022902 | 696.523 | 0.1267 | 696.523 | -0.0019244 | 696.8179 | -0.00021076 | 863.7592 | 11.2421 | 696.523 | -0.017489 | 867.4205 | 4.69 | 864.3781 | 1.4618 | 696.523 | 0 | 975.855 | 0.18263 |  |  | 1027.769 | 0.34726 | 1205.6515 | 0.46627 | 1383.3459 | 0.017168 | 0 | 0 | 1124.4171 | 0 | 1124.4104 | 0.0024014
| 864.5453 | 0.02704 | 696.7567 | 0.1584 | 696.7567 | -0.0077392 | 697.0514 | 0.006619 | 863.9267 | 11.1633 | 696.7567 | 0.0067962 | 867.5894 | 4.7141 | 864.5453 | 1.4683 | 696.7568 | 0 | 975.9498 | 0.18337 |  |  | 1028.092 | 0.35159 | 1205.7227 | 0.46616 | 1383.5803 | 0.017001 | 0 | 0 | 1124.4791 | 0 | 1124.4724 | 0.0024133
| 864.7125 | 0.021213 | 696.9905 | 0.12805 | 696.9905 | 0.0085 | 697.2849 | -0.0031625 | 864.0942 | 10.6681 | 696.9905 | -0.020639 | 867.7584 | 4.7392 | 864.7125 | 1.482 | 696.9905 | 0 | 976.0446 | 0.18419 |  |  | 1028.416 | 0.35533 | 1205.7939 | 0.46605 | 1383.8148 | 0.016846 | 0 | 0 | 1124.541 | 0 | 1124.5343 | 0.0024276
| 864.8798 | 0.026383 | 697.2244 | 0.15756 | 697.2244 | 0.0086107 | 697.5184 | 0.0018358 | 864.2617 | 10.4279 | 697.2244 | 0.020681 | 867.9274 | 4.7591 | 864.8798 | 1.4951 | 697.2244 | 0 | 976.1394 | 0.18397 |  |  | 1028.74 | 0.36114 | 1205.8651 | 0.46593 | 1384.0494 | 0.016713 | 0 | 0 | 1124.603 | 0 | 1124.5963 | 0.002445
| 865.047 | 0.025249 | 697.4582 | 0.14869 | 697.4582 | -7.2771e-05 | 697.752 | 0.0014914 | 864.4292 | 10.1301 | 697.4582 | -0.032803 | 868.0964 | 4.7774 | 865.047 | 1.514 | 697.4582 | 0 | 976.2343 | 0.18374 |  |  | 1029.064 | 0.36432 | 1205.9364 | 0.46581 | 1384.2841 | 0.016616 | 0 | 0 | 1124.6649 | 0 | 1124.6582 | 0.0024633
| 865.2142 | 0.016055 | 697.692 | 0.16785 | 697.692 | 0.0034857 | 697.9855 | 0.0072581 | 864.5967 | 9.8122 | 697.692 | 0.037925 | 868.2654 | 4.7958 | 865.2142 | 1.5267 | 697.692 | 0 | 976.3291 | 0.18432 |  |  | 1029.389 | 0.36952 | 1206.0076 | 0.46568 | 1384.5188 | 0.016575 | 0 | 0 | 1124.7269 | 0 | 1124.7202 | 0.0024808
| 865.3814 | 0.021776 | 697.9259 | 0.15639 | 697.9259 | -0.003447 | 698.219 | -0.0013744 | 864.7642 | 9.5091 | 697.9259 | -0.015435 | 868.4344 | 4.8158 | 865.3814 | 1.542 | 697.9259 | 0.0054338 | 976.424 | 0.18513 |  |  | 1029.713 | 0.37402 | 1206.0789 | 0.46555 | 1384.7537 | 0.016605 | 0 | 0 | 1124.7889 | 0 | 1124.7822 | 0.0024951
| 865.5486 | 0.022064 | 698.1597 | 0.17783 | 698.1597 | 0.0040298 | 698.4526 | 0.0047427 | 864.9318 | 9.3484 | 698.1597 | 0.034316 | 868.6034 | 4.8339 | 865.5486 | 1.5545 | 698.1597 | 0 | 976.5188 | 0.1861 |  |  | 1030.038 | 0.3786 | 1206.15 | 0.46541 | 1384.9885 | 0.016715 | 0 | 0 | 1124.851 | 0 | 1124.8441 | 0.0025054
| 865.7158 | 0.02844 | 698.3936 | 0.1735 | 698.3936 | 0.012797 | 698.6861 | 0.0029493 | 865.0993 | 8.8249 | 698.3936 | 0.029737 | 868.7724 | 4.8456 | 865.7158 | 1.5673 | 698.3936 | 0 | 976.6137 | 0.18698 |  |  | 1030.363 | 0.38309 | 1206.2213 | 0.46527 | 1385.2235 | 0.0169 | 0 | 0 | 1124.9128 | 0 | 1124.9061 | 0.002511
| 865.8831 | 0.017463 | 698.6274 | 0.15466 | 698.6274 | 0.0054496 | 698.9197 | -0.00099619 | 865.2668 | 8.4668 | 698.6274 | -0.013195 | 868.9414 | 4.8561 | 865.8831 | 1.5787 | 698.6274 | 0 | 976.7086 | 0.1876 |  |  | 1030.688 | 0.38662 | 1206.2926 | 0.46512 | 1385.4585 | 0.017136 | 0 | 0 | 1124.9749 | 0 | 1124.9681 | 0.0025126
| 866.0503 | 0.023747 | 698.8613 | 0.18771 | 698.8613 | 0.0078521 | 699.1533 | 0.011701 | 865.4343 | 8.3841 | 698.8613 | 0.0097668 | 869.1104 | 4.8661 | 866.0503 | 1.5821 | 698.8613 | 0 | 976.8036 | 0.18775 |  |  | 1031.013 | 0.39167 | 1206.3639 | 0.46496 | 1385.6936 | 0.017379 | 0 | 0 | 1125.0369 | 0 | 1125.0302 | 0.0025102
| 866.2175 | 0.017088 | 699.0952 | 0.16601 | 699.0952 | -0.010314 | 699.3868 | -0.0014662 | 865.6019 | 7.9842 | 699.0952 | -0.018218 | 869.2794 | 4.8778 | 866.2175 | 1.5848 | 699.0952 | 0.0072409 | 976.8986 | 0.18767 |  |  | 1031.339 | 0.39705 | 1206.4352 | 0.4648 | 1385.9288 | 0.017571 | 0 | 0 | 1125.0989 | 0 | 1125.0922 | 0.0025062
| 866.3848 | 0.026187 | 699.3291 | 0.1886 | 699.3291 | -0.0047387 | 699.6205 | 0.0097611 | 865.7694 | 7.6623 | 699.3291 | 0.021832 | 869.4485 | 4.8851 | 866.3848 | 1.5868 | 699.3291 | 0 | 976.9935 | 0.18797 |  |  | 1031.665 | 0.40151 | 1206.5065 | 0.46463 | 1386.1642 | 0.017652 | 0 | 0 | 1125.1609 | 0 | 1125.1542 | 0.0025038
| 866.552 | 0.022909 | 699.563 | 0.17265 | 699.563 | 0.0064546 | 699.8541 | -0.0056697 | 865.9369 | 7.5758 | 699.563 | -0.017858 | 869.6175 | 4.9011 | 866.552 | 1.597 | 699.563 | 0 | 977.0885 | 0.18818 |  |  | 1031.991 | 0.40699 | 1206.5778 | 0.46446 | 1386.3995 | 0.017578 | 0 | 0 | 1125.2229 | 0 | 1125.2162 | 0.0025038
| 866.7192 | 0.02187 | 699.7969 | 0.19522 | 699.7969 | -0.0034528 | 700.0877 | 0.0066891 | 866.1045 | 7.3593 | 699.7969 | 0.0077882 | 869.7865 | 4.9202 | 866.7192 | 1.6081 | 699.7969 | 0 | 977.1835 | 0.18844 |  |  | 1032.317 | 0.41228 | 1206.649 | 0.46429 | 1386.6349 | 0.017329 | 0 | 0 | 1125.2849 | 0 | 1125.2782 | 0.0025078
| 866.8865 | 0.021125 | 700.0309 | 0.18225 | 700.0309 | 0.0052665 | 700.3213 | 0.002024 | 866.272 | 7.1752 | 700.0309 | -0.019701 | 869.9556 | 4.9391 | 866.8865 | 1.6202 | 700.0309 | 0 | 977.2786 | 0.18905 |  |  | 1032.643 | 0.4174 | 1206.7203 | 0.4641 | 1386.8705 | 0.016922 | 0 | 0 | 1125.3471 | 0 | 1125.3403 | 0.0025165
| 867.0537 | 0.02844 | 700.2648 | 0.21069 | 700.2648 | 0.0015074 | 700.5549 | 0.0034782 | 866.4396 | 6.9227 | 700.2648 | 0.022849 | 870.1246 | 4.9519 | 867.0537 | 1.6214 | 700.2648 | 0 | 977.3736 | 0.18977 |  |  | 1032.97 | 0.42232 | 1206.7916 | 0.46392 | 1387.1061 | 0.016406 | 0 | 0 | 1125.4091 | 0 | 1125.4023 | 0.0025292
| 867.221 | 0.027509 | 700.4988 | 0.1682 | 700.4988 | -0.011232 | 700.7886 | -0.0028502 | 866.6071 | 6.5678 | 700.4988 | -0.014684 | 870.2937 | 4.9707 | 867.221 | 1.624 | 700.4988 | 0 | 977.4686 | 0.19012 |  |  | 1033.297 | 0.42789 | 1206.863 | 0.46372 | 1387.3418 | 0.015849 | 0 | 0 | 1125.4711 | 0 | 1125.4644 | 0.0025451
| 867.3882 | 0.027408 | 700.7327 | 0.21161 | 700.7327 | -0.0070917 | 701.0223 | 0.0018766 | 866.7747 | 6.4563 | 700.7327 | 0.016957 | 870.4627 | 4.989 | 867.3882 | 1.6253 | 700.7327 | 0 | 977.5637 | 0.18994 |  |  | 1033.624 | 0.43243 | 1206.9343 | 0.46352 | 1387.5775 | 0.015321 | 0 | 0 | 1125.5332 | 0 | 1125.5264 | 0.0025618
| 867.5555 | 0.027415 | 700.9667 | 0.191 | 700.9667 | -0.0089069 | 701.2559 | -0.00054065 | 866.9423 | 6.3182 | 700.9667 | -0.0004189 | 870.6318 | 5.0081 | 867.5555 | 1.6379 | 700.9667 | 0 | 977.6588 | 0.19049 |  |  | 1033.951 | 0.43819 | 1207.0057 | 0.46332 | 1387.8134 | 0.014881 | 0 | 0 | 1125.5952 | 0 | 1125.5885 | 0.0025777
| 867.7227 | 0.016613 | 701.2007 | 0.21891 | 701.2007 | 0.0077068 | 701.4896 | 0.0012627 | 867.1098 | 6.11 | 701.2007 | 0.039291 | 870.8008 | 5.0191 | 867.7227 | 1.6455 | 701.2007 | 0 | 977.7539 | 0.19191 |  |  | 1034.278 | 0.44463 | 1207.077 | 0.46311 | 1388.0493 | 0.014567 | 0 | 0 | 1125.6573 | 0 | 1125.6505 | 0.0025912
| 867.89 | 0.01859 | 701.4347 | 0.19103 | 701.4347 | 0.0039996 | 701.7233 | -0.0035201 | 867.2774 | 5.8283 | 701.4347 | -0.0098142 | 870.9699 | 5.0329 | 867.89 | 1.6502 | 701.4347 | 0.0090425 | 977.8491 | 0.19286 |  |  | 1034.606 | 0.44979 | 1207.1484 | 0.46289 | 1388.2853 | 0.014388 | 0 | 0 | 1125.7194 | 0 | 1125.7126 | 0.0025999
| 868.0573 | 0.029942 | 701.6686 | 0.22388 | 701.6686 | 0.008968 | 701.957 | -0.0011541 | 867.445 | 5.7794 | 701.6686 | 0.012574 | 871.1389 | 5.0493 | 868.0573 | 1.6488 | 701.6686 | 0 | 977.9442 | 0.19271 |  |  | 1034.934 | 0.45546 | 1207.2198 | 0.46267 | 1388.5214 | 0.014331 | 0 | 0 | 1125.7815 | 0 | 1125.7748 | 0.0026015
| 868.2245 | 0.022439 | 701.9027 | 0.2017 | 701.9027 | -0.012564 | 702.1907 | -0.0060789 | 867.6125 | 5.5807 | 701.9027 | -0.014958 | 871.308 | 5.0641 | 868.2245 | 1.658 | 701.9027 | 0 | 978.0394 | 0.19269 |  |  | 1035.262 | 0.46179 | 1207.2911 | 0.46245 | 1388.7576 | 0.014369 | 0 | 0 | 1125.8435 | 0 | 1125.8368 | 0.0025944
| 868.3918 | 0.021213 | 702.1367 | 0.23124 | 702.1367 | -0.024967 | 702.4244 | 0.0076485 | 867.7801 | 5.338 | 702.1367 | 0.026131 | 871.4771 | 5.0701 | 868.3918 | 1.673 | 702.1367 | 0 | 978.1346 | 0.19335 |  |  | 1035.59 | 0.46785 | 1207.3626 | 0.46222 | 1388.9938 | 0.014463 | 0 | 0 | 1125.9056 | 0 | 1125.8989 | 0.0025785
| 868.5591 | 0.014553 | 702.3707 | 0.20963 | 702.3707 | -0.011466 | 702.6581 | -0.0025755 | 867.9477 | 5.0788 | 702.3707 | -0.0037531 | 871.6462 | 5.0819 | 868.5591 | 1.6966 | 702.3707 | 0 | 978.2298 | 0.19362 |  |  | 1035.919 | 0.4745 | 1207.434 | 0.46199 | 1389.2301 | 0.014579 | 0 | 0 | 1125.9678 | 0 | 1125.9611 | 0.0025555
| 868.7263 | 0.030036 | 702.6047 | 0.24426 | 702.6047 | 0.0035218 | 702.8919 | 0.0048158 | 868.1153 | 4.9651 | 702.6047 | 0.033403 | 871.8152 | 5.0974 | 868.7263 | 1.7122 | 702.6047 | 0 | 978.325 | 0.19361 |  |  | 1036.247 | 0.48091 | 1207.5054 | 0.46175 | 1389.4666 | 0.014684 | 0 | 0 | 1126.0299 | 0 | 1126.0231 | 0.0025285
| 868.8936 | 0.019341 | 702.8388 | 0.22146 | 702.8388 | -0.010512 | 703.1257 | 0.00027043 | 868.2829 | 4.7999 | 702.8388 | -0.0088636 | 871.9843 | 5.1129 | 868.8936 | 1.7285 | 702.8388 | 0 | 978.4203 | 0.19388 |  |  | 1036.576 | 0.48638 | 1207.5768 | 0.4615 | 1389.703 | 0.014754 | 0 | 0 | 1126.0919 | 0 | 1126.0852 | 0.0025022
| 869.0609 | 0.021776 | 703.0728 | 0.24522 | 703.0728 | 0.0060999 | 703.3594 | -0.00090807 | 868.4505 | 4.7301 | 703.0728 | 0.015117 | 872.1534 | 5.1195 | 869.0609 | 1.7371 | 703.0728 | 0 | 978.5156 | 0.19394 |  |  | 1036.905 | 0.49275 | 1207.6482 | 0.46125 | 1389.9396 | 0.014768 | 0 | 0 | 1126.1541 | 0 | 1126.1473 | 0.0024808
| 869.2282 | 0.019059 | 703.3069 | 0.22636 | 703.3069 | -0.0014332 | 703.5932 | 0.00060933 | 868.6181 | 4.4406 | 703.3069 | -0.005167 | 872.3225 | 5.1379 | 869.2282 | 1.7541 | 703.3069 | 0 | 978.6108 | 0.19407 |  |  | 1037.234 | 0.49901 | 1207.7196 | 0.46099 | 1390.1763 | 0.014717 | 0 | 0 | 1126.2162 | 0 | 1126.2095 | 0.0024673
| 869.3955 | 0.02309 | 703.541 | 0.2595 | 703.541 | -0.0045724 | 703.827 | 0.0086414 | 868.7857 | 4.4909 | 703.541 | 0.012585 | 872.4916 | 5.1557 | 869.3955 | 1.7639 | 703.541 | 0 | 978.7062 | 0.19488 |  |  | 1037.564 | 0.50589 | 1207.7911 | 0.46073 | 1390.413 | 0.014593 | 0 | 0 | 1126.2783 | 0 | 1126.2716 | 0.0024633
| 869.5627 | 0.019435 | 703.7751 | 0.24521 | 703.7751 | -0.0255 | 704.0607 | 0.0034409 | 868.9533 | 4.2918 | 703.7751 | -0.00764 | 872.6607 | 5.1728 | 869.5627 | 1.7772 | 703.7751 | 0 | 978.8015 | 0.19624 |  |  | 1037.894 | 0.51283 | 1207.8626 | 0.46047 | 1390.6498 | 0.0144 | 0 | 0 | 1126.3406 | 0 | 1126.3337 | 0.0024681
| 869.73 | 0.029097 | 704.0092 | 0.27037 | 704.0092 | 0.020423 | 704.2946 | 0.0023063 | 869.1209 | 4.1608 | 704.0092 | 0.025444 | 872.8298 | 5.1851 | 869.73 | 1.7817 | 704.0091 | 0 | 978.8969 | 0.19704 |  |  | 1038.224 | 0.51884 | 1207.934 | 0.4602 | 1390.8867 | 0.014146 | 0 | 0 | 1126.4027 | 0 | 1126.396 | 0.0024824
| 869.8973 | 0.016337 | 704.2433 | 0.24709 | 704.2433 | -0.007468 | 704.5284 | 0.0030615 | 869.2885 | 3.9972 | 704.2433 | -0.0038319 | 872.9989 | 5.2049 | 869.8973 | 1.7991 | 704.2433 | 0 | 978.9922 | 0.19701 |  |  | 1038.554 | 0.52602 | 1208.0055 | 0.45992 | 1391.1237 | 0.013849 | 0 | 0 | 1126.4648 | 0 | 1126.4581 | 0.0025022
| 870.0646 | 0.023371 | 704.4774 | 0.28386 | 704.4774 | 0.00068922 | 704.7622 | 0.0042832 | 869.4561 | 3.8312 | 704.4774 | 0.026165 | 873.168 | 5.2271 | 870.0646 | 1.8148 | 704.4774 | 0 | 979.0876 | 0.19761 |  |  | 1038.884 | 0.5323 | 1208.0769 | 0.45964 | 1391.3607 | 0.013533 | 0 | 0 | 1126.527 | 0 | 1126.5203 | 0.0025269
| 870.2319 | 0.017463 | 704.7115 | 0.25909 | 704.7115 | -0.013283 | 704.996 | -7.6756e-06 | 869.6237 | 3.653 | 704.7115 | -0.026391 | 873.3372 | 5.2475 | 870.2319 | 1.8331 | 704.7115 | 0 | 979.183 | 0.19809 |  |  | 1039.215 | 0.53909 | 1208.1484 | 0.45936 | 1391.5979 | 0.013224 | 0 | 0 | 1126.5892 | 0 | 1126.5824 | 0.0025547
| 870.3992 | 0.021494 | 704.9456 | 0.28911 | 704.9456 | 0.0061057 | 705.2299 | 0.0051059 | 869.7913 | 3.6829 | 704.9456 | 0.033543 | 873.5063 | 5.2605 | 870.3992 | 1.8368 | 704.9456 | 0 | 979.2784 | 0.19814 |  |  | 1039.546 | 0.54535 | 1208.22 | 0.45907 | 1391.8351 | 0.012948 | 0 | 0 | 1126.6514 | 0 | 1126.6446 | 0.0025825
| 870.5665 | 0.015773 | 705.1798 | 0.26412 | 705.1798 | 0.0066307 | 705.4637 | -0.0042833 | 869.959 | 3.3982 | 705.1798 | -0.019169 | 873.6754 | 5.2761 | 870.5665 | 1.8405 | 705.1798 | 0 | 979.3738 | 0.19851 |  |  | 1039.877 | 0.55262 | 1208.2914 | 0.45877 | 1392.0724 | 0.012722 | 0 | 0 | 1126.7135 | 0 | 1126.7068 | 0.0026103
| 870.7338 | 0.027032 | 705.4139 | 0.2993 | 705.4139 | 0.0064123 | 705.6976 | 0.0063771 | 870.1266 | 3.3136 | 705.4139 | 0.023683 | 873.8445 | 5.2913 | 870.7338 | 1.8414 | 705.4139 | 0 | 979.4693 | 0.19849 |  |  | 1040.208 | 0.55916 | 1208.3629 | 0.45847 | 1392.3097 | 0.012553 | 0 | 0 | 1126.7758 | 0 | 1126.769 | 0.0026349
| 870.9011 | 0.017933 | 705.6481 | 0.28175 | 705.6481 | -0.010197 | 705.9315 | 0.0010731 | 870.2942 | 3.2221 | 705.6481 | 0.0019728 | 874.0137 | 5.3012 | 870.9011 | 1.849 | 705.6481 | 0 | 979.5648 | 0.19894 |  |  | 1040.539 | 0.5652 | 1208.4344 | 0.45817 | 1392.5472 | 0.012433 | 0 | 0 | 1126.8379 | 0 | 1126.8312 | 0.0026556
| 871.0684 | 0.028628 | 705.8822 | 0.29518 | 705.8822 | 0.0010921 | 706.1653 | -0.00020492 | 870.4619 | 3.2039 | 705.8822 | 0.0074845 | 874.1828 | 5.3053 | 871.0684 | 1.8575 | 705.8822 | 0 | 979.6603 | 0.2003 |  |  | 1040.871 | 0.57271 | 1208.506 | 0.45786 | 1392.7848 | 0.012346 | 0 | 0 | 1126.9001 | 0 | 1126.8934 | 0.0026714
| 871.2358 | 0.024129 | 706.1164 | 0.2859 | 706.1164 | -0.005861 | 706.3992 | -0.0017761 | 870.6295 | 3.0185 | 706.1164 | -0.036907 | 874.352 | 5.3151 | 871.2358 | 1.8694 | 706.1164 | 0 | 979.7558 | 0.20105 |  |  | 1041.203 | 0.57947 | 1208.5775 | 0.45755 | 1393.0223 | 0.012263 | 0 | 0 | 1126.9624 | 0 | 1126.9557 | 0.0026842
| 871.4031 | 0.024967 | 706.3506 | 0.31665 | 706.3506 | -0.0037878 | 706.6331 | 0.0055892 | 870.7971 | 2.9031 | 706.3506 | -0.0038082 | 874.5211 | 5.3258 | 871.4031 | 1.8821 | 706.3506 | 0 | 979.8513 | 0.201 |  |  | 1041.535 | 0.58675 | 1208.649 | 0.45723 | 1393.26 | 0.01216 | 0 | 0 | 1127.0245 | 0 | 1127.0178 | 0.0026937
| 871.5704 | 0.021313 | 706.5848 | 0.29971 | 706.5848 | -0.013664 | 706.867 | -0.0032478 | 870.9648 | 2.7349 | 706.5848 | -0.0067835 | 874.6903 | 5.3358 | 871.5704 | 1.8957 | 706.5848 | 0 | 979.9469 | 0.20104 |  |  | 1041.867 | 0.59431 | 1208.7206 | 0.45691 | 1393.4978 | 0.012016 | 0 | 0 | 1127.0868 | 0 | 1127.0801 | 0.0027008
| 871.7377 | 0.021682 | 706.819 | 0.34255 | 706.819 | 0.014213 | 707.101 | 0.0070424 | 871.1324 | 2.7563 | 706.819 | 0.020695 | 874.8594 | 5.3356 | 871.7377 | 1.9092 | 706.819 | 0 | 980.0425 | 0.2014 |  |  | 1042.199 | 0.60027 | 1208.7921 | 0.45658 | 1393.7357 | 0.011824 | 0 | 0 | 1127.149 | 0 | 1127.1423 | 0.002708
| 871.905 | 0.020937 | 707.0532 | 0.30511 | 707.0532 | -0.010321 | 707.3348 | 0.0011133 | 871.3001 | 2.586 | 707.0532 | -0.027337 | 875.0286 | 5.3416 | 871.905 | 1.9267 | 707.0533 | 0 | 980.1381 | 0.20184 |  |  | 1042.532 | 0.6072 | 1208.8638 | 0.45624 | 1393.9736 | 0.011589 | 0 | 0 | 1127.2113 | 0 | 1127.2046 | 0.0027143
| 872.0724 | 0.028722 | 707.2875 | 0.33106 | 707.2875 | 0.00066281 | 707.5688 | 0.0083707 | 871.4677 | 2.6258 | 707.2875 | 0.0207 | 875.1977 | 5.3527 | 872.0724 | 1.9418 | 707.2875 | 0 | 980.2336 | 0.20225 |  |  | 1042.865 | 0.61473 | 1208.9353 | 0.45591 | 1394.2117 | 0.011328 | 0 | 0 | 1127.2736 | 0 | 1127.2668 | 0.0027191
| 872.2397 | 0.021313 | 707.5217 | 0.32257 | 707.5217 | 0.00010529 | 707.8027 | -0.0013454 | 871.6354 | 2.3463 | 707.5217 | -0.0059613 | 875.3669 | 5.3617 | 872.2397 | 1.9564 | 707.5217 | 0 | 980.3292 | 0.20277 |  |  | 1043.198 | 0.62187 | 1209.0068 | 0.45557 | 1394.4498 | 0.01106 | 0 | 0 | 1127.3358 | 0 | 1127.3291 | 0.0027199
| 872.407 | 0.032007 | 707.756 | 0.35503 | 707.756 | -0.0009966 | 708.0367 | 0.0070065 | 871.803 | 2.3803 | 707.756 | 0.029735 | 875.5361 | 5.3644 | 872.407 | 1.9636 | 707.756 | 0 | 980.4248 | 0.20325 |  |  | 1043.531 | 0.62874 | 1209.0785 | 0.45522 | 1394.688 | 0.010808 | 0 | 0 | 1127.3981 | 0 | 1127.3914 | 0.0027151
| 872.5744 | 0.015304 | 707.9902 | 0.33273 | 707.9902 | -0.020036 | 708.2707 | 0.0038887 | 871.9707 | 2.1604 | 707.9902 | -0.0075732 | 875.7052 | 5.3743 | 872.5744 | 1.974 | 707.9902 | 0 | 980.5205 | 0.20376 |  |  | 1043.865 | 0.63531 | 1209.1501 | 0.45487 | 1394.9263 | 0.010585 | 0 | 0 | 1127.4603 | 0 | 1127.4536 | 0.0027056
| 872.7417 | 0.024404 | 708.2245 | 0.37163 | 708.2245 | -0.0071898 | 708.5046 | 0.0025752 | 872.1384 | 2.2142 | 708.2245 | 0.019682 | 875.8744 | 5.3858 | 872.7417 | 1.9857 | 708.2245 | 0 | 980.6161 | 0.20417 |  |  | 1044.199 | 0.64248 | 1209.2217 | 0.45452 | 1395.1646 | 0.010402 | 0 | 0 | 1127.5226 | 0 | 1127.5159 | 0.0026921
| 872.909 | 0.0169 | 708.4588 | 0.35888 | 708.4588 | -0.01626 | 708.7386 | -0.0053798 | 872.3061 | 2.0679 | 708.4588 | 0.0016558 | 876.0436 | 5.3986 | 872.909 | 1.9982 | 708.4588 | 0.0090425 | 980.7119 | 0.20452 |  |  | 1044.533 | 0.64963 | 1209.2933 | 0.45416 | 1395.4031 | 0.010267 | 0 | 0 | 1127.5848 | 0 | 1127.5781 | 0.0026762
| 873.0764 | 0.026375 | 708.693 | 0.38519 | 708.693 | 0.0036153 | 708.9727 | 0.0078242 | 872.4737 | 2.0481 | 708.693 | 0.043772 | 876.2128 | 5.4031 | 873.0764 | 2.0077 | 708.693 | 0 | 980.8076 | 0.20482 |  |  | 1044.867 | 0.65732 | 1209.365 | 0.45379 | 1395.6415 | 0.010183 | 0 | 0 | 1127.6472 | 0 | 1127.6405 | 0.0026619
| 873.2437 | 0.018308 | 708.9273 | 0.36671 | 708.9273 | -0.014461 | 709.2067 | 0.0030547 | 872.6414 | 1.8924 | 708.9273 | -0.0056864 | 876.382 | 5.4141 | 873.2437 | 2.019 | 708.9273 | 0.0090425 | 980.9033 | 0.20492 |  |  | 1045.201 | 0.66291 | 1209.4365 | 0.45342 | 1395.8801 | 0.010155 | 0 | 0 | 1127.7095 | 0 | 1127.7028 | 0.0026524
| 873.4111 | 0.023935 | 709.1616 | 0.39192 | 709.1616 | 0.0058461 | 709.4407 | 0.0033043 | 872.8091 | 1.9149 | 709.1616 | 0.02368 | 876.5512 | 5.4254 | 873.4111 | 2.0279 | 709.1617 | 0.0036213 | 980.9991 | 0.20545 |  |  | 1045.536 | 0.67161 | 1209.5082 | 0.45305 | 1396.1188 | 0.01018 | 0 | 0 | 1127.7717 | 0 | 1127.765 | 0.0026492
| 873.5784 | 0.015961 | 709.396 | 0.3601 | 709.396 | -0.006769 | 709.6747 | -0.0047655 | 872.9768 | 1.7791 | 709.396 | -0.019264 | 876.7204 | 5.4331 | 873.5784 | 2.043 | 709.396 | 0 | 981.0948 | 0.20619 |  |  | 1045.87 | 0.67814 | 1209.5798 | 0.45267 | 1396.3575 | 0.01025 | 0 | 0 | 1127.8341 | 0 | 1127.8274 | 0.0026516
| 873.7458 | 0.022902 | 709.6303 | 0.39462 | 709.6303 | 0.016302 | 709.9088 | 0.009179 | 873.1445 | 1.6167 | 709.6303 | 0.022512 | 876.8896 | 5.4239 | 873.7458 | 2.0532 | 709.6303 | 0 | 981.1907 | 0.20656 |  |  | 1046.205 | 0.68589 | 1209.6515 | 0.45229 | 1396.5964 | 0.010349 | 0 | 0 | 1127.8964 | 0 | 1127.8897 | 0.0026579
| 873.9131 | 0.019529 | 709.8646 | 0.38312 | 709.8646 | -0.0044535 | 710.1428 | -4.3805e-05 | 873.3122 | 1.6903 | 709.8646 | -0.030236 | 877.0588 | 5.4204 | 873.9131 | 2.0739 | 709.8646 | 0 | 981.2864 | 0.20667 |  |  | 1046.541 | 0.69302 | 1209.7233 | 0.45191 | 1396.8353 | 0.01045 | 0 | 0 | 1127.9587 | 0 | 1127.952 | 0.0026659
| 874.0805 | 0.030036 | 710.099 | 0.414 | 710.099 | 0.0044612 | 710.3768 | 0.0028876 | 873.4798 | 1.5582 | 710.099 | 0.0075875 | 877.228 | 5.4194 | 874.0805 | 2.0876 | 710.099 | 0 | 981.3823 | 0.20705 |  |  | 1046.876 | 0.70089 | 1209.7949 | 0.45152 | 1397.0743 | 0.010522 | 0 | 0 | 1128.0211 | 0 | 1128.0143 | 0.0026722
| 874.2479 | 0.018027 | 710.3333 | 0.38331 | 710.3333 | -0.0087302 | 710.6109 | -0.0032652 | 873.6475 | 1.3169 | 710.3333 | -0.018542 | 877.3972 | 5.4138 | 874.2479 | 2.1042 | 710.3333 | 0.0036232 | 981.4781 | 0.20787 |  |  | 1047.212 | 0.70823 | 1209.8666 | 0.45112 | 1397.3135 | 0.010537 | 0 | 0 | 1128.0834 | 0 | 1128.0767 | 0.0026746
| 874.4152 | 0.028065 | 710.5677 | 0.43248 | 710.5677 | -0.0051816 | 710.845 | 0.01086 | 873.8152 | 1.4417 | 710.5677 | 0.0076909 | 877.5664 | 5.4011 | 874.4152 | 2.1105 | 710.5677 | 0.0090425 | 981.574 | 0.2084 |  |  | 1047.548 | 0.71635 | 1209.9382 | 0.45072 | 1397.5526 | 0.010479 | 0 | 0 | 1128.1457 | 0 | 1128.139 | 0.0026722
| 874.5826 | 0.016524 | 710.802 | 0.40338 | 710.802 | -0.013731 | 711.0791 | 0.00024563 | 873.983 | 1.2736 | 710.802 | -0.030965 | 877.7357 | 5.399 | 874.5826 | 2.1233 | 710.8021 | 0 | 981.6699 | 0.20865 |  |  | 1047.884 | 0.72493 | 1210.01 | 0.45031 | 1397.7919 | 0.010346 | 0 | 0 | 1128.2081 | 0 | 1128.2014 | 0.0026635
| 874.75 | 0.028158 | 711.0364 | 0.45095 | 711.0364 | 0.0071915 | 711.3132 | 0.0091914 | 874.1507 | 1.3592 | 711.0364 | 0.019651 | 877.9049 | 5.3974 | 874.75 | 2.1263 | 711.0364 | 0 | 981.7658 | 0.20888 |  |  | 1048.22 | 0.73118 | 1210.0817 | 0.44991 | 1398.0311 | 0.010158 | 0 | 0 | 1128.2705 | 0 | 1128.2637 | 0.00265
| 874.9173 | 0.020092 | 711.2708 | 0.42443 | 711.2708 | 0.0017025 | 711.5473 | -0.0023894 | 874.3184 | 1.3999 | 711.2708 | 0.0057412 | 878.0741 | 5.3957 | 874.9173 | 2.1349 | 711.2708 | 0 | 981.8618 | 0.20867 |  |  | 1048.557 | 0.74039 | 1210.1534 | 0.44949 | 1398.2706 | 0.0099464 | 0 | 0 | 1128.3329 | 0 | 1128.326 | 0.0026317
| 875.0847 | 0.0214 | 711.5052 | 0.46143 | 711.5052 | 0.0012811 | 711.7814 | 0.010071 | 874.4861 | 1.3973 | 711.5052 | 0.019536 | 878.2434 | 5.3949 | 875.0847 | 2.1365 | 711.5052 | 0.0018107 | 981.9577 | 0.20874 |  |  | 1048.894 | 0.74838 | 1210.2251 | 0.44907 | 1398.5101 | 0.009753 | 0 | 0 | 1128.3953 | 0 | 1128.3884 | 0.0026103
| 875.2521 | 0.022627 | 711.7396 | 0.45045 | 711.7396 | 0.012385 | 712.0155 | 0.0051683 | 874.6538 | 1.3451 | 711.7396 | -0.017462 | 878.4126 | 5.4046 | 875.2521 | 2.1502 | 711.7396 | 0.0036213 | 982.0536 | 0.20958 |  |  | 1049.23 | 0.75692 | 1210.2969 | 0.44865 | 1398.7496 | 0.0096152 | 0 | 0 | 1128.4576 | 0 | 1128.4508 | 0.0025872
| 875.4195 | 0.025812 | 711.9741 | 0.47556 | 711.9741 | -0.0035483 | 712.2496 | 0.0034789 | 874.8215 | 1.2312 | 711.9741 | 0.024654 | 878.5818 | 5.4184 | 875.4195 | 2.1618 | 711.9741 | 0 | 982.1496 | 0.21032 |  |  | 1049.568 | 0.76436 | 1210.3686 | 0.44823 | 1398.9894 | 0.0095596 | 0 | 0 | 1128.52 | 0 | 1128.5132 | 0.0025642
| 875.5869 | 0.016337 | 712.2085 | 0.46484 | 712.2085 | -0.0053866 | 712.4838 | -0.0024462 | 874.9893 | 1.0678 | 712.2085 | -0.0077126 | 878.7511 | 5.437 | 875.5869 | 2.1773 | 712.2085 | 0 | 982.2456 | 0.21068 |  |  | 1049.905 | 0.77381 | 1210.4404 | 0.44779 | 1399.2291 | 0.009596 | 0 | 0 | 1128.5824 | 0 | 1128.5757 | 0.002542
| 875.7542 | 0.024029 | 712.4429 | 0.47794 | 712.4429 | 0.0035831 | 712.718 | 0.0018624 | 875.157 | 0.90845 | 712.4429 | 0.033577 | 878.9203 | 5.4412 | 875.7542 | 2.185 | 712.4429 | 0.0090425 | 982.3416 | 0.21103 |  |  | 1050.243 | 0.78323 | 1210.5121 | 0.44736 | 1399.4689 | 0.0097172 | 0 | 0 | 1128.6448 | 0 | 1128.6381 | 0.0025213
| 875.9216 | 0.023566 | 712.6774 | 0.4769 | 712.6774 | 0.0054182 | 712.9521 | 0.00085377 | 875.3247 | 0.7492 | 712.6774 | -0.0076592 | 879.0896 | 5.452 | 875.9216 | 2.1935 | 712.6774 | 0.0090425 | 982.4377 | 0.21186 |  |  | 1050.58 | 0.79193 | 1210.5839 | 0.44692 | 1399.7087 | 0.0099014 | 0 | 0 | 1128.7071 | 0 | 1128.7004 | 0.0025022
| 876.089 | 0.022057 | 712.9118 | 0.50583 | 712.9118 | 0.0022628 | 713.1863 | 0.0066575 | 875.4925 | 1.0677 | 712.9118 | 0.014093 | 879.2589 | 5.4635 | 876.089 | 2.1957 | 712.9118 | 0.0090425 | 982.5338 | 0.21274 |  |  | 1050.919 | 0.80151 | 1210.6556 | 0.44648 | 1399.9487 | 0.010117 | 0 | 0 | 1128.7695 | 0 | 1128.7628 | 0.0024856
| 876.2564 | 0.018402 | 713.1463 | 0.4957 | 713.1463 | -0.0068439 | 713.4205 | -0.000443 | 875.6602 | 0.68026 | 713.1463 | -0.02253 | 879.4281 | 5.4678 | 876.2564 | 2.2052 | 713.1463 | 0.0090425 | 982.6298 | 0.21298 |  |  | 1051.257 | 0.81037 | 1210.7275 | 0.44603 | 1400.1888 | 0.010327 | 0 | 0 | 1128.832 | 0 | 1128.8253 | 0.0024713
| 876.4238 | 0.032007 | 713.3808 | 0.5297 | 713.3808 | 0.015869 | 713.6547 | 0.0082123 | 875.8279 | 0.70162 | 713.3808 | 0.02572 | 879.5974 | 5.4602 | 876.4238 | 2.215 | 713.3808 | 0 | 982.7259 | 0.21322 |  |  | 1051.595 | 0.81976 | 1210.7993 | 0.44558 | 1400.429 | 0.010493 | 0 | 0 | 1128.8944 | 0 | 1128.8877 | 0.0024578
| 876.5912 | 0.017839 | 713.6153 | 0.51683 | 713.6153 | 0.0036532 | 713.8889 | -0.0055452 | 875.9957 | 0.59722 | 713.6153 | -0.020083 | 879.7667 | 5.4654 | 876.5912 | 2.2303 | 713.6152 | 0 | 982.822 | 0.21379 |  |  | 1051.934 | 0.82842 | 1210.8711 | 0.44512 | 1400.6692 | 0.010582 | 0 | 0 | 1128.9569 | 0 | 1128.9502 | 0.0024458
| 876.7586 | 0.025812 | 713.8497 | 0.54693 | 713.8497 | 0.0038417 | 714.1231 | 0.01025 | 876.1634 | 0.74027 | 713.8497 | 0.017893 | 879.9359 | 5.4681 | 876.7586 | 2.2464 | 713.8497 | 0 | 982.9182 | 0.21405 |  |  | 1052.273 | 0.83881 | 1210.9429 | 0.44465 | 1400.9095 | 0.01057 | 0 | 0 | 1129.0193 | 0 | 1129.0126 | 0.0024363
| 876.926 | 0.01981 | 714.0843 | 0.51676 | 714.0843 | -0.00097269 | 714.3574 | -0.0025782 | 876.3312 | 0.7586 | 714.0843 | -0.012196 | 880.1052 | 5.4654 | 876.926 | 2.2647 | 714.0842 | 0 | 983.0143 | 0.21412 |  |  | 1052.612 | 0.84935 | 1211.0148 | 0.44419 | 1401.15 | 0.010444 | 0 | 0 | 1129.0818 | 0 | 1129.0751 | 0.0024284
| 877.0934 | 0.027971 | 714.3188 | 0.56077 | 714.3188 | 0.002739 | 714.5916 | 0.0086221 | 876.4989 | 0.78989 | 714.3188 | 0.024813 | 880.2745 | 5.453 | 877.0934 | 2.2789 | 714.3188 | 0.0036195 | 983.1105 | 0.21483 |  |  | 1052.951 | 0.85816 | 1211.0865 | 0.44372 | 1401.3905 | 0.01021 | 0 | 0 | 1129.1442 | 0 | 1129.1374 | 0.0024236
| 877.2608 | 0.022627 | 714.5533 | 0.54109 | 714.5533 | -0.011859 | 714.8258 | -0.0036405 | 876.6667 | 0.72778 | 714.5533 | 0.0013139 | 880.4438 | 5.4456 | 877.2608 | 2.2897 | 714.5533 | 0 | 983.2067 | 0.21563 |  |  | 1053.291 | 0.86861 | 1211.1584 | 0.44324 | 1401.631 | 0.0098915 | 0 | 0 | 1129.2067 | 0 | 1129.1999 | 0.0024212
| 877.4282 | 0.034353 | 714.7878 | 0.58455 | 714.7878 | -0.0019178 | 715.0601 | 0.0024542 | 876.8345 | 0.6238 | 714.7878 | 0.0069081 | 880.6131 | 5.4413 | 877.4282 | 2.2954 | 714.7878 | 0 | 983.3028 | 0.21588 |  |  | 1053.631 | 0.8792 | 1211.2302 | 0.44276 | 1401.8717 | 0.0095261 | 0 | 0 | 1129.2692 | 0 | 1129.2624 | 0.002422
| 877.5957 | 0.017182 | 715.0224 | 0.59354 | 715.0224 | 0.0018372 | 715.2943 | -0.0001585 | 877.0022 | 0.77113 | 715.0224 | -0.0080827 | 880.7824 | 5.4302 | 877.5957 | 2.3062 | 715.0224 | 0 | 983.399 | 0.21628 |  |  | 1053.971 | 0.88968 | 1211.3021 | 0.44228 | 1402.1124 | 0.0091592 | 0 | 0 | 1129.3317 | 0 | 1129.3249 | 0.002426
| 877.7631 | 0.020931 | 715.2569 | 0.61154 | 715.2569 | -0.0023988 | 715.5286 | 0.0075027 | 877.17 | 0.59977 | 715.2569 | 0.010818 | 880.9517 | 5.4126 | 877.7631 | 2.3178 | 715.2569 | 0 | 983.4952 | 0.21669 |  |  | 1054.311 | 0.89957 | 1211.374 | 0.44179 | 1402.3531 | 0.0088338 | 0 | 0 | 1129.3942 | 0 | 1129.3873 | 0.0024331
| 877.9305 | 0.020186 | 715.4915 | 0.59968 | 715.4915 | -0.015228 | 715.7629 | 0.0019381 | 877.3378 | 0.59983 | 715.4915 | -0.027445 | 881.121 | 5.4096 | 877.9305 | 2.3366 | 715.4915 | 0.0018107 | 983.5915 | 0.21699 |  |  | 1054.651 | 0.91141 | 1211.4458 | 0.44129 | 1402.5941 | 0.0085818 | 0 | 0 | 1129.4567 | 0 | 1129.4498 | 0.0024443
| 878.0979 | 0.021776 | 715.726 | 0.62277 | 715.726 | 0.0096103 | 715.9972 | 0.0062619 | 877.5056 | 0.56895 | 715.726 | 0.025307 | 881.2903 | 5.4126 | 878.0979 | 2.3538 | 715.726 | 0 | 983.6878 | 0.21757 |  |  | 1054.992 | 0.92076 | 1211.5177 | 0.4408 | 1402.8351 | 0.0084171 | 0 | 0 | 1129.5192 | 0 | 1129.5123 | 0.0024593
| 878.2653 | 0.037461 | 715.9606 | 0.60268 | 715.9606 | -0.005491 | 716.2315 | -0.0035367 | 877.6733 | 0.47762 | 715.9606 | -0.018633 | 881.4596 | 5.4121 | 878.2653 | 2.3686 | 715.9606 | 0 | 983.7841 | 0.21814 |  |  | 1055.333 | 0.93165 | 1211.5896 | 0.4403 | 1403.0762 | 0.0083356 | 0 | 0 | 1129.5817 | 0 | 1129.5748 | 0.0024784
| 878.4328 | 0.015769 | 716.1952 | 0.64511 | 716.1952 | 0.016792 | 716.4658 | 0.0064372 | 877.8411 | 0.453 | 716.1952 | 0.021305 | 881.6289 | 5.4099 | 878.4328 | 2.3776 | 716.1952 | 0 | 983.8804 | 0.21835 |  |  | 1055.674 | 0.94246 | 1211.6615 | 0.43979 | 1403.3173 | 0.0083179 | 0 | 0 | 1129.6442 | 0 | 1129.6373 | 0.0025014
| 878.6002 | 0.015679 | 716.4298 | 0.63632 | 716.4298 | 0.0026951 | 716.7001 | 8.838e-05 | 878.0089 | 0.37368 | 716.4298 | -0.021103 | 881.7982 | 5.4178 | 878.6002 | 2.3899 | 716.4298 | 0 | 983.9767 | 0.21789 |  |  | 1056.016 | 0.95364 | 1211.7334 | 0.43928 | 1403.5585 | 0.0083359 | 0 | 0 | 1129.7067 | 0 | 1129.6999 | 0.0025269
| 878.7676 | 0.023935 | 716.6644 | 0.6642 | 716.6644 | 0.0078582 | 716.9344 | 8.1826e-07 | 878.1767 | 0.38511 | 716.6644 | 0.0088555 | 881.9676 | 5.4274 | 878.7676 | 2.4051 | 716.6644 | 0 | 984.0731 | 0.21731 |  |  | 1056.357 | 0.9642 | 1211.8053 | 0.43876 | 1403.7998 | 0.0083597 | 0 | 0 | 1129.7692 | 0 | 1129.7624 | 0.0025547
| 878.9351 | 0.020468 | 716.899 | 0.65256 | 716.899 | 0.00052296 | 717.1688 | 0.0038403 | 878.3445 | 0.26819 | 716.899 | -0.01051 | 882.1369 | 5.4318 | 878.9351 | 2.4295 | 716.899 | 0 | 984.1695 | 0.21776 |  |  | 1056.699 | 0.97521 | 1211.8773 | 0.43824 | 1404.0413 | 0.0083629 | 0 | 0 | 1129.8317 | 0 | 1129.8249 | 0.0025833
| 879.1025 | 0.023559 | 717.1337 | 0.67614 | 717.1337 | -0.0056363 | 717.4031 | 0.0015622 | 878.5123 | 0.28012 | 717.1337 | 0.01732 | 882.3062 | 5.4282 | 879.1025 | 2.4455 | 717.1337 | 0 | 984.2659 | 0.21894 |  |  | 1057.041 | 0.98685 | 1211.9492 | 0.43772 | 1404.2827 | 0.0083268 | 0 | 0 | 1129.8943 | 0 | 1129.8874 | 0.0026127
| 879.2699 | 0.016524 | 717.3683 | 0.6758 | 717.3683 | 0.013811 | 717.6375 | -0.0028559 | 878.6801 | 0.2896 | 717.3683 | 0.00076151 | 882.4756 | 5.4303 | 879.2699 | 2.4629 | 717.3683 | 0 | 984.3623 | 0.2201 |  |  | 1057.383 | 0.99614 | 1212.0211 | 0.43719 | 1404.5243 | 0.0082434 | 0 | 0 | 1129.9568 | 0 | 1129.9501 | 0.002642
| 879.4374 | 0.027501 | 717.603 | 0.69818 | 717.603 | 0.010462 | 717.8719 | 0.0071662 | 878.8479 | 0.29318 | 717.603 | 0.021828 | 882.6449 | 5.4329 | 879.4374 | 2.4657 | 717.6029 | 0.0072427 | 984.4587 | 0.22057 |  |  | 1057.725 | 1.0067 | 1212.0931 | 0.43665 | 1404.7659 | 0.0081167 | 0 | 0 | 1130.0193 | 0 | 1130.0126 | 0.0026722
| 879.6048 | 0.013144 | 717.8376 | 0.69905 | 717.8376 | 0.004491 | 718.1063 | 0.00095706 | 879.0157 | 0.14284 | 717.8376 | -0.0036136 | 882.8142 | 5.4322 | 879.6048 | 2.4757 | 717.8376 | 0 | 984.5552 | 0.22029 |  |  | 1058.068 | 1.0191 | 1212.165 | 0.43612 | 1405.0077 | 0.0079623 | 0 | 0 | 1130.0819 | 0 | 1130.0752 | 0.0027024
| 879.7723 | 0.023559 | 718.0723 | 0.72537 | 718.0723 | -0.0019861 | 718.3407 | 0.009274 | 879.1835 | 0.18663 | 718.0723 | 0.03781 | 882.9836 | 5.4234 | 879.7723 | 2.4787 | 718.0723 | 0 | 984.6517 | 0.22055 |  |  | 1058.411 | 1.0297 | 1212.2371 | 0.43558 | 1405.2494 | 0.0078043 | 0 | 0 | 1130.1444 | 0 | 1130.1377 | 0.0027326
| 879.9397 | 0.020749 | 718.3069 | 0.72516 | 718.3069 | -0.0017062 | 718.5751 | -0.0024986 | 879.3513 | 0.11986 | 718.3069 | -0.025494 | 883.1529 | 5.4164 | 879.9397 | 2.4907 | 718.307 | 0 | 984.7481 | 0.22114 |  |  | 1058.754 | 1.041 | 1212.309 | 0.43503 | 1405.4913 | 0.0076705 | 0 | 0 | 1130.207 | 0 | 1130.2003 | 0.0027588
| 880.1072 | 0.024779 | 718.5416 | 0.75122 | 718.5416 | 0.0040903 | 718.8095 | 0.012618 | 879.5191 | 0.16783 | 718.5416 | 0.033218 | 883.3223 | 5.4115 | 880.1072 | 2.4988 | 718.5416 | 0 | 984.8447 | 0.22142 |  |  | 1059.097 | 1.0519 | 1212.381 | 0.43448 | 1405.7333 | 0.0075849 | 0 | 0 | 1130.2696 | 0 | 1130.2628 | 0.0027795
| 880.2746 | 0.017557 | 718.7763 | 0.74049 | 718.7763 | -0.004118 | 719.0439 | 0.00068733 | 879.687 | 0.074946 | 718.7763 | -0.008176 | 883.4916 | 5.3994 | 880.2746 | 2.5158 | 718.7763 | -0.0018089 | 984.9412 | 0.22172 |  |  | 1059.441 | 1.0636 | 1212.453 | 0.43392 | 1405.9753 | 0.0075616 | 0 | 0 | 1130.3321 | 0 | 1130.3254 | 0.0027906
| 880.4421 | 0.028815 | 719.011 | 0.77323 | 719.011 | -0.0019707 | 719.2783 | 0.0081578 | 879.8548 | 0.095232 | 719.011 | 0.01926 | 883.661 | 5.3755 | 880.4421 | 2.5249 | 719.011 | 0 | 985.0377 | 0.22186 |  |  | 1059.785 | 1.0733 | 1212.525 | 0.43337 | 1406.2175 | 0.0076002 | 0 | 0 | 1130.3948 | 0 | 1130.3881 | 0.002789
| 880.6095 | 0.013614 | 719.2457 | 0.77258 | 719.2457 | -0.011106 | 719.5128 | 0.0048238 | 880.0226 | 0 | 719.2457 | -0.027509 | 883.8304 | 5.3581 | 880.6095 | 2.5375 | 719.2457 | 0.0090425 | 985.1343 | 0.22198 |  |  | 1060.129 | 1.0845 | 1212.5971 | 0.4328 | 1406.4597 | 0.0076852 | 0 | 0 | 1130.4574 | 0 | 1130.4507 | 0.0027739
| 880.777 | 0.035104 | 719.4805 | 0.80634 | 719.4805 | 0.0085271 | 719.7473 | 0.0088181 | 880.1904 | 0.092098 | 719.4805 | 0.013848 | 883.9997 | 5.3419 | 880.777 | 2.5437 | 719.4805 | 0.0054302 | 985.2309 | 0.22262 |  |  | 1060.473 | 1.0954 | 1212.6691 | 0.43223 | 1406.702 | 0.00779 | 0 | 0 | 1130.52 | 0 | 1130.5133 | 0.0027461
| 880.9445 | 0.022721 | 719.7152 | 0.79066 | 719.7152 | -0.0070985 | 719.9817 | 0.0024899 | 880.3583 | 0.0091398 | 719.7152 | -0.01473 | 884.1691 | 5.3192 | 880.9445 | 2.5611 | 719.7152 | 0 | 985.3275 | 0.22351 |  |  | 1060.818 | 1.1069 | 1212.7411 | 0.43167 | 1406.9445 | 0.0078839 | 0 | 0 | 1130.5826 | 0 | 1130.5759 | 0.002708
| 881.1119 | 0.024404 | 719.9499 | 0.83256 | 719.9499 | 0.015233 | 720.2162 | 0.0025389 | 880.5261 | 0.00069644 | 719.9499 | 0.017723 | 884.3385 | 5.2939 | 881.1119 | 2.5765 | 719.9499 | 0 | 985.4241 | 0.22408 |  |  | 1061.162 | 1.1171 | 1212.8131 | 0.43109 | 1407.1869 | 0.0079398 | 0 | 0 | 1130.6453 | 0 | 1130.6385 | 0.0026643
| 881.2794 | 0.016055 | 720.1847 | 0.81434 | 720.1847 | 0.00036348 | 720.4506 | 0.0038268 | 880.6939 | 0 | 720.1847 | -0.0082266 | 884.5079 | 5.2769 | 881.2794 | 2.5965 | 720.1847 | 0.0090425 | 985.5208 | 0.22403 |  |  | 1061.507 | 1.129 | 1212.8851 | 0.43051 | 1407.4294 | 0.007941 | 0 | 0 | 1130.7079 | 0 | 1130.7012 | 0.0026198
| 881.4469 | 0.027032 | 720.4194 | 0.8658 | 720.4194 | -0.0027584 | 720.6851 | 0.0092093 | 880.8618 | 0 | 720.4194 | 0.019917 | 884.6773 | 5.2662 | 881.4469 | 2.6103 | 720.4194 | 0 | 985.6174 | 0.22422 |  |  | 1061.852 | 1.14 | 1212.9571 | 0.42992 | 1407.6721 | 0.0078822 | 0 | 0 | 1130.7705 | 0 | 1130.7638 | 0.0025793
| 881.6144 | 0.024035 | 720.6542 | 0.84835 | 720.6542 | -0.0027201 | 720.9196 | -0.00096823 | 881.0296 | 0 | 720.6542 | -0.014977 | 884.8467 | 5.2543 | 881.6144 | 2.6258 | 720.6542 | 0 | 985.7141 | 0.22527 |  |  | 1062.198 | 1.1504 | 1213.0293 | 0.42934 | 1407.9148 | 0.0077672 | 0 | 0 | 1130.8331 | 0 | 1130.8264 | 0.0025443
| 881.7818 | 0.021682 | 720.889 | 0.87759 | 720.889 | -0.0045506 | 721.1542 | 0.0089979 | 881.1975 | 0 | 720.889 | 0.012878 | 885.016 | 5.2419 | 881.7818 | 2.6334 | 720.889 | 0.0090425 | 985.8108 | 0.22634 |  |  | 1062.543 | 1.1621 | 1213.1013 | 0.42874 | 1408.1577 | 0.007603 | 0 | 0 | 1130.8957 | 0 | 1130.889 | 0.0025165
| 881.9493 | 0.018027 | 721.1238 | 0.87925 | 721.1238 | -0.013467 | 721.3887 | 0.0048361 | 881.3653 | 0 | 721.1238 | 0.0051773 | 885.1854 | 5.2339 | 881.9493 | 2.6442 | 721.1238 | 0 | 985.9075 | 0.22649 |  |  | 1062.889 | 1.1738 | 1213.1735 | 0.42814 | 1408.4005 | 0.007396 | 0 | 0 | 1130.9585 | 0 | 1130.9517 | 0.0024959
| 882.1168 | 0.032288 | 721.3586 | 0.89881 | 721.3586 | 0.004979 | 721.6232 | 0.0045974 | 881.5332 | 0 | 721.3586 | 0.027663 | 885.3548 | 5.2285 | 882.1168 | 2.6543 | 721.3586 | 0 | 986.0042 | 0.22636 |  |  | 1063.235 | 1.1842 | 1213.2455 | 0.42754 | 1408.6436 | 0.0071507 | 0 | 0 | 1131.0211 | 0 | 1131.0144 | 0.0024808
| 882.2843 | 0.018684 | 721.5934 | 0.9104 | 721.5934 | -0.010397 | 721.8577 | -0.0042246 | 881.7011 | 0 | 721.5934 | -0.012992 | 885.5243 | 5.2158 | 882.2843 | 2.6778 | 721.5934 | 0 | 986.101 | 0.2267 |  |  | 1063.581 | 1.1955 | 1213.3176 | 0.42694 | 1408.8866 | 0.006874 | 0 | 0 | 1131.0837 | 0 | 1131.077 | 0.0024713
| 882.4518 | 0.027689 | 721.8282 | 0.94672 | 721.8282 | 0.0063789 | 722.0923 | 0.0085149 | 881.8689 | 0 | 721.8282 | 0.028371 | 885.6937 | 5.2023 | 882.4518 | 2.7007 | 721.8282 | 0.0054338 | 986.1978 | 0.22713 |  |  | 1063.928 | 1.2075 | 1213.3897 | 0.42633 | 1409.1298 | 0.0065786 | 0 | 0 | 1131.1465 | 0 | 1131.1398 | 0.0024665
| 882.6193 | 0.015773 | 722.063 | 0.92741 | 722.063 | 0.0044095 | 722.3268 | 0.0048831 | 882.0368 | 0 | 722.063 | 0.00032592 | 885.8631 | 5.1913 | 882.6193 | 2.7325 | 722.063 | 0 | 986.2944 | 0.2278 |  |  | 1064.274 | 1.2192 | 1213.4618 | 0.42571 | 1409.3729 | 0.0062849 | 0 | 0 | 1131.2091 | 0 | 1131.2024 | 0.0024681
| 882.7868 | 0.023278 | 722.2978 | 0.97988 | 722.2978 | 0.013335 | 722.5614 | 0.0073527 | 882.2047 | 0 | 722.2978 | 0.031264 | 886.0325 | 5.1852 | 882.7868 | 2.757 | 722.2979 | 0 | 986.3913 | 0.22849 |  |  | 1064.621 | 1.23 | 1213.5339 | 0.4251 | 1409.6163 | 0.0060177 | 0 | 0 | 1131.2719 | 0 | 1131.2651 | 0.0024736
| 882.9543 | 0.028542 | 722.5327 | 0.94703 | 722.5327 | 0.014034 | 722.796 | 0.0072535 | 882.3725 | 0 | 722.5327 | -0.016077 | 886.2019 | 5.171 | 882.9543 | 2.7803 | 722.5327 | 0 | 986.4881 | 0.22875 |  |  | 1064.968 | 1.243 | 1213.6061 | 0.42448 | 1409.8597 | 0.0058002 | 0 | 0 | 1131.3346 | 0 | 1131.3278 | 0.002484
| 883.1218 | 0.024029 | 722.7675 | 0.99896 | 722.7675 | 0.011686 | 723.0306 | 0.0076612 | 882.5404 | 0 | 722.7675 | 0.0068942 | 886.3713 | 5.1508 | 883.1218 | 2.7902 | 722.7675 | 0.0018107 | 986.585 | 0.22872 |  |  | 1065.316 | 1.2551 | 1213.6782 | 0.42385 | 1410.1031 | 0.0056471 | 0 | 0 | 1131.3972 | 0 | 1131.3905 | 0.0024983
| 883.2893 | 0.016337 | 723.0024 | 0.99646 | 723.0024 | -0.0087694 | 723.2651 | 0.0016172 | 882.7083 | 0 | 723.0024 | -0.00087346 | 886.5408 | 5.1343 | 883.2893 | 2.801 | 723.0024 | 0 | 986.6818 | 0.2287 |  |  | 1065.663 | 1.2676 | 1213.7504 | 0.42323 | 1410.3467 | 0.0055623 | 0 | 0 | 1131.46 | 0 | 1131.4533 | 0.0025134
| 883.4568 | 0.02966 | 723.2373 | 1.0291 | 723.2373 | -0.00035669 | 723.4998 | 0.0095606 | 882.8762 | 0 | 723.2373 | 0.023659 | 886.7102 | 5.1217 | 883.4568 | 2.8085 | 723.2373 | 0 | 986.7787 | 0.22878 |  |  | 1066.011 | 1.2797 | 1213.8225 | 0.42259 | 1410.5903 | 0.0055408 | 0 | 0 | 1131.5227 | 0 | 1131.516 | 0.0025285
| 883.6243 | 0.02657 | 723.4722 | 1.0269 | 723.4722 | 0.010445 | 723.7344 | -0.00067676 | 883.0441 | 0 | 723.4722 | -0.017381 | 886.8796 | 5.1019 | 883.6243 | 2.8235 | 723.4722 | 0 | 986.8756 | 0.22895 |  |  | 1066.359 | 1.2926 | 1213.8946 | 0.42196 | 1410.8341 | 0.0055734 | 0 | 0 | 1131.5855 | 0 | 1131.5786 | 0.002542
| 883.7918 | 0.028909 | 723.707 | 1.065 | 723.707 | 0.015452 | 723.969 | 0.00778 | 883.2119 | 0 | 723.707 | 0.021275 | 887.0491 | 5.0838 | 883.7918 | 2.8332 | 723.707 | 0 | 986.9725 | 0.22954 |  |  | 1066.708 | 1.3061 | 1213.9668 | 0.42132 | 1411.0779 | 0.0056511 | 0 | 0 | 1131.6482 | 0 | 1131.6414 | 0.0025531
| 883.9593 | 0.02197 | 723.9419 | 1.045 | 723.9419 | -0.0085636 | 724.2037 | 0.0020327 | 883.3798 | 0 | 723.9419 | -0.0047161 | 887.2185 | 5.071 | 883.9593 | 2.8507 | 723.9419 | 0 | 987.0695 | 0.23078 |  |  | 1067.056 | 1.3194 | 1214.0391 | 0.42067 | 1411.3219 | 0.0057666 | 0 | 0 | 1131.7109 | 0 | 1131.7041 | 0.0025602
| 884.1268 | 0.026187 | 724.1769 | 1.094 | 724.1769 | 0.012971 | 724.4383 | 0.0093278 | 883.5477 | 0 | 724.1769 | 0.032307 | 887.388 | 5.0591 | 884.1268 | 2.8615 | 724.1768 | 0 | 987.1664 | 0.2314 |  |  | 1067.405 | 1.3337 | 1214.1112 | 0.42002 | 1411.5658 | 0.0059122 | 0 | 0 | 1131.7737 | 0 | 1131.7668 | 0.0025626
| 884.2943 | 0.020374 | 724.4118 | 1.0851 | 724.4118 | 0.00046952 | 724.673 | 0.0049491 | 883.7156 | 0 | 724.4118 | -0.016662 | 887.5574 | 5.0422 | 884.2943 | 2.8848 | 724.4118 | 0 | 987.2634 | 0.23098 |  |  | 1067.754 | 1.3474 | 1214.1835 | 0.41937 | 1411.8099 | 0.0060777 | 0 | 0 | 1131.8364 | 0 | 1131.8296 | 0.002561
| 884.4618 | 0.020743 | 724.6467 | 1.126 | 724.6467 | 0.0090716 | 724.9076 | 0.008736 | 883.8835 | 0 | 724.6467 | 0.02334 | 887.7269 | 5.0151 | 884.4618 | 2.9008 | 724.6467 | 0 | 987.3604 | 0.23123 |  |  | 1068.103 | 1.3616 | 1214.2556 | 0.41872 | 1412.0541 | 0.0062482 | 0 | 0 | 1131.8992 | 0 | 1131.8925 | 0.0025555
| 884.6293 | 0.020749 | 724.8816 | 1.134 | 724.8816 | 0.0062877 | 725.1423 | 0.0010658 | 884.0514 | 0 | 724.8816 | -0.014402 | 887.8963 | 4.9919 | 884.6293 | 2.9249 | 724.8816 | 0 | 987.4575 | 0.23239 |  |  | 1068.452 | 1.376 | 1214.3279 | 0.41806 | 1412.2983 | 0.0064062 | 0 | 0 | 1131.9619 | 0 | 1131.9552 | 0.0025451
| 884.7969 | 0.027314 | 725.1166 | 1.1816 | 725.1166 | 0.010216 | 725.377 | 0.0096641 | 884.2194 | 0 | 725.1166 | 0.019876 | 888.0658 | 4.976 | 884.7969 | 2.9383 | 725.1166 | 0 | 987.5545 | 0.23329 |  |  | 1068.802 | 1.3905 | 1214.4 | 0.4174 | 1412.5426 | 0.0065352 | 0 | 0 | 1132.0247 | 0 | 1132.0179 | 0.0025324
| 884.9644 | 0.035865 | 725.3515 | 1.1677 | 725.3515 | -0.0047268 | 725.6117 | 2.6562e-05 | 884.3873 | 0 | 725.3515 | -0.023222 | 888.2353 | 4.9542 | 884.9644 | 2.9527 | 725.3515 | 0 | 987.6516 | 0.23369 |  |  | 1069.152 | 1.4051 | 1214.4723 | 0.41673 | 1412.787 | 0.0066248 | 0 | 0 | 1132.0875 | 0 | 1132.0807 | 0.0025165
| 885.1319 | 0.033978 | 725.5865 | 1.2092 | 725.5865 | 0.00053674 | 725.8464 | 0.010301 | 884.5552 | 0 | 725.5865 | 0.021308 | 888.4047 | 4.9273 | 885.1319 | 2.9563 | 725.5865 | 0 | 987.7487 | 0.23362 |  |  | 1069.502 | 1.4204 | 1214.5446 | 0.41607 | 1413.0315 | 0.0066742 | 0 | 0 | 1132.1503 | 0 | 1132.1436 | 0.0025007
| 885.2995 | 0.017275 | 725.8215 | 1.2012 | 725.8215 | 0.0053505 | 726.0811 | 0.0013616 | 884.7231 | 0 | 725.8215 | -0.0031185 | 888.5742 | 4.9091 | 885.2995 | 2.9676 | 725.8215 | 0 | 987.8458 | 0.2335 |  |  | 1069.852 | 1.4359 | 1214.6168 | 0.41539 | 1413.2761 | 0.0066924 | 0 | 0 | 1132.213 | 0 | 1132.2063 | 0.002484
| 885.467 | 0.026657 | 726.0564 | 1.2611 | 726.0564 | 0.011038 | 726.3158 | 0.0061203 | 884.891 | 0 | 726.0564 | 0.029249 | 888.7437 | 4.8963 | 885.467 | 2.9736 | 726.0565 | 0 | 987.9429 | 0.23405 |  |  | 1070.203 | 1.4525 | 1214.6891 | 0.41471 | 1413.5208 | 0.0066953 | 0 | 0 | 1132.2759 | 0 | 1132.2692 | 0.0024673
| 885.6345 | 0.019623 | 726.2914 | 1.2476 | 726.2914 | 0.0040198 | 726.5505 | 0.0026438 | 885.0589 | 0 | 726.2914 | -0.014339 | 888.9132 | 4.8714 | 885.6345 | 2.9902 | 726.2914 | 0 | 988.04 | 0.23489 |  |  | 1070.554 | 1.4677 | 1214.7613 | 0.41404 | 1413.7655 | 0.0067007 | 0 | 0 | 1132.3386 | 0 | 1132.3319 | 0.0024514
| 885.8021 | 0.026657 | 726.5264 | 1.299 | 726.5264 | 0.010143 | 726.7853 | 0.0058477 | 885.2269 | 0 | 726.5264 | 0.026076 | 889.0827 | 4.8395 | 885.8021 | 3.001 | 726.5264 | 0 | 988.1371 | 0.23531 |  |  | 1070.905 | 1.4833 | 1214.8336 | 0.41336 | 1414.0104 | 0.0067237 | 0 | 0 | 1132.4015 | 0 | 1132.3948 | 0.0024363
| 885.9696 | 0.011642 | 726.7615 | 1.2781 | 726.7615 | -0.0055712 | 727.02 | 8.5894e-05 | 885.3948 | 0 | 726.7615 | -0.029613 | 889.2522 | 4.8095 | 885.9696 | 3.022 | 726.7614 | 0 | 988.2343 | 0.23511 |  |  | 1071.256 | 1.4989 | 1214.9059 | 0.41267 | 1414.2552 | 0.0067732 | 0 | 0 | 1132.4644 | 0 | 1132.4575 | 0.0024204
| 886.1371 | 0.02431 | 726.9965 | 1.3329 | 726.9965 | 0.0054682 | 727.2548 | 0.016685 | 885.5627 | 0 | 726.9965 | 0.0014728 | 889.4216 | 4.7901 | 886.1371 | 3.0402 | 726.9965 | 0 | 988.3315 | 0.23469 |  |  | 1071.607 | 1.515 | 1214.9781 | 0.41198 | 1414.5002 | 0.0068516 | 0 | 0 | 1132.5271 | 0 | 1132.5204 | 0.0024061
| 886.3047 | 0.030702 | 727.2315 | 1.3257 | 727.2315 | -0.0078353 | 727.4896 | 0.005204 | 885.7307 | 0 | 727.2315 | -0.021739 | 889.5911 | 4.7638 | 886.3047 | 3.061 | 727.2315 | 0 | 988.4287 | 0.23481 |  |  | 1071.959 | 1.5317 | 1215.0505 | 0.41129 | 1414.7454 | 0.0069562 | 0 | 0 | 1132.59 | 0 | 1132.5832 | 0.0023918
| 886.4722 | 0.030505 | 727.4665 | 1.3901 | 727.4665 | 0.0086448 | 727.7244 | 0.012351 | 885.8986 | 0 | 727.4665 | 0.015499 | 889.7606 | 4.7414 | 886.4722 | 3.0789 | 727.4665 | 0.0054302 | 988.5259 | 0.23605 |  |  | 1072.311 | 1.548 | 1215.1228 | 0.41059 | 1414.9906 | 0.0070809 | 0 | 0 | 1132.6528 | 0 | 1132.6461 | 0.0023807
| 886.6398 | 0.015773 | 727.7016 | 1.3856 | 727.7016 | -0.016091 | 727.9592 | 0.0077043 | 886.0666 | 0 | 727.7016 | -0.012151 | 889.9302 | 4.7295 | 886.6398 | 3.0966 | 727.7016 | 0 | 988.6232 | 0.2374 |  |  | 1072.663 | 1.5647 | 1215.1951 | 0.40989 | 1415.2358 | 0.007216 | 0 | 0 | 1132.7157 | 0 | 1132.709 | 0.002372
| 886.8073 | 0.026375 | 727.9366 | 1.4314 | 727.9366 | 0.025903 | 728.194 | 0.008641 | 886.2345 | 0 | 727.9366 | 0.0139 | 890.0997 | 4.7291 | 886.8073 | 3.1161 | 727.9366 | 0 | 988.7205 | 0.23795 |  |  | 1073.016 | 1.5804 | 1215.2675 | 0.40919 | 1415.4812 | 0.0073484 | 0 | 0 | 1132.7786 | 0 | 1132.7717 | 0.0023672
| 886.9749 | 0.018027 | 728.1717 | 1.428 | 728.1717 | 0.013558 | 728.4288 | 0.0092853 | 886.4025 | 0 | 728.1717 | -0.0082646 | 890.2692 | 4.7173 | 886.9749 | 3.1415 | 728.1717 | 0 | 988.8177 | 0.23827 |  |  | 1073.369 | 1.5974 | 1215.3398 | 0.40849 | 1415.7266 | 0.0074612 | 0 | 0 | 1132.8414 | 0 | 1132.8346 | 0.0023656
| 887.1424 | 0.030036 | 728.4068 | 1.4643 | 728.4068 | 0.0059362 | 728.6636 | 0.011152 | 886.5704 | 0 | 728.4068 | 0.030708 | 890.4387 | 4.7001 | 887.1424 | 3.1674 | 728.4068 | 0 | 988.9151 | 0.23828 |  |  | 1073.721 | 1.614 | 1215.4121 | 0.40778 | 1415.972 | 0.0075362 | 0 | 0 | 1132.9043 | 0 | 1132.8976 | 0.0023672
| 887.31 | 0.023003 | 728.6419 | 1.4698 | 728.6419 | -0.0082091 | 728.8984 | 0.0097813 | 886.7384 | 0 | 728.6419 | -0.014992 | 890.6082 | 4.6797 | 887.31 | 3.1929 | 728.6419 | 0 | 989.0124 | 0.23865 |  |  | 1074.074 | 1.6301 | 1215.4845 | 0.40707 | 1416.2177 | 0.0075581 | 0 | 0 | 1132.9672 | 0 | 1132.9605 | 0.0023712
| 887.4776 | 0.026469 | 728.877 | 1.5055 | 728.877 | 0.020336 | 729.1332 | 0.0037207 | 886.9063 | 0 | 728.877 | 0.013923 | 890.7777 | 4.6655 | 887.4776 | 3.2073 | 728.877 | 0.0090425 | 989.1097 | 0.2396 |  |  | 1074.428 | 1.6463 | 1215.5569 | 0.40635 | 1416.4634 | 0.0075205 | 0 | 0 | 1133.03 | 0 | 1133.0233 | 0.0023767
| 887.6451 | 0.024974 | 729.1121 | 1.5118 | 729.1121 | -0.0040417 | 729.3681 | 0.0090823 | 887.0743 | 0 | 729.1121 | 0.001335 | 890.9473 | 4.6383 | 887.6451 | 3.2237 | 729.1121 | 0 | 989.2071 | 0.24048 |  |  | 1074.781 | 1.6626 | 1215.6293 | 0.40564 | 1416.7091 | 0.0074283 | 0 | 0 | 1133.0929 | 0 | 1133.0862 | 0.0023831
| 887.8127 | 0.029473 | 729.3472 | 1.5548 | 729.3472 | 0.0075343 | 729.603 | 0.0064363 | 887.2423 | 0 | 729.3472 | 0.023434 | 891.1168 | 4.6054 | 887.8127 | 3.2337 | 729.3472 | 0 | 989.3044 | 0.24156 |  |  | 1075.135 | 1.6782 | 1215.7015 | 0.40492 | 1416.955 | 0.0072976 | 0 | 0 | 1133.1559 | 0 | 1133.149 | 0.002391
| 887.9803 | 0.016712 | 729.5823 | 1.5518 | 729.5823 | 0.010597 | 729.8378 | 0.0013141 | 887.4103 | 0 | 729.5823 | -0.0053227 | 891.2863 | 4.579 | 887.9803 | 3.2512 | 729.5823 | 0 | 989.4018 | 0.24175 |  |  | 1075.489 | 1.6939 | 1215.774 | 0.40419 | 1417.2009 | 0.0071505 | 0 | 0 | 1133.2188 | 0 | 1133.212 | 0.0023998
| 888.1478 | 0.031444 | 729.8174 | 1.6117 | 729.8174 | 0.012186 | 730.0727 | 0.016617 | 887.5782 | 0 | 729.8174 | 0.039257 | 891.4559 | 4.55 | 888.1478 | 3.2591 | 729.8174 | 0 | 989.4992 | 0.24108 |  |  | 1075.843 | 1.711 | 1215.8464 | 0.40347 | 1417.4469 | 0.0070075 | 0 | 0 | 1133.2816 | 0 | 1133.2749 | 0.0024101
| 888.3154 | 0.023284 | 730.0526 | 1.601 | 730.0526 | -0.0057817 | 730.3076 | 0.0038525 | 887.7462 | 0 | 730.0526 | -0.011623 | 891.6254 | 4.514 | 888.3154 | 3.2781 | 730.0526 | 0 | 989.5967 | 0.24117 |  |  | 1076.198 | 1.7247 | 1215.9188 | 0.40274 | 1417.6931 | 0.0068816 | 0 | 0 | 1133.3446 | 0 | 1133.3378 | 0.0024212
| 888.483 | 0.024873 | 730.2877 | 1.6536 | 730.2877 | 0.0049041 | 730.5425 | 0.0093563 | 887.9142 | 0 | 730.2877 | 0.018414 | 891.795 | 4.4756 | 888.483 | 3.2907 | 730.2877 | 0 | 989.6942 | 0.24171 |  |  | 1076.553 | 1.7403 | 1215.9912 | 0.40201 | 1417.9392 | 0.0067753 | 0 | 0 | 1133.4075 | 0 | 1133.4008 | 0.0024323
| 888.6506 | 0.016337 | 730.5229 | 1.6748 | 730.5229 | 0.0015498 | 730.7774 | 0.0054472 | 888.0822 | 0 | 730.5229 | -0.02063 | 891.9645 | 4.4427 | 888.6506 | 3.3182 | 730.5229 | 0 | 989.7916 | 0.24213 |  |  | 1076.908 | 1.7555 | 1216.0636 | 0.40127 | 1418.1855 | 0.0066826 | 0 | 0 | 1133.4705 | 0 | 1133.4637 | 0.0024443
| 888.8181 | 0.023371 | 730.758 | 1.7205 | 730.758 | 0.01145 | 731.0123 | 0.012769 | 888.2502 | 0 | 730.758 | 0.011534 | 892.1341 | 4.4133 | 888.8181 | 3.3415 | 730.758 | 0 | 989.8891 | 0.24286 |  |  | 1077.263 | 1.7705 | 1216.1361 | 0.40054 | 1418.4319 | 0.0065942 | 0 | 0 | 1133.5334 | 0 | 1133.5266 | 0.002457
| 888.9857 | 0.015867 | 730.9932 | 1.7071 | 730.9932 | -0.0055113 | 731.2473 | 0.0099662 | 888.4182 | 0 | 730.9932 | -0.02234 | 892.3036 | 4.3886 | 888.9857 | 3.3756 | 730.9932 | 0.0090425 | 989.9866 | 0.24385 |  |  | 1077.618 | 1.785 | 1216.2085 | 0.39979 | 1418.6783 | 0.0065041 | 0 | 0 | 1133.5963 | 0 | 1133.5896 | 0.0024705
| 889.1533 | 0.031631 | 731.2284 | 1.7526 | 731.2284 | 0.020907 | 731.4822 | 0.022179 | 888.5861 | 0 | 731.2284 | 0.02569 | 892.4732 | 4.357 | 889.1533 | 3.4053 | 731.2284 | 0 | 990.0842 | 0.24396 |  |  | 1077.974 | 1.7989 | 1216.281 | 0.39905 | 1418.9249 | 0.0064143 | 0 | 0 | 1133.6593 | 0 | 1133.6526 | 0.0024848
| 889.3209 | 0.016994 | 731.4636 | 1.7731 | 731.4636 | 0.01453 | 731.7171 | 0.016028 | 888.7541 | 0 | 731.4636 | -0.02194 | 892.6428 | 4.3303 | 889.3209 | 3.4419 | 731.4636 | 0 | 990.1817 | 0.24363 |  |  | 1078.33 | 1.8139 | 1216.3534 | 0.3983 | 1419.1715 | 0.0063353 | 0 | 0 | 1133.7223 | 0 | 1133.7154 | 0.0025007
| 889.4885 | 0.034823 | 731.6988 | 1.818 | 731.6988 | 0.0087746 | 731.9521 | 0.013872 | 888.9221 | 0 | 731.6988 | 0.02799 | 892.8123 | 4.3104 | 889.4885 | 3.4696 | 731.6988 | 0 | 990.2793 | 0.24462 |  |  | 1078.686 | 1.8272 | 1216.4259 | 0.39756 | 1419.4182 | 0.006283 | 0 | 0 | 1133.7853 | 0 | 1133.7784 | 0.0025173
| 889.6561 | 0.015867 | 731.934 | 1.8411 | 731.934 | 0.00036268 | 732.187 | 0.00759 | 889.0901 | 0 | 731.934 | -0.012381 | 892.9819 | 4.2849 | 889.6561 | 3.4944 | 731.934 | 0 | 990.3769 | 0.24553 |  |  | 1079.042 | 1.8403 | 1216.4984 | 0.3968 | 1419.665 | 0.0062725 | 0 | 0 | 1133.8483 | 0 | 1133.8414 | 0.0025324
| 889.8237 | 0.022527 | 732.1692 | 1.903 | 732.1692 | 0.010298 | 732.422 | 0.011992 | 889.2582 | 0 | 732.1692 | 0.031225 | 893.1515 | 4.2537 | 889.8237 | 3.5018 | 732.1692 | 0.0018107 | 990.4745 | 0.24504 |  |  | 1079.399 | 1.8534 | 1216.5708 | 0.39605 | 1419.9119 | 0.0063115 | 0 | 0 | 1133.9111 | 0 | 1133.9044 | 0.0025475
| 889.9913 | 0.019247 | 732.4045 | 1.8703 | 732.4045 | -0.001311 | 732.657 | 0.011687 | 889.4262 | 0 | 732.4045 | -0.005014 | 893.3211 | 4.2257 | 889.9913 | 3.5099 | 732.4045 | 0 | 990.5721 | 0.24456 |  |  | 1079.756 | 1.8666 | 1216.6433 | 0.39529 | 1420.1589 | 0.0063972 | 0 | 0 | 1133.9742 | 0 | 1133.9674 | 0.0025602
| 890.1589 | 0.025155 | 732.6397 | 1.9334 | 732.6397 | 0.0099203 | 732.892 | 0.014807 | 889.5942 | 0 | 732.6397 | 0.028439 | 893.4906 | 4.202 | 890.1589 | 3.5126 | 732.6397 | 0 | 990.6698 | 0.24559 |  |  | 1080.113 | 1.8795 | 1216.7158 | 0.39453 | 1420.4059 | 0.0065161 | 0 | 0 | 1134.0372 | 0 | 1134.0304 | 0.0025721
| 890.3265 | 0.020092 | 732.8749 | 1.9579 | 732.8749 | 0.00039552 | 733.127 | 0.012432 | 889.7622 | 0 | 732.8749 | -0.0099253 | 893.6602 | 4.1727 | 890.3265 | 3.5221 | 732.875 | 0.0072445 | 990.7675 | 0.24709 |  |  | 1080.47 | 1.8924 | 1216.7883 | 0.39377 | 1420.6531 | 0.0066478 | 0 | 0 | 1134.1002 | 0 | 1134.0934 | 0.0025849
| 890.4941 | 0.033602 | 733.1102 | 1.9923 | 733.1102 | 0.011234 | 733.362 | 0.020796 | 889.9302 | 0 | 733.1102 | 0.015085 | 893.8298 | 4.1379 | 890.4941 | 3.5236 | 733.1102 | 0 | 990.8652 | 0.24718 |  |  | 1080.828 | 1.9044 | 1216.8608 | 0.393 | 1420.9003 | 0.0067705 | 0 | 0 | 1134.1632 | 0 | 1134.1565 | 0.0025984
| 890.6617 | 0.021594 | 733.3455 | 2.0069 | 733.3455 | 0.0034531 | 733.597 | 0.011054 | 890.0982 | 0 | 733.3455 | -0.011167 | 893.9994 | 4.1073 | 890.6617 | 3.5326 | 733.3455 | 0 | 990.9629 | 0.24777 |  |  | 1081.186 | 1.9163 | 1216.9334 | 0.39223 | 1421.1476 | 0.0068655 | 0 | 0 | 1134.2262 | 0 | 1134.2195 | 0.0026135
| 890.8293 | 0.019711 | 733.5808 | 2.0757 | 733.5808 | 0.015139 | 733.832 | 0.020112 | 890.2663 | 0 | 733.5808 | 0.018335 | 894.169 | 4.0823 | 890.8293 | 3.5382 | 733.5807 | 0 | 991.0606 | 0.24952 |  |  | 1081.544 | 1.9301 | 1217.006 | 0.39146 | 1421.395 | 0.0069202 | 0 | 0 | 1134.2893 | 0 | 1134.2825 | 0.0026285
| 890.9969 | 0.016994 | 733.816 | 2.09 | 733.816 | -0.0058315 | 734.0671 | 0.01471 | 890.4343 | 0 | 733.816 | -0.017575 | 894.3386 | 4.0507 | 890.9969 | 3.5616 | 733.816 | 0 | 991.1584 | 0.2503 |  |  | 1081.902 | 1.9421 | 1217.0785 | 0.39069 | 1421.6425 | 0.0069299 | 0 | 0 | 1134.3523 | 0 | 1134.3456 | 0.0026405
| 891.1645 | 0.025718 | 734.0513 | 2.1335 | 734.0513 | 0.0086852 | 734.3021 | 0.015455 | 890.6023 | 0 | 734.0513 | 0.032433 | 894.5082 | 4.0159 | 891.1645 | 3.5822 | 734.0513 | 0 | 991.2561 | 0.24975 |  |  | 1082.26 | 1.9548 | 1217.151 | 0.38991 | 1421.89 | 0.0068978 | 0 | 0 | 1134.4153 | 0 | 1134.4086 | 0.0026476
| 891.3321 | 0.032579 | 734.2866 | 2.1566 | 734.2866 | -1.7103e-05 | 734.5372 | 0.014272 | 890.7704 | 0 | 734.2866 | -0.0060558 | 894.6778 | 3.9836 | 891.3321 | 3.6194 | 734.2866 | 0.0090425 | 991.3539 | 0.24908 |  |  | 1082.619 | 1.9677 | 1217.2236 | 0.38913 | 1422.1377 | 0.0068343 | 0 | 0 | 1134.4784 | 0 | 1134.4716 | 0.0026452
| 891.4998 | 0.022996 | 734.5219 | 2.21 | 734.5219 | 0.028337 | 734.7723 | 0.018556 | 890.9384 | 0 | 734.5219 | 0.020898 | 894.8475 | 3.9581 | 891.4998 | 3.65 | 734.5219 | 0 | 991.4517 | 0.24955 |  |  | 1082.978 | 1.9809 | 1217.2961 | 0.38835 | 1422.3855 | 0.006755 | 0 | 0 | 1134.5414 | 0 | 1134.5347 | 0.0026325
| 891.6674 | 0.020468 | 734.7573 | 2.2164 | 734.7573 | -0.0033354 | 735.0073 | 0.016174 | 891.1064 | 0 | 734.7573 | -0.0075278 | 895.0171 | 3.9284 | 891.6674 | 3.6923 | 734.7573 | 0 | 991.5496 | 0.25057 |  |  | 1083.337 | 1.9936 | 1217.3688 | 0.38756 | 1422.6333 | 0.0066772 | 0 | 0 | 1134.6045 | 0 | 1134.5978 | 0.0026095
| 891.835 | 0.03088 | 734.9926 | 2.2799 | 734.9926 | 0.010189 | 735.2424 | 0.024086 | 891.2745 | 0 | 734.9926 | 0.016814 | 895.1867 | 3.8976 | 891.835 | 3.7203 | 734.9926 | 0 | 991.6474 | 0.25158 |  |  | 1083.697 | 2.0072 | 1217.4413 | 0.38677 | 1422.8812 | 0.0066158 | 0 | 0 | 1134.6676 | 0 | 1134.6608 | 0.0025785
| 892.0026 | 0.024599 | 735.2279 | 2.3129 | 735.2279 | 0.010147 | 735.4775 | 0.0088784 | 891.4425 | 0 | 735.2279 | -0.020206 | 895.3563 | 3.8671 | 892.0026 | 3.7522 | 735.2279 | 0 | 991.7453 | 0.25243 |  |  | 1084.057 | 2.0211 | 1217.5139 | 0.38599 | 1423.1291 | 0.0065799 | 0 | 0 | 1134.7306 | 0 | 1134.7239 | 0.0025443
| 892.1703 | 0.024873 | 735.4633 | 2.3611 | 735.4633 | 0.022379 | 735.7126 | 0.022854 | 891.6106 | 0 | 735.4633 | 0.023455 | 895.526 | 3.8468 | 892.1703 | 3.7675 | 735.4633 | 0 | 991.8431 | 0.25224 |  |  | 1084.417 | 2.0348 | 1217.5865 | 0.38519 | 1423.3773 | 0.0065705 | 0 | 0 | 1134.7937 | 0 | 1134.787 | 0.0025118
| 892.3379 | 0.016806 | 735.6987 | 2.3576 | 735.6987 | 0.0016466 | 735.9478 | 0.016868 | 891.7786 | 0 | 735.6987 | 0.0044688 | 895.6956 | 3.8185 | 892.3379 | 3.7876 | 735.6987 | 0.0072427 | 991.941 | 0.25174 |  |  | 1084.777 | 2.0485 | 1217.6592 | 0.3844 | 1423.6255 | 0.0065807 | 0 | 0 | 1134.8568 | 0 | 1134.8501 | 0.0024864
| 892.5055 | 0.018491 | 735.934 | 2.4492 | 735.934 | 0.010526 | 736.1829 | 0.02393 | 891.9467 | 0 | 735.934 | 0.036288 | 895.8652 | 3.7835 | 892.5055 | 3.7991 | 735.934 | 0.0018107 | 992.039 | 0.25213 |  |  | 1085.137 | 2.0632 | 1217.7318 | 0.3836 | 1423.8738 | 0.0065974 | 0 | 0 | 1134.9199 | 0 | 1134.9131 | 0.0024697
| 892.6732 | 0.026101 | 736.1694 | 2.4501 | 736.1694 | 0.0027848 | 736.418 | 0.014713 | 892.1148 | 0.00026116 | 736.1694 | -0.0056639 | 896.0349 | 3.7528 | 892.6732 | 3.8208 | 736.1694 | 0 | 992.1369 | 0.2527 |  |  | 1085.498 | 2.0765 | 1217.8044 | 0.3828 | 1424.1221 | 0.0066049 | 0 | 0 | 1134.983 | 0 | 1134.9762 | 0.0024657
| 892.8408 | 0.027126 | 736.4048 | 2.5101 | 736.4048 | 0.011908 | 736.6531 | 0.027176 | 892.2828 | 0 | 736.4048 | 0.017099 | 896.2045 | 3.7281 | 892.8408 | 3.8373 | 736.4048 | 0 | 992.2349 | 0.25281 |  |  | 1085.859 | 2.0899 | 1217.8771 | 0.38199 | 1424.3705 | 0.0065886 | 0 | 0 | 1135.0461 | 0 | 1135.0393 | 0.0024721
| 893.0084 | 0.019247 | 736.6402 | 2.5302 | 736.6402 | 0.0041648 | 736.8883 | 0.020416 | 892.4509 | 0.00026116 | 736.6402 | -0.0072159 | 896.3742 | 3.6952 | 893.0084 | 3.8589 | 736.6402 | 0 | 992.3328 | 0.25352 |  |  | 1086.22 | 2.106 | 1217.9497 | 0.38118 | 1424.619 | 0.0065392 | 0 | 0 | 1135.1092 | 0 | 1135.1024 | 0.0024864
| 893.1761 | 0.029097 | 736.8756 | 2.558 | 736.8756 | 0.0084555 | 737.1235 | 0.0287 | 892.619 | 0 | 736.8756 | 0.035658 | 896.5438 | 3.6603 | 893.1761 | 3.8744 | 736.8756 | 0 | 992.4308 | 0.25498 |  |  | 1086.581 | 2.1202 | 1218.0223 | 0.38037 | 1424.8677 | 0.0064554 | 0 | 0 | 1135.1724 | 0 | 1135.1656 | 0.002507
| 893.3437 | 0.016618 | 737.111 | 2.5979 | 737.111 | 0.0060502 | 737.3586 | 0.024531 | 892.787 | 0 | 737.111 | 0.0032691 | 896.7135 | 3.6283 | 893.3437 | 3.8998 | 737.111 | 0.005432 | 992.5288 | 0.25553 |  |  | 1086.943 | 2.1357 | 1218.095 | 0.37956 | 1425.1163 | 0.0063446 | 0 | 0 | 1135.2355 | 0 | 1135.2288 | 0.0025285
| 893.5114 | 0.025812 | 737.3464 | 2.6515 | 737.3464 | 0.030893 | 737.5938 | 0.031092 | 892.9551 | 0 | 737.3464 | 0.02568 | 896.8831 | 3.6012 | 893.5114 | 3.9242 | 737.3464 | 0.0036195 | 992.6268 | 0.25556 |  |  | 1087.305 | 2.1504 | 1218.1677 | 0.37874 | 1425.3651 | 0.0062214 | 0 | 0 | 1135.2986 | 0 | 1135.2919 | 0.0025483
| 893.679 | 0.02028 | 737.5818 | 2.6937 | 737.5818 | 0.0049324 | 737.829 | 0.015165 | 893.1232 | 0 | 737.5818 | 0.004614 | 897.0528 | 3.5706 | 893.679 | 3.9575 | 737.5819 | 0 | 992.7249 | 0.25589 |  |  | 1087.667 | 2.1653 | 1218.2404 | 0.37793 | 1425.614 | 0.0061029 | 0 | 0 | 1135.3618 | 0 | 1135.355 | 0.0025618
| 893.8467 | 0.032101 | 737.8173 | 2.7416 | 737.8173 | 0.024399 | 738.0642 | 0.030828 | 893.2913 | 0 | 737.8173 | 0.034145 | 897.2225 | 3.5344 | 893.8467 | 3.9822 | 737.8173 | 0 | 992.823 | 0.25633 |  |  | 1088.029 | 2.182 | 1218.313 | 0.37711 | 1425.8629 | 0.0060042 | 0 | 0 | 1135.4249 | 0 | 1135.4182 | 0.0025698
| 894.0143 | 0.021219 | 738.0527 | 2.7701 | 738.0527 | 0.014439 | 738.2994 | 0.0205 | 893.4594 | 0.00026116 | 738.0527 | 0.0014631 | 897.3921 | 3.5023 | 894.0143 | 4.0068 | 738.0527 | 0.0072445 | 992.9211 | 0.2571 |  |  | 1088.392 | 2.1953 | 1218.3857 | 0.37629 | 1426.1119 | 0.0059335 | 0 | 0 | 1135.488 | 0 | 1135.4813 | 0.0025698
| 894.182 | 0.03088 | 738.2882 | 2.8433 | 738.2882 | 0.02422 | 738.5347 | 0.030797 | 893.6275 | 0 | 738.2882 | 0.028432 | 897.5618 | 3.4764 | 894.182 | 4.0219 | 738.2882 | 0 | 993.0192 | 0.25744 |  |  | 1088.755 | 2.2125 | 1218.4585 | 0.37546 | 1426.3611 | 0.0058908 | 0 | 0 | 1135.5513 | 0 | 1135.5444 | 0.002565
| 894.3496 | 0.023566 | 738.5237 | 2.8644 | 738.5237 | 0.01095 | 738.7699 | 0.025043 | 893.7956 | 0 | 738.5237 | 0.003815 | 897.7315 | 3.4458 | 894.3496 | 4.0488 | 738.5237 | 0 | 993.1173 | 0.2576 |  |  | 1089.118 | 2.2257 | 1218.5311 | 0.37463 | 1426.6104 | 0.0058684 | 0 | 0 | 1135.6144 | 0 | 1135.6077 | 0.0025555
| 894.5173 | 0.025812 | 738.7591 | 2.9185 | 738.7591 | 0.025836 | 739.0051 | 0.039841 | 893.9637 | 0 | 738.7591 | 0.021752 | 897.9012 | 3.4117 | 894.5173 | 4.0756 | 738.7591 | 0 | 993.2155 | 0.25811 |  |  | 1089.481 | 2.2414 | 1218.6039 | 0.3738 | 1426.8596 | 0.0058551 | 0 | 0 | 1135.6776 | 0 | 1135.6709 | 0.0025451
| 894.685 | 0.024223 | 738.9946 | 2.9334 | 738.9946 | -0.0064054 | 739.2404 | 0.033263 | 894.1318 | 0 | 738.9946 | 0.0046166 | 898.0708 | 3.3827 | 894.685 | 4.1056 | 738.9946 | 0 | 993.3137 | 0.25849 |  |  | 1089.844 | 2.2564 | 1218.6766 | 0.37296 | 1427.109 | 0.0058398 | 0 | 0 | 1135.7408 | 0 | 1135.734 | 0.0025364
| 894.8526 | 0.030317 | 739.2301 | 3.0073 | 739.2301 | 0.038355 | 739.4756 | 0.036301 | 894.2999 | 0 | 739.2301 | 0.03216 | 898.2405 | 3.3548 | 894.8526 | 4.1141 | 739.2301 | 0.0018089 | 993.4119 | 0.25886 |  |  | 1090.208 | 2.2709 | 1218.7494 | 0.37212 | 1427.3585 | 0.0058154 | 0 | 0 | 1135.804 | 0 | 1135.7972 | 0.0025308
| 895.0203 | 0.026289 | 739.4656 | 3.0345 | 739.4656 | 0.016405 | 739.7109 | 0.033054 | 894.468 | 0.00078349 | 739.4656 | 0.00078564 | 898.4102 | 3.3252 | 895.0203 | 4.124 | 739.4656 | 0 | 993.5101 | 0.25914 |  |  | 1090.572 | 2.2839 | 1218.8221 | 0.37128 | 1427.608 | 0.0057812 | 0 | 0 | 1135.8672 | 0 | 1135.8605 | 0.0025292
| 895.188 | 0.028065 | 739.7011 | 3.1097 | 739.7011 | 0.026794 | 739.9462 | 0.039283 | 894.6361 | 0 | 739.7011 | 0.056038 | 898.5799 | 3.2917 | 895.188 | 4.122 | 739.7011 | 0 | 993.6083 | 0.25953 |  |  | 1090.937 | 2.2984 | 1218.8949 | 0.37044 | 1427.8577 | 0.0057426 | 0 | 0 | 1135.9304 | 0 | 1135.9236 | 0.002534
| 895.3556 | 0.015867 | 739.9367 | 3.1337 | 739.9367 | 0.027543 | 740.1815 | 0.036911 | 894.8042 | 0 | 739.9367 | -0.0049702 | 898.7496 | 3.2624 | 895.3556 | 4.1333 | 739.9367 | 0.0072409 | 993.7065 | 0.26003 |  |  | 1091.301 | 2.3121 | 1218.9677 | 0.3696 | 1428.1074 | 0.0057097 | 0 | 0 | 1135.9936 | 0 | 1135.9868 | 0.0025435
| 895.5233 | 0.024592 | 740.1722 | 3.1802 | 740.1722 | 0.033688 | 740.4168 | 0.04984 | 894.9723 | 0 | 740.1722 | 0.051366 | 898.9193 | 3.2366 | 895.5233 | 4.1428 | 740.1722 | 0.0036213 | 993.8048 | 0.26019 |  |  | 1091.666 | 2.3247 | 1219.0404 | 0.36875 | 1428.3573 | 0.0056943 | 0 | 0 | 1136.0569 | 0 | 1136.0501 | 0.0025571
| 895.691 | 0.018214 | 740.4077 | 3.2144 | 740.4077 | 0.028599 | 740.6521 | 0.038498 | 895.1404 | 0 | 740.4077 | -0.0055463 | 899.089 | 3.2074 | 895.691 | 4.1708 | 740.4077 | 0 | 993.9031 | 0.26036 |  |  | 1092.031 | 2.3374 | 1219.1133 | 0.3679 | 1428.6072 | 0.0057073 | 0 | 0 | 1136.1201 | 0 | 1136.1133 | 0.0025729
| 895.8587 | 0.025718 | 740.6433 | 3.3009 | 740.6433 | 0.026195 | 740.8874 | 0.047313 | 895.3086 | 0 | 740.6433 | 0.041573 | 899.2587 | 3.1744 | 895.8587 | 4.1972 | 740.6433 | 0 | 994.0014 | 0.26038 |  |  | 1092.396 | 2.3496 | 1219.186 | 0.36704 | 1428.8572 | 0.0057564 | 0 | 0 | 1136.1834 | 0 | 1136.1765 | 0.0025888
| 896.0263 | 0.018965 | 740.8788 | 3.3109 | 740.8788 | 0.033008 | 741.1227 | 0.048686 | 895.4767 | 0 | 740.8788 | 0.0035051 | 899.4285 | 3.1439 | 896.0263 | 4.2292 | 740.8788 | 0 | 994.0998 | 0.26066 |  |  | 1092.762 | 2.3613 | 1219.2588 | 0.36619 | 1429.1073 | 0.0058449 | 0 | 0 | 1136.2466 | 0 | 1136.2397 | 0.0026031
| 896.194 | 0.040642 | 741.1144 | 3.396 | 741.1144 | 0.027799 | 741.3581 | 0.052128 | 895.6448 | 0 | 741.1144 | 0.03931 | 899.5982 | 3.1161 | 896.194 | 4.2496 | 741.1144 | 0 | 994.1981 | 0.26168 |  |  | 1093.127 | 2.3721 | 1219.3317 | 0.36533 | 1429.3574 | 0.0059714 | 0 | 0 | 1136.3098 | 0 | 1136.303 | 0.0026135
| 896.3617 | 0.021782 | 741.35 | 3.4119 | 741.35 | 0.037722 | 741.5934 | 0.051811 | 895.8129 | 0 | 741.35 | -0.0013662 | 899.7679 | 3.083 | 896.3617 | 4.2788 | 741.35 | 0.005432 | 994.2965 | 0.26266 |  |  | 1093.493 | 2.3817 | 1219.4044 | 0.36447 | 1429.6077 | 0.0061287 | 0 | 0 | 1136.373 | 0 | 1136.3663 | 0.0026182
| 896.5294 | 0.027783 | 741.5856 | 3.4824 | 741.5856 | 0.046185 | 741.8288 | 0.058019 | 895.9811 | 0 | 741.5856 | 0.030809 | 899.9376 | 3.049 | 896.5294 | 4.3062 | 741.5856 | 0 | 994.3949 | 0.26296 |  |  | 1093.859 | 2.3916 | 1219.4773 | 0.3636 | 1429.858 | 0.0063033 | 0 | 0 | 1136.4363 | 0 | 1136.4296 | 0.0026174
| 896.6971 | 0.02704 | 741.8212 | 3.5191 | 741.8212 | 0.025294 | 742.0641 | 0.058044 | 896.1492 | 0 | 741.8212 | -0.0061391 | 900.1073 | 3.0182 | 896.6971 | 4.344 | 741.8212 | 0.0036195 | 994.4933 | 0.26254 |  |  | 1094.226 | 2.3999 | 1219.5502 | 0.36274 | 1430.1085 | 0.0064749 | 0 | 0 | 1136.4996 | 0 | 1136.4928 | 0.0026103
| 896.8648 | 0.026657 | 742.0568 | 3.6004 | 742.0568 | 0.041814 | 742.2995 | 0.063232 | 896.3174 | 0.00017411 | 742.0568 | 0.037976 | 900.2771 | 2.9948 | 896.8648 | 4.3767 | 742.0568 | 0 | 994.5917 | 0.26251 |  |  | 1094.593 | 2.4074 | 1219.6229 | 0.36187 | 1430.359 | 0.0066184 | 0 | 0 | 1136.5629 | 0 | 1136.5561 | 0.0025992
| 897.0325 | 0.025444 | 742.2924 | 3.641 | 742.2924 | 0.032772 | 742.5349 | 0.060361 | 896.4855 | 0.00026116 | 742.2924 | 0.012786 | 900.4468 | 2.9674 | 897.0325 | 4.4088 | 742.2924 | 0 | 994.6902 | 0.2634 |  |  | 1094.96 | 2.4155 | 1219.6958 | 0.361 | 1430.6096 | 0.006709 | 0 | 0 | 1136.6262 | 0 | 1136.6194 | 0.0025849
| 897.2002 | 0.029473 | 742.528 | 3.7054 | 742.528 | 0.056459 | 742.7703 | 0.070543 | 896.6536 | 0.00017411 | 742.528 | 0.054324 | 900.6166 | 2.9376 | 897.2002 | 4.4283 | 742.528 | 0 | 994.7886 | 0.26404 |  |  | 1095.327 | 2.421 | 1219.7687 | 0.36012 | 1430.8604 | 0.0067285 | 0 | 0 | 1136.6895 | 0 | 1136.6827 | 0.002569
| 897.3679 | 0.015585 | 742.7636 | 3.7517 | 742.7636 | 0.031852 | 743.0057 | 0.067546 | 896.8218 | 0 | 742.7636 | 0.0051817 | 900.7863 | 2.9127 | 897.3679 | 4.4491 | 742.7636 | 0 | 994.8871 | 0.26388 |  |  | 1095.694 | 2.4275 | 1219.8416 | 0.35925 | 1431.1112 | 0.0066727 | 0 | 0 | 1136.7528 | 0 | 1136.746 | 0.0025531
| 897.5356 | 0.02431 | 742.9993 | 3.8203 | 742.9993 | 0.063952 | 743.2411 | 0.077505 | 896.9899 | 0.00017411 | 742.9993 | 0.041886 | 900.956 | 2.8912 | 897.5356 | 4.4609 | 742.9993 | 0 | 994.9856 | 0.26362 |  |  | 1096.062 | 2.4313 | 1219.9144 | 0.35837 | 1431.3621 | 0.0065536 | 0 | 0 | 1136.816 | 0 | 1136.8093 | 0.002538
| 897.7033 | 0.020749 | 743.2349 | 3.854 | 743.2349 | 0.037999 | 743.4765 | 0.07037 | 897.1581 | 0 | 743.2349 | 0.0060259 | 901.1258 | 2.8622 | 897.7033 | 4.4882 | 743.2349 | 0 | 995.0842 | 0.26382 |  |  | 1096.43 | 2.4356 | 1219.9873 | 0.35748 | 1431.613 | 0.0063968 | 0 | 0 | 1136.8794 | 0 | 1136.8726 | 0.0025237
| 897.871 | 0.028534 | 743.4706 | 3.9364 | 743.4706 | 0.053647 | 743.712 | 0.084665 | 897.3263 | 0.00017411 | 743.4706 | 0.050291 | 901.2955 | 2.8318 | 897.871 | 4.5068 | 743.4706 | 0 | 995.1827 | 0.26471 |  |  | 1096.798 | 2.4397 | 1220.0603 | 0.3566 | 1431.864 | 0.0062331 | 0 | 0 | 1136.9427 | 0 | 1136.9359 | 0.002511
| 898.0387 | 0.022158 | 743.7062 | 3.9576 | 743.7062 | 0.057376 | 743.9474 | 0.083179 | 897.4944 | 0 | 743.7062 | 0.02121 | 901.4653 | 2.8009 | 898.0387 | 4.5363 | 743.7062 | 0.0090425 | 995.2812 | 0.26578 |  |  | 1097.167 | 2.4409 | 1220.1332 | 0.35572 | 1432.1152 | 0.0060895 | 0 | 0 | 1137.006 | 0 | 1136.9993 | 0.0025014
| 898.2064 | 0.029848 | 743.9419 | 4.0526 | 743.9419 | 0.045873 | 744.1829 | 0.095616 | 897.6626 | 0.00017411 | 743.9419 | 0.050391 | 901.6351 | 2.7736 | 898.2064 | 4.5584 | 743.9419 | 0 | 995.3798 | 0.26644 |  |  | 1097.536 | 2.4423 | 1220.2061 | 0.35483 | 1432.3665 | 0.0059819 | 0 | 0 | 1137.0693 | 0 | 1137.0626 | 0.0024943
| 898.3741 | 0.0169 | 744.1776 | 4.0945 | 744.1776 | 0.051811 | 744.4183 | 0.088034 | 897.8308 | 0.00026116 | 744.1776 | 0.0060467 | 901.8048 | 2.7415 | 898.3741 | 4.6004 | 744.1776 | 0 | 995.4783 | 0.26661 |  |  | 1097.904 | 2.444 | 1220.2791 | 0.35394 | 1432.6178 | 0.0059142 | 0 | 0 | 1137.1327 | 0 | 1137.126 | 0.0024911
| 898.5418 | 0.029754 | 744.4133 | 4.1565 | 744.4133 | 0.074049 | 744.6537 | 0.098275 | 897.9989 | 0 | 744.4133 | 0.05151 | 901.9746 | 2.7068 | 898.5418 | 4.6362 | 744.4133 | 0 | 995.577 | 0.26609 |  |  | 1098.274 | 2.442 | 1220.3519 | 0.35304 | 1432.8691 | 0.0058809 | 0 | 0 | 1137.196 | 0 | 1137.1893 | 0.0024919
| 898.7096 | 0.019341 | 744.649 | 4.2064 | 744.649 | 0.048912 | 744.8892 | 0.095682 | 898.1671 | 0 | 744.649 | 0.0067593 | 902.1444 | 2.6738 | 898.7096 | 4.6798 | 744.649 | 0 | 995.6756 | 0.26557 |  |  | 1098.643 | 2.4424 | 1220.4249 | 0.35215 | 1433.1206 | 0.0058738 | 0 | 0 | 1137.2594 | 0 | 1137.2527 | 0.0024959
| 898.8773 | 0.033978 | 744.8847 | 4.2856 | 744.8847 | 0.061906 | 745.1248 | 0.11098 | 898.3353 | 0 | 744.8847 | 0.062116 | 902.3141 | 2.6483 | 898.8773 | 4.709 | 744.8847 | 0 | 995.7743 | 0.26615 |  |  | 1099.013 | 2.4408 | 1220.4978 | 0.35125 | 1433.3722 | 0.0058855 | 0 | 0 | 1137.3228 | 0 | 1137.316 | 0.002503
| 899.045 | 0.022345 | 745.1204 | 4.3259 | 745.1204 | 0.066515 | 745.3602 | 0.10727 | 898.5035 | 0.00026116 | 745.1204 | -0.0050129 | 902.4839 | 2.6162 | 899.045 | 4.7426 | 745.1204 | 0 | 995.873 | 0.2672 |  |  | 1099.383 | 2.4389 | 1220.5708 | 0.35036 | 1433.6239 | 0.0059117 | 0 | 0 | 1137.3861 | 0 | 1137.3794 | 0.0025118
| 899.2127 | 0.026563 | 745.3561 | 4.38 | 745.3561 | 0.0772 | 745.5957 | 0.12185 | 898.6717 | 0 | 745.3561 | 0.038465 | 902.6537 | 2.5794 | 899.2127 | 4.7633 | 745.3561 | 0 | 995.9717 | 0.2676 |  |  | 1099.753 | 2.4372 | 1220.6438 | 0.34945 | 1433.8756 | 0.00595 | 0 | 0 | 1137.4496 | 0 | 1137.4427 | 0.0025213
| 899.3804 | 0.018308 | 745.5919 | 4.4438 | 745.5919 | 0.069815 | 745.8312 | 0.11772 | 898.8398 | 0.00026116 | 745.5919 | 0.030115 | 902.8235 | 2.5447 | 899.3804 | 4.7893 | 745.5919 | 0 | 996.0704 | 0.26804 |  |  | 1100.123 | 2.4345 | 1220.7168 | 0.34855 | 1434.1276 | 0.0059983 | 0 | 0 | 1137.5129 | 0 | 1137.5061 | 0.0025324
| 899.5482 | 0.033133 | 745.8276 | 4.517 | 745.8276 | 0.09368 | 746.0668 | 0.12769 | 899.008 | 0 | 745.8276 | 0.046818 | 902.9933 | 2.5153 | 899.5482 | 4.8102 | 745.8276 | 0 | 996.1691 | 0.2684 |  |  | 1100.494 | 2.4304 | 1220.7898 | 0.34764 | 1434.3794 | 0.0060532 | 0 | 0 | 1137.5763 | 0 | 1137.5696 | 0.0025435
| 899.7159 | 0.019904 | 746.0634 | 4.5696 | 746.0634 | 0.088618 | 746.3023 | 0.12337 | 899.1762 | 0 | 746.0634 | 0.02023 | 903.1631 | 2.4812 | 899.7159 | 4.8375 | 746.0634 | 0 | 996.2679 | 0.26819 |  |  | 1100.865 | 2.4261 | 1220.8628 | 0.34673 | 1434.6315 | 0.0061106 | 0 | 0 | 1137.6397 | 0 | 1137.6329 | 0.0025547
| 899.8836 | 0.016332 | 746.2992 | 4.6593 | 746.2992 | 0.095432 | 746.5378 | 0.1375 | 899.3444 | 0 | 746.2992 | 0.05865 | 903.3329 | 2.4469 | 899.8836 | 4.8526 | 746.2992 | 0 | 996.3666 | 0.26848 |  |  | 1101.236 | 2.4221 | 1220.9358 | 0.34582 | 1434.8835 | 0.0061656 | 0 | 0 | 1137.7031 | 0 | 1137.6963 | 0.0025666
| 900.0514 | 0.02535 | 746.5349 | 4.7005 | 746.5349 | 0.10187 | 746.7734 | 0.14198 | 899.5126 | 0 | 746.5349 | 0.024779 | 903.5027 | 2.4168 | 900.0514 | 4.8776 | 746.5349 | 0 | 996.4655 | 0.2691 |  |  | 1101.608 | 2.4171 | 1221.0088 | 0.34491 | 1435.1357 | 0.0062126 | 0 | 0 | 1137.7665 | 0 | 1137.7598 | 0.0025777
| 900.2191 | 0.021494 | 746.7707 | 4.7766 | 746.7707 | 0.096848 | 747.009 | 0.14717 | 899.6808 | 0.00069644 | 746.7707 | 0.044381 | 903.6725 | 2.3897 | 900.2191 | 4.8996 | 746.7707 | 0 | 996.5643 | 0.26921 |  |  | 1101.979 | 2.4127 | 1221.0818 | 0.344 | 1435.3881 | 0.0062454 | 0 | 0 | 1137.83 | 0 | 1137.8231 | 0.002588
| 900.3868 | 0.029011 | 747.0065 | 4.8252 | 747.0065 | 0.089479 | 747.2445 | 0.15003 | 899.849 | 0.00078349 | 747.0065 | 0.026797 | 903.8423 | 2.3546 | 900.3868 | 4.933 | 747.0065 | 0 | 996.6631 | 0.26941 |  |  | 1102.351 | 2.4072 | 1221.1548 | 0.34308 | 1435.6405 | 0.0062579 | 0 | 0 | 1137.8934 | 0 | 1137.8866 | 0.002596
| 900.5546 | 0.031537 | 747.2423 | 4.9159 | 747.2423 | 0.10769 | 747.4801 | 0.15686 | 900.0173 | 0 | 747.2423 | 0.071717 | 904.0121 | 2.3208 | 900.5546 | 4.9647 | 747.2423 | 0 | 996.762 | 0.27019 |  |  | 1102.723 | 2.4022 | 1221.2279 | 0.34217 | 1435.8929 | 0.0062445 | 0 | 0 | 1137.9568 | 0 | 1137.9501 | 0.0026015
| 900.7223 | 0.019247 | 747.4781 | 4.9675 | 747.4781 | 0.09266 | 747.7157 | 0.16277 | 900.1855 | 0.00026116 | 747.4781 | 0.031659 | 904.1819 | 2.2902 | 900.7223 | 5.0084 | 747.4781 | 0 | 996.8608 | 0.27082 |  |  | 1103.096 | 2.396 | 1221.3009 | 0.34125 | 1436.1455 | 0.0062031 | 0 | 0 | 1138.0203 | 0 | 1138.0134 | 0.0026055
| 900.8901 | 0.034823 | 747.7139 | 5.0725 | 747.7139 | 0.11067 | 747.9513 | 0.17957 | 900.3537 | 0 | 747.7139 | 0.058971 | 904.3517 | 2.265 | 900.8901 | 5.0439 | 747.7139 | 0 | 996.9598 | 0.27093 |  |  | 1103.469 | 2.3895 | 1221.3739 | 0.34033 | 1436.3982 | 0.0061366 | 0 | 0 | 1138.0837 | 0 | 1138.0769 | 0.0026063
| 901.0578 | 0.016806 | 747.9498 | 5.124 | 747.9498 | 0.10436 | 748.1869 | 0.17349 | 900.5219 | 0.00078349 | 747.9498 | 0.023657 | 904.5216 | 2.2375 | 901.0578 | 5.0751 | 747.9497 | 0 | 997.0587 | 0.27127 |  |  | 1103.842 | 2.3833 | 1221.447 | 0.33941 | 1436.6509 | 0.0060534 | 0 | 0 | 1138.1472 | 0 | 1138.1404 | 0.0026071
| 901.2256 | 0.022433 | 748.1856 | 5.1931 | 748.1856 | 0.11123 | 748.4225 | 0.18367 | 900.6901 | 0 | 748.1856 | 0.064783 | 904.6914 | 2.2133 | 901.2256 | 5.0859 | 748.1856 | 0 | 997.1576 | 0.27214 |  |  | 1104.215 | 2.3749 | 1221.5201 | 0.33848 | 1436.9037 | 0.005967 | 0 | 0 | 1138.2106 | 0 | 1138.2039 | 0.0026063
| 901.3933 | 0.017088 | 748.4214 | 5.2616 | 748.4214 | 0.12643 | 748.6581 | 0.18863 | 900.8584 | 0 | 748.4214 | 0.021136 | 904.8612 | 2.1893 | 901.3933 | 5.1079 | 748.4214 | 0 | 997.2566 | 0.27231 |  |  | 1104.588 | 2.3687 | 1221.5931 | 0.33756 | 1437.1566 | 0.0058923 | 0 | 0 | 1138.274 | 0 | 1138.2673 | 0.0026055
| 901.5611 | 0.028909 | 748.6573 | 5.3761 | 748.6573 | 0.12714 | 748.8938 | 0.20867 | 901.0266 | 0.00017411 | 748.6573 | 0.067982 | 905.031 | 2.1688 | 901.5611 | 5.1205 | 748.6573 | 0 | 997.3555 | 0.27201 |  |  | 1104.962 | 2.361 | 1221.6663 | 0.33663 | 1437.4097 | 0.0058419 | 0 | 0 | 1138.3375 | 0 | 1138.3308 | 0.0026055
| 901.7288 | 0.019153 | 748.8931 | 5.4121 | 748.8931 | 0.12476 | 749.1295 | 0.19588 | 901.1948 | 0 | 748.8931 | 0.025158 | 905.2009 | 2.1434 | 901.7288 | 5.1456 | 748.8931 | 0 | 997.4545 | 0.27199 |  |  | 1105.336 | 2.3512 | 1221.7394 | 0.3357 | 1437.6627 | 0.0058222 | 0 | 0 | 1138.401 | 0 | 1138.3943 | 0.0026047
| 901.8966 | 0.018397 | 749.129 | 5.5204 | 749.129 | 0.13327 | 749.3651 | 0.21317 | 901.3631 | 0 | 749.129 | 0.065774 | 905.3707 | 2.1165 | 901.8966 | 5.1547 | 749.129 | 0 | 997.5535 | 0.27192 |  |  | 1105.71 | 2.3432 | 1221.8125 | 0.33478 | 1437.9159 | 0.0058318 | 0 | 0 | 1138.4646 | 0 | 1138.4578 | 0.0026055
| 902.0644 | 0.022815 | 749.3649 | 5.562 | 749.3649 | 0.1494 | 749.6008 | 0.21929 | 901.5313 | 0.00026116 | 749.3649 | 0.03345 | 905.5406 | 2.0904 | 902.0644 | 5.1722 | 749.3649 | 0 | 997.6526 | 0.2725 |  |  | 1106.085 | 2.3326 | 1221.8856 | 0.33384 | 1438.1692 | 0.0058629 | 0 | 0 | 1138.5281 | 0 | 1138.5212 | 0.0026071
| 902.2321 | 0.02966 | 749.6008 | 5.6592 | 749.6008 | 0.1605 | 749.8364 | 0.22805 | 901.6995 | 0 | 749.6008 | 0.058628 | 905.7104 | 2.0672 | 902.2321 | 5.1831 | 749.6008 | 0 | 997.7516 | 0.27318 |  |  | 1106.459 | 2.3215 | 1221.9587 | 0.33291 | 1438.4225 | 0.0059039 | 0 | 0 | 1138.5916 | 0 | 1138.5847 | 0.0026095
| 902.3999 | 0.022627 | 749.8367 | 5.7276 | 749.8367 | 0.1386 | 750.0721 | 0.22789 | 901.8678 | 0.00026116 | 749.8367 | 0.042495 | 905.8803 | 2.0411 | 902.3999 | 5.2073 | 749.8367 | 0 | 997.8507 | 0.27338 |  |  | 1106.834 | 2.3119 | 1222.0319 | 0.33198 | 1438.676 | 0.0059442 | 0 | 0 | 1138.655 | 0 | 1138.6483 | 0.0026142
| 902.5677 | 0.020837 | 750.0726 | 5.8283 | 750.0726 | 0.151 | 750.3078 | 0.24618 | 902.036 | 0 | 750.0726 | 0.072767 | 906.0501 | 2.0155 | 902.5677 | 5.2308 | 750.0726 | 0 | 997.9498 | 0.27386 |  |  | 1107.209 | 2.3001 | 1222.105 | 0.33104 | 1438.9296 | 0.0059761 | 0 | 0 | 1138.7186 | 0 | 1138.7118 | 0.0026206
| 902.7354 | 0.018778 | 750.3085 | 5.8884 | 750.3085 | 0.14068 | 750.5435 | 0.23775 | 902.2043 | 0.00078349 | 750.3085 | 0.037124 | 906.22 | 1.9897 | 902.7354 | 5.2608 | 750.3085 | 0 | 998.049 | 0.27456 |  |  | 1107.585 | 2.2876 | 1222.1781 | 0.3301 | 1439.1831 | 0.0059964 | 0 | 0 | 1138.7821 | 0 | 1138.7754 | 0.0026278
| 902.9032 | 0.02675 | 750.5444 | 5.9888 | 750.5444 | 0.16698 | 750.7792 | 0.25944 | 902.3725 | 0 | 750.5444 | 0.072593 | 906.3898 | 1.9687 | 902.9032 | 5.2843 | 750.5444 | 0 | 998.1481 | 0.2751 |  |  | 1107.961 | 2.2734 | 1222.2513 | 0.32917 | 1439.4369 | 0.0060045 | 0 | 0 | 1138.8456 | 0 | 1138.8389 | 0.0026349
| 903.071 | 0.029011 | 750.7804 | 6.0736 | 750.7804 | 0.1644 | 751.015 | 0.25743 | 902.5408 | 0 | 750.7804 | 0.047571 | 906.5597 | 1.9422 | 903.071 | 5.3123 | 750.7804 | 0 | 998.2472 | 0.27487 |  |  | 1108.337 | 2.2596 | 1222.3245 | 0.32823 | 1439.6907 | 0.0060014 | 0 | 0 | 1138.9092 | 0 | 1138.9025 | 0.0026428
| 903.2387 | 0.027971 | 751.0163 | 6.1759 | 751.0163 | 0.18641 | 751.2507 | 0.2794 | 902.709 | 0 | 751.0163 | 0.076212 | 906.7296 | 1.9146 | 903.2387 | 5.3323 | 751.0163 | 0 | 998.3464 | 0.2743 |  |  | 1108.713 | 2.2447 | 1222.3977 | 0.32729 | 1439.9446 | 0.0059879 | 0 | 0 | 1138.9728 | 0 | 1138.9659 | 0.00265
| 903.4065 | 0.022345 | 751.2523 | 6.2346 | 751.2523 | 0.17363 | 751.4865 | 0.27408 | 902.8773 | 0.00026116 | 751.2523 | 0.039255 | 906.8994 | 1.8898 | 903.4065 | 5.354 | 751.2523 | 0 | 998.4455 | 0.2745 |  |  | 1109.089 | 2.2264 | 1222.4708 | 0.32636 | 1440.1985 | 0.0059656 | 0 | 0 | 1139.0363 | 0 | 1139.0295 | 0.0026548
| 903.5743 | 0.021494 | 751.4882 | 6.3393 | 751.4882 | 0.20508 | 751.7222 | 0.29147 | 903.0456 | 0 | 751.4882 | 0.066411 | 907.0693 | 1.8711 | 903.5743 | 5.3706 | 751.4882 | 0 | 998.5447 | 0.27522 |  |  | 1109.466 | 2.2117 | 1222.5441 | 0.32541 | 1440.4526 | 0.0059377 | 0 | 0 | 1139.0999 | 0 | 1139.093 | 0.0026563
| 903.7421 | 0.023942 | 751.7242 | 6.3872 | 751.7242 | 0.19274 | 751.9579 | 0.2945 | 903.2138 | 0.00078349 | 751.7242 | 0.034126 | 907.2392 | 1.8475 | 903.7421 | 5.4009 | 751.7242 | 0 | 998.6439 | 0.27533 |  |  | 1109.843 | 2.1936 | 1222.6173 | 0.32447 | 1440.7068 | 0.0059096 | 0 | 0 | 1139.1635 | 0 | 1139.1566 | 0.0026548
| 903.9099 | 0.02966 | 751.9602 | 6.5007 | 751.9602 | 0.19139 | 752.1937 | 0.30502 | 903.3821 | 0.00017411 | 751.9602 | 0.069657 | 907.4091 | 1.8252 | 903.9099 | 5.4306 | 751.9602 | 0 | 998.7432 | 0.27507 |  |  | 1110.22 | 2.1742 | 1222.6904 | 0.32353 | 1440.9611 | 0.005889 | 0 | 0 | 1139.227 | 0 | 1139.2202 | 0.0026484
| 904.0777 | 0.029763 | 752.1961 | 6.5645 | 752.1961 | 0.20027 | 752.4295 | 0.30875 | 903.5504 | 0.00026116 | 752.1961 | 0.059131 | 907.579 | 1.8015 | 904.0777 | 5.4789 | 752.1961 | 0 | 998.8425 | 0.27501 |  |  | 1110.598 | 2.1535 | 1222.7637 | 0.32259 | 1441.2153 | 0.0058842 | 0 | 0 | 1139.2905 | 0 | 1139.2838 | 0.0026365
| 904.2454 | 0.022245 | 752.4321 | 6.7021 | 752.4321 | 0.21702 | 752.6653 | 0.3352 | 903.7187 | 0 | 752.4321 | 0.068438 | 907.7489 | 1.7781 | 904.2454 | 5.5174 | 752.4321 | 0 | 998.9418 | 0.27481 |  |  | 1110.976 | 2.129 | 1222.8369 | 0.32164 | 1441.4698 | 0.0059012 | 0 | 0 | 1139.3541 | 0 | 1139.3474 | 0.0026182
| 904.4132 | 0.01981 | 752.6681 | 6.7724 | 752.6681 | 0.21298 | 752.9011 | 0.32994 | 903.8869 | 0 | 752.6681 | 0.036837 | 907.9188 | 1.7527 | 904.4132 | 5.5687 | 752.6681 | 0 | 999.0411 | 0.27466 |  |  | 1111.354 | 2.1099 | 1222.9102 | 0.3207 | 1441.7244 | 0.0059406 | 0 | 0 | 1139.4177 | 0 | 1139.411 | 0.0025952
| 904.581 | 0.025249 | 752.9042 | 6.8665 | 752.9042 | 0.23097 | 753.1368 | 0.35486 | 904.0552 | 0 | 752.9042 | 0.093615 | 908.0886 | 1.7253 | 904.581 | 5.6021 | 752.9042 | 0.0090425 | 999.1404 | 0.27552 |  |  | 1111.732 | 2.0874 | 1222.9834 | 0.31975 | 1441.979 | 0.0059959 | 0 | 0 | 1139.4813 | 0 | 1139.4746 | 0.0025666
| 904.7488 | 0.016055 | 753.1402 | 6.972 | 753.1402 | 0.20606 | 753.3727 | 0.35117 | 904.2235 | 0.00026116 | 753.1402 | 0.037572 | 908.2585 | 1.6982 | 904.7488 | 5.6406 | 753.1402 | 0 | 999.2397 | 0.27658 |  |  | 1112.111 | 2.0604 | 1223.0566 | 0.31881 | 1442.2336 | 0.006054 | 0 | 0 | 1139.5449 | 0 | 1139.5382 | 0.002534
| 904.9166 | 0.029191 | 753.3762 | 7.0895 | 753.3762 | 0.25133 | 753.6085 | 0.36018 | 904.3918 | 0.00017411 | 753.3762 | 0.065796 | 908.4284 | 1.6754 | 904.9166 | 5.6544 | 753.3762 | 0.0072427 | 999.3391 | 0.27658 |  |  | 1112.49 | 2.0368 | 1223.13 | 0.31786 | 1442.4884 | 0.0060982 | 0 | 0 | 1139.6086 | 0 | 1139.6018 | 0.0024991
| 905.0844 | 0.024411 | 753.6122 | 7.1813 | 753.6122 | 0.23322 | 753.8444 | 0.36228 | 904.5601 | 0 | 753.6122 | 0.03966 | 908.5984 | 1.6495 | 905.0844 | 5.6663 | 753.6123 | 0 | 999.4385 | 0.27677 |  |  | 1112.869 | 2.0099 | 1223.2033 | 0.31692 | 1442.7433 | 0.0061131 | 0 | 0 | 1139.6722 | 0 | 1139.6654 | 0.0024617
| 905.2522 | 0.027689 | 753.8483 | 7.2827 | 753.8483 | 0.24549 | 754.0802 | 0.37997 | 904.7284 | 0.00017411 | 753.8483 | 0.10412 | 908.7683 | 1.6218 | 905.2522 | 5.6716 | 753.8483 | 0 | 999.5379 | 0.27729 |  |  | 1113.248 | 1.9833 | 1223.2765 | 0.31597 | 1442.9983 | 0.0060895 | 0 | 0 | 1139.7358 | 0 | 1139.7291 | 0.0024252
| 905.42 | 0.018402 | 754.0844 | 7.3728 | 754.0844 | 0.25691 | 754.316 | 0.38721 | 904.8967 | 0.00026116 | 754.0844 | 0.034822 | 908.9382 | 1.5953 | 905.42 | 5.6943 | 754.0843 | 0 | 999.6373 | 0.27719 |  |  | 1113.627 | 1.9529 | 1223.3499 | 0.31502 | 1443.2534 | 0.0060269 | 0 | 0 | 1139.7996 | 0 | 1139.7927 | 0.002391
| 905.5878 | 0.027501 | 754.3204 | 7.4759 | 754.3204 | 0.27366 | 754.5519 | 0.39915 | 905.065 | 0 | 754.3204 | 0.081248 | 909.1081 | 1.5715 | 905.5878 | 5.7168 | 754.3204 | 0 | 999.7368 | 0.27702 |  |  | 1114.007 | 1.9276 | 1223.4231 | 0.31407 | 1443.5085 | 0.0059329 | 0 | 0 | 1139.8632 | 0 | 1139.8563 | 0.0023601
| 905.7556 | 0.022064 | 754.5565 | 7.5806 | 754.5565 | 0.25602 | 754.7878 | 0.40025 | 905.2333 | 0 | 754.5565 | 0.05833 | 909.278 | 1.5466 | 905.7556 | 5.7475 | 754.5565 | 0 | 999.8362 | 0.27744 |  |  | 1114.387 | 1.8987 | 1223.4965 | 0.31313 | 1443.7638 | 0.0058193 | 0 | 0 | 1139.9268 | 0 | 1139.92 | 0.0023346
| 905.9235 | 0.034072 | 754.7926 | 7.6779 | 754.7926 | 0.28392 | 755.0236 | 0.41903 | 905.4016 | 0.00069644 | 754.7926 | 0.07755 | 909.4479 | 1.5226 | 905.9235 | 5.7753 | 754.7926 | 0 | 999.9357 | 0.27793 |  |  | 1114.768 | 1.868 | 1223.5697 | 0.31218 | 1444.0192 | 0.0056975 | 0 | 0 | 1139.9905 | 0 | 1139.9836 | 0.002314
| 906.0913 | 0.026758 | 755.0287 | 7.7543 | 755.0287 | 0.28962 | 755.2595 | 0.42716 | 905.5699 | 0.00026116 | 755.0287 | 0.065426 | 909.6179 | 1.5003 | 906.0913 | 5.8189 | 755.0287 | 0 | 1000.0353 | 0.27827 |  |  | 1115.148 | 1.8384 | 1223.6431 | 0.31123 | 1444.2745 | 0.005576 | 0 | 0 | 1140.0541 | 0 | 1140.0474 | 0.0022997
| 906.2591 | 0.02844 | 755.2648 | 7.9004 | 755.2648 | 0.31475 | 755.4954 | 0.44129 | 905.7382 | 0 | 755.2648 | 0.087239 | 909.7878 | 1.4829 | 906.2591 | 5.8537 | 755.2648 | 0 | 1000.1348 | 0.27888 |  |  | 1115.529 | 1.8071 | 1223.7164 | 0.31028 | 1444.53 | 0.0054596 | 0 | 0 | 1140.1178 | 0 | 1140.1111 | 0.0022901
| 906.4269 | 0.028918 | 755.5009 | 8.0114 | 755.5009 | 0.27619 | 755.7313 | 0.44648 | 905.9066 | 0 | 755.5009 | 0.046294 | 909.9577 | 1.4644 | 906.4269 | 5.893 | 755.5009 | 0 | 1000.2343 | 0.27897 |  |  | 1115.91 | 1.7757 | 1223.7898 | 0.30933 | 1444.7856 | 0.0053526 | 0 | 0 | 1140.1815 | 0 | 1140.1747 | 0.0022862
| 906.5947 | 0.024686 | 755.737 | 8.1564 | 755.737 | 0.31467 | 755.9673 | 0.4578 | 906.0749 | 0 | 755.737 | 0.10245 | 910.1277 | 1.4463 | 906.5947 | 5.9059 | 755.737 | 0 | 1000.3339 | 0.27872 |  |  | 1116.292 | 1.7394 | 1223.8632 | 0.30838 | 1445.0414 | 0.0052607 | 0 | 0 | 1140.2452 | 0 | 1140.2384 | 0.0022862
| 906.7625 | 0.0169 | 755.9731 | 8.2831 | 755.9731 | 0.31387 | 756.2032 | 0.46775 | 906.2432 | 0.00078349 | 755.9731 | 0.052566 | 910.2976 | 1.4287 | 906.7625 | 5.9184 | 755.9731 | 0 | 1000.4335 | 0.27898 |  |  | 1116.673 | 1.712 | 1223.9365 | 0.30744 | 1445.2971 | 0.0051923 | 0 | 0 | 1140.3088 | 0 | 1140.3021 | 0.0022909
| 906.9304 | 0.022714 | 756.2093 | 8.366 | 756.2093 | 0.31712 | 756.4391 | 0.48235 | 906.4115 | 0.00017411 | 756.2093 | 0.096197 | 910.4676 | 1.411 | 906.9304 | 5.9147 | 756.2092 | 0 | 1000.5331 | 0.27918 |  |  | 1117.055 | 1.6791 | 1224.0099 | 0.30649 | 1445.553 | 0.0051567 | 0 | 0 | 1140.3726 | 0 | 1140.3658 | 0.0023013
| 907.0982 | 0.02366 | 756.4454 | 8.4795 | 756.4454 | 0.3376 | 756.675 | 0.48873 | 906.5799 | 0.00026116 | 756.4454 | 0.033894 | 910.6375 | 1.3888 | 907.0982 | 5.9312 | 756.4454 | 0.0036195 | 1000.6328 | 0.27906 |  |  | 1117.438 | 1.6485 | 1224.0832 | 0.30554 | 1445.809 | 0.0051609 | 0 | 0 | 1140.4363 | 0 | 1140.4296 | 0.0023179
| 907.266 | 0.03088 | 756.6816 | 8.6056 | 756.6816 | 0.34238 | 756.911 | 0.49923 | 906.7482 | 0 | 756.6816 | 0.10222 | 910.8075 | 1.3698 | 907.266 | 5.9488 | 756.6816 | 0 | 1000.7324 | 0.27896 |  |  | 1117.82 | 1.6167 | 1224.1566 | 0.30459 | 1446.0651 | 0.0052061 | 0 | 0 | 1140.5 | 0 | 1140.4933 | 0.0023418
| 907.4338 | 0.026946 | 756.9177 | 8.7181 | 756.9177 | 0.3472 | 757.147 | 0.51635 | 906.9165 | 0.00078349 | 756.9177 | 0.064881 | 910.9774 | 1.3472 | 907.4338 | 5.979 | 756.9177 | 0 | 1000.832 | 0.27956 |  |  | 1118.203 | 1.5842 | 1224.23 | 0.30365 | 1446.3212 | 0.0052861 | 0 | 0 | 1140.5637 | 0 | 1140.557 | 0.0023736
| 907.6017 | 0.030505 | 757.1539 | 8.8302 | 757.1539 | 0.35283 | 757.3829 | 0.53537 | 907.0849 | 0 | 757.1539 | 0.10039 | 911.1474 | 1.3241 | 907.6017 | 6.0007 | 757.1539 | 0 | 1000.9317 | 0.28018 |  |  | 1118.586 | 1.5519 | 1224.3035 | 0.3027 | 1446.5774 | 0.0053885 | 0 | 0 | 1140.6274 | 0 | 1140.6207 | 0.0024117
| 907.7695 | 0.013332 | 757.3901 | 8.9125 | 757.3901 | 0.36819 | 757.619 | 0.52094 | 907.2532 | 0.00078349 | 757.3901 | 0.055739 | 911.3173 | 1.3026 | 907.7695 | 6.0422 | 757.3901 | 0 | 1001.0314 | 0.28016 |  |  | 1118.969 | 1.5156 | 1224.3768 | 0.30175 | 1446.8337 | 0.0054964 | 0 | 0 | 1140.6912 | 0 | 1140.6844 | 0.0024554
| 907.9373 | 0.026281 | 757.6263 | 9.0929 | 757.6263 | 0.38154 | 757.8549 | 0.54784 | 907.4216 | 0 | 757.6263 | 0.11148 | 911.4873 | 1.2812 | 907.9373 | 6.0951 | 757.6263 | 0 | 1001.1312 | 0.28066 |  |  | 1119.353 | 1.4919 | 1224.4503 | 0.3008 | 1447.0902 | 0.0055926 | 0 | 0 | 1140.755 | 0 | 1140.7482 | 0.0024999
| 908.1052 | 0.021688 | 757.8624 | 9.2018 | 757.8624 | 0.38369 | 758.0909 | 0.56417 | 907.5899 | 0.00078349 | 757.8624 | 0.087763 | 911.6573 | 1.2599 | 908.1052 | 6.1588 | 757.8624 | 0 | 1001.2309 | 0.2807 |  |  | 1119.736 | 1.4439 | 1224.5237 | 0.29986 | 1447.3467 | 0.0056621 | 0 | 0 | 1140.8187 | 0 | 1140.8119 | 0.0025428
| 908.273 | 0.030787 | 758.0987 | 9.3156 | 758.0987 | 0.39236 | 758.327 | 0.58449 | 907.7583 | 0 | 758.0987 | 0.11107 | 911.8272 | 1.2393 | 908.273 | 6.2025 | 758.0987 | 0 | 1001.3307 | 0.27984 |  |  | 1120.12 | 1.3984 | 1224.5972 | 0.29891 | 1447.6033 | 0.0056954 | 0 | 0 | 1140.8825 | 0 | 1140.8757 | 0.0025793
| 908.4409 | 0.028542 | 758.3349 | 9.4764 | 758.3349 | 0.41087 | 758.563 | 0.57713 | 907.9266 | 0.00026116 | 758.3349 | 0.071796 | 911.9972 | 1.2182 | 908.4409 | 6.2493 | 758.3349 | 0 | 1001.4305 | 0.27903 |  |  | 1120.505 | 1.4021 | 1224.6707 | 0.29796 | 1447.86 | 0.0056904 | 0 | 0 | 1140.9463 | 0 | 1140.9395 | 0.0026063
| 908.6087 | 0.029097 | 758.5711 | 9.6332 | 758.5711 | 0.41133 | 758.799 | 0.60205 | 908.095 | 0 | 758.5711 | 0.10412 | 912.1672 | 1.1942 | 908.6087 | 6.3015 | 758.5711 | 0.0090425 | 1001.5302 | 0.27846 |  |  | 1120.889 | 1.3746 | 1224.744 | 0.29701 | 1448.1168 | 0.0056536 | 0 | 0 | 1141.01 | 0 | 1141.0033 | 0.0026222
| 908.7765 | 0.025819 | 758.8073 | 9.8006 | 758.8073 | 0.43283 | 759.035 | 0.61958 | 908.2633 | 0.00078349 | 758.8073 | 0.11307 | 912.3372 | 1.1759 | 908.7765 | 6.3549 | 758.8073 | 0 | 1001.63 | 0.27899 |  |  | 1121.274 | 1.3475 | 1224.8175 | 0.29607 | 1448.3737 | 0.0055989 | 0 | 0 | 1141.0738 | 0 | 1141.067 | 0.002627
| 908.9444 | 0.022527 | 759.0436 | 9.9189 | 759.0436 | 0.42156 | 759.2711 | 0.61086 | 908.4317 | 0 | 759.0436 | 0.090294 | 912.5072 | 1.1541 | 908.9444 | 6.3996 | 759.0436 | 0 | 1001.7299 | 0.27954 |  |  | 1121.659 | 1.3018 | 1224.891 | 0.29512 | 1448.6306 | 0.0055442 | 0 | 0 | 1141.1376 | 0 | 1141.1309 | 0.0026206
| 909.1122 | 0.02704 | 759.2798 | 10.0072 | 759.2798 | 0.45248 | 759.5071 | 0.6294 | 908.6001 | 0.00078349 | 759.2798 | 0.13285 | 912.6772 | 1.1353 | 909.1122 | 6.4347 | 759.2798 | 0 | 1001.8297 | 0.27919 |  |  | 1122.044 | 1.2902 | 1224.9645 | 0.29418 | 1448.8877 | 0.0055064 | 0 | 0 | 1141.2014 | 0 | 1141.1946 | 0.0026063
| 909.2801 | 0.026844 | 759.5161 | 10.1201 | 759.5161 | 0.46025 | 759.7432 | 0.64656 | 908.7684 | 0 | 759.5161 | 0.079329 | 912.8472 | 1.1169 | 909.2801 | 6.4801 | 759.5161 | 0 | 1001.9296 | 0.27936 |  |  | 1122.43 | 1.2622 | 1225.038 | 0.29324 | 1449.1449 | 0.005495 | 0 | 0 | 1141.2651 | 0 | 1141.2584 | 0.0025864
| 909.4479 | 0.028918 | 759.7523 | 10.249 | 759.7523 | 0.47681 | 759.9792 | 0.66793 | 908.9368 | 0.0013058 | 759.7523 | 0.11642 | 913.0172 | 1.102 | 909.4479 | 6.4941 | 759.7523 | 0.0090425 | 1002.0295 | 0.27974 |  |  | 1122.816 | 1.2376 | 1225.1115 | 0.2923 | 1449.4021 | 0.0055089 | 0 | 0 | 1141.329 | 0 | 1141.3223 | 0.0025642
| 909.6158 | 0.022433 | 759.9886 | 10.4063 | 759.9886 | 0.47761 | 760.2153 | 0.66818 | 909.1052 | 0 | 759.9886 | 0.084173 | 913.1872 | 1.0833 | 909.6158 | 6.5037 | 759.9886 | 0 | 1002.1295 | 0.27982 |  |  | 1123.202 | 1.2121 | 1225.1851 | 0.29135 | 1449.6594 | 0.0055364 | 0 | 0 | 1141.3928 | 0 | 1141.386 | 0.0025396
| 909.7837 | 0.027979 | 760.2249 | 10.547 | 760.2249 | 0.50393 | 760.4515 | 0.68796 | 909.2736 | 0.00078349 | 760.2249 | 0.12272 | 913.3572 | 1.0668 | 909.7837 | 6.49 | 760.2249 | 0 | 1002.2294 | 0.28029 |  |  | 1123.589 | 1.1798 | 1225.2585 | 0.29041 | 1449.9169 | 0.0055599 | 0 | 0 | 1141.4567 | 0 | 1141.4498 | 0.0025173
| 909.9515 | 0.031913 | 760.4612 | 10.7235 | 760.4612 | 0.49186 | 760.6876 | 0.70332 | 909.4419 | 0 | 760.4612 | 0.089801 | 913.5272 | 1.0485 | 909.9515 | 6.5031 | 760.4612 | 0 | 1002.3293 | 0.2808 |  |  | 1123.975 | 1.1631 | 1225.332 | 0.28947 | 1450.1743 | 0.0055629 | 0 | 0 | 1141.5205 | 0 | 1141.5137 | 0.0024967
| 910.1194 | 0.02319 | 760.6975 | 10.8768 | 760.6975 | 0.50095 | 760.9236 | 0.72132 | 909.6103 | 0.0018278 | 760.6975 | 0.14652 | 913.6972 | 1.0349 | 910.1194 | 6.5164 | 760.6975 | 0 | 1002.4293 | 0.28094 |  |  | 1124.362 | 1.1389 | 1225.4056 | 0.28853 | 1450.432 | 0.0055354 | 0 | 0 | 1141.5844 | 0 | 1141.5775 | 0.0024792
| 910.2872 | 0.020837 | 760.9338 | 11.0192 | 760.9338 | 0.50504 | 761.1598 | 0.72669 | 909.7787 | 0 | 760.9338 | 0.097836 | 913.8672 | 1.0163 | 910.2872 | 6.559 | 760.9338 | 0 | 1002.5294 | 0.28145 |  |  | 1124.749 | 1.1142 | 1225.4791 | 0.28759 | 1450.6897 | 0.0054775 | 0 | 0 | 1141.6482 | 0 | 1141.6414 | 0.0024657
| 910.4551 | 0.030232 | 761.1701 | 11.1216 | 761.1701 | 0.56236 | 761.3959 | 0.73112 | 909.9471 | 0.0013058 | 761.1701 | 0.1303 | 914.0372 | 0.99941 | 910.4551 | 6.6047 | 761.1701 | 0.0072427 | 1002.6293 | 0.28238 |  |  | 1125.137 | 1.039 | 1225.5527 | 0.28665 | 1450.9475 | 0.0053966 | 0 | 0 | 1141.712 | 0 | 1141.7052 | 0.0024578
| 910.623 | 0.027032 | 761.4064 | 11.2558 | 761.4064 | 0.53763 | 761.6321 | 0.75253 | 910.1155 | 0 | 761.4064 | 0.10857 | 914.2072 | 0.98239 | 910.623 | 6.6625 | 761.4064 | 0.0018107 | 1002.7294 | 0.28293 |  |  | 1125.524 | 1.0619 | 1225.6263 | 0.28571 | 1451.2053 | 0.0053032 | 0 | 0 | 1141.7759 | 0 | 1141.769 | 0.0024562
| 910.7909 | 0.014271 | 761.6428 | 11.3713 | 761.6428 | 0.55851 | 761.8682 | 0.7591 | 910.2839 | 0.0018278 | 761.6428 | 0.12599 | 914.3772 | 0.96862 | 910.7909 | 6.6959 | 761.6428 | 0 | 1002.8295 | 0.28291 |  |  | 1125.912 | 1.041 | 1225.6998 | 0.28477 | 1451.4633 | 0.005206 | 0 | 0 | 1141.8397 | 0 | 1141.833 | 0.0024601
| 910.9587 | 0.023653 | 761.8791 | 11.4858 | 761.8791 | 0.5563 | 762.1044 | 0.76362 | 910.4523 | 0 | 761.8791 | 0.10283 | 914.5473 | 0.95102 | 910.9587 | 6.7221 | 761.8791 | 0 | 1002.9296 | 0.2825 |  |  | 1126.301 | 1.0211 | 1225.7734 | 0.28384 | 1451.7214 | 0.0051093 | 0 | 0 | 1141.9037 | 0 | 1141.8969 | 0.0024697
| 911.1266 | 0.030889 | 762.1155 | 11.6201 | 762.1155 | 0.57619 | 762.3405 | 0.78211 | 910.6207 | 0.00078349 | 762.1155 | 0.1372 | 914.7173 | 0.93703 | 911.1266 | 6.7351 | 762.1155 | 0 | 1003.0297 | 0.28214 |  |  | 1126.689 | 0.99814 | 1225.8471 | 0.2829 | 1451.9795 | 0.005015 | 0 | 0 | 1141.9675 | 0 | 1141.9607 | 0.0024832
| 911.2945 | 0.018115 | 762.3518 | 11.8378 | 762.3518 | 0.58133 | 762.5767 | 0.78539 | 910.7891 | 0 | 762.3518 | 0.10906 | 914.8873 | 0.92228 | 911.2945 | 6.7696 | 762.3518 | 0 | 1003.1298 | 0.28244 |  |  | 1127.078 | 0.97515 | 1225.9207 | 0.28196 | 1452.2378 | 0.0049249 | 0 | 0 | 1142.0314 | 0 | 1142.0247 | 0.0024999
| 911.4624 | 0.020186 | 762.5882 | 12.0373 | 762.5882 | 0.60073 | 762.8129 | 0.80679 | 910.9575 | 0.0013058 | 762.5882 | 0.14638 | 915.0574 | 0.91072 | 911.4624 | 6.808 | 762.5882 | 0 | 1003.2299 | 0.28288 |  |  | 1127.467 | 0.95392 | 1225.9943 | 0.28103 | 1452.4961 | 0.0048451 | 0 | 0 | 1142.0953 | 0 | 1142.0885 | 0.0025173
| 911.6302 | 0.016989 | 762.8246 | 12.2059 | 762.8246 | 0.59008 | 763.0491 | 0.82309 | 911.1259 | 0 | 762.8246 | 0.11891 | 915.2274 | 0.89684 | 911.6302 | 6.855 | 762.8246 | 0 | 1003.3301 | 0.28254 |  |  | 1127.857 | 0.93358 | 1226.0679 | 0.2801 | 1452.7545 | 0.004786 | 0 | 0 | 1142.1592 | 0 | 1142.1525 | 0.0025332
| 911.7981 | 0.024505 | 763.061 | 12.3571 | 763.061 | 0.60678 | 763.2853 | 0.83619 | 911.2943 | 0.0018278 | 763.061 | 0.15855 | 915.3975 | 0.88366 | 911.7981 | 6.8871 | 763.061 | 0 | 1003.4303 | 0.28173 |  |  | 1128.246 | 0.89886 | 1226.1415 | 0.27916 | 1453.0131 | 0.0047603 | 0 | 0 | 1142.2231 | 0 | 1142.2163 | 0.0025483
| 911.966 | 0.022996 | 763.2974 | 12.5108 | 763.2974 | 0.62078 | 763.5215 | 0.85563 | 911.4628 | 0 | 763.2974 | 0.10268 | 915.5675 | 0.86853 | 911.966 | 6.9236 | 763.2974 | 0 | 1003.5305 | 0.28169 |  |  | 1128.636 | 0.89166 | 1226.2151 | 0.27823 | 1453.2717 | 0.0047788 | 0 | 0 | 1142.287 | 0 | 1142.2803 | 0.0025642
| 912.1339 | 0.035865 | 763.5338 | 12.6803 | 763.5338 | 0.66762 | 763.7577 | 0.85969 | 911.6312 | 0.0018278 | 763.5338 | 0.1671 | 915.7376 | 0.85634 | 912.1339 | 6.9445 | 763.5338 | 0 | 1003.6307 | 0.28232 |  |  | 1129.026 | 0.86918 | 1226.2888 | 0.2773 | 1453.5304 | 0.0048457 | 0 | 0 | 1142.351 | 0 | 1142.3441 | 0.0025801
| 912.3018 | 0.026 | 763.7702 | 12.826 | 763.7702 | 0.66797 | 763.994 | 0.87252 | 911.7996 | 0 | 763.7702 | 0.13318 | 915.9076 | 0.83868 | 912.3018 | 6.9775 | 763.7702 | 0 | 1003.731 | 0.28231 |  |  | 1129.417 | 0.84846 | 1226.3624 | 0.27637 | 1453.7892 | 0.0049553 | 0 | 0 | 1142.4149 | 0 | 1142.4081 | 0.0025999
| 912.4697 | 0.03502 | 764.0066 | 12.9752 | 764.0066 | 0.6838 | 764.2302 | 0.88583 | 911.968 | 0.0018278 | 764.0066 | 0.16483 | 916.0777 | 0.82097 | 912.4697 | 6.9995 | 764.0066 | 0 | 1003.8312 | 0.28213 |  |  | 1129.807 | 0.83255 | 1226.4362 | 0.27544 | 1454.0481 | 0.0050928 | 0 | 0 | 1142.4789 | 0 | 1142.4721 | 0.0026222
| 912.6376 | 0.025624 | 764.243 | 13.1473 | 764.243 | 0.6832 | 764.4664 | 0.90443 | 912.1365 | 0 | 764.243 | 0.13703 | 916.2477 | 0.80393 | 912.6376 | 7.0419 | 764.243 | 0 | 1003.9315 | 0.28199 |  |  | 1130.198 | 0.81308 | 1226.5098 | 0.27451 | 1454.3071 | 0.0052366 | 0 | 0 | 1142.5427 | 0 | 1142.536 | 0.0026476
| 912.8054 | 0.031734 | 764.4795 | 13.3179 | 764.4795 | 0.71462 | 764.7027 | 0.91256 | 912.3049 | 0.0018278 | 764.4795 | 0.15618 | 916.4178 | 0.79132 | 912.8054 | 7.0679 | 764.4795 | 0 | 1004.0318 | 0.28182 |  |  | 1130.589 | 0.79397 | 1226.5835 | 0.27359 | 1454.5662 | 0.0053641 | 0 | 0 | 1142.6067 | 0 | 1142.6 | 0.0026714
| 912.9733 | 0.025061 | 764.7159 | 13.438 | 764.7159 | 0.70216 | 764.939 | 0.93618 | 912.4733 | 0 | 764.7159 | 0.14039 | 916.5879 | 0.77326 | 912.9733 | 7.1025 | 764.7159 | 0 | 1004.1321 | 0.28206 |  |  | 1130.981 | 0.77465 | 1226.6571 | 0.27266 | 1454.8253 | 0.0054567 | 0 | 0 | 1142.6707 | 0 | 1142.6639 | 0.0026905
| 913.1412 | 0.027415 | 764.9524 | 13.6506 | 764.9524 | 0.72777 | 765.1752 | 0.93805 | 912.6418 | 0.0013058 | 764.9524 | 0.17815 | 916.7579 | 0.7595 | 913.1412 | 7.1233 | 764.9524 | 0 | 1004.2325 | 0.28248 |  |  | 1131.373 | 0.7574 | 1226.7308 | 0.27174 | 1455.0846 | 0.005504 | 0 | 0 | 1142.7346 | 0 | 1142.7279 | 0.0027
| 913.3091 | 0.031819 | 765.1888 | 13.8707 | 765.1888 | 0.73927 | 765.4115 | 0.9573 | 912.8102 | 0 | 765.1888 | 0.14121 | 916.928 | 0.74401 | 913.3091 | 7.1613 | 765.1889 | 0 | 1004.3328 | 0.28276 |  |  | 1131.765 | 0.73841 | 1226.8046 | 0.27081 | 1455.344 | 0.0055053 | 0 | 0 | 1142.7986 | 0 | 1142.7919 | 0.0026969
| 913.477 | 0.022627 | 765.4253 | 14.0123 | 765.4253 | 0.74825 | 765.6478 | 0.97611 | 912.9787 | 0.0018278 | 765.4253 | 0.18852 | 917.0981 | 0.72994 | 913.477 | 7.192 | 765.4253 | 0 | 1004.4332 | 0.28263 |  |  | 1132.157 | 0.71966 | 1226.8783 | 0.26989 | 1455.6034 | 0.0054687 | 0 | 0 | 1142.8627 | 0 | 1142.8558 | 0.0026794
| 913.6449 | 0.022808 | 765.6618 | 14.1661 | 765.6618 | 0.77046 | 765.8842 | 0.98144 | 913.1471 | 0 | 765.6618 | 0.13471 | 917.2682 | 0.71303 | 913.6449 | 7.2301 | 765.6618 | 0 | 1004.5336 | 0.28256 |  |  | 1132.55 | 0.70351 | 1226.952 | 0.26897 | 1455.8629 | 0.0054071 | 0 | 0 | 1142.9266 | 0 | 1142.9198 | 0.0026476
| 913.8129 | 0.021219 | 765.8983 | 14.3747 | 765.8983 | 0.77499 | 766.1204 | 1.0091 | 913.3156 | 0.0018278 | 765.8983 | 0.18014 | 917.4383 | 0.69716 | 913.8129 | 7.2516 | 765.8983 | 0 | 1004.634 | 0.28316 |  |  | 1132.943 | 0.68589 | 1227.0258 | 0.26805 | 1456.1226 | 0.0053347 | 0 | 0 | 1142.9906 | 0 | 1142.9838 | 0.0026047
| 913.9808 | 0.017177 | 766.1348 | 14.5363 | 766.1348 | 0.81003 | 766.3568 | 1.0032 | 913.484 | 0 | 766.1348 | 0.14544 | 917.6083 | 0.6813 | 913.9808 | 7.2805 | 766.1348 | 0 | 1004.7344 | 0.28378 |  |  | 1133.336 | 0.66609 | 1227.0995 | 0.26713 | 1456.3823 | 0.0052627 | 0 | 0 | 1143.0546 | 0 | 1143.0478 | 0.0025555
| 914.1487 | 0.022158 | 766.3713 | 14.7025 | 766.3713 | 0.81504 | 766.5931 | 1.0457 | 913.6525 | 0.0013058 | 766.3713 | 0.18329 | 917.7784 | 0.67053 | 914.1487 | 7.3023 | 766.3713 | 0 | 1004.8349 | 0.28331 |  |  | 1133.729 | 0.65134 | 1227.1732 | 0.26621 | 1456.6421 | 0.0051976 | 0 | 0 | 1143.1186 | 0 | 1143.1118 | 0.0025054
| 914.3166 | 0.024122 | 766.6078 | 14.9149 | 766.6078 | 0.81617 | 766.8294 | 1.0533 | 913.8209 | 0 | 766.6078 | 0.15253 | 917.9485 | 0.65629 | 914.3166 | 7.3401 | 766.6078 | 0 | 1004.9354 | 0.28286 |  |  | 1134.123 | 0.63573 | 1227.2469 | 0.2653 | 1456.902 | 0.0051415 | 0 | 0 | 1143.1826 | 0 | 1143.1759 | 0.0024601
| 914.4845 | 0.023566 | 766.8443 | 15.0036 | 766.8443 | 0.84272 | 767.0658 | 1.0619 | 913.9894 | 0.0013058 | 766.8443 | 0.18801 | 918.1186 | 0.64385 | 914.4845 | 7.3608 | 766.8443 | 0 | 1005.0359 | 0.2836 |  |  | 1134.517 | 0.61274 | 1227.3208 | 0.26438 | 1457.162 | 0.0050935 | 0 | 0 | 1143.2467 | 0 | 1143.2399 | 0.0024212
| 914.6524 | 0.02431 | 767.0809 | 15.2185 | 767.0809 | 0.84905 | 767.3021 | 1.0649 | 914.1579 | 0 | 767.0809 | 0.14793 | 918.2887 | 0.63141 | 914.6524 | 7.3941 | 767.0809 | 0 | 1005.1364 | 0.28408 |  |  | 1134.911 | 0.60192 | 1227.3945 | 0.26346 | 1457.4221 | 0.0050518 | 0 | 0 | 1143.3107 | 0 | 1143.304 | 0.0023918
| 914.8203 | 0.018684 | 767.3174 | 15.3952 | 767.3174 | 0.89425 | 767.5385 | 1.0876 | 914.3263 | 0.0013058 | 767.3174 | 0.18639 | 918.4588 | 0.61934 | 914.8203 | 7.4085 | 767.3174 | 0.0036213 | 1005.2369 | 0.28359 |  |  | 1135.306 | 0.589 | 1227.4684 | 0.26255 | 1457.6824 | 0.005016 | 0 | 0 | 1143.3748 | 0 | 1143.3679 | 0.002372
| 914.9882 | 0.023278 | 767.554 | 15.5675 | 767.554 | 0.8803 | 767.7749 | 1.1117 | 914.4948 | 0 | 767.554 | 0.16593 | 918.6289 | 0.604 | 914.9882 | 7.4429 | 767.554 | 0 | 1005.3375 | 0.28336 |  |  | 1135.7 | 0.57209 | 1227.5421 | 0.26164 | 1457.9426 | 0.0049872 | 0 | 0 | 1143.4388 | 0 | 1143.432 | 0.0023593
| 915.1562 | 0.02826 | 767.7905 | 15.7492 | 767.7905 | 0.91748 | 768.0113 | 1.1194 | 914.6633 | 0.0013058 | 767.7905 | 0.18771 | 918.7991 | 0.59197 | 915.1562 | 7.4618 | 767.7905 | 0 | 1005.4381 | 0.28396 |  |  | 1136.095 | 0.55908 | 1227.616 | 0.26073 | 1458.203 | 0.004967 | 0 | 0 | 1143.5028 | 0 | 1143.4961 | 0.0023529
| 915.3241 | 0.02309 | 768.0271 | 15.9036 | 768.0271 | 0.92377 | 768.2477 | 1.1262 | 914.8317 | 0 | 768.0271 | 0.18429 | 918.9692 | 0.57766 | 915.3241 | 7.5005 | 768.0271 | 0 | 1005.5387 | 0.28446 |  |  | 1136.491 | 0.54332 | 1227.6897 | 0.25982 | 1458.4635 | 0.0049565 | 0 | 0 | 1143.5669 | 0 | 1143.5601 | 0.0023497
| 915.492 | 0.051075 | 768.2637 | 16.0788 | 768.2637 | 0.96498 | 768.4841 | 1.1431 | 915.0002 | 0.00026116 | 768.2637 | 0.22497 | 919.1393 | 0.56632 | 915.492 | 7.5245 | 768.2637 | 0 | 1005.6393 | 0.28395 |  |  | 1136.886 | 0.5296 | 1227.7635 | 0.25891 | 1458.724 | 0.0049551 | 0 | 0 | 1143.631 | 0 | 1143.6242 | 0.0023473
| 915.6599 | 0.020931 | 768.5003 | 16.1966 | 768.5003 | 0.93662 | 768.7205 | 1.1695 | 915.1687 | 0 | 768.5003 | 0.1832 | 919.3094 | 0.55129 | 915.6599 | 7.5641 | 768.5003 | 0 | 1005.74 | 0.28303 |  |  | 1137.282 | 0.51576 | 1227.8374 | 0.258 | 1458.9846 | 0.0049604 | 0 | 0 | 1143.6951 | 0 | 1143.6882 | 0.0023458
| 915.8279 | 0.025162 | 768.7369 | 16.4007 | 768.7369 | 0.98684 | 768.9569 | 1.1765 | 915.3372 | 0.0018278 | 768.7369 | 0.24395 | 919.4795 | 0.53938 | 915.8279 | 7.5868 | 768.7369 | 0 | 1005.8406 | 0.2833 |  |  | 1137.678 | 0.50227 | 1227.9113 | 0.2571 | 1459.2454 | 0.0049697 | 0 | 0 | 1143.7592 | 0 | 1143.7523 | 0.0023442
| 915.9958 | 0.023747 | 768.9735 | 16.4962 | 768.9735 | 0.9611 | 769.1934 | 1.1947 | 915.5057 | 0 | 768.9735 | 0.18547 | 919.6497 | 0.52472 | 915.9958 | 7.6136 | 768.9735 | 0 | 1005.9413 | 0.28411 |  |  | 1138.075 | 0.48791 | 1227.9851 | 0.25619 | 1459.5062 | 0.0049806 | 0 | 0 | 1143.8232 | 0 | 1143.8164 | 0.0023442
| 916.1637 | 0.030795 | 769.2101 | 16.6596 | 769.2101 | 1.0093 | 769.4298 | 1.2012 | 915.6742 | 0.0013058 | 769.2101 | 0.2342 | 919.8198 | 0.51243 | 916.1637 | 7.6313 | 769.2101 | 0 | 1006.0421 | 0.28421 |  |  | 1138.472 | 0.47557 | 1228.059 | 0.25529 | 1459.7672 | 0.0049919 | 0 | 0 | 1143.8873 | 0 | 1143.8805 | 0.0023458
| 916.3317 | 0.023371 | 769.4467 | 16.8385 | 769.4467 | 1.0076 | 769.6663 | 1.2267 | 915.8427 | 0 | 769.4467 | 0.20798 | 919.9899 | 0.49781 | 916.3317 | 7.6669 | 769.4467 | 0 | 1006.1428 | 0.28412 |  |  | 1138.869 | 0.46362 | 1228.1328 | 0.25439 | 1460.0282 | 0.0050035 | 0 | 0 | 1143.9514 | 0 | 1143.9446 | 0.0023521
| 916.4996 | 0.026758 | 769.6833 | 17.0041 | 769.6833 | 1.0418 | 769.9027 | 1.2347 | 916.0112 | 0.00026116 | 769.6833 | 0.23917 | 920.1601 | 0.48498 | 916.4996 | 7.6934 | 769.6833 | 0 | 1006.2435 | 0.2842 |  |  | 1139.266 | 0.45036 | 1228.2067 | 0.25348 | 1460.2893 | 0.005016 | 0 | 0 | 1144.0155 | 0 | 1144.0088 | 0.0023632
| 916.6675 | 0.023747 | 769.9199 | 17.1541 | 769.9199 | 1.0454 | 770.1392 | 1.2328 | 916.1797 | 0 | 769.9199 | 0.20043 | 920.3302 | 0.46969 | 916.6675 | 7.726 | 769.9199 | 0 | 1006.3443 | 0.28476 |  |  | 1139.663 | 0.43593 | 1228.2806 | 0.25258 | 1460.5505 | 0.0050309 | 0 | 0 | 1144.0797 | 0 | 1144.0729 | 0.0023815
| 916.8355 | 0.027885 | 770.1566 | 17.3437 | 770.1566 | 1.077 | 770.3757 | 1.269 | 916.3482 | 0.0013058 | 770.1566 | 0.25655 | 920.5003 | 0.45929 | 916.8355 | 7.7373 | 770.1566 | 0 | 1006.4451 | 0.2853 |  |  | 1140.061 | 0.42683 | 1228.3545 | 0.25169 | 1460.8119 | 0.0050514 | 0 | 0 | 1144.1438 | 0 | 1144.137 | 0.0024045
| 917.0034 | 0.022527 | 770.3932 | 17.523 | 770.3932 | 1.0813 | 770.6121 | 1.2934 | 916.5167 | 0 | 770.3932 | 0.20414 | 920.6705 | 0.44738 | 917.0034 | 7.7636 | 770.3932 | 0 | 1006.5459 | 0.28507 |  |  | 1140.459 | 0.4151 | 1228.4283 | 0.25079 | 1461.0732 | 0.0050825 | 0 | 0 | 1144.2079 | 0 | 1144.2012 | 0.0024307
| 917.1714 | 0.031828 | 770.6299 | 17.6772 | 770.6299 | 1.0967 | 770.8486 | 1.3131 | 916.6852 | 0.0018278 | 770.6299 | 0.2516 | 920.8406 | 0.4363 | 917.1714 | 7.7719 | 770.6299 | 0 | 1006.6467 | 0.28487 |  |  | 1140.858 | 0.40389 | 1228.5023 | 0.24989 | 1461.3347 | 0.0051302 | 0 | 0 | 1144.2721 | 0 | 1144.2653 | 0.0024593
| 917.3393 | 0.023184 | 770.8666 | 17.8745 | 770.8666 | 1.1306 | 771.0851 | 1.3166 | 916.8537 | 0 | 770.8666 | 0.23814 | 921.0108 | 0.42634 | 917.3393 | 7.7973 | 770.8666 | 0 | 1006.7476 | 0.28524 |  |  | 1141.256 | 0.38922 | 1228.5762 | 0.249 | 1461.5963 | 0.0051982 | 0 | 0 | 1144.3362 | 0 | 1144.3295 | 0.0024871
| 917.5073 | 0.018402 | 771.1033 | 18.0535 | 771.1033 | 1.1448 | 771.3217 | 1.3386 | 917.0222 | 0.0013058 | 771.1033 | 0.25288 | 921.181 | 0.41806 | 917.5073 | 7.8183 | 771.1033 | 0 | 1006.8484 | 0.28534 |  |  | 1141.655 | 0.38241 | 1228.6501 | 0.24811 | 1461.858 | 0.005285 | 0 | 0 | 1144.4004 | 0 | 1144.3936 | 0.002511
| 917.6752 | 0.029848 | 771.3399 | 18.2385 | 771.3399 | 1.192 | 771.5582 | 1.3429 | 917.1907 | 0 | 771.3399 | 0.22836 | 921.3511 | 0.40616 | 917.6752 | 7.8669 | 771.34 | 0 | 1006.9493 | 0.28501 |  |  | 1142.054 | 0.37286 | 1228.7241 | 0.24722 | 1462.1198 | 0.0053814 | 0 | 0 | 1144.4645 | 0 | 1144.4578 | 0.00253
| 917.8432 | 0.024787 | 771.5766 | 18.3318 | 771.5766 | 1.192 | 771.7947 | 1.368 | 917.3593 | 0.0018278 | 771.5766 | 0.28364 | 921.5213 | 0.39491 | 917.8432 | 7.9141 | 771.5766 | 0.0072445 | 1007.0502 | 0.28533 |  |  | 1142.454 | 0.36215 | 1228.7981 | 0.24632 | 1462.3817 | 0.0054719 | 0 | 0 | 1144.5287 | 0 | 1144.5219 | 0.002542
| 918.0111 | 0.022433 | 771.8133 | 18.3784 | 771.8133 | 1.1681 | 772.0312 | 1.3707 | 917.5278 | 0 | 771.8133 | 0.24892 | 921.6914 | 0.38342 | 918.0111 | 7.9685 | 771.8134 | 0 | 1007.1512 | 0.28611 |  |  | 1142.854 | 0.3527 | 1228.8719 | 0.24543 | 1462.6437 | 0.0055393 | 0 | 0 | 1144.5929 | 0 | 1144.5861 | 0.0025467
| 918.1791 | 0.036429 | 772.0501 | 18.5154 | 772.0501 | 1.2453 | 772.2678 | 1.3904 | 917.6963 | 0.0013058 | 772.0501 | 0.28503 | 921.8616 | 0.3734 | 918.1791 | 7.9964 | 772.0501 | 0 | 1007.2521 | 0.28622 |  |  | 1143.254 | 0.34337 | 1228.9459 | 0.24455 | 1462.9056 | 0.0055712 | 0 | 0 | 1144.6571 | 0 | 1144.6503 | 0.002542
| 918.347 | 0.024404 | 772.2868 | 18.6863 | 772.2868 | 1.25 | 772.5043 | 1.4054 | 917.8648 | 0 | 772.2868 | 0.24336 | 922.0318 | 0.36113 | 918.347 | 8.0181 | 772.2868 | 0 | 1007.3531 | 0.28606 |  |  | 1143.654 | 0.33473 | 1229.0199 | 0.24366 | 1463.1678 | 0.0055653 | 0 | 0 | 1144.7212 | 0 | 1144.7145 | 0.0025292
| 918.515 | 0.021688 | 772.5235 | 18.8617 | 772.5235 | 1.3069 | 772.7409 | 1.4131 | 918.0334 | 0.0018278 | 772.5235 | 0.28818 | 922.202 | 0.35123 | 918.515 | 8.0204 | 772.5235 | 0 | 1007.4541 | 0.2863 |  |  | 1144.055 | 0.31824 | 1229.0939 | 0.24278 | 1463.4301 | 0.0055311 | 0 | 0 | 1144.7854 | 0 | 1144.7787 | 0.0025086
| 918.683 | 0.023278 | 772.7602 | 18.9966 | 772.7602 | 1.3023 | 772.9775 | 1.4417 | 918.2019 | 0 | 772.7602 | 0.25367 | 922.3721 | 0.33901 | 918.683 | 8.0362 | 772.7603 | 0 | 1007.5551 | 0.28671 |  |  | 1144.456 | 0.31654 | 1229.168 | 0.24189 | 1463.6924 | 0.005487 | 0 | 0 | 1144.8496 | 0 | 1144.8429 | 0.0024816
| 918.8509 | 0.029105 | 772.997 | 19.1702 | 772.997 | 1.3125 | 773.2141 | 1.4639 | 918.3705 | 0.0013058 | 772.997 | 0.31953 | 922.5423 | 0.3303 | 918.8509 | 8.0361 | 772.997 | 0 | 1007.6561 | 0.2868 |  |  | 1144.857 | 0.30926 | 1229.2419 | 0.24101 | 1463.9548 | 0.0054533 | 0 | 0 | 1144.9138 | 0 | 1144.9071 | 0.0024514
| 919.0189 | 0.029191 | 773.2338 | 19.3449 | 773.2338 | 1.371 | 773.4507 | 1.4777 | 918.539 | 0 | 773.2338 | 0.25064 | 922.7125 | 0.31901 | 919.0189 | 8.0524 | 773.2337 | 0 | 1007.7571 | 0.2862 |  |  | 1145.258 | 0.30178 | 1229.3159 | 0.24013 | 1464.2174 | 0.005445 | 0 | 0 | 1144.978 | 0 | 1144.9713 | 0.0024212
| 919.1869 | 0.026477 | 773.4705 | 19.4291 | 773.4705 | 1.3603 | 773.6873 | 1.5141 | 918.7075 | 0.0018278 | 773.4705 | 0.29878 | 922.8827 | 0.30953 | 919.1869 | 8.0459 | 773.4705 | 0 | 1007.8582 | 0.2857 |  |  | 1145.66 | 0.29043 | 1229.3899 | 0.23925 | 1464.48 | 0.0054672 | 0 | 0 | 1145.0424 | 0 | 1145.0355 | 0.002395
| 919.3548 | 0.023371 | 773.7073 | 19.5916 | 773.7073 | 1.3848 | 773.9239 | 1.5247 | 918.8761 | 0 | 773.7073 | 0.28153 | 923.0529 | 0.29845 | 919.3548 | 8.0515 | 773.7073 | 0 | 1007.9592 | 0.28608 |  |  | 1146.062 | 0.28582 | 1229.464 | 0.23837 | 1464.7427 | 0.0055138 | 0 | 0 | 1145.1066 | 0 | 1145.0997 | 0.0023751
| 919.5228 | 0.032016 | 773.9441 | 19.716 | 773.9441 | 1.399 | 774.1605 | 1.5426 | 919.0446 | 0.0018278 | 773.9441 | 0.32048 | 923.2231 | 0.29144 | 919.5228 | 8.0369 | 773.9441 | 0 | 1008.0604 | 0.28689 |  |  | 1146.464 | 0.27803 | 1229.538 | 0.23749 | 1465.0055 | 0.0055709 | 0 | 0 | 1145.1708 | 0 | 1145.1639 | 0.0023632
| 919.6908 | 0.02065 | 774.1809 | 19.8826 | 774.1809 | 1.3952 | 774.3972 | 1.5544 | 919.2132 | 0 | 774.1809 | 0.30114 | 923.3933 | 0.28137 | 919.6908 | 8.051 | 774.1809 | 0 | 1008.1615 | 0.28713 |  |  | 1146.867 | 0.27185 | 1229.6121 | 0.23662 | 1465.2684 | 0.0056224 | 0 | 0 | 1145.235 | 0 | 1145.2283 | 0.0023601
| 919.8587 | 0.02873 | 774.4177 | 19.9743 | 774.4177 | 1.4584 | 774.6338 | 1.5804 | 919.3817 | 0.0013058 | 774.4177 | 0.32545 | 923.5635 | 0.27361 | 919.8587 | 8.0643 | 774.4176 | 0 | 1008.2626 | 0.28685 |  |  | 1147.27 | 0.26379 | 1229.6862 | 0.23574 | 1465.5314 | 0.0056554 | 0 | 0 | 1145.2993 | 0 | 1145.2925 | 0.0023632
| 920.0267 | 0.031725 | 774.6545 | 20.1435 | 774.6545 | 1.4858 | 774.8704 | 1.5946 | 919.5503 | 0 | 774.6545 | 0.30797 | 923.7337 | 0.2648 | 920.0267 | 8.0962 | 774.6545 | 0.0090425 | 1008.3638 | 0.28723 |  |  | 1147.673 | 0.25641 | 1229.7601 | 0.23487 | 1465.7946 | 0.0056642 | 0 | 0 | 1145.3635 | 0 | 1145.3568 | 0.0023728
| 920.1947 | 0.025631 | 774.8913 | 20.2758 | 774.8913 | 1.4966 | 775.1071 | 1.5997 | 919.7189 | 0.0013058 | 774.8913 | 0.371 | 923.9039 | 0.25873 | 920.1947 | 8.1019 | 774.8913 | 0 | 1008.465 | 0.28791 |  |  | 1148.076 | 0.25005 | 1229.8342 | 0.234 | 1466.0577 | 0.0056508 | 0 | 0 | 1145.4279 | 0 | 1145.421 | 0.0023871
| 920.3627 | 0.023747 | 775.1281 | 20.3955 | 775.1281 | 1.5131 | 775.3438 | 1.6146 | 919.8874 | 0 | 775.1281 | 0.31784 | 924.0741 | 0.24988 | 920.3627 | 8.1069 | 775.1281 | 0 | 1008.5662 | 0.28789 |  |  | 1148.48 | 0.24354 | 1229.9083 | 0.23313 | 1466.321 | 0.0056229 | 0 | 0 | 1145.4921 | 0 | 1145.4853 | 0.0024061
| 920.5307 | 0.028073 | 775.3649 | 20.5379 | 775.3649 | 1.5371 | 775.5804 | 1.644 | 920.056 | 0.0013058 | 775.3649 | 0.3844 | 924.2443 | 0.24326 | 920.5307 | 8.1014 | 775.3649 | 0 | 1008.6674 | 0.28737 |  |  | 1148.884 | 0.23793 | 1229.9824 | 0.23227 | 1466.5844 | 0.0055904 | 0 | 0 | 1145.5564 | 0 | 1145.5496 | 0.0024276
| 920.6987 | 0.032476 | 775.6018 | 20.7181 | 775.6018 | 1.5526 | 775.8171 | 1.6556 | 920.2246 | 0 | 775.6018 | 0.34187 | 924.4146 | 0.23378 | 920.6987 | 8.1042 | 775.6018 | 0.0072409 | 1008.7687 | 0.28772 |  |  | 1149.288 | 0.23197 | 1230.0565 | 0.2314 | 1466.8479 | 0.0055614 | 0 | 0 | 1145.6207 | 0 | 1145.6139 | 0.0024522
| 920.8666 | 0.021407 | 775.8386 | 20.853 | 775.8386 | 1.5929 | 776.0538 | 1.6793 | 920.3931 | 0.0023501 | 775.8386 | 0.37618 | 924.5848 | 0.22789 | 920.8666 | 8.0968 | 775.8386 | 0 | 1008.87 | 0.28883 |  |  | 1149.693 | 0.22647 | 1230.1306 | 0.23053 | 1467.1115 | 0.0055398 | 0 | 0 | 1145.6849 | 0 | 1145.6782 | 0.0024776
| 921.0346 | 0.025718 | 776.0755 | 20.9266 | 776.0755 | 1.6652 | 776.2905 | 1.7069 | 920.5617 | 0 | 776.0755 | 0.33822 | 924.755 | 0.21919 | 921.0346 | 8.1036 | 776.0755 | 0 | 1008.9713 | 0.28913 |  |  | 1150.098 | 0.22146 | 1230.2047 | 0.22967 | 1467.3751 | 0.0055246 | 0 | 0 | 1145.7493 | 0 | 1145.7424 | 0.0025022
| 921.2026 | 0.024599 | 776.3123 | 21.1254 | 776.3123 | 1.6482 | 776.5272 | 1.7343 | 920.7303 | 0.0018278 | 776.3123 | 0.39346 | 924.9252 | 0.2118 | 921.2026 | 8.1194 | 776.3123 | 0 | 1009.0726 | 0.28856 |  |  | 1150.503 | 0.2151 | 1230.2789 | 0.2288 | 1467.6388 | 0.0055109 | 0 | 0 | 1145.8136 | 0 | 1145.8068 | 0.0025245
| 921.3706 | 0.024779 | 776.5492 | 21.1907 | 776.5492 | 1.6813 | 776.764 | 1.7436 | 920.8989 | 0 | 776.5492 | 0.34864 | 925.0955 | 0.20353 | 921.3706 | 8.1635 | 776.5492 | 0 | 1009.1739 | 0.2884 |  |  | 1150.908 | 0.21048 | 1230.353 | 0.22794 | 1467.9027 | 0.0054917 | 0 | 0 | 1145.8779 | 0 | 1145.8711 | 0.0025404
| 921.5386 | 0.017933 | 776.7861 | 21.2587 | 776.7861 | 1.7047 | 777.0007 | 1.7668 | 921.0675 | 0.00078349 | 776.7861 | 0.40392 | 925.2657 | 0.19682 | 921.5386 | 8.1984 | 776.7861 | 0 | 1009.2753 | 0.28891 |  |  | 1151.314 | 0.20519 | 1230.4271 | 0.22708 | 1468.1666 | 0.0054608 | 0 | 0 | 1145.9423 | 0 | 1145.9354 | 0.0025483
| 921.7066 | 0.021213 | 777.023 | 21.4373 | 777.023 | 1.7319 | 777.2374 | 1.795 | 921.2361 | 0 | 777.023 | 0.36757 | 925.4359 | 0.18744 | 921.7066 | 8.2328 | 777.023 | 0.0090425 | 1009.3766 | 0.28893 |  |  | 1151.72 | 0.20144 | 1230.5013 | 0.22622 | 1468.4307 | 0.005415 | 0 | 0 | 1146.0066 | 0 | 1145.9998 | 0.0025467
| 921.8746 | 0.029105 | 777.2599 | 21.5524 | 777.2599 | 1.7966 | 777.4742 | 1.7965 | 921.4047 | 0.0028725 | 777.2599 | 0.43031 | 925.6062 | 0.18036 | 921.8746 | 8.2446 | 777.2599 | 0 | 1009.478 | 0.2889 |  |  | 1152.126 | 0.19602 | 1230.5754 | 0.22537 | 1468.6948 | 0.0053561 | 0 | 0 | 1146.0709 | 0 | 1146.0641 | 0.0025356
| 922.0426 | 0.029003 | 777.4968 | 21.6652 | 777.4968 | 1.7597 | 777.7109 | 1.8204 | 921.5732 | 0 | 777.4968 | 0.36473 | 925.7764 | 0.17278 | 922.0426 | 8.2686 | 777.4968 | 0 | 1009.5795 | 0.2893 |  |  | 1152.533 | 0.19021 | 1230.6497 | 0.22451 | 1468.959 | 0.0052914 | 0 | 0 | 1146.1353 | 0 | 1146.1284 | 0.002515
| 922.2106 | 0.03549 | 777.7337 | 21.7301 | 777.7337 | 1.8329 | 777.9477 | 1.856 | 921.7418 | 0.00078349 | 777.7337 | 0.43071 | 925.9467 | 0.16522 | 922.2106 | 8.2895 | 777.7337 | 0.0036195 | 1009.6809 | 0.28951 |  |  | 1152.94 | 0.18745 | 1230.7239 | 0.22366 | 1469.2234 | 0.0052318 | 0 | 0 | 1146.1996 | 0 | 1146.1929 | 0.0024871
| 922.3786 | 0.023935 | 777.9706 | 21.913 | 777.9706 | 1.8292 | 778.1845 | 1.8669 | 921.9104 | 0 | 777.9706 | 0.39335 | 926.1169 | 0.15897 | 922.3786 | 8.3308 | 777.9706 | 0 | 1009.7823 | 0.28989 |  |  | 1153.347 | 0.18181 | 1230.798 | 0.22281 | 1469.4878 | 0.005188 | 0 | 0 | 1146.264 | 0 | 1146.2572 | 0.0024538
| 922.5466 | 0.028354 | 778.2076 | 21.9471 | 778.2076 | 1.9292 | 778.4213 | 1.9038 | 922.079 | 0.00026116 | 778.2076 | 0.46374 | 926.2872 | 0.153 | 922.5466 | 8.3701 | 778.2076 | 0 | 1009.8839 | 0.29015 |  |  | 1153.754 | 0.17564 | 1230.8722 | 0.22195 | 1469.7523 | 0.0051672 | 0 | 0 | 1146.3284 | 0 | 1146.3215 | 0.0024172
| 922.7146 | 0.024779 | 778.4445 | 21.9686 | 778.4445 | 1.9123 | 778.6581 | 1.8946 | 922.2477 | 0 | 778.4445 | 0.40931 | 926.4574 | 0.14686 | 922.7146 | 8.4237 | 778.4445 | 0 | 1009.9854 | 0.29 |  |  | 1154.162 | 0.17221 | 1230.9464 | 0.2211 | 1470.0168 | 0.0051693 | 0 | 0 | 1146.3927 | 0 | 1146.386 | 0.0023815
| 922.8826 | 0.030983 | 778.6815 | 22.0316 | 778.6815 | 1.9643 | 778.8948 | 1.9233 | 922.4163 | 0.0023501 | 778.6815 | 0.46047 | 926.6277 | 0.14209 | 922.8826 | 8.462 | 778.6815 | 0 | 1010.0869 | 0.28969 |  |  | 1154.57 | 0.16847 | 1231.0206 | 0.22026 | 1470.2816 | 0.0051871 | 0 | 0 | 1146.4571 | 0 | 1146.4503 | 0.0023465
| 923.0506 | 0.024779 | 778.9184 | 22.046 | 778.9184 | 1.9467 | 779.1317 | 1.951 | 922.5849 | 0 | 778.9184 | 0.41275 | 926.798 | 0.13705 | 923.0506 | 8.4964 | 778.9184 | 0.0090425 | 1010.1884 | 0.28923 |  |  | 1154.978 | 0.16338 | 1231.0948 | 0.21941 | 1470.5464 | 0.0052087 | 0 | 0 | 1146.5215 | 0 | 1146.5148 | 0.0023148
| 923.2186 | 0.02366 | 779.1554 | 22.1241 | 779.1554 | 1.9647 | 779.3685 | 1.966 | 922.7535 | 0.0013058 | 779.1554 | 0.48141 | 926.9682 | 0.13157 | 923.2186 | 8.5158 | 779.1554 | 0 | 1010.29 | 0.28941 |  |  | 1155.387 | 0.16035 | 1231.1691 | 0.21856 | 1470.8113 | 0.0052218 | 0 | 0 | 1146.5859 | 0 | 1146.5791 | 0.0022862
| 923.3866 | 0.018772 | 779.3923 | 22.1788 | 779.3923 | 2.0101 | 779.6053 | 2.0021 | 922.9221 | 0 | 779.3923 | 0.42805 | 927.1385 | 0.12641 | 923.3866 | 8.5398 | 779.3923 | 0.0090425 | 1010.3915 | 0.29011 |  |  | 1155.796 | 0.15647 | 1231.2433 | 0.21772 | 1471.0763 | 0.0052177 | 0 | 0 | 1146.6504 | 0 | 1146.6436 | 0.0022615
| 923.5547 | 0.036335 | 779.6293 | 22.2584 | 779.6293 | 2.0772 | 779.8422 | 2.0112 | 923.0907 | 0.0013058 | 779.6293 | 0.45596 | 927.3088 | 0.12189 | 923.5547 | 8.5498 | 779.6293 | 0 | 1010.4932 | 0.29042 |  |  | 1156.205 | 0.15189 | 1231.3176 | 0.21688 | 1471.3414 | 0.0051938 | 0 | 0 | 1146.7147 | 0 | 1146.7079 | 0.0022409
| 923.7227 | 0.021494 | 779.8663 | 22.2957 | 779.8663 | 2.1342 | 780.079 | 2.0412 | 923.2593 | 0 | 779.8663 | 0.42984 | 927.4791 | 0.11616 | 923.7227 | 8.5654 | 779.8663 | 0.0090425 | 1010.5948 | 0.29074 |  |  | 1156.614 | 0.14776 | 1231.3918 | 0.21604 | 1471.6066 | 0.0051534 | 0 | 0 | 1146.7792 | 0 | 1146.7723 | 0.0022234
| 923.8907 | 0.026289 | 780.1033 | 22.3954 | 780.1033 | 2.1232 | 780.3159 | 2.0497 | 923.428 | 0.0013058 | 780.1033 | 0.51615 | 927.6493 | 0.11078 | 923.8907 | 8.5675 | 780.1033 | 0 | 1010.6964 | 0.29111 |  |  | 1157.024 | 0.14438 | 1231.4661 | 0.2152 | 1471.8718 | 0.0051044 | 0 | 0 | 1146.8436 | 0 | 1146.8368 | 0.0022115
| 924.0587 | 0.018021 | 780.3403 | 22.4288 | 780.3403 | 2.1533 | 780.5527 | 2.0858 | 923.5966 | 0 | 780.3403 | 0.45189 | 927.8196 | 0.10578 | 924.0587 | 8.5858 | 780.3403 | 0.0072445 | 1010.7981 | 0.29131 |  |  | 1157.434 | 0.14084 | 1231.5404 | 0.21436 | 1472.1372 | 0.005056 | 0 | 0 | 1146.9081 | 0 | 1146.9012 | 0.0022067
| 924.2267 | 0.02366 | 780.5773 | 22.3931 | 780.5773 | 2.1845 | 780.7896 | 2.1039 | 923.7652 | 0.0018278 | 780.5773 | 0.52576 | 927.9899 | 0.10189 | 924.2267 | 8.5937 | 780.5773 | 0 | 1010.8998 | 0.29195 |  |  | 1157.844 | 0.13715 | 1231.6147 | 0.21352 | 1472.4027 | 0.0050168 | 0 | 0 | 1146.9725 | 0 | 1146.9657 | 0.0022091
| 924.3948 | 0.019242 | 780.8144 | 22.3854 | 780.8144 | 2.1952 | 781.0265 | 2.1292 | 923.9339 | 0 | 780.8144 | 0.4801 | 928.1602 | 0.096789 | 924.3948 | 8.6191 | 780.8144 | 0.0072409 | 1011.0013 | 0.2925 |  |  | 1158.255 | 0.1336 | 1231.689 | 0.21268 | 1472.6682 | 0.0049933 | 0 | 0 | 1147.037 | 0 | 1147.0302 | 0.002221
| 924.5628 | 0.031734 | 781.0514 | 22.3252 | 781.0514 | 2.2783 | 781.2634 | 2.1479 | 924.1025 | 0.0013058 | 781.0514 | 0.533 | 928.3305 | 0.093048 | 924.5628 | 8.6422 | 781.0514 | 0.0036232 | 1011.1031 | 0.29255 |  |  | 1158.666 | 0.13053 | 1231.7633 | 0.21185 | 1472.934 | 0.00499 | 0 | 0 | 1147.1014 | 0 | 1147.0946 | 0.0022409
| 924.7308 | 0.022339 | 781.2884 | 22.3226 | 781.2884 | 2.2937 | 781.5003 | 2.2015 | 924.2711 | 0 | 781.2884 | 0.49256 | 928.5008 | 0.090132 | 924.7308 | 8.6832 | 781.2884 | 0 | 1011.2048 | 0.29275 |  |  | 1159.077 | 0.12765 | 1231.8376 | 0.21102 | 1473.1997 | 0.0050096 | 0 | 0 | 1147.1659 | 0 | 1147.1591 | 0.0022679
| 924.8988 | 0.029105 | 781.5255 | 22.2821 | 781.5255 | 2.3441 | 781.7372 | 2.1977 | 924.4398 | 0.0013058 | 781.5255 | 0.53952 | 928.6711 | 0.086326 | 924.8988 | 8.7284 | 781.5255 | 0 | 1011.3066 | 0.29271 |  |  | 1159.489 | 0.1245 | 1231.912 | 0.21019 | 1473.4656 | 0.005053 | 0 | 0 | 1147.2304 | 0 | 1147.2235 | 0.0023005
| 925.0669 | 0.023653 | 781.7625 | 22.2396 | 781.7625 | 2.3783 | 781.9741 | 2.2307 | 924.6084 | 0 | 781.7625 | 0.52281 | 928.8414 | 0.082705 | 925.0669 | 8.7834 | 781.7626 | 0.0036195 | 1011.4084 | 0.29281 |  |  | 1159.9 | 0.12142 | 1231.9862 | 0.20936 | 1473.7314 | 0.005119 | 0 | 0 | 1147.2948 | 0 | 1147.288 | 0.0023346
| 925.2349 | 0.020562 | 781.9996 | 22.2027 | 781.9996 | 2.4073 | 782.2111 | 2.2499 | 924.7771 | 0.0023501 | 781.9996 | 0.56827 | 929.0117 | 0.079285 | 925.2349 | 8.8331 | 781.9996 | 0 | 1011.5102 | 0.29329 |  |  | 1160.313 | 0.1197 | 1232.0605 | 0.20853 | 1473.9976 | 0.0052031 | 0 | 0 | 1147.3592 | 0 | 1147.3525 | 0.0023672
| 925.4029 | 0.027877 | 782.2367 | 22.1707 | 782.2367 | 2.4115 | 782.448 | 2.2947 | 924.9457 | 0 | 782.2367 | 0.54626 | 929.182 | 0.076339 | 925.4029 | 8.887 | 782.2367 | 0.0090425 | 1011.612 | 0.29333 |  |  | 1160.725 | 0.11669 | 1232.135 | 0.2077 | 1474.2637 | 0.0052969 | 0 | 0 | 1147.4238 | 0 | 1147.417 | 0.0023958
| 925.571 | 0.02995 | 782.4738 | 22.089 | 782.4738 | 2.4733 | 782.6849 | 2.3068 | 925.1144 | 0.0018278 | 782.4738 | 0.59553 | 929.3523 | 0.072649 | 925.571 | 8.9107 | 782.4738 | 0 | 1011.7139 | 0.29353 |  |  | 1161.138 | 0.11261 | 1232.2094 | 0.20688 | 1474.5299 | 0.0053888 | 0 | 0 | 1147.4883 | 0 | 1147.4814 | 0.002418
| 925.739 | 0.022433 | 782.7109 | 22.0066 | 782.7109 | 2.5334 | 782.9219 | 2.3568 | 925.283 | 0 | 782.7109 | 0.55622 | 929.5226 | 0.070381 | 925.739 | 8.9302 | 782.7109 | 0 | 1011.8157 | 0.29418 |  |  | 1161.55 | 0.10978 | 1232.2837 | 0.20605 | 1474.7963 | 0.0054663 | 0 | 0 | 1147.5529 | 0 | 1147.546 | 0.0024307
| 925.9071 | 0.024693 | 782.948 | 21.8718 | 782.948 | 2.4996 | 783.1589 | 2.3709 | 925.4517 | 0.0023501 | 782.948 | 0.60526 | 929.6929 | 0.067224 | 925.9071 | 8.9134 | 782.948 | 0 | 1011.9176 | 0.29449 |  |  | 1161.964 | 0.10756 | 1232.358 | 0.20523 | 1475.0626 | 0.0055199 | 0 | 0 | 1147.6173 | 0 | 1147.6105 | 0.0024339
| 926.0751 | 0.026093 | 783.1851 | 21.7786 | 783.1851 | 2.5671 | 783.3958 | 2.4044 | 925.6204 | 0 | 783.1851 | 0.57072 | 929.8633 | 0.06474 | 926.0751 | 8.9058 | 783.1851 | 0.0090425 | 1012.0195 | 0.29395 |  |  | 1162.377 | 0.1056 | 1232.4325 | 0.20441 | 1475.3292 | 0.0055452 | 0 | 0 | 1147.6819 | 0 | 1147.6751 | 0.002426
| 926.2431 | 0.024505 | 783.4222 | 21.671 | 783.4222 | 2.6559 | 783.6328 | 2.4334 | 925.789 | 0.0018278 | 783.4222 | 0.64348 | 930.0336 | 0.061741 | 926.2431 | 8.8786 | 783.4222 | 0 | 1012.1215 | 0.29357 |  |  | 1162.791 | 0.1039 | 1232.5068 | 0.20359 | 1475.5958 | 0.0055447 | 0 | 0 | 1147.7463 | 0 | 1147.7396 | 0.0024085
| 926.4112 | 0.024498 | 783.6593 | 21.5431 | 783.6593 | 2.6693 | 783.8698 | 2.4573 | 925.9577 | 0 | 783.6593 | 0.60119 | 930.2039 | 0.060013 | 926.4112 | 8.8747 | 783.6593 | 0 | 1012.2234 | 0.29432 |  |  | 1163.205 | 0.10027 | 1232.5813 | 0.20278 | 1475.8625 | 0.0055256 | 0 | 0 | 1147.8109 | 0 | 1147.8041 | 0.0023823
| 926.5792 | 0.033988 | 783.8964 | 21.4423 | 783.8964 | 2.75 | 784.1068 | 2.4856 | 926.1264 | 0.0018278 | 783.8964 | 0.65711 | 930.3742 | 0.056666 | 926.5792 | 8.8715 | 783.8964 | 0.0018107 | 1012.3254 | 0.29478 |  |  | 1163.62 | 0.09896 | 1232.6556 | 0.20196 | 1476.1294 | 0.005497 | 0 | 0 | 1147.8755 | 0 | 1147.8686 | 0.0023521
| 926.7473 | 0.027408 | 784.1336 | 21.2678 | 784.1336 | 2.7144 | 784.3438 | 2.5286 | 926.295 | 0 | 784.1336 | 0.58599 | 930.5446 | 0.054564 | 926.7473 | 8.8849 | 784.1336 | 0 | 1012.4274 | 0.29464 |  |  | 1164.035 | 0.09601 | 1232.7301 | 0.20115 | 1476.3962 | 0.0054675 | 0 | 0 | 1147.9401 | 0 | 1147.9332 | 0.0023211
| 926.9153 | 0.022064 | 784.3707 | 21.0915 | 784.3707 | 2.7912 | 784.5808 | 2.5516 | 926.4637 | 0.0013058 | 784.3707 | 0.66336 | 930.7149 | 0.051876 | 926.9153 | 8.893 | 784.3707 | 0 | 1012.5294 | 0.29509 |  |  | 1164.449 | 0.094746 | 1232.8046 | 0.20033 | 1476.6633 | 0.0054432 | 0 | 0 | 1148.0045 | 0 | 1147.9978 | 0.0022957
| 927.0834 | 0.027783 | 784.6079 | 20.8822 | 784.6079 | 2.8204 | 784.8179 | 2.5871 | 926.6324 | 0 | 784.6079 | 0.63931 | 930.8852 | 0.049773 | 927.0834 | 8.9098 | 784.6079 | 0.0036213 | 1012.6314 | 0.29595 |  |  | 1164.865 | 0.092401 | 1232.8789 | 0.19952 | 1476.9304 | 0.0054287 | 0 | 0 | 1148.0691 | 0 | 1148.0624 | 0.0022798
| 927.2514 | 0.025256 | 784.845 | 20.6281 | 784.845 | 2.8738 | 785.0549 | 2.6115 | 926.8011 | 0.0013058 | 784.845 | 0.70615 | 931.0556 | 0.046729 | 927.2514 | 8.9193 | 784.8451 | 0.0054302 | 1012.7335 | 0.29596 |  |  | 1165.28 | 0.090371 | 1232.9534 | 0.19871 | 1477.1976 | 0.0054271 | 0 | 0 | 1148.1337 | 0 | 1148.127 | 0.0022758
| 927.4195 | 0.024967 | 785.0822 | 20.414 | 785.0822 | 2.8743 | 785.2919 | 2.6517 | 926.9698 | 0 | 785.0822 | 0.66064 | 931.2259 | 0.045295 | 927.4195 | 8.9504 | 785.0822 | 0.0018125 | 1012.8355 | 0.29561 |  |  | 1165.696 | 0.087315 | 1233.0278 | 0.1979 | 1477.4648 | 0.0054413 | 0 | 0 | 1148.1982 | 0 | 1148.1915 | 0.0022854
| 927.5876 | 0.028636 | 785.3194 | 20.1865 | 785.3194 | 2.9405 | 785.529 | 2.6822 | 927.1385 | 0.0018278 | 785.3194 | 0.70462 | 931.3963 | 0.043151 | 927.5876 | 8.9843 | 785.3194 | 0 | 1012.9376 | 0.29612 |  |  | 1166.112 | 0.084856 | 1233.1023 | 0.1971 | 1477.7323 | 0.0054734 | 0 | 0 | 1148.2629 | 0 | 1148.2561 | 0.0023044
| 927.7556 | 0.027971 | 785.5566 | 19.8799 | 785.5566 | 2.9564 | 785.7661 | 2.7123 | 927.3071 | 0 | 785.5566 | 0.66644 | 931.5666 | 0.041654 | 927.7556 | 9.0345 | 785.5566 | 0 | 1013.0397 | 0.29677 |  |  | 1166.529 | 0.083702 | 1233.1768 | 0.1963 | 1477.9998 | 0.0055234 | 0 | 0 | 1148.3275 | 0 | 1148.3207 | 0.0023283
| 927.9237 | 0.025538 | 785.7938 | 19.6424 | 785.7938 | 3.036 | 786.0031 | 2.7319 | 927.4758 | 0.0013058 | 785.7938 | 0.73127 | 931.737 | 0.040098 | 927.9237 | 9.0699 | 785.7938 | 0 | 1013.1418 | 0.29714 |  |  | 1166.946 | 0.081415 | 1233.2513 | 0.19549 | 1478.2673 | 0.005588 | 0 | 0 | 1148.3921 | 0 | 1148.3853 | 0.0023521
| 928.0917 | 0.025624 | 786.031 | 19.3978 | 786.031 | 3.0722 | 786.2402 | 2.7748 | 927.6445 | 0 | 786.031 | 0.70989 | 931.9073 | 0.038799 | 928.0917 | 9.117 | 786.031 | 0 | 1013.244 | 0.29701 |  |  | 1167.363 | 0.07897 | 1233.3258 | 0.19469 | 1478.535 | 0.0056599 | 0 | 0 | 1148.4567 | 0 | 1148.4498 | 0.0023696
| 928.2598 | 0.026758 | 786.2682 | 19.1446 | 786.2682 | 3.122 | 786.4773 | 2.8123 | 927.8132 | 0.0013058 | 786.2682 | 0.79369 | 932.0777 | 0.036494 | 928.2598 | 9.1394 | 786.2682 | 0 | 1013.3462 | 0.29694 |  |  | 1167.78 | 0.077628 | 1233.4003 | 0.19389 | 1478.8029 | 0.0057287 | 0 | 0 | 1148.5214 | 0 | 1148.5145 | 0.0023783
| 928.4279 | 0.022339 | 786.5054 | 18.8271 | 786.5054 | 3.1371 | 786.7144 | 2.8333 | 927.9819 | 0 | 786.5054 | 0.72558 | 932.2481 | 0.035593 | 928.4279 | 9.1669 | 786.5054 | 0 | 1013.4484 | 0.29771 |  |  | 1168.198 | 0.074954 | 1233.4749 | 0.1931 | 1479.0707 | 0.0057822 | 0 | 0 | 1148.5859 | 0 | 1148.5791 | 0.0023775
| 928.5959 | 0.022158 | 786.7427 | 18.5307 | 786.7427 | 3.1954 | 786.9515 | 2.8622 | 928.1506 | 0.00078349 | 786.7427 | 0.77301 | 932.4184 | 0.033816 | 928.5959 | 9.1653 | 786.7427 | 0 | 1013.5506 | 0.29806 |  |  | 1168.616 | 0.072968 | 1233.5493 | 0.1923 | 1479.3386 | 0.0058093 | 0 | 0 | 1148.6505 | 0 | 1148.6438 | 0.0023696
| 928.764 | 0.021776 | 786.9799 | 18.2428 | 786.9799 | 3.1917 | 787.1886 | 2.9102 | 928.3194 | 0 | 786.9799 | 0.77184 | 932.5888 | 0.032429 | 928.764 | 9.1927 | 786.9799 | 0 | 1013.6528 | 0.2981 |  |  | 1169.034 | 0.072402 | 1233.6239 | 0.1915 | 1479.6068 | 0.0058032 | 0 | 0 | 1148.7152 | 0 | 1148.7084 | 0.0023585
| 928.9321 | 0.021782 | 787.2172 | 17.8777 | 787.2172 | 3.2746 | 787.4257 | 2.934 | 928.4881 | 0.0023501 | 787.2172 | 0.80192 | 932.7592 | 0.030916 | 928.9321 | 9.2093 | 787.2172 | 0 | 1013.7551 | 0.29862 |  |  | 1169.453 | 0.069739 | 1233.6984 | 0.19071 | 1479.8749 | 0.0057634 | 0 | 0 | 1148.7799 | 0 | 1148.7731 | 0.0023481
| 929.1002 | 0.033133 | 787.4544 | 17.5074 | 787.4544 | 3.2775 | 787.6628 | 2.9912 | 928.6568 | 0 | 787.4544 | 0.74874 | 932.9296 | 0.030444 | 929.1002 | 9.249 | 787.4544 | 0 | 1013.8574 | 0.29889 |  |  | 1169.872 | 0.067536 | 1233.773 | 0.18992 | 1480.1432 | 0.0056965 | 0 | 0 | 1148.8445 | 0 | 1148.8376 | 0.0023418
| 929.2682 | 0.031171 | 787.6917 | 17.2063 | 787.6917 | 3.3507 | 787.9 | 3.0168 | 928.8255 | 0.0013058 | 787.6917 | 0.83283 | 933.0999 | 0.028116 | 929.2682 | 9.2661 | 787.6917 | 0.0018107 | 1013.9597 | 0.29929 |  |  | 1170.291 | 0.065561 | 1233.8475 | 0.18913 | 1480.4116 | 0.0056138 | 0 | 0 | 1148.9092 | 0 | 1148.9023 | 0.0023402
| 929.4363 | 0.028065 | 787.9289 | 16.8556 | 787.9289 | 3.3787 | 788.1371 | 3.0337 | 928.9942 | 0 | 787.9289 | 0.75252 | 933.2703 | 0.027938 | 929.4363 | 9.2808 | 787.9289 | 0 | 1014.062 | 0.30015 |  |  | 1170.711 | 0.064513 | 1233.9221 | 0.18834 | 1480.6801 | 0.0055281 | 0 | 0 | 1148.9739 | 0 | 1148.967 | 0.0023426
| 929.6044 | 0.021031 | 788.1662 | 16.5691 | 788.1662 | 3.475 | 788.3743 | 3.0658 | 929.1629 | 0.0018278 | 788.1662 | 0.84873 | 933.4407 | 0.026782 | 929.6044 | 9.2731 | 788.1662 | 0 | 1014.1642 | 0.30048 |  |  | 1171.13 | 0.061549 | 1233.9966 | 0.18756 | 1480.9486 | 0.005449 | 0 | 0 | 1149.0386 | 0 | 1149.0317 | 0.0023465
| 929.7725 | 0.036981 | 788.4035 | 16.1937 | 788.4035 | 3.514 | 788.6115 | 3.1088 | 929.3317 | 0 | 788.4035 | 0.80287 | 933.6111 | 0.025712 | 929.7725 | 9.2853 | 788.4035 | 0 | 1014.2666 | 0.3001 |  |  | 1171.55 | 0.059307 | 1234.0712 | 0.18678 | 1481.2173 | 0.0053808 | 0 | 0 | 1149.1031 | 0 | 1149.0964 | 0.0023505
| 929.9405 | 0.0338 | 788.6408 | 15.8157 | 788.6408 | 3.5371 | 788.8486 | 3.143 | 929.5004 | 0.0018278 | 788.6408 | 0.8663 | 933.7815 | 0.024281 | 929.9405 | 9.3077 | 788.6408 | 0 | 1014.369 | 0.29968 |  |  | 1171.971 | 0.058258 | 1234.1459 | 0.18599 | 1481.486 | 0.0053225 | 0 | 0 | 1149.1679 | 0 | 1149.1611 | 0.0023529
| 930.1086 | 0.025061 | 788.8781 | 15.4925 | 788.8781 | 3.5919 | 789.0858 | 3.1985 | 929.6691 | 0 | 788.8781 | 0.85235 | 933.9519 | 0.023701 | 930.1086 | 9.3543 | 788.8781 | 0 | 1014.4714 | 0.29943 |  |  | 1172.392 | 0.057068 | 1234.2205 | 0.18521 | 1481.7549 | 0.0052706 | 0 | 0 | 1149.2325 | 0 | 1149.2258 | 0.0023537
| 930.2767 | 0.028167 | 789.1154 | 15.1401 | 789.1154 | 3.6809 | 789.3231 | 3.2273 | 929.8378 | 0.0018278 | 789.1154 | 0.89958 | 934.1223 | 0.021762 | 930.2767 | 9.3875 | 789.1154 | 0 | 1014.5738 | 0.30011 |  |  | 1172.813 | 0.054453 | 1234.295 | 0.18443 | 1482.0238 | 0.0052235 | 0 | 0 | 1149.2972 | 0 | 1149.2905 | 0.0023545
| 930.4448 | 0.036324 | 789.3528 | 14.7637 | 789.3528 | 3.6785 | 789.5602 | 3.2757 | 930.0066 | 0 | 789.3528 | 0.87591 | 934.2927 | 0.020995 | 930.4448 | 9.4276 | 789.3528 | 0 | 1014.6763 | 0.30153 |  |  | 1173.234 | 0.053126 | 1234.3696 | 0.18366 | 1482.2928 | 0.005184 | 0 | 0 | 1149.3621 | 0 | 1149.3552 | 0.0023577
| 930.6129 | 0.029105 | 789.5901 | 14.4061 | 789.5901 | 3.7296 | 789.7974 | 3.2958 | 930.1753 | 0.00078349 | 789.5901 | 0.951 | 934.4631 | 0.019861 | 930.6129 | 9.4557 | 789.5901 | 0.0090425 | 1014.7787 | 0.30194 |  |  | 1173.656 | 0.051397 | 1234.4443 | 0.18288 | 1482.562 | 0.0051595 | 0 | 0 | 1149.4268 | 0 | 1149.4199 | 0.0023656
| 930.781 | 0.022151 | 789.8274 | 14.0502 | 789.8274 | 3.7862 | 790.0347 | 3.3504 | 930.3441 | 0 | 789.8274 | 0.91499 | 934.6335 | 0.019182 | 930.781 | 9.5036 | 789.8274 | 0 | 1014.8812 | 0.30194 |  |  | 1174.077 | 0.049478 | 1234.5189 | 0.18211 | 1482.8313 | 0.0051588 | 0 | 0 | 1149.4915 | 0 | 1149.4846 | 0.0023807
| 930.9491 | 0.027509 | 790.0648 | 13.6983 | 790.0648 | 3.8334 | 790.2719 | 3.3529 | 930.5128 | 0.0018278 | 790.0648 | 0.94681 | 934.8039 | 0.018312 | 930.9491 | 9.5386 | 790.0648 | 0 | 1014.9837 | 0.30243 |  |  | 1174.5 | 0.048927 | 1234.5935 | 0.18134 | 1483.1006 | 0.0051882 | 0 | 0 | 1149.5561 | 0 | 1149.5493 | 0.0024022
| 931.1172 | 0.025343 | 790.3021 | 13.2987 | 790.3021 | 3.8784 | 790.5092 | 3.4273 | 930.6816 | 0 | 790.3021 | 0.94009 | 934.9743 | 0.018576 | 931.1172 | 9.5772 | 790.3021 | 0.0090425 | 1015.0862 | 0.30284 |  |  | 1174.922 | 0.046472 | 1234.6682 | 0.18057 | 1483.37 | 0.0052474 | 0 | 0 | 1149.621 | 0 | 1149.6141 | 0.00243
| 931.2853 | 0.027791 | 790.5395 | 13.0232 | 790.5395 | 4.0022 | 790.7464 | 3.4563 | 930.8503 | 0.0018278 | 790.5395 | 1.0164 | 935.1447 | 0.017322 | 931.2853 | 9.601 | 790.5395 | 0 | 1015.1888 | 0.30293 |  |  | 1175.345 | 0.04393 | 1234.7429 | 0.1798 | 1483.6395 | 0.0053296 | 0 | 0 | 1149.6857 | 0 | 1149.6788 | 0.0024625
| 931.4534 | 0.023371 | 790.7769 | 12.651 | 790.7769 | 3.9547 | 790.9836 | 3.4962 | 931.0191 | 0 | 790.7769 | 0.95867 | 935.3152 | 0.017358 | 931.4534 | 9.6381 | 790.7769 | 0 | 1015.2913 | 0.30285 |  |  | 1175.768 | 0.043168 | 1234.8175 | 0.17904 | 1483.9092 | 0.0054223 | 0 | 0 | 1149.7505 | 0 | 1149.7436 | 0.0024967
| 931.6215 | 0.021782 | 791.0142 | 12.2826 | 791.0142 | 4.0493 | 791.2209 | 3.5326 | 931.1878 | 0.0013058 | 791.0142 | 1.0297 | 935.4856 | 0.01632 | 931.6215 | 9.6699 | 791.0142 | 0 | 1015.3939 | 0.30295 |  |  | 1176.192 | 0.041275 | 1234.8922 | 0.17827 | 1484.179 | 0.0055117 | 0 | 0 | 1149.8152 | 0 | 1149.8084 | 0.00253
| 931.7896 | 0.032382 | 791.2516 | 11.9608 | 791.2516 | 4.0777 | 791.4582 | 3.5903 | 931.3566 | 0 | 791.2516 | 0.96365 | 935.656 | 0.016227 | 931.7896 | 9.7094 | 791.2516 | 0.0018089 | 1015.4965 | 0.3033 |  |  | 1176.615 | 0.040305 | 1234.9669 | 0.17751 | 1484.4487 | 0.0055856 | 0 | 0 | 1149.88 | 0 | 1149.8732 | 0.0025602
| 931.9577 | 0.034739 | 791.489 | 11.5804 | 791.489 | 4.1808 | 791.6955 | 3.6197 | 931.5253 | 0.00078349 | 791.489 | 1.0628 | 935.8264 | 0.014908 | 931.9577 | 9.7219 | 791.489 | 0.0018089 | 1015.5992 | 0.30325 |  |  | 1177.039 | 0.037464 | 1235.0416 | 0.17675 | 1484.7188 | 0.0056357 | 0 | 0 | 1149.9447 | 0 | 1149.938 | 0.0025872
| 932.1258 | 0.023559 | 791.7264 | 11.2504 | 791.7264 | 4.2498 | 791.9327 | 3.6787 | 931.6941 | 0 | 791.7264 | 1.0229 | 935.9969 | 0.015176 | 932.1258 | 9.7385 | 791.7264 | 0 | 1015.7018 | 0.30299 |  |  | 1177.464 | 0.036879 | 1235.1163 | 0.17599 | 1484.9888 | 0.0056578 | 0 | 0 | 1150.0095 | 0 | 1150.0027 | 0.0026095
| 932.2939 | 0.023097 | 791.9638 | 10.9251 | 791.9638 | 4.2396 | 792.17 | 3.7157 | 931.8629 | 0.0018278 | 791.9638 | 1.0862 | 936.1673 | 0.014114 | 932.2939 | 9.7317 | 791.9638 | 0.0090425 | 1015.8045 | 0.30354 |  |  | 1177.888 | 0.035014 | 1235.191 | 0.17524 | 1485.2588 | 0.0056516 | 0 | 0 | 1150.0743 | 0 | 1150.0675 | 0.002627
| 932.462 | 0.027126 | 792.2013 | 10.6068 | 792.2013 | 4.2681 | 792.4073 | 3.7489 | 932.0316 | 0 | 792.2013 | 1.0629 | 936.3377 | 0.01464 | 932.462 | 9.7401 | 792.2012 | 0 | 1015.9072 | 0.30446 |  |  | 1178.313 | 0.032884 | 1235.2658 | 0.17448 | 1485.5291 | 0.0056195 | 0 | 0 | 1150.1392 | 0 | 1150.1323 | 0.0026413
| 932.6301 | 0.032673 | 792.4387 | 10.2283 | 792.4387 | 4.418 | 792.6447 | 3.7758 | 932.2004 | 0.0028725 | 792.4387 | 1.1096 | 936.5082 | 0.013397 | 932.6301 | 9.7296 | 792.4387 | 0 | 1016.0099 | 0.30532 |  |  | 1178.739 | 0.031477 | 1235.3406 | 0.17373 | 1485.7994 | 0.0055654 | 0 | 0 | 1150.204 | 0 | 1150.1971 | 0.0026516
| 932.7982 | 0.020837 | 792.6761 | 9.9071 | 792.6761 | 4.4066 | 792.882 | 3.8483 | 932.3692 | 0 | 792.6761 | 1.0909 | 936.6786 | 0.013456 | 932.7982 | 9.737 | 792.6761 | 0.0072445 | 1016.1126 | 0.30624 |  |  | 1179.164 | 0.029694 | 1235.4153 | 0.17298 | 1486.0698 | 0.0054944 | 0 | 0 | 1150.2688 | 0 | 1150.262 | 0.0026587
| 932.9663 | 0.026852 | 792.9136 | 9.6429 | 792.9136 | 4.4293 | 793.1193 | 3.8624 | 932.538 | 0.0018278 | 792.9136 | 1.1609 | 936.8491 | 0.011878 | 932.9663 | 9.7308 | 792.9136 | 0.0090425 | 1016.2154 | 0.30655 |  |  | 1179.59 | 0.028183 | 1235.49 | 0.17223 | 1486.3403 | 0.005412 | 0 | 0 | 1150.3336 | 0 | 1150.3268 | 0.0026627
| 933.1344 | 0.028252 | 793.151 | 9.2479 | 793.151 | 4.5381 | 793.3567 | 3.9264 | 932.7067 | 0 | 793.151 | 1.1355 | 937.0195 | 0.011929 | 933.1344 | 9.7489 | 793.151 | 0 | 1016.3182 | 0.30626 |  |  | 1180.016 | 0.026798 | 1235.5648 | 0.17148 | 1486.611 | 0.0053238 | 0 | 0 | 1150.3984 | 0 | 1150.3916 | 0.0026619
| 933.3025 | 0.023942 | 793.3885 | 9.0004 | 793.3885 | 4.6267 | 793.5941 | 3.9521 | 932.8755 | 0.0013058 | 793.3885 | 1.1884 | 937.19 | 0.010789 | 933.3025 | 9.7517 | 793.3885 | 0.0090425 | 1016.421 | 0.30612 |  |  | 1180.443 | 0.02663 | 1235.6395 | 0.17074 | 1486.8817 | 0.0052359 | 0 | 0 | 1150.4633 | 0 | 1150.4564 | 0.0026587
| 933.4706 | 0.025812 | 793.6259 | 8.6963 | 793.6259 | 4.6531 | 793.8314 | 4.0079 | 933.0443 | 0 | 793.6259 | 1.1674 | 937.3604 | 0.011259 | 933.4706 | 9.7698 | 793.6259 | 0.0036232 | 1016.5237 | 0.30652 |  |  | 1180.87 | 0.024453 | 1235.7144 | 0.17 | 1487.1525 | 0.0051547 | 0 | 0 | 1150.5281 | 0 | 1150.5212 | 0.0026516
| 933.6388 | 0.023003 | 793.8634 | 8.3497 | 793.8634 | 4.6599 | 794.0688 | 4.0429 | 933.2131 | 0.0013058 | 793.8634 | 1.1931 | 937.5309 | 0.0099742 | 933.6388 | 9.7734 | 793.8634 | 0.0090425 | 1016.6266 | 0.30716 |  |  | 1181.297 | 0.023712 | 1235.7892 | 0.16925 | 1487.4233 | 0.0050881 | 0 | 0 | 1150.5929 | 0 | 1150.5861 | 0.002642
| 933.8069 | 0.02431 | 794.1009 | 8.0854 | 794.1009 | 4.7585 | 794.3062 | 4.0944 | 933.3819 | 0 | 794.1009 | 1.1841 | 937.7013 | 0.010579 | 933.8069 | 9.7904 | 794.1009 | 0.0036232 | 1016.7295 | 0.30761 |  |  | 1181.724 | 0.021671 | 1235.8639 | 0.16852 | 1487.6945 | 0.0050446 | 0 | 0 | 1150.6578 | 0 | 1150.651 | 0.0026317
| 933.975 | 0.045254 | 794.3384 | 7.8282 | 794.3384 | 4.8379 | 794.5436 | 4.1156 | 933.5507 | 0.0018278 | 794.3384 | 1.247 | 937.8718 | 0.0098634 | 933.975 | 9.803 | 794.3384 | 0.0018125 | 1016.8323 | 0.30782 |  |  | 1182.152 | 0.021381 | 1235.9387 | 0.16778 | 1487.9656 | 0.0050326 | 0 | 0 | 1150.7227 | 0 | 1150.7158 | 0.0026206
| 934.1431 | 0.030787 | 794.5759 | 7.5304 | 794.5759 | 4.8523 | 794.7809 | 4.1692 | 933.7195 | 0 | 794.5759 | 1.2235 | 938.0423 | 0.010245 | 934.1431 | 9.8237 | 794.5759 | 0 | 1016.9352 | 0.30776 |  |  | 1182.58 | 0.020079 | 1236.0135 | 0.16704 | 1488.2367 | 0.0050583 | 0 | 0 | 1150.7875 | 0 | 1150.7808 | 0.0026103
| 934.3113 | 0.036898 | 794.8134 | 7.2789 | 794.8134 | 4.9635 | 795.0184 | 4.2181 | 933.8883 | 0.0018278 | 794.8134 | 1.3132 | 938.2127 | 0.0092053 | 934.3113 | 9.8302 | 794.8134 | 0 | 1017.0381 | 0.30777 |  |  | 1183.008 | 0.01954 | 1236.0884 | 0.16631 | 1488.5081 | 0.0051238 | 0 | 0 | 1150.8524 | 0 | 1150.8456 | 0.0025999
| 934.4794 | 0.031725 | 795.0509 | 6.9965 | 795.0509 | 5.0201 | 795.2558 | 4.253 | 934.0571 | 0 | 795.0509 | 1.2435 | 938.3832 | 0.010073 | 934.4794 | 9.8437 | 795.0509 | 0 | 1017.1411 | 0.30849 |  |  | 1183.437 | 0.019001 | 1236.1632 | 0.16558 | 1488.7794 | 0.0052258 | 0 | 0 | 1150.9174 | 0 | 1150.9105 | 0.002588
| 934.6475 | 0.024974 | 795.2884 | 6.7825 | 795.2884 | 5.0918 | 795.4932 | 4.2946 | 934.2259 | 0.00078349 | 795.2884 | 1.2977 | 938.5537 | 0.008953 | 934.6475 | 9.8519 | 795.2885 | 0.0090425 | 1017.2441 | 0.30902 |  |  | 1183.866 | 0.018026 | 1236.238 | 0.16485 | 1489.0509 | 0.0053552 | 0 | 0 | 1150.9822 | 0 | 1150.9753 | 0.0025753
| 934.8156 | 0.026563 | 795.526 | 6.5308 | 795.526 | 5.11 | 795.7307 | 4.3495 | 934.3947 | 0 | 795.526 | 1.3149 | 938.7242 | 0.0093577 | 934.8156 | 9.8824 | 795.526 | 0.0090425 | 1017.347 | 0.30918 |  |  | 1184.295 | 0.017734 | 1236.313 | 0.16412 | 1489.3225 | 0.0054976 | 0 | 0 | 1151.0471 | 0 | 1151.0403 | 0.0025594
| 934.9838 | 0.022627 | 795.7635 | 6.3111 | 795.7635 | 5.1765 | 795.9681 | 4.3909 | 934.5635 | 0.0018278 | 795.7635 | 1.3637 | 938.8947 | 0.0080414 | 934.9838 | 9.9021 | 795.7635 | 0.0072427 | 1017.45 | 0.30999 |  |  | 1184.725 | 0.018231 | 1236.3878 | 0.1634 | 1489.5942 | 0.0056352 | 0 | 0 | 1151.1121 | 0 | 1151.1052 | 0.0025396
| 935.1519 | 0.03013 | 796.0011 | 6.082 | 796.0011 | 5.3448 | 796.2055 | 4.4301 | 934.7323 | 0 | 796.0011 | 1.3372 | 939.0651 | 0.0085032 | 935.1519 | 9.923 | 796.0011 | 0 | 1017.553 | 0.31064 |  |  | 1185.155 | 0.016649 | 1236.4626 | 0.16267 | 1489.8661 | 0.0057491 | 0 | 0 | 1151.1769 | 0 | 1151.17 | 0.0025173
| 935.32 | 0.02488 | 796.2386 | 5.8799 | 796.2386 | 5.3539 | 796.443 | 4.4836 | 934.9011 | 0.0018278 | 796.2386 | 1.4229 | 939.2356 | 0.0071727 | 935.32 | 9.9185 | 796.2386 | 0 | 1017.656 | 0.31137 |  |  | 1185.585 | 0.015808 | 1236.5376 | 0.16196 | 1490.1379 | 0.0058228 | 0 | 0 | 1151.2418 | 0 | 1151.235 | 0.0024927
| 935.4882 | 0.02844 | 796.4762 | 5.6199 | 796.4762 | 5.418 | 796.6804 | 4.5323 | 935.07 | 0 | 796.4762 | 1.3878 | 939.4061 | 0.0081468 | 935.4882 | 9.9124 | 796.4762 | 0 | 1017.7591 | 0.31218 |  |  | 1186.015 | 0.015766 | 1236.6124 | 0.16123 | 1490.41 | 0.0058453 | 0 | 0 | 1151.3068 | 0 | 1151.2999 | 0.0024673
| 935.6563 | 0.030702 | 796.7138 | 5.4755 | 796.7138 | 5.4947 | 796.9179 | 4.5818 | 935.2388 | 0.0018278 | 796.7138 | 1.4252 | 939.5766 | 0.0073998 | 935.6563 | 9.9002 | 796.7138 | 0 | 1017.8622 | 0.31235 |  |  | 1186.446 | 0.015535 | 1236.6874 | 0.16052 | 1490.6821 | 0.0058145 | 0 | 0 | 1151.3717 | 0 | 1151.3649 | 0.0024411
| 935.8244 | 0.023653 | 796.9514 | 5.2702 | 796.9514 | 5.5141 | 797.1554 | 4.6189 | 935.4076 | 0 | 796.9514 | 1.4104 | 939.7471 | 0.0078012 | 935.8244 | 9.9135 | 796.9514 | 0.0054338 | 1017.9653 | 0.31275 |  |  | 1186.877 | 0.015632 | 1236.7623 | 0.1598 | 1490.9542 | 0.0057381 | 0 | 0 | 1151.4367 | 0 | 1151.4298 | 0.0024188
| 935.9926 | 0.022252 | 797.1889 | 5.0702 | 797.1889 | 5.5803 | 797.3929 | 4.6546 | 935.5764 | 0.0018278 | 797.1889 | 1.4813 | 939.9176 | 0.0071398 | 935.9926 | 9.9223 | 797.1889 | 0.0090425 | 1018.0684 | 0.31325 |  |  | 1187.309 | 0.015233 | 1236.8372 | 0.15909 | 1491.2266 | 0.0056328 | 0 | 0 | 1151.5016 | 0 | 1151.4948 | 0.0024014
| 936.1607 | 0.020368 | 797.4265 | 4.8377 | 797.4265 | 5.6493 | 797.6304 | 4.7175 | 935.7453 | 0 | 797.4265 | 1.4507 | 940.0881 | 0.0078517 | 936.1607 | 9.9445 | 797.4265 | 0.005432 | 1018.1716 | 0.31326 |  |  | 1187.74 | 0.01555 | 1236.9121 | 0.15838 | 1491.499 | 0.0055202 | 0 | 0 | 1151.5665 | 0 | 1151.5598 | 0.0023926
| 936.3289 | 0.032298 | 797.6641 | 4.7149 | 797.6641 | 5.7758 | 797.8679 | 4.7371 | 935.9141 | 0.0013058 | 797.6641 | 1.5301 | 940.2586 | 0.0067076 | 936.3289 | 9.9533 | 797.6641 | 0.0072409 | 1018.2748 | 0.31332 |  |  | 1188.172 | 0.016009 | 1236.9871 | 0.15767 | 1491.7715 | 0.0054216 | 0 | 0 | 1151.6316 | 0 | 1151.6248 | 0.0023942
| 936.497 | 0.015206 | 797.9018 | 4.5565 | 797.9018 | 5.8368 | 798.1054 | 4.8022 | 936.0829 | 0 | 797.9018 | 1.4816 | 940.4291 | 0.006769 | 936.497 | 9.9815 | 797.9018 | 0.0090425 | 1018.3779 | 0.31353 |  |  | 1188.605 | 0.016136 | 1237.062 | 0.15696 | 1492.0441 | 0.0053531 | 0 | 0 | 1151.6965 | 0 | 1151.6897 | 0.0024085
| 936.6652 | 0.02488 | 798.1394 | 4.3877 | 798.1394 | 5.8859 | 798.343 | 4.8266 | 936.2518 | 0.0013058 | 798.1394 | 1.5701 | 940.5996 | 0.0064871 | 936.6652 | 10.0158 | 798.1394 | 0.0090425 | 1018.4811 | 0.31334 |  |  | 1189.038 | 0.015412 | 1237.137 | 0.15626 | 1492.3168 | 0.0053224 | 0 | 0 | 1151.7615 | 0 | 1151.7546 | 0.0024331
| 936.8333 | 0.025061 | 798.377 | 4.2203 | 798.377 | 5.9726 | 798.5805 | 4.9136 | 936.4206 | 0 | 798.377 | 1.5348 | 940.7702 | 0.0065924 | 936.8333 | 10.0689 | 798.377 | 0.0054338 | 1018.5844 | 0.31349 |  |  | 1189.471 | 0.015373 | 1237.2119 | 0.15556 | 1492.5896 | 0.0053288 | 0 | 0 | 1151.8265 | 0 | 1151.8197 | 0.0024657
| 937.0015 | 0.018308 | 798.6147 | 4.0887 | 798.6147 | 6.1045 | 798.8181 | 4.9366 | 936.5894 | 0.0013058 | 798.6147 | 1.6226 | 940.9407 | 0.0050089 | 937.0015 | 10.1045 | 798.6146 | 0.0072427 | 1018.6876 | 0.31469 |  |  | 1189.904 | 0.01501 | 1237.2869 | 0.15486 | 1492.8624 | 0.0053647 | 0 | 0 | 1151.8915 | 0 | 1151.8846 | 0.0025014
| 937.1696 | 0.022902 | 798.8523 | 3.9335 | 798.8523 | 6.0749 | 799.0556 | 4.9839 | 936.7583 | 0 | 798.8523 | 1.5883 | 941.1112 | 0.0052688 | 937.1696 | 10.1225 | 798.8523 | 0 | 1018.7909 | 0.31587 |  |  | 1190.338 | 0.015584 | 1237.3619 | 0.15416 | 1493.1355 | 0.0054194 | 0 | 0 | 1151.9565 | 0 | 1151.9497 | 0.002534
| 937.3378 | 0.030514 | 799.09 | 3.8382 | 799.09 | 6.2464 | 799.2932 | 5.0373 | 936.9271 | 0.0018278 | 799.09 | 1.668 | 941.2817 | 0.0044165 | 937.3378 | 10.1076 | 799.09 | 0 | 1018.8942 | 0.31631 |  |  | 1190.772 | 0.015715 | 1237.4369 | 0.15346 | 1493.4086 | 0.0054806 | 0 | 0 | 1152.0215 | 0 | 1152.0147 | 0.0025594
| 937.5059 | 0.021213 | 799.3276 | 3.642 | 799.3276 | 6.2732 | 799.5308 | 5.0887 | 937.096 | 0 | 799.3276 | 1.6548 | 941.4522 | 0.0049113 | 937.5059 | 10.0986 | 799.3276 | 0 | 1018.9976 | 0.31683 |  |  | 1191.206 | 0.015184 | 1237.5118 | 0.15277 | 1493.6818 | 0.0055369 | 0 | 0 | 1152.0865 | 0 | 1152.0797 | 0.0025729
| 937.6741 | 0.028636 | 799.5653 | 3.5534 | 799.5653 | 6.3767 | 799.7683 | 5.1265 | 937.2648 | 0.0018278 | 799.5653 | 1.708 | 941.6228 | 0.0039964 | 937.6741 | 10.0905 | 799.5653 | 0.0090425 | 1019.1009 | 0.31758 |  |  | 1191.641 | 0.016319 | 1237.5869 | 0.15208 | 1493.9551 | 0.005577 | 0 | 0 | 1152.1516 | 0 | 1152.1448 | 0.0025745
| 937.8422 | 0.020743 | 799.803 | 3.3827 | 799.803 | 6.3984 | 800.0059 | 5.1616 | 937.4337 | 0 | 799.803 | 1.6775 | 941.7933 | 0.0053639 | 937.8422 | 10.1049 | 799.803 | 0 | 1019.2042 | 0.31822 |  |  | 1192.076 | 0.016284 | 1237.6619 | 0.15139 | 1494.2285 | 0.0055912 | 0 | 0 | 1152.2166 | 0 | 1152.2097 | 0.0025626
| 938.0104 | 0.022721 | 800.0406 | 3.3205 | 800.0406 | 6.5162 | 800.2435 | 5.2141 | 937.6026 | 0.00078349 | 800.0406 | 1.7732 | 941.9638 | 0.0042275 | 938.0104 | 10.1107 | 800.0407 | 0.0072427 | 1019.3076 | 0.31871 |  |  | 1192.511 | 0.016344 | 1237.7369 | 0.1507 | 1494.502 | 0.0055724 | 0 | 0 | 1152.2816 | 0 | 1152.2748 | 0.0025388
| 938.1786 | 0.025906 | 800.2783 | 3.1649 | 800.2783 | 6.6239 | 800.4811 | 5.2645 | 937.7714 | 0 | 800.2783 | 1.713 | 942.1344 | 0.0045873 | 938.1786 | 10.1289 | 800.2783 | 0.0090425 | 1019.411 | 0.31893 |  |  | 1192.947 | 0.01611 | 1237.812 | 0.15002 | 1494.7755 | 0.0055184 | 0 | 0 | 1152.3467 | 0 | 1152.3398 | 0.0025062
| 938.3467 | 0.024035 | 800.516 | 3.0991 | 800.516 | 6.5953 | 800.7188 | 5.3013 | 937.9403 | 0.0018278 | 800.516 | 1.8311 | 942.3049 | 0.0033621 | 938.3467 | 10.1379 | 800.516 | 0 | 1019.5145 | 0.31916 |  |  | 1193.382 | 0.017485 | 1237.887 | 0.14933 | 1495.0493 | 0.0054335 | 0 | 0 | 1152.4117 | 0 | 1152.4049 | 0.0024665
| 938.5149 | 0.026187 | 800.7538 | 2.9685 | 800.7538 | 6.6611 | 800.9564 | 5.3551 | 938.1092 | 0 | 800.7538 | 1.7943 | 942.4755 | 0.0046038 | 938.5149 | 10.1696 | 800.7538 | 0 | 1019.6179 | 0.31973 |  |  | 1193.819 | 0.017106 | 1237.962 | 0.14865 | 1495.3231 | 0.0053277 | 0 | 0 | 1152.4768 | 0 | 1152.47 | 0.0024244
| 938.683 | 0.030514 | 800.9915 | 2.8782 | 800.9915 | 6.8445 | 801.194 | 5.4109 | 938.278 | 0.0018278 | 800.9915 | 1.8589 | 942.646 | 0.0032513 | 938.683 | 10.1853 | 800.9915 | 0.0072427 | 1019.7214 | 0.32066 |  |  | 1194.255 | 0.018105 | 1238.0371 | 0.14797 | 1495.5969 | 0.0052142 | 0 | 0 | 1152.5419 | 0 | 1152.535 | 0.0023831
| 938.8512 | 0.023184 | 801.2292 | 2.7553 | 801.2292 | 6.9272 | 801.4316 | 5.4735 | 938.4469 | 0 | 801.2292 | 1.8454 | 942.8166 | 0.0046739 | 938.8512 | 10.2109 | 801.2292 | 0.0036232 | 1019.8248 | 0.32142 |  |  | 1194.692 | 0.017819 | 1238.1122 | 0.1473 | 1495.871 | 0.0051045 | 0 | 0 | 1152.6069 | 0 | 1152.6001 | 0.0023458
| 939.0194 | 0.034739 | 801.4669 | 2.6919 | 801.4669 | 6.9356 | 801.6693 | 5.5053 | 938.6158 | 0.0023501 | 801.4669 | 1.921 | 942.9871 | 0.0038249 | 939.0194 | 10.2188 | 801.4669 | 0.0072427 | 1019.9283 | 0.32199 |  |  | 1195.129 | 0.018402 | 1238.1873 | 0.14662 | 1496.145 | 0.0050062 | 0 | 0 | 1152.672 | 0 | 1152.6652 | 0.0023164
| 939.1876 | 0.021307 | 801.7047 | 2.5402 | 801.7047 | 7.0697 | 801.9069 | 5.5602 | 938.7847 | 0 | 801.7047 | 1.8683 | 943.1577 | 0.0045961 | 939.1876 | 10.2325 | 801.7047 | 0 | 1020.0319 | 0.32266 |  |  | 1195.567 | 0.016907 | 1238.2623 | 0.14595 | 1496.4193 | 0.0049209 | 0 | 0 | 1152.7372 | 0 | 1152.7304 | 0.0022965
| 939.3557 | 0.027228 | 801.9424 | 2.5056 | 801.9424 | 7.1414 | 802.1446 | 5.6214 | 938.9535 | 0.0018278 | 801.9424 | 1.9541 | 943.3282 | 0.0031558 | 939.3557 | 10.2326 | 801.9424 | 0 | 1020.1354 | 0.32296 |  |  | 1196.005 | 0.01746 | 1238.3375 | 0.14528 | 1496.6936 | 0.0048465 | 0 | 0 | 1152.8022 | 0 | 1152.7954 | 0.002287
| 939.5239 | 0.020743 | 802.1802 | 2.3915 | 802.1802 | 7.1672 | 802.3823 | 5.6767 | 939.1224 | 0 | 802.1802 | 1.9726 | 943.4988 | 0.0038666 | 939.5239 | 10.2399 | 802.1802 | 0 | 1020.239 | 0.3232 |  |  | 1196.443 | 0.017004 | 1238.4126 | 0.14461 | 1496.968 | 0.0047801 | 0 | 0 | 1152.8673 | 0 | 1152.8605 | 0.002287
| 939.6921 | 0.029011 | 802.418 | 2.316 | 802.418 | 7.2463 | 802.62 | 5.7204 | 939.2913 | 0.0018278 | 802.418 | 2.0095 | 943.6694 | 0.0024977 | 939.6921 | 10.2463 | 802.418 | 0.0090425 | 1020.3426 | 0.32381 |  |  | 1196.881 | 0.017371 | 1238.4877 | 0.14395 | 1497.2424 | 0.0047204 | 0 | 0 | 1152.9325 | 0 | 1152.9257 | 0.0022957
| 939.8603 | 0.032101 | 802.6557 | 2.2336 | 802.6557 | 7.252 | 802.8577 | 5.8114 | 939.4602 | 0 | 802.6557 | 1.9943 | 943.8399 | 0.0034048 | 939.8603 | 10.2614 | 802.6557 | 0 | 1020.4462 | 0.32459 |  |  | 1197.32 | 0.016623 | 1238.5629 | 0.14329 | 1497.5171 | 0.0046683 | 0 | 0 | 1152.9976 | 0 | 1152.9907 | 0.0023076
| 940.0284 | 0.029763 | 802.8935 | 2.1862 | 802.8935 | 7.4076 | 803.0953 | 5.8411 | 939.6291 | 0.0013058 | 802.8935 | 2.0548 | 944.0105 | 0.0024198 | 940.0284 | 10.2695 | 802.8935 | 0.0036195 | 1020.5497 | 0.32539 |  |  | 1197.759 | 0.016911 | 1238.6379 | 0.14263 | 1497.7917 | 0.0046269 | 0 | 0 | 1153.0627 | 0 | 1153.0559 | 0.0023203
| 940.1966 | 0.026187 | 803.1313 | 2.0768 | 803.1313 | 7.512 | 803.3331 | 5.9176 | 939.798 | 0 | 803.1313 | 2.0623 | 944.1811 | 0.0033522 | 940.1966 | 10.2927 | 803.1313 | 0 | 1020.6534 | 0.32574 |  |  | 1198.198 | 0.016609 | 1238.7131 | 0.14197 | 1498.0665 | 0.0046001 | 0 | 0 | 1153.1278 | 0 | 1153.121 | 0.0023291
| 940.3648 | 0.024974 | 803.3691 | 2.0474 | 803.3691 | 7.599 | 803.5708 | 5.951 | 939.9669 | 0.0018278 | 803.3691 | 2.1347 | 944.3516 | 0.0024779 | 940.3648 | 10.3092 | 803.3691 | 0 | 1020.7571 | 0.3262 |  |  | 1198.638 | 0.015533 | 1238.7883 | 0.14131 | 1498.3414 | 0.0045919 | 0 | 0 | 1153.193 | 0 | 1153.1862 | 0.0023299
| 940.533 | 0.034072 | 803.6069 | 1.9331 | 803.6069 | 7.6711 | 803.8085 | 6.0452 | 940.1358 | 0 | 803.6069 | 2.1247 | 944.5222 | 0.0034739 | 940.533 | 10.3354 | 803.6069 | 0 | 1020.8608 | 0.32697 |  |  | 1199.078 | 0.016829 | 1238.8634 | 0.14066 | 1498.6165 | 0.0046055 | 0 | 0 | 1153.2582 | 0 | 1153.2513 | 0.0023211
| 940.7012 | 0.019153 | 803.8447 | 1.9141 | 803.8447 | 7.6624 | 804.0463 | 6.0757 | 940.3047 | 0.0013058 | 803.8447 | 2.2066 | 944.6928 | 0.0021719 | 940.7012 | 10.3491 | 803.8447 | 0 | 1020.9645 | 0.32758 |  |  | 1199.519 | 0.016372 | 1238.9386 | 0.14 | 1498.8916 | 0.0046431 | 0 | 0 | 1153.3234 | 0 | 1153.3165 | 0.0023005
| 940.8693 | 0.030036 | 804.0825 | 1.7931 | 804.0825 | 7.69 | 804.284 | 6.1581 | 940.4736 | 0 | 804.0825 | 2.1711 | 944.8634 | 0.002977 | 940.8693 | 10.3659 | 804.0825 | 0.0090425 | 1021.0682 | 0.32829 |  |  | 1199.959 | 0.015996 | 1239.0138 | 0.13936 | 1499.1667 | 0.0047038 | 0 | 0 | 1153.3884 | 0 | 1153.3816 | 0.0022703
| 941.0375 | 0.037837 | 804.3204 | 1.7738 | 804.3204 | 7.8037 | 804.5218 | 6.1994 | 940.6425 | 0.0023501 | 804.3204 | 2.2538 | 945.034 | 0.0022575 | 941.0375 | 10.3753 | 804.3204 | 0.0090425 | 1021.1719 | 0.32878 |  |  | 1200.4 | 0.016176 | 1239.089 | 0.13871 | 1499.4421 | 0.004783 | 0 | 0 | 1153.4536 | 0 | 1153.4468 | 0.002233
| 941.2057 | 0.034635 | 804.5582 | 1.6637 | 804.5582 | 7.8776 | 804.7595 | 6.2646 | 940.8114 | 0 | 804.5582 | 2.2751 | 945.2046 | 0.0038008 | 941.2057 | 10.3805 | 804.5582 | 0 | 1021.2758 | 0.32894 |  |  | 1200.842 | 0.015642 | 1239.1642 | 0.13807 | 1499.7175 | 0.0048707 | 0 | 0 | 1153.5188 | 0 | 1153.512 | 0.0021909
| 941.3739 | 0.031922 | 804.7961 | 1.6448 | 804.7961 | 7.8795 | 804.9973 | 6.2996 | 940.9803 | 0.0013058 | 804.7961 | 2.3186 | 945.3752 | 0.0029748 | 941.3739 | 10.379 | 804.7961 | 0.0090425 | 1021.3796 | 0.32923 |  |  | 1201.283 | 0.014199 | 1239.2394 | 0.13742 | 1499.993 | 0.0049523 | 0 | 0 | 1153.584 | 0 | 1153.5772 | 0.0021488
| 941.5421 | 0.026469 | 805.0339 | 1.5498 | 805.0339 | 8.0378 | 805.235 | 6.3605 | 941.1492 | 0 | 805.0339 | 2.3116 | 945.5458 | 0.0039291 | 941.5421 | 10.3828 | 805.0339 | 0.0090425 | 1021.4834 | 0.32967 |  |  | 1201.725 | 0.015757 | 1239.3146 | 0.13679 | 1500.2687 | 0.005012 | 0 | 0 | 1153.6492 | 0 | 1153.6423 | 0.0021098
| 941.7103 | 0.026007 | 805.2718 | 1.565 | 805.2718 | 8.0473 | 805.4728 | 6.4413 | 941.3182 | 0.0013058 | 805.2718 | 2.4158 | 945.7164 | 0.0033905 | 941.7103 | 10.3841 | 805.2718 | 0.0090425 | 1021.5872 | 0.32999 |  |  | 1202.168 | 0.014738 | 1239.3899 | 0.13615 | 1500.5443 | 0.0050371 | 0 | 0 | 1153.7145 | 0 | 1153.7076 | 0.0020765
| 941.8785 | 0.031068 | 805.5096 | 1.4536 | 805.5096 | 8.0116 | 805.7106 | 6.5109 | 941.4871 | 0 | 805.5096 | 2.4004 | 945.887 | 0.0035397 | 941.8785 | 10.4005 | 805.5096 | 0 | 1021.6911 | 0.33056 |  |  | 1202.61 | 0.013958 | 1239.4651 | 0.13551 | 1500.8202 | 0.0050227 | 0 | 0 | 1153.7797 | 0 | 1153.7728 | 0.002051
| 942.0467 | 0.024129 | 805.7475 | 1.445 | 805.7475 | 8.1422 | 805.9485 | 6.5273 | 941.656 | 0.0023501 | 805.7475 | 2.468 | 946.0576 | 0.0017616 | 942.0467 | 10.417 | 805.7475 | -0.0036195 | 1021.795 | 0.33148 |  |  | 1203.053 | 0.013522 | 1239.5403 | 0.13488 | 1501.0961 | 0.0049743 | 0 | 0 | 1153.8448 | 0 | 1153.838 | 0.0020336
| 942.2149 | 0.019148 | 805.9854 | 1.3783 | 805.9854 | 8.2398 | 806.1863 | 6.6264 | 941.8249 | 0 | 805.9854 | 2.4422 | 946.2282 | 0.002581 | 942.2149 | 10.4527 | 805.9854 | 0.0072409 | 1021.8989 | 0.33182 |  |  | 1203.497 | 0.013595 | 1239.6156 | 0.13425 | 1501.3721 | 0.0049076 | 0 | 0 | 1153.91 | 0 | 1153.9032 | 0.0020248
| 942.3831 | 0.028918 | 806.2233 | 1.3626 | 806.2233 | 8.2086 | 806.4241 | 6.6809 | 941.9939 | 0.0018278 | 806.2233 | 2.5289 | 946.3988 | 0.0016234 | 942.3831 | 10.4812 | 806.2233 | 0.0090425 | 1022.0028 | 0.33211 |  |  | 1203.94 | 0.013514 | 1239.6908 | 0.13363 | 1501.6482 | 0.0048442 | 0 | 0 | 1153.9753 | 0 | 1153.9685 | 0.0020248
| 942.5513 | 0.031819 | 806.4612 | 1.2812 | 806.4612 | 8.3065 | 806.6619 | 6.7645 | 942.1628 | 0 | 806.4612 | 2.4816 | 946.5694 | 0.001664 | 942.5513 | 10.5202 | 806.4612 | 0 | 1022.1068 | 0.33312 |  |  | 1204.384 | 0.014502 | 1239.7661 | 0.133 | 1501.9244 | 0.0048053 | 0 | 0 | 1154.0405 | 0 | 1154.0337 | 0.0020312
| 942.7195 | 0.025538 | 806.6991 | 1.2675 | 806.6991 | 8.3731 | 806.8998 | 6.7954 | 942.3317 | 0.0013058 | 806.6991 | 2.5893 | 946.74 | 0.00080952 | 942.7195 | 10.5483 | 806.6991 | 0.0036213 | 1022.2107 | 0.334 |  |  | 1204.828 | 0.013638 | 1239.8414 | 0.13238 | 1502.2008 | 0.0048058 | 0 | 0 | 1154.1058 | 0 | 1154.099 | 0.0020447
| 942.8877 | 0.026375 | 806.937 | 1.2073 | 806.937 | 8.3979 | 807.1376 | 6.9131 | 942.5007 | 0 | 806.937 | 2.5967 | 946.9106 | 0.0018253 | 942.8877 | 10.5833 | 806.937 | 0.0072445 | 1022.3147 | 0.33492 |  |  | 1205.273 | 0.012766 | 1239.9168 | 0.13176 | 1502.4772 | 0.00485 | 0 | 0 | 1154.171 | 0 | 1154.1642 | 0.0020638
| 943.0559 | 0.033612 | 807.1749 | 1.211 | 807.1749 | 8.5178 | 807.3755 | 6.9194 | 942.6696 | 0.0013058 | 807.1749 | 2.7084 | 947.0813 | 0.0007557 | 943.0559 | 10.6132 | 807.1749 | 0.0036232 | 1022.4187 | 0.33612 |  |  | 1205.718 | 0.012325 | 1239.9921 | 0.13114 | 1502.7538 | 0.0049304 | 0 | 0 | 1154.2363 | 0 | 1154.2295 | 0.0020868
| 943.2241 | 0.020743 | 807.4129 | 1.1052 | 807.4129 | 8.4835 | 807.6133 | 7.0044 | 942.8385 | 0 | 807.4129 | 2.6958 | 947.2519 | 0.0020479 | 943.2241 | 10.6438 | 807.4129 | 0 | 1022.5228 | 0.33668 |  |  | 1206.163 | 0.012837 | 1240.0673 | 0.13053 | 1503.0304 | 0.0050311 | 0 | 0 | 1154.3016 | 0 | 1154.2948 | 0.0021146
| 943.3923 | 0.035114 | 807.6508 | 1.1014 | 807.6508 | 8.6347 | 807.8512 | 7.0712 | 943.0075 | 0.0018278 | 807.6508 | 2.7397 | 947.4225 | 0.0016624 | 943.3923 | 10.6615 | 807.6508 | 0 | 1022.6268 | 0.33658 |  |  | 1206.609 | 0.012057 | 1240.1426 | 0.12992 | 1503.3071 | 0.0051332 | 0 | 0 | 1154.3668 | 0 | 1154.36 | 0.0021464
| 943.5605 | 0.037826 | 807.8888 | 1.044 | 807.8888 | 8.5555 | 808.0891 | 7.1263 | 943.1764 | 0 | 807.8888 | 2.7209 | 947.5931 | 0.0026134 | 943.5605 | 10.6789 | 807.8888 | 0 | 1022.7309 | 0.33663 |  |  | 1207.055 | 0.012104 | 1240.218 | 0.12931 | 1503.5839 | 0.0052205 | 0 | 0 | 1154.4321 | 0 | 1154.4253 | 0.0021821
| 943.7287 | 0.020749 | 808.1267 | 1.0319 | 808.1267 | 8.5799 | 808.327 | 7.168 | 943.3454 | 0.0013058 | 808.1267 | 2.8441 | 947.7638 | 0.0015647 | 943.7287 | 10.685 | 808.1267 | 0.0090425 | 1022.835 | 0.33743 |  |  | 1207.501 | 0.012216 | 1240.2933 | 0.1287 | 1503.8608 | 0.0052834 | 0 | 0 | 1154.4974 | 0 | 1154.4906 | 0.0022226
| 943.8969 | 0.023559 | 808.3647 | 0.96423 | 808.3647 | 8.6783 | 808.5649 | 7.3066 | 943.5143 | 0 | 808.3647 | 2.7767 | 947.9344 | 0.0022822 | 943.8969 | 10.6924 | 808.3647 | 0.0054338 | 1022.9391 | 0.33888 |  |  | 1207.948 | 0.010945 | 1240.3686 | 0.1281 | 1504.1379 | 0.0053197 | 0 | 0 | 1154.5627 | 0 | 1154.5559 | 0.0022679
| 944.0652 | 0.029856 | 808.6027 | 0.96739 | 808.6027 | 8.6833 | 808.8028 | 7.3085 | 943.6833 | 0.0018278 | 808.6027 | 2.8699 | 948.1051 | 0.00089569 | 944.0652 | 10.6902 | 808.6027 | 0.0036232 | 1023.0433 | 0.33971 |  |  | 1208.395 | 0.011862 | 1240.444 | 0.1275 | 1504.415 | 0.005333 | 0 | 0 | 1154.6281 | 0 | 1154.6212 | 0.0023195
| 944.2334 | 0.031256 | 808.8406 | 0.90339 | 808.8406 | 8.7505 | 809.0407 | 7.4332 | 943.8523 | 0 | 808.8406 | 2.8916 | 948.2757 | 0.0019218 | 944.2334 | 10.6938 | 808.8406 | 0 | 1023.1474 | 0.34004 |  |  | 1208.842 | 0.010265 | 1240.5194 | 0.1269 | 1504.6923 | 0.00533 | 0 | 0 | 1154.6934 | 0 | 1154.6865 | 0.0023767
| 944.4016 | 0.015773 | 809.0786 | 0.90884 | 809.0786 | 8.7165 | 809.2787 | 7.4682 | 944.0212 | 0.0028725 | 809.0786 | 3.0319 | 948.4463 | 0.0014973 | 944.4016 | 10.692 | 809.0786 | 0.0018107 | 1023.2516 | 0.34063 |  |  | 1209.29 | 0.010386 | 1240.5947 | 0.1263 | 1504.9696 | 0.0053182 | 0 | 0 | 1154.7587 | 0 | 1154.7518 | 0.0024395
| 944.5698 | 0.025812 | 809.3166 | 0.83184 | 809.3166 | 8.7898 | 809.5166 | 7.5392 | 944.1902 | 0 | 809.3166 | 2.9411 | 948.617 | 0.0023726 | 944.5698 | 10.6991 | 809.3166 | 0.0054302 | 1023.3558 | 0.34101 |  |  | 1209.738 | 0.010388 | 1240.6702 | 0.12571 | 1505.2471 | 0.0053048 | 0 | 0 | 1154.824 | 0 | 1154.8171 | 0.0025062
| 944.738 | 0.0338 | 809.5546 | 0.87015 | 809.5546 | 8.8142 | 809.7545 | 7.6137 | 944.3591 | 0.0023501 | 809.5546 | 3.0874 | 948.7876 | 0.0015332 | 944.738 | 10.7149 | 809.5546 | 0 | 1023.46 | 0.34164 |  |  | 1210.186 | 0.010639 | 1240.7455 | 0.12512 | 1505.5247 | 0.0052963 | 0 | 0 | 1154.8894 | 0 | 1154.8826 | 0.0025753
| 944.9062 | 0.022057 | 809.7926 | 0.80464 | 809.7926 | 8.8334 | 809.9925 | 7.7344 | 944.5281 | 0 | 809.7926 | 3.0218 | 948.9583 | 0.0018084 | 944.9062 | 10.7509 | 809.7926 | 0 | 1023.5643 | 0.34278 |  |  | 1210.634 | 0.010531 | 1240.8209 | 0.12453 | 1505.8022 | 0.0052976 | 0 | 0 | 1154.9547 | 0 | 1154.9479 | 0.0026436
| 945.0745 | 0.02826 | 810.0307 | 0.79972 | 810.0307 | 8.8241 | 810.2305 | 7.7317 | 944.6971 | 0.0013058 | 810.0307 | 3.1507 | 949.1289 | 0.00053272 | 945.0745 | 10.7828 | 810.0307 | 0 | 1023.6685 | 0.34401 |  |  | 1211.083 | 0.010179 | 1240.8964 | 0.12394 | 1506.08 | 0.0053117 | 0 | 0 | 1155.02 | 0 | 1155.0132 | 0.0027064
| 945.2427 | 0.03257 | 810.2687 | 0.74796 | 810.2687 | 8.8388 | 810.4684 | 7.8293 | 944.8661 | 0 | 810.2687 | 3.1247 | 949.2996 | 0.0013708 | 945.2427 | 10.8196 | 810.2687 | 0 | 1023.7728 | 0.34482 |  |  | 1211.532 | 0.010551 | 1240.9718 | 0.12336 | 1506.3579 | 0.0053384 | 0 | 0 | 1155.0855 | 0 | 1155.0786 | 0.002762
| 945.4109 | 0.02488 | 810.5067 | 0.7593 | 810.5067 | 8.8033 | 810.7064 | 7.8793 | 945.035 | 0.0013058 | 810.5067 | 3.2517 | 949.4703 | 0.00052504 | 945.4109 | 10.8424 | 810.5067 | 0 | 1023.877 | 0.34513 |  |  | 1211.982 | 0.0095066 | 1241.0472 | 0.12278 | 1506.6359 | 0.0053746 | 0 | 0 | 1155.1508 | 0 | 1155.1439 | 0.0028057
| 945.5791 | 0.032382 | 810.7448 | 0.70574 | 810.7448 | 8.874 | 810.9444 | 7.9974 | 945.204 | 0 | 810.7448 | 3.2359 | 949.6409 | 0.0010541 | 945.5791 | 10.8672 | 810.7448 | 0.0036213 | 1023.9814 | 0.3458 |  |  | 1212.432 | 0.0099815 | 1241.1227 | 0.12221 | 1506.9138 | 0.0054155 | 0 | 0 | 1155.2162 | 0 | 1155.2094 | 0.0028359
| 945.7474 | 0.026946 | 810.9828 | 0.72364 | 810.9828 | 8.8575 | 811.1824 | 8.0286 | 945.373 | 0.0018278 | 810.9828 | 3.3389 | 949.8116 | 0.00075029 | 945.7474 | 10.8713 | 810.9828 | 0.0072445 | 1024.0857 | 0.34676 |  |  | 1212.882 | 0.0096155 | 1241.1981 | 0.12163 | 1507.192 | 0.0054562 | 0 | 0 | 1155.2815 | 0 | 1155.2747 | 0.0028502
| 945.9156 | 0.020368 | 811.2209 | 0.65999 | 811.2209 | 8.9339 | 811.4204 | 8.1314 | 945.542 | 0 | 811.2209 | 3.3063 | 949.9823 | 0.0016827 | 945.9156 | 10.8763 | 811.2209 | 0 | 1024.1901 | 0.34768 |  |  | 1213.333 | 0.0097591 | 1241.2736 | 0.12106 | 1507.4703 | 0.0054934 | 0 | 0 | 1155.3469 | 0 | 1155.3401 | 0.002847
| 946.0838 | 0.027979 | 811.4589 | 0.64918 | 811.4589 | 8.8631 | 811.6584 | 8.189 | 945.711 | 0.0023501 | 811.4589 | 3.4395 | 950.1529 | 0.00033127 | 946.0838 | 10.8633 | 811.4589 | 0.0018107 | 1024.2944 | 0.34828 |  |  | 1213.784 | 0.0088068 | 1241.349 | 0.12049 | 1507.7487 | 0.0055246 | 0 | 0 | 1155.4124 | 0 | 1155.4055 | 0.0028279
| 946.2521 | 0.022245 | 811.697 | 0.60433 | 811.697 | 8.9152 | 811.8964 | 8.3001 | 945.88 | 0 | 811.697 | 3.4189 | 950.3236 | 0.00098722 | 946.2521 | 10.8548 | 811.697 | 0.0036232 | 1024.3989 | 0.34867 |  |  | 1214.235 | 0.0097683 | 1241.4244 | 0.11992 | 1508.0271 | 0.0055463 | 0 | 0 | 1155.4777 | 0 | 1155.4708 | 0.002793
| 946.4203 | 0.026289 | 811.9351 | 0.61809 | 811.9351 | 8.8958 | 812.1345 | 8.3041 | 946.049 | 0.0013058 | 811.9351 | 3.5271 | 950.4943 | 0.00041966 | 946.4203 | 10.8314 | 811.9351 | 0 | 1024.5033 | 0.34966 |  |  | 1214.687 | 0.0083809 | 1241.5 | 0.11936 | 1508.3057 | 0.0055529 | 0 | 0 | 1155.5431 | 0 | 1155.5363 | 0.0027461
| 946.5885 | 0.026281 | 812.1732 | 0.56726 | 812.1732 | 8.9165 | 812.3725 | 8.4022 | 946.218 | 0 | 812.1732 | 3.5392 | 950.665 | 0.0019213 | 946.5885 | 10.8186 | 812.1732 | 0 | 1024.6078 | 0.35063 |  |  | 1215.139 | 0.0085174 | 1241.5754 | 0.1188 | 1508.5844 | 0.0055364 | 0 | 0 | 1155.6085 | 0 | 1155.6017 | 0.0026913
| 946.7568 | 0.025162 | 812.4113 | 0.59542 | 812.4113 | 8.9161 | 812.6105 | 8.463 | 946.387 | 0.0018278 | 812.4113 | 3.6249 | 950.8357 | 0.00084745 | 946.7568 | 10.8019 | 812.4113 | 0 | 1024.7123 | 0.35094 |  |  | 1215.591 | 0.0087212 | 1241.651 | 0.11824 | 1508.8632 | 0.0054892 | 0 | 0 | 1155.674 | 0 | 1155.6671 | 0.0026317
| 946.925 | 0.025155 | 812.6494 | 0.52915 | 812.6494 | 8.8441 | 812.8486 | 8.5496 | 946.556 | 0 | 812.6494 | 3.6423 | 951.0063 | 0.0016416 | 946.925 | 10.8001 | 812.6494 | 0 | 1024.8168 | 0.35101 |  |  | 1216.044 | 0.0078473 | 1241.7264 | 0.11768 | 1509.1421 | 0.0054084 | 0 | 0 | 1155.7394 | 0 | 1155.7325 | 0.0025721
| 947.0932 | 0.024599 | 812.8875 | 0.55929 | 812.8875 | 8.8499 | 813.0867 | 8.5713 | 946.725 | 0.0018278 | 812.8875 | 3.7414 | 951.177 | 0.0010877 | 947.0932 | 10.7888 | 812.8875 | 0.0018125 | 1024.9213 | 0.35176 |  |  | 1216.496 | 0.0085311 | 1241.802 | 0.11713 | 1509.421 | 0.0052986 | 0 | 0 | 1155.8048 | 0 | 1155.798 | 0.0025142
| 947.2615 | 0.025249 | 813.1256 | 0.49737 | 813.1256 | 8.8966 | 813.3247 | 8.6735 | 946.894 | 0 | 813.1256 | 3.704 | 951.3477 | 0.0018242 | 947.2615 | 10.7843 | 813.1256 | 0 | 1025.0259 | 0.35291 |  |  | 1216.95 | 0.0081336 | 1241.8776 | 0.11658 | 1509.7001 | 0.0051724 | 0 | 0 | 1155.8702 | 0 | 1155.8634 | 0.0024601
| 947.4297 | 0.029293 | 813.3638 | 0.52133 | 813.3638 | 8.8859 | 813.5628 | 8.7422 | 947.063 | 0.0018278 | 813.3638 | 3.8263 | 951.5184 | 0.00042012 | 947.4297 | 10.7701 | 813.3638 | 0 | 1025.1304 | 0.35355 |  |  | 1217.403 | 0.0072515 | 1241.953 | 0.11604 | 1509.9794 | 0.0050482 | 0 | 0 | 1155.9358 | 0 | 1155.929 | 0.0024101
| 947.598 | 0.030974 | 813.6019 | 0.47314 | 813.6019 | 8.84 | 813.8009 | 8.8264 | 947.232 | 0 | 813.6019 | 3.8219 | 951.6891 | 0.001177 | 947.598 | 10.7702 | 813.6019 | 0.0072445 | 1025.235 | 0.35397 |  |  | 1217.857 | 0.0090335 | 1242.0286 | 0.11549 | 1510.2587 | 0.0049446 | 0 | 0 | 1156.0012 | 0 | 1155.9944 | 0.0023648
| 947.7662 | 0.035584 | 813.84 | 0.48649 | 813.84 | 8.7635 | 814.039 | 8.8604 | 947.401 | 0.0018278 | 813.84 | 3.9663 | 951.8598 | 0.00070202 | 947.7662 | 10.7696 | 813.84 | 0.0090425 | 1025.3396 | 0.35422 |  |  | 1218.312 | 0.0084642 | 1242.1041 | 0.11495 | 1510.538 | 0.0048754 | 0 | 0 | 1156.0666 | 0 | 1156.0598 | 0.0023227
| 947.9345 | 0.031631 | 814.0782 | 0.42839 | 814.0782 | 8.835 | 814.2771 | 8.9769 | 947.57 | 0 | 814.0782 | 3.9146 | 952.0305 | 0.001426 | 947.9345 | 10.7833 | 814.0782 | 0.0054338 | 1025.4442 | 0.35481 |  |  | 1218.766 | 0.0089809 | 1242.1797 | 0.11441 | 1510.8175 | 0.0048455 | 0 | 0 | 1156.1322 | 0 | 1156.1254 | 0.0022854
| 948.1027 | 0.039809 | 814.3164 | 0.45537 | 814.3164 | 8.6898 | 814.5152 | 8.9572 | 947.739 | 0.0018278 | 814.3164 | 3.9947 | 952.2012 | 0.00034662 | 948.1027 | 10.7931 | 814.3164 | 0 | 1025.5488 | 0.35623 |  |  | 1219.221 | 0.0082226 | 1242.2554 | 0.11387 | 1511.0972 | 0.0048502 | 0 | 0 | 1156.1976 | 0 | 1156.1908 | 0.0022512
| 948.271 | 0.032195 | 814.5545 | 0.41588 | 814.5545 | 8.7217 | 814.7534 | 9.0356 | 947.9081 | 0 | 814.5545 | 4.0536 | 952.3719 | 0.0011912 | 948.271 | 10.8092 | 814.5545 | 0.0054338 | 1025.6536 | 0.35717 |  |  | 1219.677 | 0.0081682 | 1242.3309 | 0.11334 | 1511.3768 | 0.0048775 | 0 | 0 | 1156.2632 | 0 | 1156.2564 | 0.002221
| 948.4392 | 0.025162 | 814.7927 | 0.4442 | 814.7927 | 8.6693 | 814.9915 | 9.054 | 948.0771 | 0.0013058 | 814.7927 | 4.1585 | 952.5426 | 0.00033565 | 948.4392 | 10.8163 | 814.7927 | 0.0090425 | 1025.7583 | 0.35733 |  |  | 1220.132 | 0.0079106 | 1242.4065 | 0.11281 | 1511.6566 | 0.0049124 | 0 | 0 | 1156.3286 | 0 | 1156.3218 | 0.0021964
| 948.6075 | 0.024873 | 815.0309 | 0.36901 | 815.0309 | 8.6466 | 815.2296 | 9.1024 | 948.2461 | 0 | 815.0309 | 4.1229 | 952.7134 | 0.00064279 | 948.6075 | 10.8255 | 815.0309 | 0 | 1025.8629 | 0.35839 |  |  | 1220.588 | 0.0068103 | 1242.4821 | 0.11228 | 1511.9365 | 0.0049419 | 0 | 0 | 1156.3942 | 0 | 1156.3873 | 0.0021766
| 948.7757 | 0.033894 | 815.2691 | 0.41519 | 815.2691 | 8.5671 | 815.4678 | 9.1556 | 948.4151 | 0.0018278 | 815.2691 | 4.2569 | 952.8841 | 0.00043547 | 948.7757 | 10.8189 | 815.2691 | 0 | 1025.9677 | 0.36036 |  |  | 1221.045 | 0.0069671 | 1242.5577 | 0.11176 | 1512.2166 | 0.0049586 | 0 | 0 | 1156.4596 | 0 | 1156.4528 | 0.0021623
| 948.944 | 0.025343 | 815.5073 | 0.38222 | 815.5073 | 8.5174 | 815.7059 | 9.2433 | 948.5842 | 0 | 815.5073 | 4.2992 | 953.0548 | 0.00035759 | 948.944 | 10.8237 | 815.5073 | 0.0090425 | 1026.0725 | 0.36182 |  |  | 1221.501 | 0.0070976 | 1242.6333 | 0.11124 | 1512.4967 | 0.0049627 | 0 | 0 | 1156.5251 | 0 | 1156.5183 | 0.0021519
| 949.1122 | 0.02657 | 815.7455 | 0.40185 | 815.7455 | 8.5126 | 815.9441 | 9.2431 | 948.7532 | 0.0018278 | 815.7455 | 4.3821 | 953.2255 | 0.00039598 | 949.1122 | 10.8245 | 815.7455 | 0.0090425 | 1026.1772 | 0.3626 |  |  | 1221.958 | 0.0066941 | 1242.709 | 0.11071 | 1512.777 | 0.0049601 | 0 | 0 | 1156.5907 | 0 | 1156.5839 | 0.0021448
| 949.2805 | 0.034541 | 815.9837 | 0.34367 | 815.9837 | 8.4686 | 816.1823 | 9.3118 | 948.9222 | 0 | 815.9837 | 4.3962 | 953.3962 | 0.00096747 | 949.2805 | 10.8349 | 815.9837 | 0.0072445 | 1026.282 | 0.36312 |  |  | 1222.416 | 0.0063606 | 1242.7847 | 0.1102 | 1513.0573 | 0.0049589 | 0 | 0 | 1156.6562 | 0 | 1156.6494 | 0.0021392
| 949.4487 | 0.028448 | 816.2219 | 0.36432 | 816.2219 | 8.3904 | 816.4204 | 9.3025 | 949.0913 | 0.0018278 | 816.2219 | 4.4918 | 953.567 | 0.00032139 | 949.4487 | 10.8337 | 816.2219 | 0.0090425 | 1026.3868 | 0.36352 |  |  | 1222.873 | 0.0064296 | 1242.8602 | 0.10968 | 1513.3376 | 0.0049654 | 0 | 0 | 1156.7218 | 0 | 1156.715 | 0.0021345
| 949.617 | 0.027126 | 816.4601 | 0.32524 | 816.4601 | 8.3004 | 816.6586 | 9.3568 | 949.2603 | 0 | 816.4601 | 4.5211 | 953.7377 | 0.0015291 | 949.617 | 10.8446 | 816.4601 | 0.0072427 | 1026.4917 | 0.36395 |  |  | 1223.331 | 0.0072955 | 1242.9359 | 0.10917 | 1513.6183 | 0.0049806 | 0 | 0 | 1156.7874 | 0 | 1156.7805 | 0.0021281
| 949.7853 | 0.02488 | 816.6984 | 0.32793 | 816.6984 | 8.2661 | 816.8969 | 9.3609 | 949.4294 | 0.0018278 | 816.6984 | 4.5879 | 953.9084 | 0.0004629 | 949.7853 | 10.8589 | 816.6984 | 0.005432 | 1026.5966 | 0.36456 |  |  | 1223.79 | 0.0063597 | 1243.0116 | 0.10866 | 1513.8989 | 0.0050008 | 0 | 0 | 1156.8529 | 0 | 1156.8461 | 0.0021202
| 949.9535 | 0.018303 | 816.9366 | 0.2997 | 816.9366 | 8.1878 | 817.135 | 9.429 | 949.5984 | 0 | 816.9366 | 4.6316 | 954.0792 | 0.0015697 | 949.9535 | 10.8877 | 816.9366 | 0.0072427 | 1026.7014 | 0.36545 |  |  | 1224.248 | 0.0064958 | 1243.0873 | 0.10815 | 1514.1796 | 0.0050203 | 0 | 0 | 1156.9185 | 0 | 1156.9116 | 0.0021114
| 950.1218 | 0.027979 | 817.1749 | 0.31735 | 817.1749 | 8.0832 | 817.3732 | 9.4023 | 949.7675 | 0.0013058 | 817.1749 | 4.7076 | 954.2499 | 4.607e-05 | 950.1218 | 10.9079 | 817.1749 | 0.0090425 | 1026.8064 | 0.36609 |  |  | 1224.707 | 0.0064385 | 1243.163 | 0.10765 | 1514.4604 | 0.0050351 | 0 | 0 | 1156.984 | 0 | 1156.9772 | 0.0021019
| 950.2901 | 0.02065 | 817.4131 | 0.26885 | 817.4131 | 7.9753 | 817.6115 | 9.432 | 949.9365 | 0 | 817.4131 | 4.7405 | 954.4207 | 0.00090714 | 950.2901 | 10.93 | 817.4131 | 0 | 1026.9113 | 0.36606 |  |  | 1225.167 | 0.006226 | 1243.2387 | 0.10715 | 1514.7415 | 0.0050462 | 0 | 0 | 1157.0496 | 0 | 1157.0427 | 0.0020924
| 950.4583 | 0.027509 | 817.6514 | 0.30753 | 817.6514 | 7.9274 | 817.8497 | 9.4262 | 950.1056 | 0.00078349 | 817.6514 | 4.9127 | 954.5914 | 0.00072506 | 950.4583 | 10.9292 | 817.6514 | 0 | 1027.0162 | 0.36641 |  |  | 1225.627 | 0.0052855 | 1243.3143 | 0.10665 | 1515.0225 | 0.0050591 | 0 | 0 | 1157.1152 | 0 | 1157.1084 | 0.0020852
| 950.6266 | 0.030036 | 817.8897 | 0.27433 | 817.8897 | 7.8348 | 818.088 | 9.4277 | 950.2746 | 0 | 817.8897 | 4.8831 | 954.7621 | 0.0007799 | 950.6266 | 10.928 | 817.8897 | 0 | 1027.1211 | 0.3679 |  |  | 1226.087 | 0.0061457 | 1243.39 | 0.10616 | 1515.3036 | 0.005081 | 0 | 0 | 1157.1808 | 0 | 1157.174 | 0.0020812
| 950.7949 | 0.028167 | 818.128 | 0.29338 | 818.128 | 7.7289 | 818.3262 | 9.4396 | 950.4437 | 0.0018278 | 818.128 | 4.962 | 954.9329 | 0.00051006 | 950.7949 | 10.9105 | 818.128 | 0.0090425 | 1027.2261 | 0.36941 |  |  | 1226.547 | 0.0061681 | 1243.4658 | 0.10566 | 1515.585 | 0.0051163 | 0 | 0 | 1157.2465 | 0 | 1157.2395 | 0.0020812
| 950.9631 | 0.029191 | 818.3663 | 0.24664 | 818.3663 | 7.7329 | 818.5645 | 9.4634 | 950.6127 | 0 | 818.3663 | 4.9983 | 955.1036 | 0.0009236 | 950.9631 | 10.8967 | 818.3663 | 0.0090425 | 1027.3312 | 0.37033 |  |  | 1227.008 | 0.0054933 | 1243.5415 | 0.10517 | 1515.8663 | 0.0051651 | 0 | 0 | 1157.312 | 0 | 1157.3052 | 0.002086
| 951.1314 | 0.024223 | 818.6046 | 0.26984 | 818.6046 | 7.6532 | 818.8027 | 9.4155 | 950.7818 | 0.0018278 | 818.6046 | 5.1214 | 955.2744 | 0.00099929 | 951.1314 | 10.8672 | 818.6046 | 0.0090425 | 1027.4362 | 0.37123 |  |  | 1227.469 | 0.0070082 | 1243.6173 | 0.10468 | 1516.1478 | 0.0052229 | 0 | 0 | 1157.3777 | 0 | 1157.3707 | 0.0020939
| 951.2997 | 0.031725 | 818.8429 | 0.23011 | 818.8429 | 7.5022 | 819.041 | 9.4404 | 950.9509 | 0 | 818.8429 | 5.1272 | 955.4452 | 0.00021609 | 951.2997 | 10.8409 | 818.8429 | 0.0090425 | 1027.5413 | 0.37206 |  |  | 1227.931 | 0.0057781 | 1243.693 | 0.1042 | 1516.4293 | 0.005284 | 0 | 0 | 1157.4432 | 0 | 1157.4364 | 0.0021051
| 951.468 | 0.029293 | 819.0812 | 0.24776 | 819.0812 | 7.3936 | 819.2793 | 9.4159 | 951.12 | 0.0018278 | 819.0812 | 5.2469 | 955.6159 | 0.001936 | 951.468 | 10.8135 | 819.0812 | 0.0090425 | 1027.6462 | 0.37291 |  |  | 1228.392 | 0.0053043 | 1243.7688 | 0.10371 | 1516.7111 | 0.0053448 | 0 | 0 | 1157.5089 | 0 | 1157.5021 | 0.0021162
| 951.6362 | 0.033602 | 819.3195 | 0.2598 | 819.3195 | 7.1855 | 819.5176 | 9.3811 | 951.289 | 0.00069644 | 819.3195 | 5.389 | 955.7867 | 0.00082049 | 951.6362 | 10.7963 | 819.3195 | 0 | 1027.7513 | 0.37359 |  |  | 1228.855 | 0.0051394 | 1243.8446 | 0.10323 | 1516.9928 | 0.0054054 | 0 | 0 | 1157.5746 | 0 | 1157.5676 | 0.0021257
| 951.8045 | 0.023378 | 819.5578 | 0.197 | 819.5578 | 7.1154 | 819.7559 | 9.3988 | 951.4581 | 0 | 819.5578 | 5.3997 | 955.9574 | 0.0016596 | 951.8045 | 10.7845 | 819.5578 | 0.0090425 | 1027.8566 | 0.37398 |  |  | 1229.317 | 0.0056391 | 1243.9203 | 0.10276 | 1517.2748 | 0.0054685 | 0 | 0 | 1157.6401 | 0 | 1157.6333 | 0.0021313
| 951.9728 | 0.030599 | 819.7962 | 0.24487 | 819.7962 | 6.8871 | 819.9942 | 9.3234 | 951.6272 | 0.00069644 | 819.7962 | 5.5324 | 956.1282 | 0.00011627 | 951.9728 | 10.7726 | 819.7962 | 0.005432 | 1027.9617 | 0.37494 |  |  | 1229.78 | 0.0051736 | 1243.9961 | 0.10228 | 1517.5568 | 0.0055369 | 0 | 0 | 1157.7058 | 0 | 1157.699 | 0.0021321
| 952.1411 | 0.021219 | 820.0345 | 0.19838 | 820.0345 | 6.8098 | 820.2325 | 9.317 | 951.7963 | 0.00026116 | 820.0345 | 5.554 | 956.299 | 0.00050999 | 952.1411 | 10.7624 | 820.0345 | 0.0090425 | 1028.0668 | 0.37585 |  |  | 1230.243 | 0.0057141 | 1244.0719 | 0.10181 | 1517.8389 | 0.0056113 | 0 | 0 | 1157.7715 | 0 | 1157.7647 | 0.0021273
| 952.3093 | 0.023653 | 820.2729 | 0.22592 | 820.2729 | 6.667 | 820.4708 | 9.246 | 951.9653 | 0.00017411 | 820.2729 | 5.6316 | 956.4698 | 0.00098181 | 952.3093 | 10.7392 | 820.2729 | 0.0072427 | 1028.172 | 0.37617 |  |  | 1230.707 | 0.0053706 | 1244.1477 | 0.10134 | 1518.1211 | 0.0056885 | 0 | 0 | 1157.8372 | 0 | 1157.8303 | 0.002117
| 952.4776 | 0.025538 | 820.5112 | 0.18847 | 820.5112 | 6.5493 | 820.7092 | 9.2606 | 952.1344 | 0.00026116 | 820.5112 | 5.6848 | 956.6405 | 0.0003981 | 952.4776 | 10.7176 | 820.5112 | 0.0090425 | 1028.2772 | 0.37662 |  |  | 1231.171 | 0.0048 | 1244.2235 | 0.10087 | 1518.4033 | 0.0057627 | 0 | 0 | 1157.9028 | 0 | 1157.896 | 0.0021043
| 952.6459 | 0.031162 | 820.7496 | 0.21152 | 820.7496 | 6.4143 | 820.9475 | 9.1835 | 952.3035 | 0.00069644 | 820.7496 | 5.813 | 956.8113 | 0.0013131 | 952.6459 | 10.6861 | 820.7496 | 0 | 1028.3824 | 0.37742 |  |  | 1231.635 | 0.004424 | 1244.2993 | 0.1004 | 1518.6858 | 0.0058264 | 0 | 0 | 1157.9685 | 0 | 1157.9617 | 0.0020884
| 952.8142 | 0.029199 | 820.988 | 0.16835 | 820.988 | 6.3397 | 821.1859 | 9.2018 | 952.4726 | 0.00078349 | 820.988 | 5.8801 | 956.9821 | 0.00025331 | 952.8142 | 10.6646 | 820.988 | 0.0090425 | 1028.4877 | 0.37887 |  |  | 1232.1 | 0.0052378 | 1244.3752 | 0.099938 | 1518.9683 | 0.0058718 | 0 | 0 | 1158.0342 | 0 | 1158.0273 | 0.0020709
| 952.9825 | 0.033415 | 821.2264 | 0.20015 | 821.2264 | 6.1313 | 821.4242 | 9.0865 | 952.6417 | 0.00017411 | 821.2264 | 5.9566 | 957.1529 | 0.00017221 | 952.9825 | 10.6394 | 821.2264 | 0.0090425 | 1028.5931 | 0.37999 |  |  | 1232.565 | 0.005467 | 1244.451 | 0.099477 | 1519.251 | 0.0058913 | 0 | 0 | 1158.1 | 0 | 1158.093 | 0.0020526
| 953.1508 | 0.01981 | 821.4647 | 0.15512 | 821.4647 | 6.0488 | 821.6626 | 9.0546 | 952.8108 | 0.00078349 | 821.4647 | 5.9516 | 957.3237 | 0.00067241 | 953.1508 | 10.625 | 821.4647 | 0 | 1028.6982 | 0.38024 |  |  | 1233.03 | 0.0049276 | 1244.5269 | 0.099016 | 1519.5337 | 0.0058789 | 0 | 0 | 1158.1656 | 0 | 1158.1588 | 0.0020344
| 953.3191 | 0.025906 | 821.7031 | 0.18619 | 821.7031 | 5.8506 | 821.9009 | 8.9391 | 952.9799 | 0 | 821.7031 | 6.1015 | 957.4945 | 0.00046509 | 953.3191 | 10.6119 | 821.7032 | 0.0054338 | 1028.8036 | 0.38082 |  |  | 1233.496 | 0.00504 | 1244.6028 | 0.098561 | 1519.8165 | 0.0058314 | 0 | 0 | 1158.2313 | 0 | 1158.2245 | 0.0020153
| 953.4874 | 0.013426 | 821.9416 | 0.14135 | 821.9416 | 5.6881 | 822.1393 | 8.8408 | 953.149 | 0.00026116 | 821.9416 | 6.146 | 957.6652 | 0.00055941 | 953.4874 | 10.6112 | 821.9416 | 0.0090425 | 1028.9089 | 0.38183 |  |  | 1233.962 | 0.0051585 | 1244.6786 | 0.098105 | 1520.0995 | 0.0057505 | 0 | 0 | 1158.2971 | 0 | 1158.2902 | 0.0019962
| 953.6556 | 0.026844 | 822.18 | 0.18375 | 822.18 | 5.5442 | 822.3777 | 8.7796 | 953.3181 | 0.0012188 | 822.18 | 6.2615 | 957.836 | 0.00038832 | 953.6556 | 10.598 | 822.18 | 0.0036213 | 1029.0143 | 0.38291 |  |  | 1234.428 | 0.0048524 | 1244.7545 | 0.097654 | 1520.3824 | 0.005644 | 0 | 0 | 1158.3628 | 0 | 1158.356 | 0.001978
| 953.8239 | 0.029763 | 822.4184 | 0.14771 | 822.4184 | 5.4954 | 822.6161 | 8.6993 | 953.4872 | 0.00078349 | 822.4184 | 6.3028 | 958.0068 | 0.00098062 | 953.8239 | 10.5867 | 822.4184 | 0.0090425 | 1029.1196 | 0.38371 |  |  | 1234.895 | 0.0045286 | 1244.8304 | 0.097203 | 1520.6656 | 0.0055258 | 0 | 0 | 1158.4286 | 0 | 1158.4216 | 0.0019613
| 953.9922 | 0.027783 | 822.6568 | 0.17405 | 822.6568 | 5.3167 | 822.8546 | 8.5828 | 953.6563 | 0 | 822.6568 | 6.379 | 958.1776 | 0.00010309 | 953.9922 | 10.5636 | 822.6568 | 0.0072445 | 1029.2251 | 0.3839 |  |  | 1235.362 | 0.0043575 | 1244.9062 | 0.096753 | 1520.949 | 0.005412 | 0 | 0 | 1158.4943 | 0 | 1158.4874 | 0.001947
| 954.1605 | 0.027415 | 822.8953 | 0.13883 | 822.8953 | 5.2035 | 823.093 | 8.5455 | 953.8254 | 0.00026116 | 822.8953 | 6.4957 | 958.3484 | 0.00068336 | 954.1605 | 10.5491 | 822.8953 | 0.0072445 | 1029.3304 | 0.38451 |  |  | 1235.829 | 0.0048229 | 1244.9822 | 0.096307 | 1521.2323 | 0.0053164 | 0 | 0 | 1158.5601 | 0 | 1158.5532 | 0.0019367
| 954.3288 | 0.02675 | 823.1337 | 0.17399 | 823.1337 | 5.0704 | 823.3314 | 8.3936 | 953.9945 | 0.00017411 | 823.1337 | 6.602 | 958.5193 | 0.00016234 | 954.3288 | 10.5209 | 823.1337 | 0.0090425 | 1029.4359 | 0.38585 |  |  | 1236.297 | 0.0033628 | 1245.0581 | 0.095867 | 1521.5157 | 0.0052469 | 0 | 0 | 1158.6258 | 0 | 1158.6189 | 0.0019327
| 954.4971 | 0.023566 | 823.3722 | 0.13486 | 823.3722 | 4.9318 | 823.5698 | 8.3017 | 954.1637 | 0.00078349 | 823.3722 | 6.5791 | 958.6901 | 0.00068008 | 954.4971 | 10.4944 | 823.3722 | 0 | 1029.5414 | 0.38688 |  |  | 1236.765 | 0.004554 | 1245.134 | 0.095421 | 1521.7993 | 0.0052038 | 0 | 0 | 1158.6915 | 0 | 1158.6847 | 0.0019343
| 954.6654 | 0.038765 | 823.6106 | 0.16092 | 823.6106 | 4.8524 | 823.8083 | 8.1996 | 954.3328 | 0 | 823.6106 | 6.7715 | 958.8609 | 0.0011627 | 954.6654 | 10.4621 | 823.6106 | 0.0090425 | 1029.6469 | 0.38755 |  |  | 1237.234 | 0.0044559 | 1245.21 | 0.094981 | 1522.083 | 0.0051823 | 0 | 0 | 1158.7573 | 0 | 1158.7505 | 0.001943
| 954.8337 | 0.019435 | 823.8491 | 0.11683 | 823.8491 | 4.6703 | 824.0468 | 8.1012 | 954.5019 | 0.00026116 | 823.8491 | 6.841 | 959.0317 | 0.00045631 | 954.8337 | 10.4385 | 823.8491 | 0.0090425 | 1029.7524 | 0.38817 |  |  | 1237.703 | 0.0046071 | 1245.2859 | 0.094545 | 1522.3668 | 0.0051761 | 0 | 0 | 1158.8231 | 0 | 1158.8163 | 0.0019581
| 955.002 | 0.03135 | 824.0876 | 0.16345 | 824.0876 | 4.467 | 824.2852 | 7.9994 | 954.671 | 0.00017411 | 824.0876 | 6.9683 | 959.2025 | 0.0011353 | 955.002 | 10.4109 | 824.0876 | 0 | 1029.8579 | 0.38875 |  |  | 1238.172 | 0.0040532 | 1245.3619 | 0.09411 | 1522.6508 | 0.0051799 | 0 | 0 | 1158.8889 | 0 | 1158.8821 | 0.0019796
| 955.1703 | 0.024035 | 824.326 | 0.11976 | 824.326 | 4.3561 | 824.5237 | 7.836 | 954.8401 | 0.00078349 | 824.326 | 6.9633 | 959.3733 | 0.00043218 | 955.1703 | 10.3843 | 824.326 | 0.0090425 | 1029.9635 | 0.38993 |  |  | 1238.642 | 0.0037079 | 1245.4379 | 0.093675 | 1522.9347 | 0.00519 | 0 | 0 | 1158.9547 | 0 | 1158.9479 | 0.0020058
| 955.3386 | 0.031068 | 824.5645 | 0.14307 | 824.5645 | 4.2097 | 824.7621 | 7.6633 | 955.0093 | 0 | 824.5645 | 7.0832 | 959.5441 | 0.00041134 | 955.3386 | 10.3449 | 824.5645 | 0.0018107 | 1030.0691 | 0.39173 |  |  | 1239.112 | 0.0048257 | 1245.5138 | 0.093244 | 1523.2189 | 0.0052026 | 0 | 0 | 1159.0205 | 0 | 1159.0137 | 0.0020344
| 955.5069 | 0.023378 | 824.803 | 0.1047 | 824.803 | 4.1435 | 825.0006 | 7.5737 | 955.1784 | 0.00026116 | 824.803 | 7.1276 | 959.715 | 0.0014249 | 955.5069 | 10.3121 | 824.803 | 0.0090425 | 1030.1747 | 0.39313 |  |  | 1239.582 | 0.0046777 | 1245.5898 | 0.092814 | 1523.5031 | 0.0052118 | 0 | 0 | 1159.0863 | 0 | 1159.0795 | 0.0020638
| 955.6752 | 0.025436 | 825.0415 | 0.13935 | 825.0415 | 3.9567 | 825.2391 | 7.4373 | 955.3475 | 0.00017411 | 825.0415 | 7.3138 | 959.8858 | 0.00065047 | 955.6752 | 10.2785 | 825.0415 | 0.0090425 | 1030.2803 | 0.3935 |  |  | 1240.052 | 0.0043179 | 1245.6658 | 0.092389 | 1523.7874 | 0.0052094 | 0 | 0 | 1159.1521 | 0 | 1159.1453 | 0.0020924
| 955.8436 | 0.019247 | 825.2801 | 0.098855 | 825.2801 | 3.834 | 825.4776 | 7.3044 | 955.5167 | 0.00078349 | 825.2801 | 7.2996 | 960.0566 | 0.0010574 | 955.8436 | 10.2587 | 825.28 | 0.0090425 | 1030.3859 | 0.39382 |  |  | 1240.524 | 0.0042369 | 1245.7418 | 0.091964 | 1524.0718 | 0.005187 | 0 | 0 | 1159.218 | 0 | 1159.2111 | 0.0021209
| 956.0119 | 0.033602 | 825.5186 | 0.12626 | 825.5186 | 3.716 | 825.7161 | 7.1821 | 955.6858 | 0 | 825.5186 | 7.5156 | 960.2275 | 0.00068667 | 956.0119 | 10.2448 | 825.5186 | 0.0090425 | 1030.4915 | 0.39503 |  |  | 1240.995 | 0.0045077 | 1245.8179 | 0.091539 | 1524.3563 | 0.0051397 | 0 | 0 | 1159.2838 | 0 | 1159.277 | 0.002148
| 956.1802 | 0.023942 | 825.7571 | 0.08509 | 825.7571 | 3.626 | 825.9547 | 7.0743 | 955.855 | 0.00026116 | 825.7571 | 7.5437 | 960.3983 | 0.0003554 | 956.1802 | 10.2403 | 825.7571 | 0.0090425 | 1030.5972 | 0.39561 |  |  | 1241.467 | 0.0041685 | 1245.8938 | 0.091114 | 1524.641 | 0.0050695 | 0 | 0 | 1159.3496 | 0 | 1159.3428 | 0.0021742
| 956.3485 | 0.029848 | 825.9956 | 0.13203 | 825.9956 | 3.5209 | 826.1932 | 6.9134 | 956.0241 | 0.00017411 | 825.9956 | 7.7244 | 960.5691 | 0.00071712 | 956.3485 | 10.2384 | 825.9956 | 0 | 1030.7029 | 0.39574 |  |  | 1241.939 | 0.0039655 | 1245.9698 | 0.090694 | 1524.9257 | 0.0049853 | 0 | 0 | 1159.4155 | 0 | 1159.4087 | 0.0022012
| 956.5168 | 0.025538 | 826.2342 | 0.079772 | 826.2342 | 3.4297 | 826.4317 | 6.8134 | 956.1933 | 0 | 826.2342 | 7.7143 | 960.74 | 4.8527e-05 | 956.5168 | 10.2324 | 826.2342 | 0.0054338 | 1030.8086 | 0.3976 |  |  | 1242.411 | 0.004524 | 1246.0459 | 0.090279 | 1525.2106 | 0.0049012 | 0 | 0 | 1159.4813 | 0 | 1159.4745 | 0.002229
| 956.6851 | 0.028158 | 826.4727 | 0.11861 | 826.4727 | 3.3027 | 826.6703 | 6.6537 | 956.3624 | 0 | 826.4727 | 7.9142 | 960.9108 | 0.00044289 | 956.6851 | 10.203 | 826.4727 | 0.0090425 | 1030.9143 | 0.3995 |  |  | 1242.884 | 0.0040683 | 1246.1219 | 0.089859 | 1525.4955 | 0.0048313 | 0 | 0 | 1159.5472 | 0 | 1159.5404 | 0.0022552
| 956.8534 | 0.02535 | 826.7113 | 0.080462 | 826.7113 | 3.2367 | 826.9088 | 6.5508 | 956.5316 | 0.00078349 | 826.7113 | 7.9362 | 961.0817 | 0.0012529 | 956.8534 | 10.1599 | 826.7113 | 0 | 1031.0201 | 0.39977 |  |  | 1243.357 | 0.0030304 | 1246.198 | 0.089444 | 1525.7806 | 0.0047862 | 0 | 0 | 1159.613 | 0 | 1159.6062 | 0.002279
| 957.0218 | 0.022433 | 826.9499 | 0.1273 | 826.9499 | 3.0275 | 827.1474 | 6.3693 | 956.7007 | 0.00069644 | 826.9499 | 8.0733 | 961.2525 | 0.00028546 | 957.0218 | 10.1009 | 826.9499 | 0.0018107 | 1031.1259 | 0.39984 |  |  | 1243.831 | 0.0038653 | 1246.274 | 0.089034 | 1526.0658 | 0.0047697 | 0 | 0 | 1159.679 | 0 | 1159.6721 | 0.0022981
| 957.1901 | 0.039151 | 827.1884 | 0.0851 | 827.1884 | 2.9723 | 827.3859 | 6.2794 | 956.8699 | 0 | 827.1884 | 8.1403 | 961.4233 | 0.0010969 | 957.1901 | 10.0481 | 827.1884 | 0.0090425 | 1031.2317 | 0.40051 |  |  | 1244.304 | 0.0032394 | 1246.3502 | 0.088619 | 1526.3511 | 0.004779 | 0 | 0 | 1159.7449 | 0 | 1159.738 | 0.00231
| 957.3584 | 0.027971 | 827.427 | 0.11013 | 827.427 | 2.898 | 827.6245 | 6.0944 | 957.039 | 0.00069644 | 827.427 | 8.2859 | 961.5942 | 0.00029507 | 957.3584 | 9.9935 | 827.427 | 0.0054338 | 1031.3375 | 0.40159 |  |  | 1244.779 | 0.0033944 | 1246.4263 | 0.08821 | 1526.6365 | 0.0048069 | 0 | 0 | 1159.8108 | 0 | 1159.804 | 0.0023156
| 957.5267 | 0.020749 | 827.6656 | 0.067808 | 827.6656 | 2.7801 | 827.8631 | 5.9825 | 957.2082 | 0.00026116 | 827.6656 | 8.3442 | 961.7651 | 0.00075029 | 957.5267 | 9.9475 | 827.6656 | 0.0090425 | 1031.4434 | 0.40226 |  |  | 1245.253 | 0.0031478 | 1246.5023 | 0.0878 | 1526.9219 | 0.0048446 | 0 | 0 | 1159.8767 | 0 | 1159.8698 | 0.002314
| 957.695 | 0.028722 | 827.9042 | 0.10412 | 827.9042 | 2.6936 | 828.1017 | 5.8202 | 957.3773 | 0.00017411 | 827.9042 | 8.4948 | 961.9359 | 0.00079526 | 957.695 | 9.8989 | 827.9042 | 0 | 1031.5493 | 0.40252 |  |  | 1245.728 | 0.0037758 | 1246.5785 | 0.087395 | 1527.2075 | 0.0048844 | 0 | 0 | 1159.9425 | 0 | 1159.9357 | 0.0023092
| 957.8634 | 0.025538 | 828.1428 | 0.073687 | 828.1428 | 2.5969 | 828.3403 | 5.6789 | 957.5465 | 0 | 828.1428 | 8.535 | 962.1068 | 0.00016454 | 957.8634 | 9.8569 | 828.1428 | 0.0090425 | 1031.6552 | 0.40341 |  |  | 1246.204 | 0.0034262 | 1246.6545 | 0.086991 | 1527.4932 | 0.0049215 | 0 | 0 | 1160.0084 | 0 | 1160.0016 | 0.0023037
| 958.0317 | 0.03088 | 828.3814 | 0.10829 | 828.3814 | 2.5172 | 828.5789 | 5.561 | 957.7157 | 0 | 828.3814 | 8.6688 | 962.2776 | 0.0023309 | 958.0317 | 9.8023 | 828.3814 | 0.0090425 | 1031.7611 | 0.40477 |  |  | 1246.679 | 0.0030882 | 1246.7307 | 0.086586 | 1527.7791 | 0.0049536 | 0 | 0 | 1160.0745 | 0 | 1160.0675 | 0.0023013
| 958.2 | 0.02319 | 828.62 | 0.060581 | 828.62 | 2.4139 | 828.8176 | 5.4196 | 957.8849 | 0 | 828.62 | 8.7306 | 962.4485 | 0.0012001 | 958.2 | 9.7589 | 828.62 | 0.0090425 | 1031.8671 | 0.40603 |  |  | 1247.155 | 0.0036234 | 1246.8068 | 0.086182 | 1528.0649 | 0.0049801 | 0 | 0 | 1160.1404 | 0 | 1160.1334 | 0.0023029
| 958.3683 | 0.027314 | 828.8587 | 0.090242 | 828.8587 | 2.3387 | 829.0562 | 5.2891 | 958.054 | 0 | 828.8587 | 8.8742 | 962.6194 | 0.0025361 | 958.3683 | 9.7101 | 828.8587 | 0.0072427 | 1031.973 | 0.40687 |  |  | 1247.632 | 0.0035786 | 1246.8829 | 0.085782 | 1528.351 | 0.0050003 | 0 | 0 | 1160.2063 | 0 | 1160.1995 | 0.00231
| 958.5367 | 0.028824 | 829.0973 | 0.073655 | 829.0973 | 2.2525 | 829.2948 | 5.1566 | 958.2232 | 0.00026116 | 829.0973 | 8.9967 | 962.7902 | 0.0017091 | 958.5367 | 9.6678 | 829.0973 | 0.0090425 | 1032.079 | 0.40738 |  |  | 1248.109 | 0.0032245 | 1246.9591 | 0.085383 | 1528.6371 | 0.0050124 | 0 | 0 | 1160.2722 | 0 | 1160.2654 | 0.0023219
| 958.705 | 0.033415 | 829.3359 | 0.075634 | 829.3359 | 2.1495 | 829.5334 | 5.0044 | 958.3924 | 0 | 829.3359 | 9.0687 | 962.9611 | 0.0023146 | 958.705 | 9.618 | 829.3359 | 0.0090425 | 1032.1851 | 0.40837 |  |  | 1248.586 | 0.003106 | 1247.0353 | 0.084988 | 1528.9233 | 0.0050137 | 0 | 0 | 1160.3381 | 0 | 1160.3313 | 0.002337
| 958.8733 | 0.019904 | 829.5746 | 0.04895 | 829.5746 | 2.0389 | 829.7721 | 4.8887 | 958.5616 | 0.00078349 | 829.5746 | 9.1662 | 963.132 | 0.00036426 | 958.8733 | 9.5802 | 829.5746 | 0.0090425 | 1032.291 | 0.41 |  |  | 1249.063 | 0.0032747 | 1247.1115 | 0.084589 | 1529.2097 | 0.0050009 | 0 | 0 | 1160.4042 | 0 | 1160.3973 | 0.0023545
| 959.0417 | 0.029566 | 829.8132 | 0.10117 | 829.8132 | 1.9809 | 830.0107 | 4.7356 | 958.7308 | 0.00017411 | 829.8132 | 9.3433 | 963.3029 | 0.00076893 | 959.0417 | 9.5403 | 829.8132 | 0.0090425 | 1032.3971 | 0.41131 |  |  | 1249.541 | 0.0021102 | 1247.1876 | 0.084194 | 1529.4961 | 0.0049718 | 0 | 0 | 1160.4701 | 0 | 1160.4633 | 0.0023712
| 959.21 | 0.018684 | 830.0519 | 0.047943 | 830.0519 | 1.9357 | 830.2495 | 4.6444 | 958.8999 | 0.00078349 | 830.0519 | 9.4037 | 963.4738 | 0.00029617 | 959.21 | 9.5119 | 830.0519 | 0.0090425 | 1032.5032 | 0.4119 |  |  | 1250.019 | 0.0027867 | 1247.2638 | 0.0838 | 1529.7827 | 0.0049263 | 0 | 0 | 1160.5361 | 0 | 1160.5292 | 0.0023879
| 959.3783 | 0.02844 | 830.2906 | 0.10107 | 830.2906 | 1.911 | 830.4881 | 4.523 | 959.0691 | 0.00069644 | 830.2906 | 9.5429 | 963.6446 | 0.0011419 | 959.3783 | 9.469 | 830.2906 | 0 | 1032.6093 | 0.41286 |  |  | 1250.498 | 0.0036789 | 1247.34 | 0.083411 | 1530.0693 | 0.0048672 | 0 | 0 | 1160.602 | 0 | 1160.5952 | 0.0024029
| 959.5467 | 0.026758 | 830.5293 | 0.054414 | 830.5293 | 1.7839 | 830.7268 | 4.3914 | 959.2383 | 0.00026116 | 830.5293 | 9.6757 | 963.8155 | 0.00031262 | 959.5467 | 9.4318 | 830.5293 | 0.0090425 | 1032.7155 | 0.41435 |  |  | 1250.977 | 0.0030591 | 1247.4163 | 0.083022 | 1530.3562 | 0.0048009 | 0 | 0 | 1160.6681 | 0 | 1160.6613 | 0.0024172
| 959.715 | 0.038108 | 830.7679 | 0.082016 | 830.7679 | 1.7836 | 830.9655 | 4.2612 | 959.4075 | 0.00017411 | 830.7679 | 9.7775 | 963.9864 | 0.0010585 | 959.715 | 9.3803 | 830.768 | 0.0090425 | 1032.8215 | 0.4151 |  |  | 1251.456 | 0.0027497 | 1247.4924 | 0.082632 | 1530.6431 | 0.0047365 | 0 | 0 | 1160.734 | 0 | 1160.7272 | 0.00243
| 959.8833 | 0.033143 | 831.0066 | 0.065216 | 831.0066 | 1.7075 | 831.2042 | 4.1659 | 959.5767 | 0.00026116 | 831.0066 | 9.9137 | 964.1573 | 0.0005671 | 959.8833 | 9.3501 | 831.0066 | 0.0090425 | 1032.9277 | 0.41542 |  |  | 1251.936 | 0.0029143 | 1247.5686 | 0.082243 | 1530.9301 | 0.0046839 | 0 | 0 | 1160.8001 | 0 | 1160.7932 | 0.0024427
| 960.0517 | 0.036888 | 831.2453 | 0.091148 | 831.2453 | 1.6421 | 831.4429 | 4.008 | 959.7459 | 0.00017411 | 831.2453 | 10.1037 | 964.3282 | 8.9329e-05 | 960.0517 | 9.3162 | 831.2453 | 0.0090425 | 1033.0339 | 0.41656 |  |  | 1252.416 | 0.0026456 | 1247.6449 | 0.081854 | 1531.2172 | 0.0046512 | 0 | 0 | 1160.8661 | 0 | 1160.8592 | 0.0024562
| 960.22 | 0.031171 | 831.4841 | 0.046102 | 831.4841 | 1.5899 | 831.6816 | 3.9109 | 959.9151 | 0.00026116 | 831.4841 | 10.0625 | 964.4991 | 0.0016217 | 960.22 | 9.2862 | 831.4841 | 0.0090425 | 1033.1401 | 0.41813 |  |  | 1252.897 | 0.0031294 | 1247.7211 | 0.08147 | 1531.5044 | 0.0046425 | 0 | 0 | 1160.9321 | 0 | 1160.9253 | 0.0024697
| 960.3883 | 0.031725 | 831.7228 | 0.069006 | 831.7228 | 1.5328 | 831.9203 | 3.7704 | 960.0843 | 0.00017411 | 831.7228 | 10.2326 | 964.67 | 0.00029555 | 960.3883 | 9.2244 | 831.7228 | 0.0090425 | 1033.2463 | 0.4195 |  |  | 1253.377 | 0.0026105 | 1247.7974 | 0.081086 | 1531.7916 | 0.0046559 | 0 | 0 | 1160.9982 | 0 | 1160.9913 | 0.0024824
| 960.5567 | 0.032861 | 831.9615 | 0.030805 | 831.9615 | 1.4519 | 832.1591 | 3.7008 | 960.2535 | 0 | 831.9615 | 10.2935 | 964.8409 | 0.00083633 | 960.5567 | 9.1594 | 831.9615 | 0.0090425 | 1033.3525 | 0.42102 |  |  | 1253.859 | 0.0026137 | 1247.8737 | 0.080707 | 1532.0791 | 0.0046843 | 0 | 0 | 1161.0642 | 0 | 1161.0574 | 0.0024927
| 960.725 | 0.02966 | 832.2002 | 0.075392 | 832.2002 | 1.4403 | 832.3978 | 3.5366 | 960.4227 | 0.00069644 | 832.2002 | 10.4662 | 965.0118 | 0.00051287 | 960.725 | 9.0912 | 832.2002 | 0.0090425 | 1033.4589 | 0.42237 |  |  | 1254.34 | 0.0026529 | 1247.9499 | 0.080322 | 1532.3666 | 0.0047174 | 0 | 0 | 1161.1302 | 0 | 1161.1234 | 0.0024983
| 960.8934 | 0.029763 | 832.439 | 0.042448 | 832.439 | 1.3785 | 832.6366 | 3.4613 | 960.5919 | 0.00078349 | 832.439 | 10.5424 | 965.1827 | 0.00066473 | 960.8934 | 9.039 | 832.439 | 0.0090425 | 1033.5652 | 0.42266 |  |  | 1254.822 | 0.0031059 | 1248.0261 | 0.079943 | 1532.6543 | 0.0047447 | 0 | 0 | 1161.1963 | 0 | 1161.1895 | 0.0024959
| 961.0617 | 0.041205 | 832.6777 | 0.079937 | 832.6777 | 1.3454 | 832.8754 | 3.3361 | 960.7612 | 0 | 832.6777 | 10.7043 | 965.3536 | 0.0018483 | 961.0617 | 8.9828 | 832.6777 | 0.0090425 | 1033.6714 | 0.4231 |  |  | 1255.304 | 0.0018952 | 1248.1024 | 0.079564 | 1532.942 | 0.0047583 | 0 | 0 | 1161.2623 | 0 | 1161.2555 | 0.0024832
| 961.2301 | 0.019998 | 832.9165 | 0.033971 | 832.9165 | 1.2765 | 833.1141 | 3.2492 | 960.9304 | 0.00026116 | 832.9165 | 10.7833 | 965.5245 | 0.0001415 | 961.2301 | 8.9292 | 832.9165 | 0.0090425 | 1033.7777 | 0.42421 |  |  | 1255.787 | 0.0030233 | 1248.1787 | 0.079185 | 1533.2299 | 0.0047547 | 0 | 0 | 1161.3284 | 0 | 1161.3215 | 0.0024586
| 961.3984 | 0.034166 | 833.1552 | 0.065807 | 833.1552 | 1.25 | 833.3529 | 3.1367 | 961.0996 | 0.00017411 | 833.1552 | 10.9715 | 965.6954 | 0.0013262 | 961.3984 | 8.8666 | 833.1552 | 0.012659 | 1033.884 | 0.42509 |  |  | 1256.27 | 0.0021201 | 1248.2551 | 0.078812 | 1533.5178 | 0.0047345 | 0 | 0 | 1161.3945 | 0 | 1161.3876 | 0.0024236
| 961.5668 | 0.022721 | 833.394 | 0.042973 | 833.394 | 1.1719 | 833.5917 | 3.0715 | 961.2688 | 0.00026116 | 833.394 | 11.0899 | 965.8664 | 0.00077222 | 961.5668 | 8.8034 | 833.394 | 0.0090425 | 1033.9904 | 0.42589 |  |  | 1256.753 | 0.0028806 | 1248.3314 | 0.078433 | 1533.8059 | 0.0047024 | 0 | 0 | 1161.4606 | 0 | 1161.4537 | 0.0023799
| 961.7351 | 0.032758 | 833.6328 | 0.07129 | 833.6328 | 1.1656 | 833.8304 | 2.9404 | 961.438 | 0.00017411 | 833.6328 | 11.2376 | 966.0373 | 0.0011759 | 961.7351 | 8.723 | 833.6328 | 0.0090425 | 1034.0968 | 0.42675 |  |  | 1257.237 | 0.0031714 | 1248.4077 | 0.078059 | 1534.0941 | 0.0046655 | 0 | 0 | 1161.5266 | 0 | 1161.5198 | 0.002333
| 961.9035 | 0.031828 | 833.8716 | 0.024269 | 833.8716 | 1.1225 | 834.0693 | 2.8523 | 961.6073 | 0.00026116 | 833.8716 | 11.2967 | 966.2082 | 0.00015686 | 961.9035 | 8.6447 | 833.8716 | 0.0090425 | 1034.2032 | 0.42816 |  |  | 1257.721 | 0.0029699 | 1248.484 | 0.07769 | 1534.3823 | 0.0046322 | 0 | 0 | 1161.5928 | 0 | 1161.5859 | 0.0022878
| 962.0718 | 0.032101 | 834.1103 | 0.05928 | 834.1103 | 1.0836 | 834.3081 | 2.7783 | 961.7765 | 0 | 834.1103 | 11.4428 | 966.3791 | 0.001336 | 962.0718 | 8.5653 | 834.1104 | 0.018085 | 1034.3097 | 0.42938 |  |  | 1258.206 | 0.0018205 | 1248.5604 | 0.077316 | 1534.6708 | 0.0046113 | 0 | 0 | 1161.6588 | 0 | 1161.652 | 0.0022504
| 962.2402 | 0.014083 | 834.3491 | 0.012447 | 834.3491 | 1.0059 | 834.5469 | 2.6731 | 961.9457 | 0 | 834.3491 | 11.4992 | 966.55 | 0.0001426 | 962.2402 | 8.4999 | 834.3492 | 0.014468 | 1034.4161 | 0.42981 |  |  | 1258.691 | 0.0021228 | 1248.6367 | 0.076947 | 1534.9592 | 0.0046107 | 0 | 0 | 1161.725 | 0 | 1161.7181 | 0.002225
| 962.4085 | 0.033696 | 834.588 | 0.065636 | 834.588 | 1.0116 | 834.7857 | 2.6059 | 962.1149 | 0 | 834.588 | 11.6962 | 966.721 | 0.0010695 | 962.4085 | 8.4267 | 834.588 | 0.0090425 | 1034.5227 | 0.4311 |  |  | 1259.176 | 0.0023957 | 1248.7131 | 0.076579 | 1535.2479 | 0.0046356 | 0 | 0 | 1161.7911 | 0 | 1161.7842 | 0.0022147
| 962.5769 | 0.022533 | 834.8268 | 0.032087 | 834.8268 | 0.93667 | 835.0245 | 2.5177 | 962.2842 | 0.00078349 | 834.8268 | 11.7565 | 966.8919 | 0.00020293 | 962.5769 | 8.3524 | 834.8268 | 0.016276 | 1034.6291 | 0.43325 |  |  | 1259.662 | 0.0021595 | 1248.7895 | 0.07621 | 1535.5366 | 0.0046876 | 0 | 0 | 1161.8572 | 0 | 1161.8503 | 0.0022187
| 962.7452 | 0.028065 | 835.0656 | 0.05957 | 835.0656 | 0.94078 | 835.2634 | 2.4035 | 962.4534 | 0 | 835.0656 | 11.9139 | 967.0628 | 0.0014391 | 962.7452 | 8.2523 | 835.0656 | 0.0090425 | 1034.7357 | 0.43478 |  |  | 1260.148 | 0.0017414 | 1248.8658 | 0.075841 | 1535.8254 | 0.0047639 | 0 | 0 | 1161.9233 | 0 | 1161.9165 | 0.0022369
| 962.9136 | 0.025538 | 835.3044 | 0.043608 | 835.3044 | 0.91883 | 835.5023 | 2.352 | 962.6227 | 0 | 835.3044 | 12.0599 | 967.2338 | 0.00029068 | 962.9136 | 8.1534 | 835.3044 | 0.0090425 | 1034.8423 | 0.43576 |  |  | 1260.634 | 0.0017971 | 1248.9423 | 0.075477 | 1536.1144 | 0.0048575 | 0 | 0 | 1161.9895 | 0 | 1161.9827 | 0.0022663
| 963.082 | 0.03135 | 835.5433 | 0.054714 | 835.5433 | 0.87747 | 835.7411 | 2.257 | 962.7919 | 0 | 835.5433 | 12.2096 | 967.4047 | 0.0014446 | 963.082 | 8.0481 | 835.5433 | 0.0090425 | 1034.9489 | 0.43677 |  |  | 1261.121 | 0.0026447 | 1249.0187 | 0.075114 | 1536.4034 | 0.0049585 | 0 | 0 | 1162.0557 | 0 | 1162.0488 | 0.0023029
| 963.2503 | 0.024223 | 835.7821 | 0.030141 | 835.7821 | 0.83785 | 835.98 | 2.1998 | 962.9612 | 0.00026116 | 835.7821 | 12.2966 | 967.5757 | 0.00037624 | 963.2503 | 7.9663 | 835.7821 | 0.0090425 | 1035.0554 | 0.43746 |  |  | 1261.608 | 0.0025861 | 1249.0951 | 0.07475 | 1536.6926 | 0.0050557 | 0 | 0 | 1162.1218 | 0 | 1162.1149 | 0.0023426
| 963.4187 | 0.02844 | 836.021 | 0.060164 | 836.021 | 0.8358 | 836.2189 | 2.1306 | 963.1304 | 0 | 836.021 | 12.4381 | 967.7466 | 0.001483 | 963.4187 | 7.8868 | 836.0209 | 0.0090425 | 1035.1621 | 0.43788 |  |  | 1262.096 | 0.0021603 | 1249.1715 | 0.074386 | 1536.9818 | 0.0051393 | 0 | 0 | 1162.188 | 0 | 1162.1811 | 0.0023815
| 963.5871 | 0.0384 | 836.2598 | 0.012306 | 836.2598 | 0.77242 | 836.4578 | 2.0551 | 963.2997 | 0.00026116 | 836.2598 | 12.5501 | 967.9176 | 9.9819e-05 | 963.5871 | 7.8282 | 836.2598 | 0.0090425 | 1035.2687 | 0.43873 |  |  | 1262.583 | 0.001874 | 1249.2479 | 0.074028 | 1537.2712 | 0.0052024 | 0 | 0 | 1162.2541 | 0 | 1162.2473 | 0.0024172
| 963.7554 | 0.026657 | 836.4987 | 0.045471 | 836.4987 | 0.7602 | 836.6967 | 1.9847 | 963.4689 | 0.00017411 | 836.4987 | 12.6655 | 968.0885 | 0.0015675 | 963.7554 | 7.7578 | 836.4987 | 0.012659 | 1035.3754 | 0.44013 |  |  | 1263.072 | 0.0023188 | 1249.3243 | 0.073669 | 1537.5607 | 0.0052429 | 0 | 0 | 1162.3203 | 0 | 1162.3135 | 0.0024482
| 963.9238 | 0.024223 | 836.7375 | 0.019256 | 836.7375 | 0.71969 | 836.9355 | 1.9442 | 963.6382 | 0.00078349 | 836.7375 | 12.7648 | 968.2595 | 0.00051555 | 963.9238 | 7.6869 | 836.7376 | 0.018085 | 1035.4821 | 0.44098 |  |  | 1263.56 | 0.0020628 | 1249.4009 | 0.073311 | 1537.8503 | 0.0052631 | 0 | 0 | 1162.3865 | 0 | 1162.3796 | 0.0024721
| 964.0921 | 0.034823 | 836.9764 | 0.067279 | 836.9764 | 0.72489 | 837.1744 | 1.8777 | 963.8074 | 0 | 836.9764 | 12.949 | 968.4304 | 0.0018933 | 964.0921 | 7.5981 | 836.9764 | 0.018085 | 1035.5887 | 0.44071 |  |  | 1264.049 | 0.0025027 | 1249.4773 | 0.072952 | 1538.14 | 0.005269 | 0 | 0 | 1162.4526 | 0 | 1162.4458 | 0.0024903
| 964.2605 | 0.028354 | 837.2153 | 0.019245 | 837.2153 | 0.67837 | 837.4134 | 1.8017 | 963.9767 | 0.00026116 | 837.2153 | 13.1166 | 968.6014 | 0.00026874 | 964.2605 | 7.5211 | 837.2153 | 0.016276 | 1035.6954 | 0.44118 |  |  | 1264.539 | 0.0021735 | 1249.5537 | 0.072594 | 1538.4298 | 0.005267 | 0 | 0 | 1162.5189 | 0 | 1162.5121 | 0.002503
| 964.4289 | 0.032476 | 837.4542 | 0.054327 | 837.4542 | 0.66004 | 837.6523 | 1.738 | 964.1459 | 0 | 837.4542 | 13.1889 | 968.7723 | 0.0010629 | 964.4289 | 7.4371 | 837.4542 | 0.014468 | 1035.8022 | 0.44284 |  |  | 1265.029 | 0.0021938 | 1249.6302 | 0.072241 | 1538.7197 | 0.0052614 | 0 | 0 | 1162.5851 | 0 | 1162.5783 | 0.0025094
| 964.5973 | 0.029011 | 837.6931 | 0.010573 | 837.6931 | 0.6416 | 837.8912 | 1.6985 | 964.3152 | 0.00078349 | 837.6931 | 13.3402 | 968.9433 | 0.00037624 | 964.5973 | 7.3586 | 837.6931 | 0.016276 | 1035.9092 | 0.44419 |  |  | 1265.519 | 0.002199 | 1249.7067 | 0.071887 | 1539.0098 | 0.0052516 | 0 | 0 | 1162.6514 | 0 | 1162.6444 | 0.0025102
| 964.7656 | 0.037075 | 837.932 | 0.049594 | 837.932 | 0.63134 | 838.1302 | 1.6383 | 964.4845 | 0 | 837.932 | 13.4576 | 969.1142 | 0.00095431 | 964.7656 | 7.2666 | 837.932 | 0.018085 | 1036.0159 | 0.44503 |  |  | 1266.009 | 0.001876 | 1249.7832 | 0.071534 | 1539.2999 | 0.0052335 | 0 | 0 | 1162.7175 | 0 | 1162.7107 | 0.0025046
| 964.934 | 0.023284 | 838.1709 | 0.013548 | 838.1709 | 0.57901 | 838.3691 | 1.5738 | 964.6537 | 0.00026116 | 838.1709 | 13.6421 | 969.2852 | 0.00024242 | 964.934 | 7.1885 | 838.1709 | 0.012659 | 1036.1227 | 0.44593 |  |  | 1266.5 | 0.0020655 | 1249.8597 | 0.071185 | 1539.5901 | 0.0052014 | 0 | 0 | 1162.7838 | 0 | 1162.7769 | 0.0024935
| 965.1024 | 0.022808 | 838.4099 | 0.055639 | 838.4099 | 0.59106 | 838.6081 | 1.5408 | 964.823 | 0.00017411 | 838.4099 | 13.7457 | 969.4562 | 0.00067131 | 965.1024 | 7.109 | 838.4099 | 0.014468 | 1036.2295 | 0.44724 |  |  | 1266.992 | 0.0022511 | 1249.9363 | 0.070837 | 1539.8805 | 0.0051528 | 0 | 0 | 1162.85 | 0 | 1162.8431 | 0.0024768
| 965.2707 | 0.030983 | 838.6488 | 0.013537 | 838.6488 | 0.55904 | 838.847 | 1.4988 | 964.9923 | 0.00026116 | 838.6488 | 13.7956 | 969.6272 | 2.0841e-05 | 965.2707 | 7.0481 | 838.6488 | 0.014468 | 1036.3363 | 0.44866 |  |  | 1267.483 | 0.0019948 | 1250.0127 | 0.070489 | 1540.171 | 0.0050915 | 0 | 0 | 1162.9163 | 0 | 1162.9094 | 0.0024546
| 965.4391 | 0.048902 | 838.8877 | 0.041172 | 838.8877 | 0.53089 | 839.086 | 1.4355 | 965.1616 | 0.00017411 | 838.8877 | 14.0262 | 969.7981 | 0.0009576 | 965.4391 | 6.9805 | 838.8877 | 0.018085 | 1036.4432 | 0.44964 |  |  | 1267.975 | 0.0022967 | 1250.0892 | 0.070141 | 1540.4615 | 0.0050273 | 0 | 0 | 1162.9825 | 0 | 1162.9757 | 0.00243
| 965.6075 | 0.018402 | 839.1267 | 0.025514 | 839.1267 | 0.55011 | 839.325 | 1.397 | 965.3308 | 0.00026116 | 839.1267 | 14.1297 | 969.9691 | 0.00069215 | 965.6075 | 6.9139 | 839.1267 | 0.018085 | 1036.5502 | 0.45012 |  |  | 1268.468 | 0.0018158 | 1250.1658 | 0.069792 | 1540.7522 | 0.0049743 | 0 | 0 | 1163.0488 | 0 | 1163.0419 | 0.0024037
| 965.7759 | 0.032382 | 839.3656 | 0.044475 | 839.3656 | 0.53078 | 839.564 | 1.3415 | 965.5001 | 0 | 839.3656 | 14.3193 | 970.1401 | 0.00050787 | 965.7759 | 6.8318 | 839.3656 | 0.018085 | 1036.6571 | 0.45092 |  |  | 1268.961 | 0.0022658 | 1250.2424 | 0.069449 | 1541.043 | 0.0049455 | 0 | 0 | 1163.1151 | 0 | 1163.1082 | 0.0023791
| 965.9443 | 0.030983 | 839.6046 | 0.015187 | 839.6046 | 0.50429 | 839.803 | 1.2884 | 965.6694 | 0.00026116 | 839.6046 | 14.3893 | 970.3111 | 0.00052981 | 965.9443 | 6.7436 | 839.6046 | 0.018085 | 1036.764 | 0.45251 |  |  | 1269.454 | 0.001585 | 1250.319 | 0.069106 | 1541.334 | 0.0049497 | 0 | 0 | 1163.1814 | 0 | 1163.1744 | 0.0023577
| 966.1126 | 0.027877 | 839.8436 | 0.034866 | 839.8436 | 0.49529 | 840.042 | 1.2468 | 965.8387 | 0 | 839.8436 | 14.5043 | 970.482 | 0.00032688 | 966.1126 | 6.6313 | 839.8436 | 0.018085 | 1036.871 | 0.45387 |  |  | 1269.948 | 0.0016283 | 1250.3955 | 0.068763 | 1541.625 | 0.0049891 | 0 | 0 | 1163.2477 | 0 | 1163.2407 | 0.0023402
| 966.281 | 0.02197 | 840.0825 | -0.0062408 | 840.0825 | 0.43139 | 840.281 | 1.2127 | 966.008 | 0.00026116 | 840.0825 | 14.6778 | 970.653 | 0.0006022 | 966.281 | 6.5153 | 840.0825 | 0.018085 | 1036.9781 | 0.45465 |  |  | 1270.442 | 0.0020557 | 1250.4721 | 0.068425 | 1541.916 | 0.0050603 | 0 | 0 | 1163.314 | 0 | 1163.307 | 0.0023283
| 966.4494 | 0.030787 | 840.3215 | 0.04827 | 840.3215 | 0.469 | 840.52 | 1.1702 | 966.1773 | 0.00017411 | 840.3215 | 14.8191 | 970.824 | 0.001132 | 966.4494 | 6.3907 | 840.3215 | 0.018085 | 1037.085 | 0.45541 |  |  | 1270.936 | 0.0021422 | 1250.5487 | 0.068082 | 1542.2073 | 0.0051565 | 0 | 0 | 1163.3802 | 0 | 1163.3733 | 0.0023235
| 966.6178 | 0.027509 | 840.5605 | 0.010628 | 840.5605 | 0.42922 | 840.7591 | 1.1344 | 966.3466 | 0.00078349 | 840.5605 | 14.8643 | 970.995 | 0.00033127 | 966.6178 | 6.2908 | 840.5605 | 0.018085 | 1037.1919 | 0.45633 |  |  | 1271.431 | 0.0021506 | 1250.6252 | 0.067744 | 1542.4987 | 0.00527 | 0 | 0 | 1163.4465 | 0 | 1163.4397 | 0.0023243
| 966.7862 | 0.032664 | 840.7995 | 0.051469 | 840.7995 | 0.4139 | 840.9981 | 1.0903 | 966.5159 | 0 | 840.7995 | 15.1428 | 971.166 | 0.0011309 | 966.7862 | 6.1929 | 840.7995 | 0.018085 | 1037.299 | 0.45728 |  |  | 1271.926 | 0.0018087 | 1250.7019 | 0.067411 | 1542.7902 | 0.0053932 | 0 | 0 | 1163.5128 | 0 | 1163.506 | 0.0023307
| 966.9545 | 0.023003 | 841.0385 | 0.0063752 | 841.0385 | 0.40402 | 841.2372 | 1.0641 | 966.6852 | 0 | 841.0385 | 15.1969 | 971.337 | 0.00090605 | 966.9545 | 6.1108 | 841.0385 | 0.018085 | 1037.4061 | 0.45849 |  |  | 1272.421 | 0.0016662 | 1250.7786 | 0.067073 | 1543.0817 | 0.0055187 | 0 | 0 | 1163.5792 | 0 | 1163.5723 | 0.0023402
| 967.1229 | 0.027032 | 841.2775 | 0.04818 | 841.2775 | 0.4019 | 841.4762 | 1.02 | 966.8545 | 0 | 841.2775 | 15.4072 | 971.508 | 0.0018955 | 967.1229 | 6.017 | 841.2775 | 0.027127 | 1037.5132 | 0.45948 |  |  | 1272.917 | 0.0013985 | 1250.8551 | 0.06674 | 1543.3733 | 0.005639 | 0 | 0 | 1163.6455 | 0 | 1163.6387 | 0.0023513
| 967.2913 | 0.025819 | 841.5166 | 0.00079707 | 841.5166 | 0.38208 | 841.7153 | 1.0032 | 967.0238 | 0.00078349 | 841.5166 | 15.4233 | 971.679 | 0.00017441 | 967.2913 | 5.9301 | 841.5166 | 0.021702 | 1037.6204 | 0.45998 |  |  | 1273.414 | 0.0019521 | 1250.9318 | 0.066407 | 1543.6652 | 0.0057464 | 0 | 0 | 1163.7118 | 0 | 1163.705 | 0.0023632
| 967.4597 | 0.023184 | 841.7556 | 0.054558 | 841.7556 | 0.39126 | 841.9543 | 0.96436 | 967.1931 | 0.00069644 | 841.7556 | 15.5621 | 971.85 | 0.0014874 | 967.4597 | 5.8324 | 841.7556 | 0.027127 | 1037.7274 | 0.46146 |  |  | 1273.91 | 0.0016736 | 1251.0084 | 0.066074 | 1543.957 | 0.0058339 | 0 | 0 | 1163.7782 | 0 | 1163.7714 | 0.002372
| 967.6281 | 0.033424 | 841.9946 | -0.0031876 | 841.9946 | 0.37223 | 842.1934 | 0.94122 | 967.3624 | 0.00078349 | 841.9946 | 15.7703 | 972.021 | 0.00051774 | 967.6281 | 5.7421 | 841.9946 | 0.027127 | 1037.8346 | 0.46384 |  |  | 1274.407 | 0.0021991 | 1251.0851 | 0.065746 | 1544.249 | 0.005896 | 0 | 0 | 1163.8445 | 0 | 1163.8376 | 0.0023783
| 967.7965 | 0.029379 | 842.2337 | 0.064819 | 842.2337 | 0.35658 | 842.4325 | 0.89804 | 967.5317 | 0.00017411 | 842.2337 | 15.9683 | 972.192 | 0.0013273 | 967.7965 | 5.6405 | 842.2337 | 0.027127 | 1037.9419 | 0.46547 |  |  | 1274.905 | 0.0013531 | 1251.1617 | 0.065419 | 1544.5411 | 0.0059295 | 0 | 0 | 1163.9109 | 0 | 1163.9041 | 0.0023799
| 967.9649 | 0.030983 | 842.4727 | 0.0095965 | 842.4727 | 0.35927 | 842.6716 | 0.87369 | 967.701 | 0 | 842.4727 | 16.014 | 972.363 | 0.00042779 | 967.9649 | 5.5463 | 842.4727 | 0.021702 | 1038.0491 | 0.46659 |  |  | 1275.403 | 0.002263 | 1251.2384 | 0.065091 | 1544.8334 | 0.0059327 | 0 | 0 | 1163.9773 | 0 | 1163.9703 | 0.0023775
| 968.1333 | 0.025249 | 842.7118 | 0.049515 | 842.7118 | 0.34843 | 842.9107 | 0.85068 | 967.8703 | 0 | 842.7118 | 16.1543 | 972.534 | 0.0015631 | 968.1333 | 5.4454 | 842.7118 | 0.027127 | 1038.1562 | 0.4677 |  |  | 1275.901 | 0.0018388 | 1251.3151 | 0.064768 | 1545.1257 | 0.0059048 | 0 | 0 | 1164.0436 | 0 | 1164.0367 | 0.0023712
| 968.3017 | 0.020092 | 842.9508 | 0.0061378 | 842.9508 | 0.32339 | 843.1498 | 0.81992 | 968.0396 | 0.00078349 | 842.9508 | 16.3387 | 972.7051 | 0.00065376 | 968.3017 | 5.3547 | 842.9508 | 0.027127 | 1038.2635 | 0.46854 |  |  | 1276.4 | 0.001188 | 1251.3917 | 0.06444 | 1545.4182 | 0.0058455 | 0 | 0 | 1164.11 | 0 | 1164.1031 | 0.0023624
| 968.4701 | 0.043646 | 843.1899 | 0.035585 | 843.1899 | 0.32115 | 843.389 | 0.80248 | 968.209 | 0.00017411 | 843.1899 | 16.4267 | 972.8761 | 0.0016706 | 968.4701 | 5.2604 | 843.1899 | 0.027127 | 1038.3709 | 0.46942 |  |  | 1276.899 | 0.0025089 | 1251.4685 | 0.064118 | 1545.7107 | 0.0057557 | 0 | 0 | 1164.1764 | 0 | 1164.1696 | 0.0023505
| 968.6385 | 0.02995 | 843.429 | 0.0049997 | 843.429 | 0.31546 | 843.6281 | 0.77505 | 968.3783 | 0.00026116 | 843.429 | 16.5783 | 973.0471 | 0.00043328 | 968.6385 | 5.176 | 843.429 | 0.025319 | 1038.4781 | 0.47038 |  |  | 1277.398 | 0.00202 | 1251.5452 | 0.0638 | 1546.0034 | 0.0056385 | 0 | 0 | 1164.2428 | 0 | 1164.236 | 0.0023362
| 968.8068 | 0.038296 | 843.6681 | 0.044806 | 843.6681 | 0.30322 | 843.8672 | 0.74668 | 968.5476 | 0 | 843.6681 | 16.7865 | 973.2181 | 0.00098941 | 968.8068 | 5.0916 | 843.6681 | 0.027127 | 1038.5854 | 0.47184 |  |  | 1277.898 | 0.0021449 | 1251.6219 | 0.063477 | 1546.2961 | 0.0055005 | 0 | 0 | 1164.3092 | 0 | 1164.3024 | 0.0023195
| 968.9752 | 0.029763 | 843.9072 | -0.0072668 | 843.9072 | 0.28328 | 844.1064 | 0.71596 | 968.7169 | 0.00026116 | 843.9072 | 16.9625 | 973.3891 | 0.00081281 | 968.9752 | 5.0137 | 843.9072 | 0.027127 | 1038.693 | 0.47356 |  |  | 1278.398 | 0.0009797 | 1251.6986 | 0.06316 | 1546.5891 | 0.0053524 | 0 | 0 | 1164.3756 | 0 | 1164.3688 | 0.0022989
| 969.1436 | 0.035574 | 844.1463 | 0.025876 | 844.1463 | 0.28072 | 844.3455 | 0.7045 | 968.8863 | 0 | 844.1463 | 17.0827 | 973.5602 | 0.00032249 | 969.1436 | 4.9289 | 844.1463 | 0.032553 | 1038.8002 | 0.47489 |  |  | 1278.899 | 0.0013458 | 1251.7754 | 0.062842 | 1546.8821 | 0.0052073 | 0 | 0 | 1164.442 | 0 | 1164.4352 | 0.0022766
| 969.312 | 0.031171 | 844.3854 | -0.0055815 | 844.3854 | 0.27787 | 844.5847 | 0.6674 | 969.0556 | 0.00078349 | 844.3854 | 17.2432 | 973.7312 | 0.00066582 | 969.312 | 4.8421 | 844.3854 | 0.027127 | 1038.9076 | 0.47587 |  |  | 1279.4 | 0.0018663 | 1251.8522 | 0.06253 | 1547.1752 | 0.0050784 | 0 | 0 | 1164.5085 | 0 | 1164.5016 | 0.0022528
| 969.4804 | 0.034259 | 844.6245 | 0.026095 | 844.6245 | 0.28348 | 844.8239 | 0.64693 | 969.2249 | 0.00069644 | 844.6245 | 17.4805 | 973.9022 | 0.0010497 | 969.4804 | 4.749 | 844.6245 | 0.027127 | 1039.015 | 0.4765 |  |  | 1279.901 | 0.0015788 | 1251.929 | 0.062218 | 1547.4684 | 0.0049771 | 0 | 0 | 1164.5749 | 0 | 1164.568 | 0.002229
| 969.6488 | 0.011548 | 844.8636 | 0.004588 | 844.8636 | 0.26026 | 845.063 | 0.64021 | 969.3943 | 0.00026116 | 844.8636 | 17.6086 | 974.0733 | 0.00074261 | 969.6488 | 4.6709 | 844.8636 | 0.028936 | 1039.1224 | 0.47751 |  |  | 1280.403 | 0.0014336 | 1252.0056 | 0.061905 | 1547.7617 | 0.0049105 | 0 | 0 | 1164.6414 | 0 | 1164.6345 | 0.0022075
| 969.8173 | 0.032852 | 845.1027 | 0.030648 | 845.1027 | 0.25172 | 845.3022 | 0.61505 | 969.5636 | 0.00017411 | 845.1027 | 17.7426 | 974.2443 | 0.001483 | 969.8173 | 4.5936 | 845.1027 | 0.027127 | 1039.2299 | 0.47853 |  |  | 1280.905 | 0.0017146 | 1252.0824 | 0.061593 | 1548.0552 | 0.0048808 | 0 | 0 | 1164.7078 | 0 | 1164.7009 | 0.0021901
| 969.9857 | 0.02488 | 845.3419 | 0.0034506 | 845.3419 | 0.25411 | 845.5414 | 0.5866 | 969.733 | 0.00026116 | 845.3419 | 17.8739 | 974.4153 | 0.00077771 | 969.9857 | 4.5229 | 845.3419 | 0.030744 | 1039.3374 | 0.47852 |  |  | 1281.408 | 0.0019182 | 1252.1592 | 0.061285 | 1548.3488 | 0.0048854 | 0 | 0 | 1164.7743 | 0 | 1164.7675 | 0.0021781
| 970.1541 | 0.032101 | 845.581 | 0.0096931 | 845.581 | 0.25024 | 845.7806 | 0.57541 | 969.9023 | 0.00017411 | 845.581 | 18.0194 | 974.5864 | 0.0021807 | 970.1541 | 4.4388 | 845.581 | 0.03617 | 1039.4451 | 0.47876 |  |  | 1281.911 | 0.0014675 | 1252.236 | 0.060978 | 1548.6425 | 0.0049168 | 0 | 0 | 1164.8407 | 0 | 1164.8339 | 0.0021726
| 970.3225 | 0.028354 | 845.8202 | 0.0018209 | 845.8202 | 0.23151 | 846.0198 | 0.55852 | 970.0716 | 0.00026116 | 845.8202 | 18.2844 | 974.7574 | 0.0010048 | 970.3225 | 4.355 | 845.8202 | 0.032553 | 1039.5525 | 0.48041 |  |  | 1282.414 | 0.001406 | 1252.3129 | 0.060671 | 1548.9363 | 0.004964 | 0 | 0 | 1164.9072 | 0 | 1164.9004 | 0.0021742
| 970.4909 | 0.030599 | 846.0593 | 0.032995 | 846.0593 | 0.22403 | 846.259 | 0.54557 | 970.241 | 0.00017411 | 846.0593 | 18.3569 | 974.9285 | 0.002807 | 970.4909 | 4.2646 | 846.0593 | 0.034361 | 1039.66 | 0.48306 |  |  | 1282.918 | 0.0016572 | 1252.3897 | 0.060369 | 1549.2301 | 0.0050129 | 0 | 0 | 1164.9738 | 0 | 1164.9668 | 0.0021821
| 970.6593 | 0.029199 | 846.2985 | 0.00012354 | 846.2985 | 0.21953 | 846.4983 | 0.51842 | 970.4103 | 0.00078349 | 846.2985 | 18.5064 | 975.0995 | 0.0013722 | 970.6593 | 4.1861 | 846.2985 | 0.03617 | 1039.7676 | 0.48524 |  |  | 1283.422 | 0.0012161 | 1252.4664 | 0.060066 | 1549.5242 | 0.0050477 | 0 | 0 | 1165.0402 | 0 | 1165.0333 | 0.0021956
| 970.8277 | 0.027314 | 846.5377 | 0.042019 | 846.5377 | 0.2056 | 846.7375 | 0.51689 | 970.5797 | 0.00017411 | 846.5377 | 18.7169 | 975.2706 | 0.0024483 | 970.8277 | 4.105 | 846.5377 | 0.03617 | 1039.8751 | 0.48607 |  |  | 1283.926 | 0.0015669 | 1252.5433 | 0.059764 | 1549.8182 | 0.0050535 | 0 | 0 | 1165.1067 | 0 | 1165.0999 | 0.0022123
| 970.9961 | 0.041123 | 846.7769 | -0.00030904 | 846.7769 | 0.20215 | 846.9767 | 0.49678 | 970.749 | 0.00078349 | 846.7769 | 18.8975 | 975.4416 | 0.0013327 | 970.9961 | 4.0336 | 846.7768 | 0.032553 | 1039.9828 | 0.48654 |  |  | 1284.431 | 0.0015574 | 1252.6201 | 0.059467 | 1550.1124 | 0.0050198 | 0 | 0 | 1165.1732 | 0 | 1165.1664 | 0.0022298
| 971.1645 | 0.042519 | 847.016 | 0.034945 | 847.016 | 0.19768 | 847.216 | 0.47784 | 970.9184 | 0 | 847.016 | 19.074 | 975.6127 | 0.0013842 | 971.1645 | 3.9547 | 847.016 | 0.034361 | 1040.0905 | 0.48736 |  |  | 1284.937 | 0.0012998 | 1252.697 | 0.059165 | 1550.4069 | 0.0049438 | 0 | 0 | 1165.2397 | 0 | 1165.2328 | 0.0022449
| 971.3329 | 0.018027 | 847.2552 | 0.011626 | 847.2552 | 0.17786 | 847.4553 | 0.45959 | 971.0878 | 0.00078349 | 847.2552 | 19.1855 | 975.7837 | 7.9056e-05 | 971.3329 | 3.8889 | 847.2552 | 0.03617 | 1040.1981 | 0.48848 |  |  | 1285.442 | 0.0019486 | 1252.7738 | 0.058873 | 1550.7013 | 0.0048339 | 0 | 0 | 1165.3063 | 0 | 1165.2993 | 0.002256
| 971.5013 | 0.038483 | 847.4944 | 0.030358 | 847.4944 | 0.19797 | 847.6945 | 0.44667 | 971.2571 | 0 | 847.4944 | 19.4066 | 975.9548 | 0.0012427 | 971.5013 | 3.8239 | 847.4944 | 0.03617 | 1040.3058 | 0.48985 |  |  | 1285.948 | 0.0018408 | 1252.8507 | 0.058576 | 1550.9959 | 0.0047089 | 0 | 0 | 1165.3728 | 0 | 1165.3658 | 0.0022608
| 971.6697 | 0.030702 | 847.7336 | -0.0040248 | 847.7336 | 0.18711 | 847.9338 | 0.43293 | 971.4265 | 0.0013058 | 847.7336 | 19.5371 | 976.1259 | 0.00057157 | 971.6697 | 3.7681 | 847.7337 | 0.03617 | 1040.4133 | 0.49122 |  |  | 1286.455 | 0.0015432 | 1252.9276 | 0.058284 | 1551.2905 | 0.0045951 | 0 | 0 | 1165.4393 | 0 | 1165.4324 | 0.0022584
| 971.8382 | 0.029003 | 847.9729 | 0.028491 | 847.9729 | 0.176 | 848.1731 | 0.42612 | 971.5959 | 0.00017411 | 847.9729 | 19.7783 | 976.2969 | 7.3493e-05 | 971.8382 | 3.7071 | 847.9729 | 0.043494 | 1040.5211 | 0.49274 |  |  | 1286.962 | 0.0019353 | 1253.0045 | 0.057992 | 1551.5853 | 0.0045181 | 0 | 0 | 1165.5059 | 0 | 1165.499 | 0.0022504
| 972.0066 | 0.023097 | 848.2121 | 0.0054892 | 848.2121 | 0.1904 | 848.4124 | 0.40621 | 971.7652 | 0.00026116 | 848.2121 | 19.8561 | 976.468 | 0.00028849 | 972.0066 | 3.6505 | 848.2121 | 0.043494 | 1040.6288 | 0.49441 |  |  | 1287.469 | 0.001473 | 1253.0814 | 0.057705 | 1551.8801 | 0.0044958 | 0 | 0 | 1165.5724 | 0 | 1165.5656 | 0.0022385
| 972.175 | 0.037263 | 848.4513 | 0.023562 | 848.4513 | 0.18152 | 848.6517 | 0.40048 | 971.9346 | 0 | 848.4513 | 20.0627 | 976.6391 | 0.0009927 | 972.175 | 3.5847 | 848.4513 | 0.039877 | 1040.7366 | 0.49561 |  |  | 1287.977 | 0.002069 | 1253.1583 | 0.057413 | 1552.1752 | 0.0045319 | 0 | 0 | 1165.6389 | 0 | 1165.6321 | 0.002225
| 972.3434 | 0.023566 | 848.6906 | 0.0037119 | 848.6906 | 0.1831 | 848.891 | 0.393 | 972.104 | 0.00026116 | 848.6906 | 20.2259 | 976.8101 | 0.00027532 | 972.3434 | 3.5273 | 848.6906 | 0.047111 | 1040.8444 | 0.49677 |  |  | 1288.485 | 0.0013357 | 1253.2352 | 0.057127 | 1552.4703 | 0.0046152 | 0 | 0 | 1165.7056 | 0 | 1165.6986 | 0.0022123
| 972.5118 | 0.033039 | 848.9298 | 0.029969 | 848.9298 | 0.14518 | 849.1303 | 0.38973 | 972.2734 | 0.00017411 | 848.9298 | 20.4326 | 976.9812 | 0.0015466 | 972.5118 | 3.4647 | 848.9298 | 0.045303 | 1040.9523 | 0.49804 |  |  | 1288.994 | 0.0015273 | 1253.3121 | 0.056845 | 1552.7655 | 0.0047236 | 0 | 0 | 1165.7721 | 0 | 1165.7653 | 0.0022028
| 972.6802 | 0.02704 | 849.1691 | -0.015236 | 849.1691 | 0.1333 | 849.3696 | 0.3611 | 972.4427 | 0.00078349 | 849.1691 | 20.6931 | 977.1523 | 0.00075248 | 972.6802 | 3.412 | 849.1691 | 0.045303 | 1041.0601 | 0.49923 |  |  | 1289.502 | 0.0011117 | 1253.389 | 0.056563 | 1553.0609 | 0.0048321 | 0 | 0 | 1165.8386 | 0 | 1165.8318 | 0.0021972
| 972.8487 | 0.029473 | 849.4083 | 0.046429 | 849.4083 | 0.16648 | 849.6089 | 0.35221 | 972.6121 | 0 | 849.4083 | 20.8925 | 977.3234 | 0.0021872 | 972.8487 | 3.3494 | 849.4083 | 0.056154 | 1041.168 | 0.5008 |  |  | 1290.012 | 0.0018408 | 1253.4661 | 0.056282 | 1553.3563 | 0.0049205 | 0 | 0 | 1165.9053 | 0 | 1165.8984 | 0.0021956
| 973.0171 | 0.025068 | 849.6476 | -0.0088905 | 849.6476 | 0.16485 | 849.8483 | 0.34708 | 972.7815 | 0.00078349 | 849.6476 | 21.0744 | 977.4944 | 0.0016552 | 973.0171 | 3.2928 | 849.6476 | 0.04892 | 1041.2758 | 0.50201 |  |  | 1290.521 | 0.0012425 | 1253.543 | 0.056 | 1553.652 | 0.004979 | 0 | 0 | 1165.9718 | 0 | 1165.965 | 0.0021956
| 973.1855 | 0.032758 | 849.8869 | 0.033149 | 849.8869 | 0.14853 | 850.0876 | 0.34673 | 972.9509 | 0 | 849.8869 | 21.1809 | 977.6655 | 0.0029671 | 973.1855 | 3.2334 | 849.8869 | 0.054345 | 1041.3837 | 0.50283 |  |  | 1291.032 | 0.0014268 | 1253.62 | 0.055723 | 1553.9476 | 0.0050091 | 0 | 0 | 1166.0385 | 0 | 1166.0316 | 0.002198
| 973.3539 | 0.024787 | 850.1261 | 0.0075989 | 850.1261 | 0.12366 | 850.327 | 0.32253 | 973.1203 | 0.00078349 | 850.1261 | 21.4562 | 977.8366 | 0.00084352 | 973.3539 | 3.1833 | 850.1261 | 0.047111 | 1041.4917 | 0.50401 |  |  | 1291.542 | 0.0012974 | 1253.6969 | 0.055447 | 1554.2434 | 0.0050202 | 0 | 0 | 1166.1051 | 0 | 1166.0981 | 0.0022004
| 973.5224 | 0.02431 | 850.3654 | 0.039912 | 850.3654 | 0.12085 | 850.5664 | 0.32116 | 973.2897 | 0.00017411 | 850.3654 | 21.622 | 978.0077 | 0.0025262 | 973.5224 | 3.1289 | 850.3654 | 0.054345 | 1041.5996 | 0.50474 |  |  | 1292.053 | 0.0016534 | 1253.7739 | 0.05517 | 1554.5393 | 0.0050244 | 0 | 0 | 1166.1716 | 0 | 1166.1648 | 0.0022036
| 973.6908 | 0.022345 | 850.6047 | -0.0030251 | 850.6047 | 0.13364 | 850.8057 | 0.30463 | 973.4591 | 0.00078349 | 850.6047 | 21.8728 | 978.1788 | 0.0017562 | 973.6908 | 3.0791 | 850.6047 | 0.04892 | 1041.7075 | 0.5052 |  |  | 1292.564 | 0.0016897 | 1253.851 | 0.054899 | 1554.8353 | 0.005031 | 0 | 0 | 1166.2383 | 0 | 1166.2314 | 0.0022059
| 973.8592 | 0.033039 | 850.844 | 0.036713 | 850.844 | 0.12171 | 851.0451 | 0.29685 | 973.6285 | 0 | 850.844 | 22.0064 | 978.3499 | 0.0022421 | 973.8592 | 3.0227 | 850.844 | 0.054345 | 1041.8156 | 0.50629 |  |  | 1293.076 | 0.00084963 | 1253.928 | 0.054627 | 1555.1315 | 0.0050437 | 0 | 0 | 1166.3049 | 0 | 1166.2981 | 0.0022091
| 974.0276 | 0.028542 | 851.0833 | -0.022945 | 851.0833 | 0.10962 | 851.2845 | 0.28776 | 973.7979 | 0.00078349 | 851.0833 | 22.1707 | 978.521 | 0.00084572 | 974.0276 | 2.9707 | 851.0833 | 0.063388 | 1041.9236 | 0.50774 |  |  | 1293.588 | 0.0013897 | 1254.0049 | 0.054356 | 1555.4277 | 0.0050596 | 0 | 0 | 1166.3716 | 0 | 1166.3647 | 0.0022131
| 974.1961 | 0.033602 | 851.3227 | 0.016271 | 851.3227 | 0.10584 | 851.5239 | 0.27992 | 973.9673 | 0.00017411 | 851.3227 | 22.4953 | 978.6921 | 0.0022914 | 974.1961 | 2.911 | 851.3226 | 0.061579 | 1042.0316 | 0.50919 |  |  | 1294.101 | 0.0016732 | 1254.0819 | 0.054089 | 1555.7241 | 0.005072 | 0 | 0 | 1166.4382 | 0 | 1166.4314 | 0.0022179
| 974.3645 | 0.027979 | 851.562 | -0.0025804 | 851.562 | 0.12835 | 851.7633 | 0.26272 | 974.1367 | 0 | 851.562 | 22.6686 | 978.8632 | 0.00059014 | 974.3645 | 2.8544 | 851.562 | 0.061579 | 1042.1396 | 0.51054 |  |  | 1294.614 | 0.0011894 | 1254.1589 | 0.053823 | 1556.0206 | 0.0050739 | 0 | 0 | 1166.5049 | 0 | 1166.498 | 0.0022226
| 974.5329 | 0.040642 | 851.8013 | 0.027651 | 851.8013 | 0.14246 | 852.0027 | 0.26314 | 974.3061 | 0 | 851.8013 | 22.8033 | 979.0343 | 0.0016563 | 974.5329 | 2.7893 | 851.8013 | 0.059771 | 1042.2478 | 0.51204 |  |  | 1295.127 | 0.0014641 | 1254.2361 | 0.053557 | 1556.3171 | 0.0050608 | 0 | 0 | 1166.5715 | 0 | 1166.5647 | 0.0022266
| 974.7014 | 0.033049 | 852.0406 | -0.011372 | 852.0406 | 0.11086 | 852.2421 | 0.25858 | 974.4755 | 0.00078349 | 852.0406 | 23.0709 | 979.2054 | 0.00018647 | 974.7014 | 2.7296 | 852.0407 | 0.063388 | 1042.3558 | 0.51332 |  |  | 1295.641 | 0.0013993 | 1254.3131 | 0.053296 | 1556.6139 | 0.0050333 | 0 | 0 | 1166.6382 | 0 | 1166.6314 | 0.0022274
| 974.8698 | 0.033039 | 852.28 | 0.033171 | 852.28 | 0.127 | 852.4816 | 0.24837 | 974.6449 | 0.00017411 | 852.28 | 23.2861 | 979.3765 | 0.0016838 | 974.8698 | 2.6726 | 852.28 | 0.063388 | 1042.464 | 0.51464 |  |  | 1296.155 | 0.0015744 | 1254.3901 | 0.053034 | 1556.9106 | 0.0049965 | 0 | 0 | 1166.705 | 0 | 1166.698 | 0.0022242
| 975.0382 | 0.035114 | 852.5193 | -0.015003 | 852.5193 | 0.083112 | 852.721 | 0.23785 | 974.8143 | 0.00078349 | 852.5193 | 23.4858 | 979.5476 | 0.00024351 | 975.0382 | 2.6259 | 852.5194 | 0.063388 | 1042.5721 | 0.51635 |  |  | 1296.67 | 0.0020382 | 1254.4672 | 0.052773 | 1557.2076 | 0.0049586 | 0 | 0 | 1166.7716 | 0 | 1166.7648 | 0.0022147
| 975.2067 | 0.034447 | 852.7587 | 0.038544 | 852.7587 | 0.1022 | 852.9604 | 0.23497 | 974.9837 | 0.00017411 | 852.7587 | 23.6469 | 979.7187 | 0.0017781 | 975.2067 | 2.5812 | 852.7587 | 0.067005 | 1042.6803 | 0.51765 |  |  | 1297.185 | 0.0011961 | 1254.5443 | 0.052512 | 1557.5046 | 0.0049287 | 0 | 0 | 1166.8383 | 0 | 1166.8314 | 0.0021988
| 975.3751 | 0.026101 | 852.9981 | -0.010549 | 852.9981 | 0.12629 | 853.1999 | 0.21816 | 975.1531 | 0.00078349 | 852.9981 | 23.8437 | 979.8898 | 0.00021609 | 975.3751 | 2.5397 | 852.9981 | 0.07243 | 1042.7886 | 0.51885 |  |  | 1297.7 | 0.0014566 | 1254.6213 | 0.052256 | 1557.8018 | 0.0049142 | 0 | 0 | 1166.905 | 0 | 1166.8981 | 0.0021773
| 975.5435 | 0.040924 | 853.2374 | 0.037118 | 853.2374 | 0.11902 | 853.4394 | 0.22263 | 975.3225 | 0.00069644 | 853.2374 | 24.0601 | 980.0609 | 0.0018911 | 975.5435 | 2.4943 | 853.2374 | 0.07243 | 1042.8967 | 0.52025 |  |  | 1298.216 | 0.0013884 | 1254.6985 | 0.052 | 1558.0991 | 0.0049199 | 0 | 0 | 1166.9717 | 0 | 1166.9648 | 0.0021527
| 975.712 | 0.023003 | 853.4768 | -0.0068951 | 853.4768 | 0.098076 | 853.6788 | 0.2135 | 975.492 | 0 | 853.4768 | 24.3137 | 980.2321 | 0.00068008 | 975.712 | 2.4519 | 853.4768 | 0.076047 | 1043.005 | 0.52158 |  |  | 1298.732 | 0.0014267 | 1254.7756 | 0.051749 | 1558.3965 | 0.0049464 | 0 | 0 | 1167.0385 | 0 | 1167.0315 | 0.0021297
| 975.8804 | 0.033978 | 853.7162 | 0.031101 | 853.7162 | 0.098547 | 853.9183 | 0.21956 | 975.6614 | 0.00017411 | 853.7162 | 24.4909 | 980.4032 | 0.0023924 | 975.8804 | 2.4077 | 853.7162 | 0.07243 | 1043.1133 | 0.52224 |  |  | 1299.249 | 0.0011219 | 1254.8527 | 0.051498 | 1558.694 | 0.00499 | 0 | 0 | 1167.1051 | 0 | 1167.0983 | 0.0021114
| 976.0488 | 0.027885 | 853.9556 | -0.011283 | 853.9556 | 0.07641 | 854.1578 | 0.19848 | 975.8308 | 0.00026116 | 853.9556 | 24.6421 | 980.5743 | 0.0008885 | 976.0488 | 2.3649 | 853.9556 | 0.074239 | 1043.2216 | 0.52265 |  |  | 1299.766 | 0.0011933 | 1254.9298 | 0.051247 | 1558.9916 | 0.0050425 | 0 | 0 | 1167.1719 | 0 | 1167.165 | 0.0021011
| 976.2173 | 0.026469 | 854.195 | 0.031802 | 854.195 | 0.089099 | 854.3973 | 0.19513 | 976.0002 | 0 | 854.195 | 24.9574 | 980.7454 | 0.002139 | 976.2173 | 2.3153 | 854.195 | 0.083281 | 1043.3298 | 0.52358 |  |  | 1300.283 | 0.0011376 | 1255.007 | 0.050996 | 1559.2893 | 0.0050917 | 0 | 0 | 1167.2387 | 0 | 1167.2318 | 0.0021011
| 976.3857 | 0.025819 | 854.4344 | 0.0065371 | 854.4344 | 0.07851 | 854.6368 | 0.19228 | 976.1697 | 0 | 854.4344 | 25.2108 | 980.9166 | 0.00063401 | 976.3857 | 2.2647 | 854.4344 | 0.074239 | 1043.4382 | 0.52527 |  |  | 1300.801 | 0.0018711 | 1255.0841 | 0.05075 | 1559.5872 | 0.0051237 | 0 | 0 | 1167.3054 | 0 | 1167.2985 | 0.0021106
| 976.5542 | 0.029848 | 854.6738 | 0.02063 | 854.6738 | 0.094906 | 854.8763 | 0.19232 | 976.3391 | 0.00069644 | 854.6738 | 25.3701 | 981.0877 | 0.0019207 | 976.5542 | 2.2117 | 854.6738 | 0.083281 | 1043.5465 | 0.52794 |  |  | 1301.32 | 0.0016055 | 1255.1613 | 0.050504 | 1559.8851 | 0.0051258 | 0 | 0 | 1167.3722 | 0 | 1167.3652 | 0.0021281
| 976.7226 | 0.022627 | 854.9133 | -0.025538 | 854.9133 | 0.083344 | 855.1158 | 0.17786 | 976.5085 | 0.00026116 | 854.9133 | 25.5725 | 981.2588 | 0.00082378 | 976.7226 | 2.1678 | 854.9133 | 0.090515 | 1043.6549 | 0.52975 |  |  | 1301.838 | 0.001469 | 1255.2384 | 0.050259 | 1560.1831 | 0.0050909 | 0 | 0 | 1167.439 | 0 | 1167.432 | 0.0021488
| 976.891 | 0.036043 | 855.1527 | 0.043925 | 855.1527 | 0.093855 | 855.3553 | 0.17333 | 976.678 | 0 | 855.1527 | 25.8362 | 981.43 | 0.0023496 | 976.891 | 2.1214 | 855.1527 | 0.088707 | 1043.7633 | 0.53033 |  |  | 1302.357 | 0.0017403 | 1255.3156 | 0.050013 | 1560.4813 | 0.0050204 | 0 | 0 | 1167.5057 | 0 | 1167.4988 | 0.0021694
| 977.0595 | 0.029105 | 855.3921 | -0.018532 | 855.3921 | 0.07508 | 855.5948 | 0.16844 | 976.8474 | 0 | 855.3921 | 26.0199 | 981.6011 | 0.0018841 | 977.0595 | 2.0809 | 855.3921 | 0.08509 | 1043.8718 | 0.53116 |  |  | 1302.877 | 0.0016544 | 1255.3928 | 0.049772 | 1560.7797 | 0.004925 | 0 | 0 | 1167.5725 | 0 | 1167.5656 | 0.0021861
| 977.2279 | 0.028252 | 855.6316 | 0.033265 | 855.6316 | 0.091114 | 855.8344 | 0.16793 | 977.0168 | 0 | 855.6316 | 26.2841 | 981.7722 | 0.0040198 | 977.2279 | 2.0347 | 855.6316 | 0.094132 | 1043.9801 | 0.53198 |  |  | 1303.397 | 0.00095511 | 1255.47 | 0.049531 | 1561.078 | 0.0048218 | 0 | 0 | 1167.6393 | 0 | 1167.6323 | 0.0021972
| 977.3964 | 0.028167 | 855.871 | -0.010894 | 855.871 | 0.078263 | 856.074 | 0.1601 | 977.1863 | 0.00078349 | 855.871 | 26.4881 | 981.9434 | 0.0028777 | 977.3964 | 1.9958 | 855.871 | 0.097749 | 1044.0886 | 0.53286 |  |  | 1303.917 | 0.00098526 | 1255.5472 | 0.049296 | 1561.3766 | 0.0047294 | 0 | 0 | 1167.7061 | 0 | 1167.6991 | 0.0022028
| 977.5648 | 0.034166 | 856.1105 | 0.02698 | 856.1105 | 0.074095 | 856.3135 | 0.15264 | 977.3557 | 0 | 856.1105 | 26.7251 | 982.1145 | 0.0035698 | 977.5648 | 1.9559 | 856.1105 | 0.099558 | 1044.197 | 0.53376 |  |  | 1304.438 | 0.0013825 | 1255.6244 | 0.049055 | 1561.6752 | 0.0046627 | 0 | 0 | 1167.7728 | 0 | 1167.766 | 0.0022012
| 977.7333 | 0.026477 | 856.35 | -0.0093616 | 856.35 | 0.066529 | 856.5531 | 0.14577 | 977.5252 | 0.00026116 | 856.35 | 26.9352 | 982.2857 | 0.0014023 | 977.7333 | 1.9194 | 856.35 | 0.099558 | 1044.3055 | 0.53494 |  |  | 1304.959 | 0.0010852 | 1255.7017 | 0.048819 | 1561.9739 | 0.0046286 | 0 | 0 | 1167.8396 | 0 | 1167.8328 | 0.0021964
| 977.9017 | 0.031068 | 856.5894 | 0.021059 | 856.5894 | 0.04651 | 856.7927 | 0.15899 | 977.6946 | 0.00069644 | 856.5894 | 27.3001 | 982.4568 | 0.0024349 | 977.9017 | 1.8838 | 856.5894 | 0.099558 | 1044.4141 | 0.53693 |  |  | 1305.481 | 0.0017528 | 1255.7788 | 0.048584 | 1562.2728 | 0.0046258 | 0 | 0 | 1167.9065 | 0 | 1167.8995 | 0.0021885
| 978.0702 | 0.032767 | 856.8289 | -0.01091 | 856.8289 | 0.053265 | 857.0322 | 0.14185 | 977.8641 | 0.00026116 | 856.8289 | 27.4803 | 982.628 | 1.6723e-05 | 978.0702 | 1.8548 | 856.8289 | 0.099558 | 1044.5227 | 0.53855 |  |  | 1306.003 | 0.0011504 | 1255.8561 | 0.048353 | 1562.5718 | 0.0046468 | 0 | 0 | 1167.9733 | 0 | 1167.9664 | 0.0021805
| 978.2386 | 0.036324 | 857.0684 | 0.009329 | 857.0684 | 0.049282 | 857.2719 | 0.14051 | 978.0335 | 0.00017411 | 857.0684 | 27.8418 | 982.7991 | 0.001415 | 978.2386 | 1.828 | 857.0684 | 0.10317 | 1044.6312 | 0.53944 |  |  | 1306.525 | 0.0013764 | 1255.9334 | 0.048123 | 1562.8709 | 0.0046823 | 0 | 0 | 1168.0402 | 0 | 1168.0332 | 0.0021742
| 978.4071 | 0.018684 | 857.3079 | -0.0077253 | 857.3079 | 0.054403 | 857.5114 | 0.13688 | 978.203 | 0.00078349 | 857.3079 | 28.0868 | 982.9703 | 0.00069434 | 978.4071 | 1.8054 | 857.3079 | 0.10317 | 1044.7399 | 0.54048 |  |  | 1307.048 | 0.0015521 | 1256.0106 | 0.047892 | 1563.17 | 0.004724 | 0 | 0 | 1168.1069 | 0 | 1168.1001 | 0.0021718
| 978.5755 | 0.031256 | 857.5474 | 0.01654 | 857.5474 | 0.077609 | 857.751 | 0.13727 | 978.3725 | 0 | 857.5474 | 28.2892 | 983.1414 | 0.0031086 | 978.5755 | 1.7756 | 857.5474 | 0.11403 | 1044.8485 | 0.54191 |  |  | 1307.572 | 0.00096059 | 1256.0879 | 0.047662 | 1563.4694 | 0.0047663 | 0 | 0 | 1168.1738 | 0 | 1168.1669 | 0.0021734
| 978.744 | 0.026195 | 857.7869 | -0.010519 | 857.7869 | 0.0603 | 857.9907 | 0.12741 | 978.5419 | 0.00026116 | 857.7869 | 28.3844 | 983.3126 | 0.0018768 | 978.744 | 1.7469 | 857.7869 | 0.11592 | 1044.9572 | 0.54323 |  |  | 1308.095 | 0.00081018 | 1256.1652 | 0.047431 | 1563.7688 | 0.0048057 | 0 | 0 | 1168.2407 | 0 | 1168.2338 | 0.0021805
| 978.9124 | 0.027971 | 858.0264 | 0.034139 | 858.0264 | 0.084395 | 858.2303 | 0.13105 | 978.7114 | 0 | 858.0264 | 28.5496 | 983.4837 | 0.0034333 | 978.9124 | 1.7122 | 858.0264 | 0.11954 | 1045.0658 | 0.54441 |  |  | 1308.62 | 0.0012124 | 1256.2424 | 0.047206 | 1564.0684 | 0.004839 | 0 | 0 | 1168.3075 | 0 | 1168.3007 | 0.0021916
| 979.0809 | 0.024129 | 858.2659 | -0.018823 | 858.2659 | 0.047101 | 858.4699 | 0.11799 | 978.8809 | 0.00026116 | 858.2659 | 28.8963 | 983.6549 | 0.0018307 | 979.0809 | 1.6812 | 858.2659 | 0.12135 | 1045.1746 | 0.54542 |  |  | 1309.144 | 0.0019957 | 1256.3197 | 0.046981 | 1564.368 | 0.0048618 | 0 | 0 | 1168.3744 | 0 | 1168.3675 | 0.0022052
| 979.2493 | 0.031068 | 858.5055 | 0.023599 | 858.5055 | 0.071819 | 858.7095 | 0.11546 | 979.0503 | 0 | 858.5055 | 29.0217 | 983.8261 | 0.0036143 | 979.2493 | 1.6459 | 858.5055 | 0.12316 | 1045.2832 | 0.54645 |  |  | 1309.669 | 0.00092328 | 1256.3971 | 0.046755 | 1564.6678 | 0.0048684 | 0 | 0 | 1168.4413 | 0 | 1168.4344 | 0.0022194
| 979.4178 | 0.026852 | 858.745 | 0.015509 | 858.745 | 0.048725 | 858.9492 | 0.11146 | 979.2198 | 0.00078349 | 858.745 | 29.185 | 983.9972 | 0.0017978 | 979.4178 | 1.6124 | 858.745 | 0.12678 | 1045.392 | 0.54755 |  |  | 1310.194 | 0.0017549 | 1256.4744 | 0.046535 | 1564.9677 | 0.0048543 | 0 | 0 | 1168.5082 | 0 | 1168.5013 | 0.002233
| 979.5862 | 0.041487 | 858.9846 | 0.017619 | 858.9846 | 0.059023 | 859.1888 | 0.1098 | 979.3893 | 0 | 858.9846 | 29.3645 | 984.1684 | 0.0028871 | 979.5862 | 1.5751 | 858.9846 | 0.12858 | 1045.5007 | 0.54837 |  |  | 1310.72 | 0.00093002 | 1256.5516 | 0.046315 | 1565.2677 | 0.0048189 | 0 | 0 | 1168.5751 | 0 | 1168.5682 | 0.0022433
| 979.7547 | 0.029293 | 859.2241 | -0.024973 | 859.2241 | 0.060512 | 859.4285 | 0.10999 | 979.5587 | 0 | 859.2241 | 29.711 | 984.3396 | 0.0015379 | 979.7547 | 1.5449 | 859.2241 | 0.12858 | 1045.6095 | 0.54936 |  |  | 1311.246 | 0.0011551 | 1256.629 | 0.046095 | 1565.5679 | 0.0047673 | 0 | 0 | 1168.642 | 0 | 1168.6351 | 0.0022504
| 979.9232 | 0.030411 | 859.4637 | 0.031157 | 859.4637 | 0.056416 | 859.6682 | 0.11397 | 979.7282 | 0 | 859.4637 | 29.7897 | 984.5108 | 0.0019273 | 979.9232 | 1.5104 | 859.4637 | 0.13582 | 1045.7183 | 0.55038 |  |  | 1311.773 | 0.0013177 | 1256.7064 | 0.045874 | 1565.868 | 0.0047114 | 0 | 0 | 1168.7089 | 0 | 1168.702 | 0.0022552
| 980.0916 | 0.027415 | 859.7032 | 0.0030101 | 859.7032 | 0.060749 | 859.9078 | 0.10364 | 979.8977 | 0.00026116 | 859.7032 | 30.1382 | 984.6819 | 0.00011408 | 980.0916 | 1.4849 | 859.7032 | 0.13763 | 1045.8271 | 0.55098 |  |  | 1312.3 | 0.0012934 | 1256.7837 | 0.045654 | 1566.1685 | 0.0046668 | 0 | 0 | 1168.7758 | 0 | 1168.7689 | 0.0022584
| 980.2601 | 0.02431 | 859.9428 | 0.025114 | 859.9428 | 0.066798 | 860.1475 | 0.10447 | 980.0672 | 0 | 859.9428 | 30.3063 | 984.8531 | 0.0018077 | 980.2601 | 1.4543 | 859.9428 | 0.13944 | 1045.936 | 0.55229 |  |  | 1312.828 | 0.00084089 | 1256.8611 | 0.045439 | 1566.4689 | 0.0046492 | 0 | 0 | 1168.8428 | 0 | 1168.8358 | 0.0022631
| 980.4285 | 0.029199 | 860.1824 | -0.01515 | 860.1824 | 0.050638 | 860.3872 | 0.098593 | 980.2367 | 0.00078349 | 860.1824 | 30.5114 | 985.0243 | 0.00015357 | 980.4285 | 1.429 | 860.1824 | 0.14486 | 1046.0449 | 0.55468 |  |  | 1313.356 | 0.00089893 | 1256.9385 | 0.045224 | 1566.7695 | 0.00467 | 0 | 0 | 1168.9097 | 0 | 1168.9027 | 0.0022703
| 980.597 | 0.033039 | 860.422 | 0.015618 | 860.422 | 0.075941 | 860.6269 | 0.098913 | 980.4062 | 0 | 860.422 | 30.6918 | 985.1955 | 0.0016772 | 980.597 | 1.3974 | 860.422 | 0.14667 | 1046.1538 | 0.55675 |  |  | 1313.884 | 0.0007777 | 1257.0159 | 0.045009 | 1567.0702 | 0.0047334 | 0 | 0 | 1168.9766 | 0 | 1168.9697 | 0.002283
| 980.7655 | 0.02488 | 860.6616 | -0.013732 | 860.6616 | 0.031683 | 860.8666 | 0.08612 | 980.5756 | 0.00026116 | 860.6616 | 30.9263 | 985.3667 | 0.0013119 | 980.7655 | 1.3727 | 860.6616 | 0.15029 | 1046.2627 | 0.558 |  |  | 1314.413 | 0.0010249 | 1257.0933 | 0.044794 | 1567.371 | 0.0048346 | 0 | 0 | 1169.0436 | 0 | 1169.0366 | 0.0023021
| 980.9339 | 0.034729 | 860.9012 | 0.03658 | 860.9012 | 0.083414 | 861.1063 | 0.09151 | 980.7451 | 0.00017411 | 860.9012 | 31.0932 | 985.5378 | 0.0035693 | 980.9339 | 1.3447 | 860.9012 | 0.1539 | 1046.3716 | 0.55876 |  |  | 1314.942 | 0.0010588 | 1257.1707 | 0.044584 | 1567.672 | 0.0049614 | 0 | 0 | 1169.1105 | 0 | 1169.1036 | 0.0023275
| 981.1024 | 0.020749 | 861.1408 | -0.042146 | 861.1408 | 0.060247 | 861.3461 | 0.084321 | 980.9146 | 0.00026116 | 861.1408 | 31.2899 | 985.709 | 0.0017167 | 981.1024 | 1.3198 | 861.1408 | 0.15571 | 1046.4806 | 0.55967 |  |  | 1315.471 | 0.0013194 | 1257.248 | 0.044369 | 1567.973 | 0.0050965 | 0 | 0 | 1169.1775 | 0 | 1169.1705 | 0.0023593
| 981.2709 | 0.033978 | 861.3804 | 0.033603 | 861.3804 | 0.068394 | 861.5858 | 0.088863 | 981.0841 | 0.00069644 | 861.3804 | 31.3705 | 985.8802 | 0.0035375 | 981.2709 | 1.2895 | 861.3804 | 0.16475 | 1046.5896 | 0.56073 |  |  | 1316.002 | 0.0006983 | 1257.3254 | 0.044159 | 1568.2742 | 0.0052208 | 0 | 0 | 1169.2444 | 0 | 1169.2376 | 0.0023958
| 981.4393 | 0.020843 | 861.62 | -0.02043 | 861.62 | 0.025379 | 861.8255 | 0.075147 | 981.2536 | 0.00078349 | 861.62 | 31.4986 | 986.0514 | 0.001438 | 981.4393 | 1.2632 | 861.62 | 0.17018 | 1046.6986 | 0.56185 |  |  | 1316.532 | 0.0013935 | 1257.4029 | 0.043949 | 1568.5754 | 0.0053163 | 0 | 0 | 1169.3114 | 0 | 1169.3046 | 0.0024347
| 981.6078 | 0.033415 | 861.8596 | 0.015234 | 861.8596 | 0.059802 | 862.0652 | 0.081578 | 981.4231 | 0.00017411 | 861.8596 | 31.6974 | 986.2226 | 0.0024384 | 981.6078 | 1.237 | 861.8596 | 0.1738 | 1046.8076 | 0.56308 |  |  | 1317.063 | 0.00089137 | 1257.4804 | 0.043744 | 1568.8768 | 0.0053691 | 0 | 0 | 1169.3784 | 0 | 1169.3715 | 0.0024729
| 981.7763 | 0.025819 | 862.0993 | -0.023268 | 862.0993 | 0.040557 | 862.305 | 0.080679 | 981.5926 | 0.0013058 | 862.0993 | 31.8926 | 986.3938 | 0.00020183 | 981.7763 | 1.2145 | 862.0993 | 0.17561 | 1046.9167 | 0.56422 |  |  | 1317.594 | 0.0013896 | 1257.5577 | 0.043534 | 1569.1783 | 0.005371 | 0 | 0 | 1169.4454 | 0 | 1169.4385 | 0.002507
| 981.9447 | 0.03135 | 862.3389 | 0.037533 | 862.3389 | 0.072549 | 862.5448 | 0.083352 | 981.7621 | 0.00017411 | 862.3389 | 31.9591 | 986.565 | 0.001619 | 981.9447 | 1.1887 | 862.3389 | 0.17922 | 1047.0258 | 0.56533 |  |  | 1318.126 | 0.000674 | 1257.6353 | 0.043329 | 1569.48 | 0.0053205 | 0 | 0 | 1169.5124 | 0 | 1169.5055 | 0.002534
| 982.1132 | 0.026289 | 862.5786 | -0.019865 | 862.5786 | 0.0071715 | 862.7845 | 0.066547 | 981.9316 | 0.00026116 | 862.5786 | 32.1222 | 986.7362 | 7.6784e-06 | 982.1132 | 1.1658 | 862.5786 | 0.18646 | 1047.1349 | 0.56621 |  |  | 1318.658 | 0.00082125 | 1257.7128 | 0.043119 | 1569.7817 | 0.0052227 | 0 | 0 | 1169.5793 | 0 | 1169.5725 | 0.0025507
| 982.2817 | 0.031256 | 862.8182 | 0.02635 | 862.8182 | 0.065436 | 863.0243 | 0.068564 | 982.1011 | 0 | 862.8182 | 32.244 | 986.9074 | 0.0010059 | 982.2817 | 1.1392 | 862.8182 | 0.18835 | 1047.2439 | 0.56712 |  |  | 1319.191 | 0.0011515 | 1257.7902 | 0.042914 | 1570.0835 | 0.0050887 | 0 | 0 | 1169.6464 | 0 | 1169.6395 | 0.0025555
| 982.4501 | 0.032016 | 863.0579 | -0.024414 | 863.0579 | 0.024121 | 863.2641 | 0.069646 | 982.2707 | 0.00026116 | 863.0579 | 32.4326 | 987.0786 | 0.00062304 | 982.4501 | 1.1198 | 863.0579 | 0.19378 | 1047.353 | 0.56824 |  |  | 1319.724 | 0.0011649 | 1257.8677 | 0.042714 | 1570.3855 | 0.0049337 | 0 | 0 | 1169.7135 | 0 | 1169.7065 | 0.0025491
| 982.6186 | 0.029942 | 863.2976 | 0.0098085 | 863.2976 | 0.064897 | 863.5039 | 0.074689 | 982.4402 | 0.00017411 | 863.2976 | 32.5406 | 987.2498 | 0.0020962 | 982.6186 | 1.0974 | 863.2976 | 0.19378 | 1047.4622 | 0.56947 |  |  | 1320.257 | 0.0011343 | 1257.9452 | 0.042509 | 1570.6876 | 0.0047742 | 0 | 0 | 1169.7805 | 0 | 1169.7736 | 0.0025308
| 982.7871 | 0.028542 | 863.5372 | -0.024192 | 863.5372 | 0.014276 | 863.7437 | 0.062801 | 982.6097 | 0.00026116 | 863.5372 | 32.6226 | 987.421 | 0.00066692 | 982.7871 | 1.0804 | 863.5372 | 0.19378 | 1047.5714 | 0.57057 |  |  | 1320.791 | 0.0014295 | 1258.0227 | 0.042305 | 1570.9899 | 0.0046256 | 0 | 0 | 1169.8475 | 0 | 1169.8406 | 0.0025022
| 982.9556 | 0.036137 | 863.7769 | 0.03987 | 863.7769 | 0.045484 | 863.9835 | 0.066487 | 982.7792 | 0.00017411 | 863.7769 | 32.8255 | 987.5923 | 0.0020622 | 982.9556 | 1.0589 | 863.7769 | 0.20282 | 1047.6808 | 0.57201 |  |  | 1321.326 | 0.0019432 | 1258.1002 | 0.042105 | 1571.2921 | 0.0044997 | 0 | 0 | 1169.9145 | 0 | 1169.9077 | 0.0024673
| 983.124 | 0.030138 | 864.0166 | -0.03192 | 864.0166 | 0.034266 | 864.2233 | 0.058375 | 982.9487 | 0.00026116 | 864.0166 | 33.0292 | 987.7635 | 0.0014337 | 983.124 | 1.0404 | 864.0166 | 0.21187 | 1047.7899 | 0.57351 |  |  | 1321.86 | 0.0014187 | 1258.1777 | 0.041905 | 1571.5946 | 0.0044034 | 0 | 0 | 1169.9816 | 0 | 1169.9747 | 0.0024268
| 983.2925 | 0.029473 | 864.2563 | 0.020562 | 864.2563 | 0.041775 | 864.4631 | 0.067271 | 983.1182 | 0.00069644 | 864.2563 | 33.0361 | 987.9347 | 0.0023913 | 983.2925 | 1.017 | 864.2563 | 0.21187 | 1047.8992 | 0.57438 |  |  | 1322.396 | 0.0012862 | 1258.2552 | 0.041705 | 1571.8971 | 0.0043387 | 0 | 0 | 1170.0487 | 0 | 1170.0418 | 0.0023839
| 983.461 | 0.028073 | 864.496 | -0.01976 | 864.496 | 0.024345 | 864.703 | 0.060021 | 983.2878 | 0.00026116 | 864.496 | 33.1867 | 988.1059 | 0.001155 | 983.461 | 0.9967 | 864.496 | 0.21548 | 1048.0084 | 0.57605 |  |  | 1322.931 | 0.00094438 | 1258.3328 | 0.041506 | 1572.1998 | 0.0043036 | 0 | 0 | 1170.1157 | 0 | 1170.1089 | 0.0023402
| 983.6295 | 0.025249 | 864.7357 | 0.0077158 | 864.7357 | 0.040483 | 864.9428 | 0.06485 | 983.4573 | 0.00017411 | 864.7357 | 33.1331 | 988.2771 | 0.0026041 | 983.6295 | 0.97307 | 864.7357 | 0.2191 | 1048.1177 | 0.57798 |  |  | 1323.467 | 0.0012359 | 1258.4104 | 0.041306 | 1572.5026 | 0.004295 | 0 | 0 | 1170.1829 | 0 | 1170.1759 | 0.0022997
| 983.7979 | 0.031734 | 864.9754 | -0.017528 | 864.9754 | -0.00045623 | 865.1827 | 0.058387 | 983.6268 | 0.00026116 | 864.9754 | 33.103 | 988.4484 | 0.00090166 | 983.7979 | 0.95492 | 864.9754 | 0.22272 | 1048.2271 | 0.57916 |  |  | 1324.004 | 0.0010682 | 1258.4879 | 0.041111 | 1572.8055 | 0.0043104 | 0 | 0 | 1170.2499 | 0 | 1170.243 | 0.0022623
| 983.9664 | 0.024404 | 865.2152 | 0.0088348 | 865.2152 | 0.030677 | 865.4225 | 0.060588 | 983.7964 | 0.00017411 | 865.2152 | 32.9809 | 988.6196 | 0.002694 | 983.9664 | 0.93426 | 865.2152 | 0.22814 | 1048.3364 | 0.58028 |  |  | 1324.541 | 0.0011668 | 1258.5656 | 0.040912 | 1573.1085 | 0.0043498 | 0 | 0 | 1170.317 | 0 | 1170.3101 | 0.0022306
| 984.1349 | 0.023097 | 865.4549 | -0.019829 | 865.4549 | 0.018587 | 865.6624 | 0.049814 | 983.9659 | 0.00078349 | 865.4549 | 32.9976 | 988.7908 | 0.00080623 | 984.1349 | 0.91802 | 865.4549 | 0.23718 | 1048.4458 | 0.58057 |  |  | 1325.078 | 0.0015129 | 1258.6431 | 0.040717 | 1573.4116 | 0.0044152 | 0 | 0 | 1170.3842 | 0 | 1170.3772 | 0.0022044
| 984.3034 | 0.033039 | 865.6946 | 0.037639 | 865.6946 | 0.049206 | 865.9023 | 0.059195 | 984.1354 | 0.00017411 | 865.6946 | 33.0991 | 988.962 | 0.0022201 | 984.3034 | 0.89737 | 865.6946 | 0.24623 | 1048.5552 | 0.58062 |  |  | 1325.616 | 0.00093577 | 1258.7207 | 0.040522 | 1573.715 | 0.0045089 | 0 | 0 | 1170.4512 | 0 | 1170.4443 | 0.0021829
| 984.4718 | 0.034269 | 865.9344 | -0.0254 | 865.9344 | 0.025508 | 866.1422 | 0.054751 | 984.305 | 0.00078349 | 865.9344 | 32.9986 | 989.1333 | 0.00069434 | 984.4718 | 0.88045 | 865.9344 | 0.24442 | 1048.6646 | 0.58154 |  |  | 1326.154 | 0.00088 | 1258.7983 | 0.040328 | 1574.0183 | 0.0046292 | 0 | 0 | 1170.5183 | 0 | 1170.5115 | 0.0021654
| 984.6403 | 0.030974 | 866.1741 | 0.016689 | 866.1741 | 0.047159 | 866.382 | 0.051096 | 984.4745 | 0.00017411 | 866.1741 | 32.9739 | 989.3045 | 0.0029814 | 984.6403 | 0.85951 | 866.1741 | 0.24623 | 1048.774 | 0.58292 |  |  | 1326.693 | 0.0011217 | 1258.8758 | 0.040133 | 1574.3218 | 0.0047683 | 0 | 0 | 1170.5855 | 0 | 1170.5786 | 0.0021503
| 984.8088 | 0.032955 | 866.4139 | -0.014941 | 866.4139 | 0.019792 | 866.6219 | 0.044465 | 984.644 | 0.00078349 | 866.4139 | 32.9292 | 989.4758 | 0.00097296 | 984.8088 | 0.84451 | 866.4139 | 0.26069 | 1048.8837 | 0.58487 |  |  | 1327.232 | 0.0012261 | 1258.9535 | 0.039938 | 1574.6254 | 0.00491 | 0 | 0 | 1170.6526 | 0 | 1170.6457 | 0.0021368
| 984.9773 | 0.030693 | 866.6537 | 0.012334 | 866.6537 | 0.037807 | 866.8618 | 0.058026 | 984.8136 | 0.00017411 | 866.6537 | 33.0778 | 989.647 | 0.0022223 | 984.9773 | 0.82567 | 866.6537 | 0.25708 | 1048.993 | 0.58672 |  |  | 1327.772 | 0.00091176 | 1259.0311 | 0.039749 | 1574.9291 | 0.0050325 | 0 | 0 | 1170.7197 | 0 | 1170.7129 | 0.0021257
| 985.1458 | 0.025913 | 866.8934 | -0.02883 | 866.8934 | 0.011189 | 867.1017 | 0.0457 | 984.9831 | 0.00026116 | 866.8934 | 33.0657 | 989.8182 | 1.7551e-05 | 985.1458 | 0.81104 | 866.8934 | 0.26621 | 1049.1025 | 0.58747 |  |  | 1328.312 | 0.00083398 | 1259.1088 | 0.039554 | 1575.2329 | 0.0051131 | 0 | 0 | 1170.7869 | 0 | 1170.78 | 0.0021178
| 985.3143 | 0.032101 | 867.1332 | 0.031282 | 867.1332 | 0.034849 | 867.3417 | 0.051489 | 985.1527 | 0.00017411 | 867.1332 | 32.9689 | 989.9895 | 0.0015598 | 985.3143 | 0.79125 | 867.1332 | 0.26621 | 1049.212 | 0.58797 |  |  | 1328.852 | 0.00079851 | 1259.1864 | 0.039365 | 1575.5369 | 0.0051349 | 0 | 0 | 1170.854 | 0 | 1170.8472 | 0.002113
| 985.4827 | 0.027134 | 867.373 | -0.017934 | 867.373 | 0.036955 | 867.5816 | 0.040036 | 985.3222 | 0.00078349 | 867.373 | 32.8346 | 990.1607 | 0.00096199 | 985.4827 | 0.77625 | 867.373 | 0.27344 | 1049.3217 | 0.58895 |  |  | 1329.393 | 0.0012525 | 1259.2642 | 0.039175 | 1575.8409 | 0.0050929 | 0 | 0 | 1170.9211 | 0 | 1170.9143 | 0.0021138
| 985.6512 | 0.018491 | 867.6128 | 0.01863 | 867.6128 | 0.039684 | 867.8215 | 0.050619 | 985.4918 | 0.00017411 | 867.6128 | 32.6818 | 990.332 | 0.00067899 | 985.6512 | 0.75848 | 867.6128 | 0.28249 | 1049.4312 | 0.59016 |  |  | 1329.934 | 0.00085474 | 1259.3418 | 0.038986 | 1576.1451 | 0.0049962 | 0 | 0 | 1170.9884 | 0 | 1170.9814 | 0.0021186
| 985.8197 | 0.020937 | 867.8526 | -0.033759 | 867.8526 | 0.013871 | 868.0615 | 0.046585 | 985.6613 | 0.00026116 | 867.8526 | 32.6527 | 990.5032 | 0.0011441 | 985.8197 | 0.74451 | 867.8526 | 0.28791 | 1049.5408 | 0.59088 |  |  | 1330.476 | 0.0011731 | 1259.4194 | 0.038796 | 1576.4495 | 0.0048662 | 0 | 0 | 1171.0555 | 0 | 1171.0487 | 0.0021273
| 985.9882 | 0.04083 | 868.0924 | 0.022146 | 868.0924 | 0.027782 | 868.3015 | 0.041654 | 985.8309 | 0.00017411 | 868.0924 | 32.2283 | 990.6745 | 0.0008161 | 985.9882 | 0.7266 | 868.0924 | 0.28972 | 1049.6504 | 0.59102 |  |  | 1331.018 | 0.00079442 | 1259.4972 | 0.038607 | 1576.7539 | 0.0047298 | 0 | 0 | 1171.1227 | 0 | 1171.1158 | 0.002136
| 986.1567 | 0.043189 | 868.3322 | -0.040941 | 868.3322 | 0.012232 | 868.5414 | 0.038585 | 986.0005 | 0.00078349 | 868.3322 | 32.3019 | 990.8457 | 0.001268 | 986.1567 | 0.71318 | 868.3322 | 0.29515 | 1049.76 | 0.59142 |  |  | 1331.561 | 0.0011903 | 1259.5748 | 0.038417 | 1577.0585 | 0.004611 | 0 | 0 | 1171.1899 | 0 | 1171.183 | 0.002144
| 986.3252 | 0.040736 | 868.572 | 0.044366 | 868.572 | 0.057163 | 868.7814 | 0.039682 | 986.17 | 0 | 868.572 | 31.99 | 991.017 | 0.0013986 | 986.3252 | 0.69761 | 868.572 | 0.29515 | 1049.8698 | 0.59245 |  |  | 1332.104 | 0.00097428 | 1259.6526 | 0.038233 | 1577.3632 | 0.0045248 | 0 | 0 | 1171.2571 | 0 | 1171.2502 | 0.0021488
| 986.4937 | 0.032673 | 868.8119 | -0.020672 | 868.8119 | 0.037927 | 869.0213 | 0.032881 | 986.3396 | 0.00026116 | 868.8119 | 31.9352 | 991.1882 | 0.00033346 | 986.4937 | 0.68373 | 868.8119 | 0.30419 | 1049.9794 | 0.59344 |  |  | 1332.648 | 0.00090543 | 1259.7302 | 0.038043 | 1577.668 | 0.0044741 | 0 | 0 | 1171.3243 | 0 | 1171.3174 | 0.0021511
| 986.6622 | 0.026375 | 869.0517 | 0.035396 | 869.0517 | 0.045095 | 869.2613 | 0.046373 | 986.5092 | 0.00017411 | 869.0517 | 31.834 | 991.3595 | 0.0019229 | 986.6622 | 0.6678 | 869.0517 | 0.31142 | 1050.0891 | 0.59482 |  |  | 1333.192 | 0.0013052 | 1259.808 | 0.037859 | 1577.9728 | 0.0044521 | 0 | 0 | 1171.3916 | 0 | 1171.3846 | 0.0021527
| 986.8307 | 0.02704 | 869.2916 | -0.018871 | 869.2916 | 0.01346 | 869.5013 | 0.034223 | 986.6787 | 0.00078349 | 869.2916 | 31.4884 | 991.5308 | 0.00028081 | 986.8307 | 0.65494 | 869.2916 | 0.31866 | 1050.1989 | 0.59713 |  |  | 1333.736 | 0.0018657 | 1259.8857 | 0.03767 | 1578.2778 | 0.0044474 | 0 | 0 | 1171.4587 | 0 | 1171.4519 | 0.0021559
| 986.9991 | 0.036137 | 869.5314 | 0.035268 | 869.5314 | 0.042417 | 869.7413 | 0.045599 | 986.8483 | 0 | 869.5314 | 31.3272 | 991.702 | 0.0019371 | 986.9991 | 0.6413 | 869.5314 | 0.32227 | 1050.3087 | 0.59889 |  |  | 1334.281 | 0.0010843 | 1259.9635 | 0.037485 | 1578.583 | 0.0044496 | 0 | 0 | 1171.526 | 0 | 1171.5192 | 0.0021638
| 987.1676 | 0.03887 | 869.7713 | -0.041511 | 869.7713 | 0.01716 | 869.9813 | 0.03021 | 987.0179 | 0.00078349 | 869.7713 | 31.1827 | 991.8733 | 0.00026765 | 987.1676 | 0.62775 | 869.7713 | 0.32951 | 1050.4185 | 0.60041 |  |  | 1334.826 | 0.0010804 | 1260.0413 | 0.037301 | 1578.8882 | 0.0044534 | 0 | 0 | 1171.5933 | 0 | 1171.5863 | 0.0021805
| 987.3361 | 0.0367 | 870.0111 | 0.029917 | 870.0111 | 0.015566 | 870.2213 | 0.035727 | 987.1874 | 0 | 870.0111 | 30.9204 | 992.0446 | 0.0015039 | 987.3361 | 0.61313 | 870.0111 | 0.33313 | 1050.5282 | 0.60215 |  |  | 1335.372 | 0.0015225 | 1260.119 | 0.037116 | 1579.1936 | 0.0044592 | 0 | 0 | 1171.6605 | 0 | 1171.6536 | 0.0022067
| 987.5046 | 0.029199 | 870.251 | -0.027484 | 870.251 | 0.040343 | 870.4613 | 0.029865 | 987.357 | 0.00078349 | 870.251 | 30.6673 | 992.2158 | 0.00033236 | 987.5046 | 0.6028 | 870.251 | 0.33855 | 1050.6381 | 0.60336 |  |  | 1335.918 | 0.0016197 | 1260.1968 | 0.036937 | 1579.4991 | 0.0044716 | 0 | 0 | 1171.7278 | 0 | 1171.7208 | 0.0022401
| 987.6731 | 0.026469 | 870.4909 | 0.020471 | 870.4909 | 0.018848 | 870.7014 | 0.028783 | 987.5266 | 0.00069644 | 870.4909 | 30.3968 | 992.3871 | 0.0018483 | 987.6731 | 0.59116 | 870.4909 | 0.33674 | 1050.7478 | 0.60431 |  |  | 1336.465 | 0.0013342 | 1260.2745 | 0.036753 | 1579.8047 | 0.0044963 | 0 | 0 | 1171.795 | 0 | 1171.7881 | 0.0022798
| 987.8416 | 0.029387 | 870.7308 | -0.010913 | 870.7308 | -0.0047806 | 870.9414 | 0.035583 | 987.6962 | 0.0013058 | 870.7308 | 30.0972 | 992.5584 | 0.00022596 | 987.8416 | 0.58177 | 870.7307 | 0.34226 | 1050.8577 | 0.6054 |  |  | 1337.012 | 0.00093817 | 1260.3524 | 0.036568 | 1580.1105 | 0.0045385 | 0 | 0 | 1171.8623 | 0 | 1171.8554 | 0.0023187
| 988.0101 | 0.034166 | 870.9706 | 0.023941 | 870.9706 | 0.059789 | 871.1815 | 0.032777 | 987.8658 | 0 | 870.9706 | 29.8356 | 992.7297 | 0.0011715 | 988.0101 | 0.57007 | 870.9706 | 0.35311 | 1050.9677 | 0.60638 |  |  | 1337.56 | 0.0017634 | 1260.4302 | 0.036389 | 1580.4163 | 0.0046011 | 0 | 0 | 1171.9296 | 0 | 1171.9227 | 0.0023529
| 988.1786 | 0.020092 | 871.2105 | -0.038146 | 871.2105 | 0.015251 | 871.4215 | 0.033405 | 988.0354 | 0.00078349 | 871.2105 | 29.4946 | 992.9009 | 0.00016673 | 988.1786 | 0.56007 | 871.2105 | 0.35673 | 1051.0775 | 0.60752 |  |  | 1338.108 | 0.0015785 | 1260.5079 | 0.036205 | 1580.7222 | 0.0046846 | 0 | 0 | 1171.9968 | 0 | 1171.99 | 0.0023783
| 988.3471 | 0.036324 | 871.4504 | 0.027766 | 871.4504 | 0.0028003 | 871.6616 | 0.03989 | 988.2049 | 0 | 871.4504 | 29.1819 | 993.0722 | 0.0015982 | 988.3471 | 0.5487 | 871.4504 | 0.35853 | 1051.1875 | 0.60897 |  |  | 1338.656 | 0.00073498 | 1260.5858 | 0.036026 | 1581.0283 | 0.0047876 | 0 | 0 | 1172.0642 | 0 | 1172.0573 | 0.0023918
| 988.5156 | 0.024317 | 871.6904 | -0.022514 | 871.6904 | 0.001833 | 871.9016 | 0.028796 | 988.3745 | 0.00026116 | 871.6904 | 28.9663 | 993.2435 | 0.00078319 | 988.5156 | 0.53845 | 871.6903 | 0.37119 | 1051.2975 | 0.60944 |  |  | 1339.205 | 0.0011699 | 1260.6637 | 0.035846 | 1581.3345 | 0.0049068 | 0 | 0 | 1172.1315 | 0 | 1172.1245 | 0.0023942
| 988.6841 | 0.034635 | 871.9303 | 0.00058685 | 871.9303 | 0.026153 | 872.1417 | 0.03385 | 988.5441 | 0.00017411 | 871.9303 | 28.5126 | 993.4148 | 0.0017441 | 988.6841 | 0.52569 | 871.9303 | 0.373 | 1051.4075 | 0.61034 |  |  | 1339.754 | 0.00089724 | 1260.7415 | 0.035667 | 1581.6409 | 0.0050369 | 0 | 0 | 1172.1987 | 0 | 1172.1919 | 0.0023879
| 988.8526 | 0.031828 | 872.1702 | -0.024696 | 872.1702 | -0.015045 | 872.3818 | 0.026716 | 988.7137 | 0.00078349 | 872.1702 | 28.2184 | 993.5861 | 0.00090495 | 988.8526 | 0.51181 | 872.1702 | 0.37662 | 1051.5175 | 0.61236 |  |  | 1340.304 | 0.00079405 | 1260.8193 | 0.035488 | 1581.9473 | 0.0051695 | 0 | 0 | 1172.2661 | 0 | 1172.2592 | 0.0023767
| 989.0211 | 0.031068 | 872.4101 | 0.0082207 | 872.4101 | 0.039586 | 872.6219 | 0.027898 | 988.8833 | 0.00069644 | 872.4101 | 27.8342 | 993.7574 | 0.0018779 | 989.0211 | 0.49609 | 872.4101 | 0.38385 | 1051.6277 | 0.61324 |  |  | 1340.854 | 0.00097528 | 1260.8972 | 0.035308 | 1582.2538 | 0.0052936 | 0 | 0 | 1172.3334 | 0 | 1172.3265 | 0.0023648
| 989.1896 | 0.025631 | 872.6501 | -0.024021 | 872.6501 | 0.012016 | 872.862 | 0.030152 | 989.0529 | 0.00078349 | 872.6501 | 27.419 | 993.9286 | 9.3237e-05 | 989.1896 | 0.48055 | 872.6501 | 0.3929 | 1051.7375 | 0.61354 |  |  | 1341.405 | 0.00081044 | 1260.9751 | 0.035134 | 1582.5605 | 0.005395 | 0 | 0 | 1172.4008 | 0 | 1172.3938 | 0.0023529
| 989.3581 | 0.028722 | 872.89 | 0.01728 | 872.89 | 0.030169 | 873.1021 | 0.028419 | 989.2225 | 0 | 872.89 | 26.9813 | 994.0999 | 0.0023364 | 989.3581 | 0.46491 | 872.89 | 0.40013 | 1051.8477 | 0.61428 |  |  | 1341.956 | 0.0010764 | 1261.053 | 0.034955 | 1582.8673 | 0.0054588 | 0 | 0 | 1172.4681 | 0 | 1172.4612 | 0.0023426
| 989.5266 | 0.022721 | 873.13 | -0.03328 | 873.13 | -0.023075 | 873.3422 | 0.02338 | 989.3921 | 0.00078349 | 873.13 | 26.7316 | 994.2712 | 0.00066582 | 989.5266 | 0.45016 | 873.13 | 0.41098 | 1051.9578 | 0.61552 |  |  | 1342.508 | 0.00075602 | 1261.1309 | 0.034781 | 1583.1742 | 0.0054714 | 0 | 0 | 1172.5354 | 0 | 1172.5286 | 0.0023322
| 989.6951 | 0.031256 | 873.3699 | 0.0069405 | 873.3699 | 0.024002 | 873.5823 | 0.02784 | 989.5617 | 0.00017411 | 873.3699 | 26.2547 | 994.4425 | 4.7167e-05 | 989.6951 | 0.43275 | 873.3699 | 0.41279 | 1052.0679 | 0.61697 |  |  | 1343.06 | 0.001478 | 1261.2087 | 0.034602 | 1583.4812 | 0.0054245 | 0 | 0 | 1172.6028 | 0 | 1172.5958 | 0.0023179
| 989.8636 | 0.03042 | 873.6099 | -0.033461 | 873.6099 | -0.015281 | 873.8224 | 0.023326 | 989.7313 | 0 | 873.6099 | 25.9002 | 994.6138 | 0.00090166 | 989.8636 | 0.42307 | 873.6099 | 0.42373 | 1052.1781 | 0.61769 |  |  | 1343.613 | 0.0010017 | 1261.2866 | 0.034428 | 1583.7883 | 0.0053186 | 0 | 0 | 1172.6702 | 0 | 1172.6632 | 0.0022989
| 990.0321 | 0.028252 | 873.8499 | 0.035797 | 873.8499 | 0.027565 | 874.0626 | 0.029885 | 989.9009 | 0 | 873.8499 | 25.5749 | 994.7851 | 0.00091921 | 990.0321 | 0.40687 | 873.8499 | 0.43096 | 1052.2882 | 0.61821 |  |  | 1344.166 | 0.00086907 | 1261.3646 | 0.034253 | 1584.0957 | 0.0051648 | 0 | 0 | 1172.7376 | 0 | 1172.7306 | 0.0022719
| 990.2006 | 0.029011 | 874.0898 | -0.019566 | 874.0898 | -0.00051433 | 874.3027 | 0.020043 | 990.0706 | 0.00026116 | 874.0898 | 25.1158 | 994.9564 | 0.00079526 | 990.2006 | 0.4041 | 874.0898 | 0.44001 | 1052.3984 | 0.61907 |  |  | 1344.719 | 0.0012065 | 1261.4425 | 0.034079 | 1584.4031 | 0.004984 | 0 | 0 | 1172.8049 | 0 | 1172.798 | 0.0022377
| 990.3691 | 0.038014 | 874.3298 | 0.049502 | 874.3298 | 0.022928 | 874.5428 | 0.02986 | 990.2402 | 0.00017411 | 874.3298 | 24.8089 | 995.1277 | 0.002117 | 990.3691 | 0.38687 | 874.3298 | 0.43096 | 1052.5087 | 0.62 |  |  | 1345.273 | 0.0012026 | 1261.5204 | 0.033905 | 1584.7106 | 0.0048029 | 0 | 0 | 1172.8723 | 0 | 1172.8654 | 0.002198
| 990.5376 | 0.024129 | 874.5698 | -0.014717 | 874.5698 | 0.021506 | 874.783 | 0.018795 | 990.4098 | 0.00078349 | 874.5698 | 24.4319 | 995.2991 | 0.0012307 | 990.5376 | 0.38487 | 874.5698 | 0.44905 | 1052.6189 | 0.62081 |  |  | 1345.827 | 0.0010992 | 1261.5984 | 0.033736 | 1585.0182 | 0.0046473 | 0 | 0 | 1172.9397 | 0 | 1172.9327 | 0.0021567
| 990.7061 | 0.029097 | 874.8098 | 0.021805 | 874.8098 | -0.017062 | 875.0232 | 0.027783 | 990.5794 | 0 | 874.8098 | 23.9242 | 995.4704 | 0.0028585 | 990.7061 | 0.3696 | 874.8098 | 0.44724 | 1052.7292 | 0.62164 |  |  | 1346.382 | 0.00099624 | 1261.6764 | 0.033562 | 1585.3259 | 0.0045364 | 0 | 0 | 1173.0071 | 0 | 1173.0001 | 0.0021186
| 990.8746 | 0.028542 | 875.0498 | -0.043497 | 875.0498 | 0.021819 | 875.2634 | 0.027 | 990.749 | 0.00026116 | 875.0498 | 23.4787 | 995.6417 | 0.002003 | 990.8746 | 0.36841 | 875.0498 | 0.46352 | 1052.8395 | 0.62306 |  |  | 1346.937 | 0.0014877 | 1261.7543 | 0.033388 | 1585.6338 | 0.0044774 | 0 | 0 | 1173.0745 | 0 | 1173.0676 | 0.0020876
| 991.0431 | 0.031725 | 875.2898 | 0.026489 | 875.2898 | 0.0060538 | 875.5035 | 0.01912 | 990.9187 | 0.00017411 | 875.2898 | 23.0585 | 995.813 | 0.003792 | 991.0431 | 0.35829 | 875.2898 | 0.46171 | 1052.9498 | 0.62477 |  |  | 1347.493 | 0.0011697 | 1261.8323 | 0.033219 | 1585.9418 | 0.0044656 | 0 | 0 | 1173.142 | 0 | 1173.135 | 0.0020669
| 991.2117 | 0.03211 | 875.5299 | -0.025374 | 875.5299 | -0.04035 | 875.7438 | 0.010225 | 991.0883 | 0.00026116 | 875.5299 | 22.6056 | 995.9843 | 0.0017726 | 991.2117 | 0.35919 | 875.5299 | 0.46713 | 1053.0602 | 0.62597 |  |  | 1348.049 | 0.00097719 | 1261.9103 | 0.03305 | 1586.2499 | 0.0044875 | 0 | 0 | 1173.2094 | 0 | 1173.2024 | 0.0020606
| 991.3802 | 0.030787 | 875.7699 | 0.017793 | 875.7699 | 0.044773 | 875.9839 | 0.023739 | 991.2579 | 0.00017411 | 875.7699 | 22.0781 | 996.1556 | 0.0034158 | 991.3802 | 0.35615 | 875.7699 | 0.48522 | 1053.1705 | 0.6268 |  |  | 1348.606 | 0.00089295 | 1261.9883 | 0.032881 | 1586.5581 | 0.0045265 | 0 | 0 | 1173.2767 | 0 | 1173.2699 | 0.0020669
| 991.5487 | 0.0384 | 876.0099 | -0.011385 | 876.0099 | 0.0028838 | 876.2242 | 0.019926 | 991.4275 | 0.00078349 | 876.0099 | 21.6398 | 996.3269 | 0.0010508 | 991.5487 | 0.36162 | 876.0099 | 0.48341 | 1053.2809 | 0.62732 |  |  | 1349.163 | 0.00082171 | 1262.0663 | 0.032712 | 1586.8665 | 0.0045691 | 0 | 0 | 1173.3442 | 0 | 1173.3373 | 0.0020868
| 991.7172 | 0.032288 | 876.25 | 0.025268 | 876.25 | -0.00015904 | 876.4644 | 0.020529 | 991.5972 | 0.00017411 | 876.25 | 21.2885 | 996.4983 | 0.0024626 | 991.7172 | 0.3651 | 876.25 | 0.49616 | 1053.3914 | 0.62748 |  |  | 1349.72 | 0.0010167 | 1262.1443 | 0.032543 | 1587.1749 | 0.0046079 | 0 | 0 | 1173.4116 | 0 | 1173.4048 | 0.0021146
| 991.8857 | 0.031171 | 876.49 | -0.040545 | 876.49 | -0.010064 | 876.7046 | 0.018175 | 991.7668 | 0.00026116 | 876.49 | 20.8915 | 996.6696 | 0.00069105 | 991.8857 | 0.37407 | 876.49 | 0.5052 | 1053.5017 | 0.62781 |  |  | 1350.279 | 0.0016212 | 1262.2223 | 0.032374 | 1587.4835 | 0.0046421 | 0 | 0 | 1173.4791 | 0 | 1173.4722 | 0.0021472
| 992.0542 | 0.033039 | 876.7301 | 0.0028731 | 876.7301 | 0.010877 | 876.9448 | 0.024234 | 991.9364 | 0.00017411 | 876.7301 | 20.3848 | 996.8409 | 0.0021938 | 992.0542 | 0.38082 | 876.7301 | 0.50701 | 1053.6122 | 0.62911 |  |  | 1350.837 | 0.0014979 | 1262.3004 | 0.032205 | 1587.7922 | 0.0046743 | 0 | 0 | 1173.5466 | 0 | 1173.5397 | 0.0021797
| 992.2227 | 0.029105 | 876.9701 | -0.015417 | 876.9701 | 0.0035638 | 877.1851 | 0.014675 | 992.1061 | 0.00078349 | 876.9701 | 20.0508 | 997.0122 | 0.00059453 | 992.2227 | 0.38183 | 876.9701 | 0.51063 | 1053.7227 | 0.63126 |  |  | 1351.396 | 0.00098661 | 1262.3784 | 0.032041 | 1588.1011 | 0.0047062 | 0 | 0 | 1173.614 | 0 | 1173.6072 | 0.0022083
| 992.3912 | 0.03792 | 877.2102 | 0.035274 | 877.2102 | 0.031447 | 877.4253 | 0.023607 | 992.2757 | 0 | 877.2102 | 19.713 | 997.1836 | 0.0027061 | 992.3912 | 0.38496 | 877.2102 | 0.5251 | 1053.8331 | 0.63221 |  |  | 1351.955 | 0.0013866 | 1262.4564 | 0.031872 | 1588.41 | 0.0047366 | 0 | 0 | 1173.6815 | 0 | 1173.6747 | 0.0022306
| 992.5597 | 0.031922 | 877.4503 | -0.041407 | 877.4503 | -0.012659 | 877.6656 | 0.013584 | 992.4454 | 0.00078349 | 877.4503 | 19.3161 | 997.3549 | 8.1171e-05 | 992.5597 | 0.37202 | 877.4502 | 0.52691 | 1053.9437 | 0.63151 |  |  | 1352.515 | 0.0013579 | 1262.5346 | 0.031708 | 1588.719 | 0.00476 | 0 | 0 | 1173.749 | 0 | 1173.7421 | 0.0022449
| 992.7283 | 0.030693 | 877.6903 | 0.0235 | 877.6903 | 0.051643 | 877.9058 | 0.017541 | 992.615 | 0.00017411 | 877.6903 | 18.7642 | 997.5262 | 0.0014304 | 992.7283 | 0.37111 | 877.6903 | 0.53957 | 1054.0542 | 0.63163 |  |  | 1353.076 | 0.0012112 | 1262.6126 | 0.031544 | 1589.0282 | 0.0047696 | 0 | 0 | 1173.8165 | 0 | 1173.8096 | 0.002252
| 992.8968 | 0.02873 | 877.9304 | -0.033921 | 877.9304 | -0.023 | 878.1461 | 0.014839 | 992.7846 | 0.0013058 | 877.9304 | 18.3855 | 997.6976 | 0.00036026 | 992.8968 | 0.34236 | 877.9304 | 0.5468 | 1054.1647 | 0.63337 |  |  | 1353.636 | 0.0012212 | 1262.6907 | 0.031375 | 1589.3375 | 0.0047593 | 0 | 0 | 1173.884 | 0 | 1173.8771 | 0.0022528
| 993.0653 | 0.029097 | 878.1705 | 0.054051 | 878.1705 | 0.020174 | 878.3864 | 0.021135 | 992.9543 | 0.00017411 | 878.1705 | 18.0182 | 997.8689 | 0.0027603 | 993.0653 | 0.33647 | 878.1705 | 0.5468 | 1054.2753 | 0.63449 |  |  | 1354.198 | 0.0012302 | 1262.7688 | 0.031211 | 1589.647 | 0.0047272 | 0 | 0 | 1173.9515 | 0 | 1173.9446 | 0.0022496
| 993.2338 | 0.027134 | 878.4106 | -0.026811 | 878.4106 | -0.0082749 | 878.6266 | 0.019733 | 993.1239 | 0 | 878.4106 | 17.5544 | 998.0402 | 0.0015175 | 993.2338 | 0.31354 | 878.4106 | 0.55403 | 1054.386 | 0.6347 |  |  | 1354.759 | 0.0012591 | 1262.8469 | 0.031052 | 1589.9565 | 0.004676 | 0 | 0 | 1174.019 | 0 | 1174.0121 | 0.0022417
| 993.4023 | 0.038389 | 878.6507 | 0.013721 | 878.6507 | 0.021704 | 878.8669 | 0.014245 | 993.2936 | 0.00017411 | 878.6507 | 17.1225 | 998.2116 | 0.0038989 | 993.4023 | 0.30918 | 878.6507 | 0.56497 | 1054.4966 | 0.63554 |  |  | 1355.322 | 0.001033 | 1262.9251 | 0.030889 | 1590.2662 | 0.0046128 | 0 | 0 | 1174.0865 | 0 | 1174.0797 | 0.0022314
| 993.5708 | 0.034551 | 878.8908 | -0.01256 | 878.8908 | 0.0035239 | 879.1072 | 0.019165 | 993.4632 | 0.00026116 | 878.8908 | 16.647 | 998.3829 | 0.0042762 | 993.5708 | 0.29833 | 878.8908 | 0.56497 | 1054.6072 | 0.63675 |  |  | 1355.884 | 0.0014884 | 1263.0032 | 0.030725 | 1590.5759 | 0.0045471 | 0 | 0 | 1174.1541 | 0 | 1174.1472 | 0.0022179
| 993.7394 | 0.025436 | 879.131 | 0.020977 | 879.131 | 0.019557 | 879.3475 | 0.021237 | 993.6329 | 0.00017411 | 879.131 | 16.3045 | 998.5543 | 0.0041408 | 993.7394 | 0.29081 | 879.131 | 0.57402 | 1054.7179 | 0.6375 |  |  | 1356.447 | 0.00082145 | 1263.0813 | 0.030566 | 1590.8859 | 0.0044879 | 0 | 0 | 1174.2217 | 0 | 1174.2147 | 0.002202
| 993.9079 | 0.022252 | 879.3711 | -0.034285 | 879.3711 | -0.033536 | 879.5879 | 0.013005 | 993.8026 | 0.00026116 | 879.3711 | 15.8704 | 998.7256 | 0.0040026 | 993.9079 | 0.29683 | 879.3711 | 0.57583 | 1054.8286 | 0.63764 |  |  | 1357.011 | 0.00087783 | 1263.1594 | 0.030402 | 1591.1959 | 0.0044408 | 0 | 0 | 1174.2892 | 0 | 1174.2823 | 0.0021837
| 994.0764 | 0.034541 | 879.6112 | 0.016808 | 879.6112 | 0.04811 | 879.8282 | 0.022012 | 993.9722 | 0.00017411 | 879.6112 | 15.4892 | 998.897 | 0.0032469 | 994.0764 | 0.29043 | 879.6112 | 0.58848 | 1054.9393 | 0.63821 |  |  | 1357.575 | 0.0012389 | 1263.2376 | 0.030243 | 1591.5061 | 0.0044062 | 0 | 0 | 1174.3568 | 0 | 1174.3499 | 0.0021646
| 994.2449 | 0.028824 | 879.8514 | -0.042862 | 879.8514 | 0.0094191 | 880.0685 | 0.014398 | 994.1419 | 0.00026116 | 879.8514 | 15.1695 | 999.0683 | 0.0037043 | 994.2449 | 0.30397 | 879.8514 | 0.59934 | 1055.0503 | 0.63892 |  |  | 1358.139 | 0.0015155 | 1263.3157 | 0.030084 | 1591.8163 | 0.0043788 | 0 | 0 | 1174.4243 | 0 | 1174.4174 | 0.0021464
| 994.4134 | 0.042707 | 880.0915 | 0.0021132 | 880.0915 | 0.036418 | 880.3088 | 0.012671 | 994.3115 | 0 | 880.0915 | 14.6943 | 999.2397 | 0.002185 | 994.4134 | 0.29382 | 880.0915 | 0.60657 | 1055.1609 | 0.63881 |  |  | 1358.704 | 0.0019715 | 1263.3939 | 0.029926 | 1592.1267 | 0.0043494 | 0 | 0 | 1174.4919 | 0 | 1174.485 | 0.0021321
| 994.582 | 0.028918 | 880.3317 | -0.04434 | 880.3317 | 0.0029088 | 880.5492 | 0.010781 | 994.4812 | 0.00026116 | 880.3317 | 14.3414 | 999.411 | 0.0040717 | 994.582 | 0.2871 | 880.3317 | 0.612 | 1055.2717 | 0.63859 |  |  | 1359.27 | 0.001094 | 1263.4721 | 0.029767 | 1592.4373 | 0.004308 | 0 | 0 | 1174.5594 | 0 | 1174.5526 | 0.0021241
| 994.7505 | 0.033227 | 880.5718 | -0.032854 | 880.5718 | 0.0038253 | 880.7896 | 0.010316 | 994.6509 | 0 | 880.5718 | 13.5981 | 999.5824 | 0.0021642 | 994.7505 | 0.28318 | 880.5718 | 0.61923 | 1055.3826 | 0.63858 |  |  | 1359.836 | 0.00092375 | 1263.5503 | 0.029608 | 1592.7479 | 0.0042481 | 0 | 0 | 1174.6271 | 0 | 1174.6201 | 0.0021225
| 994.919 | 0.034269 | 880.812 | 0.021225 | 880.812 | 0.02072 | 881.0299 | 0.017099 | 994.8206 | 0.0013058 | 880.812 | 13.2592 | 999.7537 | 0.0040388 | 994.919 | 0.26912 | 880.812 | 0.62827 | 1055.4934 | 0.63937 |  |  | 1360.402 | 0.00080053 | 1263.6284 | 0.029449 | 1593.0586 | 0.0041698 | 0 | 0 | 1174.6947 | 0 | 1174.6877 | 0.0021305
| 995.0875 | 0.041111 | 881.0522 | -0.011333 | 881.0522 | 0.020183 | 881.2703 | 0.014049 | 994.9902 | 0 | 881.0522 | 12.9513 | 999.9251 | 0.0014358 | 995.0875 | 0.27705 | 881.0522 | 0.63731 | 1055.6042 | 0.64098 |  |  | 1360.969 | 0.0010252 | 1263.7067 | 0.029291 | 1593.3695 | 0.0040808 | 0 | 0 | 1174.7623 | 0 | 1174.7554 | 0.0021448
| 995.2561 | 0.030514 | 881.2923 | 0.024689 | 881.2923 | 0.0042321 | 881.5107 | 0.01701 | 995.1599 | 0.0013058 | 881.2923 | 12.5771 | 1000.0965 | 0.0035617 | 995.2561 | 0.24411 | 881.2923 | 0.65006 | 1055.7152 | 0.64206 |  |  | 1361.537 | 0.0010822 | 1263.7849 | 0.029137 | 1593.6805 | 0.0039946 | 0 | 0 | 1174.8298 | 0 | 1174.823 | 0.0021662
| 995.4246 | 0.028909 | 881.5325 | -0.031812 | 881.5325 | 0.00091696 | 881.751 | 0.010778 | 995.3296 | 0 | 881.5325 | 12.2991 | 1000.2678 | 0.0015708 | 995.4246 | 0.2445 | 881.5325 | 0.65549 | 1055.826 | 0.64211 |  |  | 1362.104 | 0.00089078 | 1263.863 | 0.028978 | 1593.9916 | 0.0039274 | 0 | 0 | 1174.8975 | 0 | 1174.8906 | 0.0021916
| 995.5931 | 0.034739 | 881.7727 | 0.034395 | 881.7727 | -0.011057 | 881.9915 | 0.020079 | 995.4993 | 0.0013058 | 881.7727 | 12.0141 | 1000.4392 | 0.0028542 | 995.5931 | 0.21287 | 881.7727 | 0.65368 | 1055.937 | 0.64185 |  |  | 1362.673 | 0.0012115 | 1263.9413 | 0.028825 | 1594.3029 | 0.0038925 | 0 | 0 | 1174.9651 | 0 | 1174.9582 | 0.0022179
| 995.7616 | 0.027971 | 882.0129 | -0.031541 | 882.0129 | -0.024389 | 882.2318 | 0.0077174 | 995.6689 | 0 | 882.0129 | 11.6168 | 1000.6106 | 0.00096747 | 995.7616 | 0.21558 | 882.0129 | 0.67177 | 1056.048 | 0.64245 |  |  | 1363.241 | 0.0011932 | 1264.0195 | 0.028671 | 1594.6143 | 0.0038975 | 0 | 0 | 1175.0327 | 0 | 1175.0259 | 0.0022433
| 995.9302 | 0.032767 | 882.2531 | 0.026677 | 882.2531 | 0.049145 | 882.4722 | 0.015219 | 995.8386 | 0.0018278 | 882.2531 | 11.2503 | 1000.7819 | 0.0042187 | 995.9302 | 0.19271 | 882.2531 | 0.68262 | 1056.1589 | 0.6435 |  |  | 1363.811 | 0.0010616 | 1264.0979 | 0.028517 | 1594.9257 | 0.0039425 | 0 | 0 | 1175.1005 | 0 | 1175.0935 | 0.0022647
| 996.0987 | 0.027595 | 882.4933 | -0.023161 | 882.4933 | -0.043478 | 882.7126 | 0.0068215 | 996.0083 | 0 | 882.4933 | 10.9373 | 1000.9533 | 0.00051335 | 996.0987 | 0.192 | 882.4933 | 0.68623 | 1056.27 | 0.6434 |  |  | 1364.38 | 0.0010499 | 1264.1762 | 0.028358 | 1595.2373 | 0.0040205 | 0 | 0 | 1175.1681 | 0 | 1175.1611 | 0.0022782
| 996.2672 | 0.021876 | 882.7336 | 0.041382 | 882.7336 | -0.0097516 | 882.9531 | 0.0078335 | 996.178 | 0.00078349 | 882.7336 | 10.5435 | 1001.1247 | 0.0017397 | 996.2672 | 0.17111 | 882.7336 | 0.69166 | 1056.381 | 0.64353 |  |  | 1364.951 | 0.0014001 | 1264.2544 | 0.02821 | 1595.5491 | 0.0041203 | 0 | 0 | 1175.2357 | 0 | 1175.2288 | 0.0022814
| 996.4357 | 0.033602 | 882.9738 | -0.043599 | 882.9738 | -0.0029944 | 883.1935 | 0.014037 | 996.3477 | 0 | 882.9738 | 10.2372 | 1001.2961 | 0.0010673 | 996.4357 | 0.17178 | 882.9738 | 0.7007 | 1056.4921 | 0.64527 |  |  | 1365.521 | 0.0014456 | 1264.3326 | 0.028056 | 1595.8608 | 0.0042295 | 0 | 0 | 1175.3033 | 0 | 1175.2965 | 0.0022719
| 996.6043 | 0.025444 | 883.214 | 0.038888 | 883.214 | 0.0095829 | 883.4339 | 0.014294 | 996.5174 | 0.0018278 | 883.214 | 10.0018 | 1001.4674 | 0.0016114 | 996.6043 | 0.15992 | 883.214 | 0.70432 | 1056.6031 | 0.64668 |  |  | 1366.093 | 0.0009421 | 1264.411 | 0.027903 | 1596.1729 | 0.0043374 | 0 | 0 | 1175.3711 | 0 | 1175.3641 | 0.002248
| 996.7728 | 0.037169 | 883.4543 | -0.058731 | 883.4543 | 0.0020869 | 883.6744 | 0.011549 | 996.6871 | 0 | 883.4543 | 9.6848 | 1001.6388 | 0.0012549 | 996.7728 | 0.1624 | 883.4543 | 0.71517 | 1056.7142 | 0.64726 |  |  | 1366.664 | 0.001318 | 1264.4893 | 0.027749 | 1596.485 | 0.004437 | 0 | 0 | 1175.4387 | 0 | 1175.4319 | 0.0022107
| 996.9413 | 0.034645 | 883.6945 | 0.025518 | 883.6945 | 0.020925 | 883.9148 | 0.016105 | 996.8568 | 0.0013058 | 883.6945 | 9.4595 | 1001.8102 | 0.0025865 | 996.9413 | 0.1524 | 883.6945 | 0.71888 | 1056.8254 | 0.64729 |  |  | 1367.236 | 0.00073336 | 1264.5676 | 0.0276 | 1596.7971 | 0.0045252 | 0 | 0 | 1175.5065 | 0 | 1175.4995 | 0.0021638
| 997.1098 | 0.029003 | 883.9348 | -0.047817 | 883.9348 | 0.00055017 | 884.1553 | 0.008999 | 997.0265 | 0 | 883.9348 | 9.1301 | 1001.9816 | 0.00091921 | 997.1098 | 0.15555 | 883.9348 | 0.73154 | 1056.9365 | 0.64665 |  |  | 1367.809 | 0.00074187 | 1264.6459 | 0.027447 | 1597.1095 | 0.0046021 | 0 | 0 | 1175.5741 | 0 | 1175.5673 | 0.0021106
| 997.2784 | 0.032485 | 884.175 | 0.014279 | 884.175 | 0.030121 | 884.3958 | 0.022301 | 997.1962 | 0.0018278 | 884.175 | 8.9794 | 1002.153 | 0.0036286 | 997.2784 | 0.14957 | 884.175 | 0.74239 | 1057.0477 | 0.64649 |  |  | 1368.382 | 0.0014405 | 1264.7242 | 0.027298 | 1597.422 | 0.0046706 | 0 | 0 | 1175.6418 | 0 | 1175.6349 | 0.0020566
| 997.4469 | 0.030693 | 884.4153 | -0.04706 | 884.4153 | -0.020954 | 884.6362 | 0.0038374 | 997.3659 | 0 | 884.4153 | 8.6588 | 1002.3244 | 0.001143 | 997.4469 | 0.15807 | 884.4153 | 0.75866 | 1057.1589 | 0.64728 |  |  | 1368.955 | 0.0010952 | 1264.8026 | 0.027145 | 1597.7346 | 0.004734 |  |  | 1175.7096 | 0 | 1175.7026 | 0.0020089
| 997.6154 | 0.029669 | 884.6556 | 0.039018 | 884.6556 | 0.021216 | 884.8767 | 0.014663 | 997.5356 | 0.0013058 | 884.6556 | 8.4105 | 1002.4958 | 0.0032271 | 997.6154 | 0.15455 | 884.6556 | 0.76228 | 1057.2701 | 0.64853 |  |  | 1369.53 | 0.00099726 | 1264.881 | 0.026996 | 1598.0472 | 0.0047953 |  |  | 1175.7772 | 0 | 1175.7704 | 0.00197
| 997.784 | 0.028346 | 884.8958 | -0.044832 | 884.8958 | -0.0058273 | 885.1172 | 0.0049121 | 997.7053 | 0 | 884.8958 | 8.085 | 1002.6671 | 0.00066692 | 997.784 | 0.16652 | 884.8958 | 0.7659 | 1057.3816 | 0.64954 |  |  | 1370.104 | 0.00063988 | 1264.9594 | 0.026848 | 1598.3601 | 0.0048562 |  |  | 1175.845 | 0 | 1175.8381 | 0.0019446
| 997.9525 | 0.03164 | 885.1361 | 0.064436 | 885.1361 | -0.016564 | 885.3577 | 0.007882 | 997.875 | 0.0018278 | 885.1361 | 8.0154 | 1002.8385 | 0.00093128 | 997.9525 | 0.16305 | 885.1361 | 0.77132 | 1057.4927 | 0.65003 |  |  | 1370.679 | 0.0012745 | 1265.0377 | 0.026699 | 1598.6731 | 0.0049162 |  |  | 1175.9127 | 0 | 1175.9059 | 0.0019327
| 998.121 | 0.026281 | 885.3764 | -0.038108 | 885.3764 | -0.0077241 | 885.5982 | 0.010296 | 998.0447 | 0 | 885.3764 | 7.5921 | 1003.0099 | 0.00087533 | 998.121 | 0.17444 | 885.3764 | 0.78398 | 1057.604 | 0.65005 |  |  | 1371.255 | 0.0006461 | 1265.1161 | 0.026551 | 1598.9861 | 0.0049722 |  |  | 1175.9805 | 0 | 1175.9735 | 0.0019343
| 998.2896 | 0.034645 | 885.6167 | 0.045658 | 885.6167 | 0.020192 | 885.8387 | 0.012677 | 998.2144 | 0.0023501 | 885.6167 | 7.5053 | 1003.1813 | 0.0013185 | 998.2896 | 0.17011 | 885.6167 | 0.79492 | 1057.7152 | 0.64947 |  |  | 1371.831 | 0.0015875 | 1265.1945 | 0.026402 | 1599.2993 | 0.0050179 |  |  | 1176.0482 | 0 | 1176.0414 | 0.001947
| 998.4581 | 0.033227 | 885.857 | -0.020948 | 885.857 | -0.0088227 | 886.0792 | 0.0091414 | 998.3841 | 0 | 885.857 | 7.2961 | 1003.3527 | 0.0015072 | 998.4581 | 0.17841 | 885.857 | 0.80578 | 1057.8265 | 0.64891 |  |  | 1372.407 | 0.0016414 | 1265.2728 | 0.026253 | 1599.6127 | 0.0050445 |  |  | 1176.116 | 0 | 1176.1091 | 0.0019676
| 998.6266 | 0.042156 | 886.0973 | 0.015331 | 886.0973 | 0.0033478 | 886.3198 | 0.014695 | 998.5539 | 0.0018278 | 886.0973 | 7.0508 | 1003.5241 | 0.0012582 | 998.6266 | 0.1757 | 886.0973 | 0.81663 | 1057.9379 | 0.64873 |  |  | 1372.984 | 0.00099874 | 1265.3513 | 0.026105 | 1599.926 | 0.0050417 |  |  | 1176.1837 | 0 | 1176.1769 | 0.0019938
| 998.7952 | 0.028065 | 886.3377 | -0.039867 | 886.3377 | -0.036698 | 886.5603 | 0.011204 | 998.7236 | 0 | 886.3377 | 6.7228 | 1003.6955 | 4.3876e-05 | 998.7952 | 0.18023 | 886.3377 | 0.83652 | 1058.0493 | 0.64859 |  |  | 1373.561 | 0.00088356 | 1265.4297 | 0.025962 |  |  |  |  | 1176.2516 | 0 | 1176.2446 | 0.0020224
| 998.9637 | 0.024787 | 886.578 | 0.009213 | 886.578 | -0.0044503 | 886.8008 | 0.0041445 | 998.8933 | 0.00078349 | 886.578 | 6.7393 | 1003.8669 | 0.0030066 | 998.9637 | 0.17975 | 886.578 | 0.84556 | 1058.1608 | 0.64863 |  |  | 1374.139 | 0.0010234 | 1265.5082 | 0.025813 |  |  |  |  | 1176.3193 | 0 | 1176.3124 | 0.0020534
| 999.1322 | 0.031913 | 886.8183 | -0.054594 | 886.8183 | -0.022727 | 887.0414 | 0.010705 | 999.063 | 0 | 886.8183 | 6.3845 | 1004.0384 | 0.0014019 | 999.1322 | 0.17909 | 886.8183 | 0.84737 | 1058.2721 | 0.6486 |  |  | 1374.718 | 0.00077841 | 1265.5865 | 0.02567 |  |  |  |  | 1176.3871 | 0 | 1176.3802 | 0.002086
| 999.3008 | 0.030044 | 887.0587 | 0.025352 | 887.0587 | 0.010706 | 887.2819 | 0.011943 | 999.2327 | 0.0018278 | 887.0587 | 6.2449 | 1004.2098 | 0.0041847 | 999.3008 | 0.18066 | 887.0587 | 0.85099 | 1058.3835 | 0.64791 |  |  | 1375.297 | 0.00095683 | 1265.665 | 0.025521 |  |  |  |  | 1176.455 | 0 | 1176.448 | 0.0021202
| 999.4693 | 0.021776 | 887.299 | -0.055185 | 887.299 | -0.040162 | 887.5225 | 0.0046774 | 999.4025 | 0 | 887.299 | 5.9744 | 1004.3812 | 0.0019481 | 999.4693 | 0.17604 | 887.299 | 0.86736 | 1058.4951 | 0.64759 |  |  | 1375.876 | 0.0011585 | 1265.7435 | 0.025378 |  |  |  |  | 1176.5227 | 0 | 1176.5158 | 0.0021567
| 999.6379 | 0.030326 | 887.5394 | 0.018813 | 887.5394 | 0.040197 | 887.7631 | 0.015304 | 999.5722 | 0.0018278 | 887.5394 | 5.8845 | 1004.5526 | 0.0038172 | 999.6379 | 0.17888 | 887.5394 | 0.87821 | 1058.6066 | 0.64834 |  |  | 1376.456 | 0.0016971 | 1265.822 | 0.025229 |  |  |  |  | 1176.5906 | 0 | 1176.5836 | 0.0021948
| 999.8064 | 0.02844 | 887.7797 | -0.044649 | 887.7797 | -0.03397 | 888.0037 | 0.0023258 | 999.7419 | 0 | 887.7797 | 5.644 | 1004.724 | 0.0010827 | 999.8064 | 0.17072 | 887.7797 | 0.88363 | 1058.7181 | 0.64818 |  |  | 1377.036 | 0.00099766 | 1265.9004 | 0.025086 |  |  |  |  | 1176.6583 | 0 | 1176.6515 | 0.002233
| 999.9749 | 0.024317 | 888.0201 | 0.027198 | 888.0201 | 0.027763 | 888.2443 | 0.0099594 | 999.9117 | 0.0018278 | 888.0201 | 5.4949 | 1004.8954 | 0.0024187 | 999.9749 | 0.17615 | 888.0201 | 0.89448 | 1058.8297 | 0.64659 |  |  | 1377.617 | 0.0013112 | 1265.9789 | 0.024942 |  |  |  |  | 1176.7262 | 0 | 1176.7192 | 0.0022719
| 1000.1435 | 0.03013 | 888.2605 | -0.043383 | 888.2605 | 0.0099962 | 888.4849 | 0.0016045 | 1000.0814 | 0 | 888.2605 | 5.3865 | 1005.0668 | 0.00087475 | 1000.1435 | 0.16802 | 888.2604 | 0.90352 | 1058.9413 | 0.64588 |  |  | 1378.198 | 0.0013458 | 1266.0575 | 0.024799 |  |  |  |  | 1176.7941 | 0 | 1176.7871 | 0.0023084
| 1000.312 | 0.036241 | 888.5008 | 0.0086126 | 888.5008 | 0.052197 | 888.7255 | 0.021745 | 1000.2511 | 0.0023501 | 888.5008 | 5.201 | 1005.2383 | 0.0023687 | 1000.312 | 0.17499 | 888.5008 | 0.91076 | 1059.0529 | 0.64586 |  |  | 1378.78 | 0.0013373 | 1266.136 | 0.024656 |  |  |  |  | 1176.8619 | 0 | 1176.855 | 0.0023418
| 1000.4806 | 0.037638 | 888.7412 | -0.040145 | 888.7412 | -0.018352 | 888.9661 | 0.005236 | 1000.4209 | 0 | 888.7412 | 4.9846 | 1005.4097 | 0.00030216 | 1000.4806 | 0.1648 | 888.7412 | 0.92884 | 1059.1644 | 0.64506 |  |  | 1379.363 | 0.0012152 | 1266.2145 | 0.024512 |  |  |  |  | 1176.9297 | 0 | 1176.9228 | 0.0023728
| 1000.6491 | 0.034269 | 888.9816 | 0.034885 | 888.9816 | 0.014038 | 889.2067 | 0.0056968 | 1000.5906 | 0.0013058 | 888.9816 | 4.9191 | 1005.5811 | 0.0024389 | 1000.6491 | 0.17133 | 888.9816 | 0.93789 | 1059.2761 | 0.64462 |  |  | 1379.945 | 0.0014613 | 1266.293 | 0.024369 |  |  |  |  | 1176.9976 | 0 | 1176.9907 | 0.0023998
| 1000.8176 | 0.030223 | 889.222 | -0.068076 | 889.222 | -0.010847 | 889.4473 | 0.012353 | 1000.7604 | 0 | 889.222 | 4.7115 | 1005.7525 | 0.00024183 | 1000.8176 | 0.16002 | 889.222 | 0.9415 | 1059.3878 | 0.64491 |  |  | 1380.529 | 0.00098522 | 1266.3716 | 0.024225 |  |  |  |  | 1177.0654 | 0 | 1177.0586 | 0.0024228
| 1000.9862 | 0.029669 | 889.4624 | -0.0019816 | 889.4624 | 0.0052688 | 889.6879 | 0.0066745 | 1000.9301 | 0.0013058 | 889.4624 | 4.6457 | 1005.9239 | 0.0011616 | 1000.9862 | 0.16651 | 889.4624 | 0.95064 | 1059.4995 | 0.64501 |  |  | 1381.112 | 0.0012637 | 1266.4501 | 0.024082 |  |  |  |  | 1177.1333 | 0 | 1177.1265 | 0.0024419
| 1001.1547 | 0.038765 | 889.7028 | -0.033484 | 889.7028 | 0.010769 | 889.9286 | 0.0096191 | 1001.0999 | 0 | 889.7028 | 4.4221 | 1006.0954 | 0.00035211 | 1001.1547 | 0.15623 | 889.7028 | 0.97415 | 1059.6112 | 0.64407 |  |  | 1381.697 | 0.0015182 | 1266.5287 | 0.023944 |  |  |  |  | 1177.2012 | 0 | 1177.1943 | 0.0024562
| 1001.3233 | 0.03333 | 889.9432 | -0.0015343 | 889.9432 | 0.0054977 | 890.1693 | 0.013187 | 1001.2696 | 0.0013058 | 889.9432 | 4.3489 | 1006.2668 | 0.0024757 | 1001.3233 | 0.16368 | 889.9432 | 0.985 | 1059.7229 | 0.64307 |  |  | 1382.281 | 0.0015737 | 1266.6072 | 0.0238 |  |  |  |  | 1177.2692 | 0 | 1177.2622 | 0.0024633
| 1001.4918 | 0.026938 | 890.1837 | -0.027785 | 890.1837 | 0.0020524 | 890.4099 | -0.0022811 | 1001.4394 | 0 | 890.1837 | 4.1885 | 1006.4382 | 0.00041134 | 1001.4918 | 0.15489 | 890.1837 | 0.99223 | 1059.8347 | 0.64304 |  |  | 1382.867 | 0.001841 | 1266.6858 | 0.023662 |  |  |  |  | 1177.337 | 0 | 1177.3301 | 0.0024633
| 1001.6604 | 0.03211 | 890.4241 | 0.022007 | 890.4241 | 0.0036197 | 890.6506 | 0.015324 | 1001.6091 | 0.0023501 | 890.4241 | 4.1928 | 1006.6097 | 0.0031865 | 1001.6604 | 0.16172 | 890.4241 | 1.0067 | 1059.9465 | 0.64257 |  |  | 1383.453 | 0.0013282 | 1266.7644 | 0.023519 |  |  |  |  | 1177.4049 | 0 | 1177.398 | 0.0024554
| 1001.8289 | 0.029754 | 890.6645 | -0.034296 | 890.6645 | 0.0078035 | 890.8912 | 0.0010891 | 1001.7789 | 0 | 890.6645 | 3.9246 | 1006.7811 | 0.002569 | 1001.8289 | 0.15347 | 890.6645 | 1.0194 | 1060.0584 | 0.64186 |  |  | 1384.039 | 0.0011878 | 1266.843 | 0.02338 |  |  |  |  | 1177.4729 | 0 | 1177.4659 | 0.0024387
| 1001.9974 | 0.032767 | 890.905 | 0.019904 | 890.905 | 0.027216 | 891.1319 | 0.0070909 | 1001.9486 | 0.0018278 | 890.905 | 3.9167 | 1006.9526 | 0.0043569 | 1001.9974 | 0.16071 | 890.905 | 1.0375 | 1060.1702 | 0.64093 |  |  | 1384.626 | 0.00095241 | 1266.9216 | 0.023237 |  |  |  |  | 1177.5408 | 0 | 1177.5338 | 0.0024165
| 1002.166 | 0.031631 | 891.1454 | -0.052152 | 891.1454 | 0.043181 | 891.3726 | 0.00090958 | 1002.1184 | 0 | 891.1454 | 3.7315 | 1007.124 | 0.0017924 | 1002.166 | 0.15339 | 891.1454 | 1.052 | 1060.282 | 0.63979 |  |  | 1385.213 | 0.0011759 | 1267.0002 | 0.023099 |  |  |  |  | 1177.6086 | 0 | 1177.6018 | 0.0023902
| 1002.3345 | 0.032298 | 891.3859 | 0.030612 | 891.3859 | -0.0052937 | 891.6133 | 0.014223 | 1002.2881 | 0.00078349 | 891.3859 | 3.6441 | 1007.2954 | 0.0038359 | 1002.3345 | 0.1605 | 891.3859 | 1.0574 | 1060.3939 | 0.63907 |  |  | 1385.801 | 0.001107 | 1267.0789 | 0.02296 |  |  |  |  | 1177.6766 | 0 | 1177.6697 | 0.002364
| 1002.5031 | 0.028722 | 891.6263 | -0.037865 | 891.6263 | -0.045114 | 891.854 | 0.0013732 | 1002.4579 | 0 | 891.6263 | 3.4875 | 1007.4669 | 0.0011243 | 1002.5031 | 0.15355 | 891.6263 | 1.0629 | 1060.5057 | 0.63834 |  |  | 1386.389 | 0.001679 | 1267.1575 | 0.022822 |  |  |  |  | 1177.7446 | 0 | 1177.7377 | 0.002341
| 1002.6716 | 0.038776 | 891.8668 | 0.037517 | 891.8668 | 0.049547 | 892.0947 | 0.01044 | 1002.6277 | 0.0013058 | 891.8668 | 3.5215 | 1007.6383 | 0.002377 | 1002.6716 | 0.16077 | 891.8668 | 1.0719 | 1060.6177 | 0.63801 |  |  | 1386.978 | 0.0014182 | 1267.2361 | 0.022684 |  |  |  |  | 1177.8125 | 0 | 1177.8057 | 0.0023227
| 1002.8402 | 0.025155 | 892.1073 | -0.028289 | 892.1073 | -0.040031 | 892.3354 | -0.0013657 | 1002.7974 | 0 | 892.1073 | 3.354 | 1007.8098 | 0.00077442 | 1002.8402 | 0.1547 | 892.1073 | 1.0846 | 1060.7296 | 0.63811 |  |  | 1387.567 | 0.0011872 | 1267.3148 | 0.022545 |  |  |  |  | 1177.8805 | 0 | 1177.8735 | 0.00231
| 1003.0087 | 0.029669 | 892.3478 | 0.012965 | 892.3478 | 0.036904 | 892.5761 | 0.014657 | 1002.9672 | 0.0013058 | 892.3478 | 3.3151 | 1007.9812 | 0.0019218 | 1003.0087 | 0.16183 | 892.3478 | 1.0937 | 1060.8417 | 0.63817 |  |  | 1388.157 | 0.0011476 | 1267.3934 | 0.022407 |  |  |  |  | 1177.9485 | 0 | 1177.9415 | 0.0023029
| 1003.1773 | 0.033602 | 892.5883 | -0.045893 | 892.5883 | 0.026315 | 892.8168 | 0.0042104 | 1003.137 | 0 | 892.5883 | 3.1376 | 1008.1527 | 0.0005309 | 1003.1773 | 0.15557 | 892.5883 | 1.1027 | 1060.9536 | 0.63723 |  |  | 1388.747 | 0.00042077 | 1267.4722 | 0.022269 |  |  |  |  | 1178.0165 | 0 | 1178.0095 | 0.0022981
| 1003.3458 | 0.029763 | 892.8288 | 0.014165 | 892.8288 | 0.0090839 | 893.0576 | 0.0084844 | 1003.3068 | 0.0013058 | 892.8288 | 3.1317 | 1008.3241 | 0.0016903 | 1003.3458 | 0.16223 | 892.8288 | 1.1172 | 1061.0657 | 0.63552 |  |  | 1389.338 | 0.00093888 | 1267.5508 | 0.022136 |  |  |  |  | 1178.0845 | 0 | 1178.0775 | 0.0022941
| 1003.5144 | 0.02553 | 893.0693 | -0.043373 | 893.0693 | -0.013867 | 893.2983 | 0.0049355 | 1003.4765 | 0 | 893.0693 | 2.8502 | 1008.4956 | 0.0015938 | 1003.5144 | 0.15604 | 893.0693 | 1.128 | 1061.1776 | 0.63429 |  |  | 1389.929 | 0.0014708 | 1267.6295 | 0.021997 |  |  |  |  | 1178.1525 | 0 | 1178.1455 | 0.002287
| 1003.6829 | 0.036335 | 893.3098 | 0.036045 | 893.3098 | 0.039018 | 893.5391 | 0.010712 | 1003.6463 | 0.0018278 | 893.3098 | 2.8927 | 1008.667 | 0.00042779 | 1003.6829 | 0.16291 | 893.3098 | 1.1425 | 1061.2897 | 0.63299 |  |  | 1390.521 | 0.0010396 | 1267.7082 | 0.021859 |  |  |  |  | 1178.2205 | 0 | 1178.2135 | 0.0022766
| 1003.8515 | 0.039985 | 893.5503 | -0.012115 | 893.5503 | -0.040418 | 893.7798 | 0.0016641 | 1003.8161 | 0 | 893.5503 | 2.7759 | 1008.8385 | 0.0009214 | 1003.8515 | 0.15738 | 893.5503 | 1.1534 | 1061.4017 | 0.63109 |  |  | 1391.113 | 0.0008372 | 1267.7869 | 0.021726 |  |  |  |  | 1178.2885 | 0 | 1178.2815 | 0.0022615
| 1004.02 | 0.027415 | 893.7908 | 0.027002 | 893.7908 | 0.00090201 | 894.0206 | 0.005169 | 1003.9859 | 0.0018278 | 893.7908 | 2.7433 | 1009.01 | 0.0023167 | 1004.02 | 0.16396 | 893.7908 | 1.1624 | 1061.5139 | 0.62962 |  |  | 1391.706 | 0.0014478 | 1267.8656 | 0.021593 |  |  |  |  | 1178.3564 | 0 | 1178.3496 | 0.0022425
| 1004.1886 | 0.030974 | 894.0313 | -0.015594 | 894.0313 | -0.0089662 | 894.2614 | 0.00029467 | 1004.1557 | 0 | 894.0313 | 2.5932 | 1009.1814 | 0.00091153 | 1004.1886 | 0.15868 | 894.0313 | 1.1752 | 1061.6261 | 0.62877 |  |  | 1392.299 | 0.00089864 | 1267.9443 | 0.021454 |  |  |  |  | 1178.4246 | 0 | 1178.4176 | 0.0022218
| 1004.3571 | 0.036992 | 894.2719 | 0.031836 | 894.2719 | 0.030329 | 894.5022 | 0.011406 | 1004.3254 | 0.0018278 | 894.2719 | 2.6189 | 1009.3529 | 0.0024 | 1004.3571 | 0.16474 | 894.2719 | 1.1951 | 1061.7382 | 0.62739 |  |  | 1392.893 | 0.0013781 | 1268.0231 | 0.021321 |  |  |  |  | 1178.4925 | 0 | 1178.4856 | 0.002202
| 1004.5257 | 0.032945 | 894.5124 | -0.044607 | 894.5124 | 0.0046821 | 894.743 | -0.0011822 | 1004.4952 | 0 | 894.5124 | 2.4103 | 1009.5243 | 0.00064937 | 1004.5257 | 0.15949 | 894.5124 | 1.2023 | 1061.8503 | 0.62597 |  |  | 1393.487 | 0.0014796 | 1268.1019 | 0.021188 |  |  |  |  | 1178.5605 | 0 | 1178.5537 | 0.0021845
| 1004.6942 | 0.040278 | 894.753 | 0.0017071 | 894.753 | 0.056374 | 894.9838 | 0.014989 | 1004.665 | 0.0013058 | 894.753 | 2.435 | 1009.6958 | 0.0029551 | 1004.6942 | 0.16503 | 894.753 | 1.2113 | 1061.9626 | 0.62492 |  |  | 1394.082 | 0.00069009 | 1268.1807 | 0.021055 |  |  |  |  | 1178.6287 | 0 | 1178.6217 | 0.0021718
| 1004.8628 | 0.0367 | 894.9935 | -0.016373 | 894.9935 | 0.0060952 | 895.2246 | -0.0005414 | 1004.8348 | 0 | 894.9935 | 2.2748 | 1009.8673 | 0.00031372 | 1004.8628 | 0.16013 | 894.9935 | 1.2222 | 1062.0748 | 0.6237 |  |  | 1394.677 | 0.00075438 | 1268.2594 | 0.020927 |  |  |  |  | 1178.6967 | 0 | 1178.6898 | 0.0021623
| 1005.0313 | 0.044973 | 895.2341 | 0.040118 | 895.2341 | 0.038806 | 895.4654 | 0.010259 | 1005.0046 | 0.0013058 | 895.2341 | 2.3171 | 1010.0388 | 0.0031942 | 1005.0313 | 0.16551 | 895.2341 | 1.2403 | 1062.1871 | 0.62258 |  |  | 1395.273 | 0.0013906 | 1268.3383 | 0.020794 |  |  |  |  | 1178.7648 | 0 | 1178.7578 | 0.0021551
| 1005.1999 | 0.032382 | 895.4746 | -0.072459 | 895.4746 | -0.020404 | 895.7062 | -0.00093207 | 1005.1744 | 0.00017411 | 895.4746 | 2.1443 | 1010.2102 | 0.0007086 | 1005.1999 | 0.16124 | 895.4746 | 1.2512 | 1062.2994 | 0.62194 |  |  | 1395.869 | 0.0012686 | 1268.417 | 0.020661 |  |  |  |  | 1178.8329 | 0 | 1178.8259 | 0.0021464
| 1005.3684 | 0.034926 | 895.7152 | 0.067568 | 895.7152 | 0.049496 | 895.947 | 0.0076681 | 1005.3442 | 0.0013058 | 895.7152 | 2.2047 | 1010.3817 | 0.0027609 | 1005.3684 | 0.16589 | 895.7152 | 1.2657 | 1062.4117 | 0.62131 |  |  | 1396.466 | 0.001037 | 1268.4959 | 0.020533 |  |  |  |  | 1178.9009 | 0 | 1178.894 | 0.0021345
| 1005.537 | 0.022339 | 895.9558 | -0.071975 | 895.9558 | 0.050928 | 896.1879 | 0.0019623 | 1005.514 | 0 | 895.9558 | 2.0079 | 1010.5532 | 0.00093754 | 1005.537 | 0.16149 | 895.9558 | 1.2693 | 1062.524 | 0.61966 |  |  | 1397.063 | 0.00080749 | 1268.5746 | 0.020399 |  |  |  |  | 1178.969 | 0 | 1178.962 | 0.0021178
| 1005.7055 | 0.042156 | 896.1964 | 0.046427 | 896.1964 | 0.042255 | 896.4287 | 0.0060703 | 1005.6838 | 0.00026116 | 896.1964 | 2.0705 | 1010.7247 | 0.0028648 | 1005.7055 | 0.16542 | 896.1964 | 1.282 | 1062.6364 | 0.6175 |  |  | 1397.661 | 0.001296 | 1268.6534 | 0.020271 |  |  |  |  | 1179.0371 | 0 | 1179.0302 | 0.0020963
| 1005.8741 | 0.032945 | 896.437 | -0.062537 | 896.437 | -0.020252 | 896.6696 | -0.0038949 | 1005.8536 | 0 | 896.437 | 1.8883 | 1010.8961 | 0.00087831 | 1005.8741 | 0.16171 | 896.437 | 1.3018 | 1062.7488 | 0.61647 |  |  | 1398.26 | 0.0011819 | 1268.7323 | 0.020143 |  |  |  |  | 1179.1052 | 0 | 1179.0983 | 0.0020725
| 1006.0426 | 0.031265 | 896.6776 | 0.037513 | 896.6776 | 0.047114 | 896.9104 | 0.0098176 | 1006.0234 | 0.00078349 | 896.6776 | 1.9219 | 1011.0676 | 0.0030151 | 1006.0426 | 0.16558 | 896.6776 | 1.3182 | 1062.8612 | 0.61539 |  |  | 1398.859 | 0.0014177 | 1268.8112 | 0.020015 |  |  |  |  | 1179.1733 | 0 | 1179.1664 | 0.0020495
| 1006.2112 | 0.035574 | 896.9182 | -0.050076 | 896.9182 | -0.013775 | 897.1513 | 0.0032948 | 1006.1932 | 0 | 896.9182 | 1.7347 | 1011.2391 | 0.0010823 | 1006.2112 | 0.16198 | 896.9182 | 1.3254 | 1062.9736 | 0.61297 |  |  | 1399.458 | 0.0010436 | 1268.89 | 0.019887 |  |  |  |  | 1179.2415 | 0 | 1179.2345 | 0.0020328
| 1006.3798 | 0.033894 | 897.1588 | 0.032641 | 897.1588 | 0.016643 | 897.3922 | 0.006885 | 1006.363 | 0.0018278 | 897.1588 | 1.8771 | 1011.4106 | 0.0020732 | 1006.3798 | 0.16492 | 897.1588 | 1.3453 | 1063.0861 | 0.61134 |  |  | 1400.058 | 0.0011214 | 1268.9689 | 0.019759 |  |  |  |  | 1179.3096 | 0 | 1179.3026 | 0.0020256
| 1006.5483 | 0.03257 | 897.3994 | -0.085043 | 897.3994 | 0.0014588 | 897.6331 | 0.0027097 | 1006.5328 | 0 | 897.3994 | 1.7211 | 1011.5821 | 5.5942e-05 | 1006.5483 | 0.16165 | 897.3994 | 1.3544 | 1063.1985 | 0.61062 |  |  | 1400.658 | 0.0013072 | 1269.0477 | 0.019631 |  |  |  |  | 1179.3777 | 0 | 1179.3707 | 0.0020296
| 1006.7169 | 0.032298 | 897.64 | 0.056022 | 897.64 | 0.012122 | 897.874 | 0.0079392 | 1006.7026 | 0.0013058 | 897.64 | 1.8063 | 1011.7536 | 0.002501 | 1006.7169 | 0.16345 | 897.64 | 1.3689 | 1063.311 | 0.60921 |  |  | 1401.259 | 0.00083822 | 1269.1266 | 0.019508 |  |  |  |  | 1179.4458 | 0 | 1179.439 | 0.0020455
| 1006.8854 | 0.028534 | 897.8806 | -0.037404 | 897.8806 | -0.018201 | 898.1148 | 0.00059239 | 1006.8725 | 0 | 897.8806 | 1.623 | 1011.925 | 7.459e-05 | 1006.8854 | 0.16075 | 897.8806 | 1.3833 | 1063.4236 | 0.60808 |  |  | 1401.861 | 0.0011855 | 1269.2054 | 0.01938 |  |  |  |  | 1179.514 | 0 | 1179.5071 | 0.0020693
| 1007.054 | 0.039996 | 898.1213 | 0.030311 | 898.1213 | -0.0016199 | 898.3557 | 0.007099 | 1007.0423 | 0.0013058 | 898.1213 | 1.6767 | 1012.0965 | 0.0018143 | 1007.054 | 0.16323 | 898.1213 | 1.4015 | 1063.5361 | 0.60702 |  |  | 1402.463 | 0.0010077 | 1269.2844 | 0.019257 |  |  |  |  | 1179.5821 | 0 | 1179.5752 | 0.0020979
| 1007.2225 | 0.023935 | 898.3619 | 0.0059693 | 898.3619 | 0.014611 | 898.5966 | 0.0032292 | 1007.2121 | 0 | 898.3619 | 1.5766 | 1012.268 | 0.00087862 | 1007.2225 | 0.16152 | 898.3619 | 1.4232 | 1063.6487 | 0.60514 |  |  | 1403.065 | 0.00080036 | 1269.3633 | 0.019134 |  |  |  |  | 1179.6503 | 0 | 1179.6434 | 0.0021265
| 1007.3911 | 0.029011 | 898.6026 | 0.018158 | 898.6026 | 0.030732 | 898.8376 | 0.0054923 | 1007.3819 | 0.0013058 | 898.6026 | 1.6244 | 1012.4395 | 0.0015828 | 1007.3911 | 0.16304 | 898.6026 | 1.4359 | 1063.7612 | 0.60347 |  |  | 1403.668 | 0.0011988 | 1269.4423 | 0.019011 |  |  |  |  | 1179.7185 | 0 | 1179.7115 | 0.0021519
| 1007.5597 | 0.022621 | 898.8432 | -0.10107 | 898.8432 | -0.012374 | 899.0785 | 0.0088759 | 1007.5517 | 0 | 898.8432 | 1.4733 | 1012.611 | 0.00051994 | 1007.5597 | 0.16017 | 898.8432 | 1.4503 | 1063.8739 | 0.6017 |  |  | 1404.272 | 0.0012331 | 1269.5211 | 0.018889 |  |  |  |  | 1179.7867 | 0 | 1179.7798 | 0.0021742
| 1007.7282 | 0.048259 | 899.0839 | 0.028624 | 899.0839 | -0.018751 | 899.3194 | 0.010057 | 1007.7216 | 0.0013058 | 899.0839 | 1.4996 | 1012.7825 | 0.0032052 | 1007.7282 | 0.16074 | 899.0839 | 1.4612 | 1063.9867 | 0.59989 |  |  | 1404.876 | 0.00097791 | 1269.6001 | 0.018766 |  |  |  |  | 1179.8549 | 0 | 1179.8479 | 0.0021932
| 1007.8968 | 0.027314 | 899.3246 | -0.063754 | 899.3246 | 0.019899 | 899.5604 | -0.0025874 | 1007.8914 | 0 | 899.3246 | 1.2965 | 1012.954 | 0.0016245 | 1007.8968 | 0.15877 | 899.3246 | 1.4703 | 1064.0994 | 0.59827 |  |  | 1405.48 | 0.0019794 | 1269.6791 | 0.018648 |  |  |  |  | 1179.9231 | 0 | 1179.9161 | 0.0022107
| 1008.0653 | 0.034551 | 899.5652 | 0.02903 | 899.5652 | 0.028849 | 899.8013 | 0.011887 | 1008.0612 | 0.0013058 | 899.5652 | 1.4697 | 1013.1255 | 0.0052575 | 1008.0653 | 0.1591 | 899.5652 | 1.4938 | 1064.2119 | 0.59637 |  |  | 1406.085 | 0.0014856 | 1269.7579 | 0.018525 |  |  |  |  | 1179.9913 | 0 | 1179.9844 | 0.0022306
| 1008.2339 | 0.028909 | 899.8059 | -0.031866 | 899.8059 | 0.0035987 | 900.0422 | 0.0037418 | 1008.2311 | 0 | 899.8059 | 1.2832 | 1013.297 | 0.0017978 | 1008.2339 | 0.15788 | 899.8059 | 1.5029 | 1064.3246 | 0.5938 |  |  | 1406.691 | 0.0013267 | 1269.8369 | 0.018407 |  |  |  |  | 1180.0594 | 0 | 1180.0526 | 0.0022528
| 1008.4025 | 0.032016 | 900.0466 | 0.050683 | 900.0466 | 0.006998 | 900.2832 | 0.015428 | 1008.4009 | 0.0018278 | 900.0466 | 1.3052 | 1013.4685 | 0.0033247 | 1008.4025 | 0.15828 | 900.0466 | 1.5155 | 1064.4374 | 0.59043 |  |  | 1407.297 | 0.0015117 | 1269.9159 | 0.018289 |  |  |  |  | 1180.1277 | 0 | 1180.1209 | 0.0022774
| 1008.571 | 0.032007 | 900.2873 | -0.072096 | 900.2873 | -0.031391 | 900.5242 | 0.0012368 | 1008.5707 | 0 | 900.2873 | 1.2236 | 1013.64 | 0.00078868 | 1008.571 | 0.15714 | 900.2873 | 1.5246 | 1064.55 | 0.58814 |  |  | 1407.904 | 0.0011445 | 1269.9949 | 0.018172 |  |  |  |  | 1180.1959 | 0 | 1180.189 | 0.0023021
| 1008.7396 | 0.040748 | 900.528 | 0.019463 | 900.528 | 0.030772 | 900.7651 | 0.0080496 | 1008.7406 | 0.0018278 | 900.528 | 1.33 | 1013.8116 | 0.0020348 | 1008.7396 | 0.15719 | 900.528 | 1.55 | 1064.6628 | 0.58755 |  |  | 1408.511 | 0.0015503 | 1270.074 | 0.018054 |  |  |  |  | 1180.2642 | 0 | 1180.2572 | 0.0023235
| 1008.9081 | 0.038671 | 900.7687 | -0.074137 | 900.7687 | -0.061007 | 901.0062 | -0.0072119 | 1008.9104 | 0 | 900.7687 | 1.1103 | 1013.9831 | 0.00039598 | 1008.9081 | 0.15588 | 900.7687 | 1.5699 | 1064.7756 | 0.58706 |  |  | 1409.119 | 0.0018092 | 1270.1529 | 0.017941 |  |  |  |  | 1180.3324 | 0 | 1180.3256 | 0.0023386
| 1009.0767 | 0.030795 | 901.0094 | 0.025377 | 901.0094 | 0.039818 | 901.2471 | 0.011055 | 1009.0802 | 0.0013058 | 901.0094 | 1.2061 | 1014.1546 | 0.0011345 | 1009.0767 | 0.15544 | 901.0094 | 1.5789 | 1064.8884 | 0.58575 |  |  | 1409.727 | 0.00066692 | 1270.2319 | 0.017823 |  |  |  |  | 1180.4008 | 0 | 1180.3938 | 0.0023434
| 1009.2453 | 0.032476 | 901.2501 | -0.048623 | 901.2501 | 0.016217 | 901.4882 | -0.0030746 | 1009.2501 | 0 | 901.2501 | 1.1234 | 1014.3261 | 0.0012984 | 1009.2453 | 0.15437 | 901.2501 | 1.5898 | 1065.0012 | 0.5831 |  |  | 1410.336 | 0.0013033 | 1270.311 | 0.017711 |  |  |  |  | 1180.469 | 0 | 1180.462 | 0.0023386
| 1009.4138 | 0.040654 | 901.4909 | 0.031587 | 901.4909 | -0.021446 | 901.7291 | 0.0078634 | 1009.4199 | 0.0018278 | 901.4909 | 1.1885 | 1014.4976 | 0.0010984 | 1009.4138 | 0.15335 | 901.4909 | 1.6133 | 1065.1141 | 0.58021 |  |  | 1410.945 | 0.0010677 | 1270.39 | 0.017598 |  |  |  |  | 1180.5372 | 0 | 1180.5303 | 0.0023219
| 1009.5824 | 0.037638 | 901.7316 | -0.045482 | 901.7316 | -0.012302 | 901.9702 | 0.0039215 | 1009.5898 | 0 | 901.7316 | 1.0056 | 1014.6691 | 0.00054263 | 1009.5824 | 0.15265 | 901.7316 | 1.6224 | 1065.2271 | 0.57867 |  |  | 1411.555 | 0.0013132 | 1270.4691 | 0.017485 |  |  |  |  | 1180.6055 | 0 | 1180.5986 | 0.0022973
| 1009.751 | 0.034551 | 901.9723 | 0.010848 | 901.9723 | -0.021253 | 902.2112 | 0.0021856 | 1009.7596 | 0.0013058 | 901.9723 | 1.1094 | 1014.8406 | 0.00099963 | 1009.751 | 0.15068 | 901.9723 | 1.6387 | 1065.34 | 0.57793 |  |  | 1412.165 | 0.00098085 | 1270.5481 | 0.017373 |  |  |  |  | 1180.6738 | 0 | 1180.6669 | 0.0022663
| 1009.9195 | 0.035667 | 902.2131 | -0.046014 | 902.2131 | 0.00060923 | 902.4522 | 0.0018323 | 1009.9295 | 0 | 902.2131 | 0.95896 | 1015.0122 | 0.00021061 | 1009.9195 | 0.15041 | 902.2131 | 1.6495 | 1065.4529 | 0.5769 |  |  | 1412.776 | 0.0011887 | 1270.6272 | 0.01726 |  |  |  |  | 1180.7421 | 0 | 1180.7351 | 0.0022306
| 1010.0881 | 0.036992 | 902.4538 | 0.028771 | 902.4538 | 0.0090018 | 902.6932 | 0.0070088 | 1010.0993 | 0.0013058 | 902.4538 | 1.0368 | 1015.1837 | 0.0024724 | 1010.0881 | 0.14811 | 902.4538 | 1.6839 | 1065.5659 | 0.57481 |  |  | 1413.387 | 0.0011036 | 1270.7063 | 0.017152 |  |  |  |  | 1180.8104 | 0 | 1180.8035 | 0.002194
| 1010.2566 | 0.03548 | 902.6946 | -0.0057684 | 902.6946 | -0.037421 | 902.9343 | -0.0010548 | 1010.2692 | 0 | 902.6946 | 0.87418 | 1015.3552 | 0.00024022 | 1010.2566 | 0.14956 | 902.6946 | 1.6893 | 1065.679 | 0.57201 |  |  | 1413.999 | 0.0010818 | 1270.7854 | 0.01704 |  |  |  |  | 1180.8787 | 0 | 1180.8718 | 0.0021583
| 1010.4252 | 0.02657 | 902.9354 | 0.035174 | 902.9354 | 0.013717 | 903.1754 | 0.012891 | 1010.439 | 0.0018278 | 902.9354 | 1.0124 | 1015.5267 | 0.0016377 | 1010.4252 | 0.14772 | 902.9353 | 1.6948 | 1065.792 | 0.56939 |  |  | 1414.612 | 0.0014591 | 1270.8645 | 0.016932 |  |  |  |  | 1180.947 | 0 | 1180.9401 | 0.0021233
| 1010.5938 | 0.045335 | 903.1761 | -0.061472 | 903.1761 | 0.014238 | 903.4164 | -0.001922 | 1010.6089 | 0 | 903.1761 | 0.88749 | 1015.6983 | 0.00021719 | 1010.5938 | 0.14846 | 903.1761 | 1.7165 | 1065.905 | 0.56635 |  |  | 1415.225 | 0.0014623 | 1270.9436 | 0.016825 |  |  |  |  | 1181.0154 | 0 | 1181.0084 | 0.0020916
| 1010.7623 | 0.025068 | 903.4169 | 0.039149 | 903.4169 | 0.02856 | 903.6575 | 0.013213 | 1010.7788 | 0.0013058 | 903.4169 | 0.92829 | 1015.8698 | 0.0023441 | 1010.7623 | 0.14512 | 903.4169 | 1.7292 | 1066.0181 | 0.56373 |  |  | 1415.838 | 0.00093498 | 1271.0227 | 0.016717 |  |  |  |  | 1181.0837 | 0 | 1181.0768 | 0.002063
| 1010.9309 | 0.033415 | 903.6577 | -0.068185 | 903.6577 | 0.014955 | 903.8986 | -0.002479 | 1010.9486 | 0 | 903.6577 | 0.80725 | 1016.0413 | 0.00082488 | 1010.9309 | 0.14436 | 903.6577 | 1.7437 | 1066.1311 | 0.56239 |  |  | 1416.452 | 0.0018212 | 1271.1018 | 0.016609 |  |  |  |  | 1181.152 | 0 | 1181.1451 | 0.0020375
| 1011.0995 | 0.026101 | 903.8985 | 0.04913 | 903.8985 | 0.060265 | 904.1396 | 0.0081973 | 1011.1185 | 0.0013058 | 903.8985 | 0.90126 | 1016.2129 | 0.0026293 | 1011.0995 | 0.14241 | 903.8985 | 1.7709 | 1066.2443 | 0.56049 |  |  | 1417.067 | 0.001222 | 1271.1809 | 0.016507 |  |  |  |  | 1181.2203 | 0 | 1181.2134 | 0.0020177
| 1011.268 | 0.054721 | 904.1393 | -0.042181 | 904.1393 | -0.018603 | 904.3807 | -0.0058974 | 1011.2883 | 0 | 904.1393 | 0.81501 | 1016.3844 | 0.00025339 | 1011.268 | 0.14236 | 904.1393 | 1.7799 | 1066.3574 | 0.558 |  |  | 1417.682 | 0.0012824 | 1271.2601 | 0.016405 |  |  |  |  | 1181.2887 | 0 | 1181.2817 | 0.002005
| 1011.4366 | 0.034081 | 904.3801 | 0.029325 | 904.3801 | 0.0098445 | 904.6218 | 0.0098083 | 1011.4582 | 0.00078349 | 904.3801 | 0.86655 | 1016.5559 | 0.0023737 | 1011.4366 | 0.14096 | 904.3801 | 1.7926 | 1066.4706 | 0.55603 |  |  | 1418.298 | 0.0010703 | 1271.3392 | 0.016297 |  |  |  |  | 1181.3571 | 0 | 1181.3502 | 0.0019994
| 1011.6052 | 0.026469 | 904.6209 | -0.034605 | 904.6209 | -0.019091 | 904.8629 | 0.0072348 | 1011.6281 | 0 | 904.6209 | 0.70125 | 1016.7275 | 0.00043657 | 1011.6052 | 0.14133 | 904.6209 | 1.807 | 1066.5837 | 0.55455 |  |  | 1418.914 | 0.00085714 | 1271.4185 | 0.016195 |  |  |  |  | 1181.4254 | 0 | 1181.4186 | 0.0020034
| 1011.7737 | 0.03164 | 904.8617 | 0.014628 | 904.8617 | -0.0031183 | 905.104 | 0.010605 | 1011.798 | 0.00078349 | 904.8617 | 0.84976 | 1016.899 | 0.0043931 | 1011.7737 | 0.14004 | 904.8617 | 1.8378 | 1066.697 | 0.55279 |  |  | 1419.531 | 0.001695 | 1271.4976 | 0.016092 |  |  |  |  | 1181.4939 | 0 | 1181.4869 | 0.0020161
| 1011.9423 | 0.031913 | 905.1025 | -0.075405 | 905.1025 | -0.018935 | 905.3451 | 0.0031288 | 1011.9678 | 0 | 905.1025 | 0.67414 | 1017.0705 | 0.0025032 | 1011.9423 | 0.14077 | 905.1025 | 1.8451 | 1066.8102 | 0.55061 |  |  | 1420.148 | 0.0012459 | 1271.5768 | 0.015995 |  |  |  |  | 1181.5623 | 0 | 1181.5553 | 0.0020367
| 1012.1109 | 0.032485 | 905.3433 | 0.049283 | 905.3433 | 0.036248 | 905.5862 | 0.0084273 | 1012.1377 | 0.0013058 | 905.3433 | 0.74437 | 1017.2421 | 0.0050985 | 1012.1109 | 0.13943 | 905.3433 | 1.8722 | 1066.9235 | 0.54888 |  |  | 1420.766 | 0.0013599 | 1271.656 | 0.015892 |  |  |  |  | 1181.6306 | 0 | 1181.6237 | 0.0020622
| 1012.2794 | 0.039234 | 905.5842 | -0.041026 | 905.5842 | -0.072016 | 905.8274 | 0.00020174 | 1012.3076 | 0 | 905.5842 | 0.72991 | 1017.4136 | 0.0017496 | 1012.2794 | 0.13882 | 905.5842 | 1.8795 | 1067.0367 | 0.5468 |  |  | 1421.384 | 0.0011654 | 1271.7352 | 0.015795 |  |  |  |  | 1181.6991 | 0 | 1181.6921 | 0.00209
| 1012.448 | 0.037086 | 905.825 | 0.028276 | 905.825 | -0.043455 | 906.0685 | 0.0072037 | 1012.4775 | 0.0013058 | 905.825 | 0.72684 | 1017.5852 | 0.0035178 | 1012.448 | 0.13513 | 905.825 | 1.8885 | 1067.1501 | 0.54433 |  |  | 1422.003 | 0.0013077 | 1271.8145 | 0.015698 |  |  |  |  | 1181.7675 | 0 | 1181.7605 | 0.0021178
| 1012.6166 | 0.031256 | 906.0658 | -0.053486 | 906.0658 | -0.00615 | 906.3096 | 0.00018256 | 1012.6473 | 0 | 906.0658 | 0.63016 | 1017.7567 | 3.0669e-05 | 1012.6166 | 0.13393 | 906.0658 | 1.903 | 1067.2634 | 0.54176 |  |  | 1422.622 | 0.00090129 | 1271.8937 | 0.0156 |  |  |  |  | 1181.8359 | 0 | 1181.829 | 0.0021408
| 1012.7851 | 0.039621 | 906.3067 | 0.048279 | 906.3067 | -0.003291 | 906.5508 | 0.0077682 | 1012.8172 | 0.0023501 | 906.3067 | 0.69398 | 1017.9283 | 0.00051774 | 1012.7851 | 0.13157 | 906.3067 | 1.923 | 1067.3768 | 0.53879 |  |  | 1423.242 | 0.00080244 | 1271.9729 | 0.015503 |  |  |  |  | 1181.9043 | 0 | 1181.8973 | 0.0021583
| 1012.9537 | 0.033227 | 906.5476 | -0.056974 | 906.5476 | -0.055625 | 906.792 | 0.0017789 | 1012.9871 | 0 | 906.5476 | 0.58134 | 1018.0998 | 0.0017858 | 1012.9537 | 0.13268 | 906.5476 | 1.9555 | 1067.4904 | 0.53615 |  |  | 1423.862 | 0.000695 | 1272.0521 | 0.015406 |  |  |  |  | 1181.9728 | 0 | 1181.9658 | 0.0021686
| 1013.1223 | 0.032016 | 906.7884 | 0.050203 | 906.7884 | 0.028943 | 907.0331 | 0.0068556 | 1013.157 | 0.0018278 | 906.7884 | 0.61388 | 1018.2714 | 0.0010552 | 1013.1223 | 0.13062 | 906.7884 | 1.9718 | 1067.6036 | 0.53396 |  |  | 1424.484 | 0.0012388 | 1272.1314 | 0.015309 |  |  |  |  | 1182.0411 | 0 | 1182.0343 | 0.0021726
| 1013.2909 | 0.030693 | 907.0293 | -0.034294 | 907.0293 | -0.049393 | 907.2743 | -0.00044681 | 1013.3269 | 0 | 907.0293 | 0.52633 | 1018.4429 | 0.00058136 | 1013.2909 | 0.13076 | 907.0293 | 1.9917 | 1067.717 | 0.53242 |  |  | 1425.105 | 0.0011029 | 1272.2106 | 0.015216 |  |  |  |  | 1182.1096 | 0 | 1182.1027 | 0.002171
| 1013.4594 | 0.031734 | 907.2702 | 0.045344 | 907.2702 | 0.026945 | 907.5155 | 0.0070429 | 1013.4968 | 0.0013058 | 907.2702 | 0.66337 | 1018.6145 | 0.0041661 | 1013.4594 | 0.1279 | 907.2702 | 2.0008 | 1067.8304 | 0.53094 |  |  | 1425.727 | 0.0013913 | 1272.2899 | 0.015124 |  |  |  |  | 1182.1781 | 0 | 1182.1711 | 0.0021654
| 1013.628 | 0.031537 | 907.511 | -0.03103 | 907.511 | -0.039338 | 907.7567 | 0.0023041 | 1013.6667 | 0 | 907.511 | 0.51084 | 1018.7861 | 0.0035329 | 1013.628 | 0.12897 | 907.511 | 2.0099 | 1067.944 | 0.52898 |  |  | 1426.35 | 0.0010373 | 1272.3691 | 0.015027 |  |  |  |  | 1182.2466 | 0 | 1182.2396 | 0.0021583
| 1013.7966 | 0.036898 | 907.7519 | 0.0030047 | 907.7519 | 0.00021747 | 907.9979 | 0.0094105 | 1013.8366 | 0.00078349 | 907.7519 | 0.68654 | 1018.9576 | 0.0057366 | 1013.7966 | 0.12635 | 907.7519 | 2.0334 | 1068.0575 | 0.52684 |  |  | 1426.973 | 0.0010077 | 1272.4485 | 0.014935 |  |  |  |  | 1182.3151 | 0 | 1182.3081 | 0.0021503
| 1013.9651 | 0.04083 | 907.9928 | -0.0404 | 907.9928 | 0.021499 | 908.2391 | 0.00045107 | 1014.0065 | 0 | 907.9928 | 0.49745 | 1019.1292 | 0.0031314 | 1013.9651 | 0.12804 | 907.9928 | 2.0406 | 1068.171 | 0.52415 |  |  | 1427.597 | 0.00092139 | 1272.5278 | 0.014848 |  |  |  |  | 1182.3835 | 0 | 1182.3766 | 0.0021448
| 1014.1337 | 0.027885 | 908.2337 | -0.0055309 | 908.2337 | 0.034954 | 908.4803 | 0.0019379 | 1014.1764 | 0.0018278 | 908.2337 | 0.641 | 1019.3007 | 0.003851 | 1014.1337 | 0.12415 | 908.2337 | 2.0733 | 1068.2845 | 0.52121 |  |  | 1428.221 | 0.0012568 | 1272.6071 | 0.014755 |  |  |  |  | 1182.452 | 0 | 1182.4451 | 0.0021416
| 1014.3023 | 0.033415 | 908.4746 | -0.061173 | 908.4746 | -0.017036 | 908.7215 | 5.2672e-05 | 1014.3463 | 0 | 908.4746 | 0.49285 | 1019.4723 | 0.0026192 | 1014.3023 | 0.12557 | 908.4746 | 2.0968 | 1068.3982 | 0.51841 |  |  | 1428.846 | 0.00082922 | 1272.6864 | 0.014663 |  |  |  |  | 1182.5205 | 0 | 1182.5135 | 0.002144
| 1014.4708 | 0.032579 | 908.7156 | 0.019742 | 908.7156 | 0.034913 | 908.9628 | 0.0049017 | 1014.5162 | 0.0018278 | 908.7156 | 0.56606 | 1019.6439 | 0.0036308 | 1014.4708 | 0.12122 | 908.7156 | 2.1076 | 1068.5116 | 0.5155 |  |  | 1429.471 | 0.0011804 | 1272.7658 | 0.014576 |  |  |  |  | 1182.589 | 0 | 1182.582 | 0.0021519
| 1014.6394 | 0.03013 | 908.9565 | -0.051268 | 908.9565 | -0.04182 | 909.204 | 0.0030352 | 1014.6861 | 0 | 908.9565 | 0.45454 | 1019.8154 | 0.0017726 | 1014.6394 | 0.12105 | 908.9565 | 2.1293 | 1068.6252 | 0.51294 |  |  | 1430.097 | 0.001023 | 1272.8451 | 0.014489 |  |  |  |  | 1182.6576 | 0 | 1182.6506 | 0.0021654
| 1014.808 | 0.037649 | 909.1974 | 0.042866 | 909.1974 | 0.041303 | 909.4452 | 0.0077105 | 1014.856 | 0.0018278 | 909.1974 | 0.57808 | 1019.987 | 0.0038151 | 1014.808 | 0.12027 | 909.1974 | 2.1457 | 1068.7389 | 0.51159 |  |  | 1430.724 | 0.0010354 | 1272.9244 | 0.014402 |  |  |  |  | 1182.7261 | 0 | 1182.7191 | 0.0021845
| 1014.9766 | 0.031068 | 909.4383 | -0.094378 | 909.4383 | -0.043399 | 909.6865 | 0.0027469 | 1015.0259 | 0 | 909.4383 | 0.43242 | 1020.1586 | 0.0021126 | 1014.9766 | 0.12187 | 909.4383 | 2.1728 | 1068.8525 | 0.51017 |  |  | 1431.351 | 0.00092111 | 1273.0038 | 0.014315 |  |  |  |  | 1182.7946 | 0 | 1182.7877 | 0.0022067
| 1015.1451 | 0.031922 | 909.6793 | 0.052753 | 909.6793 | 0.019635 | 909.9277 | 0.0063129 | 1015.1958 | 0.0018278 | 909.6793 | 0.55524 | 1020.3301 | 0.0032995 | 1015.1451 | 0.12238 | 909.6793 | 2.1909 | 1068.9663 | 0.5073 |  |  | 1431.978 | 0.00077812 | 1273.0832 | 0.014228 |  |  |  |  | 1182.8632 | 0 | 1182.8562 | 0.0022298
| 1015.3137 | 0.034353 | 909.9202 | -0.088379 | 909.9202 | -0.064205 | 910.169 | 0.0034113 | 1015.3657 | 0 | 909.9202 | 0.39887 | 1020.5017 | 0.0018121 | 1015.3137 | 0.12251 | 909.9202 | 2.2036 | 1069.08 | 0.50447 |  |  | 1432.606 | 0.0011538 | 1273.1626 | 0.014141 |  |  |  |  | 1182.9316 | 0 | 1182.9248 | 0.0022512
| 1015.4823 | 0.035678 | 910.1612 | 0.033614 | 910.1612 | 0.013261 | 910.4103 | 0.0016911 | 1015.5356 | 0.0013058 | 910.1612 | 0.51398 | 1020.6733 | 0.0045467 | 1015.4823 | 0.11925 | 910.1612 | 2.229 | 1069.1937 | 0.50224 |  |  | 1433.235 | 0.0011381 | 1273.2419 | 0.014059 |  |  |  |  | 1183.0002 | 0 | 1182.9933 | 0.0022679
| 1015.6509 | 0.030411 | 910.4021 | -0.040599 | 910.4021 | 0.025276 | 910.6516 | -0.0018752 | 1015.7055 | 0 | 910.4021 | 0.36276 | 1020.8449 | 0.0030132 | 1015.6509 | 0.11942 | 910.4021 | 2.2416 | 1069.3075 | 0.49994 |  |  | 1433.864 | 0.00074512 | 1273.3214 | 0.013972 |  |  |  |  | 1183.0689 | 0 | 1183.0619 | 0.0022774
| 1015.8194 | 0.029011 | 910.6431 | 0.082863 | 910.6431 | 0.051257 | 910.8928 | 0.0012929 | 1015.8754 | 0.0018278 | 910.6431 | 0.50798 | 1021.0164 | 0.0055109 | 1015.8194 | 0.11555 | 910.6431 | 2.2724 | 1069.4213 | 0.49769 |  |  | 1434.494 | 0.0015697 | 1273.4008 | 0.01389 |  |  |  |  | 1183.1373 | 0 | 1183.1305 | 0.002279
| 1015.988 | 0.030036 | 910.8841 | -0.016524 | 910.8841 | -0.066828 | 911.1341 | -0.0054546 | 1016.0454 | 0 | 910.8841 | 0.42981 | 1021.188 | 0.0014029 | 1015.988 | 0.11833 | 910.8841 | 2.2978 | 1069.5352 | 0.49498 |  |  | 1435.124 | 0.0012976 | 1273.4802 | 0.013808 |  |  |  |  | 1183.2059 | 0 | 1183.199 | 0.0022727
| 1016.1566 | 0.03333 | 911.125 | 0.035405 | 911.125 | 0.040581 | 911.3754 | 0.0052549 | 1016.2153 | 0.0018278 | 911.125 | 0.50269 | 1021.3596 | 0.0040136 | 1016.1566 | 0.1139 | 911.125 | 2.3249 | 1069.6489 | 0.49213 |  |  | 1435.755 | 0.00079315 | 1273.5597 | 0.013726 |  |  |  |  | 1183.2745 | 0 | 1183.2676 | 0.00226
| 1016.3252 | 0.024216 | 911.366 | -0.096845 | 911.366 | -0.031977 | 911.6167 | -0.0011665 | 1016.3852 | 0 | 911.366 | 0.32477 | 1021.5312 | 0.00086217 | 1016.3252 | 0.11525 | 911.366 | 2.3358 | 1069.7628 | 0.48977 |  |  | 1436.387 | 0.00076183 | 1273.639 | 0.013644 |  |  |  |  | 1183.3431 | 0 | 1183.3362 | 0.0022441
| 1016.4937 | 0.040935 | 911.607 | 0.015717 | 911.607 | 0.016941 | 911.858 | 0.0011019 | 1016.5551 | 0.0018278 | 911.607 | 0.48277 | 1021.7028 | 0.0035288 | 1016.4937 | 0.11038 | 911.607 | 2.3737 | 1069.8767 | 0.48787 |  |  | 1437.019 | 0.0011863 | 1273.7185 | 0.013562 |  |  |  |  | 1183.4117 | 0 | 1183.4048 | 0.0022274
| 1016.6623 | 0.027126 | 911.848 | -0.011037 | 911.848 | 0.0015294 | 912.0994 | -0.001792 | 1016.7251 | 0 | 911.848 | 0.41479 | 1021.8744 | 0.00029507 | 1016.6623 | 0.11314 | 911.848 | 2.3811 | 1069.9906 | 0.48612 |  |  | 1437.651 | 0.0015289 | 1273.798 | 0.01348 |  |  |  |  | 1183.4804 | 0 | 1183.4734 | 0.0022131
| 1016.8309 | 0.023754 | 912.089 | -0.013829 | 912.089 | 0.0086786 | 912.3406 | 0.0071628 | 1016.895 | 0.0023501 | 912.089 | 0.46733 | 1022.046 | 0.0046202 | 1016.8309 | 0.11135 | 912.089 | 2.4064 | 1070.1046 | 0.48344 |  |  | 1438.284 | 0.0011545 | 1273.8774 | 0.013403 |  |  |  |  | 1183.549 | 0 | 1183.542 | 0.0022036
| 1016.9995 | 0.036981 | 912.33 | -0.06166 | 912.33 | 0.0021396 | 912.582 | 0.0019089 | 1017.0649 | 0 | 912.33 | 0.295 | 1022.2175 | 0.0037975 | 1016.9995 | 0.11544 | 912.33 | 2.4353 | 1070.2185 | 0.48043 |  |  | 1438.918 | 0.0011764 | 1273.9569 | 0.013321 |  |  |  |  | 1183.6175 | 0 | 1183.6107 | 0.0022012
| 1017.168 | 0.030702 | 912.571 | 0.035677 | 912.571 | 0.042853 | 912.8234 | 0.011515 | 1017.2348 | 0.0023501 | 912.571 | 0.4917 | 1022.3891 | 0.0070685 | 1017.168 | 0.11161 | 912.571 | 2.4643 | 1070.3325 | 0.4783 |  |  | 1439.552 | 0.0018562 | 1274.0365 | 0.013245 |  |  |  |  | 1183.6863 | 0 | 1183.6793 | 0.0022044
| 1017.3366 | 0.040173 | 912.812 | -0.070884 | 912.812 | -0.025501 | 913.0647 | 0.00051846 | 1017.4048 | 0 | 912.812 | 0.24652 | 1022.5607 | 0.0051445 | 1017.3366 | 0.11241 | 912.812 | 2.4897 | 1070.4465 | 0.47609 |  |  | 1440.187 | 0.0011937 | 1274.116 | 0.013168 |  |  |  |  | 1183.7549 | 0 | 1183.7479 | 0.0022107
| 1017.5052 | 0.02995 | 913.0531 | 0.025121 | 913.0531 | -0.011439 | 913.306 | 0.0092922 | 1017.5747 | 0.00078349 | 913.0531 | 0.37507 | 1022.7323 | 0.0076093 | 1017.5052 | 0.109 | 913.053 | 2.5059 | 1070.5605 | 0.47338 |  |  | 1440.822 | 0.00075518 | 1274.1954 | 0.013086 |  |  |  |  | 1183.8235 | 0 | 1183.8166 | 0.0022171
| 1017.6738 | 0.035667 | 913.2941 | -0.072083 | 913.2941 | -0.043088 | 913.5474 | 0.0024036 | 1017.7447 | 0 | 913.2941 | 0.25778 | 1022.9039 | 0.0036516 | 1017.6738 | 0.11195 | 913.2941 | 2.5295 | 1070.6747 | 0.47094 |  |  | 1441.458 | 0.0012022 | 1274.275 | 0.013009 |  |  |  |  | 1183.8922 | 0 | 1183.8853 | 0.0022202
| 1017.8423 | 0.03671 | 913.5351 | 0.038777 | 913.5351 | -0.029114 | 913.7888 | 0.0052414 | 1017.9146 | 0.0013058 | 913.5351 | 0.40061 | 1023.0755 | 0.0041847 | 1017.8423 | 0.10779 | 913.5351 | 2.5675 | 1070.7887 | 0.46868 |  |  | 1442.095 | 0.0011364 | 1274.3545 | 0.012932 |  |  |  |  | 1183.9608 | 0 | 1183.9539 | 0.0022147
| 1018.0109 | 0.025155 | 913.7762 | -0.0564 | 913.7762 | -0.048002 | 914.0302 | -0.0023594 | 1018.0845 | 0 | 913.7762 | 0.27976 | 1023.2471 | 0.0009225 | 1018.0109 | 0.10846 | 913.7762 | 2.591 | 1070.9028 | 0.46651 |  |  | 1442.732 | 0.0010181 | 1274.4341 | 0.01286 |  |  |  |  | 1184.0295 | 0 | 1184.0226 | 0.0022004
| 1018.1795 | 0.039151 | 914.0172 | 0.076292 | 914.0172 | 0.01136 | 914.2715 | 0.01425 | 1018.2545 | 0.0018278 | 914.0172 | 0.43736 | 1023.4187 | 0.0023957 | 1018.1795 | 0.10419 | 914.0172 | 2.611 | 1071.017 | 0.46441 |  |  | 1443.369 | 0.00076192 | 1274.5137 | 0.012784 |  |  |  |  | 1184.0983 | 0 | 1184.0913 | 0.0021758
| 1018.3481 | 0.030223 | 914.2583 | -0.058252 | 914.2583 | -0.014482 | 914.5129 | -0.0015221 | 1018.4244 | 0 | 914.2583 | 0.2196 | 1023.5903 | 2.4132e-05 | 1018.3481 | 0.10628 | 914.2583 | 2.6363 | 1071.1311 | 0.46216 |  |  | 1444.008 | 0.00073338 | 1274.5931 | 0.012707 |  |  |  |  | 1184.1669 | 0 | 1184.1599 | 0.0021432
| 1018.5166 | 0.032767 | 914.4993 | 0.036433 | 914.4993 | 0.079266 | 914.7543 | 0.0074985 | 1018.5944 | 0.0013058 | 914.4993 | 0.43511 | 1023.7619 | 0.0022991 | 1018.5166 | 0.10207 | 914.4993 | 2.6798 | 1071.2454 | 0.46004 |  |  | 1444.646 | 0.0011136 | 1274.6727 | 0.012635 |  |  |  |  | 1184.2356 | 0 | 1184.2286 | 0.0021066
| 1018.6852 | 0.025061 | 914.7404 | -0.061719 | 914.7404 | 0.0070546 | 914.9957 | 0.0025831 | 1018.7643 | 0 | 914.7404 | 0.21613 | 1023.9335 | 0.0025931 | 1018.6852 | 0.10588 | 914.7404 | 2.7033 | 1071.3595 | 0.4574 |  |  | 1445.286 | 0.00073021 | 1274.7523 | 0.012558 |  |  |  |  | 1184.3043 | 0 | 1184.2974 | 0.0020709
| 1018.8538 | 0.036335 | 914.9815 | 0.049849 | 914.9815 | 0.020933 | 915.2372 | 0.0027204 | 1018.9343 | 0.0013058 | 914.9815 | 0.34136 | 1024.1051 | 0.00066473 | 1018.8538 | 0.10282 | 914.9815 | 2.7287 | 1071.4738 | 0.4544 |  |  | 1445.925 | 0.00069663 | 1274.8319 | 0.012487 |  |  |  |  | 1184.373 | 0 | 1184.3661 | 0.0020383
| 1019.0224 | 0.027032 | 915.2225 | -0.07625 | 915.2225 | 0.0018161 | 915.4786 | -0.0018654 | 1019.1042 | 0 | 915.2225 | 0.23715 | 1024.2767 | 0.0023276 | 1019.0224 | 0.10617 | 915.2225 | 2.7595 | 1071.588 | 0.45202 |  |  | 1446.566 | 0.00081543 | 1274.9115 | 0.012415 |  |  |  |  | 1184.4418 | 0 | 1184.4348 | 0.0020137
| 1019.1909 | 0.034175 | 915.4636 | 0.026843 | 915.4636 | 0.031604 | 915.72 | 0.0098171 | 1019.2742 | 0.0013058 | 915.4636 | 0.38205 | 1024.4483 | 0.00087533 | 1019.1909 | 0.10208 | 915.4636 | 2.783 | 1071.7023 | 0.44928 |  |  | 1447.207 | 0.0012486 | 1274.9912 | 0.012338 |  |  |  |  | 1184.5105 | 0 | 1184.5035 | 0.0019978
| 1019.3595 | 0.031444 | 915.7047 | -0.06724 | 915.7047 | 0.025105 | 915.9614 | 0.0030484 | 1019.4441 | 0 | 915.7047 | 0.23616 | 1024.62 | 0.0007533 | 1019.3595 | 0.10446 | 915.7047 | 2.8101 | 1071.8166 | 0.44612 |  |  | 1447.848 | 0.00090881 | 1275.0708 | 0.012266 |  |  |  |  | 1184.5792 | 0 | 1184.5723 | 0.0019907
| 1019.5281 | 0.029293 | 915.9458 | 0.019386 | 915.9458 | 0.045467 | 916.2029 | 0.0063792 | 1019.6141 | 0.0013058 | 915.9458 | 0.36948 | 1024.7916 | 0.0042607 | 1019.5281 | 0.099181 | 915.9458 | 2.8265 | 1071.9309 | 0.44367 |  |  | 1448.49 | 0.001331 | 1275.1504 | 0.012195 |  |  |  |  | 1184.648 | 0 | 1184.641 | 0.0019931
| 1019.6967 | 0.024686 | 916.1869 | -0.078425 | 916.1869 | 0.030352 | 916.4443 | 8.6258e-05 | 1019.784 | 0 | 916.1869 | 0.20406 | 1024.9632 | 0.00057396 | 1019.6967 | 0.10151 | 916.1869 | 2.8609 | 1072.0452 | 0.44203 |  |  | 1449.133 | 0.0011063 | 1275.2301 | 0.012123 |  |  |  |  | 1184.7167 | 0 | 1184.7098 | 0.002001
| 1019.8653 | 0.025256 | 916.428 | 0.021745 | 916.428 | 0.0025957 | 916.6858 | 0.0026172 | 1019.954 | 0.0018278 | 916.428 | 0.27809 | 1025.1348 | 0.0036387 | 1019.8653 | 0.098343 | 916.428 | 2.897 | 1072.1595 | 0.44049 |  |  | 1449.776 | 0.0014825 | 1275.3097 | 0.012051 |  |  |  |  | 1184.7855 | 0 | 1184.7786 | 0.0020137
| 1020.0338 | 0.029473 | 916.6692 | -0.036146 | 916.6692 | -0.040132 | 916.9272 | -0.0039299 | 1020.124 | 0 | 916.6692 | 0.21687 | 1025.3064 | 0.0011663 | 1020.0338 | 0.10134 | 916.6691 | 2.9224 | 1072.274 | 0.43891 |  |  | 1450.421 | 0.0012256 | 1275.3894 | 0.011979 |  |  |  |  | 1184.8543 | 0 | 1184.8473 | 0.0020288
| 1020.2024 | 0.031828 | 916.9103 | 0.043183 | 916.9103 | 0.025141 | 917.1688 | 0.0017714 | 1020.2939 | 0.0028725 | 916.9103 | 0.33521 | 1025.478 | 0.0033269 | 1020.2024 | 0.095502 | 916.9103 | 2.9586 | 1072.3884 | 0.43707 |  |  | 1451.065 | 0.00073758 | 1275.469 | 0.011913 |  |  |  |  | 1184.9231 | 0 | 1184.9161 | 0.0020463
| 1020.371 | 0.031444 | 917.1514 | -0.045386 | 917.1514 | 0.0045016 | 917.4102 | 0.0017475 | 1020.4639 | 0 | 917.1514 | 0.1458 | 1025.6497 | 0.0010037 | 1020.371 | 0.09457 | 917.1514 | 2.9894 | 1072.5029 | 0.4346 |  |  | 1451.71 | 0.00078016 | 1275.5487 | 0.011841 |  |  |  |  | 1184.9918 | 0 | 1184.9849 | 0.0020661
| 1020.5396 | 0.040841 | 917.3925 | 0.038924 | 917.3925 | 0.052998 | 917.6517 | 0.0071171 | 1020.6339 | 0.00078349 | 917.3925 | 0.32565 | 1025.8213 | 0.0039895 | 1020.5396 | 0.092034 | 917.3925 | 3.022 | 1072.6173 | 0.43206 |  |  | 1452.355 | 0.0012425 | 1275.6284 | 0.011769 |  |  |  |  | 1185.0607 | 0 | 1185.0537 | 0.0020892
| 1020.7082 | 0.036324 | 917.6337 | -0.089353 | 917.6337 | -0.028545 | 917.8932 | 0.0040142 | 1020.8038 | 0 | 917.6337 | 0.25412 | 1025.9929 | 0.0021785 | 1020.7082 | 0.094607 | 917.6337 | 3.0419 | 1072.7318 | 0.42966 |  |  | 1453.002 | 0.0011513 | 1275.7081 | 0.011703 |  |  |  |  | 1185.1294 | 0 | 1185.1224 | 0.002117
| 1020.8767 | 0.044034 | 917.8748 | 0.012864 | 917.8748 | -0.045736 | 918.1347 | 0.0036399 | 1020.9738 | 0.0023501 | 917.8748 | 0.24641 | 1026.1645 | 0.0053409 | 1020.8767 | 0.094615 | 917.8748 | 3.0601 | 1072.8463 | 0.42707 |  |  | 1453.648 | 0.00093911 | 1275.7878 | 0.011631 |  |  |  |  | 1185.1982 | 0 | 1185.1913 | 0.0021495
| 1021.0453 | 0.035292 | 918.116 | -0.071383 | 918.116 | -0.034117 | 918.3762 | -0.0068038 | 1021.1438 | 0 | 918.116 | 0.14791 | 1026.3362 | 0.0017112 | 1021.0453 | 0.097184 | 918.116 | 3.0872 | 1072.9609 | 0.42476 |  |  | 1454.296 | 0.0012919 | 1275.8675 | 0.01156 |  |  |  |  | 1185.2671 | 0 | 1185.2601 | 0.0021885
| 1021.2139 | 0.027791 | 918.3571 | 0.07037 | 918.3571 | 0.031398 | 918.6177 | 0.0047122 | 1021.3138 | 0.0013058 | 918.3571 | 0.31752 | 1026.5078 | 0.0021927 | 1021.2139 | 0.094279 | 918.3571 | 3.1143 | 1073.0754 | 0.42306 |  |  | 1454.943 | 0.00083645 | 1275.9473 | 0.011493 |  |  |  |  | 1185.3359 | 0 | 1185.329 | 0.0022314
| 1021.3825 | 0.027032 | 918.5983 | -0.082927 | 918.5983 | -0.041153 | 918.8593 | -0.0045132 | 1021.4837 | 0 | 918.5983 | 0.13834 | 1026.6794 | 0.00053178 | 1021.3825 | 0.096181 | 918.5983 | 3.1452 | 1073.1901 | 0.42097 |  |  | 1455.592 | 0.0008087 | 1276.027 | 0.011426 |  |  |  |  | 1185.4047 | 0 | 1185.3978 | 0.0022766
| 1021.5511 | 0.025162 | 918.8395 | 0.03718 | 918.8395 | 0.004687 | 919.1008 | 0.0079333 | 1021.6537 | 0.0018278 | 918.8395 | 0.2659 | 1026.851 | 0.0040759 | 1021.5511 | 0.092181 | 918.8395 | 3.1795 | 1073.3047 | 0.41844 |  |  | 1456.241 | 0.0011631 | 1276.1068 | 0.011355 |  |  |  |  | 1185.4735 | 0 | 1185.4666 | 0.0023203
| 1021.7196 | 0.042613 | 919.0806 | -0.065394 | 919.0806 | -0.043655 | 919.3423 | -0.0012412 | 1021.8237 | 0 | 919.0806 | 0.1629 | 1027.0227 | 0.0010835 | 1021.7196 | 0.095521 | 919.0806 | 3.2085 | 1073.4193 | 0.41641 |  |  | 1456.89 | 0.0010638 | 1276.1865 | 0.011288 |  |  |  |  | 1185.5424 | 0 | 1185.5354 | 0.0023577
| 1021.8882 | 0.033612 | 919.3218 | 0.037582 | 919.3218 | -0.0041656 | 919.5839 | 0.0070917 | 1021.9937 | 0.0013058 | 919.3218 | 0.30441 | 1027.1943 | 0.0048591 | 1021.8882 | 0.091592 | 919.3218 | 3.2302 | 1073.5341 | 0.41494 |  |  | 1457.541 | 0.0015366 | 1276.2664 | 0.011221 |  |  |  |  | 1185.6113 | 0 | 1185.6044 | 0.0023855
| 1022.0568 | 0.029097 | 919.563 | -0.019703 | 919.563 | 0.040383 | 919.8254 | -0.0020457 | 1022.1637 | 0 | 919.563 | 0.14885 | 1027.3659 | 0.0039234 | 1022.0568 | 0.093746 | 919.563 | 3.2574 | 1073.6487 | 0.413 |  |  | 1458.191 | 0.0011949 | 1276.3461 | 0.01115 |  |  |  |  | 1185.6802 | 0 | 1185.6732 | 0.0023998
| 1022.2254 | 0.035584 | 919.8042 | 0.05331 | 919.8042 | 0.02062 | 920.067 | 0.0024195 | 1022.3337 | 0.0013058 | 919.8042 | 0.30292 | 1027.5376 | 0.0057281 | 1022.2254 | 0.0905 | 919.8042 | 3.2882 | 1073.7634 | 0.41047 |  |  | 1458.843 | 0.00081729 | 1276.4259 | 0.011083 |  |  |  |  | 1185.749 | 0 | 1185.7421 | 0.0023982
| 1022.394 | 0.03501 | 920.0454 | -0.066751 | 920.0454 | 0.00036 | 920.3085 | -0.0022169 | 1022.5036 | 0 | 920.0454 | 0.15216 | 1027.7092 | 0.0023814 | 1022.394 | 0.092837 | 920.0454 | 3.3171 | 1073.8782 | 0.40832 |  |  | 1459.495 | 0.00070596 | 1276.5057 | 0.011017 |  |  |  |  | 1185.8179 | 0 | 1185.8109 | 0.0023815
| 1022.5625 | 0.04009 | 920.2866 | 0.0096694 | 920.2866 | 0.050908 | 920.5501 | 0.0073822 | 1022.6736 | 0.0018278 | 920.2866 | 0.25541 | 1027.8809 | 0.0066451 | 1022.5625 | 0.089491 | 920.2866 | 3.3516 | 1073.9929 | 0.40611 |  |  | 1460.147 | 0.0013713 | 1276.5855 | 0.01095 |  |  |  |  | 1185.8868 | 0 | 1185.8799 | 0.0023521
| 1022.7311 | 0.029379 | 920.5278 | -0.05009 | 920.5278 | 0.006275 | 920.7917 | 0.0040441 | 1022.8436 | 0 | 920.5278 | 0.12313 | 1028.0525 | 0.0037492 | 1022.7311 | 0.091631 | 920.5278 | 3.3715 | 1074.1078 | 0.40344 |  |  | 1460.8 | 0.0008652 | 1276.6653 | 0.010883 |  |  |  |  | 1185.9557 | 0 | 1185.9487 | 0.0023148
| 1022.8997 | 0.031734 | 920.769 | 0.032201 | 920.769 | 0.045393 | 921.0333 | 0.0037585 | 1023.0136 | 0.0018278 | 920.769 | 0.2829 | 1028.2241 | 0.0076641 | 1022.8997 | 0.088861 | 920.769 | 3.395 | 1074.2225 | 0.40127 |  |  | 1461.454 | 0.00096456 | 1276.7451 | 0.010812 |  |  |  |  | 1186.0245 | 0 | 1186.0176 | 0.0022743
| 1023.0683 | 0.031913 | 921.0103 | -0.066382 | 921.0103 | 0.010097 | 921.2748 | 0.00024833 | 1023.1836 | 0 | 921.0103 | 0.13189 | 1028.3958 | 0.0032918 | 1023.0683 | 0.089912 | 921.0103 | 3.4221 | 1074.3374 | 0.39936 |  |  | 1462.108 | 0.00062922 | 1276.8249 | 0.010745 |  |  |  |  | 1186.0935 | 0 | 1186.0865 | 0.0022369
| 1023.2369 | 0.032298 | 921.2515 | 0.0474 | 921.2515 | 0.038781 | 921.5164 | 0.0062049 | 1023.3536 | 0.0018278 | 921.2515 | 0.20697 | 1028.5674 | 0.0051237 | 1023.2369 | 0.08471 | 921.2515 | 3.4493 | 1074.4523 | 0.39684 |  |  | 1462.763 | 0.0011565 | 1276.9048 | 0.010679 |  |  |  |  | 1186.1625 | 0 | 1186.1555 | 0.0022075
| 1023.4054 | 0.028252 | 921.4927 | -0.023115 | 921.4927 | 0.011627 | 921.7581 | -0.0010786 | 1023.5236 | 0 | 921.4927 | 0.099499 | 1028.7391 | 2.7423e-05 | 1023.4054 | 0.087116 | 921.4927 | 3.4946 | 1074.5671 | 0.39457 |  |  | 1463.418 | 0.0013993 | 1276.9847 | 0.010612 |  |  |  |  | 1186.2313 | 0 | 1186.2244 | 0.0021893
| 1023.574 | 0.035959 | 921.734 | 0.049785 | 921.734 | 0.068742 | 921.9997 | 0.0018636 | 1023.6936 | 0.0018278 | 921.734 | 0.18883 | 1028.9107 | 0.0038776 | 1023.574 | 0.085259 | 921.734 | 3.5381 | 1074.6821 | 0.3927 |  |  | 1464.074 | 0.00082797 | 1277.0646 | 0.010545 |  |  |  |  | 1186.3003 | 0 | 1186.2933 | 0.0021845
| 1023.7426 | 0.031537 | 921.9752 | -0.042858 | 921.9752 | -0.043164 | 922.2413 | -0.0081103 | 1023.8636 | 0 | 921.9752 | 0.073841 | 1029.0824 | 0.00068887 | 1023.7426 | 0.089677 | 921.9752 | 3.5652 | 1074.7971 | 0.39022 |  |  | 1464.731 | 0.0015337 | 1277.1444 | 0.010479 |  |  |  |  | 1186.3693 | 0 | 1186.3623 | 0.0021909
| 1023.9112 | 0.036241 | 922.2165 | 0.042533 | 922.2165 | 0.0069732 | 922.4829 | 0.001896 | 1024.0336 | 0.0018278 | 922.2165 | 0.18479 | 1029.254 | 0.0045401 | 1023.9112 | 0.087443 | 922.2165 | 3.5942 | 1074.912 | 0.38823 |  |  | 1465.388 | 0.0012753 | 1277.2244 | 0.010412 |  |  |  |  | 1186.4382 | 0 | 1186.4313 | 0.0022052
| 1024.0798 | 0.028815 | 922.4577 | -0.05013 | 922.4577 | -0.032178 | 922.7245 | -0.00079437 | 1024.2036 | 0 | 922.4577 | 0.086438 | 1029.4257 | 0.0026096 | 1024.0798 | 0.090255 | 922.4577 | 3.634 | 1075.027 | 0.387 |  |  | 1466.046 | 0.00083015 | 1277.3042 | 0.010346 |  |  |  |  | 1186.5072 | 0 | 1186.5002 | 0.0022226
| 1024.2483 | 0.031265 | 922.699 | 0.066822 | 922.699 | 0.014416 | 922.9662 | 0.004407 | 1024.3736 | 0.0018278 | 922.699 | 0.19972 | 1029.5973 | 0.0063182 | 1024.2483 | 0.088526 | 922.699 | 3.6648 | 1075.1421 | 0.38505 |  |  | 1466.704 | 0.00065923 | 1277.3842 | 0.010279 |  |  |  |  | 1186.5762 | 0 | 1186.5692 | 0.0022377
| 1024.4169 | 0.050028 | 922.9403 | -0.039481 | 922.9403 | -0.040308 | 923.2078 | 0.0058312 | 1024.5436 | 0 | 922.9403 | 0.052694 | 1029.769 | 0.00093458 | 1024.4169 | 0.090916 | 922.9403 | 3.7046 | 1075.2571 | 0.3827 |  |  | 1467.363 | 0.0011497 | 1277.4641 | 0.010213 |  |  |  |  | 1186.6451 | 0 | 1186.6382 | 0.0022449
| 1024.5855 | 0.036241 | 923.1816 | 0.011252 | 923.1816 | 0.053286 | 923.4495 | 0.006997 | 1024.7137 | 0.0018278 | 923.1816 | 0.23713 | 1029.9407 | 0.0023518 | 1024.5855 | 0.087506 | 923.1816 | 3.73 | 1075.3722 | 0.38053 |  |  | 1468.023 | 0.00093806 | 1277.5441 | 0.010146 |  |  |  |  | 1186.7141 | 0 | 1186.7071 | 0.0022409
| 1024.7541 | 0.037826 | 923.4228 | -0.066126 | 923.4228 | -0.018584 | 923.6912 | -0.00051098 | 1024.8837 | 0 | 923.4228 | 0.095869 | 1030.1123 | 0.0011035 | 1024.7541 | 0.088602 | 923.4229 | 3.7553 | 1075.4872 | 0.37858 |  |  | 1468.683 | 0.00076176 | 1277.6239 | 0.010079 |  |  |  |  | 1186.7831 | 0 | 1186.7761 | 0.0022234
| 1024.9227 | 0.033049 | 923.6641 | 0.023733 | 923.6641 | 0.013043 | 923.9329 | 0.011296 | 1025.0537 | 0.00078349 | 923.6641 | 0.21962 | 1030.284 | 0.003973 | 1024.9227 | 0.08631 | 923.6641 | 3.7951 | 1075.6022 | 0.377 |  |  | 1469.344 | 0.0011671 | 1277.7039 | 0.010013 |  |  |  |  | 1186.852 | 0 | 1186.8451 | 0.0021932
| 1025.0913 | 0.032101 | 923.9054 | -0.043403 | 923.9054 | -0.0086478 | 924.1745 | -0.0028296 | 1025.2237 | 0 | 923.9054 | 0.078245 | 1030.4556 | 0.00056162 | 1025.0913 | 0.089027 | 923.9054 | 3.8242 | 1075.7174 | 0.3753 |  |  | 1470.005 | 0.0012883 | 1277.7838 | 0.0099462 |  |  |  |  | 1186.9211 | 0 | 1186.9142 | 0.0021527
| 1025.2598 | 0.035771 | 924.1467 | 0.023485 | 924.1467 | 0.020605 | 924.4162 | 0.0066646 | 1025.3937 | 0.0023501 | 924.1467 | 0.19218 | 1030.6273 | 0.0052959 | 1025.2598 | 0.086211 | 924.1467 | 3.8603 | 1075.8325 | 0.37309 |  |  | 1470.667 | 0.0015618 | 1277.8639 | 0.0098796 |  |  |  |  | 1186.9901 | 0 | 1186.9832 | 0.0021066
| 1025.4284 | 0.025155 | 924.388 | -0.081486 | 924.388 | 0.0093179 | 924.6579 | -0.0038181 | 1025.5637 | 0 | 924.388 | 0.04579 | 1030.799 | 0.004935 | 1025.4284 | 0.087046 | 924.388 | 3.9002 | 1075.9478 | 0.37059 |  |  | 1471.329 | 0.0010449 | 1277.9439 | 0.009813 |  |  |  |  | 1187.0592 | 0 | 1187.0522 | 0.0020582
| 1025.597 | 0.040466 | 924.6294 | 0.035447 | 924.6294 | -0.0065623 | 924.8996 | 0.00061966 | 1025.7338 | 0.0013058 | 924.6294 | 0.18617 | 1030.9706 | 0.0073668 | 1025.597 | 0.084737 | 924.6294 | 3.9328 | 1076.0631 | 0.36809 |  |  | 1471.993 | 0.00068378 | 1278.0238 | 0.0097465 |  |  |  |  | 1187.1282 | 0 | 1187.1212 | 0.0020121
| 1025.7656 | 0.044678 | 924.8707 | -0.086801 | 924.8707 | -0.019398 | 925.1413 | -0.0089693 | 1025.9038 | 0 | 924.8707 | 0.055867 | 1031.1423 | 0.0038622 | 1025.7656 | 0.087662 | 924.8707 | 3.96 | 1076.1783 | 0.36629 |  |  | 1472.656 | 0.001117 | 1278.1038 | 0.0096799 |  |  |  |  | 1187.1973 | 0 | 1187.1903 | 0.00197
| 1025.9342 | 0.030608 | 925.112 | 0.0029221 | 925.112 | 0.039647 | 925.383 | -0.00015974 | 1026.0738 | 0.0013058 | 925.112 | 0.19882 | 1031.314 | 0.009134 | 1025.9342 | 0.08399 | 925.112 | 3.9871 | 1076.2935 | 0.36503 |  |  | 1473.321 | 0.0015586 | 1278.1838 | 0.0096133 |  |  |  |  | 1187.2662 | 0 | 1187.2593 | 0.0019335
| 1026.1028 | 0.042332 | 925.3533 | -0.085198 | 925.3533 | -0.062527 | 925.6248 | -0.003626 | 1026.2438 | 0 | 925.3533 | 0.039351 | 1031.4856 | 0.0068151 | 1026.1028 | 0.086701 | 925.3533 | 4.0106 | 1076.4087 | 0.36316 |  |  | 1473.986 | 0.00088708 | 1278.2638 | 0.0095467 |  |  |  |  | 1187.3353 | 0 | 1187.3284 | 0.0019025
| 1026.2713 | 0.037931 | 925.5947 | 0.04567 | 925.5947 | 0.024366 | 925.8665 | 0.0015007 | 1026.4139 | 0.00026116 | 925.5947 | 0.23237 | 1031.6573 | 0.0077135 | 1026.2713 | 0.082131 | 925.5947 | 4.0378 | 1076.524 | 0.36103 |  |  | 1474.651 | 0.00093823 | 1278.3439 | 0.0094801 |  |  |  |  | 1187.4044 | 0 | 1187.3975 | 0.0018771
| 1026.4399 | 0.052656 | 925.836 | -0.045328 | 925.836 | -0.023072 | 926.1082 | -0.0052406 | 1026.5839 | 0 | 925.836 | 0.0066024 | 1031.829 | 0.0043635 | 1026.4399 | 0.085466 | 925.836 | 4.083 | 1076.6394 | 0.35912 |  |  | 1475.317 | 0.0013221 | 1278.424 | 0.0094135 |  |  |  |  | 1187.4735 | 0 | 1187.4666 | 0.0018564
| 1026.6085 | 0.032673 | 926.0774 | 0.069606 | 926.0774 | 0.046731 | 926.35 | 0.0020122 | 1026.7539 | 0.0013058 | 926.0774 | 0.23987 | 1032.0006 | 0.0071716 | 1026.6085 | 0.083586 | 926.0774 | 4.1121 | 1076.7548 | 0.357 |  |  | 1475.984 | 0.0013377 | 1278.5039 | 0.009347 |  |  |  |  | 1187.5426 | 0 | 1187.5356 | 0.0018397
| 1026.7771 | 0.024592 | 926.3187 | -0.065059 | 926.3187 | 0.044377 | 926.5917 | -0.0032026 | 1026.924 | 0 | 926.3187 | 0.067894 | 1032.1723 | 0.0015061 | 1026.7771 | 0.087161 | 926.3187 | 4.1519 | 1076.8701 | 0.35481 |  |  | 1476.651 | 0.0011922 | 1278.584 | 0.0092753 |  |  |  |  | 1187.6117 | 0 | 1187.6047 | 0.0018262
| 1026.9457 | 0.030702 | 926.5601 | 0.023418 | 926.5601 | 0.063083 | 926.8334 | 0.001749 | 1027.094 | 0.0013058 | 926.5601 | 0.13429 | 1032.344 | 0.0027872 | 1026.9457 | 0.083574 | 926.5601 | 4.1954 | 1076.9855 | 0.3528 |  |  | 1477.319 | 0.00079587 | 1278.6641 | 0.0092087 |  |  |  |  | 1187.6808 | 0 | 1187.6738 | 0.0018151
| 1027.1143 | 0.031068 | 926.8014 | -0.021259 | 926.8014 | -0.021197 | 927.0752 | -0.0029883 | 1027.264 | 0 | 926.8014 | 0.053015 | 1032.5157 | 0.00016454 | 1027.1143 | 0.084196 | 926.8015 | 4.2243 | 1077.101 | 0.35109 |  |  | 1477.988 | 0.00091648 | 1278.7441 | 0.0091421 |  |  |  |  | 1187.7499 | 0 | 1187.7429 | 0.001808
| 1027.2828 | 0.035302 | 927.0428 | 0.087689 | 927.0428 | 0.03042 | 927.317 | 0.0040811 | 1027.4341 | 0.0013058 | 927.0428 | 0.19675 | 1032.6874 | 0.0042099 | 1027.2828 | 0.08098 | 927.0428 | 4.2569 | 1077.2164 | 0.34949 |  |  | 1478.657 | 0.00072142 | 1278.8242 | 0.0090755 |  |  |  |  | 1187.819 | 0 | 1187.812 | 0.0018032
| 1027.4514 | 0.034729 | 927.2842 | -0.048489 | 927.2842 | 0.010823 | 927.5588 | -0.006838 | 1027.6041 | 0 | 927.2842 | 0.098887 | 1032.859 | 0.0032458 | 1027.4514 | 0.0855 | 927.2842 | 4.2841 | 1077.3319 | 0.3474 |  |  | 1479.327 | 0.001016 | 1278.9044 | 0.0090089 |  |  |  |  | 1187.8881 | 0 | 1187.8811 | 0.0018032
| 1027.62 | 0.037649 | 927.5256 | -0.0045603 | 927.5256 | 0.0027616 | 927.8005 | 0.0018678 | 1027.7742 | 0.0013058 | 927.5256 | 0.13323 | 1033.0307 | 0.0075862 | 1027.62 | 0.082348 | 927.5256 | 4.304 | 1077.4474 | 0.34504 |  |  | 1479.997 | 0.0012737 | 1278.9845 | 0.0089424 |  |  |  |  | 1187.9573 | 0 | 1187.9503 | 0.001808
| 1027.7886 | 0.042425 | 927.767 | -0.050434 | 927.767 | -0.00089088 | 928.0424 | -0.0011744 | 1027.9442 | 0 | 927.767 | 0.081879 | 1033.2024 | 0.0036253 | 1027.7886 | 0.084807 | 927.767 | 4.3366 | 1077.563 | 0.34251 |  |  | 1480.668 | 0.00096406 | 1279.0646 | 0.0088758 |  |  |  |  | 1188.0264 | 0 | 1188.0194 | 0.0018199
| 1027.9572 | 0.042813 | 928.0084 | 0.00095026 | 928.0084 | 0.05146 | 928.2841 | 0.0024953 | 1028.1143 | 0.0013058 | 928.0084 | 0.12947 | 1033.3741 | 0.0056502 | 1027.9572 | 0.080548 | 928.0084 | 4.3728 | 1077.6785 | 0.3399 |  |  | 1481.34 | 0.0010426 | 1279.1448 | 0.0088092 |  |  |  |  | 1188.0956 | 0 | 1188.0886 | 0.0018374
| 1028.1257 | 0.031913 | 928.2498 | -0.010739 | 928.2498 | -0.010943 | 928.5259 | -0.0027739 | 1028.2843 | 0 | 928.2498 | 0.044299 | 1033.5458 | 0.00086766 | 1028.1257 | 0.084648 | 928.2498 | 4.4126 | 1077.7941 | 0.33788 |  |  | 1482.012 | 0.00091873 | 1279.2249 | 0.0087426 |  |  |  |  | 1188.1647 | 0 | 1188.1577 | 0.001862
| 1028.2943 | 0.029481 | 928.4912 | 0.055177 | 928.4912 | 0.038737 | 928.7678 | 0.0063061 | 1028.4544 | 0.0013058 | 928.4912 | 0.22299 | 1033.7175 | 0.0015236 | 1028.2943 | 0.08045 | 928.4912 | 4.4398 | 1077.9097 | 0.33671 |  |  | 1482.685 | 0.0010677 | 1279.305 | 0.0086709 |  |  |  |  | 1188.2339 | 0 | 1188.2269 | 0.0018906
| 1028.4629 | 0.037169 | 928.7326 | -0.090676 | 928.7326 | 0.0061044 | 929.0096 | -0.00011935 | 1028.6244 | 0 | 928.7326 | -0.00018992 | 1033.8892 | 0.0018834 | 1028.4629 | 0.083267 | 928.7326 | 4.4815 | 1078.0254 | 0.33572 |  |  | 1483.358 | 0.0013891 | 1279.3853 | 0.0086043 |  |  |  |  | 1188.303 | 0 | 1188.296 | 0.0019232
| 1028.6315 | 0.031171 | 928.974 | 0.026462 | 928.974 | -0.0062541 | 929.2514 | 0.00028352 | 1028.7945 | 0.0018278 | 928.974 | 0.15631 | 1034.0609 | 0.0031207 | 1028.6315 | 0.079191 | 928.974 | 4.5158 | 1078.141 | 0.3341 |  |  | 1484.032 | 0.0016346 | 1279.4653 | 0.0085378 |  |  |  |  | 1188.3722 | 0 | 1188.3652 | 0.0019565
| 1028.8001 | 0.050779 | 929.2154 | -0.019184 | 929.2154 | -0.02805 | 929.4932 | -0.0004726 | 1028.9645 | 0 | 929.2154 | 0.047404 | 1034.2325 | 0.00028629 | 1028.8001 | 0.082536 | 929.2155 | 4.5339 | 1078.2567 | 0.3322 |  |  | 1484.707 | 0.00095422 | 1279.5455 | 0.0084712 |  |  |  |  | 1188.4414 | 0 | 1188.4344 | 0.0019891
| 1028.9687 | 0.040184 | 929.4569 | 0.055243 | 929.4569 | -0.036079 | 929.7351 | 0.0047947 | 1029.1346 | 0.0023501 | 929.4569 | 0.15841 | 1034.4042 | 0.0034235 | 1028.9687 | 0.078265 | 929.4569 | 4.5629 | 1078.3724 | 0.33042 |  |  | 1485.382 | 0.0013925 | 1279.6257 | 0.0084046 |  |  |  |  | 1188.5106 | 0 | 1188.5037 | 0.0020201
| 1029.1372 | 0.033227 | 929.6983 | -0.037205 | 929.6983 | 0.035433 | 929.9769 | -0.0036223 | 1029.3046 | 0 | 929.6983 | 0.0071393 | 1034.5759 | 0.0012757 | 1029.1372 | 0.080844 | 929.6983 | 4.5955 | 1078.4882 | 0.32845 |  |  | 1486.058 | 0.0010541 | 1279.7059 | 0.008338 |  |  |  |  | 1188.5798 | 0 | 1188.5729 | 0.0020479
| 1029.3058 | 0.040654 | 929.9398 | 0.04524 | 929.9398 | 0.0056509 | 930.2188 | 0.0039778 | 1029.4747 | 0.0018278 | 929.9398 | 0.19078 | 1034.7476 | 0.0057182 | 1029.3058 | 0.078016 | 929.9398 | 4.6299 | 1078.6039 | 0.32644 |  |  | 1486.734 | 0.0010418 | 1279.7861 | 0.0082714 |  |  |  |  | 1188.649 | 0 | 1188.6421 | 0.0020725
| 1029.4744 | 0.037075 | 930.1812 | -0.056277 | 930.1812 | -0.0070721 | 930.4606 | -0.0036015 | 1029.6448 | 0 | 930.1812 | -0.0060932 | 1034.9193 | 0.0031401 | 1029.4744 | 0.08181 | 930.1812 | 4.6697 | 1078.7197 | 0.32438 |  |  | 1487.411 | 0.0009761 | 1279.8663 | 0.0082048 |  |  |  |  | 1188.7183 | 0 | 1188.7113 | 0.0020947
| 1029.643 | 0.031453 | 930.4227 | 0.0094367 | 930.4227 | -0.045432 | 930.7025 | 0.0047295 | 1029.8148 | 0.0023501 | 930.4227 | 0.21051 | 1035.091 | 0.0089669 | 1029.643 | 0.079634 | 930.4227 | 4.6968 | 1078.8354 | 0.32211 |  |  | 1488.089 | 0.001175 | 1279.9467 | 0.0081383 |  |  |  |  | 1188.7875 | 0 | 1188.7805 | 0.0021138
| 1029.8116 | 0.035386 | 930.6641 | -0.09577 | 930.6641 | 0.024093 | 930.9444 | 0.0015439 | 1029.9849 | 0 | 930.6641 | 0.012116 | 1035.2627 | 0.0044893 | 1029.8116 | 0.082427 | 930.6641 | 4.7331 | 1078.9513 | 0.31975 |  |  | 1488.767 | 0.0012848 | 1280.0269 | 0.0080717 |  |  |  |  | 1188.8567 | 0 | 1188.8497 | 0.0021305
| 1029.9802 | 0.039245 | 930.9056 | 0.05615 | 930.9056 | 0.031549 | 931.1863 | 0.0057452 | 1030.155 | 0.00078349 | 930.9056 | 0.1961 | 1035.4344 | 0.0066623 | 1029.9802 | 0.079129 | 930.9056 | 4.7729 | 1079.0671 | 0.31769 |  |  | 1489.446 | 0.00084098 | 1280.1071 | 0.0080051 |  |  |  |  | 1188.9259 | 0 | 1188.9189 | 0.0021424
| 1030.1487 | 0.037732 | 931.1471 | -0.063201 | 931.1471 | -0.014011 | 931.4282 | -0.0045485 | 1030.325 | 0 | 931.1471 | 0.0081417 | 1035.6061 | 0.002879 | 1030.1487 | 0.080488 | 931.1471 | 4.7875 | 1079.1832 | 0.31643 |  |  | 1490.126 | 0.00079133 | 1280.1874 | 0.0079385 |  |  |  |  | 1188.9952 | 0 | 1188.9882 | 0.0021488
| 1030.3173 | 0.043846 | 931.3885 | 0.068883 | 931.3885 | 0.084586 | 931.67 | 0.0042683 | 1030.4951 | 0.00078349 | 931.3885 | 0.16101 | 1035.7778 | 0.0053683 | 1030.3173 | 0.077677 | 931.3886 | 4.8073 | 1079.2988 | 0.31508 |  |  | 1490.806 | 0.0012155 | 1280.2677 | 0.0078719 |  |  |  |  | 1189.0645 | 0 | 1189.0575 | 0.0021472
| 1030.4859 | 0.03088 | 931.63 | -0.065103 | 931.63 | -0.015412 | 931.912 | -0.0013536 | 1030.6652 | 0 | 931.63 | 0.057564 | 1035.9495 | 0.00053971 | 1030.4859 | 0.080463 | 931.63 | 4.8381 | 1079.4148 | 0.31286 |  |  | 1491.487 | 0.00093706 | 1280.3479 | 0.0078054 |  |  |  |  | 1189.1337 | 0 | 1189.1267 | 0.0021376
| 1030.6545 | 0.0338 | 931.8715 | 0.066049 | 931.8715 | 0.040351 | 932.1539 | 0.0060786 | 1030.8352 | 0.0013058 | 931.8715 | 0.13538 | 1036.1212 | 0.0048933 | 1030.6545 | 0.077583 | 931.8715 | 4.8816 | 1079.5308 | 0.31088 |  |  | 1492.168 | 0.0015837 | 1280.4282 | 0.0077388 |  |  |  |  | 1189.203 | 0 | 1189.196 | 0.0021217
| 1030.8231 | 0.039985 | 932.113 | -0.072883 | 932.113 | -0.011265 | 932.3958 | -0.0014608 | 1031.0053 | 0 | 932.113 | -0.010275 | 1036.293 | 7.706e-06 | 1030.8231 | 0.080804 | 932.113 | 4.9105 | 1079.6467 | 0.30938 |  |  | 1492.85 | 0.00074194 | 1280.5085 | 0.0076722 |  |  |  |  | 1189.2722 | 0 | 1189.2653 | 0.0020995
| 1030.9917 | 0.031734 | 932.3545 | 0.065815 | 932.3545 | 0.018691 | 932.6377 | 0.0076718 | 1031.1754 | 0.0013058 | 932.3545 | 0.18264 | 1036.4647 | 0.0024242 | 1030.9917 | 0.078709 | 932.3545 | 4.9305 | 1079.7627 | 0.30766 |  |  | 1493.533 | 0.0011838 | 1280.5889 | 0.0076056 |  |  |  |  | 1189.3416 | 0 | 1189.3346 | 0.0020749
| 1031.1602 | 0.030036 | 932.596 | -0.064445 | 932.596 | -0.00051778 | 932.8796 | -0.00383 | 1031.3455 | 0 | 932.596 | -0.022093 | 1036.6364 | 0.0012582 | 1031.1602 | 0.082997 | 932.596 | 4.9631 | 1079.8788 | 0.30565 |  |  | 1494.216 | 0.00088559 | 1280.6692 | 0.007539 |  |  |  |  | 1189.4109 | 0 | 1189.4039 | 0.0020495
| 1031.3288 | 0.033518 | 932.8375 | 0.020722 | 932.8375 | 0.057075 | 933.1216 | 0.0089162 | 1031.5156 | 0.0018278 | 932.8375 | 0.18568 | 1036.8081 | 0.0039533 | 1031.3288 | 0.079706 | 932.8375 | 4.992 | 1079.9949 | 0.30337 |  |  | 1494.9 | 0.001483 | 1280.7495 | 0.0074776 |  |  |  |  | 1189.4802 | 0 | 1189.4733 | 0.0020256
| 1031.4974 | 0.032195 | 933.0791 | -0.031787 | 933.0791 | 0.018992 | 933.3635 | -0.0037013 | 1031.6856 | 0 | 933.0791 | -0.017678 | 1036.9798 | 0.001053 | 1031.4974 | 0.08432 | 933.0791 | 5.0264 | 1080.1108 | 0.3015 |  |  | 1495.585 | 0.0013086 | 1280.8298 | 0.007411 |  |  |  |  | 1189.5494 | 0 | 1189.5425 | 0.002005
| 1031.666 | 0.037086 | 933.3206 | 0.021425 | 933.3206 | 0.030049 | 933.6055 | 0.0096401 | 1031.8557 | 0.0023501 | 933.3206 | 0.13602 | 1037.1515 | 0.0031723 | 1031.666 | 0.081399 | 933.3206 | 5.0481 | 1080.2272 | 0.29985 |  |  | 1496.27 | 0.00055556 | 1280.9102 | 0.0073444 |  |  |  |  | 1189.6188 | 0 | 1189.6118 | 0.0019875
| 1031.8346 | 0.028158 | 933.5621 | -0.086537 | 933.5621 | -0.093416 | 933.8474 | -6.0934e-05 | 1032.0258 | 0 | 933.5621 | -0.0031673 | 1037.3232 | 0.0036944 | 1031.8346 | 0.084453 | 933.5621 | 5.0844 | 1080.3431 | 0.29817 |  |  | 1496.956 | 0.0011811 | 1280.9906 | 0.007283 |  |  |  |  | 1189.6881 | 0 | 1189.6811 | 0.0019716
| 1032.0032 | 0.04394 | 933.8037 | 0.060436 | 933.8037 | -0.014315 | 934.0894 | 0.0054303 | 1032.1959 | 0.0023501 | 933.8037 | 0.1333 | 1037.495 | 1.0969e-06 | 1032.0032 | 0.079111 | 933.8036 | 5.117 | 1080.4594 | 0.29692 |  |  | 1497.642 | 0.00074733 | 1281.0709 | 0.0072164 |  |  |  |  | 1189.7575 | 0 | 1189.7505 | 0.0019573
| 1032.1717 | 0.026469 | 934.0452 | -0.040951 | 934.0452 | -0.078455 | 934.3314 | -0.0095994 | 1032.366 | 0 | 934.0452 | 0.03511 | 1037.6667 | 0.0039829 | 1032.1717 | 0.082175 | 934.0452 | 5.1459 | 1080.5754 | 0.29553 |  |  | 1498.329 | 0.00096817 | 1281.1512 | 0.0071549 |  |  |  |  | 1189.8268 | 0 | 1189.8198 | 0.0019446
| 1032.3403 | 0.037837 | 934.2867 | 0.025541 | 934.2867 | -0.053469 | 934.5734 | 0.00052126 | 1032.5361 | 0.0023501 | 934.2867 | 0.13007 | 1037.8384 | 0.00096747 | 1032.3403 | 0.079927 | 934.2867 | 5.1749 | 1080.6916 | 0.29391 |  |  | 1499.017 | 0.0013816 | 1281.2317 | 0.0070883 |  |  |  |  | 1189.8962 | 0 | 1189.8893 | 0.0019319
| 1032.5089 | 0.029942 | 934.5283 | -0.051478 | 934.5283 | -0.047526 | 934.8154 | -0.00071104 | 1032.7062 | 0 | 934.5283 | -0.008993 | 1038.0101 | 0.0010344 | 1032.5089 | 0.082937 | 934.5283 | 5.1858 | 1080.8079 | 0.29226 |  |  | 1499.705 | 0.0013736 | 1281.3121 | 0.0070269 |  |  |  |  | 1189.9656 | 0 | 1189.9586 | 0.00192
| 1032.6775 | 0.036429 | 934.7699 | 0.047306 | 934.7699 | 0.043308 | 935.0573 | 0.0015939 | 1032.8763 | 0.0018278 | 934.7699 | 0.13677 | 1038.1818 | 0.0059496 | 1032.6775 | 0.078729 | 934.7699 | 5.2111 | 1080.9242 | 0.29015 |  |  | 1500.394 | 0.00083283 | 1281.3925 | 0.0069654 |  |  |  |  | 1190.0349 | 0 | 1190.0279 | 0.0019096
| 1032.8461 | 0.029379 | 935.0114 | -0.062327 | 935.0114 | -0.06033 | 935.2993 | -0.00031852 | 1033.0464 | 0 | 935.0114 | -0.08361 | 1038.3536 | 0.0039357 | 1032.8461 | 0.082072 | 935.0114 | 5.2492 | 1081.0404 | 0.28789 |  |  | 1501.084 | 0.0013009 | 1281.4729 | 0.006904 |  |  |  |  | 1190.1044 | 0 | 1190.0973 | 0.0019001
| 1033.0147 | 0.031453 | 935.253 | 0.10408 | 935.253 | 0.075217 | 935.5413 | 0.0040697 | 1033.2165 | 0.0013058 | 935.253 | 0.17056 | 1038.5253 | 0.0079087 | 1033.0147 | 0.078228 | 935.253 | 5.2799 | 1081.1567 | 0.28614 |  |  | 1501.774 | 0.0013137 | 1281.5533 | 0.0068425 |  |  |  |  | 1190.1737 | 0 | 1190.1668 | 0.0018938
| 1033.1832 | 0.042332 | 935.4946 | -0.0266 | 935.4946 | -0.025227 | 935.7834 | 0.0016561 | 1033.3866 | 0 | 935.4946 | -0.031825 | 1038.697 | 0.0039379 | 1033.1832 | 0.079684 | 935.4946 | 5.3107 | 1081.2731 | 0.28475 |  |  | 1502.465 | 0.0011615 | 1281.6338 | 0.006781 |  |  |  |  | 1190.2432 | 0 | 1190.2361 | 0.0018906
| 1033.3518 | 0.032861 | 935.7362 | 0.025142 | 935.7362 | 0.03634 | 936.0254 | 0.0046781 | 1033.5567 | 0.0018278 | 935.7362 | 0.060542 | 1038.8687 | 0.0084736 | 1033.3518 | 0.07504 | 935.7362 | 5.3361 | 1081.3894 | 0.28327 |  |  | 1503.156 | 0.0012258 | 1281.7142 | 0.0067196 |  |  |  |  | 1190.3125 | 0 | 1190.3055 | 0.001893
| 1033.5204 | 0.031256 | 935.9777 | -0.055842 | 935.9777 | -0.028587 | 936.2674 | -0.00091603 | 1033.7268 | 0 | 935.9777 | 0.024892 | 1039.0405 | 0.0035529 | 1033.5204 | 0.079261 | 935.9777 | 5.4067 | 1081.5059 | 0.28163 |  |  | 1503.849 | 0.001174 | 1281.7947 | 0.0066581 |  |  |  |  | 1190.382 | 0 | 1190.375 | 0.0019009
| 1033.689 | 0.0384 | 936.2193 | 0.046207 | 936.2193 | 0.043612 | 936.5095 | 0.00010012 | 1033.8969 | 0.0018278 | 936.2193 | 0.16388 | 1039.2122 | 0.006123 | 1033.689 | 0.078504 | 936.2193 | 5.4338 | 1081.6222 | 0.27968 |  |  | 1504.541 | 0.00089525 | 1281.8752 | 0.0065967 |  |  |  |  | 1190.4513 | 0 | 1190.4443 | 0.001916
| 1033.8576 | 0.051905 | 936.4609 | -0.034253 | 936.4609 | 0.0095722 | 936.7515 | -0.0005568 | 1034.067 | 0 | 936.4609 | -0.022326 | 1039.3839 | 0.0026008 | 1033.8576 | 0.081905 | 936.4609 | 5.4501 | 1081.7386 | 0.27744 |  |  | 1505.235 | 0.0012543 | 1281.9557 | 0.0065352 |  |  |  |  | 1190.5207 | 0 | 1190.5138 | 0.0019367
| 1034.0262 | 0.02873 | 936.7025 | 0.036573 | 936.7025 | 0.066179 | 936.9935 | 0.0033542 | 1034.2371 | 0.0023501 | 936.7025 | 0.099074 | 1039.5557 | 0.0071233 | 1034.0262 | 0.077658 | 936.7025 | 5.4701 | 1081.8551 | 0.27544 |  |  | 1505.929 | 0.00063813 | 1282.0361 | 0.0064789 |  |  |  |  | 1190.5902 | 0 | 1190.5832 | 0.0019621
| 1034.1947 | 0.02553 | 936.9442 | -0.075255 | 936.9442 | -0.003759 | 937.2356 | -0.00030958 | 1034.4072 | 0 | 936.9442 | 0.0061974 | 1039.7274 | 0.0006746 | 1034.1947 | 0.081479 | 936.9442 | 5.5044 | 1081.9716 | 0.27381 |  |  | 1506.623 | 0.00092625 | 1282.1167 | 0.0064174 |  |  |  |  | 1190.6597 | 0 | 1190.6527 | 0.0019899
| 1034.3633 | 0.041499 | 937.1858 | 0.054688 | 937.1858 | -0.018474 | 937.4777 | 0.003308 | 1034.5773 | 0.0013058 | 937.1858 | 0.20451 | 1039.8991 | 0.0056469 | 1034.3633 | 0.07878 | 937.1858 | 5.5207 | 1082.0881 | 0.27238 |  |  | 1507.319 | 0.0012619 | 1282.1973 | 0.0063611 |  |  |  |  | 1190.7291 | 0 | 1190.7222 | 0.0020169
| 1034.5319 | 0.036418 | 937.4274 | -0.11249 | 937.4274 | -0.0035872 | 937.7197 | 0.00043709 | 1034.7474 | 0 | 937.4274 | -0.068883 | 1040.0709 | 0.0021105 | 1034.5319 | 0.082173 | 937.4274 | 5.5624 | 1082.2046 | 0.27117 |  |  | 1508.015 | 0.00076767 | 1282.2777 | 0.0063047 |  |  |  |  | 1190.7986 | 0 | 1190.7916 | 0.0020415
| 1034.7005 | 0.033236 | 937.669 | 0.0057235 | 937.669 | 9.0417e-06 | 937.9618 | 0.0061091 | 1034.9175 | 0.0013058 | 937.669 | 0.1423 | 1040.2426 | 0.0057697 | 1034.7005 | 0.077853 | 937.669 | 5.5949 | 1082.3212 | 0.27003 |  |  | 1508.711 | 0.00061396 | 1282.3583 | 0.0062484 |  |  |  |  | 1190.868 | 0 | 1190.8611 | 0.0020614
| 1034.8691 | 0.038577 | 937.9107 | -0.084728 | 937.9107 | -0.042481 | 938.2039 | 0.00099917 | 1035.0877 | 0 | 937.9107 | -0.10202 | 1040.4144 | 0.0023221 | 1034.8691 | 0.080681 | 937.9107 | 5.6113 | 1082.4377 | 0.26901 |  |  | 1509.409 | 0.0013939 | 1282.4388 | 0.006192 |  |  |  |  | 1190.9375 | 0 | 1190.9305 | 0.0020749
| 1035.0376 | 0.030044 | 938.1523 | 0.042371 | 938.1523 | -0.037169 | 938.446 | 0.0047269 | 1035.2578 | 0.0018278 | 938.1523 | 0.20064 | 1040.5861 | 0.0074787 | 1035.0376 | 0.078563 | 938.1523 | 5.6601 | 1082.5546 | 0.26777 |  |  | 1510.107 | 0.001191 | 1282.5194 | 0.0061357 |  |  |  |  | 1191.007 | 0 | 1191 | 0.0020828
| 1035.2062 | 0.028346 | 938.3939 | -0.061916 | 938.3939 | -0.053883 | 938.6881 | 0.0040982 | 1035.4279 | 0 | 938.3939 | -0.010665 | 1040.7578 | 0.0026358 | 1035.2062 | 0.081459 | 938.394 | 5.6837 | 1082.671 | 0.26543 |  |  | 1510.805 | 0.0012655 | 1282.6 | 0.0060794 |  |  |  |  | 1191.0765 | 0 | 1191.0696 | 0.002086
| 1035.3748 | 0.040935 | 938.6356 | 0.027796 | 938.6356 | 0.019996 | 938.9302 | 0.0054256 | 1035.598 | 0.0018278 | 938.6356 | 0.15537 | 1040.9296 | 0.0076443 | 1035.3748 | 0.077475 | 938.6356 | 5.7181 | 1082.7877 | 0.26308 |  |  | 1511.504 | 0.0011063 | 1282.6805 | 0.006023 |  |  |  |  | 1191.146 | 0 | 1191.139 | 0.0020852
| 1035.5434 | 0.024122 | 938.8773 | -0.079585 | 938.8773 | -0.045766 | 939.1723 | -0.00054145 | 1035.7681 | 0 | 938.8773 | 0.016932 | 1041.1013 | 0.0024307 | 1035.5434 | 0.080743 | 938.8773 | 5.7688 | 1082.9045 | 0.26144 |  |  | 1512.204 | 0.0019228 | 1282.7611 | 0.0059667 |  |  |  |  | 1191.2156 | 0 | 1191.2085 | 0.0020828
| 1035.712 | 0.036147 | 939.1189 | 0.072332 | 939.1189 | 0.074742 | 939.4144 | 0.0036303 | 1035.9383 | 0.0018278 | 939.1189 | 0.15982 | 1041.2731 | 0.00292 | 1035.712 | 0.077437 | 939.1189 | 5.8014 | 1083.021 | 0.25966 |  |  | 1512.905 | 0.00098607 | 1282.8417 | 0.0059155 |  |  |  |  | 1191.285 | 0 | 1191.2781 | 0.0020788
| 1035.8806 | 0.03088 | 939.3606 | -0.10462 | 939.3606 | -0.060299 | 939.6566 | -0.0024578 | 1036.1084 | 0 | 939.3606 | 0.0059474 | 1041.4448 | 0.00083036 | 1035.8806 | 0.08155 | 939.3606 | 5.8195 | 1083.1377 | 0.25813 |  |  | 1513.606 | 0.0013732 | 1282.9222 | 0.0058591 |  |  |  |  | 1191.3546 | 0 | 1191.3477 | 0.0020765
| 1036.0491 | 0.036523 | 939.6023 | 0.062888 | 939.6023 | 0.013046 | 939.8987 | 0.01045 | 1036.2785 | 0.00078349 | 939.6023 | 0.066166 | 1041.6166 | 0.0041584 | 1036.0491 | 0.078081 | 939.6023 | 5.8612 | 1083.2544 | 0.25672 |  |  | 1514.307 | 0.00077623 | 1283.0029 | 0.0058079 |  |  |  |  | 1191.4241 | 0 | 1191.4171 | 0.0020765
| 1036.2177 | 0.033602 | 939.8439 | -0.098857 | 939.8439 | -0.026192 | 940.1408 | -0.00097209 | 1036.4486 | 0 | 939.8439 | -0.039683 | 1041.7883 | 0.0019317 | 1036.2177 | 0.080127 | 939.8439 | 5.8756 | 1083.3712 | 0.25519 |  |  | 1515.01 | 0.00060276 | 1283.0835 | 0.0057567 |  |  |  |  | 1191.4936 | 0 | 1191.4867 | 0.0020796
| 1036.3863 | 0.028636 | 940.0856 | 0.037886 | 940.0856 | 0.0014965 | 940.383 | -0.00058931 | 1036.6188 | 0.00078349 | 940.0856 | 0.16003 | 1041.9601 | 0.0044688 | 1036.3863 | 0.074832 | 940.0856 | 5.8991 | 1083.488 | 0.25371 |  |  | 1515.713 | 0.0011824 | 1283.1642 | 0.0057055 |  |  |  |  | 1191.5632 | 0 | 1191.5563 | 0.0020852
| 1036.5549 | 0.030599 | 940.3273 | -0.043557 | 940.3273 | 0.0059144 | 940.6251 | 0.00087601 | 1036.7889 | 0 | 940.3273 | 0.015066 | 1042.1318 | 0.0024308 | 1036.5549 | 0.076393 | 940.3273 | 5.9264 | 1083.6049 | 0.25207 |  |  | 1516.417 | 0.00098095 | 1283.2449 | 0.0056543 |  |  |  |  | 1191.6328 | 0 | 1191.6257 | 0.0020931
| 1036.7235 | 0.034269 | 940.569 | 0.047216 | 940.569 | 0.042518 | 940.8673 | 0.0053217 | 1036.959 | 0.0023501 | 940.569 | 0.17936 | 1042.3036 | 0.003803 | 1036.7235 | 0.073366 | 940.569 | 5.9734 | 1083.7217 | 0.25061 |  |  | 1517.121 | 0.0012151 | 1283.3254 | 0.0056031 |  |  |  |  | 1191.7024 | 0 | 1191.6953 | 0.0020995
| 1036.892 | 0.036981 | 940.8107 | -0.10777 | 940.8107 | -0.06459 | 941.1094 | 0.00092725 | 1037.1292 | 0 | 940.8107 | -0.10921 | 1042.4753 | 0.0028311 | 1036.892 | 0.077208 | 940.8107 | 6.0078 | 1083.8386 | 0.24932 |  |  | 1517.826 | 0.00086779 | 1283.4061 | 0.0055518 |  |  |  |  | 1191.7719 | 0 | 1191.7649 | 0.0021043
| 1037.0606 | 0.030795 | 941.0524 | 0.048089 | 941.0524 | -0.038652 | 941.3516 | 0.009569 | 1037.2993 | 0.0013058 | 941.0524 | 0.24054 | 1042.6471 | 0.0042187 | 1037.0606 | 0.074606 | 941.0524 | 6.0223 | 1083.9556 | 0.24794 |  |  | 1518.532 | 0.00093252 | 1283.4868 | 0.0055006 |  |  |  |  | 1191.8416 | 0 | 1191.8345 | 0.0021051
| 1037.2292 | 0.042519 | 941.2941 | -0.13012 | 941.2941 | -0.070358 | 941.5938 | 0.0023862 | 1037.4695 | 0 | 941.2941 | -0.025804 | 1042.8188 | 0.003294 | 1037.2292 | 0.077794 | 941.2941 | 6.0494 | 1084.0725 | 0.24657 |  |  | 1519.238 | 0.0019988 | 1283.5675 | 0.0054545 |  |  |  |  | 1191.9111 | 0 | 1191.9041 | 0.0021043
| 1037.3978 | 0.033988 | 941.5359 | 0.084882 | 941.5359 | 0.072057 | 941.836 | 0.0019063 | 1037.6396 | 0.0023501 | 941.5359 | 0.16181 | 1042.9906 | 0.0040684 | 1037.3978 | 0.075053 | 941.5359 | 6.0622 | 1084.1895 | 0.2451 |  |  | 1519.945 | 0.00065089 | 1283.6482 | 0.0054033 |  |  |  |  | 1191.9807 | 0 | 1191.9738 | 0.0021027
| 1037.5664 | 0.029566 | 941.7776 | -0.11259 | 941.7776 | -0.00050559 | 942.0782 | 0.002461 | 1037.8097 | 0 | 941.7776 | -0.074108 | 1043.1624 | 0.0081281 | 1037.5664 | 0.07799 | 941.7776 | 6.0766 | 1084.3064 | 0.24318 |  |  | 1520.653 | 0.00087344 | 1283.7289 | 0.0053572 |  |  |  |  | 1192.0503 | 0 | 1192.0433 | 0.0021035
| 1037.7349 | 0.051732 | 942.0193 | 0.061791 | 942.0193 | 0.082358 | 942.3204 | 0.0039041 | 1037.9799 | 0.0013058 | 942.0193 | 0.13663 | 1043.3341 | 0.0066396 | 1037.7349 | 0.078408 | 942.0193 | 6.12 | 1084.4235 | 0.24126 |  |  | 1521.361 | 0.0017377 | 1283.8096 | 0.0053111 |  |  |  |  | 1192.1199 | 0 | 1192.1129 | 0.0021098
| 1037.9035 | 0.045617 | 942.2611 | 0.025485 | 942.2611 | 0.052343 | 942.5626 | 0.0040074 | 1038.15 | 0 | 942.2611 | 0.17494 | 1043.5059 | 0.0077201 | 1037.9035 | 0.079773 | 942.2611 | 6.1255 | 1084.5404 | 0.23978 |  |  | 1522.07 | 0.0017201 | 1283.8904 | 0.005265 |  |  |  |  | 1192.1896 | 0 | 1192.1826 | 0.0021225
| 1038.0721 | 0.035208 | 942.5028 | -0.13982 | 942.5028 | -0.054386 | 942.8048 | -0.0021357 | 1038.3202 | 0.00026116 | 942.5028 | -0.10863 | 1043.6777 | 0.0010399 | 1038.0721 | 0.079307 | 942.5028 | 6.1635 | 1084.6575 | 0.23844 |  |  | 1522.78 | 0.0010615 | 1283.9711 | 0.0052189 |  |  |  |  | 1192.2592 | 0 | 1192.2522 | 0.0021408
| 1038.2407 | 0.04083 | 942.7445 | 0.050494 | 942.7445 | 0.022999 | 943.0471 | 0.00476 | 1038.4903 | 0 | 942.7445 | 0.2241 | 1043.8494 | 0.0034586 | 1038.2407 | 0.077166 | 942.7446 | 6.1726 | 1084.7748 | 0.23699 |  |  | 1523.49 | 0.0010279 | 1284.0519 | 0.0051728 |  |  |  |  | 1192.3289 | 0 | 1192.3218 | 0.0021615
| 1038.4093 | 0.02535 | 942.9863 | -0.074376 | 942.9863 | 0.0075737 | 943.2892 | 0.00040208 | 1038.6605 | 0.00026116 | 942.9863 | 0.00055928 | 1044.0212 | 0.0010695 | 1038.4093 | 0.078189 | 942.9863 | 6.1907 | 1084.8917 | 0.23582 |  |  | 1524.201 | 0.0011724 | 1284.1326 | 0.0051267 |  |  |  |  | 1192.3984 | 0 | 1192.3915 | 0.0021805
| 1038.5778 | 0.046274 | 943.2281 | 0.072177 | 943.2281 | 0.029529 | 943.5315 | 0.0067253 | 1038.8306 | 0.00017411 | 943.2281 | 0.044965 | 1044.1929 | 0.0022684 | 1038.5778 | 0.075207 | 943.2281 | 6.2468 | 1085.0089 | 0.23451 |  |  | 1524.913 | 0.0013253 | 1284.2134 | 0.0050807 |  |  |  |  | 1192.4681 | 0 | 1192.4612 | 0.0021932
| 1038.7464 | 0.037368 | 943.4698 | -0.086709 | 943.4698 | -0.067417 | 943.7737 | 0.0014105 | 1039.0008 | 0.00026116 | 943.4698 | -0.042193 | 1044.3647 | 0.00048264 | 1038.7464 | 0.078295 | 943.4698 | 6.2921 | 1085.126 | 0.23238 |  |  | 1525.625 | 0.00043892 | 1284.2942 | 0.0050397 |  |  |  |  | 1192.5378 | 0 | 1192.5308 | 0.0021948
| 1038.915 | 0.055284 | 943.7116 | 0.050172 | 943.7116 | -0.0096921 | 944.016 | 0.0091023 | 1039.1709 | 0.00017411 | 943.7116 | 0.15064 | 1044.5365 | 0.0056019 | 1038.915 | 0.076743 | 943.7116 | 6.3283 | 1085.2432 | 0.23042 |  |  | 1526.338 | 0.00066305 | 1284.3749 | 0.0049936 |  |  |  |  | 1192.6074 | 0 | 1192.6005 | 0.0021845
| 1039.0836 | 0.030326 | 943.9534 | -0.13447 | 943.9534 | -0.051084 | 944.2582 | -0.0045611 | 1039.3411 | 0 | 943.9534 | -0.091805 | 1044.7083 | 0.0019755 | 1039.0836 | 0.080178 | 943.9534 | 6.3428 | 1085.3605 | 0.22894 |  |  | 1527.052 | 0.0010821 | 1284.4557 | 0.0049526 |  |  |  |  | 1192.6771 | 0 | 1192.6702 | 0.0021599
| 1039.2522 | 0.036794 | 944.1952 | 0.09967 | 944.1952 | 0.025668 | 944.5005 | -0.00065672 | 1039.5113 | 0.00069644 | 944.1952 | 0.19494 | 1044.88 | 0.0047101 | 1039.2522 | 0.076793 | 944.1952 | 6.3682 | 1085.4777 | 0.22789 |  |  | 1527.766 | 0.00082232 | 1284.5365 | 0.0049116 |  |  |  |  | 1192.7468 | 0 | 1192.7399 | 0.0021249
| 1039.4207 | 0.031359 | 944.4369 | -0.067371 | 944.4369 | -0.040521 | 944.7428 | 0.0029081 | 1039.6814 | 0.00078349 | 944.4369 | 0.028332 | 1045.0518 | 0.000747 | 1039.4207 | 0.080098 | 944.4369 | 6.4134 | 1085.5951 | 0.22694 |  |  | 1528.481 | 0.0017014 | 1284.6173 | 0.0048707 |  |  |  |  | 1192.8165 | 0 | 1192.8096 | 0.002082
| 1039.5893 | 0.04036 | 944.6787 | 0.059588 | 944.6787 | 0.01011 | 944.985 | 0.0060693 | 1039.8516 | 0.00017411 | 944.6787 | 0.17361 | 1045.2236 | 0.0034575 | 1039.5893 | 0.077163 | 944.6787 | 6.4406 | 1085.7122 | 0.22523 |  |  | 1529.197 | 0.00091895 | 1284.6982 | 0.0048246 |  |  |  |  | 1192.8862 | 0 | 1192.8793 | 0.0020375
| 1039.7579 | 0.04685 | 944.9205 | -0.079127 | 944.9205 | -0.0093062 | 945.2274 | -0.0079816 | 1040.0217 | 0.00026116 | 944.9205 | -0.10854 | 1045.3954 | 0.0021829 | 1039.7579 | 0.080522 | 944.9205 | 6.4876 | 1085.8295 | 0.22341 |  |  | 1529.913 | 0.00085682 | 1284.7791 | 0.0047836 |  |  |  |  | 1192.9559 | 0 | 1192.949 | 0.001997
| 1039.9265 | 0.036606 | 945.1623 | 0.092141 | 945.1623 | 0.12234 | 945.4696 | 0.0012397 | 1040.1919 | 0 | 945.1623 | 0.16058 | 1045.5671 | 0.0073197 | 1039.9265 | 0.07721 | 945.1623 | 6.5275 | 1085.9469 | 0.22177 |  |  | 1530.63 | 0.0012042 | 1284.8599 | 0.0047477 |  |  |  |  | 1193.0256 | 0 | 1193.0187 | 0.0019645
| 1040.0951 | 0.022252 | 945.4041 | -0.11476 | 945.4041 | -0.074843 | 945.7119 | -0.0045076 | 1040.3621 | 0.00078349 | 945.4041 | 0.013448 | 1045.7389 | 0.0030044 | 1040.0951 | 0.081502 | 945.4041 | 6.5582 | 1086.0642 | 0.22044 |  |  | 1531.348 | 0.0011865 | 1284.9408 | 0.0047068 |  |  |  |  | 1193.0955 | 0 | 1193.0884 | 0.001943
| 1040.2636 | 0.0367 | 945.646 | 0.050758 | 945.646 | 0.06086 | 945.9542 | -0.00033175 | 1040.5322 | 0.00017411 | 945.646 | 0.11603 | 1045.9107 | 0.0086755 | 1040.2636 | 0.079855 | 945.646 | 6.5655 | 1086.1816 | 0.21928 |  |  | 1532.066 | 0.0012654 | 1285.0216 | 0.0046658 |  |  |  |  | 1193.1652 | 0 | 1193.1582 | 0.0019367
| 1040.4322 | 0.027885 | 945.8878 | -0.050566 | 945.8878 | -0.086072 | 946.1965 | 0.00029489 | 1040.7024 | 0.00078349 | 945.8878 | -0.13984 | 1046.0825 | 0.0041518 | 1040.4322 | 0.082595 | 945.8878 | 6.6035 | 1086.2991 | 0.21775 |  |  | 1532.785 | 0.0011626 | 1285.1025 | 0.0046248 |  |  |  |  | 1193.2349 | 0 | 1193.2279 | 0.001943
| 1040.6008 | 0.039797 | 946.1296 | 0.083113 | 946.1296 | 0.012173 | 946.4388 | 0.0053636 | 1040.8726 | 0 | 946.1296 | 0.16495 | 1046.2542 | 0.007052 | 1040.6008 | 0.078738 | 946.1296 | 6.6488 | 1086.4165 | 0.21613 |  |  | 1533.505 | 0.00087762 | 1285.1834 | 0.004589 |  |  |  |  | 1193.3047 | 0 | 1193.2976 | 0.0019613
| 1040.7694 | 0.033143 | 946.3714 | -0.045409 | 946.3714 | -0.029762 | 946.6812 | -0.0058049 | 1041.0428 | 0 | 946.3714 | -0.061097 | 1046.426 | 0.0028706 | 1040.7694 | 0.080179 | 946.3714 | 6.685 | 1086.5339 | 0.21436 |  |  | 1534.225 | 0.0010369 | 1285.2643 | 0.004548 |  |  |  |  | 1193.3744 | 0 | 1193.3674 | 0.0019883
| 1040.9379 | 0.031162 | 946.6133 | 0.082429 | 946.6133 | -0.028112 | 946.9235 | 0.0065915 | 1041.2129 | 0 | 946.6133 | 0.18173 | 1046.5978 | 0.0079285 | 1040.9379 | 0.077367 | 946.6133 | 6.7013 | 1086.6515 | 0.21268 |  |  | 1534.947 | 0.00083269 | 1285.3452 | 0.0045122 |  |  |  |  | 1193.4442 | 0 | 1193.4373 | 0.0020209
| 1041.1065 | 0.032016 | 946.8551 | -0.069259 | 946.8551 | -0.073314 | 947.1658 | 1.9807e-05 | 1041.3831 | 0 | 946.8551 | -0.051178 | 1046.7696 | 0.0019613 | 1041.1065 | 0.079595 | 946.8551 | 6.7412 | 1086.7688 | 0.2115 |  |  | 1535.668 | 0.00082633 | 1285.4262 | 0.0044763 |  |  |  |  | 1193.5139 | 0 | 1193.507 | 0.0020566
| 1041.2751 | 0.041393 | 947.097 | 0.03145 | 947.097 | 0.012647 | 947.4082 | 0.0042344 | 1041.5533 | 0.00017411 | 947.097 | 0.14828 | 1046.9414 | 0.0081489 | 1041.2751 | 0.077338 | 947.097 | 6.7828 | 1086.8864 | 0.21038 |  |  | 1536.391 | 0.001305 | 1285.5071 | 0.0044353 |  |  |  |  | 1193.5837 | 0 | 1193.5768 | 0.0020931
| 1041.4437 | 0.040654 | 947.3388 | -0.037213 | 947.3388 | 0.037868 | 947.6505 | 0.0035723 | 1041.7235 | 0 | 947.3388 | 0.021939 | 1047.1132 | 0.0038348 | 1041.4437 | 0.08031 | 947.3388 | 6.8498 | 1087.0039 | 0.20895 |  |  | 1537.114 | 0.0013723 | 1285.588 | 0.0043995 |  |  |  |  | 1193.6536 | 0 | 1193.6466 | 0.0021297
| 1041.6122 | 0.039046 | 947.5807 | 0.04494 | 947.5807 | -0.015285 | 947.8929 | 0.0062988 | 1041.8937 | 0 | 947.5807 | 0.14938 | 1047.285 | 0.0060111 | 1041.6122 | 0.078807 | 947.5807 | 6.8769 | 1087.1216 | 0.20752 |  |  | 1537.838 | 0.00074797 | 1285.6689 | 0.0043636 |  |  |  |  | 1193.7234 | 0 | 1193.7163 | 0.0021638
| 1041.7808 | 0.039339 | 947.8226 | -0.10099 | 947.8226 | -0.036732 | 948.1353 | -0.005206 | 1042.0638 | 0 | 947.8226 | -0.060785 | 1047.4567 | 0.00060988 | 1041.7808 | 0.080857 | 947.8226 | 6.9077 | 1087.2391 | 0.20648 |  |  | 1538.562 | 0.00083211 | 1285.7499 | 0.0043278 |  |  |  |  | 1193.7932 | 0 | 1193.7861 | 0.0021956
| 1041.9494 | 0.045617 | 948.0644 | 0.016599 | 948.0644 | 0.018104 | 948.3776 | 0.0013457 | 1042.234 | 0 | 948.0644 | 0.14378 | 1047.6285 | 0.0040355 | 1041.9494 | 0.078574 | 948.0644 | 6.9132 | 1087.3568 | 0.20532 |  |  | 1539.287 | 0.00052389 | 1285.8308 | 0.0042919 |  |  |  |  | 1193.863 | 0 | 1193.856 | 0.0022242
| 1042.118 | 0.035678 | 948.3063 | -0.13277 | 948.3063 | -0.066461 | 948.62 | 0.0028688 | 1042.4042 | 0.0013058 | 948.3063 | -0.043789 | 1047.8003 | 0.0029935 | 1042.118 | 0.08049 | 948.3063 | 6.9529 | 1087.4745 | 0.20374 |  |  | 1540.013 | 0.00067873 | 1285.9119 | 0.0042561 |  |  |  |  | 1193.9329 | 0 | 1193.9258 | 0.002248
| 1042.2865 | 0.039797 | 948.5482 | 0.089104 | 948.5482 | -0.099548 | 948.8624 | 8.124e-05 | 1042.5744 | 0 | 948.5482 | 0.04003 | 1047.9721 | 0.0011419 | 1042.2865 | 0.077204 | 948.5482 | 6.9132 | 1087.5922 | 0.20202 |  |  | 1540.739 | 0.00092993 | 1285.9928 | 0.0042253 |  |  |  |  | 1194.0027 | 0 | 1193.9956 | 0.0022671
| 1042.4551 | 0.041874 | 948.7901 | -0.016796 | 948.7901 | -0.022225 | 949.1048 | -0.0030554 | 1042.7446 | 0 | 948.7901 | -0.065056 | 1048.1439 | 0.0013108 | 1042.4551 | 0.079871 | 948.7901 | 6.9403 | 1087.7098 | 0.20052 |  |  | 1541.467 | 0.00103 | 1286.0738 | 0.0041895 |  |  |  |  | 1194.0725 | 0 | 1194.0656 | 0.0022814
| 1042.6237 | 0.03914 | 949.032 | 0.078211 | 949.032 | 0.090162 | 949.3472 | 0.0007576 | 1042.9148 | 0 | 949.032 | 0.2417 | 1048.3157 | 0.0038096 | 1042.6237 | 0.077695 | 949.032 | 6.9584 | 1087.8276 | 0.19926 |  |  | 1542.194 | 0.00085136 | 1286.1549 | 0.0041536 |  |  |  |  | 1194.1423 | 0 | 1194.1354 | 0.0022909
| 1042.7923 | 0.032861 | 949.2739 | -0.09832 | 949.2739 | -0.03125 | 949.5896 | -0.0067584 | 1043.085 | 0.00026116 | 949.2739 | -0.13353 | 1048.4875 | 0.00099051 | 1042.7923 | 0.079933 | 949.2739 | 7.0163 | 1087.9454 | 0.1975 |  |  | 1542.923 | 0.0010476 | 1286.2358 | 0.0041229 |  |  |  |  | 1194.2122 | 0 | 1194.2052 | 0.0022957
| 1042.9608 | 0.040736 | 949.5158 | 0.015042 | 949.5158 | 0.063708 | 949.832 | 0.0075794 | 1043.2552 | 0 | 949.5158 | 0.088027 | 1048.6593 | 0.0047354 | 1042.9608 | 0.075555 | 949.5158 | 7.038 | 1088.0632 | 0.19549 |  |  | 1543.652 | 0.0011491 | 1286.3169 | 0.0040871 |  |  |  |  | 1194.2821 | 0 | 1194.2751 | 0.0022973
| 1043.1294 | 0.027321 | 949.7577 | -0.18203 | 949.7577 | -0.042865 | 950.0744 | -0.0021254 | 1043.4254 | 0.00026116 | 949.7577 | -0.11692 | 1048.8311 | 0.00032249 | 1043.1294 | 0.076842 | 949.7577 | 7.1105 | 1088.181 | 0.19451 |  |  | 1544.382 | 0.00069045 | 1286.398 | 0.0040563 |  |  |  |  | 1194.3519 | 0 | 1194.345 | 0.0022965
| 1043.298 | 0.053126 | 949.9996 | 0.094444 | 949.9996 | 0.023236 | 950.3168 | 0.011873 | 1043.5956 | 0 | 949.9996 | 0.064984 | 1049.0029 | 0.0040191 | 1043.298 | 0.075183 | 949.9996 | 7.1159 | 1088.2988 | 0.19391 |  |  | 1545.113 | 0.00087248 | 1286.479 | 0.0040205 |  |  |  |  | 1194.4219 | 0 | 1194.4148 | 0.0022933
| 1043.4666 | 0.038119 | 950.2415 | -0.12012 | 950.2415 | 0.047406 | 950.5593 | 0.0037276 | 1043.7658 | 0 | 950.2415 | 0.019899 | 1049.1747 | 0.00051994 | 1043.4666 | 0.077802 | 950.2415 | 7.1576 | 1088.4167 | 0.19237 |  |  | 1545.844 | 0.0012605 | 1286.5601 | 0.0039897 |  |  |  |  | 1194.4917 | 0 | 1194.4847 | 0.0022886
| 1043.6351 | 0.029473 | 950.4834 | 0.042361 | 950.4834 | 0.04004 | 950.8017 | 0.0040742 | 1043.936 | 0 | 950.4834 | 0.19251 | 1049.3465 | 0.0074436 | 1043.6351 | 0.076009 | 950.4834 | 7.2011 | 1088.5347 | 0.19094 |  |  | 1546.576 | 0.0012181 | 1286.6411 | 0.003959 |  |  |  |  | 1194.5617 | 0 | 1194.5547 | 0.0022814
| 1043.8037 | 0.027509 | 950.7254 | -0.020334 | 950.7254 | -0.023249 | 951.0442 | -0.00054437 | 1044.1062 | 0.00026116 | 950.7254 | -0.0057095 | 1049.5183 | 0.0018691 | 1043.8037 | 0.079387 | 950.7254 | 7.2499 | 1088.6526 | 0.1902 |  |  | 1547.309 | 0.0011597 | 1286.7223 | 0.0039232 |  |  |  |  | 1194.6316 | 0 | 1194.6245 | 0.0022711
| 1043.9723 | 0.039046 | 950.9673 | 0.063832 | 950.9673 | -0.000277 | 951.2866 | 0.0034825 | 1044.2764 | 0 | 950.9673 | 0.21115 | 1049.6901 | 0.0079581 | 1043.9723 | 0.078148 | 950.9673 | 7.2589 | 1088.7705 | 0.18934 |  |  | 1548.042 | 0.00077165 | 1286.8033 | 0.0038924 |  |  |  |  | 1194.7014 | 0 | 1194.6945 | 0.0022584
| 1044.1409 | 0.027509 | 951.2093 | -0.078456 | 951.2093 | -0.092593 | 951.5291 | -0.0028431 | 1044.4466 | 0.00026116 | 951.2093 | -0.13722 | 1049.8619 | 0.0027138 | 1044.1409 | 0.080987 | 951.2093 | 7.288 | 1088.8887 | 0.1882 |  |  | 1548.776 | 0.00087291 | 1286.8844 | 0.0038617 |  |  |  |  | 1194.7714 | 0 | 1194.7644 | 0.0022401
| 1044.3094 | 0.044678 | 951.4512 | 0.063077 | 951.4512 | 0.041923 | 951.7715 | 0.0066914 | 1044.6168 | 0 | 951.4512 | 0.19831 | 1050.0337 | 0.0058158 | 1044.3094 | 0.077161 | 951.4512 | 7.2988 | 1089.0065 | 0.18696 |  |  | 1549.511 | 0.0011479 | 1286.9656 | 0.003831 |  |  |  |  | 1194.8413 | 0 | 1194.8344 | 0.0022179
| 1044.478 | 0.037649 | 951.6932 | -0.043742 | 951.6932 | -0.037495 | 952.014 | 0.00070709 | 1044.787 | 0 | 951.6932 | -0.11328 | 1050.2055 | 0.00037405 | 1044.478 | 0.079869 | 951.6932 | 7.3332 | 1089.1245 | 0.18548 |  |  | 1550.247 | 0.00096274 | 1287.0466 | 0.0038002 |  |  |  |  | 1194.9113 | 0 | 1194.9043 | 0.0021909
| 1044.6466 | 0.034823 | 951.9351 | 0.078198 | 951.9351 | 0.029458 | 952.2565 | 0.00653 | 1044.9572 | 0 | 951.9351 | 0.20342 | 1050.3773 | 0.0075204 | 1044.6466 | 0.076473 | 951.9351 | 7.3821 | 1089.2426 | 0.18384 |  |  | 1550.983 | 0.00074579 | 1287.1278 | 0.0037695 |  |  |  |  | 1194.9812 | 0 | 1194.9742 | 0.0021599
| 1044.8151 | 0.035678 | 952.1771 | -0.198 | 952.1771 | 0.018163 | 952.499 | 9.4544e-05 | 1045.1274 | 0 | 952.1771 | -0.044353 | 1050.5491 | 0.0024264 | 1044.8151 | 0.078998 | 952.1771 | 7.4201 | 1089.3607 | 0.18234 |  |  | 1551.72 | 0.0006747 | 1287.209 | 0.0037388 |  |  |  |  | 1195.0512 | 0 | 1195.0442 | 0.0021265
| 1044.9837 | 0.032195 | 952.4191 | 0.041438 | 952.4191 | 0.11052 | 952.7415 | 0.0015841 | 1045.2976 | 0 | 952.4191 | 0.16613 | 1050.721 | 0.0056787 | 1044.9837 | 0.076151 | 952.4191 | 7.4527 | 1089.4788 | 0.18105 |  |  | 1552.457 | 0.0010856 | 1287.2902 | 0.0037081 |  |  |  |  | 1195.1211 | 0 | 1195.1141 | 0.0020924
| 1045.1523 | 0.031171 | 952.661 | -0.14055 | 952.661 | -0.03057 | 952.9839 | 0.0022427 | 1045.4678 | 0 | 952.661 | -0.080064 | 1050.8928 | 0.0025218 | 1045.1523 | 0.078998 | 952.661 | 7.5071 | 1089.5969 | 0.17965 |  |  | 1553.196 | 0.00066355 | 1287.3712 | 0.0036824 |  |  |  |  | 1195.1912 | 0 | 1195.1841 | 0.0020614
| 1045.3209 | 0.048808 | 952.903 | 0.021126 | 952.903 | -0.0026927 | 953.2265 | 0.0055686 | 1045.638 | 0 | 952.903 | 0.1814 | 1051.0646 | 0.0080886 | 1045.3209 | 0.076177 | 952.903 | 7.5324 | 1089.7151 | 0.17813 |  |  | 1553.935 | 0.0010085 | 1287.4524 | 0.0036517 |  |  |  |  | 1195.2611 | 0 | 1195.2541 | 0.002036
| 1045.4894 | 0.037555 | 953.145 | -0.050057 | 953.145 | -0.0072778 | 953.469 | 0.00049499 | 1045.8083 | 0 | 953.145 | -0.02059 | 1051.2364 | 0.0029628 | 1045.4894 | 0.078168 | 953.145 | 7.5759 | 1089.8333 | 0.17686 |  |  | 1554.674 | 0.0010923 | 1287.5337 | 0.003621 |  |  |  |  | 1195.3311 | 0 | 1195.3241 | 0.0020185
| 1045.658 | 0.040736 | 953.387 | 0.02684 | 953.387 | 0.04686 | 953.7115 | 0.0059389 | 1045.9785 | 0 | 953.387 | 0.2974 | 1051.4082 | 0.0028728 | 1045.658 | 0.07605 | 953.387 | 7.5849 | 1089.9514 | 0.17572 |  |  | 1555.415 | 0.0013966 | 1287.6149 | 0.0035954 |  |  |  |  | 1195.4011 | 0 | 1195.3942 | 0.0020105
| 1045.8266 | 0.026195 | 953.629 | -0.10145 | 953.629 | -0.065604 | 953.954 | 0.0052054 | 1046.1487 | 0 | 953.629 | -0.16014 | 1051.58 | 0.00091811 | 1045.8266 | 0.07984 | 953.629 | 7.6175 | 1090.0697 | 0.17434 |  |  | 1556.156 | 0.00065896 | 1287.696 | 0.0035647 |  |  |  |  | 1195.4711 | 0 | 1195.4641 | 0.0020121
| 1045.9951 | 0.053689 | 953.871 | 0.083615 | 953.871 | -0.035222 | 954.1966 | 0.0046283 | 1046.3189 | 0 | 953.871 | 0.090182 | 1051.7518 | 0.0054835 | 1045.9951 | 0.077875 | 953.871 | 7.6428 | 1090.1879 | 0.17283 |  |  | 1556.898 | 0.0010701 | 1287.7772 | 0.0035339 |  |  |  |  | 1195.5411 | 0 | 1195.5342 | 0.0020217
| 1046.1637 | 0.03671 | 954.113 | -0.085446 | 954.113 | -0.085542 | 954.4391 | -0.0011294 | 1046.4892 | 0 | 954.113 | -0.1087 | 1051.9237 | 0.00017112 | 1046.1637 | 0.080766 | 954.113 | 7.6754 | 1090.3062 | 0.17154 |  |  | 1557.64 | 0.00094958 | 1287.8585 | 0.0035083 |  |  |  |  | 1195.6112 | 0 | 1195.6041 | 0.0020367
| 1046.3323 | 0.047306 | 954.355 | -0.0069124 | 954.355 | 0.058716 | 954.6816 | 0.0021621 | 1046.6594 | 0 | 954.355 | 0.1997 | 1052.0955 | 0.0082992 | 1046.3323 | 0.077847 | 954.355 | 7.7189 | 1090.4244 | 0.17076 |  |  | 1558.383 | 0.0011403 | 1287.9397 | 0.0034776 |  |  |  |  | 1195.6811 | 0 | 1195.6742 | 0.0020534
| 1046.5009 | 0.037743 | 954.597 | -0.033001 | 954.597 | -0.057072 | 954.9242 | -0.0036421 | 1046.8296 | 0 | 954.597 | -0.043627 | 1052.2673 | 0.0017156 | 1046.5009 | 0.07959 | 954.597 | 7.7714 | 1090.5427 | 0.16985 |  |  | 1559.127 | 0.0007526 | 1288.021 | 0.003452 |  |  |  |  | 1195.7512 | 0 | 1195.7443 | 0.0020693
| 1046.6694 | 0.049465 | 954.8391 | 0.072645 | 954.8391 | -0.0081492 | 955.1667 | 0.0011491 | 1046.9998 | 0 | 954.8391 | 0.17622 | 1052.4391 | 0.0062315 | 1046.6694 | 0.076762 | 954.8391 | 7.7913 | 1090.6611 | 0.16834 |  |  | 1559.872 | 0.0014844 | 1288.1022 | 0.0034264 |  |  |  |  | 1195.8213 | 0 | 1195.8143 | 0.0020804
| 1046.838 | 0.03211 | 955.0811 | -0.10129 | 955.0811 | -0.1195 | 955.4094 | -0.0023787 | 1047.1701 | 0 | 955.0811 | -0.054426 | 1052.6109 | 0.0020139 | 1046.838 | 0.079782 | 955.0811 | 7.8438 | 1090.7795 | 0.16699 |  |  | 1560.617 | 0.0011225 | 1288.1835 | 0.0033956 |  |  |  |  | 1195.8914 | 0 | 1195.8844 | 0.0020884
| 1047.0066 | 0.036888 | 955.3231 | 0.047892 | 955.3231 | 0.061056 | 955.6519 | 0.007184 | 1047.3403 | 0 | 955.3231 | 0.14149 | 1052.7828 | 0.0063818 | 1047.0066 | 0.078658 | 955.3231 | 7.8765 | 1090.8981 | 0.16597 |  |  | 1561.364 | 0.0013548 | 1288.2648 | 0.00337 |  |  |  |  | 1195.9614 | 0 | 1195.9545 | 0.0020916
| 1047.1751 | 0.031922 | 955.5652 | -0.10551 | 955.5652 | -0.015252 | 955.8945 | -0.0024005 | 1047.5105 | 0.00026116 | 955.5652 | -0.040136 | 1052.9546 | 0.0015302 | 1047.1751 | 0.081496 | 955.5652 | 7.9181 | 1091.0164 | 0.16479 |  |  | 1562.11 | 0.00065093 | 1288.3461 | 0.0033444 |  |  |  |  | 1196.0315 | 0 | 1196.0245 | 0.0020931
| 1047.3437 | 0.04449 | 955.8072 | 0.041254 | 955.8072 | 0.02468 | 956.1371 | -0.00016958 | 1047.6808 | 0 | 955.8072 | 0.13065 | 1053.1264 | 0.0051017 | 1047.3437 | 0.077806 | 955.8072 | 7.9452 | 1091.1348 | 0.16322 |  |  | 1562.858 | 0.0014232 | 1288.4274 | 0.0033188 |  |  |  |  | 1196.1016 | 0 | 1196.0946 | 0.0020931
| 1047.5123 | 0.040935 | 956.0493 | -0.060564 | 956.0493 | 0.0026012 | 956.3797 | -0.0012753 | 1047.851 | 0 | 956.0493 | -0.082427 | 1053.2982 | 0.00070641 | 1047.5123 | 0.078834 | 956.0493 | 7.9869 | 1091.2533 | 0.16215 |  |  | 1563.606 | 0.0012918 | 1288.5087 | 0.0032932 |  |  |  |  | 1196.1716 | 0 | 1196.1647 | 0.0020924
| 1047.6808 | 0.041581 | 956.2913 | 0.057667 | 956.2913 | -0.0053146 | 956.6223 | 0.0040353 | 1048.0212 | 0 | 956.2913 | 0.1659 | 1053.4701 | 0.0024812 | 1047.6808 | 0.076195 | 956.2913 | 8.014 | 1091.3718 | 0.16158 |  |  | 1564.355 | 0.00086907 | 1288.59 | 0.0032676 |  |  |  |  | 1196.2417 | 0 | 1196.2347 | 0.0020916
| 1047.8494 | 0.036992 | 956.5334 | -0.093708 | 956.5334 | -0.017267 | 956.8649 | 0.004828 | 1048.1915 | 0 | 956.5334 | -0.16378 | 1053.6419 | 0.00077661 | 1047.8494 | 0.078523 | 956.5334 | 8.0593 | 1091.4904 | 0.16047 |  |  | 1565.104 | 0.00094759 | 1288.6713 | 0.003242 |  |  |  |  | 1196.3119 | 0 | 1196.3048 | 0.0020892
| 1048.018 | 0.050967 | 956.7755 | 0.08337 | 956.7755 | 0.025835 | 957.1075 | 0.001598 | 1048.3617 | 0 | 956.7755 | 0.18964 | 1053.8137 | 0.0066495 | 1048.018 | 0.075721 | 956.7755 | 8.0828 | 1091.6089 | 0.15893 |  |  | 1565.855 | 0.0007405 | 1288.7527 | 0.0032164 |  |  |  |  | 1196.382 | 0 | 1196.375 | 0.002086
| 1048.1865 | 0.038306 | 957.0175 | -0.071342 | 957.0175 | -0.014388 | 957.3501 | 0.00029081 | 1048.532 | 0 | 957.0175 | -0.17661 | 1053.9856 | 0.0030242 | 1048.1865 | 0.077165 | 957.0175 | 8.1227 | 1091.7275 | 0.15758 |  |  | 1566.606 | 0.0011039 | 1288.834 | 0.0031908 |  |  |  |  | 1196.4522 | 0 | 1196.4451 | 0.0020796
| 1048.3551 | 0.045335 | 957.2596 | 0.088697 | 957.2596 | 0.020792 | 957.5927 | 0.006191 | 1048.7022 | 0 | 957.2596 | 0.042013 | 1054.1574 | 0.0083069 | 1048.3551 | 0.075253 | 957.2596 | 8.1552 | 1091.8461 | 0.15663 |  |  | 1567.358 | 0.0010605 | 1288.9154 | 0.0031652 |  |  |  |  | 1196.5222 | 0 | 1196.5153 | 0.0020725
| 1048.5237 | 0.036898 | 957.5017 | -0.038103 | 957.5017 | -0.012911 | 957.8354 | -0.0064679 | 1048.8724 | 0 | 957.5017 | 0.0098695 | 1054.3292 | 0.0047946 | 1048.5237 | 0.07895 | 957.5017 | 8.1843 | 1091.9647 | 0.15524 |  |  | 1568.11 | 0.0010085 | 1288.9967 | 0.0031396 |  |  |  |  | 1196.5924 | 0 | 1196.5853 | 0.0020653
| 1048.6922 | 0.039703 | 957.7438 | 0.027409 | 957.7438 | 0.019934 | 958.078 | 0.0057037 | 1049.0427 | 0.00017411 | 957.7438 | 0.13032 | 1054.5011 | 0.0075742 | 1048.6922 | 0.077323 | 957.7438 | 8.1951 | 1092.0834 | 0.15398 |  |  | 1568.864 | 0.0011932 | 1289.0781 | 0.0031139 |  |  |  |  | 1196.6625 | 0 | 1196.6555 | 0.002059
| 1048.8608 | 0.036241 | 957.9859 | -0.070839 | 957.9859 | -0.071569 | 958.3207 | -5.6803e-05 | 1049.2129 | 0 | 957.9859 | -0.078175 | 1054.6729 | 6.4718e-05 | 1048.8608 | 0.079527 | 957.9859 | 8.2313 | 1092.2021 | 0.15351 |  |  | 1569.618 | 0.0010645 | 1289.1596 | 0.0030883 |  |  |  |  | 1196.7327 | 0 | 1196.7257 | 0.0020542
| 1049.0294 | 0.037545 | 958.228 | 0.063953 | 958.228 | 0.076977 | 958.5633 | 0.0059406 | 1049.3832 | 0 | 958.228 | 0.15083 | 1054.8447 | 0.0079855 | 1049.0294 | 0.076244 | 958.228 | 8.2385 | 1092.3208 | 0.15273 |  |  | 1570.372 | 0.0011122 | 1289.241 | 0.0030679 |  |  |  |  | 1196.8029 | 0 | 1196.7959 | 0.0020526
| 1049.1979 | 0.041123 | 958.4701 | -0.036301 | 958.4701 | -0.055304 | 958.806 | -0.0051155 | 1049.5534 | 0 | 958.4701 | -0.051302 | 1055.0166 | 0.0054668 | 1049.1979 | 0.078831 | 958.4701 | 8.2403 | 1092.4396 | 0.15112 |  |  | 1571.128 | 0.00087661 | 1289.3223 | 0.0030422 |  |  |  |  | 1196.873 | 0 | 1196.866 | 0.0020534
| 1049.3665 | 0.041862 | 958.7122 | 0.045852 | 958.7122 | 0.038607 | 959.0486 | -0.0026614 | 1049.7237 | 0 | 958.7122 | 0.24394 | 1055.1884 | 0.010361 | 1049.3665 | 0.076668 | 958.7122 | 8.2531 | 1092.5584 | 0.14988 |  |  | 1571.884 | 0.00060007 | 1289.4037 | 0.0030218 |  |  |  |  | 1196.9432 | 0 | 1196.9362 | 0.0020574
| 1049.535 | 0.034081 | 958.9543 | -0.10215 | 958.9543 | -0.070016 | 959.2913 | -0.00079842 | 1049.8939 | 0 | 958.9543 | -0.090186 | 1055.3602 | 0.0077538 | 1049.535 | 0.079964 | 958.9543 | 8.2802 | 1092.6771 | 0.14923 |  |  | 1572.641 | 0.00072302 | 1289.4852 | 0.0029962 |  |  |  |  | 1197.0134 | 0 | 1197.0064 | 0.002063
| 1049.7036 | 0.046086 | 959.1964 | 0.029114 | 959.1964 | 0.0036188 | 959.534 | 0.00041103 | 1050.0642 | 0 | 959.1964 | 0.12924 | 1055.5321 | 0.013332 | 1049.7036 | 0.076305 | 959.1964 | 8.2856 | 1092.796 | 0.14838 |  |  | 1573.398 | 0.0005216 | 1289.5666 | 0.0029705 |  |  |  |  | 1197.0836 | 0 | 1197.0765 | 0.0020685
| 1049.8722 | 0.042438 | 959.4386 | -0.094646 | 959.4386 | -0.071898 | 959.7767 | -0.0040514 | 1050.2345 | 0 | 959.4386 | -0.025102 | 1055.7039 | 0.0034529 | 1049.8722 | 0.07749 | 959.4386 | 8.32 | 1092.9148 | 0.14707 |  |  | 1574.157 | 0.00070842 | 1289.6481 | 0.0029501 |  |  |  |  | 1197.1538 | 0 | 1197.1469 | 0.0020741
| 1050.0407 | 0.044772 | 959.6807 | 0.058734 | 959.6807 | 0.071859 | 960.0193 | 0.0016234 | 1050.4047 | 0 | 959.6807 | 0.12143 | 1055.8758 | 0.0044787 | 1050.0407 | 0.075579 | 959.6807 | 8.3219 | 1093.0337 | 0.1456 |  |  | 1574.916 | 0.0010887 | 1289.7295 | 0.0029296 |  |  |  |  | 1197.224 | 0 | 1197.217 | 0.0020781
| 1050.2093 | 0.027321 | 959.9228 | -0.067472 | 959.9228 | -0.029263 | 960.2621 | -0.0046202 | 1050.575 | 0 | 959.9228 | -0.036498 | 1056.0476 | 0.0021752 | 1050.2093 | 0.079134 | 959.9228 | 8.349 | 1093.1526 | 0.14462 |  |  | 1575.676 | 0.0010262 | 1289.811 | 0.002904 |  |  |  |  | 1197.2942 | 0 | 1197.2872 | 0.0020796
| 1050.3779 | 0.052281 | 960.165 | 0.072209 | 960.165 | -0.061928 | 960.5048 | 0.0092681 | 1050.7452 | 0 | 960.165 | 0.11563 | 1056.2194 | 0.0029957 | 1050.3779 | 0.077073 | 960.165 | 8.3888 | 1093.2715 | 0.1436 |  |  | 1576.436 | 0.0011717 | 1289.8925 | 0.0028835 |  |  |  |  | 1197.3645 | 0 | 1197.3574 | 0.0020781
| 1050.5464 | 0.03042 | 960.4071 | -0.13195 | 960.4071 | 0.028243 | 960.7475 | -9.4467e-05 | 1050.9155 | 0.00026116 | 960.4071 | -0.13663 | 1056.3913 | 0.0049909 | 1050.5464 | 0.078183 | 960.4071 | 8.3997 | 1093.3905 | 0.14217 |  |  | 1577.198 | 0.00058541 | 1289.974 | 0.002863 |  |  |  |  | 1197.4347 | 0 | 1197.4277 | 0.0020725
| 1050.715 | 0.049183 | 960.6493 | 0.056354 | 960.6493 | 0.1385 | 960.9902 | 0.0038629 | 1051.0858 | 0 | 960.6493 | 0.12065 | 1056.5631 | 0.0014095 | 1050.715 | 0.075883 | 960.6493 | 8.4196 | 1093.5095 | 0.14108 |  |  | 1577.959 | 0.00073902 | 1290.0555 | 0.0028374 |  |  |  |  | 1197.5049 | 0 | 1197.4979 | 0.0020614
| 1050.8835 | 0.043752 | 960.8914 | -0.10687 | 960.8914 | 0.0093925 | 961.2329 | -0.0056069 | 1051.256 | 0 | 960.8914 | -0.11297 | 1056.735 | 0.0015357 | 1050.8835 | 0.079735 | 960.8914 | 8.4486 | 1093.6285 | 0.14051 |  |  | 1578.722 | 0.00095173 | 1290.137 | 0.0028169 |  |  |  |  | 1197.5752 | 0 | 1197.5682 | 0.0020455
| 1051.0521 | 0.049559 | 961.1336 | 0.056391 | 961.1336 | 0.026786 | 961.4756 | 0.0055887 | 1051.4263 | 0 | 961.1336 | 0.11258 | 1056.9068 | 0.0092031 | 1051.0521 | 0.078237 | 961.1336 | 8.4667 | 1093.7476 | 0.13916 |  |  | 1579.486 | 0.00085412 | 1290.2185 | 0.0027964 |  |  |  |  | 1197.6455 | 0 | 1197.6384 | 0.002024
| 1051.2207 | 0.031453 | 961.3758 | -0.1651 | 961.3758 | -0.045357 | 961.7184 | -0.0011094 | 1051.5966 | 0 | 961.3758 | -0.14645 | 1057.0787 | 0.00080733 | 1051.2207 | 0.082308 | 961.3758 | 8.4975 | 1093.8666 | 0.13757 |  |  | 1580.25 | 0.0010682 | 1290.3001 | 0.0027759 |  |  |  |  | 1197.7157 | 0 | 1197.7087 | 0.0019978
| 1051.3892 | 0.04909 | 961.618 | 0.074463 | 961.618 | 0.080609 | 961.9612 | 0.0049038 | 1051.7668 | 0 | 961.618 | 0.13467 | 1057.2505 | 0.0092338 | 1051.3892 | 0.081021 | 961.618 | 8.5029 | 1093.9856 | 0.13673 |  |  | 1581.015 | 0.00049877 | 1290.3816 | 0.0027554 |  |  |  |  | 1197.786 | 0 | 1197.7791 | 0.0019692
| 1051.5578 | 0.030044 | 961.8601 | -0.045634 | 961.8601 | -0.0074291 | 962.2039 | 0.0026315 | 1051.9371 | 0.00078349 | 961.8601 | -0.012653 | 1057.4224 | 0.0060725 | 1051.5578 | 0.083771 | 961.8601 | 8.5228 | 1094.1047 | 0.1355 |  |  | 1581.781 | 0.00091737 | 1290.4631 | 0.0027349 |  |  |  |  | 1197.8563 | 0 | 1197.8492 | 0.0019382
| 1051.7263 | 0.049559 | 962.1023 | 0.052067 | 962.1023 | 0.023651 | 962.4467 | 0.0035664 | 1052.1074 | 0 | 962.1023 | 0.16765 | 1057.5942 | 0.0086919 | 1051.7263 | 0.07889 | 962.1023 | 8.5699 | 1094.2238 | 0.13428 |  |  | 1582.547 | 0.00076391 | 1290.5448 | 0.0027145 |  |  |  |  | 1197.9266 | 0 | 1197.9196 | 0.0019089
| 1051.8949 | 0.033143 | 962.3445 | -0.12358 | 962.3445 | -0.012719 | 962.6895 | -0.0034783 | 1052.2777 | 0 | 962.3445 | -0.067495 | 1057.7661 | 0.00099819 | 1051.8949 | 0.079968 | 962.3445 | 8.5898 | 1094.3429 | 0.1335 |  |  | 1583.314 | 0.0013115 | 1290.6263 | 0.002694 |  |  |  |  | 1197.9969 | 0 | 1197.9899 | 0.0018826
| 1052.0635 | 0.037263 | 962.5867 | 0.084327 | 962.5867 | 0.060644 | 962.9322 | 0.0037716 | 1052.4479 | 0 | 962.5867 | 0.1163 | 1057.9379 | 0.01305 | 1052.0635 | 0.076313 | 962.5867 | 8.6151 | 1094.4622 | 0.13261 |  |  | 1584.082 | 0.00088602 | 1290.7079 | 0.0026735 |  |  |  |  | 1198.0673 | 0 | 1198.0602 | 0.0018604
| 1052.232 | 0.051263 | 962.8289 | -0.094921 | 962.8289 | -0.020855 | 963.175 | -0.00046978 | 1052.6182 | 0.00026116 | 962.8289 | -0.072841 | 1058.1098 | 0.0070049 | 1052.232 | 0.080744 | 962.8289 | 8.6442 | 1094.5813 | 0.13144 |  |  | 1584.851 | 0.00087943 | 1290.7895 | 0.002653 |  |  |  |  | 1198.1376 | 0 | 1198.1305 | 0.0018437
| 1052.4006 | 0.038671 | 963.0711 | 0.033109 | 963.0711 | -0.011129 | 963.4178 | -0.00062861 | 1052.7885 | 0 | 963.0711 | 0.18658 | 1058.2816 | 0.008783 | 1052.4006 | 0.07801 | 963.0711 | 8.646 | 1094.7006 | 0.12991 |  |  | 1585.62 | 0.0010043 | 1290.8711 | 0.0026325 |  |  |  |  | 1198.2079 | 0 | 1198.2009 | 0.0018334
| 1052.5691 | 0.033894 | 963.3133 | -0.10827 | 963.3133 | -0.017114 | 963.6606 | -0.0036408 | 1052.9588 | 0 | 963.3133 | -0.15669 | 1058.4535 | 0.0039741 | 1052.5691 | 0.081809 | 963.3133 | 8.6677 | 1094.8198 | 0.12877 |  |  | 1586.39 | 0.00075888 | 1290.9528 | 0.0026172 |  |  |  |  | 1198.2782 | 0 | 1198.2712 | 0.0018294
| 1052.7377 | 0.039891 | 963.5556 | 0.039156 | 963.5556 | -0.021343 | 963.9034 | 0.00084762 | 1053.1291 | 0 | 963.5556 | 0.12647 | 1058.6254 | 0.008365 | 1052.7377 | 0.079576 | 963.5556 | 8.6894 | 1094.9391 | 0.12782 |  |  | 1587.161 | 0.0012361 | 1291.0343 | 0.0025967 |  |  |  |  | 1198.3485 | 0 | 1198.3416 | 0.0018334
| 1052.9062 | 0.057178 | 963.7978 | -0.066064 | 963.7978 | -0.024034 | 964.1462 | 0.0042056 | 1053.2993 | 0 | 963.7978 | -0.093745 | 1058.7972 | 0.00079416 | 1052.9062 | 0.082005 | 963.7978 | 8.7184 | 1095.0585 | 0.12636 |  |  | 1587.933 | 0.00069252 | 1291.116 | 0.0025762 |  |  |  |  | 1198.4189 | 0 | 1198.4119 | 0.0018461
| 1053.0748 | 0.046837 | 964.04 | 0.045963 | 964.04 | 0.011926 | 964.389 | 0.0090244 | 1053.4696 | 0.00017411 | 964.04 | 0.16867 | 1058.9691 | 0.0064904 | 1053.0748 | 0.079038 | 964.04 | 8.7564 | 1095.1777 | 0.12549 |  |  | 1588.706 | 0.00064722 | 1291.1976 | 0.0025608 |  |  |  |  | 1198.4893 | 0 | 1198.4823 | 0.0018668
| 1053.2434 | 0.050981 | 964.2822 | -0.059955 | 964.2822 | -0.032298 | 964.6318 | -0.005591 | 1053.6399 | 0 | 964.2822 | -0.055381 | 1059.1409 | 0.0009587 | 1053.2434 | 0.081199 | 964.2822 | 8.7818 | 1095.2971 | 0.12506 |  |  | 1589.479 | 0.0010843 | 1291.2793 | 0.0025403 |  |  |  |  | 1198.5597 | 0 | 1198.5526 | 0.0018946
| 1053.4119 | 0.038014 | 964.5245 | 0.056358 | 964.5245 | -0.012206 | 964.8746 | -0.00040462 | 1053.8102 | 0 | 964.5245 | 0.10546 | 1059.3128 | 0.0082674 | 1053.4119 | 0.078786 | 964.5245 | 8.7963 | 1095.4165 | 0.12393 |  |  | 1590.253 | 0.0010124 | 1291.361 | 0.0025198 |  |  |  |  | 1198.63 | 0 | 1198.623 | 0.0019279
| 1053.5805 | 0.030795 | 964.7667 | -0.063547 | 964.7667 | -0.014546 | 965.1174 | -0.0054402 | 1053.9805 | 0.00078349 | 964.7667 | 0.05873 | 1059.4847 | 0.0045083 | 1053.5805 | 0.081889 | 964.7667 | 8.8433 | 1095.536 | 0.12248 |  |  | 1591.027 | 0.00071292 | 1291.4426 | 0.0025045 |  |  |  |  | 1198.7004 | 0 | 1198.6934 | 0.0019653
| 1053.749 | 0.034259 | 965.009 | 0.022775 | 965.009 | 0.013513 | 965.3603 | 0.0022604 | 1054.1508 | 0 | 965.009 | 0.030022 | 1059.6565 | 0.008919 | 1053.749 | 0.080339 | 965.009 | 8.8777 | 1095.6554 | 0.12131 |  |  | 1591.803 | 0.00093799 | 1291.5243 | 0.002484 |  |  |  |  | 1198.7707 | 0 | 1198.7638 | 0.0020018
| 1053.9176 | 0.046569 | 965.2512 | -0.080865 | 965.2512 | -0.039271 | 965.6031 | -0.002374 | 1054.3211 | 0 | 965.2512 | -0.14953 | 1059.8284 | 0.0015872 | 1053.9176 | 0.08321 | 965.2512 | 8.8832 | 1095.7749 | 0.12017 |  |  | 1592.579 | 0.00065042 | 1291.6061 | 0.0024686 |  |  |  |  | 1198.8412 | 0 | 1198.8342 | 0.0020352
| 1054.0861 | 0.041675 | 965.4935 | 0.056471 | 965.4935 | 0.044533 | 965.846 | 0.00033652 | 1054.4914 | 0 | 965.4935 | 0.12374 | 1060.0003 | 0.01106 | 1054.0861 | 0.080295 | 965.4935 | 8.894 | 1095.8944 | 0.11909 |  |  | 1593.356 | 0.00098196 | 1291.6877 | 0.0024481 |  |  |  |  | 1198.9116 | 0 | 1198.9047 | 0.002063
| 1054.2547 | 0.044128 | 965.7358 | -0.13899 | 965.7358 | -0.090915 | 966.0889 | -0.0026525 | 1054.6617 | 0 | 965.7358 | -0.067049 | 1060.1721 | 0.0027467 | 1054.2547 | 0.082558 | 965.7358 | 8.9103 | 1096.0139 | 0.11828 |  |  | 1594.134 | 0.00081217 | 1291.7695 | 0.0024328 |  |  |  |  | 1198.9821 | 0 | 1198.9751 | 0.0020812
| 1054.4232 | 0.034635 | 965.978 | 0.055353 | 965.978 | 0.02912 | 966.3317 | 0.0017783 | 1054.832 | 0 | 965.978 | 0.10323 | 1060.344 | 0.011427 | 1054.4232 | 0.080342 | 965.978 | 8.9266 | 1096.1334 | 0.11753 |  |  | 1594.912 | 0.00075361 | 1291.8512 | 0.0024123 |  |  |  |  | 1199.0525 | 0 | 1199.0454 | 0.00209
| 1054.5918 | 0.037743 | 966.2203 | -0.15893 | 966.2203 | -0.10175 | 966.5746 | -0.0049464 | 1055.0023 | 0 | 966.2203 | -0.12423 | 1060.5159 | 0.0082257 | 1054.5918 | 0.082134 | 966.2203 | 8.9393 | 1096.2531 | 0.11661 |  |  | 1595.691 | 0.00084291 | 1291.933 | 0.0023969 |  |  |  |  | 1199.1229 | 0 | 1199.1158 | 0.0020892
| 1054.7603 | 0.046274 | 966.4626 | 0.084328 | 966.4626 | 0.082232 | 966.8174 | 0.0080844 | 1055.1726 | 0 | 966.4626 | 0.087592 | 1060.6877 | 0.013376 | 1054.7603 | 0.076761 | 966.4626 | 8.9357 | 1096.3727 | 0.11568 |  |  | 1596.471 | 0.00053399 | 1292.0147 | 0.0023816 |  |  |  |  | 1199.1934 | 0 | 1199.1864 | 0.0020804
| 1054.9289 | 0.032861 | 966.7049 | -0.14515 | 966.7049 | -0.040312 | 967.0604 | -0.0052207 | 1055.3429 | 0 | 966.7049 | -0.064702 | 1060.8596 | 0.0031909 | 1054.9289 | 0.079676 | 966.7049 | 8.9484 | 1096.4923 | 0.11454 |  |  | 1597.252 | 0.00048898 | 1292.0964 | 0.0023611 |  |  |  |  | 1199.2638 | 0 | 1199.2568 | 0.0020653
| 1055.0974 | 0.050404 | 966.9472 | 0.082113 | 966.9472 | 0.0066263 | 967.3032 | 0.0067145 | 1055.5132 | 0 | 966.9472 | 0.19868 | 1061.0315 | 0.008467 | 1055.0974 | 0.075937 | 966.9472 | 8.9574 | 1096.6119 | 0.11317 |  |  | 1598.034 | 0.0013215 | 1292.1782 | 0.0023457 |  |  |  |  | 1199.3342 | 0 | 1199.3273 | 0.0020479
| 1055.266 | 0.036053 | 967.1895 | -0.074324 | 967.1895 | -0.00024753 | 967.5461 | -0.0055901 | 1055.6835 | 0 | 967.1895 | -0.059527 | 1061.2033 | 0.0030297 | 1055.266 | 0.079741 | 967.1895 | 8.9719 | 1096.7316 | 0.11231 |  |  | 1598.816 | 0.0008312 | 1292.26 | 0.0023303 |  |  |  |  | 1199.4048 | 0 | 1199.3977 | 0.0020296
| 1055.4345 | 0.038202 | 967.4318 | 0.079386 | 967.4318 | 0.074374 | 967.7891 | 0.011843 | 1055.8538 | 0 | 967.4318 | 0.15609 | 1061.3752 | 0.0068798 | 1055.4345 | 0.075972 | 967.4318 | 8.9863 | 1096.8513 | 0.11131 |  |  | 1599.599 | 0.00076478 | 1292.3418 | 0.002315 |  |  |  |  | 1199.4752 | 0 | 1199.4683 | 0.0020137
| 1055.6031 | 0.055019 | 967.6741 | -0.074243 | 967.6741 | -0.011572 | 968.0319 | -0.00016993 | 1056.0241 | 0 | 967.6741 | -0.10324 | 1061.5471 | 0.0031799 | 1055.6031 | 0.08015 | 967.6741 | 8.9954 | 1096.9711 | 0.10996 |  |  | 1600.383 | 0.00075401 | 1292.4236 | 0.0022945 |  |  |  |  | 1199.5457 | 0 | 1199.5387 | 0.0020026
| 1055.7716 | 0.053689 | 967.9164 | 0.013314 | 967.9164 | 0.00087102 | 968.2748 | 0.0052239 | 1056.1944 | 0 | 967.9164 | 0.13104 | 1061.719 | 0.01005 | 1055.7716 | 0.077918 | 967.9164 | 8.999 | 1097.0908 | 0.10885 |  |  | 1601.167 | 0.00068068 | 1292.5055 | 0.0022791 |  |  |  |  | 1199.6162 | 0 | 1199.6092 | 0.0019986
| 1055.9402 | 0.029856 | 968.1587 | -0.17699 | 968.1587 | -0.019421 | 968.5178 | -0.0010133 | 1056.3647 | 0.00026116 | 968.1587 | -0.17709 | 1061.8908 | 0.0054001 | 1055.9402 | 0.081608 | 968.1587 | 9.0117 | 1097.2106 | 0.10768 |  |  | 1601.953 | 0.00080232 | 1292.5873 | 0.0022638 |  |  |  |  | 1199.6867 | 0 | 1199.6797 | 0.0020018
| 1056.1087 | 0.050685 | 968.401 | 0.042807 | 968.401 | 0.01191 | 968.7607 | 0.011816 | 1056.535 | 0 | 968.401 | 0.01574 | 1062.0627 | 0.0068601 | 1056.1087 | 0.078907 | 968.401 | 9.0208 | 1097.3304 | 0.1066 |  |  | 1602.739 | 0.0010487 | 1292.6691 | 0.0022484 |  |  |  |  | 1199.7572 | 0 | 1199.7502 | 0.0020129
| 1056.2773 | 0.032298 | 968.6434 | -0.091621 | 968.6434 | -0.005587 | 969.0037 | -0.002553 | 1056.7053 | 0 | 968.6434 | -0.13473 | 1062.2346 | 0.0028059 | 1056.2773 | 0.081868 | 968.6434 | 9.0099 | 1097.4503 | 0.10535 |  |  | 1603.526 | 0.0011216 | 1292.751 | 0.002233 |  |  |  |  | 1199.8278 | 0 | 1199.8207 | 0.0020296
| 1056.4458 | 0.04083 | 968.8857 | 0.11888 | 968.8857 | -0.053556 | 969.2466 | -0.0010215 | 1056.8756 | 0 | 968.8857 | 0.15825 | 1062.4065 | 0.0064586 | 1056.4458 | 0.078408 | 968.8857 | 8.9954 | 1097.5701 | 0.10442 |  |  | 1604.313 | 0.00083082 | 1292.8328 | 0.0022177 |  |  |  |  | 1199.8983 | 0 | 1199.8912 | 0.002051
| 1056.6144 | 0.05023 | 969.128 | -0.15884 | 969.128 | -0.0083143 | 969.4896 | 0.0024998 | 1057.046 | 0 | 969.128 | -0.092696 | 1062.5783 | 0.0031372 | 1056.6144 | 0.081428 | 969.128 | 8.999 | 1097.6902 | 0.10403 |  |  | 1605.102 | 0.0010592 | 1292.9147 | 0.0022023 |  |  |  |  | 1199.9688 | 0 | 1199.9618 | 0.0020733
| 1056.7829 | 0.039703 | 969.3704 | 0.090811 | 969.3704 | 0.033552 | 969.7325 | -0.0028975 | 1057.2163 | 0 | 969.3704 | 0.04509 | 1062.7502 | 0.00953 | 1056.7829 | 0.079573 | 969.3704 | 9.0226 | 1097.8099 | 0.10343 |  |  | 1605.891 | 0.0009179 | 1292.9966 | 0.0021869 |  |  |  |  | 1200.0393 | 0 | 1200.0323 | 0.0020955
| 1056.9515 | 0.033612 | 969.6127 | -0.12986 | 969.6127 | 0.016113 | 969.9755 | -0.0008298 | 1057.3866 | 0 | 969.6127 | 0.023915 | 1062.9221 | 0.0073394 | 1056.9515 | 0.083386 | 969.6127 | 9.0244 | 1097.9301 | 0.10269 |  |  | 1606.681 | 0.0011296 | 1293.0784 | 0.0021664 |  |  |  |  | 1200.1099 | 0 | 1200.1029 | 0.0021138
| 1057.12 | 0.048245 | 969.8551 | 0.099707 | 969.8551 | 0.029584 | 970.2184 | 0.0032289 | 1057.5569 | 0 | 969.8551 | 0.07824 | 1063.094 | 0.013924 | 1057.12 | 0.081809 | 969.8551 | 9.0062 | 1098.0497 | 0.10158 |  |  | 1607.472 | 0.0010126 | 1293.1603 | 0.0021511 |  |  |  |  | 1200.1804 | 0 | 1200.1735 | 0.0021273
| 1057.2886 | 0.045817 | 970.0974 | -0.12761 | 970.0974 | -0.0038819 | 970.4614 | -0.00019403 | 1057.7272 | 0 | 970.0974 | -0.046429 | 1063.2659 | 0.010312 | 1057.2886 | 0.083566 | 970.0974 | 9.0135 | 1098.1697 | 0.10027 |  |  | 1608.263 | 0.0012797 | 1293.2422 | 0.0021357 |  |  |  |  | 1200.251 | 0 | 1200.244 | 0.0021345
| 1057.4571 | 0.035855 | 970.3398 | 0.053607 | 970.3398 | 0.080235 | 970.7044 | 0.0020435 | 1057.8976 | 0 | 970.3398 | 0.14722 | 1063.4378 | 0.013493 | 1057.4571 | 0.080623 | 970.3398 | 9.0425 | 1098.2899 | 0.099073 |  |  | 1609.056 | 0.00077941 | 1293.3241 | 0.0021204 |  |  |  |  | 1200.3217 | 0 | 1200.3146 | 0.0021337
| 1057.6257 | 0.050606 | 970.5822 | -0.127 | 970.5822 | -0.037368 | 970.9474 | -0.0010935 | 1058.0679 | 0 | 970.5822 | -0.10858 | 1063.6096 | 0.0080382 | 1057.6257 | 0.082842 | 970.5822 | 9.0389 | 1098.4098 | 0.098031 |  |  | 1609.849 | 0.0010627 | 1293.4061 | 0.002105 |  |  |  |  | 1200.3922 | 0 | 1200.3851 | 0.0021249
| 1057.7942 | 0.044678 | 970.8246 | 0.016477 | 970.8246 | -0.031813 | 971.1904 | 0.0058696 | 1058.2382 | 0 | 970.8246 | 0.15066 | 1063.7815 | 0.011187 | 1057.7942 | 0.08065 | 970.8246 | 9.0298 | 1098.5299 | 0.097182 |  |  | 1610.643 | 0.00051749 | 1293.488 | 0.0020896 |  |  |  |  | 1200.4628 | 0 | 1200.4558 | 0.0021098
| 1057.9627 | 0.037931 | 971.0669 | -0.15807 | 971.0669 | -0.0064505 | 971.4333 | -0.0012318 | 1058.4085 | 0 | 971.0669 | -0.070265 | 1063.9534 | 0.0054609 | 1057.9627 | 0.082595 | 971.0669 | 9.0026 | 1098.6501 | 0.096154 |  |  | 1611.437 | 0.00085138 | 1293.57 | 0.0020743 |  |  |  |  | 1200.5334 | 0 | 1200.5264 | 0.0020884
| 1058.1313 | 0.04036 | 971.3093 | 0.04928 | 971.3093 | -0.03198 | 971.6764 | -0.0041945 | 1058.5789 | 0 | 971.3093 | 0.11887 | 1064.1253 | 0.00793 | 1058.1313 | 0.079448 | 971.3093 | 9.0008 | 1098.7701 | 0.095252 |  |  | 1612.233 | 0.00085711 | 1293.652 | 0.0020589 |  |  |  |  | 1200.604 | 0 | 1200.5971 | 0.002063
| 1058.2998 | 0.036429 | 971.5517 | -0.070926 | 971.5517 | -0.045972 | 971.9194 | -0.0056802 | 1058.7492 | 0.00026116 | 971.5517 | -0.16934 | 1064.2972 | 0.0045779 | 1058.2998 | 0.081802 | 971.5517 | 9.0135 | 1098.8903 | 0.094708 |  |  | 1613.029 | 0.00076441 | 1293.7339 | 0.0020435 |  |  |  |  | 1200.6747 | 0 | 1200.6676 | 0.0020336
| 1058.4684 | 0.042989 | 971.7941 | 0.072505 | 971.7941 | 0.078054 | 972.1624 | 0.0099527 | 1058.9195 | 0 | 971.7941 | 0.10266 | 1064.4691 | 0.0085388 | 1058.4684 | 0.078991 | 971.7941 | 9.0026 | 1099.0104 | 0.093717 |  |  | 1613.826 | 0.00063478 | 1293.8159 | 0.0020333 |  |  |  |  | 1200.7452 | 0 | 1200.7383 | 0.0020034
| 1058.6369 | 0.036429 | 972.0365 | -0.10637 | 972.0365 | -0.015177 | 972.4055 | 0.0002263 | 1059.0899 | 0 | 972.0365 | -0.04516 | 1064.641 | 0.0054982 | 1058.6369 | 0.081441 | 972.0365 | 8.999 | 1099.1306 | 0.092121 |  |  | 1614.624 | 0.00082516 | 1293.8978 | 0.0020179 |  |  |  |  | 1200.8159 | 0 | 1200.8088 | 0.0019724
| 1058.8054 | 0.037263 | 972.2789 | 0.076059 | 972.2789 | 0.010871 | 972.6484 | -0.00023205 | 1059.2602 | 0 | 972.2789 | 0.19285 | 1064.8129 | 0.010251 | 1058.8054 | 0.078449 | 972.2789 | 8.9972 | 1099.2509 | 0.091083 |  |  | 1615.423 | 0.0011946 | 1293.9799 | 0.0020026 |  |  |  |  | 1200.8865 | 0 | 1200.8795 | 0.0019414
| 1058.974 | 0.030702 | 972.5213 | -0.12946 | 972.5213 | 0.0088332 | 972.8915 | -0.0031628 | 1059.4305 | 0 | 972.5213 | -0.11258 | 1064.9847 | 0.0080755 | 1058.974 | 0.081657 | 972.5213 | 8.9863 | 1099.3711 | 0.090779 |  |  | 1616.222 | 0.00086975 | 1294.0619 | 0.0019872 |  |  |  |  | 1200.9571 | 0 | 1200.9502 | 0.001912
| 1059.1425 | 0.040548 | 972.7637 | 0.083975 | 972.7637 | 0.084991 | 973.1346 | 0.0046855 | 1059.6009 | 0 | 972.7637 | 0.11007 | 1065.1566 | 0.012316 | 1059.1425 | 0.079205 | 972.7637 | 8.9809 | 1099.4915 | 0.09006 |  |  | 1617.022 | 0.00066081 | 1294.1439 | 0.0019718 |  |  |  |  | 1201.0278 | 0 | 1201.0209 | 0.001885
| 1059.3111 | 0.021876 | 973.0062 | -0.17546 | 973.0062 | -0.10883 | 973.3776 | -0.0023624 | 1059.7712 | 0.00026116 | 973.0062 | -0.024068 | 1065.3285 | 0.0062118 | 1059.3111 | 0.082864 | 973.0062 | 8.9538 | 1099.6117 | 0.088692 |  |  | 1617.823 | 0.0010984 | 1294.226 | 0.0019565 |  |  |  |  | 1201.0985 | 0 | 1201.0916 | 0.0018636
| 1059.4796 | 0.041862 | 973.2486 | 0.029716 | 973.2486 | -0.060186 | 973.6207 | 0.0017278 | 1059.9415 | 0 | 973.2486 | 0.15234 | 1065.5004 | 0.0088521 | 1059.4796 | 0.0812 | 973.2486 | 8.9211 | 1099.7321 | 0.087689 |  |  | 1618.625 | 0.00060919 | 1294.308 | 0.0019411 |  |  |  |  | 1201.1692 | 0 | 1201.1622 | 0.0018509
| 1059.6481 | 0.031922 | 973.491 | -0.067028 | 973.491 | -0.022505 | 973.8637 | 0.001551 | 1060.1119 | 0 | 973.491 | -0.092349 | 1065.6723 | 0.0017781 | 1059.6481 | 0.083847 | 973.491 | 8.9229 | 1099.8524 | 0.086969 |  |  | 1619.428 | 0.00076153 | 1294.39 | 0.0019257 |  |  |  |  | 1201.2399 | 0 | 1201.2329 | 0.0018485
| 1059.8167 | 0.033415 | 973.7335 | 0.11164 | 973.7335 | 0.164 | 974.1068 | 0.0053562 | 1060.2822 | 0 | 973.7335 | 0.094023 | 1065.8442 | 0.0071398 | 1059.8167 | 0.080405 | 973.7335 | 8.894 | 1099.9728 | 0.086035 |  |  | 1620.231 | 0.00085102 | 1294.4721 | 0.0019155 |  |  |  |  | 1201.3105 | 0 | 1201.3036 | 0.0018596
| 1059.9852 | 0.03502 | 973.9759 | -0.059155 | 973.9759 | -0.0060609 | 974.3499 | -0.0041215 | 1060.4526 | 0 | 973.9759 | -0.16985 | 1066.0161 | 0.00055284 | 1059.9852 | 0.081635 | 973.9759 | 8.8523 | 1100.0933 | 0.085484 |  |  | 1621.035 | 0.00049653 | 1294.5542 | 0.0019001 |  |  |  |  | 1201.3812 | 0 | 1201.3743 | 0.0018826
| 1060.1538 | 0.03914 | 974.2183 | 0.066345 | 974.2183 | 0.062562 | 974.593 | -0.0018357 | 1060.6229 | 0 | 974.2183 | 0.12786 | 1066.188 | 0.0077157 | 1060.1538 | 0.078242 | 974.2183 | 8.8324 | 1100.2136 | 0.084804 |  |  | 1621.84 | 0.001082 | 1294.6362 | 0.0018848 |  |  |  |  | 1201.452 | 0 | 1201.445 | 0.001916
| 1060.3223 | 0.031828 | 974.4608 | -0.07562 | 974.4608 | -0.04394 | 974.8361 | -0.0064322 | 1060.7933 | 0 | 974.4608 | -0.10378 | 1066.3599 | 0.00075467 | 1060.3223 | 0.080902 | 974.4608 | 8.8198 | 1100.3341 | 0.083508 |  |  | 1622.646 | 0.00093679 | 1294.7184 | 0.0018694 |  |  |  |  | 1201.5227 | 0 | 1201.5158 | 0.0019565
| 1060.4908 | 0.047025 | 974.7033 | 0.094464 | 974.7033 | 0.0076676 | 975.0792 | 0.0034357 | 1060.9636 | 0 | 974.7033 | 0.26995 | 1066.5318 | 0.0055054 | 1060.4908 | 0.078584 | 974.7033 | 8.7908 | 1100.4546 | 0.082593 |  |  | 1623.453 | 0.0010463 | 1294.8004 | 0.001854 |  |  |  |  | 1201.5934 | 0 | 1201.5864 | 0.0019986
| 1060.6594 | 0.057084 | 974.9457 | -0.12882 | 974.9457 | -0.079082 | 975.3223 | -0.0012599 | 1061.134 | 0.00026116 | 974.9457 | -0.18209 | 1066.7037 | 2.8415e-05 | 1060.6594 | 0.083008 | 974.9457 | 8.7528 | 1100.5752 | 0.082174 |  |  | 1624.26 | 0.0010046 | 1294.8826 | 0.0018387 |  |  |  |  | 1201.6642 | 0 | 1201.6571 | 0.0020375
| 1060.8279 | 0.053595 | 975.1882 | 0.0097838 | 975.1882 | -0.00093795 | 975.5654 | 0.0057484 | 1061.3043 | 0.00017411 | 975.1882 | 0.11024 | 1066.8756 | 0.0077693 | 1060.8279 | 0.081323 | 975.1882 | 8.7419 | 1100.6957 | 0.081321 |  |  | 1625.068 | 0.00076758 | 1294.9647 | 0.0018284 |  |  |  |  | 1201.7349 | 0 | 1201.7279 | 0.0020685
| 1060.9964 | 0.043001 | 975.4307 | -0.10345 | 975.4307 | -0.044067 | 975.8085 | 0.0014035 | 1061.4747 | 0.00026116 | 975.4307 | -0.14487 | 1067.0475 | 0.00041014 | 1060.9964 | 0.086078 | 975.4307 | 8.7094 | 1100.8163 | 0.079994 |  |  | 1625.877 | 0.00091663 | 1295.0469 | 0.0018131 |  |  |  |  | 1201.8057 | 0 | 1201.7987 | 0.0020884
| 1061.165 | 0.045054 | 975.6731 | 0.088715 | 975.6731 | 0.0039786 | 976.0516 | -0.0027514 | 1061.645 | 0 | 975.6731 | 0.086829 | 1067.2194 | 0.009566 | 1061.165 | 0.083531 | 975.6731 | 8.6532 | 1100.9369 | 0.079074 |  |  | 1626.687 | 0.0012431 | 1295.129 | 0.0017977 |  |  |  |  | 1201.8765 | 0 | 1201.8694 | 0.0020955
| 1061.3335 | 0.057835 | 975.9156 | -0.084567 | 975.9156 | -0.03595 | 976.2947 | -0.0018913 | 1061.8154 | 0 | 975.9156 | -0.053876 | 1067.3913 | 0.0055546 | 1061.3335 | 0.085783 | 975.9156 | 8.6025 | 1101.0575 | 0.078641 |  |  | 1627.497 | 0.00093151 | 1295.2112 | 0.0017823 |  |  |  |  | 1201.9471 | 0 | 1201.9402 | 0.00209
| 1061.502 | 0.057537 | 976.1581 | 0.083317 | 976.1581 | 0.027303 | 976.5379 | 0.0032186 | 1061.9857 | 0 | 976.1581 | 0.19949 | 1067.5632 | 0.011294 | 1061.502 | 0.082212 | 976.1581 | 8.5826 | 1101.1782 | 0.077939 |  |  | 1628.309 | 0.00091314 | 1295.2933 | 0.0017721 |  |  |  |  | 1202.0179 | 0 | 1202.011 | 0.0020733
| 1061.6706 | 0.047789 | 976.4006 | -0.068112 | 976.4006 | 0.013283 | 976.781 | -0.00036854 | 1062.1561 | 0 | 976.4006 | -0.022036 | 1067.7351 | 0.0037383 | 1061.6706 | 0.084731 | 976.4006 | 8.55 | 1101.2988 | 0.077213 |  |  | 1629.121 | 0.00075753 | 1295.3755 | 0.0017567 |  |  |  |  | 1202.0887 | 0 | 1202.0818 | 0.0020495
| 1061.8391 | 0.057819 | 976.6431 | 0.097765 | 976.6431 | 0.05718 | 977.0242 | 0.00023075 | 1062.3265 | 0 | 976.6431 | 0.15728 | 1067.907 | 0.013227 | 1061.8391 | 0.082601 | 976.6431 | 8.5029 | 1101.4196 | 0.076764 |  |  | 1629.934 | 0.00080248 | 1295.4576 | 0.0017414 |  |  |  |  | 1202.1596 | 0 | 1202.1526 | 0.0020224
| 1062.0076 | 0.039809 | 976.8856 | -0.062662 | 976.8856 | 0.024507 | 977.2673 | -0.0060671 | 1062.4968 | 0 | 976.8856 | -0.17867 | 1068.0789 | 0.0065453 | 1062.0076 | 0.087127 | 976.8856 | 8.4794 | 1101.5403 | 0.076037 |  |  | 1630.748 | 0.0010382 | 1295.5399 | 0.0017311 |  |  |  |  | 1202.2304 | 0 | 1202.2234 | 0.001997
| 1062.1762 | 0.05031 | 977.1281 | 0.027799 | 977.1281 | 0.072046 | 977.5105 | 0.0015631 | 1062.6672 | 0 | 977.1281 | 0.18335 | 1068.2508 | 0.013739 | 1062.1762 | 0.087118 | 977.1281 | 8.4612 | 1101.661 | 0.075371 |  |  | 1631.563 | 0.00091898 | 1295.6221 | 0.0017157 |  |  |  |  | 1202.3012 | 0 | 1202.2942 | 0.0019764
| 1062.3447 | 0.057272 | 977.3706 | -0.086739 | 977.3706 | 0.020983 | 977.7537 | -0.0066117 | 1062.8375 | 0 | 977.3706 | -0.12281 | 1068.4227 | 0.0023167 | 1062.3447 | 0.091951 | 977.3706 | 8.4359 | 1101.7819 | 0.074759 |  |  | 1632.378 | 0.00068509 | 1295.7043 | 0.0017004 |  |  |  |  | 1202.3719 | 0 | 1202.365 | 0.0019645
| 1062.5132 | 0.058194 | 977.6131 | -0.0030941 | 977.6131 | 0.043127 | 977.9968 | 0.0065341 | 1063.0079 | 0.00017411 | 977.6131 | 0.036063 | 1068.5946 | 0.010824 | 1062.5132 | 0.088606 | 977.6132 | 8.3997 | 1101.9025 | 0.073872 |  |  | 1633.194 | 0.00054429 | 1295.7865 | 0.0016901 |  |  |  |  | 1202.4429 | 0 | 1202.4358 | 0.0019621
| 1062.6817 | 0.051169 | 977.8557 | -0.11091 | 977.8557 | -0.0050661 | 978.24 | 0.00097186 | 1063.1783 | 0 | 977.8557 | -0.2161 | 1068.7666 | 0.0019843 | 1062.6817 | 0.090346 | 977.8557 | 8.3091 | 1102.0233 | 0.073186 |  |  | 1634.012 | 0.00067858 | 1295.8688 | 0.0016748 |  |  |  |  | 1202.5137 | 0 | 1202.5066 | 0.0019684
| 1062.8503 | 0.047494 | 978.0982 | 0.033469 | 978.0982 | 0.08109 | 978.4832 | 0.0015569 | 1063.3486 | 0 | 978.0982 | 0.14501 | 1068.9385 | 0.0051127 | 1062.8503 | 0.087246 | 978.0982 | 8.2748 | 1102.1444 | 0.072464 |  |  | 1634.829 | 0.00081044 | 1295.951 | 0.0016645 |  |  |  |  | 1202.5845 | 0 | 1202.5775 | 0.0019835
| 1063.0188 | 0.041217 | 978.3407 | -0.11158 | 978.3407 | -0.04718 | 978.7264 | -0.00012127 | 1063.519 | 0 | 978.3407 | -0.10868 | 1069.1104 | 0.0047858 | 1063.0188 | 0.090366 | 978.3407 | 8.2313 | 1102.2651 | 0.071471 |  |  | 1635.648 | 0.0012032 | 1296.0333 | 0.0016492 |  |  |  |  | 1202.6554 | 0 | 1202.6483 | 0.0020026
| 1063.1873 | 0.054909 | 978.5833 | 0.025279 | 978.5833 | 0.049073 | 978.9696 | 0.0046321 | 1063.6894 | 0 | 978.5833 | 0.11022 | 1069.2823 | 0.0036406 | 1063.1873 | 0.08722 | 978.5833 | 8.1788 | 1102.386 | 0.070656 |  |  | 1636.468 | 0.0011662 | 1296.1156 | 0.0016338 |  |  |  |  | 1202.7262 | 0 | 1202.7192 | 0.0020248
| 1063.3559 | 0.041874 | 978.8258 | -0.069173 | 978.8258 | -0.027425 | 979.2128 | -0.0086957 | 1063.8597 | 0 | 978.8258 | -0.17945 | 1069.4542 | 0.0058652 | 1063.3559 | 0.089033 | 978.8258 | 8.1444 | 1102.507 | 0.070042 |  |  | 1637.288 | 0.0010048 | 1296.1979 | 0.0016228 |  |  |  |  | 1202.7971 | 0 | 1202.79 | 0.0020471
| 1063.5244 | 0.058288 | 979.0684 | 0.025889 | 979.0684 | 0.063063 | 979.456 | 0.0059795 | 1064.0301 | 0.00017411 | 979.0684 | 0.083543 | 1069.6261 | 3.6198e-05 | 1063.5244 | 0.085967 | 979.0684 | 8.1154 | 1102.6279 | 0.069317 |  |  | 1638.109 | 0.001036 | 1296.2802 | 0.0016099 |  |  |  |  | 1202.8679 | 0 | 1202.861 | 0.0020677
| 1063.6929 | 0.042344 | 979.3109 | -0.17391 | 979.3109 | 0.0095773 | 979.6992 | 0.0015602 | 1064.2005 | 0 | 979.3109 | -0.23407 | 1069.798 | 0.0040059 | 1063.6929 | 0.087633 | 979.3109 | 8.0683 | 1102.7489 | 0.068491 |  |  | 1638.931 | 0.00076625 | 1296.3624 | 0.0015971 |  |  |  |  | 1202.9388 | 0 | 1202.9319 | 0.0020868
| 1063.8614 | 0.050122 | 979.5535 | 0.05334 | 979.5535 | 0.058638 | 979.9424 | 0.0015213 | 1064.3709 | 0 | 979.5535 | 0.18162 | 1069.9699 | 0.0051346 | 1063.8614 | 0.084467 | 979.5535 | 8.043 | 1102.87 | 0.067712 |  |  | 1639.754 | 0.00058052 | 1296.4447 | 0.0015844 |  |  |  |  | 1203.0098 | 0 | 1203.0027 | 0.0021051
| 1064.03 | 0.054361 | 979.796 | -0.084209 | 979.796 | 0.059807 | 980.1857 | -0.001738 | 1064.5412 | 0 | 979.796 | -0.12893 | 1070.1419 | 0.00026874 | 1064.03 | 0.087226 | 979.796 | 7.9597 | 1102.9912 | 0.06714 |  |  | 1640.578 | 0.00061585 | 1296.5271 | 0.0015718 |  |  |  |  | 1203.0807 | 0 | 1203.0736 | 0.0021249
| 1064.1985 | 0.069082 | 980.0386 | 0.070996 | 980.0386 | 0.10985 | 980.429 | 0.0029489 | 1064.7116 | 0 | 980.0386 | 0.13807 | 1070.3138 | 0.0094148 | 1064.1985 | 0.086603 | 980.0386 | 7.9036 | 1103.1121 | 0.066502 |  |  | 1641.402 | 0.00073758 | 1296.6094 | 0.0015592 |  |  |  |  | 1203.1516 | 0 | 1203.1445 | 0.0021472
| 1064.367 | 0.058023 | 980.2812 | -0.091268 | 980.2812 | 0.0049079 | 980.6722 | -0.00051955 | 1064.882 | 0 | 980.2812 | -0.10404 | 1070.4857 | 0.0043591 | 1064.367 | 0.09086 | 980.2812 | 7.851 | 1103.2333 | 0.065519 |  |  | 1642.228 | 0.0010494 | 1296.6918 | 0.0015468 |  |  |  |  | 1203.2225 | 0 | 1203.2154 | 0.0021726
| 1064.5355 | 0.064389 | 980.5238 | 0.10899 | 980.5238 | 0.087741 | 980.9154 | 0.0042493 | 1065.0524 | 0.00017411 | 980.5238 | 0.17145 | 1070.6576 | 0.010052 | 1064.5355 | 0.092643 | 980.5238 | 7.7768 | 1103.3544 | 0.064745 |  |  | 1643.054 | 0.0013414 | 1296.774 | 0.0015345 |  |  |  |  | 1203.2935 | 0 | 1203.2864 | 0.0022012
| 1064.704 | 0.061215 | 980.7664 | -0.12202 | 980.7664 | -0.023027 | 981.1587 | -0.0020279 | 1065.2228 | 0 | 980.7664 | -0.16831 | 1070.8295 | 0.00086217 | 1064.704 | 0.096715 | 980.7663 | 7.7026 | 1103.4755 | 0.064126 |  |  | 1643.881 | 0.00078303 | 1296.8564 | 0.0015224 |  |  |  |  | 1203.3644 | 0 | 1203.3573 | 0.0022322
| 1064.8726 | 0.048902 | 981.0089 | 0.053497 | 981.0089 | 0.061374 | 981.402 | 0.0016348 | 1065.3931 | 0 | 981.0089 | 0.06878 | 1071.0014 | 0.0082718 | 1064.8726 | 0.098988 | 981.0089 | 7.6555 | 1103.5967 | 0.0636 |  |  | 1644.709 | 0.00039873 | 1296.9388 | 0.0015103 |  |  |  |  | 1203.4353 | 0 | 1203.4282 | 0.0022608
| 1065.0411 | 0.067318 | 981.2515 | -0.056896 | 981.2515 | 0.022987 | 981.6452 | -0.0018811 | 1065.5635 | 0 | 981.2515 | -0.098551 | 1071.1734 | 0.00095651 | 1065.0411 | 0.1038 | 981.2515 | 7.6048 | 1103.7179 | 0.063551 |  |  | 1645.537 | 0.0010796 | 1297.0212 | 0.0014984 |  |  |  |  | 1203.5062 | 0 | 1203.4993 | 0.0022838
| 1065.2096 | 0.054909 | 981.4941 | 0.12713 | 981.4941 | -0.0029365 | 981.8885 | 0.0013793 | 1065.7339 | 0 | 981.4941 | 0.24138 | 1071.3453 | 0.0053891 | 1065.2096 | 0.10836 | 981.4941 | 7.5288 | 1103.8391 | 0.063236 |  |  | 1646.367 | 0.00064992 | 1297.1036 | 0.0014866 |  |  |  |  | 1203.5772 | 0 | 1203.5702 | 0.0022981
| 1065.3781 | 0.070792 | 981.7367 | -0.13543 | 981.7367 | 0.044449 | 982.1318 | -0.0037798 | 1065.9043 | 0 | 981.7367 | -0.20288 | 1071.5172 | 0.00036088 | 1065.3781 | 0.11414 | 981.7367 | 7.46 | 1103.9604 | 0.062326 |  |  | 1647.197 | 0.00111 | 1297.186 | 0.0014748 |  |  |  |  | 1203.6482 | 0 | 1203.6411 | 0.0023005
| 1065.5466 | 0.068707 | 981.9793 | 0.053417 | 981.9793 | 0.069305 | 982.3751 | 0.0078028 | 1066.0747 | 0.00017411 | 981.9793 | 0.14931 | 1071.6891 | 0.010285 | 1065.5466 | 0.11472 | 981.9793 | 7.4129 | 1104.0817 | 0.061255 |  |  | 1648.028 | 0.0011809 | 1297.2684 | 0.0014633 |  |  |  |  | 1203.7191 | 0 | 1203.7122 | 0.0022894
| 1065.7152 | 0.07896 | 982.222 | -0.17104 | 982.222 | -0.013806 | 982.6183 | -0.0044488 | 1066.2451 | 0.00078349 | 982.222 | -0.14709 | 1071.861 | 0.0051632 | 1065.7152 | 0.11634 | 982.222 | 7.3477 | 1104.203 | 0.060157 |  |  | 1648.86 | 0.00094672 | 1297.351 | 0.0014518 |  |  |  |  | 1203.7902 | 0 | 1203.7831 | 0.0022655
| 1065.8837 | 0.051812 | 982.4646 | 0.10284 | 982.4646 | 0.032498 | 982.8617 | 0.0060588 | 1066.4155 | 0 | 982.4646 | 0.19974 | 1072.033 | 0.01268 | 1065.8837 | 0.11435 | 982.4646 | 7.2753 | 1104.3243 | 0.059593 |  |  | 1649.693 | 0.0009133 | 1297.4334 | 0.0014405 |  |  |  |  | 1203.8611 | 0 | 1203.8541 | 0.002233
| 1066.0522 | 0.058305 | 982.7072 | -0.1144 | 982.7072 | -0.088723 | 983.105 | -0.00571 | 1066.5859 | 0 | 982.7072 | -0.16708 | 1072.2049 | 0.0076893 | 1066.0522 | 0.11857 | 982.7072 | 7.1956 | 1104.4457 | 0.059312 |  |  | 1650.527 | 0.00095679 | 1297.5158 | 0.0014293 |  |  |  |  | 1203.9321 | 0 | 1203.9251 | 0.0021932
| 1066.2207 | 0.070396 | 982.9498 | 0.03524 | 982.9498 | 0.054014 | 983.3483 | 0.00074047 | 1066.7563 | 0 | 982.9498 | 0.19668 | 1072.3768 | 0.013654 | 1066.2207 | 0.12259 | 982.9498 | 7.163 | 1104.5671 | 0.058673 |  |  | 1651.361 | 0.0010147 | 1297.5983 | 0.0014182 |  |  |  |  | 1204.0032 | 0 | 1203.9961 | 0.0021511
| 1066.3892 | 0.075205 | 983.1925 | -0.15694 | 983.1925 | -0.054114 | 983.5916 | -0.002681 | 1066.9267 | 0 | 983.1925 | -0.14585 | 1072.5487 | 0.0040004 | 1066.3892 | 0.12854 | 983.1925 | 7.0526 | 1104.6887 | 0.057784 |  |  | 1652.197 | 0.00091941 | 1297.6807 | 0.0014072 |  |  |  |  | 1204.0742 | 0 | 1204.0671 | 0.0021106
| 1066.5577 | 0.072743 | 983.4351 | 0.17715 | 983.4351 | 0.035684 | 983.835 | 0.0067752 | 1067.0971 | 0 | 983.4351 | 0.21552 | 1072.7207 | 0.01281 | 1066.5577 | 0.12749 | 983.4351 | 6.9657 | 1104.8102 | 0.056839 |  |  | 1653.033 | 0.00069358 | 1297.7632 | 0.0013964 |  |  |  |  | 1204.1451 | 0 | 1204.1382 | 0.0020749
| 1066.7263 | 0.065065 | 983.6778 | -0.12382 | 983.6778 | -0.0030721 | 984.0782 | 0.0037233 | 1067.2675 | 0.00026116 | 983.6778 | -0.048021 | 1072.8926 | 0.0055526 | 1066.7263 | 0.12922 | 983.6777 | 6.9132 | 1104.9315 | 0.05651 |  |  | 1653.87 | 0.0013392 | 1297.8457 | 0.0013857 |  |  |  |  | 1204.2162 | 0 | 1204.2092 | 0.0020439
| 1066.8948 | 0.081566 | 983.9204 | 0.034276 | 983.9204 | 0.035762 | 984.3216 | 0.0047485 | 1067.4379 | 0 | 983.9204 | 0.19557 | 1073.0645 | 0.013748 | 1066.8948 | 0.13336 | 983.9204 | 6.8317 | 1105.053 | 0.05638 |  |  | 1654.708 | 0.00086919 | 1297.9282 | 0.0013751 |  |  |  |  | 1204.2872 | 0 | 1204.2803 | 0.0020193
| 1067.0633 | 0.083936 | 984.1631 | -0.13346 | 984.1631 | -0.018757 | 984.5649 | -0.0028438 | 1067.6083 | 0 | 984.1631 | -0.10732 | 1073.2365 | 0.0047869 | 1067.0633 | 0.1422 | 984.1631 | 6.7176 | 1105.1746 | 0.055682 |  |  | 1655.547 | 0.0012011 | 1298.0107 | 0.0013647 |  |  |  |  | 1204.3583 | 0 | 1204.3513 | 0.0019986
| 1067.2318 | 0.081096 | 984.4057 | 0.0066583 | 984.4057 | 0.039056 | 984.8083 | 0.0051218 | 1067.7787 | 0 | 984.4057 | 0.13076 | 1073.4084 | 0.010508 | 1067.2318 | 0.14776 | 984.4057 | 6.6343 | 1105.296 | 0.054928 |  |  | 1656.386 | 0.0014128 | 1298.0933 | 0.0013544 |  |  |  |  | 1204.4294 | 0 | 1204.4224 | 0.0019796
| 1067.4003 | 0.083936 | 984.6484 | -0.08301 | 984.6484 | -0.014253 | 985.0517 | -0.0058773 | 1067.9491 | 0 | 984.6484 | -0.080207 | 1073.5803 | 9.1044e-05 | 1067.4003 | 0.15201 | 984.6484 | 6.5727 | 1105.4176 | 0.05463 |  |  | 1657.227 | 0.0012336 | 1298.1758 | 0.0013442 |  |  |  |  | 1204.5005 | 0 | 1204.4934 | 0.0019613
| 1067.5688 | 0.078468 | 984.891 | 0.02029 | 984.891 | 0.087344 | 985.295 | 0.0014582 | 1068.1195 | 0 | 984.891 | 0.015584 | 1073.7522 | 0.0066319 | 1067.5688 | 0.15625 | 984.891 | 6.5166 | 1105.5393 | 0.054289 |  |  | 1658.068 | 0.00092106 | 1298.2583 | 0.0013342 |  |  |  |  | 1204.5715 | 0 | 1204.5645 | 0.0019406
| 1067.7373 | 0.085157 | 985.1337 | -0.12347 | 985.1337 | -0.022573 | 985.5384 | -0.0069239 | 1068.2899 | 0.00026116 | 985.1337 | -0.16725 | 1073.9242 | 0.00075906 | 1067.7373 | 0.15873 | 985.1337 | 6.417 | 1105.6609 | 0.053241 |  |  | 1658.911 | 0.00078982 | 1298.3408 | 0.0013242 |  |  |  |  | 1204.6426 | 0 | 1204.6356 | 0.0019168
| 1067.9058 | 0.077717 | 985.3764 | 0.034218 | 985.3764 | 0.061265 | 985.7818 | -0.0007058 | 1068.4603 | 0 | 985.3764 | 0.28174 | 1074.0961 | 0.0083947 | 1067.9058 | 0.16227 | 985.3764 | 6.3355 | 1105.7825 | 0.052328 |  |  | 1659.754 | 0.0010124 | 1298.4235 | 0.0013145 |  |  |  |  | 1204.7137 | 0 | 1204.7067 | 0.0018898
| 1068.0744 | 0.085344 | 985.6191 | -0.033027 | 985.6191 | -0.090863 | 986.0251 | -0.0054055 | 1068.6307 | 0 | 985.6191 | -0.11153 | 1074.268 | 0.003452 | 1068.0744 | 0.16099 | 985.6191 | 6.2595 | 1105.9042 | 0.051959 |  |  | 1660.597 | 0.00094518 | 1298.506 | 0.0013048 |  |  |  |  | 1204.7848 | 0 | 1204.7778 | 0.0018596
| 1068.2429 | 0.075277 | 985.8618 | 0.044313 | 985.8618 | 0.049792 | 986.2686 | -0.00060682 | 1068.8011 | 0 | 985.8618 | 0.1352 | 1074.44 | 0.0089201 | 1068.2429 | 0.1645 | 985.8618 | 6.1925 | 1106.0259 | 0.051546 |  |  | 1661.442 | 0.00061303 | 1298.5886 | 0.0012953 |  |  |  |  | 1204.856 | 0 | 1204.8489 | 0.001827
| 1068.4114 | 0.085063 | 986.1045 | -0.11161 | 986.1045 | 0.021456 | 986.512 | 0.00050208 | 1068.9715 | 0.00026116 | 986.1045 | -0.1596 | 1074.6119 | 0.0019788 | 1068.4114 | 0.16146 | 986.1045 | 6.0766 | 1106.1476 | 0.050949 |  |  | 1662.288 | 0.0014753 | 1298.6711 | 0.0012859 |  |  |  |  | 1204.927 | 0 | 1204.92 | 0.0017953
| 1068.5799 | 0.074244 | 986.3472 | 0.016181 | 986.3472 | 0.073523 | 986.7554 | 0.0049242 | 1069.1419 | 0 | 986.3472 | 0.15425 | 1074.7838 | 0.0060846 | 1068.5799 | 0.16533 | 986.3472 | 6.006 | 1106.2694 | 0.05076 |  |  | 1663.134 | 0.0009993 | 1298.7538 | 0.0012766 |  |  |  |  | 1204.9982 | 0 | 1204.9912 | 0.0017651
| 1068.7484 | 0.084875 | 986.5899 | -0.11665 | 986.5899 | -0.22469 | 986.9988 | 0.001333 | 1069.3123 | 0 | 986.5899 | -0.2593 | 1074.9558 | 0.00093676 | 1068.7484 | 0.1613 | 986.5899 | 5.9282 | 1106.3914 | 0.050644 |  |  | 1663.982 | 0.00069803 | 1298.8364 | 0.0012675 |  |  |  |  | 1205.0693 | 0 | 1205.0623 | 0.0017397
| 1068.9169 | 0.073494 | 986.8326 | 0.078378 | 986.8326 | -0.019148 | 987.2422 | 0.0083741 | 1069.4828 | 0 | 986.8326 | 0.19905 | 1075.1277 | 0.0085614 | 1068.9169 | 0.16578 | 986.8326 | 5.8413 | 1106.5132 | 0.049799 |  |  | 1664.83 | 0.0015064 | 1298.9191 | 0.0012585 |  |  |  |  | 1205.1405 | 0 | 1205.1334 | 0.0017214
| 1069.0854 | 0.085063 | 987.0753 | -0.22345 | 987.0753 | -0.039517 | 987.4856 | -0.0065142 | 1069.6532 | 0 | 987.0753 | -0.17665 | 1075.2997 | 0.00103 | 1069.0854 | 0.16074 | 987.0753 | 5.7815 | 1106.6349 | 0.048989 |  |  | 1665.679 | 0.00088259 | 1299.0017 | 0.0012497 |  |  |  |  | 1205.2117 | 0 | 1205.2046 | 0.0017126
| 1069.2539 | 0.073587 | 987.318 | 0.047197 | 987.318 | 0.036824 | 987.729 | 0.0027645 | 1069.8236 | 0 | 987.318 | 0.24093 | 1075.4716 | 0.0080096 | 1069.2539 | 0.1654 | 987.318 | 5.6982 | 1106.7567 | 0.048437 |  |  | 1666.529 | 0.0011344 | 1299.0844 | 0.0012409 |  |  |  |  | 1205.2828 | 0 | 1205.2758 | 0.001715
| 1069.4224 | 0.081589 | 987.5607 | -0.12988 | 987.5607 | 0.043286 | 987.9725 | -0.0024553 | 1069.994 | 0.00026116 | 987.5607 | -0.14581 | 1075.6435 | 0.0026172 | 1069.4224 | 0.15859 | 987.5607 | 5.6222 | 1106.8787 | 0.047651 |  |  | 1667.38 | 0.0015628 | 1299.167 | 0.0012323 |  |  |  |  | 1205.354 | 0 | 1205.3469 | 0.0017325
| 1069.5909 | 0.075089 | 987.8035 | 0.11706 | 987.8035 | 0.0053408 | 988.2159 | 0.0063997 | 1070.1644 | 0 | 987.8035 | 0.17106 | 1075.8155 | 0.0059398 | 1069.5909 | 0.16367 | 987.8035 | 5.5515 | 1107.0006 | 0.046798 |  |  | 1668.231 | 0.0010088 | 1299.2496 | 0.0012239 |  |  |  |  | 1205.4252 | 0 | 1205.4181 | 0.0017643
| 1069.7594 | 0.08281 | 988.0462 | -0.070889 | 988.0462 | 0.0042312 | 988.4594 | -0.0011796 | 1070.3348 | 0 | 988.0462 | -0.11676 | 1075.9874 | 0.002581 | 1069.7594 | 0.15639 | 988.0462 | 5.4411 | 1107.1226 | 0.04648 |  |  | 1669.084 | 0.00097908 | 1299.3324 | 0.0012156 |  |  |  |  | 1205.4963 | 0 | 1205.4893 | 0.0018096
| 1069.9279 | 0.073306 | 988.2889 | 0.064033 | 988.2889 | 0.067391 | 988.7028 | 0.0068271 | 1070.5053 | 0 | 988.2889 | 0.0858 | 1076.1593 | 0.007221 | 1069.9279 | 0.1627 | 988.2889 | 5.3687 | 1107.2445 | 0.046324 |  |  | 1669.937 | 0.0012406 | 1299.415 | 0.0012073 |  |  |  |  | 1205.5675 | 0 | 1205.5605 | 0.0018644
| 1070.0964 | 0.081307 | 988.5317 | -0.085497 | 988.5317 | -0.083578 | 988.9463 | -0.0024435 | 1070.6757 | 0 | 988.5317 | -0.19831 | 1076.3313 | 0.00032798 | 1070.0964 | 0.15509 | 988.5317 | 5.2745 | 1107.3666 | 0.046116 |  |  | 1670.792 | 0.00085582 | 1299.4977 | 0.0011993 |  |  |  |  | 1205.6387 | 0 | 1205.6317 | 0.0019239
| 1070.2649 | 0.072367 | 988.7744 | -0.0138 | 988.7744 | -0.0048079 | 989.1898 | -0.0019322 | 1070.8461 | 0.00017411 | 988.7744 | 0.19988 | 1076.5032 | 0.0091285 | 1070.2649 | 0.16173 | 988.7744 | 5.1966 | 1107.4885 | 0.046062 |  |  | 1671.647 | 0.0013606 | 1299.5804 | 0.0011913 |  |  |  |  | 1205.71 | 0 | 1205.7029 | 0.0019811
| 1070.4334 | 0.083842 | 989.0172 | -0.12581 | 989.0172 | 0.0033742 | 989.4332 | -0.0019628 | 1071.0165 | 0 | 989.0172 | -0.064659 | 1076.6752 | 0.0058498 | 1070.4334 | 0.15426 | 989.0172 | 5.1242 | 1107.6106 | 0.046009 |  |  | 1672.503 | 0.00075899 | 1299.6632 | 0.0011835 |  |  |  |  | 1205.7811 | 0 | 1205.7742 | 0.0020304
| 1070.6019 | 0.081096 | 989.2599 | 0.12882 | 989.2599 | 0.066271 | 989.6767 | 0.0033697 | 1071.187 | 0 | 989.2599 | 0.15178 | 1076.8471 | 0.010539 | 1070.6019 | 0.16149 | 989.2599 | 5.0736 | 1107.7328 | 0.04581 |  |  | 1673.36 | 0.00090245 | 1299.7459 | 0.0011758 |  |  |  |  | 1205.8524 | 0 | 1205.8453 | 0.0020669
| 1070.7704 | 0.085344 | 989.5027 | -0.2162 | 989.5027 | -0.049082 | 989.9202 | -0.0059578 | 1071.3574 | 0 | 989.5027 | -0.28831 | 1077.0191 | 0.0022662 | 1070.7704 | 0.15445 | 989.5027 | 4.9703 | 1107.8549 | 0.045054 |  |  | 1674.218 | 0.00078668 | 1299.8286 | 0.0011683 |  |  |  |  | 1205.9236 | 0 | 1205.9166 | 0.0020884
| 1070.9389 | 0.071804 | 989.7455 | 0.086489 | 989.7455 | 0.092779 | 990.1636 | 0.0025407 | 1071.5278 | 0 | 989.7455 | 0.27464 | 1077.191 | 0.008387 | 1070.9389 | 0.16192 | 989.7455 | 4.8816 | 1107.9771 | 0.044354 |  |  | 1675.076 | 0.00078691 | 1299.9114 | 0.0011609 |  |  |  |  | 1205.9949 | 0 | 1205.9878 | 0.0020947
| 1071.1074 | 0.082528 | 989.9882 | -0.1716 | 989.9882 | -0.092024 | 990.4072 | -0.0033144 | 1071.6983 | 0 | 989.9882 | -0.093312 | 1077.3629 | 0.0017562 | 1071.1074 | 0.15602 | 989.9882 | 4.811 | 1108.0994 | 0.043917 |  |  | 1675.936 | 0.00048619 | 1299.9941 | 0.0011536 |  |  |  |  | 1206.0662 | 0 | 1206.0591 | 0.0020892
| 1071.2759 | 0.071429 | 990.231 | 0.12554 | 990.231 | 0.11576 | 990.6506 | 0.0067559 | 1071.8687 | 0 | 990.231 | 0.12091 | 1077.5349 | 0.0066429 | 1071.2759 | 0.16379 | 990.231 | 4.7168 | 1108.2214 | 0.043104 |  |  | 1676.796 | 0.0010946 | 1300.0769 | 0.0011465 |  |  |  |  | 1206.1374 | 0 | 1206.1304 | 0.0020741
| 1071.4444 | 0.083561 | 990.4738 | -0.18246 | 990.4738 | -0.065307 | 990.8942 | 0.0019862 | 1072.0391 | 0 | 990.4738 | -0.12665 | 1077.7068 | 0.0048056 | 1071.4444 | 0.15893 | 990.4738 | 4.6408 | 1108.3436 | 0.042311 |  |  | 1677.657 | 0.00077993 | 1300.1597 | 0.0011395 |  |  |  |  | 1206.2086 | 0 | 1206.2017 | 0.002055
| 1071.6129 | 0.078844 | 990.7166 | 0.10174 | 990.7166 | 0.044647 | 991.1377 | 0.003738 | 1072.2096 | 0.00017411 | 990.7166 | 0.11629 | 1077.8788 | 0.012359 | 1071.6129 | 0.16555 | 990.7166 | 4.5665 | 1108.4658 | 0.042196 |  |  | 1678.52 | 0.00067918 | 1300.2425 | 0.0011327 |  |  |  |  | 1206.2799 | 0 | 1206.273 | 0.0020352
| 1071.7814 | 0.085157 | 990.9594 | -0.17155 | 990.9594 | -0.046959 | 991.3812 | -0.0043553 | 1072.38 | 0 | 990.9594 | -0.062038 | 1078.0507 | 0.0097822 | 1071.7814 | 0.16137 | 990.9594 | 4.4796 | 1108.5881 | 0.042012 |  |  | 1679.383 | 0.0011347 | 1300.3253 | 0.0011259 |  |  |  |  | 1206.3512 | 0 | 1206.3442 | 0.0020193
| 1071.9499 | 0.075652 | 991.2022 | 0.067109 | 991.2022 | 0.04335 | 991.6248 | 0.0015346 | 1072.5504 | 0 | 991.2022 | 0.18337 | 1078.2227 | 0.01374 | 1071.9499 | 0.16579 | 991.2022 | 4.4072 | 1108.7104 | 0.041076 |  |  | 1680.247 | 0.0011305 | 1300.4082 | 0.0011194 |  |  |  |  | 1206.4225 | 0 | 1206.4155 | 0.0020081
| 1072.1184 | 0.0845 | 991.445 | -0.11633 | 991.445 | -0.0085601 | 991.8683 | -0.0090811 | 1072.7209 | 0 | 991.445 | -0.07965 | 1078.3946 | 0.0074656 | 1072.1184 | 0.16172 | 991.445 | 4.3131 | 1108.8328 | 0.040268 |  |  | 1681.112 | 0.0010129 | 1300.491 | 0.0011129 |  |  |  |  | 1206.4939 | 0 | 1206.4868 | 0.0020042
| 1072.2869 | 0.078468 | 991.6878 | 0.14816 | 991.6878 | 0.11202 | 992.1118 | -0.0015189 | 1072.8913 | 0.00017411 | 991.6878 | 0.12344 | 1078.5666 | 0.012588 | 1072.2869 | 0.16433 | 991.6878 | 4.2443 | 1108.9552 | 0.040184 |  |  | 1681.977 | 0.0013896 | 1300.5738 | 0.0011066 |  |  |  |  | 1206.5652 | 0 | 1206.5581 | 0.0020081
| 1072.4554 | 0.084969 | 991.9306 | -0.067751 | 991.9306 | -0.16503 | 992.3553 | -0.0054122 | 1073.0618 | 0.00026116 | 991.9306 | -0.178 | 1078.7385 | 0.0054911 | 1072.4554 | 0.16072 | 991.9306 | 4.1791 | 1109.0775 | 0.040319 |  |  | 1682.844 | 0.0016123 | 1300.6566 | 0.0011004 |  |  |  |  | 1206.6365 | 0 | 1206.6294 | 0.0020177
| 1072.6239 | 0.081378 | 992.1734 | 0.062806 | 992.1734 | 0.2147 | 992.5989 | 0.0054317 | 1073.2322 | 0 | 992.1734 | 0.15825 | 1078.9105 | 0.0060242 | 1072.6239 | 0.16173 | 992.1734 | 4.0886 | 1109.2 | 0.040057 |  |  | 1683.711 | 0.0010434 | 1300.7395 | 0.0010944 |  |  |  |  | 1206.7078 | 0 | 1206.7008 | 0.0020328
| 1072.7923 | 0.084406 | 992.4162 | -0.029147 | 992.4162 | 0.026266 | 992.8425 | -0.0019845 | 1073.4027 | 0.00026116 | 992.4162 | -0.052515 | 1079.0824 | 1.8647e-05 | 1072.7923 | 0.15894 | 992.4162 | 3.9998 | 1109.3224 | 0.039466 |  |  | 1684.58 | 0.0011363 | 1300.8224 | 0.0010886 |  |  |  |  | 1206.7792 | 0 | 1206.7721 | 0.002051
| 1072.9608 | 0.07293 | 992.659 | 0.034991 | 992.659 | 0.051998 | 993.086 | 0.0025352 | 1073.5731 | 0 | 992.659 | 0.10391 | 1079.2544 | 0.0064564 | 1072.9608 | 0.16238 | 992.659 | 3.9582 | 1109.4451 | 0.038906 |  |  | 1685.449 | 0.0013166 | 1300.9053 | 0.0010829 |  |  |  |  | 1206.8505 | 0 | 1206.8435 | 0.0020693
| 1073.1293 | 0.08234 | 992.9019 | -0.09889 | 992.9019 | -0.13175 | 993.3296 | 0.0029429 | 1073.7435 | 0 | 992.9019 | -0.13837 | 1079.4263 | 0.00022706 | 1073.1293 | 0.16107 | 992.9019 | 3.8495 | 1109.5674 | 0.038321 |  |  | 1686.319 | 0.001639 | 1300.9882 | 0.0010773 |  |  |  |  | 1206.9219 | 0 | 1206.9148 | 0.0020844
| 1073.2978 | 0.074244 | 993.1447 | 0.052145 | 993.1447 | 0.034214 | 993.5732 | 0.0046406 | 1073.914 | 0.00017411 | 993.1447 | 0.069959 | 1079.5983 | 0.0076345 | 1073.2978 | 0.16488 | 993.1447 | 3.7916 | 1109.6898 | 0.037597 |  |  | 1687.191 | 0.00098704 | 1301.071 | 0.0010719 |  |  |  |  | 1206.9932 | 0 | 1206.9862 | 0.0020939
| 1073.4663 | 0.081495 | 993.3875 | -0.18468 | 993.3875 | 0.0059774 | 993.8168 | -0.0036765 | 1074.0844 | 0 | 993.3875 | -0.17296 | 1079.7702 | 0.0046794 | 1073.4663 | 0.16122 | 993.3875 | 3.7064 | 1109.8124 | 0.037009 |  |  | 1688.063 | 0.0012908 | 1301.1539 | 0.0010667 |  |  |  |  | 1207.0646 | 0 | 1207.0575 | 0.0020963
| 1073.6348 | 0.073869 | 993.6304 | 0.056076 | 993.6304 | 0.091331 | 994.0604 | 0.0060986 | 1074.2549 | 0 | 993.6304 | 0.36152 | 1079.9422 | 0.010093 | 1073.6348 | 0.16544 | 993.6304 | 3.6449 | 1109.9349 | 0.036726 |  |  | 1688.936 | 0.0015279 | 1301.2369 | 0.0010616 |  |  |  |  | 1207.136 | 0 | 1207.1289 | 0.00209
| 1073.8033 | 0.083373 | 993.8732 | -0.032505 | 993.8732 | 0.015473 | 994.304 | -0.0065273 | 1074.4253 | 0.00026116 | 993.8732 | -0.38317 | 1080.1142 | 0.0016651 | 1073.8033 | 0.16034 | 993.8732 | 3.558 | 1110.0575 | 0.036504 |  |  | 1689.81 | 0.0022525 | 1301.3198 | 0.0010567 |  |  |  |  | 1207.2074 | 0 | 1207.2003 | 0.0020749
| 1073.9718 | 0.073963 | 994.1161 | 0.080135 | 994.1161 | -0.035873 | 994.5475 | -0.00033417 | 1074.5958 | 0 | 994.1161 | 0.061174 | 1080.2861 | 0.0077563 | 1073.9718 | 0.16501 | 994.1161 | 3.5218 | 1110.1802 | 0.03585 |  |  | 1690.684 | 0.001907 | 1301.4028 | 0.001052 |  |  |  |  | 1207.2788 | 0 | 1207.2717 | 0.0020526
| 1074.1402 | 0.082058 | 994.3589 | -0.14098 | 994.3589 | -0.059304 | 994.7911 | -0.00091503 | 1074.7663 | 0 | 994.3589 | -0.15207 | 1080.4581 | 5.4846e-05 | 1074.1402 | 0.15921 | 994.359 | 3.4204 | 1110.3029 | 0.0354 |  |  | 1691.56 | 0.0014601 | 1301.4857 | 0.0010474 |  |  |  |  | 1207.3502 | 0 | 1207.3431 | 0.0020256
| 1074.3087 | 0.073212 | 994.6018 | 0.090725 | 994.6018 | 0.056751 | 995.0348 | 0.0047857 | 1074.9367 | 0 | 994.6018 | 0.34134 | 1080.63 | 0.006769 | 1074.3087 | 0.16471 | 994.6018 | 3.3371 | 1110.4255 | 0.035789 |  |  | 1692.437 | 0.0020008 | 1301.5687 | 0.001043 |  |  |  |  | 1207.4216 | 0 | 1207.4145 | 0.0019978
| 1074.4772 | 0.083467 | 994.8447 | -0.060549 | 994.8447 | -0.038215 | 995.2784 | 0.0005541 | 1075.1072 | 0.00026116 | 994.8447 | -0.23836 | 1080.802 | 0.00091482 | 1074.4772 | 0.15897 | 994.8447 | 3.2792 | 1110.5482 | 0.035819 |  |  | 1693.314 | 0.0026123 | 1301.6517 | 0.0010387 |  |  |  |  | 1207.493 | 0 | 1207.486 | 0.0019732
| 1074.6457 | 0.075746 | 995.0876 | 0.16843 | 995.0876 | -0.056544 | 995.522 | 0.0064507 | 1075.2776 | 0 | 995.0876 | 0.32624 | 1080.9739 | 0.010003 | 1074.6457 | 0.16496 | 995.0875 | 3.2122 | 1110.671 | 0.035409 |  |  | 1694.192 | 0.001904 | 1301.7346 | 0.0010346 |  |  |  |  | 1207.5645 | 0 | 1207.5574 | 0.0019533
| 1074.8142 | 0.084875 | 995.3304 | -0.18535 | 995.3304 | -0.039195 | 995.7656 | -0.0022004 | 1075.4481 | 0.00078349 | 995.3304 | -0.22831 | 1081.1459 | 0.0050886 | 1074.8142 | 0.16006 | 995.3304 | 3.1452 | 1110.7937 | 0.035063 |  |  | 1695.072 | 0.0022742 | 1301.8176 | 0.0010308 |  |  |  |  | 1207.6359 | 0 | 1207.6288 | 0.0019422
| 1074.9826 | 0.081096 | 995.5733 | 0.078413 | 995.5733 | 0.0048357 | 996.0093 | 0.0027933 | 1075.6185 | 0 | 995.5733 | 0.2432 | 1081.3179 | 0.012428 | 1074.9826 | 0.16566 | 995.5733 | 3.0836 | 1110.9165 | 0.034406 |  |  | 1695.952 | 0.0026563 | 1301.9006 | 0.0010271 |  |  |  |  | 1207.7073 | 0 | 1207.7003 | 0.0019406
| 1075.1511 | 0.084593 | 995.8162 | -0.089221 | 995.8162 | -0.072655 | 996.2529 | 0.0025206 | 1075.789 | 0.00026116 | 995.8162 | -0.01049 | 1081.4898 | 0.0055537 | 1075.1511 | 0.16124 | 995.8162 | 3.0111 | 1111.0396 | 0.033755 |  |  | 1696.833 | 0.0015865 | 1301.9836 | 0.0010235 |  |  |  |  | 1207.7788 | 0 | 1207.7717 | 0.001947
| 1075.3196 | 0.080252 | 996.0591 | 0.16467 | 996.0591 | -0.017426 | 996.4966 | 0.0033051 | 1075.9595 | 0 | 996.0591 | 0.32105 | 1081.6618 | 0.009689 | 1075.3196 | 0.1645 | 996.0591 | 2.975 | 1111.1622 | 0.033545 |  |  | 1697.715 | 0.0026406 | 1302.0668 | 0.0010202 |  |  |  |  | 1207.8502 | 0 | 1207.8433 | 0.0019605
| 1075.4881 | 0.085438 | 996.302 | -0.23504 | 996.302 | -0.050664 | 996.7402 | -0.0029353 | 1076.1299 | 0 | 996.302 | -0.30699 | 1081.8337 | 0.0034246 | 1075.4881 | 0.16062 | 996.302 | 2.8663 | 1111.2852 | 0.033622 |  |  | 1698.598 | 0.0029193 | 1302.1498 | 0.0010171 |  |  |  |  | 1207.9217 | 0 | 1207.9147 | 0.0019788
| 1075.6566 | 0.07753 | 996.5449 | 0.10855 | 996.5449 | 0.031467 | 996.9839 | 0.0007244 | 1076.3004 | 0 | 996.5449 | 0.16042 | 1082.0057 | 0.0082466 | 1075.6566 | 0.16308 | 996.5449 | 2.8247 | 1111.408 | 0.033243 |  |  | 1699.482 | 0.0032351 | 1302.2328 | 0.0010142 |  |  |  |  | 1207.9932 | 0 | 1207.9862 | 0.0019986
| 1075.825 | 0.085251 | 996.7878 | -0.13512 | 996.7878 | 0.013954 | 997.2276 | -0.00112 | 1076.4709 | 0 | 996.7878 | -0.086241 | 1082.1777 | 0.0032041 | 1075.825 | 0.16051 | 996.7878 | 2.7703 | 1111.5311 | 0.032791 |  |  |  |  | 1302.3159 | 0.0010114 |  |  |  |  | 1208.0647 | 0 | 1208.0576 | 0.0020169
| 1075.9935 | 0.079407 | 997.0307 | 0.048514 | 997.0307 | 0.067763 | 997.4713 | 0.0074677 | 1076.6413 | 0 | 997.0307 | 0.18069 | 1082.3496 | 0.0066078 | 1075.9935 | 0.16302 | 997.0307 | 2.7142 | 1111.6539 | 0.032478 |  |  |  |  | 1302.3989 | 0.0010089 |  |  |  |  | 1208.1362 | 0 | 1208.1291 | 0.002032
| 1076.162 | 0.084593 | 997.2736 | -0.18377 | 997.2736 | -0.10532 | 997.715 | -0.0022314 | 1076.8118 | 0 | 997.2736 | -0.22393 | 1082.5216 | 0.0023935 | 1076.162 | 0.16057 | 997.2736 | 2.6526 | 1111.7769 | 0.031864 |  |  |  |  | 1302.4821 | 0.0010066 |  |  |  |  | 1208.2078 | 0 | 1208.2007 | 0.0020439
| 1076.3305 | 0.076309 | 997.5165 | 0.20152 | 997.5165 | 0.086233 | 997.9586 | 0.0046425 | 1076.9823 | 0 | 997.5165 | 0.18429 | 1082.6935 | 0.00592 | 1076.3305 | 0.16433 | 997.5166 | 2.5784 | 1111.8999 | 0.03161 |  |  |  |  | 1302.5652 | 0.0010045 |  |  |  |  | 1208.2792 | 0 | 1208.2722 | 0.0020502
| 1076.4989 | 0.084124 | 997.7595 | -0.25725 | 997.7595 | 0.038812 | 998.2023 | -0.005483 | 1077.1527 | 0 | 997.7595 | -0.21457 | 1082.8655 | 0.00057259 | 1076.4989 | 0.16146 | 997.7595 | 2.5277 | 1112.0229 | 0.031548 |  |  |  |  | 1302.6482 | 0.0010025 |  |  |  |  | 1208.3507 | 0 | 1208.3438 | 0.0020518
| 1076.6674 | 0.075558 | 998.0024 | 0.13209 | 998.0024 | -0.088656 | 998.446 | 0.0003566 | 1077.3232 | 0 | 998.0024 | 0.13088 | 1083.0375 | 0.00016344 | 1076.6674 | 0.16557 | 998.0024 | 2.4969 | 1112.146 | 0.031338 |  |  |  |  | 1302.7313 | 0.0010008 |  |  |  |  | 1208.4222 | 0 | 1208.4153 | 0.0020487
| 1076.8359 | 0.085344 | 998.2453 | -0.22768 | 998.2453 | -0.054292 | 998.6898 | -0.0010926 | 1077.4937 | 0.00026116 | 998.2453 | -0.19136 | 1083.2094 | 0.0035189 | 1076.8359 | 0.1608 | 998.2453 | 2.4571 | 1112.2692 | 0.031277 |  |  |  |  | 1302.8145 | 0.00099933 |  |  |  |  | 1208.4938 | 0 | 1208.4868 | 0.0020407
| 1077.0044 | 0.078656 | 998.4883 | 0.098459 | 998.4883 | 0.077529 | 998.9335 | 0.0026993 | 1077.6642 | 0 | 998.4883 | 0.43005 | 1083.3814 | 0.0025865 | 1077.0044 | 0.16528 | 998.4883 | 2.3032 | 1112.3922 | 0.031053 |  |  |  |  | 1302.8976 | 0.00099806 |  |  |  |  | 1208.5654 | 0 | 1208.5584 | 0.002028
| 1077.1728 | 0.085063 | 998.7312 | -0.16584 | 998.7312 | -0.0033504 | 999.1772 | -0.0012913 | 1077.8346 | 0.00026116 | 998.7312 | -0.067679 | 1083.5534 | 8.2268e-05 | 1077.1728 | 0.15998 | 998.7312 | 2.2742 | 1112.5154 | 0.03065 |  |  |  |  | 1302.9807 | 0.000997 |  |  |  |  | 1208.637 | 0 | 1208.6299 | 0.0020105
| 1077.3413 | 0.079688 | 998.9742 | 0.037632 | 998.9742 | 0.029015 | 999.4209 | 0.0013358 | 1078.0051 | 0 | 998.9742 | 0.10462 | 1083.7253 | 0.00764 | 1077.3413 | 0.16538 | 998.9742 | 2.2163 | 1112.6385 | 0.030345 |  |  |  |  | 1303.064 | 0.00099618 |  |  |  |  | 1208.7085 | 0 | 1208.7014 | 0.0019899
| 1077.5098 | 0.084312 | 999.2171 | -0.2856 | 999.2171 | 0.12379 | 999.6646 | 0.00039516 | 1078.1756 | 0.00026116 | 999.2171 | -0.11381 | 1083.8973 | 0.0029639 | 1077.5098 | 0.16093 | 999.2171 | 2.1511 | 1112.7618 | 0.029849 |  |  |  |  | 1303.1471 | 0.00099555 |  |  |  |  | 1208.78 | 0 | 1208.7731 | 0.0019668
| 1077.6782 | 0.076216 | 999.4601 | 0.082789 | 999.4601 | 0.11511 | 999.9084 | 0.0034082 | 1078.3461 | 0 | 999.4601 | 0.2887 | 1084.0693 | 0.0088685 | 1077.6782 | 0.16617 | 999.4601 | 2.1058 | 1112.885 | 0.029066 |  |  |  |  | 1303.2302 | 0.00099515 |  |  |  |  | 1208.8517 | 0 | 1208.8446 | 0.001943
| 1077.8467 | 0.084781 | 999.703 | -0.22678 | 999.703 | -0.011195 | 1000.1521 | -0.00037229 | 1078.5166 | 0.00026116 | 999.703 | -0.27655 | 1084.2412 | 0.0016267 | 1077.8467 | 0.16166 | 999.703 | 2.0534 | 1113.0083 | 0.028503 |  |  |  |  | 1303.3135 | 0.000995 |  |  |  |  | 1208.9232 | 0 | 1208.9163 | 0.0019224
| 1078.0152 | 0.074432 | 999.946 | 0.029868 | 999.946 | 0.024094 | 1000.3959 | 0.0029985 | 1078.687 | 0 | 999.946 | 0.20271 | 1084.4132 | 0.00489 | 1078.0152 | 0.16505 | 999.946 | 1.9936 | 1113.1316 | 0.028144 |  |  |  |  | 1303.3966 | 0.00099504 |  |  |  |  | 1208.9949 | 0 | 1208.9878 | 0.0019057
| 1078.1836 | 0.083654 | 1000.189 | -0.20458 | 1000.189 | -0.0048035 | 1000.6396 | -0.002937 | 1078.8575 | 0.00026116 | 1000.189 | -0.29494 | 1084.5852 | 0.001653 | 1078.1836 | 0.16122 | 1000.189 | 1.9664 | 1113.2549 | 0.027787 |  |  |  |  | 1303.4799 | 0.00099533 |  |  |  |  | 1209.0665 | 0 | 1209.0594 | 0.0018961
| 1078.3521 | 0.075277 | 1000.432 | 0.080456 | 1000.432 | 0.046615 | 1000.8834 | 0.0025911 | 1079.028 | 0 | 1000.432 | 0 | 1084.7571 | 0.0047123 | 1078.3521 | 0.16419 | 1000.432 | 1.9067 | 1113.3782 | 0.027519 |  |  |  |  | 1303.5631 | 0.00099584 |  |  |  |  | 1209.1381 | 0 | 1209.1311 | 0.0018953
| 1078.5206 | 0.083279 | 1000.6749 | -0.21148 | 1000.6749 | -0.020925 | 1001.1271 | -0.0079413 | 1079.1985 | 0 | 1000.6749 | 0 | 1084.9291 | 0.0011057 | 1078.5206 | 0.16091 | 1000.6749 | 1.9157 | 1113.5016 | 0.027087 |  |  |  |  | 1303.6462 | 0.00099656 |  |  |  |  | 1209.2097 | 0 | 1209.2026 | 0.0019057
| 1078.689 | 0.079876 | 1000.9179 | 0.098952 | 1000.9179 | 0.068499 | 1001.3709 | 0.0049319 | 1079.369 | 0.00017411 | 1000.9179 | 0 | 1085.1011 | 0.0082444 | 1078.689 | 0.16447 | 1000.9179 | 1.8791 | 1113.6249 | 0.026893 |  |  |  |  | 1303.7295 | 0.00099752 |  |  |  |  | 1209.2814 | 0 | 1209.2743 | 0.0019255
| 1078.8575 | 0.083936 | 1001.1609 | -0.25824 | 1001.1609 | 0.12727 | 1001.6147 | -0.0099662 | 1079.5395 | 0.00026116 | 1001.1609 | 0 | 1085.2731 | 0.00506 | 1078.8575 | 0.16108 | 1001.1609 | 1.8328 | 1113.7483 | 0.026759 |  |  |  |  | 1303.8127 | 0.0009987 |  |  |  |  | 1209.353 | 0 | 1209.3459 | 0.0019541
| 1079.0259 | 0.08288 | 1001.4039 | 0.27085 | 1001.4039 | -0.019864 | 1001.8585 | 0.0024066 | 1079.71 | 0 | 1001.4039 | 0 | 1085.445 | 0.010718 | 1079.0259 | 0.1654 | 1001.4039 | 1.8009 | 1113.8717 | 0.026164 |  |  |  |  | 1303.896 | 0.0010001 |  |  |  |  | 1209.4247 | 0 | 1209.4176 | 0.0019899
| 1079.1944 | 0.084218 | 1001.6469 | -0.25453 | 1001.6469 | -0.071289 | 1002.1023 | -0.0045082 | 1079.8805 | 0.00026116 | 1001.6469 | 0 | 1085.617 | 0.0095091 | 1079.1944 | 0.16088 | 1001.6469 | 1.7517 | 1113.9952 | 0.026436 |  |  |  |  | 1303.9794 | 0.0010017 |  |  |  |  | 1209.4963 | 0 | 1209.4893 | 0.002028
| 1079.3629 | 0.076028 | 1001.8899 | 0.16281 | 1001.8899 | 0.044729 | 1002.3461 | 0.0036011 | 1080.051 | 0 | 1001.8899 | 0 | 1085.789 | 0.01724 | 1079.3629 | 0.1656 | 1001.8899 | 1.7154 | 1114.1189 | 0.026807 |  |  |  |  | 1304.0626 | 0.0010036 |  |  |  |  | 1209.568 | 0 | 1209.5609 | 0.0020661
| 1079.5313 | 0.083748 | 1002.1329 | -0.19133 | 1002.1329 | -0.090632 | 1002.5898 | 0.0025115 | 1080.2214 | 0 | 1002.1329 | 0 | 1085.961 | 0.011979 | 1079.5313 | 0.16142 | 1002.1329 | 1.7077 | 1114.2424 | 0.026118 |  |  |  |  | 1304.1459 | 0.0010057 |  |  |  |  | 1209.6397 | 0 | 1209.6326 | 0.0020995
| 1079.6998 | 0.077436 | 1002.3759 | 0.069666 | 1002.3759 | 0.1341 | 1002.8337 | 0.0013556 | 1080.3919 | 0 | 1002.3759 | 0 | 1086.1329 | 0.018339 | 1079.6998 | 0.16588 | 1002.3759 | 1.6695 | 1114.3658 | 0.025824 |  |  |  |  | 1304.2293 | 0.001008 |  |  |  |  | 1209.7113 | 0 | 1209.7043 | 0.0021249
| 1079.8682 | 0.084875 | 1002.619 | -0.19348 | 1002.619 | -0.17677 | 1003.0775 | -0.0096728 | 1080.5624 | 0 | 1002.619 | 0 | 1086.3049 | 0.01903 | 1079.8682 | 0.1617 | 1002.619 | 1.6329 | 1114.4894 | 0.025856 |  |  |  |  | 1304.3125 | 0.0010085 |  |  |  |  | 1209.7831 | 0 | 1209.776 | 0.0021416
| 1080.0367 | 0.076685 | 1002.862 | 0.12014 | 1002.862 | 0.11063 | 1003.3214 | 0.00024158 | 1080.7329 | 0 | 1002.862 | 0 | 1086.4769 | 0.015328 | 1080.0367 | 0.16464 | 1002.862 | 1.5933 | 1114.613 | 0.025658 |  |  |  |  | 1304.3959 | 0.0010087 |  |  |  |  | 1209.8547 | 0 | 1209.8477 | 0.002148
| 1080.2051 | 0.084124 | 1003.105 | -0.32408 | 1003.105 | 0.089106 | 1003.5651 | -0.0011841 | 1080.9034 | 0 | 1003.105 | 0 | 1086.6489 | 0.012284 | 1080.2051 | 0.16091 | 1003.105 | 1.5539 | 1114.7367 | 0.0252 |  |  |  |  | 1304.4793 | 0.001009 |  |  |  |  | 1209.9265 | 0 | 1209.9194 | 0.0021456
| 1080.3736 | 0.078562 | 1003.3481 | 0.090302 | 1003.3481 | 0.1102 | 1003.809 | 0.0088984 | 1081.0739 | 0.00017411 | 1003.3481 | 0 | 1086.8208 | 0.0098557 | 1080.3736 | 0.16418 | 1003.348 | 1.5152 | 1114.8604 | 0.024495 |  |  |  |  | 1304.5625 | 0.0010095 |  |  |  |  | 1209.9982 | 0 | 1209.9911 | 0.0021368
| 1080.5421 | 0.084218 | 1003.5911 | -0.26842 | 1003.5911 | -0.10935 | 1004.0529 | -0.0046592 | 1081.2444 | 0 | 1003.5911 | 0 | 1086.9928 | 0.0081358 | 1080.5421 | 0.16086 | 1003.5911 | 1.4764 | 1114.984 | 0.024048 |  |  |  |  | 1304.6459 | 0.0010102 |  |  |  |  | 1210.07 | 0 | 1210.0629 | 0.0021225
| 1080.7105 | 0.078374 | 1003.8341 | -0.017659 | 1003.8341 | 0.21712 | 1004.2967 | 0.00093586 | 1081.4149 | 0 | 1003.8341 | 0 | 1087.1648 | 0.00032359 | 1080.7105 | 0.16491 | 1003.8341 | 1.4387 | 1115.1078 | 0.023658 |  |  |  |  | 1304.7293 | 0.0010112 |  |  |  |  | 1210.1416 | 0 | 1210.1346 | 0.0021066
| 1080.879 | 0.084969 | 1004.0772 | -0.052382 | 1004.0772 | -0.10455 | 1004.5405 | 0.0035833 | 1081.5854 | 0 | 1004.0772 | 0 | 1087.3368 | 0.0051039 | 1080.879 | 0.16547 | 1004.0772 | 1.4014 | 1115.2317 | 0.023508 |  |  |  |  | 1304.8126 | 0.0010123 |  |  |  |  | 1210.2134 | 0 | 1210.2063 | 0.0020908
| 1081.0474 | 0.086822 | 1004.3202 | -0.15336 | 1004.3202 | -0.14285 | 1004.7844 | -0.0024717 | 1081.7559 | 0 | 1004.3202 | 0 | 1087.5087 | 0.00028739 | 1081.0474 | 0.16501 | 1004.3202 | 1.3649 | 1115.3555 | 0.023575 |  |  |  |  | 1304.896 | 0.0010136 |  |  |  |  | 1210.2852 | 0 | 1210.2781 | 0.0020749
| 1081.2159 | 0.077364 | 1004.5633 | 0.097792 | 1004.5633 | 0.06071 | 1005.0283 | 0.0030813 | 1081.9264 | 0.0013058 | 1004.5633 | 0 | 1087.6807 | 0.0058301 | 1081.2159 | 0.16513 | 1004.5633 | 1.3289 | 1115.4791 | 0.023296 |  |  |  |  | 1304.9795 | 0.0010151 |  |  |  |  | 1210.3569 | 0 | 1210.3499 | 0.0020598
| 1081.3843 | 0.08701 | 1004.8063 | -0.18184 | 1004.8063 | 0.095735 | 1005.2721 | -6.2137e-05 | 1082.0969 | 0 | 1004.8063 | 0 | 1087.8527 | 0.00093237 | 1081.3843 | 0.16146 | 1004.8063 | 1.2943 | 1115.6029 | 0.022979 |  |  |  |  | 1305.0629 | 0.0010167 |  |  |  |  | 1210.4287 | 0 | 1210.4216 | 0.0020463
| 1081.5528 | 0.074923 | 1005.0494 | 0.15435 | 1005.0494 | 0.0046302 | 1005.516 | 0.00018304 | 1082.2675 | 0.00078349 | 1005.0494 | 0 | 1088.0247 | 0.0063456 | 1081.5528 | 0.16612 | 1005.0494 | 1.2606 | 1115.7268 | 0.022812 |  |  |  |  | 1305.1462 | 0.0010186 |  |  |  |  | 1210.5005 | 0 | 1210.4934 | 0.0020352
| 1081.7212 | 0.086916 | 1005.2925 | -0.20201 | 1005.2925 | -0.16996 | 1005.7599 | 0.0012021 | 1082.438 | 0 | 1005.2925 | 0 | 1088.1966 | 0.00041463 | 1081.7212 | 0.16157 | 1005.2925 | 1.2276 | 1115.8507 | 0.022593 |  |  |  |  | 1305.2297 | 0.0010206 |  |  |  |  | 1210.5723 | 0 | 1210.5652 | 0.0020272
| 1081.8896 | 0.07727 | 1005.5356 | 0.16919 | 1005.5356 | 0.090246 | 1006.0038 | 0.0042009 | 1082.6085 | 0.0013058 | 1005.5356 | 0 | 1088.3686 | 0.0066758 | 1081.8896 | 0.1655 | 1005.5356 | 1.1954 | 1115.9746 | 0.022423 |  |  |  |  | 1305.3131 | 0.0010227 |  |  |  |  | 1210.644 | 0 | 1210.637 | 0.0020217
| 1082.0581 | 0.086259 | 1005.7786 | -0.21025 | 1005.7786 | -0.11113 | 1006.2477 | -0.00098648 | 1082.779 | 0 | 1005.7786 | 0 | 1088.5406 | 0.0020216 | 1082.0581 | 0.16079 | 1005.7786 | 1.164 | 1116.0985 | 0.022301 |  |  |  |  | 1305.3966 | 0.001025 |  |  |  |  | 1210.7158 | 0 | 1210.7089 | 0.0020209
| 1082.2265 | 0.07389 | 1006.0217 | 0.23203 | 1006.0217 | 0.13715 | 1006.4916 | 0.0063803 | 1082.9495 | 0.00026116 | 1006.0217 | 0 | 1088.7126 | 0.007504 | 1082.2265 | 0.16545 | 1006.0217 | 1.1335 | 1116.2225 | 0.021945 |  |  |  |  | 1305.4801 | 0.0010274 |  |  |  |  | 1210.7877 | 0 | 1210.7806 | 0.002024
| 1082.395 | 0.084663 | 1006.2648 | -0.19762 | 1006.2648 | 0.00057564 | 1006.7355 | 0.005362 | 1083.12 | 0 | 1006.2648 | 0 | 1088.8846 | 0.0027587 | 1082.395 | 0.16056 | 1006.2648 | 1.1035 | 1116.3466 | 0.021851 |  |  |  |  | 1305.5636 | 0.00103 |  |  |  |  | 1210.8595 | 0 | 1210.8524 | 0.0020296
| 1082.5634 | 0.075486 | 1006.5079 | 0.1276 | 1006.5079 | 0.039918 | 1006.9794 | 0.008564 | 1083.2905 | 0.00078349 | 1006.5079 | 0 | 1089.0566 | 0.011 | 1082.5634 | 0.16559 | 1006.5079 | 1.0747 | 1116.4706 | 0.021856 |  |  |  |  | 1305.6471 | 0.0010326 |  |  |  |  | 1210.9313 | 0 | 1210.9243 | 0.0020383
| 1082.7319 | 0.085508 | 1006.751 | -0.12924 | 1006.751 | 0.10658 | 1007.2233 | 0.0003397 | 1083.461 | 0 | 1006.751 | 0 | 1089.2285 | 0.00506 | 1082.7319 | 0.16069 | 1006.751 | 1.0465 | 1116.5946 | 0.021118 |  |  |  |  | 1305.7306 | 0.0010354 |  |  |  |  | 1211.0032 | 0 | 1210.9961 | 0.0020471
| 1082.9003 | 0.072482 | 1006.9941 | 0.078106 | 1006.9941 | 0.10573 | 1007.4672 | -0.00040995 | 1083.6316 | 0.0013058 | 1006.9941 | 0 | 1089.4005 | 0.010523 | 1082.9003 | 0.16553 | 1006.9941 | 1.0193 | 1116.7189 | 0.020454 |  |  |  |  | 1305.8141 | 0.0010383 |  |  |  |  | 1211.0749 | 0 | 1211.068 | 0.002055
| 1083.0687 | 0.085132 | 1007.2372 | -0.28745 | 1007.2372 | -0.14794 | 1007.7112 | 1.0239e-05 | 1083.8021 | 0 | 1007.2372 | 0 | 1089.5725 | 0.0039511 | 1083.0687 | 0.16128 | 1007.2372 | 0.99296 | 1116.8428 | 0.020241 |  |  |  |  | 1305.8976 | 0.0010413 |  |  |  |  | 1211.1469 | 0 | 1211.1398 | 0.0020614
| 1083.2372 | 0.076237 | 1007.4803 | 0.085114 | 1007.4803 | -0.068228 | 1007.9551 | 0.0045741 | 1083.9726 | 0.00026116 | 1007.4803 | 0 | 1089.7445 | 0.00953 | 1083.2372 | 0.16566 | 1007.4803 | 0.96755 | 1116.9669 | 0.0201 |  |  |  |  | 1305.9811 | 0.0010444 |  |  |  |  | 1211.2188 | 0 | 1211.2117 | 0.0020661
| 1083.4056 | 0.086728 | 1007.7234 | -0.25073 | 1007.7234 | 0.075329 | 1008.199 | -0.0037892 | 1084.1431 | 0 | 1007.7234 | 0 | 1089.9165 | 0.0043935 | 1083.4056 | 0.16179 | 1007.7234 | 0.94286 | 1117.0911 | 0.020329 |  |  |  |  | 1306.0646 | 0.0010476 |  |  |  |  | 1211.2906 | 0 | 1211.2836 | 0.0020685
| 1083.5741 | 0.073515 | 1007.9666 | 0.073529 | 1007.9666 | 0.20928 | 1008.443 | 0.0043511 | 1084.3136 | 0.00078349 | 1007.9666 | 0 | 1090.0885 | 0.008983 | 1083.5741 | 0.16568 | 1007.9666 | 0.91881 | 1117.2153 | 0.020367 |  |  |  |  | 1306.1482 | 0.0010508 |  |  |  |  | 1211.3624 | 0 | 1211.3555 | 0.0020701
| 1083.7425 | 0.086728 | 1008.2097 | -0.24049 | 1008.2097 | 0.0023695 | 1008.687 | -0.001149 | 1084.4842 | 0 | 1008.2097 | 0 | 1090.2604 | 0.002735 | 1083.7425 | 0.16157 | 1008.2097 | 0.89548 | 1117.3395 | 0.01983 |  |  |  |  | 1306.2317 | 0.0010541 |  |  |  |  | 1211.4343 | 0 | 1211.4274 | 0.0020717
| 1083.9109 | 0.073796 | 1008.4528 | 0.12099 | 1008.4528 | -0.064607 | 1008.9309 | 0.00037678 | 1084.6547 | 0.00026116 | 1008.4528 | 0 | 1090.4324 | 0.0077336 | 1083.9109 | 0.16532 | 1008.4528 | 0.87269 | 1117.4637 | 0.019532 |  |  |  |  | 1306.3153 | 0.0010575 |  |  |  |  | 1211.5062 | 0 | 1211.4993 | 0.0020733
| 1084.0794 | 0.087854 | 1008.6959 | -0.23017 | 1008.6959 | -0.071004 | 1009.1749 | -0.0041319 | 1084.8252 | 0 | 1008.6959 | 0 | 1090.6044 | 0.0031453 | 1084.0794 | 0.16083 | 1008.696 | 0.85045 | 1117.5879 | 0.019237 |  |  |  |  | 1306.3989 | 0.0010609 |  |  |  |  | 1211.5781 | 0 | 1211.5712 | 0.0020749
| 1084.2478 | 0.072951 | 1008.9391 | 0.060871 | 1008.9391 | -0.056497 | 1009.4189 | 0.0029453 | 1084.9957 | 0.0018278 | 1008.9391 | 0 | 1090.7764 | 0.009044 | 1084.2478 | 0.1653 | 1008.9391 | 0.82892 | 1117.7123 | 0.019064 |  |  |  |  | 1306.4825 | 0.0010643 |  |  |  |  | 1211.6501 | 0 | 1211.6431 | 0.0020757
| 1084.4162 | 0.085789 | 1009.1822 | -0.32316 | 1009.1822 | 0.066357 | 1009.6628 | -0.0021025 | 1085.1663 | 0 | 1009.1822 | 0 | 1090.9484 | 0.0054231 | 1084.4162 | 0.1612 | 1009.1822 | 0.80804 | 1117.8365 | 0.019344 |  |  |  |  | 1306.566 | 0.0010678 |  |  |  |  | 1211.7221 | 0 | 1211.715 | 0.0020757
| 1084.5847 | 0.080838 | 1009.4254 | 0.026528 | 1009.4254 | 0.14377 | 1009.9068 | 0.0024693 | 1085.3368 | 0.00078349 | 1009.4254 | 0 | 1091.1204 | 0.010648 | 1084.5847 | 0.16585 | 1009.4254 | 0.78769 | 1117.9609 | 0.019419 |  |  |  |  | 1306.6497 | 0.0010712 |  |  |  |  | 1211.7939 | 0 | 1211.7869 | 0.0020741
| 1084.7531 | 0.087385 | 1009.6685 | -0.30746 | 1009.6685 | -0.06472 | 1010.1508 | -0.0031771 | 1085.5073 | 0 | 1009.6685 | 0 | 1091.2924 | 0.0069138 | 1084.7531 | 0.16142 | 1009.6685 | 0.76789 | 1118.0853 | 0.01898 |  |  |  |  | 1306.7333 | 0.0010747 |  |  |  |  | 1211.8658 | 0 | 1211.8589 | 0.0020709
| 1084.9215 | 0.071825 | 1009.9117 | 0.0048602 | 1009.9117 | -0.020209 | 1010.3948 | 0.0022115 | 1085.6778 | 0.0013058 | 1009.9117 | 0 | 1091.4643 | 0.011719 | 1084.9215 | 0.16561 | 1009.9117 | 0.74863 | 1118.2097 | 0.018153 |  |  |  |  | 1306.817 | 0.0010782 |  |  |  |  | 1211.9379 | 0 | 1211.9308 | 0.0020661
| 1085.09 | 0.085038 | 1010.1548 | -0.29846 | 1010.1548 | -0.046427 | 1010.6388 | -0.0040693 | 1085.8484 | 0 | 1010.1548 | 0 | 1091.6363 | 0.0024604 | 1085.09 | 0.161 | 1010.1549 | 0.72982 | 1118.3344 | 0.01788 |  |  |  |  | 1306.9006 | 0.0010816 |  |  |  |  | 1212.0098 | 0 | 1212.0028 | 0.0020598
| 1085.2584 | 0.073327 | 1010.398 | 0.14477 | 1010.398 | -0.057701 | 1010.8828 | 0.0023564 | 1086.0189 | 0.00026116 | 1010.398 | 0 | 1091.8083 | 0.0074765 | 1085.2584 | 0.1652 | 1010.398 | 0.71146 | 1118.4586 | 0.018186 |  |  |  |  | 1306.9842 | 0.001085 |  |  |  |  | 1212.0818 | 0 | 1212.0747 | 0.0020526
| 1085.4268 | 0.086353 | 1010.6412 | -0.25229 | 1010.6412 | 0.044319 | 1011.1268 | -0.0060046 | 1086.1894 | 0 | 1010.6412 | 0 | 1091.9803 | 0.0021094 | 1085.4268 | 0.16053 | 1010.6412 | 0.69338 | 1118.5831 | 0.0183 |  |  |  |  | 1307.068 | 0.0010884 |  |  |  |  | 1212.1538 | 0 | 1212.1467 | 0.0020447
| 1085.5952 | 0.079617 | 1010.8844 | 0.089692 | 1010.8844 | 0.15363 | 1011.3709 | 0.0061683 | 1086.36 | 0.00078349 | 1010.8844 | 0 | 1092.1523 | 0.0086239 | 1085.5952 | 0.16531 | 1010.8844 | 0.67574 | 1118.7076 | 0.017866 |  |  |  |  | 1307.1516 | 0.0010917 |  |  |  |  | 1212.2257 | 0 | 1212.2186 | 0.0020344
| 1085.7637 | 0.082974 | 1011.1275 | -0.15099 | 1011.1275 | 0.11768 | 1011.6149 | -0.0046564 | 1086.5305 | 0 | 1011.1275 | 0 | 1092.3243 | 0.0029891 | 1085.7637 | 0.16041 | 1011.1275 | 0.65829 | 1118.8324 | 0.017245 |  |  |  |  | 1307.2353 | 0.001095 |  |  |  |  | 1212.2977 | 0 | 1212.2906 | 0.0020217
| 1085.9321 | 0.078866 | 1011.3707 | 0.094396 | 1011.3707 | 0.13839 | 1011.8589 | 0.0087041 | 1086.701 | 0.0013058 | 1011.3707 | 0 | 1092.4963 | 0.01063 | 1085.9321 | 0.16523 | 1011.3707 | 0.64129 | 1118.9568 | 0.017251 |  |  |  |  | 1307.319 | 0.0010983 |  |  |  |  | 1212.3698 | 0 | 1212.3627 | 0.002005
| 1086.1005 | 0.086259 | 1011.6139 | -0.35894 | 1011.6139 | -0.19428 | 1012.103 | -0.0017782 | 1086.8716 | 0 | 1011.6139 | 0 | 1092.6683 | 0.0031328 | 1086.1005 | 0.16077 | 1011.6139 | 0.62484 | 1119.0814 | 0.017589 |  |  |  |  | 1307.4027 | 0.0011014 |  |  |  |  | 1212.4418 | 0 | 1212.4347 | 0.0019843
| 1086.2689 | 0.077082 | 1011.8571 | 0.13489 | 1011.8571 | 0.060693 | 1012.347 | 0.0092317 | 1087.0421 | 0.0018278 | 1011.8571 | 0 | 1092.8403 | 0.010018 | 1086.2689 | 0.16578 | 1011.8571 | 0.60883 | 1119.2061 | 0.017457 |  |  |  |  | 1307.4865 | 0.0011045 |  |  |  |  | 1212.5138 | 0 | 1212.5067 | 0.0019597
| 1086.4374 | 0.087479 | 1012.1003 | -0.19816 | 1012.1003 | -0.16769 | 1012.5911 | -0.0022042 | 1087.2127 | 0 | 1012.1003 | 0 | 1093.0123 | 0.0035551 | 1086.4374 | 0.16174 | 1012.1003 | 0.59346 | 1119.3307 | 0.017092 |  |  |  |  | 1307.5702 | 0.0011075 |  |  |  |  | 1212.5858 | 0 | 1212.5787 | 0.0019311
| 1086.6058 | 0.074266 | 1012.3435 | 0.13056 | 1012.3435 | 0.1172 | 1012.8351 | 0.0032663 | 1087.3832 | 0.0013058 | 1012.3435 | 0 | 1093.1842 | 0.01129 | 1086.6058 | 0.16564 | 1012.3435 | 0.57863 | 1119.4554 | 0.017106 |  |  |  |  | 1307.6539 | 0.0011104 |  |  |  |  | 1212.6578 | 0 | 1212.6508 | 0.0019001
| 1086.7742 | 0.086634 | 1012.5867 | -0.3377 | 1012.5867 | -0.36023 | 1013.0792 | 0.00061008 | 1087.5537 | 0 | 1012.5867 | 0 | 1093.3562 | 0.0063336 | 1086.7742 | 0.16169 | 1012.5867 | 0.56425 | 1119.5801 | 0.017071 |  |  |  |  | 1307.7377 | 0.0011132 |  |  |  |  | 1212.7299 | 0 | 1212.7228 | 0.0018683
| 1086.9426 | 0.074923 | 1012.8299 | 0.16789 | 1012.8299 | 0.16406 | 1013.3232 | 0.0055867 | 1087.7243 | 0.00026116 | 1012.8299 | 0 | 1093.5282 | 0.010098 | 1086.9426 | 0.16512 | 1012.8299 | 0.55042 | 1119.7048 | 0.016836 |  |  |  |  | 1307.8214 | 0.0011159 |  |  |  |  | 1212.8019 | 0 | 1212.7949 | 0.0018366
| 1087.111 | 0.086165 | 1013.0731 | -0.21363 | 1013.0731 | -0.012387 | 1013.5673 | -0.0023271 | 1087.8948 | 0 | 1013.0731 | 0 | 1093.7002 | 0.0030308 | 1087.111 | 0.16148 | 1013.0731 | 0.53685 | 1119.8296 | 0.016562 |  |  |  |  | 1307.9053 | 0.0011184 |  |  |  |  | 1212.874 | 0 | 1212.8669 | 0.0018096
| 1087.2795 | 0.07774 | 1013.3164 | 0.0056301 | 1013.3164 | 0.06188 | 1013.8114 | 0.0077075 | 1088.0654 | 0.00078349 | 1013.3164 | 0 | 1093.8722 | 0.0062886 | 1087.2795 | 0.16545 | 1013.3164 | 0.52374 | 1119.9545 | 0.015983 |  |  |  |  | 1307.989 | 0.0011209 |  |  |  |  | 1212.946 | 0 | 1212.939 | 0.0017881
| 1087.4479 | 0.08701 | 1013.5596 | -0.46015 | 1013.5596 | -0.087243 | 1014.0555 | -0.0023884 | 1088.2359 | 0 | 1013.5596 | 0 | 1094.0442 | 0.001245 | 1087.4479 | 0.16064 | 1013.5596 | 0.5109 | 1120.0792 | 0.015993 |  |  |  |  | 1308.0728 | 0.0011232 |  |  |  |  | 1213.0182 | 0 | 1213.0111 | 0.0017754
| 1087.6163 | 0.076988 | 1013.8028 | 0.22431 | 1013.8028 | -0.037017 | 1014.2996 | 0.0022149 | 1088.4065 | 0.0018278 | 1013.8028 | 0 | 1094.2162 | 0.0061131 | 1087.6163 | 0.16477 | 1013.8028 | 0.49842 | 1120.2041 | 0.015933 |  |  |  |  | 1308.1566 | 0.0011254 |  |  |  |  | 1213.0902 | 0 | 1213.0831 | 0.0017738
| 1087.7847 | 0.086916 | 1014.046 | -0.26258 | 1014.046 | -0.041628 | 1014.5437 | -0.00099253 | 1088.577 | 0 | 1014.046 | 0 | 1094.3882 | 0.002739 | 1087.7847 | 0.15859 | 1014.046 | 0.48621 | 1120.329 | 0.014817 |  |  |  |  | 1308.2405 | 0.0011274 |  |  |  |  | 1213.1624 | 0 | 1213.1553 | 0.0017841
| 1087.9531 | 0.076331 | 1014.2893 | 0.064636 | 1014.2893 | 0.060239 | 1014.7878 | 0.0079946 | 1088.7476 | 0.00078349 | 1014.2893 | 0 | 1094.5602 | 0.0060889 | 1087.9531 | 0.16363 | 1014.2893 | 0.47446 | 1120.454 | 0.014259 |  |  |  |  | 1308.3242 | 0.0011293 |  |  |  |  | 1213.2344 | 0 | 1213.2274 | 0.0018072
| 1088.1215 | 0.08701 | 1014.5325 | -0.40995 | 1014.5325 | -0.20948 | 1015.0319 | -0.0078809 | 1088.9181 | 0 | 1014.5325 | 0 | 1094.7322 | 0.0031887 | 1088.1215 | 0.15618 | 1014.5325 | 0.46298 | 1120.5789 | 0.014822 |  |  |  |  | 1308.4081 | 0.0011311 |  |  |  |  | 1213.3065 | 0 | 1213.2994 | 0.0018413
| 1088.2899 | 0.071261 | 1014.7758 | 0.17477 | 1014.7758 | 0.22331 | 1015.276 | 0.0053794 | 1089.0887 | 0.00078349 | 1014.7758 | 0 | 1094.9042 | 0.010688 | 1088.2899 | 0.16165 | 1014.7758 | 0.45185 | 1120.7039 | 0.01536 |  |  |  |  | 1308.4919 | 0.0011327 |  |  |  |  | 1213.3787 | 0 | 1213.3716 | 0.0018858
| 1088.4583 | 0.083349 | 1015.019 | -0.33533 | 1015.019 | -0.13362 | 1015.5201 | -0.0019976 | 1089.2592 | 0 | 1015.019 | 0 | 1095.0762 | 0.001743 | 1088.4583 | 0.15497 | 1015.019 | 0.44073 | 1120.8289 | 0.015237 |  |  |  |  | 1308.5758 | 0.0011341 |  |  |  |  | 1213.4508 | 0 | 1213.4437 | 0.0019351
| 1088.6268 | 0.074641 | 1015.2623 | 0.045445 | 1015.2623 | -0.051738 | 1015.7643 | 0.0046253 | 1089.4298 | 0.00078349 | 1015.2623 | 0 | 1095.2482 | 0.0080129 | 1088.6268 | 0.16194 | 1015.2623 | 0.42925 | 1120.9539 | 0.014843 |  |  |  |  | 1308.6597 | 0.0011354 |  |  |  |  | 1213.523 | 0 | 1213.5159 | 0.0019859
| 1088.7952 | 0.085226 | 1015.5055 | -0.30668 | 1015.5055 | -0.1141 | 1016.0084 | -0.0010767 | 1089.6003 | 0 | 1015.5055 | 0 | 1095.4202 | 0.0039105 | 1088.7952 | 0.15591 | 1015.5055 | 0.41713 | 1121.079 | 0.014744 |  |  |  |  | 1308.7435 | 0.0011365 |  |  |  |  | 1213.5951 | 0 | 1213.588 | 0.0020336
| 1088.9636 | 0.071355 | 1015.7488 | 0.40948 | 1015.7488 | 0.26621 | 1016.2526 | 0.0023529 | 1089.7709 | 0.00078349 | 1015.7488 | 0 | 1095.5922 | 0.0093808 | 1088.9636 | 0.16256 | 1015.7488 | 0.40411 | 1121.204 | 0.014631 |  |  |  |  | 1308.8275 | 0.0011375 |  |  |  |  | 1213.6672 | 0 | 1213.6602 | 0.0020733
| 1089.132 | 0.085883 | 1015.9921 | -0.39355 | 1015.9921 | -0.3075 | 1016.4967 | 0.0025026 | 1089.9414 | 0 | 1015.9921 | 0 | 1095.7642 | 0.0020666 | 1089.132 | 0.15723 | 1015.9921 | 0.38991 | 1121.3291 | 0.01449 |  |  |  |  | 1308.9114 | 0.0011382 |  |  |  |  | 1213.7394 | 0 | 1213.7323 | 0.0021011
| 1089.3004 | 0.077176 | 1016.2353 | 0.092004 | 1016.2353 | 0.2449 | 1016.7408 | 0.0091261 | 1090.112 | 0.00078349 | 1016.2353 | 0 | 1095.9362 | 0.0098228 | 1089.3004 | 0.16407 | 1016.2354 | 0.37463 | 1121.4542 | 0.014315 |  |  |  |  | 1308.9952 | 0.0011388 |  |  |  |  | 1213.8115 | 0 | 1213.8046 | 0.0021162
| 1089.4688 | 0.087291 | 1016.4786 | -0.14762 | 1016.4786 | -0.12874 | 1016.985 | -0.0023176 | 1090.2826 | 0 | 1016.4786 | 0 | 1096.1082 | 0.0033182 | 1089.4688 | 0.1586 | 1016.4786 | 0.35835 | 1121.5793 | 0.014105 |  |  |  |  | 1309.0792 | 0.0011393 |  |  |  |  | 1213.8838 | 0 | 1213.8767 | 0.0021186
| 1089.6372 | 0.071918 | 1016.7219 | 0.24247 | 1016.7219 | 0.14426 | 1017.2292 | -0.00169 | 1090.4531 | 0.00078349 | 1016.7219 | 0 | 1096.2802 | 0.010222 | 1089.6372 | 0.16446 | 1016.7219 | 0.34126 | 1121.7045 | 0.014232 |  |  |  |  | 1309.1631 | 0.0011396 |  |  |  |  | 1213.9559 | 0 | 1213.9488 | 0.0021106
| 1089.8056 | 0.085602 | 1016.9652 | -0.22933 | 1016.9652 | -0.048492 | 1017.4733 | -0.0058682 | 1090.6237 | 0 | 1016.9652 | 0 | 1096.4522 | 0.003079 | 1089.8056 | 0.15957 | 1016.9652 | 0.32327 | 1121.8297 | 0.013994 |  |  |  |  | 1309.2471 | 0.0011397 |  |  |  |  | 1214.0282 | 0 | 1214.0211 | 0.0020939
| 1089.974 | 0.075768 | 1017.2085 | 0.18427 | 1017.2085 | 0.053511 | 1017.7175 | 0.0014792 | 1090.7943 | 0.00078349 | 1017.2085 | 0 | 1096.6242 | 0.010875 | 1089.974 | 0.16542 | 1017.2085 | 0.30455 | 1121.955 | 0.013227 |  |  |  |  | 1309.3311 | 0.0011396 |  |  |  |  | 1214.1003 | 0 | 1214.0933 | 0.0020733
| 1090.1424 | 0.08654 | 1017.4518 | -0.28594 | 1017.4518 | -0.31309 | 1017.9617 | -0.0011562 | 1090.9648 | 0 | 1017.4518 | 0 | 1096.7962 | 0.0042341 | 1090.1424 | 0.16072 | 1017.4518 | 0.28502 | 1122.0802 | 0.012878 |  |  |  |  | 1309.415 | 0.0011394 |  |  |  |  | 1214.1726 | 0 | 1214.1655 | 0.0020518
| 1090.3108 | 0.076237 | 1017.6951 | 0.1803 | 1017.6951 | 0.020664 | 1018.2059 | 0.0026818 | 1091.1354 | 0.00078349 | 1017.6951 | 0 | 1096.9682 | 0.0082202 | 1090.3108 | 0.16565 | 1017.6951 | 0.26467 | 1122.2056 | 0.013216 |  |  |  |  | 1309.499 | 0.001139 |  |  |  |  | 1214.2448 | 0 | 1214.2378 | 0.0020328
| 1090.4792 | 0.087667 | 1017.9384 | -0.23089 | 1017.9384 | -0.089799 | 1018.4501 | -0.0016839 | 1091.3059 | 0 | 1017.9384 | 0 | 1097.1402 | 0.0017068 | 1090.4792 | 0.16131 | 1017.9384 | 0.2436 | 1122.3309 | 0.013373 |  |  |  |  | 1309.583 | 0.0011385 |  |  |  |  | 1214.317 | 0 | 1214.3099 | 0.0020161
| 1090.6476 | 0.077646 | 1018.1817 | 0.08355 | 1018.1817 | 0.15126 | 1018.6943 | 0.0029474 | 1091.4765 | 0.00078349 | 1018.1817 | 0 | 1097.3122 | 0.0044359 | 1090.6476 | 0.16586 | 1018.1817 | 0.22181 | 1122.4564 | 0.013336 |  |  |  |  | 1309.667 | 0.0011377 |  |  |  |  | 1214.3893 | 0 | 1214.3822 | 0.0020042
| 1090.816 | 0.086353 | 1018.425 | -0.3317 | 1018.425 | -0.035633 | 1018.9385 | -0.0036409 | 1091.6471 | 0 | 1018.425 | 0 | 1097.4842 | 0.0038392 | 1090.816 | 0.16149 | 1018.425 | 0.1993 | 1122.5817 | 0.013357 |  |  |  |  | 1309.751 | 0.0011369 |  |  |  |  | 1214.4615 | 0 | 1214.4545 | 0.0019962
| 1090.9844 | 0.076707 | 1018.6683 | 0.27862 | 1018.6683 | 0.25765 | 1019.1827 | 0.0018492 | 1091.8177 | 0.00026116 | 1018.6683 | 0 | 1097.6562 | 0.00078758 | 1090.9844 | 0.16566 | 1018.6683 | 0.17669 | 1122.707 | 0.012992 |  |  |  |  | 1309.8351 | 0.0011358 |  |  |  |  | 1214.5338 | 0 | 1214.5267 | 0.0019923
| 1091.1528 | 0.086822 | 1018.9116 | -0.29267 | 1018.9116 | 0.10019 | 1019.4269 | -0.0047976 | 1091.9882 | 0 | 1018.9116 | 0 | 1097.8282 | 0.0063774 | 1091.1528 | 0.16174 | 1018.9116 | 0.15445 | 1122.8325 | 0.01256 |  |  |  |  | 1309.9191 | 0.0011346 |  |  |  |  | 1214.6061 | 0 | 1214.599 | 0.0019931
| 1091.3212 | 0.080462 | 1019.155 | 0.18009 | 1019.155 | 0.040566 | 1019.6711 | 0.0010139 | 1092.1588 | 0.00026116 | 1019.155 | 0 | 1098.0002 | 0.0055405 | 1091.3212 | 0.16554 | 1019.155 | 0.13311 | 1122.958 | 0.01267 |  |  |  |  | 1310.0031 | 0.0011333 |  |  |  |  | 1214.6783 | 0 | 1214.6713 | 0.0019978
| 1091.4895 | 0.086446 | 1019.3983 | -0.13205 | 1019.3983 | 0.05423 | 1019.9153 | -0.0060309 | 1092.3294 | 0 | 1019.3983 | 0 | 1098.1722 | 0.0016376 | 1091.4895 | 0.16148 | 1019.3983 | 0.11312 | 1123.0835 | 0.012816 |  |  |  |  | 1310.0872 | 0.0011318 |  |  |  |  | 1214.7506 | 0 | 1214.7435 | 0.0020089
| 1091.6579 | 0.075298 | 1019.6416 | 0.10253 | 1019.6416 | 0.15107 | 1020.1596 | 0.00030237 | 1092.4999 | 0.0013058 | 1019.6416 | 0 | 1098.3442 | 0.0062457 | 1091.6579 | 0.16528 | 1019.6416 | 0.094946 | 1123.209 | 0.012615 |  |  |  |  | 1310.1713 | 0.0011302 |  |  |  |  | 1214.8229 | 0 | 1214.8158 | 0.0020256
| 1091.8263 | 0.087573 | 1019.885 | -0.25577 | 1019.885 | -0.1961 | 1020.4038 | -0.00044057 | 1092.6705 | 0 | 1019.885 | 0 | 1098.5162 | 0.00053982 | 1091.8263 | 0.16174 | 1019.885 | 0.07867 | 1123.3346 | 0.012196 |  |  |  |  | 1310.2552 | 0.0011285 |  |  |  |  | 1214.8953 | 0 | 1214.8882 | 0.0020495
| 1091.9947 | 0.076613 | 1020.1283 | 0.12665 | 1020.1283 | 0.14155 | 1020.6481 | 0.0079443 | 1092.8411 | 0.00078349 | 1020.1283 | 0 | 1098.6882 | 0.0054811 | 1091.9947 | 0.16551 | 1020.1283 | 0.064021 | 1123.4603 | 0.011996 |  |  |  |  | 1310.3394 | 0.0011266 |  |  |  |  | 1214.9675 | 0 | 1214.9605 | 0.0020804
| 1092.1631 | 0.087197 | 1020.3717 | -0.1656 | 1020.3717 | -0.34061 | 1020.8923 | -0.0032204 | 1093.0117 | 0 | 1020.3717 | 0 | 1098.8602 | 0.00027312 | 1092.1631 | 0.1617 | 1020.3717 | 0.05109 | 1123.5859 | 0.012093 |  |  |  |  | 1310.4235 | 0.0011246 |  |  |  |  | 1215.0398 | 0 | 1215.0327 | 0.0021186
| 1092.3315 | 0.073139 | 1020.615 | 0.066659 | 1020.615 | 0.035721 | 1021.1366 | 0.0037148 | 1093.1822 | 0.0013058 | 1020.615 | 0 | 1099.0322 | 0.0028368 | 1092.3315 | 0.1655 | 1020.615 | 0.039697 | 1123.7114 | 0.011936 |  |  |  |  | 1310.5076 | 0.0011225 |  |  |  |  | 1215.1122 | 0 | 1215.1051 | 0.0021615
| 1092.4999 | 0.085696 | 1020.8584 | -0.15884 | 1020.8584 | -0.30076 | 1021.3809 | 0.00050713 | 1093.3528 | 0 | 1020.8584 | 0 | 1099.2042 | 0.002899 | 1092.4999 | 0.16156 | 1020.8584 | 0.02984 | 1123.837 | 0.011741 |  |  |  |  | 1310.5917 | 0.0011202 |  |  |  |  | 1215.1844 | 0 | 1215.1775 | 0.0022067
| 1092.6683 | 0.078397 | 1021.1017 | 0.35618 | 1021.1017 | 0.12202 | 1021.6251 | 0.0039655 | 1093.5234 | 0.0013058 | 1021.1017 | 0 | 1099.3762 | 0.0082676 | 1092.6683 | 0.16544 | 1021.1017 | 0.021521 | 1123.9628 | 0.011953 |  |  |  |  | 1310.6759 | 0.0011179 |  |  |  |  | 1215.2568 | 0 | 1215.2498 | 0.0022512
| 1092.8366 | 0.086353 | 1021.3451 | -0.11958 | 1021.3451 | 0.048296 | 1021.8694 | -0.0047991 | 1093.694 | 0 | 1021.3451 | 0 | 1099.5482 | 0.0019153 | 1092.8366 | 0.1618 | 1021.3451 | 0.014649 | 1124.0885 | 0.012132 |  |  |  |  | 1310.76 | 0.0011155 |  |  |  |  | 1215.3292 | 0 | 1215.3221 | 0.0022901
| 1093.005 | 0.079054 | 1021.5885 | 0.19457 | 1021.5885 | 0.057877 | 1022.1136 | 0.0044323 | 1093.8646 | 0.0013058 | 1021.5885 | 0 | 1099.7202 | 0.0067241 | 1093.005 | 0.16601 | 1021.5885 | 0.0093138 | 1124.2142 | 0.011911 |  |  |  |  | 1310.8441 | 0.0011129 |  |  |  |  | 1215.4016 | 0 | 1215.3945 | 0.0023179
| 1093.1734 | 0.086353 | 1021.8318 | 0 | 1021.8318 | 0.15875 | 1022.358 | -0.00092463 | 1094.0351 | 0 | 1021.8318 | 0 | 1099.8922 | 0.0012516 | 1093.1734 | 0.16182 | 1021.8319 | 0.0052844 | 1124.3401 | 0.011554 |  |  |  |  | 1310.9283 | 0.0011103 |  |  |  |  | 1215.4739 | 0 | 1215.4669 | 0.002333
| 1093.3418 | 0.079242 | 1022.0752 | 0 | 1022.0752 | 0.0015314 | 1022.6022 | 0.0045749 | 1094.2057 | 0.00078349 | 1022.0752 | 0 | 1100.0642 | 0.0096824 | 1093.3418 | 0.1655 | 1022.0752 | 0.0026561 | 1124.4658 | 0.011339 |  |  |  |  | 1311.0124 | 0.0011076 |  |  |  |  | 1215.5463 | 0 | 1215.5393 | 0.0023322
| 1093.5102 | 0.085789 | 1022.3186 | 0 | 1022.3186 | -0.23689 | 1022.8466 | -0.00081538 | 1094.3763 | 0 | 1022.3186 | 0 | 1100.2362 | 0.002717 | 1093.5102 | 0.16155 | 1022.3186 | 0.0010887 | 1124.5917 | 0.01141 |  |  |  |  | 1311.0967 | 0.0011048 |  |  |  |  | 1215.6186 | 0 | 1215.6117 | 0.0023172
| 1093.6785 | 0.075768 | 1022.562 | 0 | 1022.562 | -0.13601 | 1023.0908 | 0.0043537 | 1094.5469 | 0.0018278 | 1022.562 | 0 | 1100.4082 | 0.0087314 | 1093.6785 | 0.16561 | 1022.562 | 0.00029177 | 1124.7175 | 0.011825 |  |  |  |  | 1311.1809 | 0.001102 |  |  |  |  | 1215.691 | 0 | 1215.6841 | 0.0022901
| 1093.8469 | 0.086353 | 1022.8054 | 0 | 1022.8054 | 0.0088168 | 1023.3351 | 7.5079e-05 | 1094.7175 | 0 | 1022.8054 | 0 | 1100.5802 | 0.0027028 | 1093.8469 | 0.16135 | 1022.8054 | 0 | 1124.8436 | 0.012141 |  |  |  |  | 1311.265 | 0.001099 |  |  |  |  | 1215.7635 | 0 | 1215.7565 | 0.002256
| 1094.0153 | 0.074923 | 1023.0488 | 0 | 1023.0488 | -0.067747 | 1023.5795 | 0.0030361 | 1094.8881 | 0.0013058 | 1023.0488 | 0 | 1100.7522 | 0.0082532 | 1094.0153 | 0.16533 | 1023.0488 | 0 | 1124.9694 | 0.012066 |  |  |  |  | 1311.3492 | 0.0010961 |  |  |  |  | 1215.8359 | 0 | 1215.8289 | 0.0022187
| 1094.1837 | 0.08654 | 1023.2922 | 0 | 1023.2922 | -0.16719 | 1023.8238 | 0.0014088 | 1095.0587 | 0 | 1023.2922 | 0 | 1100.9242 | 0.0039283 | 1094.1837 | 0.16098 | 1023.2922 | 0 | 1125.0953 | 0.011569 |  |  |  |  | 1311.4335 | 0.0010931 |  |  |  |  | 1215.9083 | 0 | 1215.9012 | 0.0021821
| 1094.352 | 0.074735 | 1023.5356 | 0 | 1023.5356 | 0.14796 | 1024.0681 | -0.0010226 | 1095.2293 | 0.00026116 | 1023.5356 | 0 | 1101.0962 | 0.0061957 | 1094.352 | 0.16541 | 1023.5356 | 0 | 1125.2213 | 0.010673 |  |  |  |  | 1311.5177 | 0.00109 |  |  |  |  | 1215.9808 | 0 | 1215.9738 | 0.0021488
| 1094.5204 | 0.087385 | 1023.779 | 0 | 1023.779 | 0 | 1024.3125 | 0.0019542 | 1095.3998 | 0 | 1023.779 | 0 |  |  | 1094.5204 | 0.1612 | 1023.779 |  | 1125.3473 | 0.0099566 |  |  |  |  | 1311.602 | 0.0010869 |  |  |  |  | 1216.0532 | 0 | 1216.0461 | 0.0021202
| 1094.6888 | 0.07558 | 1024.0224 | 0 | 1024.0224 | 0 | 1024.5568 | -0.0028574 | 1095.5704 | 0.0013058 | 1024.0224 | 0 |  |  | 1094.6888 | 0.1657 | 1024.0224 |  | 1125.4734 | 0.0098357 |  |  |  |  | 1311.6863 | 0.0010838 |  |  |  |  | 1216.1256 | 0 | 1216.1186 | 0.0020939
| 1094.8572 | 0.086728 | 1024.2658 | 0 | 1024.2658 | 0 | 1024.8011 | -0.0017513 | 1095.741 | 0 | 1024.2658 | 0 |  |  | 1094.8572 | 0.16101 | 1024.2658 |  | 1125.5992 | 0.010162 |  |  |  |  | 1311.7705 | 0.0010807 |  |  |  |  | 1216.1981 | 0 | 1216.191 | 0.0020685
| 1095.0255 | 0.073233 | 1024.5093 | 0 | 1024.5093 | 0 | 1025.0455 | 0.0056967 | 1095.9116 | 0.0013058 | 1024.5093 | 0 |  |  | 1095.0255 | 0.16537 | 1024.5093 |  | 1125.7253 | 0.010285 |  |  |  |  | 1311.8549 | 0.0010775 |  |  |  |  | 1216.2706 | 0 | 1216.2635 | 0.0020423
| 1095.1939 | 0.086728 | 1024.7527 | 0 | 1024.7527 | 0 | 1025.2898 | -0.0039172 | 1096.0822 | 0 | 1024.7527 | 0 |  |  | 1095.1939 | 0.16023 | 1024.7527 |  | 1125.8517 | 0.010342 |  |  |  |  | 1311.9391 | 0.0010744 |  |  |  |  | 1216.343 | 0 | 1216.3359 | 0.0020137
| 1095.3623 | 0.073702 | 1024.9961 | 0 | 1024.9961 | 0 | 1025.5342 | 0.0058639 | 1096.2528 | 0.0018278 | 1024.9961 | 0 |  |  | 1095.3623 | 0.1652 | 1024.9961 |  | 1125.9777 | 0.010499 |  |  |  |  | 1312.0234 | 0.0010712 |  |  |  |  | 1216.4155 | 0 | 1216.4084 | 0.0019827
| 1095.5306 | 0.087854 | 1025.2395 | 0 | 1025.2395 | 0 | 1025.7786 | -0.0052911 | 1096.4234 | 0 | 1025.2395 | 0 |  |  | 1095.5306 | 0.16077 | 1025.2395 |  | 1126.1039 | 0.010652 |  |  |  |  | 1312.1077 | 0.0010681 |  |  |  |  | 1216.488 | 0 | 1216.481 | 0.001951
| 1095.699 | 0.077176 | 1025.483 | 0 | 1025.483 | 0 | 1026.0229 | 0.0041299 | 1096.594 | 0.0013058 | 1025.483 | 0 |  |  | 1095.699 | 0.16603 | 1025.483 |  | 1126.23 | 0.010605 |  |  |  |  | 1312.192 | 0.0010649 |  |  |  |  | 1216.5605 | 0 | 1216.5535 | 0.00192
| 1095.8674 | 0.086353 | 1025.7264 | 0 | 1025.7264 | 0 | 1026.2673 | 0.002914 | 1096.7646 | 0 | 1025.7264 | 0 |  |  | 1095.8674 | 0.14285 | 1025.7264 |  | 1126.3563 | 0.010151 |  |  |  |  | 1312.2764 | 0.0010618 |  |  |  |  | 1216.6331 | 0 | 1216.626 | 0.001893
| 1096.0357 | 0.051826 | 1025.9699 | 0 | 1025.9699 | 0 | 1026.5117 | 0.0015191 | 1096.9352 | 0.00078349 | 1025.9699 | 0 |  |  | 1096.0357 | 0.091404 | 1025.9699 |  | 1126.4825 | 0.0096026 |  |  |  |  | 1312.3607 | 0.0010587 |  |  |  |  | 1216.7056 | 0 | 1216.6985 | 0.0018723
| 1096.2041 | 0.0024404 | 1026.2133 | 0 | 1026.2133 | 0 | 1026.7561 | -0.0088861 | 1097.1058 | 0 | 1026.2133 | 0 |  |  | 1096.2041 | 0.035755 | 1026.2133 |  | 1126.609 | 0.0094283 |  |  |  |  | 1312.4451 | 0.0010556 |  |  |  |  | 1216.7781 | 0 | 1216.771 | 0.0018596
| 1096.3724 | 0 | 1026.4568 | 0 | 1026.4568 | 0 | 1027.0005 | 0.0032036 | 1097.2764 | 0.0018278 | 1026.4568 | 0 |  |  | 1096.3724 | 0.0024434 | 1026.4568 |  | 1126.7351 | 0.0096531 |  |  |  |  | 1312.5294 | 0.0010526 |  |  |  |  | 1216.8506 | 0 | 1216.8435 | 0.0018548
| 1096.5408 | 0 | 1026.7002 | 0 | 1026.7002 | 0 | 1027.2449 | -0.0040692 | 1097.447 | 0 | 1026.7002 | 0 |  |  | 1096.5408 | 0.0022746 | 1026.7002 |  | 1126.8615 | 0.0099489 |  |  |  |  | 1312.6139 | 0.0010496 |  |  |  |  | 1216.9232 | 0 | 1216.9161 | 0.001858
| 1096.7092 | 0.00028166 | 1026.9437 | 0 | 1026.9437 | 0 | 1027.4893 | 0.0015784 | 1097.6176 | 0.0018278 | 1026.9437 | 0 |  |  | 1096.7092 | 0.0020269 | 1026.9437 |  | 1126.9879 | 0.0098193 |  |  |  |  | 1312.6982 | 0.0010466 |  |  |  |  | 1216.9957 | 0 | 1216.9887 | 0.0018668
[5 empty] | 0 | 0 | 0 | 0 | 0 | 0 | 0 | 0 |  |  | 1096.8775 | 0 | 0 |  | 1127.1143 | 0.0093018 |  |  |  |  | 1312.7826 | 0.0010437 |  |  |  |  | 1217.0682 | 0 | 1217.0612 | 0.0018787
[5 empty] | 0 | 0 | 0 | 0 | 0 | 0 | 0 | 0 |  |  | 1097.0459 | 0 | 0 |  | 1127.2407 | 0.0088536 |  |  |  |  | 1312.8671 | 0.0010408 |  |  |  |  | 1217.1409 | 0 | 1217.1338 | 0.0018906
[19 empty] | 1127.3672 | 0.0085491 |  |  |  |  | 1312.9514 | 0.001038 |  |  |  |  | 1217.2134 | 0 | 1217.2063 | 0.0018993
[19 empty] | 1127.4937 | 0.0086266 |  |  |  |  | 1313.0359 | 0.0010352 |  |  |  |  | 1217.286 | 0 | 1217.2789 | 0.0019017
[19 empty] | 1127.6201 | 0.0088996 |  |  |  |  | 1313.1204 | 0.0010326 |  |  |  |  | 1217.3586 | 0 | 1217.3516 | 0.0018969
[19 empty] | 1127.7467 | 0.0089386 |  |  |  |  | 1313.2048 | 0.0010299 |  |  |  |  | 1217.4313 | 0 | 1217.4242 | 0.001885
[19 empty] | 1127.8733 | 0.0088045 |  |  |  |  | 1313.2893 | 0.0010274 |  |  |  |  | 1217.5038 | 0 | 1217.4967 | 0.0018675
[19 empty] | 1127.9999 | 0.0086062 |  |  |  |  | 1313.3738 | 0.0010249 |  |  |  |  | 1217.5764 | 0 | 1217.5693 | 0.0018477
[19 empty] | 1128.1267 | 0.0086582 |  |  |  |  | 1313.4582 | 0.0010225 |  |  |  |  | 1217.649 | 0 | 1217.642 | 0.0018286
[19 empty] | 1128.2532 | 0.0087869 |  |  |  |  | 1313.5427 | 0.0010202 |  |  |  |  | 1217.7217 | 0 | 1217.7146 | 0.0018135
[19 empty] | 1128.3799 | 0.008715 |  |  |  |  | 1313.6272 | 0.0010179 |  |  |  |  | 1217.7943 | 0 | 1217.7874 | 0.0018048
[19 empty] | 1128.5066 | 0.0085329 |  |  |  |  | 1313.7118 | 0.0010158 |  |  |  |  | 1217.8671 | 0 | 1217.86 | 0.0018024
[19 empty] | 1128.6333 | 0.0082373 |  |  |  |  | 1313.7963 | 0.0010137 |  |  |  |  | 1217.9397 | 0 | 1217.9326 | 0.0018072
[19 empty] | 1128.7601 | 0.007822 |  |  |  |  | 1313.8809 | 0.0010118 |  |  |  |  | 1218.0123 | 0 | 1218.0052 | 0.0018167
[19 empty] | 1128.887 | 0.0076851 |  |  |  |  | 1313.9654 | 0.0010099 |  |  |  |  | 1218.0851 | 0 | 1218.078 | 0.0018294
[19 empty] | 1129.0138 | 0.0079377 |  |  |  |  | 1314.0499 | 0.0010081 |  |  |  |  | 1218.1577 | 0 | 1218.1506 | 0.0018437
[19 empty] | 1129.1406 | 0.0084558 |  |  |  |  | 1314.1345 | 0.0010064 |  |  |  |  | 1218.2305 | 0 | 1218.2234 | 0.001858
[19 empty] | 1129.2675 | 0.008702 |  |  |  |  | 1314.2191 | 0.0010048 |  |  |  |  | 1218.3031 | 0 | 1218.296 | 0.0018691
[19 empty] | 1129.3944 | 0.0084399 |  |  |  |  | 1314.3037 | 0.0010033 |  |  |  |  | 1218.3758 | 0 | 1218.3688 | 0.0018771
[19 empty] | 1129.5214 | 0.0079343 |  |  |  |  | 1314.3883 | 0.0010019 |  |  |  |  | 1218.4486 | 0 | 1218.4415 | 0.0018818
[19 empty] | 1129.6482 | 0.007527 |  |  |  |  | 1314.4729 | 0.0010006 |  |  |  |  | 1218.5214 | 0 | 1218.5143 | 0.0018818
[19 empty] | 1129.7751 | 0.0076801 |  |  |  |  | 1314.5576 | 0.0009994 |  |  |  |  | 1218.5941 | 0 | 1218.587 | 0.0018787
[19 empty] | 1129.9022 | 0.007958 |  |  |  |  | 1314.6422 | 0.0009983 |  |  |  |  | 1218.6669 | 0 | 1218.6598 | 0.0018731
[19 empty] | 1130.0293 | 0.007582 |  |  |  |  | 1314.7269 | 0.00099732 |  |  |  |  | 1218.7396 | 0 | 1218.7325 | 0.001866
[19 empty] | 1130.1564 | 0.0071163 |  |  |  |  | 1314.8115 | 0.00099642 |  |  |  |  | 1218.8124 | 0 | 1218.8053 | 0.0018604
[19 empty] | 1130.2834 | 0.0073407 |  |  |  |  | 1314.8962 | 0.00099565 |  |  |  |  | 1218.8851 | 0 | 1218.8781 | 0.0018572
[19 empty] | 1130.4106 | 0.0073793 |  |  |  |  | 1314.9808 | 0.00099496 |  |  |  |  | 1218.9579 | 0 | 1218.9508 | 0.001858
[19 empty] | 1130.5378 | 0.0070304 |  |  |  |  | 1315.0656 | 0.0009944 |  |  |  |  | 1219.0308 | 0 | 1219.0237 | 0.0018652
[19 empty] | 1130.665 | 0.0072149 |  |  |  |  | 1315.1503 | 0.00099394 |  |  |  |  | 1219.1035 | 0 | 1219.0964 | 0.0018763
[19 empty] | 1130.7922 | 0.0074082 |  |  |  |  | 1315.235 | 0.0009936 |  |  |  |  | 1219.1763 | 0 | 1219.1692 | 0.0018914
[19 empty] | 1130.9197 | 0.0071931 |  |  |  |  | 1315.3197 | 0.00099336 |  |  |  |  | 1219.2492 | 0 | 1219.2421 | 0.0019073
[19 empty] | 1131.0468 | 0.0071472 |  |  |  |  | 1315.4044 | 0.00099323 |  |  |  |  | 1219.322 | 0 | 1219.3149 | 0.0019216
[19 empty] | 1131.1741 | 0.0070317 |  |  |  |  | 1315.4893 | 0.00099322 |  |  |  |  | 1219.3948 | 0 | 1219.3877 | 0.0019327
[19 empty] | 1131.3016 | 0.0067475 |  |  |  |  | 1315.574 | 0.00099331 |  |  |  |  | 1219.4677 | 0 | 1219.4606 | 0.0019382
[19 empty] | 1131.4288 | 0.0066747 |  |  |  |  | 1315.6588 | 0.00099353 |  |  |  |  | 1219.5405 | 0 | 1219.5334 | 0.001939
[19 empty] | 1131.5563 | 0.0069205 |  |  |  |  | 1315.7435 | 0.00099385 |  |  |  |  | 1219.6134 | 0 | 1219.6063 | 0.0019351
[19 empty] | 1131.6838 | 0.0069465 |  |  |  |  | 1315.8284 | 0.00099429 |  |  |  |  | 1219.6863 | 0 | 1219.6792 | 0.0019287
[19 empty] | 1131.8112 | 0.0064064 |  |  |  |  | 1315.9131 | 0.00099483 |  |  |  |  | 1219.7592 | 0 | 1219.7521 | 0.0019216
[19 empty] | 1131.9386 | 0.006155 |  |  |  |  | 1315.9979 | 0.00099551 |  |  |  |  | 1219.832 | 0 | 1219.8249 | 0.001916
[19 empty] | 1132.0662 | 0.0061554 |  |  |  |  | 1316.0828 | 0.0009963 |  |  |  |  | 1219.9049 | 0 | 1219.8978 | 0.0019128
[19 empty] | 1132.1938 | 0.0063807 |  |  |  |  | 1316.1676 | 0.00099721 |  |  |  |  | 1219.9778 | 0 | 1219.9707 | 0.0019144
[19 empty] | 1132.3213 | 0.0069546 |  |  |  |  | 1316.2524 | 0.00099823 |  |  |  |  | 1220.0508 | 0 | 1220.0437 | 0.0019208
[19 empty] | 1132.4489 | 0.0071265 |  |  |  |  | 1316.3373 | 0.00099938 |  |  |  |  | 1220.1237 | 0 | 1220.1166 | 0.0019311
[19 empty] | 1132.5767 | 0.0068564 |  |  |  |  | 1316.4222 | 0.0010007 |  |  |  |  | 1220.1967 | 0 | 1220.1896 | 0.0019446
[19 empty] | 1132.7041 | 0.0066497 |  |  |  |  | 1316.5071 | 0.001002 |  |  |  |  | 1220.2695 | 0 | 1220.2624 | 0.0019589
[19 empty] | 1132.8318 | 0.0062135 |  |  |  |  | 1316.5919 | 0.0010036 |  |  |  |  | 1220.3425 | 0 | 1220.3355 | 0.0019724
[19 empty] | 1132.9596 | 0.0053264 |  |  |  |  | 1316.6769 | 0.0010052 |  |  |  |  | 1220.4155 | 0 | 1220.4084 | 0.0019835
[19 empty] | 1133.0873 | 0.0050238 |  |  |  |  | 1316.7618 | 0.001007 |  |  |  |  | 1220.4884 | 0 | 1220.4813 | 0.0019915
[19 empty] | 1133.2151 | 0.0057199 |  |  |  |  | 1316.8467 | 0.0010089 |  |  |  |  | 1220.5614 | 0 | 1220.5543 | 0.0019962
[19 empty] | 1133.3429 | 0.0063415 |  |  |  |  | 1316.9316 | 0.0010109 |  |  |  |  | 1220.6344 | 0 | 1220.6273 | 0.0019994
[19 empty] | 1133.4707 | 0.0063059 |  |  |  |  | 1317.0166 | 0.001013 |  |  |  |  | 1220.7074 | 0 | 1220.7003 | 0.002001
[19 empty] | 1133.5988 | 0.0060253 |  |  |  |  | 1317.1016 | 0.0010153 |  |  |  |  | 1220.7804 | 0 | 1220.7733 | 0.0020034
[19 empty] | 1133.7263 | 0.0062264 |  |  |  |  | 1317.1865 | 0.0010177 |  |  |  |  | 1220.8534 | 0 | 1220.8463 | 0.0020058
[19 empty] | 1133.8542 | 0.0061789 |  |  |  |  | 1317.2715 | 0.0010203 |  |  |  |  | 1220.9264 | 0 | 1220.9193 | 0.0020089
[19 empty] | 1133.9822 | 0.0056264 |  |  |  |  | 1317.3564 | 0.001023 |  |  |  |  | 1220.9995 | 0 | 1220.9924 | 0.0020113
[19 empty] | 1134.1102 | 0.0055605 |  |  |  |  | 1317.4415 | 0.0010258 |  |  |  |  | 1221.0725 | 0 | 1221.0654 | 0.0020137
[19 empty] | 1134.2382 | 0.0055663 |  |  |  |  | 1317.5265 | 0.0010287 |  |  |  |  | 1221.1455 | 0 | 1221.1384 | 0.0020145
[19 empty] | 1134.3662 | 0.0054 |  |  |  |  | 1317.6116 | 0.0010318 |  |  |  |  | 1221.2186 | 0 | 1221.2115 | 0.0020129
[19 empty] | 1134.4943 | 0.0055299 |  |  |  |  | 1317.6965 | 0.001035 |  |  |  |  | 1221.2918 | 0 | 1221.2846 | 0.0020089
[19 empty] | 1134.6224 | 0.0055931 |  |  |  |  | 1317.7816 | 0.0010384 |  |  |  |  | 1221.3647 | 0 | 1221.3577 | 0.0020018
[19 empty] | 1134.7505 | 0.0055584 |  |  |  |  | 1317.8667 | 0.0010419 |  |  |  |  | 1221.4379 | 0 | 1221.4308 | 0.0019915
[19 empty] | 1134.8787 | 0.0053022 |  |  |  |  | 1317.9518 | 0.0010456 |  |  |  |  | 1221.511 | 0 | 1221.5038 | 0.0019772
[19 empty] | 1135.0068 | 0.0049559 |  |  |  |  | 1318.0369 | 0.0010494 |  |  |  |  | 1221.584 | 0 | 1221.5769 | 0.0019597
[19 empty] | 1135.135 | 0.0050186 |  |  |  |  | 1318.1219 | 0.0010533 |  |  |  |  | 1221.6571 | 0 | 1221.65 | 0.0019406
[19 empty] | 1135.2633 | 0.005093 |  |  |  |  | 1318.207 | 0.0010573 |  |  |  |  | 1221.7302 | 0 | 1221.7231 | 0.0019216
[19 empty] | 1135.3916 | 0.0050511 |  |  |  |  | 1318.2921 | 0.0010615 |  |  |  |  | 1221.8033 | 0 | 1221.7963 | 0.0019049
[19 empty] | 1135.5199 | 0.0050033 |  |  |  |  | 1318.3772 | 0.0010659 |  |  |  |  | 1221.8766 | 0 | 1221.8694 | 0.0018906
[19 empty] | 1135.6482 | 0.0048065 |  |  |  |  | 1318.4624 | 0.0010704 |  |  |  |  | 1221.9497 | 0 | 1221.9426 | 0.0018811
[19 empty] | 1135.7765 | 0.0050464 |  |  |  |  | 1318.5475 | 0.001075 |  |  |  |  | 1222.0228 | 0 | 1222.0158 | 0.0018755
[19 empty] | 1135.9049 | 0.0051095 |  |  |  |  | 1318.6327 | 0.0010797 |  |  |  |  | 1222.0959 | 0 | 1222.0889 | 0.0018739
[19 empty] | 1136.0333 | 0.0045267 |  |  |  |  | 1318.7179 | 0.0010846 |  |  |  |  | 1222.1692 | 0 | 1222.1621 | 0.0018747
[19 empty] | 1136.1617 | 0.0041426 |  |  |  |  | 1318.803 | 0.0010897 |  |  |  |  | 1222.2423 | 0 | 1222.2352 | 0.0018763
[19 empty] | 1136.2903 | 0.0042632 |  |  |  |  | 1318.8882 | 0.0010948 |  |  |  |  | 1222.3156 | 0 | 1222.3085 | 0.0018771
[19 empty] | 1136.4187 | 0.0043592 |  |  |  |  | 1318.9734 | 0.0011001 |  |  |  |  | 1222.3887 | 0 | 1222.3816 | 0.0018747
[19 empty] | 1136.5472 | 0.0041539 |  |  |  |  | 1319.0586 | 0.0011056 |  |  |  |  | 1222.4619 | 0 | 1222.4548 | 0.0018699
[19 empty] | 1136.6758 | 0.0038193 |  |  |  |  | 1319.1438 | 0.0011111 |  |  |  |  | 1222.5352 | 0 | 1222.5281 | 0.0018628
[19 empty] | 1136.8044 | 0.0038768 |  |  |  |  | 1319.2291 | 0.0011168 |  |  |  |  | 1222.6084 | 0 | 1222.6013 | 0.0018548
[19 empty] | 1136.933 | 0.0044208 |  |  |  |  | 1319.3143 | 0.001121 |  |  |  |  | 1222.6816 | 0 | 1222.6746 | 0.0018477
[19 empty] | 1137.0616 | 0.0044733 |  |  |  |  | 1319.3995 | 0.0011173 |  |  |  |  | 1222.7549 | 0 | 1222.7477 | 0.0018445
[19 empty] | 1137.1903 | 0.004278 |  |  |  |  | 1319.4849 | 0.0011138 |  |  |  |  | 1222.8281 | 0 | 1222.821 | 0.0018461
[19 empty] | 1137.3191 | 0.0044769 |  |  |  |  | 1319.5701 | 0.0011105 |  |  |  |  | 1222.9014 | 0 | 1222.8943 | 0.0018532
[19 empty] | 1137.4478 | 0.004493 |  |  |  |  | 1319.6554 | 0.0011072 |  |  |  |  | 1222.9746 | 0 | 1222.9675 | 0.0018644
[19 empty] | 1137.5765 | 0.0045689 |  |  |  |  | 1319.7407 | 0.001104 |  |  |  |  | 1223.0478 | 0 | 1223.0408 | 0.0018779
[19 empty] | 1137.7053 | 0.004668 |  |  |  |  | 1319.826 | 0.001101 |  |  |  |  | 1223.1212 | 0 | 1223.1141 | 0.001889
[19 empty] | 1137.834 | 0.0047673 |  |  |  |  | 1319.9114 | 0.0010981 |  |  |  |  | 1223.1945 | 0 | 1223.1874 | 0.0018946
[19 empty] | 1137.9629 | 0.0046181 |  |  |  |  | 1319.9967 | 0.0010952 |  |  |  |  | 1223.2678 | 0 | 1223.2606 | 0.001893
[19 empty] | 1138.0918 | 0.0038674 |  |  |  |  | 1320.082 | 0.0010925 |  |  |  |  | 1223.3411 | 0 | 1223.334 | 0.0018834
[19 empty] | 1138.2207 | 0.0036858 |  |  |  |  | 1320.1674 | 0.0010899 |  |  |  |  | 1223.4144 | 0 | 1223.4073 | 0.0018683
[19 empty] | 1138.3496 | 0.0041713 |  |  |  |  | 1320.2527 | 0.0010873 |  |  |  |  | 1223.4877 | 0 | 1223.4806 | 0.0018493
[19 empty] | 1138.4785 | 0.0043793 |  |  |  |  | 1320.3381 | 0.0010849 |  |  |  |  | 1223.561 | 0 | 1223.554 | 0.0018318
[19 empty] | 1138.6075 | 0.0041262 |  |  |  |  | 1320.4235 | 0.0010825 |  |  |  |  | 1223.6344 | 0 | 1223.6273 | 0.0018183
[19 empty] | 1138.7366 | 0.0039909 |  |  |  |  | 1320.5089 | 0.0010802 |  |  |  |  | 1223.7078 | 0 | 1223.7007 | 0.0018111
[19 empty] | 1138.8656 | 0.0039702 |  |  |  |  | 1320.5942 | 0.001078 |  |  |  |  | 1223.7811 | 0 | 1223.774 | 0.0018119
[19 empty] | 1138.9948 | 0.0040863 |  |  |  |  | 1320.6797 | 0.0010758 |  |  |  |  | 1223.8545 | 0 | 1223.8474 | 0.0018183
[19 empty] | 1139.124 | 0.0040478 |  |  |  |  | 1320.7651 | 0.0010738 |  |  |  |  | 1223.9279 | 0 | 1223.9208 | 0.0018278
[19 empty] | 1139.2529 | 0.0039965 |  |  |  |  | 1320.8506 | 0.0010717 |  |  |  |  | 1224.0012 | 0 | 1223.9941 | 0.0018382
[19 empty] | 1139.3822 | 0.0041175 |  |  |  |  | 1320.936 | 0.0010698 |  |  |  |  | 1224.0747 | 0 | 1224.0676 | 0.0018461
[19 empty] | 1139.5114 | 0.003818 |  |  |  |  | 1321.0215 | 0.0010679 |  |  |  |  | 1224.1481 | 0 | 1224.141 | 0.0018485
[19 empty] | 1139.6406 | 0.0034503 |  |  |  |  | 1321.1069 | 0.001066 |  |  |  |  | 1224.2216 | 0 | 1224.2144 | 0.0018445
[19 empty] | 1139.77 | 0.0035876 |  |  |  |  | 1321.1925 | 0.0010642 |  |  |  |  | 1224.2949 | 0 | 1224.2878 | 0.0018342
[19 empty] | 1139.8992 | 0.0036537 |  |  |  |  | 1321.2779 | 0.0010624 |  |  |  |  | 1224.3684 | 0 | 1224.3612 | 0.0018199
[19 empty] | 1140.0284 | 0.0037992 |  |  |  |  | 1321.3635 | 0.0010607 |  |  |  |  | 1224.4418 | 0 | 1224.4347 | 0.0018032
[19 empty] | 1140.1578 | 0.003794 |  |  |  |  | 1321.449 | 0.001059 |  |  |  |  | 1224.5153 | 0 | 1224.5082 | 0.0017881
[19 empty] | 1140.2871 | 0.0034164 |  |  |  |  | 1321.5346 | 0.0010573 |  |  |  |  | 1224.5887 | 0 | 1224.5817 | 0.0017786
[19 empty] | 1140.4167 | 0.0033561 |  |  |  |  | 1321.6201 | 0.0010557 |  |  |  |  | 1224.6622 | 0 | 1224.655 | 0.0017754
[19 empty] | 1140.546 | 0.0035243 |  |  |  |  | 1321.7056 | 0.001054 |  |  |  |  | 1224.7357 | 0 | 1224.7285 | 0.001781
[19 empty] | 1140.6754 | 0.003567 |  |  |  |  | 1321.7911 | 0.0010524 |  |  |  |  | 1224.8092 | 0 | 1224.802 | 0.0017953
[19 empty] | 1140.8049 | 0.0036722 |  |  |  |  | 1321.8767 | 0.0010508 |  |  |  |  | 1224.8827 | 0 | 1224.8755 | 0.0018151
[19 empty] | 1140.9344 | 0.0037502 |  |  |  |  | 1321.9623 | 0.0010492 |  |  |  |  | 1224.9562 | 0 | 1224.9491 | 0.0018397
[19 empty] | 1141.0641 | 0.0037677 |  |  |  |  | 1322.048 | 0.0010476 |  |  |  |  | 1225.0297 | 0 | 1225.0226 | 0.001866
[19 empty] | 1141.1936 | 0.0039124 |  |  |  |  | 1322.1335 | 0.001046 |  |  |  |  | 1225.1031 | 0 | 1225.0961 | 0.001893
[19 empty] | 1141.3232 | 0.0039955 |  |  |  |  | 1322.2191 | 0.0010444 |  |  |  |  | 1225.1768 | 0 | 1225.1696 | 0.0019192
[19 empty] | 1141.4529 | 0.0036139 |  |  |  |  | 1322.3048 | 0.0010428 |  |  |  |  | 1225.2502 | 0 | 1225.2432 | 0.0019446
[19 empty] | 1141.5825 | 0.0032533 |  |  |  |  | 1322.3904 | 0.0010411 |  |  |  |  | 1225.3238 | 0 | 1225.3166 | 0.0019692
[19 empty] | 1141.7123 | 0.0033025 |  |  |  |  | 1322.4761 | 0.0010395 |  |  |  |  | 1225.3973 | 0 | 1225.3903 | 0.0019931
[19 empty] | 1141.8419 | 0.0032833 |  |  |  |  | 1322.5618 | 0.0010379 |  |  |  |  | 1225.4709 | 0 | 1225.4639 | 0.0020169
[19 empty] | 1141.9716 | 0.0033604 |  |  |  |  | 1322.6475 | 0.0010362 |  |  |  |  | 1225.5446 | 0 | 1225.5374 | 0.0020399
[19 empty] | 1142.1014 | 0.0029936 |  |  |  |  | 1322.7332 | 0.0010346 |  |  |  |  | 1225.618 | 0 | 1225.611 | 0.0020614
[19 empty] | 1142.2312 | 0.002662 |  |  |  |  | 1322.8189 | 0.0010329 |  |  |  |  | 1225.6916 | 0 | 1225.6846 | 0.0020812
[19 empty] | 1142.3611 | 0.0031429 |  |  |  |  | 1322.9045 | 0.0010312 |  |  |  |  | 1225.7653 | 0 | 1225.7582 | 0.0020971
[19 empty] | 1142.491 | 0.0037887 |  |  |  |  | 1322.9902 | 0.0010294 |  |  |  |  | 1225.8389 | 0 | 1225.8318 | 0.0021082
[19 empty] | 1142.6209 | 0.0038091 |  |  |  |  | 1323.0759 | 0.0010277 |  |  |  |  | 1225.9125 | 0 | 1225.9054 | 0.0021138
[19 empty] | 1142.7507 | 0.003122 |  |  |  |  | 1323.1617 | 0.0010259 |  |  |  |  | 1225.9861 | 0 | 1225.979 | 0.0021138
[19 empty] | 1142.8807 | 0.0027942 |  |  |  |  | 1323.2474 | 0.0010241 |  |  |  |  | 1226.0598 | 0 | 1226.0526 | 0.0021074
[19 empty] | 1143.0107 | 0.0029802 |  |  |  |  | 1323.3332 | 0.0010223 |  |  |  |  | 1226.1334 | 0 | 1226.1263 | 0.0020947
[19 empty] | 1143.1407 | 0.0029756 |  |  |  |  | 1323.4189 | 0.0010205 |  |  |  |  | 1226.207 | 0 | 1226.1999 | 0.0020749
[19 empty] | 1143.2708 | 0.0028559 |  |  |  |  | 1323.5048 | 0.0010186 |  |  |  |  | 1226.2808 | 0 | 1226.2737 | 0.0020479
[19 empty] | 1143.4009 | 0.0026688 |  |  |  |  | 1323.5906 | 0.0010168 |  |  |  |  | 1226.3544 | 0 | 1226.3473 | 0.0020145
[19 empty] | 1143.531 | 0.0024463 |  |  |  |  | 1323.6764 | 0.0010149 |  |  |  |  | 1226.4281 | 0 | 1226.421 | 0.0019748
[19 empty] | 1143.6611 | 0.0027538 |  |  |  |  | 1323.7622 | 0.001013 |  |  |  |  | 1226.5018 | 0 | 1226.4946 | 0.0019319
[19 empty] | 1143.7915 | 0.0029276 |  |  |  |  | 1323.848 | 0.0010111 |  |  |  |  | 1226.5754 | 0 | 1226.5684 | 0.0018882
[19 empty] | 1143.9215 | 0.0028681 |  |  |  |  | 1323.9338 | 0.0010091 |  |  |  |  | 1226.6492 | 0 | 1226.6421 | 0.0018485
[19 empty] | 1144.0518 | 0.003208 |  |  |  |  | 1324.0198 | 0.0010072 |  |  |  |  | 1226.7229 | 0 | 1226.7158 | 0.0018175
[19 empty] | 1144.182 | 0.0030149 |  |  |  |  | 1324.1056 | 0.0010053 |  |  |  |  | 1226.7966 | 0 | 1226.7895 | 0.0017976
[19 empty] | 1144.3123 | 0.0025855 |  |  |  |  | 1324.1915 | 0.0010033 |  |  |  |  | 1226.8704 | 0 | 1226.8633 | 0.0017921
[19 empty] | 1144.4426 | 0.002459 |  |  |  |  | 1324.2773 | 0.0010014 |  |  |  |  | 1226.9441 | 0 | 1226.937 | 0.0018
[19 empty] | 1144.573 | 0.0026479 |  |  |  |  | 1324.3633 | 0.00099942 |  |  |  |  | 1227.0178 | 0 | 1227.0107 | 0.0018199
[19 empty] | 1144.7034 | 0.0031215 |  |  |  |  | 1324.4492 | 0.00099748 |  |  |  |  | 1227.0917 | 0 | 1227.0845 | 0.0018469
[19 empty] | 1144.8337 | 0.0032493 |  |  |  |  | 1324.535 | 0.00099555 |  |  |  |  | 1227.1654 | 0 | 1227.1583 | 0.0018771
[19 empty] | 1144.9642 | 0.002824 |  |  |  |  | 1324.621 | 0.00099363 |  |  |  |  | 1227.2391 | 0 | 1227.2321 | 0.0019041
[19 empty] | 1145.0947 | 0.0026414 |  |  |  |  | 1324.7069 | 0.00099173 |  |  |  |  | 1227.313 | 0 | 1227.3059 | 0.0019255
[19 empty] | 1145.2252 | 0.0029009 |  |  |  |  | 1324.793 | 0.00098986 |  |  |  |  | 1227.3867 | 0 | 1227.3796 | 0.001939
[19 empty] | 1145.3557 | 0.0029153 |  |  |  |  | 1324.8789 | 0.000988 |  |  |  |  | 1227.4606 | 0 | 1227.4535 | 0.001943
[19 empty] | 1145.4862 | 0.0025833 |  |  |  |  | 1324.9648 | 0.00098617 |  |  |  |  | 1227.5344 | 0 | 1227.5272 | 0.001939
[19 empty] | 1145.6168 | 0.002464 |  |  |  |  | 1325.0508 | 0.00098437 |  |  |  |  | 1227.6082 | 0 | 1227.6011 | 0.0019295
[19 empty] | 1145.7474 | 0.002814 |  |  |  |  | 1325.1368 | 0.00098262 |  |  |  |  | 1227.682 | 0 | 1227.6749 | 0.0019152
[19 empty] | 1145.8783 | 0.0029756 |  |  |  |  | 1325.2229 | 0.0009809 |  |  |  |  | 1227.7559 | 0 | 1227.7488 | 0.0019001
[19 empty] | 1146.0088 | 0.0026725 |  |  |  |  | 1325.3088 | 0.00097923 |  |  |  |  | 1227.8297 | 0 | 1227.8226 | 0.0018842
[19 empty] | 1146.1394 | 0.0025147 |  |  |  |  | 1325.3949 | 0.00097761 |  |  |  |  | 1227.9036 | 0 | 1227.8965 | 0.0018699
[19 empty] | 1146.2701 | 0.0024888 |  |  |  |  | 1325.481 | 0.00097604 |  |  |  |  | 1227.9774 | 0 | 1227.9703 | 0.0018572
[19 empty] | 1146.4009 | 0.0024253 |  |  |  |  | 1325.567 | 0.00097453 |  |  |  |  | 1228.0514 | 0 | 1228.0442 | 0.0018477
[19 empty] | 1146.5316 | 0.0024374 |  |  |  |  | 1325.6531 | 0.00097308 |  |  |  |  | 1228.1252 | 0 | 1228.118 | 0.0018405
[19 empty] | 1146.6625 | 0.0024174 |  |  |  |  | 1325.7391 | 0.00097169 |  |  |  |  | 1228.1991 | 0 | 1228.192 | 0.0018366
[19 empty] | 1146.7933 | 0.0026773 |  |  |  |  | 1325.8252 | 0.00097037 |  |  |  |  | 1228.2731 | 0 | 1228.2659 | 0.0018366
[19 empty] | 1146.9242 | 0.0030181 |  |  |  |  | 1325.9113 | 0.00096913 |  |  |  |  | 1228.3469 | 0 | 1228.3398 | 0.0018405
[19 empty] | 1147.0552 | 0.0026581 |  |  |  |  | 1325.9974 | 0.00096797 |  |  |  |  | 1228.4209 | 0 | 1228.4137 | 0.0018477
[19 empty] | 1147.1863 | 0.0023722 |  |  |  |  | 1326.0835 | 0.00096688 |  |  |  |  | 1228.4948 | 0 | 1228.4877 | 0.0018564
[19 empty] | 1147.3173 | 0.0027233 |  |  |  |  | 1326.1697 | 0.00096588 |  |  |  |  | 1228.5687 | 0 | 1228.5617 | 0.001866
[19 empty] | 1147.4481 | 0.002782 |  |  |  |  | 1326.2559 | 0.00096497 |  |  |  |  | 1228.6427 | 0 | 1228.6355 | 0.0018747
[19 empty] | 1147.5791 | 0.0025913 |  |  |  |  | 1326.3419 | 0.00096414 |  |  |  |  | 1228.7167 | 0 | 1228.7095 | 0.0018834
[19 empty] | 1147.7102 | 0.0026085 |  |  |  |  | 1326.4281 | 0.00096341 |  |  |  |  | 1228.7906 | 0 | 1228.7834 | 0.0018914
[19 empty] | 1147.8413 | 0.0023762 |  |  |  |  | 1326.5143 | 0.00096277 |  |  |  |  | 1228.8646 | 0 | 1228.8574 | 0.0018993
[19 empty] | 1147.9724 | 0.0017279 |  |  |  |  | 1326.6005 | 0.00096224 |  |  |  |  | 1228.9386 | 0 | 1228.9314 | 0.0019096
[19 empty] | 1148.1035 | 0.0018197 |  |  |  |  | 1326.6867 | 0.0009618 |  |  |  |  | 1229.0126 | 0 | 1229.0054 | 0.0019208
[19 empty] | 1148.2347 | 0.0023366 |  |  |  |  | 1326.773 | 0.00096146 |  |  |  |  | 1229.0865 | 0 | 1229.0795 | 0.0019343
[19 empty] | 1148.366 | 0.0024894 |  |  |  |  | 1326.8591 | 0.00096123 |  |  |  |  | 1229.1605 | 0 | 1229.1534 | 0.0019486
[19 empty] | 1148.4972 | 0.002292 |  |  |  |  | 1326.9453 | 0.0009611 |  |  |  |  | 1229.2346 | 0 | 1229.2274 | 0.0019621
[19 empty] | 1148.6287 | 0.0020921 |  |  |  |  | 1327.0316 | 0.00096108 |  |  |  |  | 1229.3086 | 0 | 1229.3015 | 0.0019748
[19 empty] | 1148.7598 | 0.002508 |  |  |  |  | 1327.1179 | 0.00096117 |  |  |  |  | 1229.3827 | 0 | 1229.3755 | 0.0019867
[19 empty] | 1148.8911 | 0.0028402 |  |  |  |  | 1327.2041 | 0.00096136 |  |  |  |  | 1229.4567 | 0 | 1229.4496 | 0.0019962
[19 empty] | 1149.0225 | 0.0020555 |  |  |  |  | 1327.2904 | 0.00096167 |  |  |  |  | 1229.5308 | 0 | 1229.5236 | 0.0020034
[19 empty] | 1149.1539 | 0.001653 |  |  |  |  | 1327.3767 | 0.00096208 |  |  |  |  | 1229.6049 | 0 | 1229.5977 | 0.0020097
[19 empty] | 1149.2853 | 0.0017608 |  |  |  |  | 1327.463 | 0.0009626 |  |  |  |  | 1229.6788 | 0 | 1229.6717 | 0.0020137
[19 empty] | 1149.4167 | 0.0018345 |  |  |  |  | 1327.5493 | 0.00096323 |  |  |  |  | 1229.7529 | 0 | 1229.7459 | 0.0020161
[19 empty] | 1149.5482 | 0.0019552 |  |  |  |  | 1327.6356 | 0.00096397 |  |  |  |  | 1229.827 | 0 | 1229.82 | 0.0020177
[19 empty] | 1149.6798 | 0.0020851 |  |  |  |  | 1327.7219 | 0.00096481 |  |  |  |  | 1229.9011 | 0 | 1229.894 | 0.0020177
[19 empty] | 1149.8113 | 0.0019985 |  |  |  |  | 1327.8084 | 0.00096577 |  |  |  |  | 1229.9752 | 0 | 1229.9681 | 0.0020177
[19 empty] | 1149.9429 | 0.0021972 |  |  |  |  | 1327.8946 | 0.00096682 |  |  |  |  | 1230.0493 | 0 | 1230.0422 | 0.0020169
[19 empty] | 1150.0745 | 0.0019064 |  |  |  |  | 1327.9811 | 0.00096799 |  |  |  |  | 1230.1235 | 0 | 1230.1163 | 0.0020161
[19 empty] | 1150.2062 | 0.0018988 |  |  |  |  | 1328.0674 | 0.00096925 |  |  |  |  | 1230.1976 | 0 | 1230.1906 | 0.0020161
[19 empty] | 1150.3376 | 0.0021592 |  |  |  |  | 1328.1538 | 0.00097061 |  |  |  |  | 1230.2717 | 0 | 1230.2647 | 0.0020161
[19 empty] | 1150.4694 | 0.0023057 |  |  |  |  | 1328.2402 | 0.00097208 |  |  |  |  | 1230.3459 | 0 | 1230.3387 | 0.0020161
[19 empty] | 1150.6011 | 0.0022874 |  |  |  |  | 1328.3267 | 0.00097364 |  |  |  |  | 1230.42 | 0 | 1230.413 | 0.0020153
[19 empty] | 1150.733 | 0.0023706 |  |  |  |  | 1328.4131 | 0.00097529 |  |  |  |  | 1230.4943 | 0 | 1230.4872 | 0.0020129
[19 empty] | 1150.8646 | 0.0021253 |  |  |  |  | 1328.4995 | 0.00097703 |  |  |  |  | 1230.5685 | 0 | 1230.5613 | 0.0020097
[19 empty] | 1150.9965 | 0.0021219 |  |  |  |  | 1328.5859 | 0.00097886 |  |  |  |  | 1230.6426 | 0 | 1230.6355 | 0.0020042
[19 empty] | 1151.1283 | 0.0022695 |  |  |  |  | 1328.6724 | 0.00098078 |  |  |  |  | 1230.7168 | 0 | 1230.7097 | 0.001997
[19 empty] | 1151.2601 | 0.0024488 |  |  |  |  | 1328.7588 | 0.00098277 |  |  |  |  | 1230.791 | 0 | 1230.7839 | 0.0019883
[19 empty] | 1151.3921 | 0.0022881 |  |  |  |  | 1328.8453 | 0.00098485 |  |  |  |  | 1230.8652 | 0 | 1230.8582 | 0.0019764
[19 empty] | 1151.524 | 0.0019857 |  |  |  |  | 1328.9318 | 0.000987 |  |  |  |  | 1230.9395 | 0 | 1230.9324 | 0.0019629
[19 empty] | 1151.656 | 0.0020359 |  |  |  |  | 1329.0183 | 0.00098923 |  |  |  |  | 1231.0137 | 0 | 1231.0066 | 0.0019454
[19 empty] | 1151.788 | 0.0021624 |  |  |  |  | 1329.1049 | 0.00099152 |  |  |  |  | 1231.0879 | 0 | 1231.0808 | 0.0019255
[19 empty] | 1151.92 | 0.0017149 |  |  |  |  | 1329.1914 | 0.00099388 |  |  |  |  | 1231.1622 | 0 | 1231.155 | 0.0019033
[19 empty] | 1152.0521 | 0.0016147 |  |  |  |  | 1329.2778 | 0.00099629 |  |  |  |  | 1231.2365 | 0 | 1231.2294 | 0.0018803
[19 empty] | 1152.1842 | 0.0018993 |  |  |  |  | 1329.3644 | 0.00099876 |  |  |  |  | 1231.3107 | 0 | 1231.3036 | 0.001858
[19 empty] | 1152.3163 | 0.0023444 |  |  |  |  | 1329.451 | 0.0010013 |  |  |  |  | 1231.385 | 0 | 1231.3779 | 0.0018389
[19 empty] | 1152.4485 | 0.0024297 |  |  |  |  | 1329.5376 | 0.0010039 |  |  |  |  | 1231.4594 | 0 | 1231.4522 | 0.0018247
[19 empty] | 1152.5806 | 0.002071 |  |  |  |  | 1329.6242 | 0.0010065 |  |  |  |  | 1231.5336 | 0 | 1231.5265 | 0.0018159
[19 empty] | 1152.713 | 0.0017529 |  |  |  |  | 1329.7107 | 0.0010091 |  |  |  |  | 1231.6079 | 0 | 1231.6007 | 0.0018143
[19 empty] | 1152.8451 | 0.00183 |  |  |  |  | 1329.7974 | 0.0010119 |  |  |  |  | 1231.6823 | 0 | 1231.6751 | 0.0018175
[19 empty] | 1152.9773 | 0.0018303 |  |  |  |  | 1329.8839 | 0.0010146 |  |  |  |  | 1231.7566 | 0 | 1231.7494 | 0.0018247
[19 empty] | 1153.1096 | 0.0013288 |  |  |  |  | 1329.9706 | 0.0010173 |  |  |  |  | 1231.8308 | 0 | 1231.8237 | 0.0018342
[19 empty] | 1153.2419 | 0.0015331 |  |  |  |  | 1330.0573 | 0.0010201 |  |  |  |  | 1231.9052 | 0 | 1231.8981 | 0.0018437
[19 empty] | 1153.3744 | 0.0021111 |  |  |  |  | 1330.1439 | 0.0010229 |  |  |  |  | 1231.9796 | 0 | 1231.9724 | 0.0018525
[19 empty] | 1153.5067 | 0.0024812 |  |  |  |  | 1330.2305 | 0.0010258 |  |  |  |  | 1232.054 | 0 | 1232.0467 | 0.0018596
[19 empty] | 1153.6392 | 0.0026953 |  |  |  |  | 1330.3171 | 0.0010286 |  |  |  |  | 1232.1283 | 0 | 1232.1211 | 0.0018644
[19 empty] | 1153.7716 | 0.0023719 |  |  |  |  | 1330.4039 | 0.0010315 |  |  |  |  | 1232.2026 | 0 | 1232.1956 | 0.0018691
[19 empty] | 1153.9041 | 0.0015943 |  |  |  |  | 1330.4906 | 0.0010343 |  |  |  |  | 1232.2771 | 0 | 1232.2699 | 0.0018731
[19 empty] | 1154.0366 | 0.0012003 |  |  |  |  | 1330.5773 | 0.0010372 |  |  |  |  | 1232.3514 | 0 | 1232.3444 | 0.0018771
[19 empty] | 1154.1692 | 0.0014959 |  |  |  |  | 1330.6639 | 0.00104 |  |  |  |  | 1232.4259 | 0 | 1232.4187 | 0.0018803
[19 empty] | 1154.3018 | 0.0019234 |  |  |  |  | 1330.7507 | 0.0010429 |  |  |  |  | 1232.5002 | 0 | 1232.4932 | 0.0018818
[19 empty] | 1154.4343 | 0.00192 |  |  |  |  | 1330.8374 | 0.0010457 |  |  |  |  | 1232.5747 | 0 | 1232.5675 | 0.0018811
[19 empty] | 1154.567 | 0.0020326 |  |  |  |  | 1330.9242 | 0.0010485 |  |  |  |  | 1232.6492 | 0 | 1232.642 | 0.0018787
[19 empty] | 1154.6995 | 0.0021379 |  |  |  |  | 1331.011 | 0.0010514 |  |  |  |  | 1232.7235 | 0 | 1232.7164 | 0.0018731
[19 empty] | 1154.8322 | 0.0021308 |  |  |  |  | 1331.0978 | 0.0010541 |  |  |  |  | 1232.798 | 0 | 1232.7909 | 0.0018668
[19 empty] | 1154.965 | 0.0019226 |  |  |  |  | 1331.1846 | 0.0010569 |  |  |  |  | 1232.8724 | 0 | 1232.8654 | 0.0018604
[19 empty] | 1155.0977 | 0.0015703 |  |  |  |  | 1331.2714 | 0.0010597 |  |  |  |  | 1232.9469 | 0 | 1232.9398 | 0.0018564
[19 empty] | 1155.2305 | 0.0015772 |  |  |  |  | 1331.3582 | 0.0010624 |  |  |  |  | 1233.0214 | 0 | 1233.0143 | 0.0018564
[19 empty] | 1155.3633 | 0.0017668 |  |  |  |  | 1331.445 | 0.0010651 |  |  |  |  | 1233.0958 | 0 | 1233.0887 | 0.0018612
[19 empty] | 1155.4963 | 0.0021064 |  |  |  |  | 1331.5317 | 0.0010677 |  |  |  |  | 1233.1704 | 0 | 1233.1632 | 0.0018707
[19 empty] | 1155.629 | 0.0021471 |  |  |  |  | 1331.6186 | 0.0010704 |  |  |  |  | 1233.2449 | 0 | 1233.2378 | 0.0018842
[19 empty] | 1155.762 | 0.0018337 |  |  |  |  | 1331.7054 | 0.0010729 |  |  |  |  | 1233.3193 | 0 | 1233.3123 | 0.0019009
[19 empty] | 1155.8949 | 0.0017808 |  |  |  |  | 1331.7924 | 0.0010755 |  |  |  |  | 1233.3939 | 0 | 1233.3867 | 0.0019192
[19 empty] | 1156.0278 | 0.0019124 |  |  |  |  | 1331.8793 | 0.001078 |  |  |  |  | 1233.4684 | 0 | 1233.4613 | 0.0019367
[19 empty] | 1156.1609 | 0.0021147 |  |  |  |  | 1331.9661 | 0.0010804 |  |  |  |  | 1233.543 | 0 | 1233.5359 | 0.0019533
[19 empty] | 1156.2939 | 0.0019207 |  |  |  |  | 1332.053 | 0.0010828 |  |  |  |  | 1233.6175 | 0 | 1233.6103 | 0.0019684
[19 empty] | 1156.427 | 0.0015704 |  |  |  |  | 1332.1399 | 0.0010852 |  |  |  |  | 1233.6921 | 0 | 1233.6849 | 0.0019803
[19 empty] | 1156.5601 | 0.0014583 |  |  |  |  | 1332.2268 | 0.0010875 |  |  |  |  | 1233.7666 | 0 | 1233.7595 | 0.0019899
[19 empty] | 1156.6934 | 0.0011459 |  |  |  |  | 1332.3137 | 0.0010897 |  |  |  |  | 1233.8412 | 0 | 1233.8341 | 0.001997
[19 empty] | 1156.8263 | 0.001297 |  |  |  |  | 1332.4008 | 0.0010919 |  |  |  |  | 1233.9158 | 0 | 1233.9087 | 0.002001
[19 empty] | 1156.9595 | 0.0019766 |  |  |  |  | 1332.4877 | 0.001094 |  |  |  |  | 1233.9904 | 0 | 1233.9833 | 0.0020034
[19 empty] | 1157.0928 | 0.0022006 |  |  |  |  | 1332.5746 | 0.0010961 |  |  |  |  | 1234.0651 | 0 | 1234.0579 | 0.0020034
[19 empty] | 1157.226 | 0.0019965 |  |  |  |  | 1332.6616 | 0.001098 |  |  |  |  | 1234.1397 | 0 | 1234.1325 | 0.0020018
[19 empty] | 1157.3593 | 0.0016578 |  |  |  |  | 1332.7485 | 0.0011 |  |  |  |  | 1234.2142 | 0 | 1234.2071 | 0.0019994
[19 empty] | 1157.4926 | 0.0013888 |  |  |  |  | 1332.8356 | 0.0011018 |  |  |  |  | 1234.2888 | 0 | 1234.2817 | 0.0019962
[19 empty] | 1157.6261 | 0.0011044 |  |  |  |  | 1332.9226 | 0.0011036 |  |  |  |  | 1234.3635 | 0 | 1234.3563 | 0.0019931
[19 empty] | 1157.7593 | 0.00123 |  |  |  |  | 1333.0096 | 0.0011054 |  |  |  |  | 1234.4381 | 0 | 1234.431 | 0.0019899
[19 empty] | 1157.8927 | 0.0012175 |  |  |  |  | 1333.0967 | 0.001107 |  |  |  |  | 1234.5128 | 0 | 1234.5056 | 0.0019859
[19 empty] | 1158.0261 | 0.0015524 |  |  |  |  | 1333.1837 | 0.0011086 |  |  |  |  | 1234.5875 | 0 | 1234.5803 | 0.0019811
[19 empty] | 1158.1595 | 0.0020012 |  |  |  |  | 1333.2707 | 0.0011101 |  |  |  |  | 1234.6621 | 0 | 1234.655 | 0.0019732
[19 empty] | 1158.2931 | 0.0020292 |  |  |  |  | 1333.3578 | 0.0011115 |  |  |  |  | 1234.7368 | 0 | 1234.7297 | 0.0019621
[19 empty] | 1158.4266 | 0.0016604 |  |  |  |  | 1333.445 | 0.0011128 |  |  |  |  | 1234.8115 | 0 | 1234.8043 | 0.0019478
[19 empty] | 1158.5602 | 0.0012565 |  |  |  |  | 1333.532 | 0.0011141 |  |  |  |  | 1234.8862 | 0 | 1234.879 | 0.0019303
[19 empty] | 1158.6937 | 0.0011793 |  |  |  |  | 1333.6191 | 0.0011153 |  |  |  |  | 1234.9609 | 0 | 1234.9537 | 0.0019128
[19 empty] | 1158.8274 | 0.0017341 |  |  |  |  | 1333.7062 | 0.0011164 |  |  |  |  | 1235.0356 | 0 | 1235.0286 | 0.0018969
[19 empty] | 1158.9611 | 0.0021394 |  |  |  |  | 1333.7933 | 0.0011174 |  |  |  |  | 1235.1103 | 0 | 1235.1033 | 0.0018866
[19 empty] | 1159.0946 | 0.0016999 |  |  |  |  | 1333.8805 | 0.0011183 |  |  |  |  | 1235.1851 | 0 | 1235.178 | 0.0018826
[19 empty] | 1159.2283 | 0.0010102 |  |  |  |  | 1333.9677 | 0.0011191 |  |  |  |  | 1235.2599 | 0 | 1235.2527 | 0.0018866
[19 empty] | 1159.3622 | 0.00086427 |  |  |  |  | 1334.0548 | 0.0011199 |  |  |  |  | 1235.3346 | 0 | 1235.3275 | 0.0018985
[19 empty] | 1159.4957 | 0.0013034 |  |  |  |  | 1334.142 | 0.0011205 |  |  |  |  | 1235.4094 | 0 | 1235.4022 | 0.0019152
[19 empty] | 1159.6298 | 0.0015394 |  |  |  |  | 1334.2291 | 0.0011211 |  |  |  |  | 1235.4841 | 0 | 1235.477 | 0.0019351
[19 empty] | 1159.7634 | 0.001337 |  |  |  |  | 1334.3163 | 0.0011215 |  |  |  |  | 1235.559 | 0 | 1235.5518 | 0.0019525
[19 empty] | 1159.8972 | 0.001292 |  |  |  |  | 1334.4036 | 0.0011271 |  |  |  |  | 1235.6338 | 0 | 1235.6266 | 0.0019653
[19 empty] | 1160.0311 | 0.0016674 |  |  |  |  | 1334.4907 | 0.0011354 |  |  |  |  | 1235.7085 | 0 | 1235.7014 | 0.0019708
[19 empty] | 1160.165 | 0.0015119 |  |  |  |  | 1334.578 | 0.0011437 |  |  |  |  | 1235.7833 | 0 | 1235.7762 | 0.0019684
[19 empty] | 1160.2991 | 0.0012812 |  |  |  |  | 1334.6652 | 0.0011519 |  |  |  |  | 1235.8582 | 0 | 1235.8511 | 0.0019581
[19 empty] | 1160.433 | 0.0014855 |  |  |  |  | 1334.7524 | 0.0011599 |  |  |  |  | 1235.933 | 0 | 1235.9258 | 0.0019422
[19 empty] | 1160.567 | 0.0017723 |  |  |  |  | 1334.8397 | 0.0011679 |  |  |  |  | 1236.0078 | 0 | 1236.0007 | 0.0019247
[19 empty] | 1160.701 | 0.0019922 |  |  |  |  | 1334.927 | 0.0011757 |  |  |  |  | 1236.0826 | 0 | 1236.0756 | 0.0019081
[19 empty] | 1160.8352 | 0.0016646 |  |  |  |  | 1335.0143 | 0.0011835 |  |  |  |  | 1236.1575 | 0 | 1236.1504 | 0.001893
[19 empty] | 1160.9695 | 0.001992 |  |  |  |  | 1335.1016 | 0.0011911 |  |  |  |  | 1236.2324 | 0 | 1236.2252 | 0.0018818
[19 empty] | 1161.1034 | 0.0017565 |  |  |  |  | 1335.1888 | 0.0011986 |  |  |  |  | 1236.3073 | 0 | 1236.3002 | 0.0018731
[19 empty] | 1161.2378 | 0.0011069 |  |  |  |  | 1335.2762 | 0.001206 |  |  |  |  | 1236.3822 | 0 | 1236.375 | 0.0018668
[19 empty] | 1161.3718 | 0.0012806 |  |  |  |  | 1335.3635 | 0.0012133 |  |  |  |  | 1236.457 | 0 | 1236.4498 | 0.0018612
[19 empty] | 1161.5061 | 0.00095032 |  |  |  |  | 1335.4509 | 0.0012204 |  |  |  |  | 1236.532 | 0 | 1236.5248 | 0.0018548
[19 empty] | 1161.6405 | 0.001063 |  |  |  |  | 1335.5382 | 0.0012275 |  |  |  |  | 1236.6068 | 0 | 1236.5997 | 0.0018469
[19 empty] | 1161.7747 | 0.001263 |  |  |  |  | 1335.6256 | 0.0012344 |  |  |  |  | 1236.6818 | 0 | 1236.6746 | 0.0018382
[19 empty] | 1161.9089 | 0.0015163 |  |  |  |  | 1335.713 | 0.0012412 |  |  |  |  | 1236.7567 | 0 | 1236.7495 | 0.001827
[19 empty] | 1162.0433 | 0.0019031 |  |  |  |  | 1335.8003 | 0.0012479 |  |  |  |  | 1236.8317 | 0 | 1236.8245 | 0.0018159
[19 empty] | 1162.1777 | 0.0017516 |  |  |  |  | 1335.8877 | 0.0012544 |  |  |  |  | 1236.9066 | 0 | 1236.8994 | 0.0018056
[19 empty] | 1162.3121 | 0.0014395 |  |  |  |  | 1335.9751 | 0.0012609 |  |  |  |  | 1236.9816 | 0 | 1236.9744 | 0.0017968
[19 empty] | 1162.4465 | 0.0015879 |  |  |  |  | 1336.0626 | 0.0012672 |  |  |  |  | 1237.0565 | 0 | 1237.0493 | 0.0017913
[19 empty] | 1162.5811 | 0.001542 |  |  |  |  | 1336.15 | 0.0012733 |  |  |  |  | 1237.1315 | 0 | 1237.1243 | 0.0017905
[19 empty] | 1162.7156 | 0.0011141 |  |  |  |  | 1336.2374 | 0.0012793 |  |  |  |  | 1237.2064 | 0 | 1237.1993 | 0.0017945
[19 empty] | 1162.8501 | 0.0012473 |  |  |  |  | 1336.3249 | 0.0012853 |  |  |  |  | 1237.2815 | 0 | 1237.2743 | 0.0018032
[19 empty] | 1162.9847 | 0.001615 |  |  |  |  | 1336.4124 | 0.001291 |  |  |  |  | 1237.3564 | 0 | 1237.3492 | 0.0018127
[19 empty] | 1163.1193 | 0.0014228 |  |  |  |  | 1336.4999 | 0.0012966 |  |  |  |  | 1237.4314 | 0 | 1237.4243 | 0.0018231
[19 empty] | 1163.2538 | 0.0015054 |  |  |  |  | 1336.5874 | 0.0013021 |  |  |  |  | 1237.5065 | 0 | 1237.4993 | 0.0018302
[19 empty] | 1163.3884 | 0.0017434 |  |  |  |  | 1336.6748 | 0.0013075 |  |  |  |  | 1237.5815 | 0 | 1237.5743 | 0.0018326
[19 empty] | 1163.5232 | 0.0012462 |  |  |  |  | 1336.7623 | 0.0013127 |  |  |  |  | 1237.6565 | 0 | 1237.6494 | 0.0018294
[19 empty] | 1163.658 | 0.0012413 |  |  |  |  | 1336.8499 | 0.0013177 |  |  |  |  | 1237.7316 | 0 | 1237.7245 | 0.0018199
[19 empty] | 1163.7927 | 0.00097877 |  |  |  |  | 1336.9374 | 0.0013226 |  |  |  |  | 1237.8066 | 0 | 1237.7994 | 0.0018048
[19 empty] | 1163.9275 | 0.00089596 |  |  |  |  | 1337.025 | 0.0013274 |  |  |  |  | 1237.8817 | 0 | 1237.8745 | 0.0017881
[19 empty] | 1164.0623 | 0.0010938 |  |  |  |  | 1337.1126 | 0.001332 |  |  |  |  | 1237.9568 | 0 | 1237.9496 | 0.0017706
[19 empty] | 1164.1971 | 0.0011516 |  |  |  |  | 1337.2001 | 0.0013365 |  |  |  |  | 1238.0319 | 0 | 1238.0247 | 0.0017555
[19 empty] | 1164.332 | 0.0012706 |  |  |  |  | 1337.2877 | 0.0013409 |  |  |  |  | 1238.1069 | 0 | 1238.0997 | 0.0017444
[19 empty] | 1164.4669 | 0.0014399 |  |  |  |  | 1337.3752 | 0.001345 |  |  |  |  | 1238.182 | 0 | 1238.1749 | 0.0017381
[19 empty] | 1164.6019 | 0.0015395 |  |  |  |  | 1337.4629 | 0.0013491 |  |  |  |  | 1238.2572 | 0 | 1238.25 | 0.0017373
[19 empty] | 1164.7369 | 0.0017437 |  |  |  |  | 1337.5505 | 0.001353 |  |  |  |  | 1238.3323 | 0 | 1238.3251 | 0.0017397
[19 empty] | 1164.8719 | 0.0013857 |  |  |  |  | 1337.6382 | 0.0013567 |  |  |  |  | 1238.4073 | 0 | 1238.4003 | 0.0017436
[19 empty] | 1165.007 | 0.0013307 |  |  |  |  | 1337.7257 | 0.0013602 |  |  |  |  | 1238.4825 | 0 | 1238.4753 | 0.0017492
[19 empty] | 1165.1421 | 0.0013591 |  |  |  |  | 1337.8133 | 0.0013637 |  |  |  |  | 1238.5577 | 0 | 1238.5505 | 0.001754
[19 empty] | 1165.2771 | 0.0012208 |  |  |  |  | 1337.9011 | 0.0013669 |  |  |  |  | 1238.6328 | 0 | 1238.6257 | 0.0017595
[19 empty] | 1165.4125 | 0.0011403 |  |  |  |  | 1337.9888 | 0.00137 |  |  |  |  | 1238.708 | 0 | 1238.7008 | 0.0017643
[19 empty] | 1165.5475 | 0.0014773 |  |  |  |  | 1338.0764 | 0.001373 |  |  |  |  | 1238.7832 | 0 | 1238.776 | 0.001769
[19 empty] | 1165.6826 | 0.0015706 |  |  |  |  | 1338.1642 | 0.0013758 |  |  |  |  | 1238.8584 | 0 | 1238.8512 | 0.0017746
[19 empty] | 1165.8179 | 0.0011288 |  |  |  |  | 1338.2518 | 0.0013784 |  |  |  |  | 1238.9336 | 0 | 1238.9264 | 0.0017786
[19 empty] | 1165.9531 | 0.0012481 |  |  |  |  | 1338.3396 | 0.0013809 |  |  |  |  | 1239.0088 | 0 | 1239.0016 | 0.0017825
[19 empty] | 1166.0885 | 0.0011599 |  |  |  |  | 1338.4272 | 0.0013832 |  |  |  |  | 1239.084 | 0 | 1239.0768 | 0.0017849
[19 empty] | 1166.2238 | 0.0011422 |  |  |  |  | 1338.515 | 0.0013854 |  |  |  |  | 1239.1592 | 0 | 1239.152 | 0.0017865
[19 empty] | 1166.3591 | 0.0011864 |  |  |  |  | 1338.6028 | 0.0013874 |  |  |  |  | 1239.2344 | 0 | 1239.2273 | 0.0017881
[19 empty] | 1166.4945 | 0.0010772 |  |  |  |  | 1338.6906 | 0.0013893 |  |  |  |  | 1239.3097 | 0 | 1239.3025 | 0.0017905
[19 empty] | 1166.63 | 0.00094886 |  |  |  |  | 1338.7783 | 0.001391 |  |  |  |  | 1239.3849 | 0 | 1239.3777 | 0.0017953
[19 empty] | 1166.7654 | 0.001236 |  |  |  |  | 1338.8661 | 0.0013925 |  |  |  |  | 1239.4602 | 0 | 1239.453 | 0.0018048
[19 empty] | 1166.9009 | 0.0014155 |  |  |  |  | 1338.954 | 0.0013939 |  |  |  |  | 1239.5354 | 0 | 1239.5282 | 0.0018191
[19 empty] | 1167.0364 | 0.001451 |  |  |  |  | 1339.0418 | 0.0013951 |  |  |  |  | 1239.6107 | 0 | 1239.6035 | 0.0018366
[19 empty] | 1167.172 | 0.0010293 |  |  |  |  | 1339.1295 | 0.0013962 |  |  |  |  | 1239.686 | 0 | 1239.6788 | 0.0018556
[19 empty] | 1167.3075 | 0.0009111 |  |  |  |  | 1339.2174 | 0.0013971 |  |  |  |  | 1239.7612 | 0 | 1239.7541 | 0.0018731
[19 empty] | 1167.4431 | 0.0010681 |  |  |  |  | 1339.3052 | 0.0013978 |  |  |  |  | 1239.8365 | 0 | 1239.8293 | 0.0018858
[19 empty] | 1167.579 | 0.0013839 |  |  |  |  | 1339.3931 | 0.0013984 |  |  |  |  | 1239.9119 | 0 | 1239.9047 | 0.0018914
[19 empty] | 1167.7144 | 0.0011682 |  |  |  |  | 1339.481 | 0.0013989 |  |  |  |  | 1239.9872 | 0 | 1239.98 | 0.0018858
[19 empty] | 1167.8501 | 0.00076961 |  |  |  |  | 1339.5689 | 0.0013992 |  |  |  |  | 1240.0625 | 0 | 1240.0554 | 0.0018707
[19 empty] | 1167.986 | 0.0010885 |  |  |  |  | 1339.6567 | 0.0013993 |  |  |  |  | 1240.1378 | 0 | 1240.1307 | 0.0018469
[19 empty] | 1168.1216 | 0.0011692 |  |  |  |  | 1339.7446 | 0.0013992 |  |  |  |  | 1240.2133 | 0 | 1240.2061 | 0.0018175
[19 empty] | 1168.2573 | 0.001212 |  |  |  |  | 1339.8325 | 0.0013991 |  |  |  |  | 1240.2886 | 0 | 1240.2814 | 0.0017865
[19 empty] | 1168.3932 | 0.001503 |  |  |  |  | 1339.9205 | 0.0013987 |  |  |  |  | 1240.3639 | 0 | 1240.3568 | 0.0017595
[19 empty] | 1168.5291 | 0.0014176 |  |  |  |  | 1340.0084 | 0.0013982 |  |  |  |  | 1240.4393 | 0 | 1240.4321 | 0.0017404
[19 empty] | 1168.6649 | 0.00099954 |  |  |  |  | 1340.0963 | 0.0013976 |  |  |  |  | 1240.5147 | 0 | 1240.5076 | 0.0017325
[19 empty] | 1168.8009 | 0.0014067 |  |  |  |  | 1340.1843 | 0.0013968 |  |  |  |  | 1240.5901 | 0 | 1240.5829 | 0.0017349
[19 empty] | 1168.9368 | 0.0014198 |  |  |  |  | 1340.2723 | 0.0013959 |  |  |  |  | 1240.6655 | 0 | 1240.6583 | 0.0017484
[19 empty] | 1169.073 | 0.0012284 |  |  |  |  | 1340.3603 | 0.0013948 |  |  |  |  | 1240.7408 | 0 | 1240.7338 | 0.001769
[19 empty] | 1169.2089 | 0.0010466 |  |  |  |  | 1340.4482 | 0.0013935 |  |  |  |  | 1240.8163 | 0 | 1240.8092 | 0.0017921
[19 empty] | 1169.3448 | 0.001339 |  |  |  |  | 1340.5363 | 0.0013921 |  |  |  |  | 1240.8917 | 0 | 1240.8845 | 0.0018135
[19 empty] | 1169.481 | 0.0013635 |  |  |  |  | 1340.6243 | 0.0013906 |  |  |  |  | 1240.9672 | 0 | 1240.96 | 0.0018286
[19 empty] | 1169.6171 | 0.0010069 |  |  |  |  | 1340.7124 | 0.0013889 |  |  |  |  | 1241.0426 | 0 | 1241.0355 | 0.0018358
[19 empty] | 1169.7534 | 0.0013463 |  |  |  |  | 1340.8004 | 0.0013871 |  |  |  |  | 1241.118 | 0 | 1241.111 | 0.0018326
[19 empty] | 1169.8894 | 0.0015025 |  |  |  |  | 1340.8884 | 0.0013852 |  |  |  |  | 1241.1936 | 0 | 1241.1864 | 0.0018191
[19 empty] | 1170.0256 | 0.0010627 |  |  |  |  | 1340.9766 | 0.0013831 |  |  |  |  | 1241.269 | 0 | 1241.2618 | 0.0017984
[19 empty] | 1170.1619 | 0.00090366 |  |  |  |  | 1341.0646 | 0.0013809 |  |  |  |  | 1241.3445 | 0 | 1241.3374 | 0.0017722
[19 empty] | 1170.2981 | 0.0013022 |  |  |  |  | 1341.1527 | 0.0013785 |  |  |  |  | 1241.42 | 0 | 1241.4128 | 0.0017444
[19 empty] | 1170.4344 | 0.0012711 |  |  |  |  | 1341.2407 | 0.001376 |  |  |  |  | 1241.4955 | 0 | 1241.4884 | 0.0017182
[19 empty] | 1170.5708 | 0.00089549 |  |  |  |  | 1341.3289 | 0.0013734 |  |  |  |  | 1241.571 | 0 | 1241.5638 | 0.0016976
[19 empty] | 1170.7072 | 0.0014227 |  |  |  |  | 1341.417 | 0.0013706 |  |  |  |  | 1241.6466 | 0 | 1241.6394 | 0.0016833
[19 empty] | 1170.8438 | 0.0013543 |  |  |  |  | 1341.5051 | 0.0013678 |  |  |  |  | 1241.7221 | 0 | 1241.715 | 0.0016769
[19 empty] | 1170.98 | 0.0014545 |  |  |  |  | 1341.5933 | 0.0013648 |  |  |  |  | 1241.7976 | 0 | 1241.7904 | 0.0016785
[19 empty] | 1171.1165 | 0.0012736 |  |  |  |  | 1341.6814 | 0.0013616 |  |  |  |  | 1241.8732 | 0 | 1241.866 | 0.0016872
[19 empty] | 1171.2529 | 0.00093026 |  |  |  |  | 1341.7696 | 0.0013584 |  |  |  |  | 1241.9487 | 0 | 1241.9415 | 0.0017023
[19 empty] | 1171.3895 | 0.0011867 |  |  |  |  | 1341.8578 | 0.0013551 |  |  |  |  | 1242.0243 | 0 | 1242.0171 | 0.0017214
[19 empty] | 1171.526 | 0.0013562 |  |  |  |  | 1341.946 | 0.0013516 |  |  |  |  | 1242.0999 | 0 | 1242.0927 | 0.0017412
[19 empty] | 1171.6626 | 0.0010988 |  |  |  |  | 1342.0342 | 0.001348 |  |  |  |  | 1242.1754 | 0 | 1242.1683 | 0.0017595
[19 empty] | 1171.7993 | 0.0009309 |  |  |  |  | 1342.1224 | 0.0013444 |  |  |  |  | 1242.2511 | 0 | 1242.2439 | 0.0017746
[19 empty] | 1171.9359 | 0.0013004 |  |  |  |  | 1342.2107 | 0.0013406 |  |  |  |  | 1242.3267 | 0 | 1242.3195 | 0.0017849
[19 empty] | 1172.0725 | 0.0015942 |  |  |  |  | 1342.2988 | 0.0013367 |  |  |  |  | 1242.4022 | 0 | 1242.3951 | 0.0017913
[19 empty] | 1172.2092 | 0.0013643 |  |  |  |  | 1342.3871 | 0.0013327 |  |  |  |  | 1242.4779 | 0 | 1242.4707 | 0.0017929
[19 empty] | 1172.3459 | 0.0015332 |  |  |  |  | 1342.4753 | 0.0013287 |  |  |  |  | 1242.5535 | 0 | 1242.5464 | 0.0017913
[19 empty] | 1172.4828 | 0.0015711 |  |  |  |  | 1342.5637 | 0.0013245 |  |  |  |  | 1242.6291 | 0 | 1242.6219 | 0.0017889
[19 empty] | 1172.6195 | 0.0012579 |  |  |  |  | 1342.652 | 0.0013203 |  |  |  |  | 1242.7048 | 0 | 1242.6976 | 0.0017857
[19 empty] | 1172.7566 | 0.0010704 |  |  |  |  | 1342.7402 | 0.001316 |  |  |  |  | 1242.7805 | 0 | 1242.7733 | 0.0017818
[19 empty] | 1172.8933 | 0.0012689 |  |  |  |  | 1342.8286 | 0.0013116 |  |  |  |  | 1242.8562 | 0 | 1242.849 | 0.0017778
[19 empty] | 1173.0302 | 0.0012992 |  |  |  |  | 1342.9169 | 0.0013071 |  |  |  |  | 1242.9318 | 0 | 1242.9247 | 0.0017738
[19 empty] | 1173.1671 | 0.0014677 |  |  |  |  | 1343.0052 | 0.0013026 |  |  |  |  | 1243.0075 | 0 | 1243.0004 | 0.0017706
[19 empty] | 1173.3041 | 0.0010373 |  |  |  |  | 1343.0935 | 0.001298 |  |  |  |  | 1243.0832 | 0 | 1243.076 | 0.001769
[19 empty] | 1173.4412 | 0.0010578 |  |  |  |  | 1343.1819 | 0.0012934 |  |  |  |  | 1243.1589 | 0 | 1243.1517 | 0.0017698
[19 empty] | 1173.5781 | 0.0010434 |  |  |  |  | 1343.2703 | 0.0012887 |  |  |  |  | 1243.2346 | 0 | 1243.2274 | 0.0017738
[19 empty] | 1173.7152 | 0.0012362 |  |  |  |  | 1343.3586 | 0.0012839 |  |  |  |  | 1243.3103 | 0 | 1243.3032 | 0.001781
[19 empty] | 1173.8523 | 0.0015242 |  |  |  |  | 1343.447 | 0.0012791 |  |  |  |  | 1243.3861 | 0 | 1243.3789 | 0.0017905
[19 empty] | 1173.9895 | 0.00095692 |  |  |  |  | 1343.5354 | 0.0012743 |  |  |  |  | 1243.4618 | 0 | 1243.4546 | 0.0018024
[19 empty] | 1174.1268 | 0.0010434 |  |  |  |  | 1343.6239 | 0.0012694 |  |  |  |  | 1243.5376 | 0 | 1243.5304 | 0.0018143
[19 empty] | 1174.2638 | 0.0015662 |  |  |  |  | 1343.7123 | 0.0012645 |  |  |  |  | 1243.6133 | 0 | 1243.6062 | 0.0018247
[19 empty] | 1174.4011 | 0.0017387 |  |  |  |  | 1343.8008 | 0.0012596 |  |  |  |  | 1243.6891 | 0 | 1243.6819 | 0.0018334
[19 empty] | 1174.5383 | 0.0015462 |  |  |  |  | 1343.8892 | 0.0012547 |  |  |  |  | 1243.7649 | 0 | 1243.7577 | 0.0018405
[19 empty] | 1174.6757 | 0.0013355 |  |  |  |  | 1343.9777 | 0.0012497 |  |  |  |  | 1243.8407 | 0 | 1243.8335 | 0.0018445
[19 empty] | 1174.813 | 0.0010674 |  |  |  |  | 1344.0662 | 0.0012448 |  |  |  |  | 1243.9165 | 0 | 1243.9093 | 0.0018477
[19 empty] | 1174.9503 | 0.00080655 |  |  |  |  | 1344.1545 | 0.0012398 |  |  |  |  | 1243.9923 | 0 | 1243.9851 | 0.0018501
[19 empty] | 1175.0878 | 0.0011553 |  |  |  |  | 1344.243 | 0.0012348 |  |  |  |  | 1244.0681 | 0 | 1244.0609 | 0.0018525
[19 empty] | 1175.2251 | 0.0013299 |  |  |  |  | 1344.3315 | 0.0012299 |  |  |  |  | 1244.1439 | 0 | 1244.1367 | 0.001854
[19 empty] | 1175.3625 | 0.0011944 |  |  |  |  | 1344.4202 | 0.0012249 |  |  |  |  | 1244.2197 | 0 | 1244.2125 | 0.0018564
[19 empty] | 1175.5001 | 0.0015186 |  |  |  |  | 1344.5087 | 0.00122 |  |  |  |  | 1244.2957 | 0 | 1244.2885 | 0.001858
[19 empty] | 1175.6376 | 0.0011705 |  |  |  |  | 1344.5972 | 0.0012151 |  |  |  |  | 1244.3715 | 0 | 1244.3643 | 0.0018588
[19 empty] | 1175.7751 | 0.00092132 |  |  |  |  | 1344.6858 | 0.0012103 |  |  |  |  | 1244.4473 | 0 | 1244.4402 | 0.001858
[19 empty] | 1175.9127 | 0.0012511 |  |  |  |  | 1344.7743 | 0.0012054 |  |  |  |  | 1244.5232 | 0 | 1244.516 | 0.001854
[19 empty] | 1176.0504 | 0.001403 |  |  |  |  | 1344.8629 | 0.0012007 |  |  |  |  | 1244.5991 | 0 | 1244.5919 | 0.0018477
[19 empty] | 1176.188 | 0.0013784 |  |  |  |  | 1344.9514 | 0.0011959 |  |  |  |  | 1244.6749 | 0 | 1244.6677 | 0.0018374
[19 empty] | 1176.3257 | 0.0013331 |  |  |  |  | 1345.04 | 0.0011912 |  |  |  |  | 1244.7508 | 0 | 1244.7436 | 0.0018254
[19 empty] | 1176.4633 | 0.0014456 |  |  |  |  | 1345.1287 | 0.0011866 |  |  |  |  | 1244.8268 | 0 | 1244.8196 | 0.0018119
[19 empty] | 1176.6011 | 0.0014243 |  |  |  |  | 1345.2173 | 0.001182 |  |  |  |  | 1244.9027 | 0 | 1244.8955 | 0.0017984
[19 empty] | 1176.7388 | 0.0016586 |  |  |  |  | 1345.3059 | 0.0011775 |  |  |  |  | 1244.9786 | 0 | 1244.9714 | 0.0017881
[19 empty] | 1176.8766 | 0.0015426 |  |  |  |  | 1345.3945 | 0.0011731 |  |  |  |  | 1245.0546 | 0 | 1245.0474 | 0.0017825
[19 empty] | 1177.0146 | 0.0012072 |  |  |  |  | 1345.4833 | 0.0011688 |  |  |  |  | 1245.1305 | 0 | 1245.1233 | 0.0017825
[19 empty] | 1177.1523 | 0.00093795 |  |  |  |  | 1345.5719 | 0.0011646 |  |  |  |  | 1245.2064 | 0 | 1245.1992 | 0.0017881
[19 empty] | 1177.2903 | 0.0010066 |  |  |  |  | 1345.6606 | 0.0011604 |  |  |  |  | 1245.2823 | 0 | 1245.2753 | 0.0017984
[19 empty] | 1177.4282 | 0.0011565 |  |  |  |  | 1345.7493 | 0.0011563 |  |  |  |  | 1245.3584 | 0 | 1245.3512 | 0.0018111
[19 empty] | 1177.5662 | 0.0015303 |  |  |  |  | 1345.838 | 0.0011524 |  |  |  |  | 1245.4343 | 0 | 1245.4271 | 0.0018231
[19 empty] | 1177.7042 | 0.0013697 |  |  |  |  | 1345.9268 | 0.0011485 |  |  |  |  | 1245.5104 | 0 | 1245.5032 | 0.001831
[19 empty] | 1177.8422 | 0.0011215 |  |  |  |  | 1346.0155 | 0.0011448 |  |  |  |  | 1245.5863 | 0 | 1245.5792 | 0.0018334
[19 empty] | 1177.9802 | 0.0011559 |  |  |  |  | 1346.1043 | 0.0011412 |  |  |  |  | 1245.6624 | 0 | 1245.6552 | 0.0018278
[19 empty] | 1178.1184 | 0.0015427 |  |  |  |  | 1346.193 | 0.0011377 |  |  |  |  | 1245.7384 | 0 | 1245.7312 | 0.0018167
[19 empty] | 1178.2565 | 0.0015423 |  |  |  |  | 1346.2817 | 0.0011343 |  |  |  |  | 1245.8145 | 0 | 1245.8073 | 0.0018
[19 empty] | 1178.3947 | 0.00121 |  |  |  |  | 1346.3705 | 0.0011311 |  |  |  |  | 1245.8905 | 0 | 1245.8833 | 0.0017802
[19 empty] | 1178.5328 | 0.00086108 |  |  |  |  | 1346.4592 | 0.001128 |  |  |  |  | 1245.9666 | 0 | 1245.9594 | 0.0017603
[19 empty] | 1178.6711 | 0.00068098 |  |  |  |  | 1346.5481 | 0.001125 |  |  |  |  | 1246.0426 | 0 | 1246.0354 | 0.0017404
[19 empty] | 1178.8093 | 0.0010079 |  |  |  |  | 1346.6368 | 0.0011222 |  |  |  |  | 1246.1186 | 0 | 1246.1115 | 0.0017238
[19 empty] | 1178.9476 | 0.0011912 |  |  |  |  | 1346.7257 | 0.0011195 |  |  |  |  | 1246.1947 | 0 | 1246.1875 | 0.0017095
[19 empty] | 1179.0861 | 0.0012924 |  |  |  |  | 1346.8146 | 0.001117 |  |  |  |  | 1246.2707 | 0 | 1246.2635 | 0.0016983
[19 empty] | 1179.2244 | 0.0012546 |  |  |  |  | 1346.9033 | 0.0011146 |  |  |  |  | 1246.3469 | 0 | 1246.3397 | 0.0016904
[19 empty] | 1179.3628 | 0.0014383 |  |  |  |  | 1346.9922 | 0.0011124 |  |  |  |  | 1246.423 | 0 | 1246.4158 | 0.0016856
[19 empty] | 1179.5012 | 0.0010723 |  |  |  |  | 1347.0811 | 0.0011104 |  |  |  |  | 1246.4992 | 0 | 1246.4919 | 0.0016848
[19 empty] | 1179.6396 | 0.00087584 |  |  |  |  | 1347.17 | 0.0011086 |  |  |  |  | 1246.5752 | 0 | 1246.568 | 0.0016872
[19 empty] | 1179.7783 | 0.00075064 |  |  |  |  | 1347.2589 | 0.0011069 |  |  |  |  | 1246.6514 | 0 | 1246.6442 | 0.0016952
[19 empty] | 1179.9166 | 0.00075957 |  |  |  |  | 1347.3478 | 0.0011053 |  |  |  |  | 1246.7275 | 0 | 1246.7203 | 0.0017087
[19 empty] | 1180.0552 | 0.00074908 |  |  |  |  | 1347.4367 | 0.001104 |  |  |  |  | 1246.8036 | 0 | 1246.7965 | 0.0017277
[19 empty] | 1180.1938 | 0.0010408 |  |  |  |  | 1347.5256 | 0.0011028 |  |  |  |  | 1246.8798 | 0 | 1246.8726 | 0.0017516
[19 empty] | 1180.3324 | 0.0010378 |  |  |  |  | 1347.6146 | 0.0011018 |  |  |  |  | 1246.9559 | 0 | 1246.9487 | 0.0017802
[19 empty] | 1180.4711 | 0.0012401 |  |  |  |  | 1347.7035 | 0.001101 |  |  |  |  | 1247.0321 | 0 | 1247.0249 | 0.0018096
[19 empty] | 1180.6097 | 0.0014868 |  |  |  |  | 1347.7925 | 0.0011004 |  |  |  |  | 1247.1083 | 0 | 1247.1012 | 0.0018366
[19 empty] | 1180.7485 | 0.0011913 |  |  |  |  | 1347.8815 | 0.0011 |  |  |  |  | 1247.1846 | 0 | 1247.1774 | 0.0018588
[19 empty] | 1180.8872 | 0.0014001 |  |  |  |  | 1347.9705 | 0.0010997 |  |  |  |  | 1247.2607 | 0 | 1247.2535 | 0.0018731
[19 empty] | 1181.0259 | 0.0012072 |  |  |  |  | 1348.0594 | 0.0010997 |  |  |  |  | 1247.3369 | 0 | 1247.3297 | 0.0018779
[19 empty] | 1181.1647 | 0.0010891 |  |  |  |  | 1348.1484 | 0.0010998 |  |  |  |  | 1247.4132 | 0 | 1247.406 | 0.0018739
[19 empty] | 1181.3036 | 0.0010576 |  |  |  |  | 1348.2374 | 0.0011001 |  |  |  |  | 1247.4894 | 0 | 1247.4822 | 0.0018628
[19 empty] | 1181.4426 | 0.0011293 |  |  |  |  | 1348.3265 | 0.0011006 |  |  |  |  | 1247.5657 | 0 | 1247.5585 | 0.0018477
[19 empty] | 1181.5815 | 0.001365 |  |  |  |  | 1348.4155 | 0.0011013 |  |  |  |  | 1247.642 | 0 | 1247.6348 | 0.0018318
[19 empty] | 1181.7203 | 0.00097656 |  |  |  |  | 1348.5046 | 0.0011022 |  |  |  |  | 1247.7181 | 0 | 1247.7109 | 0.0018167
[19 empty] | 1181.8593 | 0.0010044 |  |  |  |  | 1348.5936 | 0.0011033 |  |  |  |  | 1247.7944 | 0 | 1247.7872 | 0.0018056
[19 empty] | 1181.9983 | 0.00095229 |  |  |  |  | 1348.6827 | 0.0011046 |  |  |  |  | 1247.8707 | 0 | 1247.8635 | 0.0017961
[19 empty] | 1182.1373 | 0.00054181 |  |  |  |  | 1348.7719 | 0.0011061 |  |  |  |  | 1247.947 | 0 | 1247.9398 | 0.0017873
[19 empty] | 1182.2766 | 0.00081768 |  |  |  |  | 1348.861 | 0.0011077 |  |  |  |  | 1248.0233 | 0 | 1248.0161 | 0.0017794
[19 empty] | 1182.4155 | 0.00099233 |  |  |  |  | 1348.9501 | 0.0011096 |  |  |  |  | 1248.0996 | 0 | 1248.0924 | 0.0017706
[19 empty] | 1182.5547 | 0.00075607 |  |  |  |  | 1349.0392 | 0.0011116 |  |  |  |  | 1248.1759 | 0 | 1248.1687 | 0.0017619
[19 empty] | 1182.6938 | 0.00068218 |  |  |  |  | 1349.1283 | 0.0011139 |  |  |  |  | 1248.2523 | 0 | 1248.2451 | 0.0017532
[19 empty] | 1182.8333 | 0.00088776 |  |  |  |  | 1349.2175 | 0.0011163 |  |  |  |  | 1248.3286 | 0 | 1248.3214 | 0.001746
[19 empty] | 1182.9723 | 0.0010982 |  |  |  |  | 1349.3066 | 0.0011189 |  |  |  |  | 1248.4049 | 0 | 1248.3977 | 0.001742
[19 empty] | 1183.1116 | 0.00091825 |  |  |  |  | 1349.3959 | 0.0011216 |  |  |  |  | 1248.4813 | 0 | 1248.4741 | 0.001742
[19 empty] | 1183.2509 | 0.0010276 | [10 empty] | 1248.5576 | 0 | 1248.5504 | 0.0017444
[19 empty] | 1183.3903 | 0.00096736 | [10 empty] | 1248.634 | 0 | 1248.6268 | 0.00175
[19 empty] | 1183.5297 | 0.00085444 | [10 empty] | 1248.7105 | 0 | 1248.7033 | 0.0017563
[19 empty] | 1183.6691 | 0.00081918 | [10 empty] | 1248.7869 | 0 | 1248.7797 | 0.0017627
[19 empty] | 1183.8085 | 0.0011503 | [10 empty] | 1248.8632 | 0 | 1248.856 | 0.0017675
[19 empty] | 1183.9479 | 0.0011124 | [10 empty] | 1248.9396 | 0 | 1248.9324 | 0.0017706
[19 empty] | 1184.0874 | 0.00099346 | [10 empty] | 1249.016 | 0 | 1249.0088 | 0.0017722
[19 empty] | 1184.2269 | 0.0010931 | [10 empty] | 1249.0925 | 0 | 1249.0853 | 0.0017738
[19 empty] | 1184.3666 | 0.0013648 | [10 empty] | 1249.1689 | 0 | 1249.1617 | 0.0017746
[19 empty] | 1184.5061 | 0.0014335 | [10 empty] | 1249.2454 | 0 | 1249.2382 | 0.001777
[19 empty] | 1184.6458 | 0.001184 | [10 empty] | 1249.3218 | 0 | 1249.3146 | 0.0017786
[19 empty] | 1184.7854 | 0.0011329 | [10 empty] | 1249.3983 | 0 | 1249.3911 | 0.0017802
[19 empty] | 1184.9252 | 0.0013262 | [10 empty] | 1249.4747 | 0 | 1249.4675 | 0.0017802
[19 empty] | 1185.0649 | 0.0014742 | [10 empty] | 1249.5513 | 0 | 1249.5441 | 0.0017778
[19 empty] | 1185.2047 | 0.0012069 | [10 empty] | 1249.6278 | 0 | 1249.6206 | 0.001773
[19 empty] | 1185.3445 | 0.00094273 | [10 empty] | 1249.7042 | 0 | 1249.697 | 0.0017659
[19 empty] | 1185.4841 | 0.0007692 | [10 empty] | 1249.7808 | 0 | 1249.7736 | 0.0017579
[19 empty] | 1185.624 | 0.00067557 | [10 empty] | 1249.8573 | 0 | 1249.8501 | 0.0017508
[31 empty] | 1249.9338 | 0 | 1249.9266 | 0.0017444
[31 empty] | 1250.0104 | 0 | 1250.0032 | 0.0017397
[31 empty] | 1250.0869 | 0 | 1250.0797 | 0.0017349
[31 empty] | 1250.1635 | 0 | 1250.1562 | 0.0017301
[31 empty] | 1250.24 | 0 | 1250.2328 | 0.0017222
[31 empty] | 1250.3166 | 0 | 1250.3094 | 0.0017126
[31 empty] | 1250.3932 | 0 | 1250.386 | 0.0016999
[31 empty] | 1250.4698 | 0 | 1250.4626 | 0.0016856
[31 empty] | 1250.5464 | 0 | 1250.5392 | 0.0016721
[31 empty] | 1250.623 | 0 | 1250.6158 | 0.001661
[31 empty] | 1250.6997 | 0 | 1250.6925 | 0.0016547
[31 empty] | 1250.7762 | 0 | 1250.769 | 0.0016531
[31 empty] | 1250.8529 | 0 | 1250.8457 | 0.0016562
[31 empty] | 1250.9296 | 0 | 1250.9224 | 0.0016634
[31 empty] | 1251.0062 | 0 | 1250.999 | 0.0016713
[31 empty] | 1251.0829 | 0 | 1251.0757 | 0.0016769
[31 empty] | 1251.1597 | 0 | 1251.1525 | 0.0016801
[31 empty] | 1251.2363 | 0 | 1251.2291 | 0.0016777
[31 empty] | 1251.313 | 0 | 1251.3058 | 0.0016713
[31 empty] | 1251.3898 | 0 | 1251.3826 | 0.001661
[31 empty] | 1251.4664 | 0 | 1251.4592 | 0.0016483
[31 empty] | 1251.5432 | 0 | 1251.536 | 0.0016356
[31 empty] | 1251.6199 | 0 | 1251.6127 | 0.0016245
[31 empty] | 1251.6967 | 0 | 1251.6895 | 0.0016149
[31 empty] | 1251.7734 | 0 | 1251.7662 | 0.0016094
[31 empty] | 1251.8502 | 0 | 1251.843 | 0.0016054
[31 empty] | 1251.927 | 0 | 1251.9198 | 0.0016038
[31 empty] | 1252.0038 | 0 | 1251.9966 | 0.0016038
[31 empty] | 1252.0806 | 0 | 1252.0734 | 0.0016054
[31 empty] | 1252.1573 | 0 | 1252.1501 | 0.0016086
[31 empty] | 1252.2341 | 0 | 1252.2269 | 0.0016141
[31 empty] | 1252.311 | 0 | 1252.3038 | 0.0016237
[31 empty] | 1252.3878 | 0 | 1252.3806 | 0.001638
[31 empty] | 1252.4647 | 0 | 1252.4575 | 0.0016562
[31 empty] | 1252.5415 | 0 | 1252.5343 | 0.0016785
[31 empty] | 1252.6184 | 0 | 1252.6112 | 0.0017039
[31 empty] | 1252.6953 | 0 | 1252.688 | 0.0017285
[31 empty] | 1252.7721 | 0 | 1252.7649 | 0.0017508
[31 empty] | 1252.849 | 0 | 1252.8418 | 0.001769
[31 empty] | 1252.9259 | 0 | 1252.9187 | 0.0017818
[31 empty] | 1253.0028 | 0 | 1252.9956 | 0.0017881
[31 empty] | 1253.0797 | 0 | 1253.0725 | 0.0017889
[31 empty] | 1253.1567 | 0 | 1253.1494 | 0.0017857
[31 empty] | 1253.2336 | 0 | 1253.2264 | 0.001781
[31 empty] | 1253.3105 | 0 | 1253.3033 | 0.001777
[31 empty] | 1253.3876 | 0 | 1253.3804 | 0.0017754
[31 empty] | 1253.4645 | 0 | 1253.4573 | 0.0017794
[31 empty] | 1253.5415 | 0 | 1253.5343 | 0.0017897
[31 empty] | 1253.6184 | 0 | 1253.6112 | 0.0018048
[31 empty] | 1253.6954 | 0 | 1253.6882 | 0.0018239
[31 empty] | 1253.7725 | 0 | 1253.7653 | 0.0018437
[31 empty] | 1253.8495 | 0 | 1253.8423 | 0.0018636
[31 empty] | 1253.9265 | 0 | 1253.9193 | 0.0018811
[31 empty] | 1254.0035 | 0 | 1253.9963 | 0.0018946
[31 empty] | 1254.0806 | 0 | 1254.0734 | 0.0019041
[31 empty] | 1254.1576 | 0 | 1254.1504 | 0.001912
[31 empty] | 1254.2346 | 0 | 1254.2274 | 0.0019168
[31 empty] | 1254.3118 | 0 | 1254.3046 | 0.0019208
[31 empty] | 1254.3888 | 0 | 1254.3816 | 0.0019232
[31 empty] | 1254.4659 | 0 | 1254.4587 | 0.0019239
[31 empty] | 1254.543 | 0 | 1254.5358 | 0.0019232
[31 empty] | 1254.6201 | 0 | 1254.6129 | 0.0019208
[31 empty] | 1254.6973 | 0 | 1254.6901 | 0.0019176
[31 empty] | 1254.7744 | 0 | 1254.7671 | 0.0019136
[31 empty] | 1254.8514 | 0 | 1254.8442 | 0.0019112
[31 empty] | 1254.9286 | 0 | 1254.9214 | 0.001912
[31 empty] | 1255.0057 | 0 | 1254.9985 | 0.001916
[31 empty] | 1255.083 | 0 | 1255.0757 | 0.0019224
[31 empty] | 1255.1602 | 0 | 1255.1529 | 0.0019311
[31 empty] | 1255.2373 | 0 | 1255.2301 | 0.001939
[31 empty] | 1255.3145 | 0 | 1255.3073 | 0.0019454
[31 empty] | 1255.3917 | 0 | 1255.3845 | 0.0019478
[31 empty] | 1255.4689 | 0 | 1255.4617 | 0.0019446
[31 empty] | 1255.5461 | 0 | 1255.5389 | 0.0019359
[31 empty] | 1255.6234 | 0 | 1255.6162 | 0.0019208
[31 empty] | 1255.7006 | 0 | 1255.6934 | 0.0019017
[31 empty] | 1255.7778 | 0 | 1255.7706 | 0.0018771
[31 empty] | 1255.8551 | 0 | 1255.8479 | 0.0018501
[31 empty] | 1255.9324 | 0 | 1255.9252 | 0.0018207
[31 empty] | 1256.0096 | 0 | 1256.0024 | 0.0017913
[31 empty] | 1256.0869 | 0 | 1256.0797 | 0.0017627
[31 empty] | 1256.1643 | 0 | 1256.157 | 0.0017357
[31 empty] | 1256.2416 | 0 | 1256.2344 | 0.0017119
[31 empty] | 1256.3189 | 0 | 1256.3117 | 0.0016912
[31 empty] | 1256.3962 | 0 | 1256.389 | 0.0016753
[31 empty] | 1256.4735 | 0 | 1256.4663 | 0.0016626
[31 empty] | 1256.5509 | 0 | 1256.5437 | 0.0016539
[31 empty] | 1256.6283 | 0 | 1256.621 | 0.0016475
[31 empty] | 1256.7056 | 0 | 1256.6984 | 0.0016419
[31 empty] | 1256.783 | 0 | 1256.7758 | 0.0016364
[31 empty] | 1256.8603 | 0 | 1256.8531 | 0.00163
[31 empty] | 1256.9377 | 0 | 1256.9305 | 0.0016237
[31 empty] | 1257.0151 | 0 | 1257.0079 | 0.0016157
[31 empty] | 1257.0925 | 0 | 1257.0853 | 0.0016094
[31 empty] | 1257.17 | 0 | 1257.1627 | 0.0016054
[31 empty] | 1257.2474 | 0 | 1257.2402 | 0.0016062
[31 empty] | 1257.3248 | 0 | 1257.3176 | 0.0016118
[31 empty] | 1257.4023 | 0 | 1257.3951 | 0.0016237
[31 empty] | 1257.4797 | 0 | 1257.4725 | 0.0016419
[31 empty] | 1257.5573 | 0 | 1257.5501 | 0.0016634
[31 empty] | 1257.6348 | 0 | 1257.6274 | 0.0016872
[31 empty] | 1257.7122 | 0 | 1257.705 | 0.0017087
[31 empty] | 1257.7897 | 0 | 1257.7825 | 0.0017261
[31 empty] | 1257.8672 | 0 | 1257.86 | 0.0017373
[31 empty] | 1257.9447 | 0 | 1257.9375 | 0.0017381
[31 empty] | 1258.0222 | 0 | 1258.015 | 0.0017301
[31 empty] | 1258.0999 | 0 | 1258.0925 | 0.0017126
[31 empty] | 1258.1774 | 0 | 1258.1702 | 0.0016888
[31 empty] | 1258.2549 | 0 | 1258.2477 | 0.0016602
[31 empty] | 1258.3325 | 0 | 1258.3252 | 0.0016308
[31 empty] | 1258.41 | 0 | 1258.4028 | 0.0016038
[31 empty] | 1258.4877 | 0 | 1258.4804 | 0.0015808
[31 empty] | 1258.5652 | 0 | 1258.558 | 0.0015649
[31 empty] | 1258.6428 | 0 | 1258.6356 | 0.0015562
[31 empty] | 1258.7205 | 0 | 1258.7131 | 0.0015562
[31 empty] | 1258.7981 | 0 | 1258.7908 | 0.0015641
[31 empty] | 1258.8757 | 0 | 1258.8684 | 0.0015784
[31 empty] | 1258.9534 | 0 | 1258.946 | 0.0015991
[31 empty] | 1259.031 | 0 | 1259.0237 | 0.0016229
[31 empty] | 1259.1086 | 0 | 1259.1014 | 0.0016499
[31 empty] | 1259.1863 | 0 | 1259.1791 | 0.0016769
[31 empty] | 1259.264 | 0 | 1259.2567 | 0.0017047
[31 empty] | 1259.3417 | 0 | 1259.3345 | 0.0017325
[31 empty] | 1259.4194 | 0 | 1259.4121 | 0.0017603
[31 empty] | 1259.4971 | 0 | 1259.4899 | 0.0017897
[31 empty] | 1259.5748 | 0 | 1259.5675 | 0.0018215
[31 empty] | 1259.6526 | 0 | 1259.6453 | 0.0018564
[31 empty] | 1259.7302 | 0 | 1259.723 | 0.0018961
[31 empty] | 1259.808 | 0 | 1259.8008 | 0.0019398
[31 empty] | 1259.8857 | 0 | 1259.8785 | 0.0019867
[31 empty] | 1259.9635 | 0 | 1259.9563 | 0.0020336
[31 empty] | 1260.0413 | 0 | 1260.0341 | 0.0020781
[31 empty] | 1260.1191 | 0 | 1260.1118 | 0.002117
[31 empty] | 1260.1969 | 0 | 1260.1897 | 0.0021472
[31 empty] | 1260.2747 | 0 | 1260.2675 | 0.0021662
[31 empty] | 1260.3525 | 0 | 1260.3452 | 0.0021734
[31 empty] | 1260.4303 | 0 | 1260.4231 | 0.0021686
[31 empty] | 1260.5082 | 0 | 1260.501 | 0.0021543
[31 empty] | 1260.5861 | 0 | 1260.5787 | 0.0021305
[31 empty] | 1260.6638 | 0 | 1260.6566 | 0.0020995
[31 empty] | 1260.7417 | 0 | 1260.7345 | 0.002063
[31 empty] | 1260.8196 | 0 | 1260.8124 | 0.0020232
[31 empty] | 1260.8975 | 0 | 1260.8903 | 0.0019796
[31 empty] | 1260.9753 | 0 | 1260.9681 | 0.0019359
[31 empty] | 1261.0532 | 0 | 1261.046 | 0.001893
[31 empty] | 1261.1312 | 0 | 1261.1239 | 0.0018517
[31 empty] | 1261.2091 | 0 | 1261.2019 | 0.0018143
[31 empty] | 1261.287 | 0 | 1261.2798 | 0.001781
[31 empty] | 1261.365 | 0 | 1261.3577 | 0.0017516
[31 empty] | 1261.4429 | 0 | 1261.4357 | 0.0017261
[31 empty] | 1261.5209 | 0 | 1261.5137 | 0.0017039
[31 empty] | 1261.5989 | 0 | 1261.5916 | 0.0016833
[31 empty] | 1261.6768 | 0 | 1261.6696 | 0.0016626
[31 empty] | 1261.7548 | 0 | 1261.7476 | 0.0016419
[31 empty] | 1261.8328 | 0 | 1261.8256 | 0.0016197
[31 empty] | 1261.9108 | 0 | 1261.9036 | 0.0015975
[31 empty] | 1261.9888 | 0 | 1261.9816 | 0.001576
[31 empty] | 1262.0669 | 0 | 1262.0596 | 0.0015562
[31 empty] | 1262.1449 | 0 | 1262.1377 | 0.0015403
[31 empty] | 1262.2229 | 0 | 1262.2157 | 0.0015291
[31 empty] | 1262.301 | 0 | 1262.2937 | 0.0015228
[31 empty] | 1262.379 | 0 | 1262.3718 | 0.0015204
[31 empty] | 1262.4571 | 0 | 1262.4498 | 0.001522
[31 empty] | 1262.5352 | 0 | 1262.5279 | 0.0015252
[31 empty] | 1262.6133 | 0 | 1262.6061 | 0.0015276
[31 empty] | 1262.6914 | 0 | 1262.6842 | 0.0015276
[31 empty] | 1262.7695 | 0 | 1262.7622 | 0.001526
[31 empty] | 1262.8477 | 0 | 1262.8403 | 0.0015212
[31 empty] | 1262.9258 | 0 | 1262.9186 | 0.0015164
[31 empty] | 1263.0039 | 0 | 1262.9967 | 0.0015117
[31 empty] | 1263.082 | 0 | 1263.0748 | 0.0015117
[31 empty] | 1263.1603 | 0 | 1263.1529 | 0.0015164
[31 empty] | 1263.2384 | 0 | 1263.2312 | 0.0015299
[31 empty] | 1263.3165 | 0 | 1263.3093 | 0.001553
[31 empty] | 1263.3948 | 0 | 1263.3874 | 0.0015848
[31 empty] | 1263.473 | 0 | 1263.4657 | 0.0016253
[31 empty] | 1263.5512 | 0 | 1263.5439 | 0.0016713
[31 empty] | 1263.6294 | 0 | 1263.6222 | 0.0017206
[31 empty] | 1263.7076 | 0 | 1263.7003 | 0.0017706
[31 empty] | 1263.7859 | 0 | 1263.7786 | 0.0018183
[31 empty] | 1263.8641 | 0 | 1263.8568 | 0.001862
[31 empty] | 1263.9424 | 0 | 1263.9351 | 0.0019017
[31 empty] | 1264.0206 | 0 | 1264.0134 | 0.0019367
[31 empty] | 1264.0989 | 0 | 1264.0917 | 0.001966
[31 empty] | 1264.1772 | 0 | 1264.1699 | 0.0019891
[31 empty] | 1264.2555 | 0 | 1264.2483 | 0.0020042
[31 empty] | 1264.3339 | 0 | 1264.3265 | 0.0020113
[31 empty] | 1264.4121 | 0 | 1264.4049 | 0.0020089
[31 empty] | 1264.4905 | 0 | 1264.4832 | 0.0019962
[31 empty] | 1264.5687 | 0 | 1264.5615 | 0.0019756
[31 empty] | 1264.6471 | 0 | 1264.6399 | 0.001947
[31 empty] | 1264.7255 | 0 | 1264.7183 | 0.0019152
[31 empty] | 1264.8038 | 0 | 1264.7966 | 0.0018818
[31 empty] | 1264.8822 | 0 | 1264.875 | 0.0018493
[31 empty] | 1264.9606 | 0 | 1264.9534 | 0.0018199
[31 empty] | 1265.0389 | 0 | 1265.0317 | 0.0017953
[31 empty] | 1265.1174 | 0 | 1265.1101 | 0.0017762
[31 empty] | 1265.1958 | 0 | 1265.1886 | 0.0017619
[31 empty] | 1265.2743 | 0 | 1265.267 | 0.0017532
[31 empty] | 1265.3527 | 0 | 1265.3455 | 0.0017484
[31 empty] | 1265.4311 | 0 | 1265.4238 | 0.0017476
[31 empty] | 1265.5095 | 0 | 1265.5023 | 0.00175
[31 empty] | 1265.588 | 0 | 1265.5808 | 0.0017555
[31 empty] | 1265.6665 | 0 | 1265.6592 | 0.0017627
[31 empty] | 1265.745 | 0 | 1265.7377 | 0.0017714
[31 empty] | 1265.8235 | 0 | 1265.8162 | 0.0017802
[31 empty] | 1265.902 | 0 | 1265.8946 | 0.0017881
[31 empty] | 1265.9805 | 0 | 1265.9733 | 0.0017921
[31 empty] | 1266.059 | 0 | 1266.0518 | 0.0017897
[31 empty] | 1266.1376 | 0 | 1266.1302 | 0.0017802
[31 empty] | 1266.2161 | 0 | 1266.2089 | 0.0017635
[31 empty] | 1266.2947 | 0 | 1266.2874 | 0.0017397
[31 empty] | 1266.3732 | 0 | 1266.366 | 0.0017126
[31 empty] | 1266.4518 | 0 | 1266.4445 | 0.0016848
[31 empty] | 1266.5303 | 0 | 1266.5231 | 0.001661
[31 empty] | 1266.6089 | 0 | 1266.6017 | 0.0016427
[31 empty] | 1266.6875 | 0 | 1266.6803 | 0.0016316
[31 empty] | 1266.7661 | 0 | 1266.7589 | 0.0016276
[31 empty] | 1266.8447 | 0 | 1266.8375 | 0.0016308
[31 empty] | 1266.9233 | 0 | 1266.9161 | 0.0016396
[31 empty] | 1267.002 | 0 | 1266.9948 | 0.0016531
[31 empty] | 1267.0807 | 0 | 1267.0734 | 0.0016721
[31 empty] | 1267.1593 | 0 | 1267.152 | 0.0016944
[31 empty] | 1267.2379 | 0 | 1267.2307 | 0.0017214
[31 empty] | 1267.3166 | 0 | 1267.3093 | 0.0017508
[31 empty] | 1267.3954 | 0 | 1267.3881 | 0.001781
[31 empty] | 1267.474 | 0 | 1267.4668 | 0.0018104
[31 empty] | 1267.5527 | 0 | 1267.5454 | 0.0018358
[31 empty] | 1267.6315 | 0 | 1267.6242 | 0.0018548
[31 empty] | 1267.7102 | 0 | 1267.7029 | 0.0018668
[31 empty] | 1267.7889 | 0 | 1267.7816 | 0.0018699
[31 empty] | 1267.8677 | 0 | 1267.8603 | 0.0018652
[31 empty] | 1267.9464 | 0 | 1267.9391 | 0.0018525
[31 empty] | 1268.0251 | 0 | 1268.0179 | 0.001835
[31 empty] | 1268.104 | 0 | 1268.0967 | 0.0018127
[31 empty] | 1268.1827 | 0 | 1268.1754 | 0.0017873
[31 empty] | 1268.2615 | 0 | 1268.2543 | 0.0017611
[31 empty] | 1268.3403 | 0 | 1268.333 | 0.0017349
[31 empty] | 1268.4192 | 0 | 1268.4119 | 0.0017103
[31 empty] | 1268.4979 | 0 | 1268.4907 | 0.0016888
[31 empty] | 1268.5768 | 0 | 1268.5696 | 0.0016713
[31 empty] | 1268.6556 | 0 | 1268.6483 | 0.0016578
[31 empty] | 1268.7345 | 0 | 1268.7272 | 0.0016507
[31 empty] | 1268.8133 | 0 | 1268.806 | 0.0016491
[31 empty] | 1268.8922 | 0 | 1268.885 | 0.0016539
[31 empty] | 1268.9711 | 0 | 1268.9639 | 0.0016642
[31 empty] | 1269.0501 | 0 | 1269.0427 | 0.0016801
[31 empty] | 1269.1289 | 0 | 1269.1216 | 0.0016991
[31 empty] | 1269.2078 | 0 | 1269.2006 | 0.0017206
[31 empty] | 1269.2867 | 0 | 1269.2794 | 0.001742
[31 empty] | 1269.3657 | 0 | 1269.3584 | 0.0017635
[31 empty] | 1269.4446 | 0 | 1269.4374 | 0.0017818
[31 empty] | 1269.5236 | 0 | 1269.5162 | 0.0017961
[31 empty] | 1269.6025 | 0 | 1269.5952 | 0.0018056
[31 empty] | 1269.6815 | 0 | 1269.6742 | 0.0018096
[31 empty] | 1269.7605 | 0 | 1269.7532 | 0.0018096
[31 empty] | 1269.8395 | 0 | 1269.8321 | 0.0018048
[31 empty] | 1269.9185 | 0 | 1269.9111 | 0.0017976
[31 empty] | 1269.9974 | 0 | 1269.9902 | 0.0017897
[31 empty] | 1270.0765 | 0 | 1270.0692 | 0.0017825
[31 empty] | 1270.1555 | 0 | 1270.1482 | 0.0017778
[31 empty] | 1270.2345 | 0 | 1270.2273 | 0.0017754
[31 empty] | 1270.3136 | 0 | 1270.3063 | 0.0017754
[31 empty] | 1270.3927 | 0 | 1270.3854 | 0.0017778
[31 empty] | 1270.4717 | 0 | 1270.4645 | 0.0017818
[31 empty] | 1270.5508 | 0 | 1270.5436 | 0.0017865
[31 empty] | 1270.6299 | 0 | 1270.6226 | 0.0017905
[31 empty] | 1270.709 | 0 | 1270.7017 | 0.0017921
[31 empty] | 1270.7881 | 0 | 1270.7808 | 0.0017897
[31 empty] | 1270.8672 | 0 | 1270.86 | 0.0017833
[31 empty] | 1270.9463 | 0 | 1270.9391 | 0.0017722
[31 empty] | 1271.0255 | 0 | 1271.0182 | 0.0017563
[31 empty] | 1271.1046 | 0 | 1271.0973 | 0.0017365
[31 empty] | 1271.1838 | 0 | 1271.1765 | 0.0017142
[31 empty] | 1271.2629 | 0 | 1271.2556 | 0.001692
[31 empty] | 1271.3422 | 0 | 1271.3348 | 0.0016713
[31 empty] | 1271.4213 | 0 | 1271.4141 | 0.0016539
[31 empty] | 1271.5005 | 0 | 1271.4933 | 0.0016412
[31 empty] | 1271.5797 | 0 | 1271.5724 | 0.0016364
[31 empty] | 1271.6589 | 0 | 1271.6516 | 0.0016396
[31 empty] | 1271.7382 | 0 | 1271.7308 | 0.0016507
[31 empty] | 1271.8174 | 0 | 1271.8101 | 0.0016705
[31 empty] | 1271.8966 | 0 | 1271.8894 | 0.001696
[31 empty] | 1271.976 | 0 | 1271.9686 | 0.0017254
[31 empty] | 1272.0552 | 0 | 1272.0478 | 0.0017547
[31 empty] | 1272.1344 | 0 | 1272.1272 | 0.001781
[31 empty] | 1272.2137 | 0 | 1272.2064 | 0.0017992
[31 empty] | 1272.293 | 0 | 1272.2858 | 0.0018088
[31 empty] | 1272.3723 | 0 | 1272.365 | 0.0018072
[31 empty] | 1272.4517 | 0 | 1272.4443 | 0.0017961
[31 empty] | 1272.531 | 0 | 1272.5237 | 0.0017754
[31 empty] | 1272.6103 | 0 | 1272.603 | 0.0017476
[31 empty] | 1272.6897 | 0 | 1272.6824 | 0.0017166
[31 empty] | 1272.769 | 0 | 1272.7617 | 0.0016848
[31 empty] | 1272.8484 | 0 | 1272.8411 | 0.0016547
[31 empty] | 1272.9277 | 0 | 1272.9204 | 0.0016284
[31 empty] | 1273.0071 | 0 | 1272.9999 | 0.001607
[31 empty] | 1273.0865 | 0 | 1273.0792 | 0.0015911
[31 empty] | 1273.1659 | 0 | 1273.1586 | 0.0015816
[31 empty] | 1273.2454 | 0 | 1273.238 | 0.0015784
[31 empty] | 1273.3247 | 0 | 1273.3175 | 0.0015808
[31 empty] | 1273.4042 | 0 | 1273.3969 | 0.0015887
[31 empty] | 1273.4836 | 0 | 1273.4763 | 0.0015998
[31 empty] | 1273.5631 | 0 | 1273.5558 | 0.0016134
[31 empty] | 1273.6426 | 0 | 1273.6353 | 0.0016276
[31 empty] | 1273.7221 | 0 | 1273.7147 | 0.0016419
[31 empty] | 1273.8015 | 0 | 1273.7942 | 0.0016547
[31 empty] | 1273.881 | 0 | 1273.8737 | 0.0016658
[31 empty] | 1273.9605 | 0 | 1273.9533 | 0.0016761
[31 empty] | 1274.04 | 0 | 1274.0327 | 0.0016848
[31 empty] | 1274.1195 | 0 | 1274.1123 | 0.001692
[31 empty] | 1274.1991 | 0 | 1274.1918 | 0.0016983
[31 empty] | 1274.2786 | 0 | 1274.2714 | 0.0017015
[31 empty] | 1274.3582 | 0 | 1274.3508 | 0.0017023
[31 empty] | 1274.4377 | 0 | 1274.4304 | 0.0016991
[31 empty] | 1274.5173 | 0 | 1274.51 | 0.001692
[31 empty] | 1274.5969 | 0 | 1274.5896 | 0.0016825
[31 empty] | 1274.6765 | 0 | 1274.6692 | 0.0016705
[31 empty] | 1274.7561 | 0 | 1274.7488 | 0.0016586
[31 empty] | 1274.8357 | 0 | 1274.8284 | 0.0016467
[31 empty] | 1274.9153 | 0 | 1274.9081 | 0.0016364
[31 empty] | 1274.995 | 0 | 1274.9877 | 0.0016284
[31 empty] | 1275.0746 | 0 | 1275.0673 | 0.0016237
[31 empty] | 1275.1543 | 0 | 1275.147 | 0.0016221
[31 empty] | 1275.2339 | 0 | 1275.2266 | 0.0016237
[31 empty] | 1275.3136 | 0 | 1275.3063 | 0.0016284
[31 empty] | 1275.3933 | 0 | 1275.386 | 0.0016356
[31 empty] | 1275.4729 | 0 | 1275.4657 | 0.0016443
[31 empty] | 1275.5526 | 0 | 1275.5454 | 0.0016531
[31 empty] | 1275.6323 | 0 | 1275.6251 | 0.0016618
[31 empty] | 1275.712 | 0 | 1275.7048 | 0.0016697
[31 empty] | 1275.7919 | 0 | 1275.7846 | 0.0016769
[31 empty] | 1275.8716 | 0 | 1275.8643 | 0.0016825
[31 empty] | 1275.9513 | 0 | 1275.944 | 0.0016864
[31 empty] | 1276.0311 | 0 | 1276.0238 | 0.0016896
[31 empty] | 1276.1108 | 0 | 1276.1035 | 0.0016912
[31 empty] | 1276.1907 | 0 | 1276.1834 | 0.0016896
[31 empty] | 1276.2704 | 0 | 1276.2632 | 0.0016864
[31 empty] | 1276.3502 | 0 | 1276.3429 | 0.0016809
[31 empty] | 1276.43 | 0 | 1276.4227 | 0.0016729
[31 empty] | 1276.5099 | 0 | 1276.5026 | 0.0016642
[31 empty] | 1276.5897 | 0 | 1276.5824 | 0.0016562
[31 empty] | 1276.6696 | 0 | 1276.6622 | 0.0016507
[31 empty] | 1276.7494 | 0 | 1276.7421 | 0.0016483
[31 empty] | 1276.8292 | 0 | 1276.8219 | 0.0016507
[31 empty] | 1276.9092 | 0 | 1276.9019 | 0.001657
[31 empty] | 1276.989 | 0 | 1276.9817 | 0.0016674
[31 empty] | 1277.0689 | 0 | 1277.0617 | 0.0016801
[31 empty] | 1277.1488 | 0 | 1277.1415 | 0.0016944
[31 empty] | 1277.2288 | 0 | 1277.2214 | 0.0017079
[31 empty] | 1277.3086 | 0 | 1277.3013 | 0.0017206
[31 empty] | 1277.3885 | 0 | 1277.3812 | 0.0017309
[31 empty] | 1277.4685 | 0 | 1277.4612 | 0.0017373
[31 empty] | 1277.5485 | 0 | 1277.5411 | 0.0017412
[31 empty] | 1277.6284 | 0 | 1277.6211 | 0.001742
[31 empty] | 1277.7084 | 0 | 1277.701 | 0.0017404
[31 empty] | 1277.7883 | 0 | 1277.781 | 0.0017357
[31 empty] | 1277.8684 | 0 | 1277.8611 | 0.0017301
[31 empty] | 1277.9484 | 0 | 1277.941 | 0.0017222
[31 empty] | 1278.0283 | 0 | 1278.0211 | 0.0017142
[31 empty] | 1278.1084 | 0 | 1278.1011 | 0.0017063
[31 empty] | 1278.1885 | 0 | 1278.1811 | 0.0016999
[31 empty] | 1278.2684 | 0 | 1278.2611 | 0.001696
[31 empty] | 1278.3485 | 0 | 1278.3412 | 0.001696
[31 empty] | 1278.4286 | 0 | 1278.4213 | 0.0017007
[31 empty] | 1278.5087 | 0 | 1278.5013 | 0.0017087
[31 empty] | 1278.5887 | 0 | 1278.5814 | 0.001719
[31 empty] | 1278.6688 | 0 | 1278.6615 | 0.0017293
[31 empty] | 1278.7489 | 0 | 1278.7416 | 0.0017365
[31 empty] | 1278.8291 | 0 | 1278.8218 | 0.0017389
[31 empty] | 1278.9092 | 0 | 1278.9019 | 0.0017333
[31 empty] | 1278.9893 | 0 | 1278.9819 | 0.0017206
[31 empty] | 1279.0695 | 0 | 1279.0621 | 0.0017015
[31 empty] | 1279.1495 | 0 | 1279.1423 | 0.0016769
[31 empty] | 1279.2297 | 0 | 1279.2224 | 0.0016491
[31 empty] | 1279.3099 | 0 | 1279.3026 | 0.0016213
[31 empty] | 1279.3901 | 0 | 1279.3828 | 0.0015943
[31 empty] | 1279.4703 | 0 | 1279.463 | 0.0015712
[31 empty] | 1279.5505 | 0 | 1279.5432 | 0.001553
[31 empty] | 1279.6307 | 0 | 1279.6234 | 0.0015403
[31 empty] | 1279.7109 | 0 | 1279.7036 | 0.0015323
[31 empty] | 1279.7911 | 0 | 1279.7838 | 0.0015291
[31 empty] | 1279.8715 | 0 | 1279.8641 | 0.0015307
[31 empty] | 1279.9517 | 0 | 1279.9443 | 0.0015371
[31 empty] | 1280.032 | 0 | 1280.0247 | 0.0015474
[31 empty] | 1280.1122 | 0 | 1280.1049 | 0.0015617
[31 empty] | 1280.1925 | 0 | 1280.1852 | 0.00158
[31 empty] | 1280.2728 | 0 | 1280.2655 | 0.001603
[31 empty] | 1280.353 | 0 | 1280.3457 | 0.0016292
[31 empty] | 1280.4334 | 0 | 1280.426 | 0.001657
[31 empty] | 1280.5137 | 0 | 1280.5064 | 0.001684
[31 empty] | 1280.5941 | 0 | 1280.5868 | 0.0017063
[31 empty] | 1280.6744 | 0 | 1280.6671 | 0.0017222
[31 empty] | 1280.7548 | 0 | 1280.7474 | 0.0017293
[31 empty] | 1280.8351 | 0 | 1280.8278 | 0.0017301
[31 empty] | 1280.9155 | 0 | 1280.9082 | 0.0017246
[31 empty] | 1280.9959 | 0 | 1280.9885 | 0.0017166
[31 empty] | 1281.0763 | 0 | 1281.069 | 0.0017111
[31 empty] | 1281.1566 | 0 | 1281.1493 | 0.0017119
[31 empty] | 1281.2371 | 0 | 1281.2297 | 0.0017198
[31 empty] | 1281.3175 | 0 | 1281.3102 | 0.0017365
[31 empty] | 1281.398 | 0 | 1281.3906 | 0.0017619
[31 empty] | 1281.4784 | 0 | 1281.4711 | 0.0017929
[31 empty] | 1281.5588 | 0 | 1281.5515 | 0.001827
[31 empty] | 1281.6393 | 0 | 1281.632 | 0.0018628
[31 empty] | 1281.7197 | 0 | 1281.7124 | 0.0018977
[31 empty] | 1281.8003 | 0 | 1281.793 | 0.0019295
[31 empty] | 1281.8807 | 0 | 1281.8734 | 0.0019565
[31 empty] | 1281.9613 | 0 | 1281.954 | 0.0019788
[31 empty] | 1282.0418 | 0 | 1282.0344 | 0.0019938
[31 empty] | 1282.1223 | 0 | 1282.115 | 0.0020002
[31 empty] | 1282.2029 | 0 | 1282.1956 | 0.0019962
[31 empty] | 1282.2834 | 0 | 1282.276 | 0.0019835
[31 empty] | 1282.3639 | 0 | 1282.3566 | 0.0019605
[31 empty] | 1282.4445 | 0 | 1282.4371 | 0.0019311
[31 empty] | 1282.525 | 0 | 1282.5177 | 0.0018961
[31 empty] | 1282.6057 | 0 | 1282.5984 | 0.0018604
[31 empty] | 1282.6863 | 0 | 1282.679 | 0.0018254
[31 empty] | 1282.7668 | 0 | 1282.7595 | 0.0017937
[31 empty] | 1282.8475 | 0 | 1282.8402 | 0.0017675
[31 empty] | 1282.9281 | 0 | 1282.9208 | 0.001746
[31 empty] | 1283.0088 | 0 | 1283.0015 | 0.0017301
[31 empty] | 1283.0894 | 0 | 1283.082 | 0.0017182
[31 empty] | 1283.17 | 0 | 1283.1627 | 0.0017103
[31 empty] | 1283.2507 | 0 | 1283.2434 | 0.0017055
[31 empty] | 1283.3314 | 0 | 1283.3241 | 0.0017047
[31 empty] | 1283.4121 | 0 | 1283.4048 | 0.0017063
[31 empty] | 1283.4928 | 0 | 1283.4855 | 0.0017111
[31 empty] | 1283.5735 | 0 | 1283.5662 | 0.001719
[31 empty] | 1283.6542 | 0 | 1283.6469 | 0.0017301
[31 empty] | 1283.735 | 0 | 1283.7277 | 0.0017436
[31 empty] | 1283.8157 | 0 | 1283.8084 | 0.0017595
[31 empty] | 1283.8965 | 0 | 1283.889 | 0.0017762
[31 empty] | 1283.9772 | 0 | 1283.9698 | 0.0017937
[31 empty] | 1284.058 | 0 | 1284.0507 | 0.0018104
[31 empty] | 1284.1387 | 0 | 1284.1314 | 0.0018247
[31 empty] | 1284.2195 | 0 | 1284.2122 | 0.0018342
[31 empty] | 1284.3003 | 0 | 1284.293 | 0.0018382
[31 empty] | 1284.3811 | 0 | 1284.3738 | 0.0018342
[31 empty] | 1284.4619 | 0 | 1284.4546 | 0.0018223
[31 empty] | 1284.5427 | 0 | 1284.5354 | 0.0018032
[31 empty] | 1284.6237 | 0 | 1284.6163 | 0.0017778
[31 empty] | 1284.7045 | 0 | 1284.6971 | 0.0017484
[31 empty] | 1284.7853 | 0 | 1284.7779 | 0.0017166
[31 empty] | 1284.8662 | 0 | 1284.8589 | 0.0016848
[31 empty] | 1284.947 | 0 | 1284.9397 | 0.001657
[31 empty] | 1285.0279 | 0 | 1285.0206 | 0.0016332
[31 empty] | 1285.1089 | 0 | 1285.1016 | 0.0016149
[31 empty] | 1285.1898 | 0 | 1285.1825 | 0.001603
[31 empty] | 1285.2707 | 0 | 1285.2633 | 0.0015959
[31 empty] | 1285.3517 | 0 | 1285.3442 | 0.0015935
[31 empty] | 1285.4326 | 0 | 1285.4252 | 0.0015935
[31 empty] | 1285.5135 | 0 | 1285.5062 | 0.0015951
[31 empty] | 1285.5945 | 0 | 1285.5872 | 0.0015967
[31 empty] | 1285.6754 | 0 | 1285.6681 | 0.0015983
[31 empty] | 1285.7565 | 0 | 1285.7492 | 0.0015975
[31 empty] | 1285.8374 | 0 | 1285.8301 | 0.0015967
[31 empty] | 1285.9185 | 0 | 1285.9111 | 0.0015959
[31 empty] | 1285.9994 | 0 | 1285.9921 | 0.0015967
[31 empty] | 1286.0804 | 0 | 1286.0731 | 0.0015991
[31 empty] | 1286.1615 | 0 | 1286.1542 | 0.0016054
[31 empty] | 1286.2425 | 0 | 1286.2352 | 0.0016149
[31 empty] | 1286.3236 | 0 | 1286.3163 | 0.0016261
[31 empty] | 1286.4047 | 0 | 1286.3973 | 0.001638
[31 empty] | 1286.4857 | 0 | 1286.4784 | 0.0016491
[31 empty] | 1286.5668 | 0 | 1286.5594 | 0.0016562
[31 empty] | 1286.648 | 0 | 1286.6406 | 0.0016594
[31 empty] | 1286.729 | 0 | 1286.7217 | 0.0016586
[31 empty] | 1286.8102 | 0 | 1286.8027 | 0.0016539
[31 empty] | 1286.8912 | 0 | 1286.8839 | 0.0016475
[31 empty] | 1286.9724 | 0 | 1286.9651 | 0.0016396
[31 empty] | 1287.0536 | 0 | 1287.0461 | 0.0016308
[31 empty] | 1287.1346 | 0 | 1287.1273 | 0.0016221
[31 empty] | 1287.2158 | 0 | 1287.2085 | 0.0016134
[31 empty] | 1287.297 | 0 | 1287.2897 | 0.0016046
[31 empty] | 1287.3782 | 0 | 1287.3709 | 0.0015951
[31 empty] | 1287.4595 | 0 | 1287.452 | 0.0015855
[31 empty] | 1287.5406 | 0 | 1287.5333 | 0.0015768
[31 empty] | 1287.6218 | 0 | 1287.6145 | 0.0015681
[31 empty] | 1287.7031 | 0 | 1287.6957 | 0.0015609
[31 empty] | 1287.7843 | 0 | 1287.777 | 0.0015546
[31 empty] | 1287.8656 | 0 | 1287.8583 | 0.0015506
[31 empty] | 1287.9468 | 0 | 1287.9395 | 0.0015498
[31 empty] | 1288.0281 | 0 | 1288.0207 | 0.0015522
[31 empty] | 1288.1094 | 0 | 1288.102 | 0.0015577
[31 empty] | 1288.1907 | 0 | 1288.1834 | 0.0015681
[31 empty] | 1288.272 | 0 | 1288.2647 | 0.0015816
[31 empty] | 1288.3533 | 0 | 1288.3459 | 0.0015983
[31 empty] | 1288.4346 | 0 | 1288.4272 | 0.0016173
[31 empty] | 1288.5159 | 0 | 1288.5085 | 0.0016364
[31 empty] | 1288.5973 | 0 | 1288.59 | 0.0016555
[31 empty] | 1288.6786 | 0 | 1288.6713 | 0.0016729
[31 empty] | 1288.76 | 0 | 1288.7526 | 0.0016864
[31 empty] | 1288.8413 | 0 | 1288.834 | 0.001696
[31 empty] | 1288.9227 | 0 | 1288.9154 | 0.0016999
[31 empty] | 1289.0041 | 0 | 1288.9967 | 0.0016983
[31 empty] | 1289.0856 | 0 | 1289.0781 | 0.001692
[31 empty] | 1289.167 | 0 | 1289.1596 | 0.0016809
[31 empty] | 1289.2484 | 0 | 1289.241 | 0.0016666
[31 empty] | 1289.3298 | 0 | 1289.3224 | 0.0016515
[31 empty] | 1289.4113 | 0 | 1289.4039 | 0.0016372
[31 empty] | 1289.4927 | 0 | 1289.4853 | 0.0016245
[31 empty] | 1289.5741 | 0 | 1289.5668 | 0.0016134
[31 empty] | 1289.6556 | 0 | 1289.6483 | 0.0016038
[31 empty] | 1289.7371 | 0 | 1289.7297 | 0.0015959
[31 empty] | 1289.8186 | 0 | 1289.8113 | 0.0015903
[31 empty] | 1289.9001 | 0 | 1289.8927 | 0.0015871
[31 empty] | 1289.9816 | 0 | 1289.9742 | 0.0015879
[31 empty] | 1290.0631 | 0 | 1290.0558 | 0.0015927
[31 empty] | 1290.1446 | 0 | 1290.1373 | 0.0016038
[31 empty] | 1290.2262 | 0 | 1290.2189 | 0.0016197
[31 empty] | 1290.3077 | 0 | 1290.3004 | 0.0016404
[31 empty] | 1290.3894 | 0 | 1290.382 | 0.0016618
[31 empty] | 1290.4709 | 0 | 1290.4636 | 0.0016825
[31 empty] | 1290.5525 | 0 | 1290.5452 | 0.0016991
[31 empty] | 1290.6342 | 0 | 1290.6267 | 0.0017079
[31 empty] | 1290.7157 | 0 | 1290.7084 | 0.0017079
[31 empty] | 1290.7974 | 0 | 1290.79 | 0.0016983
[31 empty] | 1290.879 | 0 | 1290.8716 | 0.0016801
[31 empty] | 1290.9606 | 0 | 1290.9533 | 0.0016562
[31 empty] | 1291.0422 | 0 | 1291.0349 | 0.00163
[31 empty] | 1291.1239 | 0 | 1291.1166 | 0.0016054
[31 empty] | 1291.2056 | 0 | 1291.1982 | 0.0015855
[31 empty] | 1291.2872 | 0 | 1291.2799 | 0.0015736
[31 empty] | 1291.369 | 0 | 1291.3616 | 0.0015705
[31 empty] | 1291.4507 | 0 | 1291.4434 | 0.0015744
[31 empty] | 1291.5323 | 0 | 1291.525 | 0.0015848
[31 empty] | 1291.6141 | 0 | 1291.6067 | 0.0015998
[31 empty] | 1291.6958 | 0 | 1291.6885 | 0.0016181
[31 empty] | 1291.7776 | 0 | 1291.7703 | 0.001638
[31 empty] | 1291.8594 | 0 | 1291.8519 | 0.0016578
[31 empty] | 1291.941 | 0 | 1291.9337 | 0.0016769
[31 empty] | 1292.0228 | 0 | 1292.0155 | 0.0016936
[31 empty] | 1292.1046 | 0 | 1292.0973 | 0.0017087
[31 empty] | 1292.1864 | 0 | 1292.1791 | 0.0017206
[31 empty] | 1292.2682 | 0 | 1292.2609 | 0.0017317
[31 empty] | 1292.3501 | 0 | 1292.3427 | 0.0017412
[31 empty] | 1292.4319 | 0 | 1292.4246 | 0.0017516
[31 empty] | 1292.5137 | 0 | 1292.5064 | 0.0017627
[31 empty] | 1292.5956 | 0 | 1292.5883 | 0.0017746
[31 empty] | 1292.6774 | 0 | 1292.67 | 0.0017873
[31 empty] | 1292.7593 | 0 | 1292.752 | 0.0017992
[31 empty] | 1292.8412 | 0 | 1292.8337 | 0.0018088
[31 empty] | 1292.9231 | 0 | 1292.9156 | 0.0018151
[31 empty] | 1293.005 | 0 | 1292.9976 | 0.0018175
[31 empty] | 1293.0869 | 0 | 1293.0795 | 0.0018151
[31 empty] | 1293.1688 | 0 | 1293.1614 | 0.0018104
[31 empty] | 1293.2507 | 0 | 1293.2433 | 0.001804
[31 empty] | 1293.3326 | 0 | 1293.3253 | 0.0017984
[31 empty] | 1293.4145 | 0 | 1293.4072 | 0.0017976
[31 empty] | 1293.4966 | 0 | 1293.4891 | 0.0018024
[31 empty] | 1293.5785 | 0 | 1293.5712 | 0.0018151
[31 empty] | 1293.6605 | 0 | 1293.6532 | 0.0018358
[31 empty] | 1293.7425 | 0 | 1293.7351 | 0.0018644
[31 empty] | 1293.8245 | 0 | 1293.8171 | 0.0018969
[31 empty] | 1293.9065 | 0 | 1293.8992 | 0.0019311
[31 empty] | 1293.9885 | 0 | 1293.9812 | 0.0019621
[31 empty] | 1294.0706 | 0 | 1294.0632 | 0.0019851
[31 empty] | 1294.1526 | 0 | 1294.1453 | 0.0019962
[31 empty] | 1294.2346 | 0 | 1294.2273 | 0.0019931
[31 empty] | 1294.3168 | 0 | 1294.3093 | 0.0019748
[31 empty] | 1294.3988 | 0 | 1294.3915 | 0.0019422
[31 empty] | 1294.4808 | 0 | 1294.4735 | 0.0018993
[31 empty] | 1294.563 | 0 | 1294.5557 | 0.0018509
[31 empty] | 1294.6451 | 0 | 1294.6377 | 0.0018032
[31 empty] | 1294.7272 | 0 | 1294.7198 | 0.0017603
[31 empty] | 1294.8093 | 0 | 1294.802 | 0.0017285
[31 empty] | 1294.8915 | 0 | 1294.8842 | 0.0017087
[31 empty] | 1294.9736 | 0 | 1294.9662 | 0.0017039
[31 empty] | 1295.0558 | 0 | 1295.0485 | 0.0017119
[31 empty] | 1295.1379 | 0 | 1295.1306 | 0.0017301
[31 empty] | 1295.2201 | 0 | 1295.2128 | 0.0017547
[31 empty] | 1295.3024 | 0 | 1295.2949 | 0.001781
[31 empty] | 1295.3845 | 0 | 1295.3772 | 0.001804
[31 empty] | 1295.4667 | 0 | 1295.4594 | 0.0018199
[31 empty] | 1295.549 | 0 | 1295.5416 | 0.001827
[31 empty] | 1295.6312 | 0 | 1295.6238 | 0.0018254
[31 empty] | 1295.7134 | 0 | 1295.7061 | 0.0018135
[31 empty] | 1295.7957 | 0 | 1295.7883 | 0.0017937
[31 empty] | 1295.8779 | 0 | 1295.8706 | 0.0017675
[31 empty] | 1295.9602 | 0 | 1295.9529 | 0.0017365
[31 empty] | 1296.0425 | 0 | 1296.0352 | 0.0017039
[31 empty] | 1296.1248 | 0 | 1296.1174 | 0.0016713
[31 empty] | 1296.207 | 0 | 1296.1997 | 0.0016419
[31 empty] | 1296.2894 | 0 | 1296.282 | 0.0016157
[31 empty] | 1296.3717 | 0 | 1296.3644 | 0.0015967
[31 empty] | 1296.4541 | 0 | 1296.4467 | 0.0015848
[31 empty] | 1296.5364 | 0 | 1296.5291 | 0.00158
[31 empty] | 1296.6188 | 0 | 1296.6113 | 0.0015832
[31 empty] | 1296.7012 | 0 | 1296.6937 | 0.0015935
[31 empty] | 1296.7836 | 0 | 1296.7761 | 0.0016086
[31 empty] | 1296.8658 | 0 | 1296.8585 | 0.0016276
[31 empty] | 1296.9482 | 0 | 1296.9409 | 0.0016491
[31 empty] | 1297.0308 | 0 | 1297.0233 | 0.0016705
[31 empty] | 1297.1132 | 0 | 1297.1057 | 0.0016912
[31 empty] | 1297.1956 | 0 | 1297.1881 | 0.0017103
[31 empty] | 1297.2779 | 0 | 1297.2706 | 0.0017254
[31 empty] | 1297.3605 | 0 | 1297.353 | 0.0017365
[31 empty] | 1297.4429 | 0 | 1297.4355 | 0.001742
[31 empty] | 1297.5254 | 0 | 1297.5179 | 0.001742
[31 empty] | 1297.6079 | 0 | 1297.6005 | 0.0017381
[31 empty] | 1297.6903 | 0 | 1297.683 | 0.0017293
[31 empty] | 1297.7728 | 0 | 1297.7655 | 0.0017182
[31 empty] | 1297.8554 | 0 | 1297.848 | 0.0017055
[31 empty] | 1297.9379 | 0 | 1297.9305 | 0.0016936
[31 empty] | 1298.0204 | 0 | 1298.0131 | 0.0016833
[31 empty] | 1298.103 | 0 | 1298.0956 | 0.0016777
[31 empty] | 1298.1855 | 0 | 1298.1781 | 0.0016761
[31 empty] | 1298.2681 | 0 | 1298.2607 | 0.0016801
[31 empty] | 1298.3507 | 0 | 1298.3433 | 0.0016888
[31 empty] | 1298.4332 | 0 | 1298.4259 | 0.0017023
[31 empty] | 1298.5159 | 0 | 1298.5084 | 0.001719
[31 empty] | 1298.5985 | 0 | 1298.5911 | 0.0017373
[31 empty] | 1298.681 | 0 | 1298.6737 | 0.0017563
[31 empty] | 1298.7637 | 0 | 1298.7564 | 0.0017738
[31 empty] | 1298.8463 | 0 | 1298.839 | 0.0017881
[31 empty] | 1298.929 | 0 | 1298.9216 | 0.0017976
[31 empty] | 1299.0117 | 0 | 1299.0043 | 0.0018008
[31 empty] | 1299.0944 | 0 | 1299.0869 | 0.0017976
[31 empty] | 1299.177 | 0 | 1299.1697 | 0.0017873
[31 empty] | 1299.2598 | 0 | 1299.2523 | 0.0017706
[31 empty] | 1299.3424 | 0 | 1299.335 | 0.0017508
[31 empty] | 1299.4252 | 0 | 1299.4177 | 0.0017277
[31 empty] | 1299.5078 | 0 | 1299.5005 | 0.0017039
[31 empty] | 1299.5906 | 0 | 1299.5831 | 0.0016817
[31 empty] | 1299.6733 | 0 | 1299.6659 | 0.001661
[31 empty] | 1299.7561 | 0 | 1299.7487 | 0.0016435
[31 empty] | 1299.8389 | 0 | 1299.8314 | 0.0016284
[31 empty] | 1299.9216 | 0 | 1299.9142 | 0.0016181
[31 empty] | 1300.0044 | 0 | 1299.9971 | 0.0016102
[31 empty] | 1300.0872 | 0 | 1300.0798 | 0.0016054
[31 empty] | 1300.17 | 0 | 1300.1626 | 0.001603
[31 empty] | 1300.2528 | 0 | 1300.2455 | 0.0016022
[31 empty] | 1300.3357 | 0 | 1300.3283 | 0.0016006
[31 empty] | 1300.4185 | 0 | 1300.4111 | 0.0015998
[31 empty] | 1300.5013 | 0 | 1300.4939 | 0.0015975
[31 empty] | 1300.5842 | 0 | 1300.5768 | 0.0015959
[31 empty] | 1300.6671 | 0 | 1300.6597 | 0.0015935
[31 empty] | 1300.75 | 0 | 1300.7425 | 0.0015927
[31 empty] | 1300.8329 | 0 | 1300.8254 | 0.0015935
[31 empty] | 1300.9158 | 0 | 1300.9083 | 0.0015959
[31 empty] | 1300.9987 | 0 | 1300.9913 | 0.0015998
[31 empty] | 1301.0815 | 0 | 1301.0742 | 0.0016054
[31 empty] | 1301.1645 | 0 | 1301.1571 | 0.0016118
[31 empty] | 1301.2474 | 0 | 1301.2401 | 0.0016205
[31 empty] | 1301.3304 | 0 | 1301.323 | 0.0016324
[31 empty] | 1301.4135 | 0.00034336 | 1301.406 | 0.0016475
[31 empty] | 1301.4963 | 0.00034059 | 1301.489 | 0.0016666
[31 empty] | 1301.5793 | 0.00034059 | 1301.572 | 0.0016904
[31 empty] | 1301.6624 | 0.00034059 | 1301.6549 | 0.0017182
[31 empty] | 1301.7454 | 0.00034059 | 1301.7379 | 0.0017484
[31 empty] | 1301.8284 | 0.00034336 | 1301.821 | 0.0017794
[31 empty] | 1301.9114 | 0.00034336 | 1301.9041 | 0.0018104
[31 empty] | 1301.9945 | 0.00034613 | 1301.9871 | 0.0018397
[31 empty] | 1302.0775 | 0.0003489 | 1302.0701 | 0.0018644
[31 empty] | 1302.1605 | 0.00035166 | 1302.1532 | 0.0018826
[31 empty] | 1302.2436 | 0.0003572 | 1302.2362 | 0.0018938
[31 empty] | 1302.3268 | 0.00035997 | 1302.3193 | 0.0018953
[31 empty] | 1302.4098 | 0.00036551 | 1302.4025 | 0.0018866
[31 empty] | 1302.4929 | 0.00036828 | 1302.4855 | 0.0018683
[31 empty] | 1302.576 | 0.00037382 | 1302.5686 | 0.0018429
[31 empty] | 1302.6592 | 0.00037936 | 1302.6517 | 0.0018111
[31 empty] | 1302.7423 | 0.00038489 | 1302.7349 | 0.0017754
[31 empty] | 1302.8254 | 0.00039043 | 1302.818 | 0.0017389
[31 empty] | 1302.9086 | 0.00039874 | 1302.9012 | 0.0017007
[31 empty] | 1302.9918 | 0.00040428 | 1302.9844 | 0.0016642
[31 empty] | 1303.0749 | 0.00040981 | 1303.0675 | 0.0016276
[31 empty] | 1303.1582 | 0.00041535 | 1303.1508 | 0.0015935
[31 empty] | 1303.2413 | 0.00042366 | 1303.2339 | 0.0015617
[31 empty] | 1303.3246 | 0.0004292 | 1303.3171 | 0.0015339
[31 empty] | 1303.4078 | 0.00043474 | 1303.4004 | 0.0015109
[31 empty] | 1303.491 | 0.00044304 | 1303.4836 | 0.0014942
[31 empty] | 1303.5742 | 0.00044858 | 1303.5669 | 0.0014855
[31 empty] | 1303.6575 | 0.00045412 | 1303.6501 | 0.0014855
[31 empty] | 1303.7407 | 0.00045966 | 1303.7334 | 0.001495
[31 empty] | 1303.8241 | 0.00046519 | 1303.8166 | 0.0015141
[31 empty] | 1303.9073 | 0.00047073 | 1303.8999 | 0.0015427
[31 empty] | 1303.9906 | 0.00047627 | 1303.9832 | 0.0015784
[31 empty] | 1304.074 | 0.00047904 | 1304.0665 | 0.0016197
[31 empty] | 1304.1572 | 0.00048458 | 1304.1498 | 0.0016634
[31 empty] | 1304.2406 | 0.00048735 | 1304.2332 | 0.0017047
[31 empty] | 1304.3238 | 0.00049012 | 1304.3165 | 0.0017404
[31 empty] | 1304.4072 | 0.00049288 | 1304.3999 | 0.001769
[31 empty] | 1304.4906 | 0.00049565 | 1304.4832 | 0.0017873
[31 empty] | 1304.574 | 0.00049842 | 1304.5665 | 0.0017961
[31 empty] | 1304.6573 | 0.00049842 | 1304.6499 | 0.0017945
[31 empty] | 1304.7407 | 0.00049842 | 1304.7334 | 0.0017849
[31 empty] | 1304.8242 | 0.00049842 | 1304.8168 | 0.001769
[31 empty] | 1304.9076 | 0.00049842 | 1304.9001 | 0.0017492
[31 empty] | 1304.991 | 0.00049842 | 1304.9835 | 0.0017293
[31 empty] | 1305.0745 | 0.00049565 | 1305.067 | 0.0017111
[31 empty] | 1305.1578 | 0.00049288 | 1305.1505 | 0.0016968
[31 empty] | 1305.2413 | 0.00049012 | 1305.2339 | 0.0016864
[31 empty] | 1305.3248 | 0.00048735 | 1305.3174 | 0.0016817
[31 empty] | 1305.4083 | 0.00048458 | 1305.4009 | 0.0016801
[31 empty] | 1305.4918 | 0.00048181 | 1305.4844 | 0.0016817
[31 empty] | 1305.5753 | 0.00047627 | 1305.5679 | 0.0016833
[31 empty] | 1305.6588 | 0.00047073 | 1305.6514 | 0.001684
[31 empty] | 1305.7423 | 0.00046796 | 1305.7349 | 0.0016817
[31 empty] | 1305.8258 | 0.00046243 | 1305.8184 | 0.0016769
[31 empty] | 1305.9093 | 0.00045689 | 1305.902 | 0.001669
[31 empty] | 1305.9929 | 0.00045135 | 1305.9855 | 0.0016602
[31 empty] | 1306.0764 | 0.00044304 | 1306.0691 | 0.0016499
[31 empty] | 1306.16 | 0.0004375 | 1306.1526 | 0.0016427
[31 empty] | 1306.2436 | 0.00043197 | 1306.2362 | 0.001638
[31 empty] | 1306.3273 | 0.00042366 | 1306.3198 | 0.0016388
[31 empty] | 1306.4109 | 0.00041812 | 1306.4034 | 0.0016459
[31 empty] | 1306.4945 | 0.00041258 | 1306.4871 | 0.0016586
[31 empty] | 1306.5781 | 0.00040428 | 1306.5707 | 0.0016761
[31 empty] | 1306.6617 | 0.00039874 | 1306.6543 | 0.001696
[31 empty] | 1306.7454 | 0.0003932 | 1306.7379 | 0.001715
[31 empty] | 1306.829 | 0.00038489 | 1306.8215 | 0.0017309
[31 empty] | 1306.9127 | 0.00037936 | 1306.9053 | 0.0017404
[31 empty] | 1306.9963 | 0.00037382 | 1306.9889 | 0.001742
[31 empty] | 1307.0801 | 0.00036828 | 1307.0726 | 0.0017357
[31 empty] | 1307.1638 | 0.00036274 | 1307.1564 | 0.0017222
[31 empty] | 1307.2474 | 0.0003572 | 1307.24 | 0.0017047
[31 empty] | 1307.3312 | 0.00035443 | 1307.3237 | 0.001684
[31 empty] | 1307.4149 | 0.0003489 | 1307.4075 | 0.001665
[31 empty] | 1307.4987 | 0.00034613 | 1307.4912 | 0.0016491
[31 empty] | 1307.5824 | 0.00034059 | 1307.5749 | 0.001638
[31 empty] | 1307.6661 | 0.00033782 | 1307.6588 | 0.0016332
[31 empty] | 1307.75 | 0.00033505 | 1307.7425 | 0.0016364
[31 empty] | 1307.8337 | 0.00033505 | 1307.8263 | 0.0016459
[31 empty] | 1307.9176 | 0.00033228 | 1307.9102 | 0.0016618
[31 empty] | 1308.0013 | 0.00033228 | 1307.9939 | 0.0016817
[31 empty] | 1308.0852 | 0.00033228 | 1308.0778 | 0.0017039
[31 empty] | 1308.1691 | 0.00033228 | 1308.1616 | 0.0017261
[31 empty] | 1308.2528 | 0.00033228 | 1308.2454 | 0.001746
[31 empty] | 1308.3367 | 0.00033228 | 1308.3292 | 0.0017611
[31 empty] | 1308.4205 | 0.00033505 | 1308.4131 | 0.0017706
[31 empty] | 1308.5044 | 0.00033782 | 1308.4969 | 0.0017738
[31 empty] | 1308.5884 | 0.00034059 | 1308.5809 | 0.0017714
[31 empty] | 1308.6722 | 0.00034336 | 1308.6648 | 0.0017635
[31 empty] | 1308.7561 | 0.0003489 | 1308.7487 | 0.0017508
[31 empty] | 1308.8401 | 0.00035166 | 1308.8326 | 0.0017373
[31 empty] | 1308.924 | 0.0003572 | 1308.9165 | 0.001723
[31 empty] | 1309.0079 | 0.00036274 | 1309.0005 | 0.0017103
[31 empty] | 1309.0918 | 0.00036828 | 1309.0845 | 0.0017007
[31 empty] | 1309.1758 | 0.00037382 | 1309.1683 | 0.0016936
[31 empty] | 1309.2598 | 0.00037936 | 1309.2523 | 0.0016888
[31 empty] | 1309.3438 | 0.00038489 | 1309.3363 | 0.0016864
[31 empty] | 1309.4277 | 0.0003932 | 1309.4203 | 0.0016833
[31 empty] | 1309.5117 | 0.00039874 | 1309.5043 | 0.0016785
[31 empty] | 1309.5958 | 0.00040705 | 1309.5884 | 0.0016713
[31 empty] | 1309.6798 | 0.00041258 | 1309.6724 | 0.0016618
[31 empty] | 1309.7638 | 0.00041812 | 1309.7564 | 0.0016499
[31 empty] | 1309.8479 | 0.00042643 | 1309.8404 | 0.001638
[31 empty] | 1309.9319 | 0.00043197 | 1309.9244 | 0.0016269
[31 empty] | 1310.016 | 0.00044027 | 1310.0085 | 0.0016165
[31 empty] | 1310.1001 | 0.00044581 | 1310.0927 | 0.001607
[31 empty] | 1310.1842 | 0.00045412 | 1310.1768 | 0.0015991
[31 empty] | 1310.2683 | 0.00045966 | 1310.2609 | 0.0015895
[31 empty] | 1310.3524 | 0.00046519 | 1310.345 | 0.0015792
[31 empty] | 1310.4365 | 0.00047073 | 1310.4291 | 0.0015657
[31 empty] | 1310.5206 | 0.00047904 | 1310.5132 | 0.0015506
[31 empty] | 1310.6047 | 0.00048458 | 1310.5973 | 0.0015347
[31 empty] | 1310.689 | 0.00049012 | 1310.6815 | 0.0015204
[31 empty] | 1310.7731 | 0.00049565 | 1310.7656 | 0.0015101
[31 empty] | 1310.8573 | 0.00050119 | 1310.8499 | 0.0015061
[31 empty] | 1310.9414 | 0.00050396 | 1310.934 | 0.0015093
[31 empty] | 1311.0256 | 0.0005095 | 1311.0182 | 0.0015196
[31 empty] | 1311.1099 | 0.00051504 | 1311.1024 | 0.0015347
[31 empty] | 1311.1941 | 0.00052057 | 1311.1867 | 0.001553
[31 empty] | 1311.2783 | 0.00052334 | 1311.2709 | 0.001572
[31 empty] | 1311.3626 | 0.00052888 | 1311.3551 | 0.0015879
[31 empty] | 1311.4468 | 0.00053442 | 1311.4393 | 0.0015998
[31 empty] | 1311.531 | 0.00053996 | 1311.5236 | 0.001607
[31 empty] | 1311.6154 | 0.00054273 | 1311.6079 | 0.0016094
[31 empty] | 1311.6996 | 0.00054827 | 1311.6921 | 0.0016078
[31 empty] | 1311.7839 | 0.0005538 | 1311.7765 | 0.0016046
[31 empty] | 1311.8682 | 0.00055657 | 1311.8607 | 0.0016014
[31 empty] | 1311.9525 | 0.00056211 | 1311.9451 | 0.0015983
[31 empty] | 1312.0369 | 0.00056765 | 1312.0294 | 0.0015967
[31 empty] | 1312.1212 | 0.00057319 | 1312.1138 | 0.0015975
[31 empty] | 1312.2056 | 0.00057596 | 1312.1981 | 0.0015991
[31 empty] | 1312.2899 | 0.00058149 | 1312.2825 | 0.0016022
[31 empty] | 1312.3743 | 0.00058703 | 1312.3668 | 0.0016062
[31 empty] | 1312.4586 | 0.00059257 | 1312.4512 | 0.0016102
[31 empty] | 1312.5431 | 0.00059811 | 1312.5355 | 0.0016141
[31 empty] | 1312.6274 | 0.00060365 | 1312.62 | 0.0016173
[31 empty] | 1312.7118 | 0.00060918 | 1312.7043 | 0.0016181
[31 empty] | 1312.7963 | 0.00061472 | 1312.7888 | 0.0016157
[31 empty] | 1312.8807 | 0.00062026 | 1312.8733 | 0.001611
[31 empty] | 1312.9652 | 0.00062303 | 1312.9576 | 0.0016014
[31 empty] | 1313.0496 | 0.00062857 | 1313.0421 | 0.0015903
[31 empty] | 1313.134 | 0.0006341 | 1313.1266 | 0.0015776
[31 empty] | 1313.2185 | 0.00063964 | 1313.2111 | 0.0015657
[31 empty] | 1313.3031 | 0.00064518 | 1313.2955 | 0.001557
[31 empty] | 1313.3876 | 0.00065072 | 1313.3801 | 0.0015522
[31 empty] | 1313.4721 | 0.00065626 | 1313.4646 | 0.0015522
[31 empty] | 1313.5565 | 0.00065903 | 1313.5491 | 0.0015562
[31 empty] | 1313.6411 | 0.00066456 | 1313.6337 | 0.0015633
[31 empty] | 1313.7257 | 0.0006701 | 1313.7181 | 0.0015712
[31 empty] | 1313.8102 | 0.00067287 | 1313.8027 | 0.00158
[31 empty] | 1313.8948 | 0.00067841 | 1313.8873 | 0.0015871
[31 empty] | 1313.9794 | 0.00068118 | 1313.9719 | 0.0015927
[31 empty] | 1314.064 | 0.00068395 | 1314.0565 | 0.0015967
[31 empty] | 1314.1486 | 0.00068672 | 1314.1411 | 0.0015991
[31 empty] | 1314.2332 | 0.00069225 | 1314.2257 | 0.0016022
[31 empty] | 1314.3177 | 0.00069502 | 1314.3103 | 0.0016054
[31 empty] | 1314.4023 | 0.00069779 | 1314.3949 | 0.001611
[31 empty] | 1314.4871 | 0.00070056 | 1314.4796 | 0.0016173
[31 empty] | 1314.5717 | 0.00070333 | 1314.5642 | 0.0016261
[31 empty] | 1314.6564 | 0.00070333 | 1314.6489 | 0.001634
[31 empty] | 1314.7411 | 0.0007061 | 1314.7335 | 0.0016419
[31 empty] | 1314.8257 | 0.00070887 | 1314.8182 | 0.0016467
[31 empty] | 1314.9104 | 0.00070887 | 1314.9029 | 0.0016499
[31 empty] | 1314.9951 | 0.00071164 | 1314.9877 | 0.0016507
[31 empty] | 1315.0798 | 0.00071164 | 1315.0724 | 0.0016507
[31 empty] | 1315.1645 | 0.00071441 | 1315.1571 | 0.0016507
[31 empty] | 1315.2493 | 0.00071441 | 1315.2418 | 0.0016523
[31 empty] | 1315.3341 | 0.00071717 | 1315.3265 | 0.0016562
[31 empty] | 1315.4188 | 0.00071717 | 1315.4114 | 0.0016642
[31 empty] | 1315.5035 | 0.00071717 | 1315.4961 | 0.0016761
[31 empty] | 1315.5884 | 0.00071717 | 1315.5809 | 0.0016912
[31 empty] | 1315.6732 | 0.00071994 | 1315.6656 | 0.0017071
[31 empty] | 1315.7579 | 0.00071994 | 1315.7505 | 0.0017238
[31 empty] | 1315.8428 | 0.00071994 | 1315.8353 | 0.0017381
[31 empty] | 1315.9276 | 0.00071994 | 1315.9202 | 0.0017484
[31 empty] | 1316.0124 | 0.00071994 | 1316.005 | 0.001754
[31 empty] | 1316.0973 | 0.00071994 | 1316.0898 | 0.0017532
[31 empty] | 1316.1821 | 0.00071994 | 1316.1747 | 0.0017484
[31 empty] | 1316.2671 | 0.00071994 | 1316.2595 | 0.0017389
[31 empty] | 1316.3519 | 0.00071994 | 1316.3445 | 0.0017277
[31 empty] | 1316.4368 | 0.00071994 | 1316.4293 | 0.001715
[31 empty] | 1316.5217 | 0.00071994 | 1316.5143 | 0.0017023
[31 empty] | 1316.6067 | 0.00071994 | 1316.5991 | 0.0016904
[31 empty] | 1316.6915 | 0.00071994 | 1316.6841 | 0.0016785
[31 empty] | 1316.7765 | 0.00071994 | 1316.769 | 0.0016674
[31 empty] | 1316.8615 | 0.00071994 | 1316.854 | 0.0016562
[31 empty] | 1316.9464 | 0.00071994 | 1316.939 | 0.0016467
[31 empty] | 1317.0314 | 0.00071994 | 1317.0239 | 0.0016388
[31 empty] | 1317.1163 | 0.00071994 | 1317.1089 | 0.0016348
[31 empty] | 1317.2013 | 0.00071994 | 1317.1939 | 0.0016324
[31 empty] | 1317.2864 | 0.00071717 | 1317.2789 | 0.001634
[31 empty] | 1317.3713 | 0.00071717 | 1317.3639 | 0.0016372
[31 empty] | 1317.4564 | 0.00071717 | 1317.449 | 0.0016412
[31 empty] | 1317.5414 | 0.00071717 | 1317.5339 | 0.0016443
[31 empty] | 1317.6265 | 0.00071717 | 1317.619 | 0.0016467
[31 empty] | 1317.7115 | 0.00071717 | 1317.7041 | 0.0016475
[31 empty] | 1317.7966 | 0.00071717 | 1317.7891 | 0.0016475
[31 empty] | 1317.8817 | 0.00071717 | 1317.8742 | 0.0016483
[31 empty] | 1317.9668 | 0.00071717 | 1317.9594 | 0.0016515
[31 empty] | 1318.0519 | 0.00071717 | 1318.0444 | 0.001657
[31 empty] | 1318.137 | 0.00071994 | 1318.1295 | 0.0016658
[31 empty] | 1318.2221 | 0.00071994 | 1318.2146 | 0.0016761
[31 empty] | 1318.3073 | 0.00071994 | 1318.2998 | 0.0016864
[31 empty] | 1318.3923 | 0.00071994 | 1318.3849 | 0.0016952
[31 empty] | 1318.4775 | 0.00072271 | 1318.4701 | 0.0016999
[31 empty] | 1318.5627 | 0.00072271 | 1318.5552 | 0.0017007
[31 empty] | 1318.6478 | 0.00072548 | 1318.6404 | 0.0016968
[31 empty] | 1318.733 | 0.00072825 | 1318.7256 | 0.001688
[31 empty] | 1318.8182 | 0.00072825 | 1318.8108 | 0.0016761
[31 empty] | 1318.9034 | 0.00073102 | 1318.896 | 0.0016634
[31 empty] | 1318.9887 | 0.00073379 | 1318.9812 | 0.0016491
[31 empty] | 1319.074 | 0.00073656 | 1319.0664 | 0.0016364
[31 empty] | 1319.1592 | 0.00073933 | 1319.1517 | 0.0016261
[31 empty] | 1319.2444 | 0.0007421 | 1319.2369 | 0.0016173
[31 empty] | 1319.3297 | 0.00074487 | 1319.3223 | 0.0016118
[31 empty] | 1319.415 | 0.00074763 | 1319.4075 | 0.0016094
[31 empty] | 1319.5002 | 0.00075317 | 1319.4928 | 0.0016094
[31 empty] | 1319.5856 | 0.00075594 | 1319.5781 | 0.0016118
[31 empty] | 1319.6709 | 0.00075871 | 1319.6635 | 0.0016157
[31 empty] | 1319.7562 | 0.00076148 | 1319.7488 | 0.0016221
[31 empty] | 1319.8416 | 0.00076702 | 1319.8341 | 0.0016292
[31 empty] | 1319.9269 | 0.00076979 | 1319.9194 | 0.001638
[31 empty] | 1320.0122 | 0.00077256 | 1320.0048 | 0.0016475
[31 empty] | 1320.0977 | 0.00077809 | 1320.0901 | 0.0016586
[31 empty] | 1320.183 | 0.00078086 | 1320.1755 | 0.0016721
[31 empty] | 1320.2683 | 0.00078363 | 1320.2609 | 0.001688
[31 empty] | 1320.3538 | 0.0007864 | 1320.3463 | 0.0017055
[31 empty] | 1320.4392 | 0.00078917 | 1320.4316 | 0.0017254
[31 empty] | 1320.5247 | 0.00079194 | 1320.5171 | 0.0017476
[31 empty] | 1320.61 | 0.00079471 | 1320.6025 | 0.0017698
[31 empty] | 1320.6954 | 0.00079748 | 1320.688 | 0.0017913
[31 empty] | 1320.7809 | 0.00080025 | 1320.7734 | 0.0018119
[31 empty] | 1320.8663 | 0.00080301 | 1320.8589 | 0.0018302
[31 empty] | 1320.9519 | 0.00080578 | 1320.9443 | 0.0018437
[31 empty] | 1321.0374 | 0.00080578 | 1321.0299 | 0.0018517
[31 empty] | 1321.1228 | 0.00080855 | 1321.1154 | 0.0018548
[31 empty] | 1321.2084 | 0.00081132 | 1321.2009 | 0.0018532
[31 empty] | 1321.2939 | 0.00081132 | 1321.2864 | 0.0018469
[31 empty] | 1321.3794 | 0.00081132 | 1321.3719 | 0.0018366
[31 empty] | 1321.465 | 0.00081409 | 1321.4575 | 0.0018231
[31 empty] | 1321.5505 | 0.00081409 | 1321.543 | 0.0018064
[31 empty] | 1321.6361 | 0.00081409 | 1321.6285 | 0.0017865
[31 empty] | 1321.7217 | 0.00081686 | 1321.7141 | 0.0017643
[31 empty] | 1321.8073 | 0.00081686 | 1321.7998 | 0.0017397
[31 empty] | 1321.8928 | 0.00081686 | 1321.8854 | 0.0017158
[31 empty] | 1321.9784 | 0.00081686 | 1321.9709 | 0.0016928
[31 empty] | 1322.0641 | 0.00081686 | 1322.0566 | 0.0016745
[31 empty] | 1322.1497 | 0.00081963 | 1322.1422 | 0.0016618
[31 empty] | 1322.2353 | 0.00081963 | 1322.2279 | 0.0016578
[31 empty] | 1322.321 | 0.00081963 | 1322.3135 | 0.0016618
[31 empty] | 1322.4066 | 0.00081963 | 1322.3992 | 0.0016761
[31 empty] | 1322.4923 | 0.00081963 | 1322.4849 | 0.0016968
[31 empty] | 1322.578 | 0.0008224 | 1322.5706 | 0.0017238
[31 empty] | 1322.6637 | 0.0008224 | 1322.6562 | 0.0017524
[31 empty] | 1322.7494 | 0.0008224 | 1322.7419 | 0.0017802
[31 empty] | 1322.8352 | 0.0008224 | 1322.8276 | 0.001804
[31 empty] | 1322.9209 | 0.00082517 | 1322.9135 | 0.0018223
[31 empty] | 1323.0066 | 0.00082517 | 1322.9992 | 0.0018334
[31 empty] | 1323.0924 | 0.00082794 | 1323.0848 | 0.0018389
[31 empty] | 1323.1781 | 0.00082794 | 1323.1707 | 0.0018397
[31 empty] | 1323.2639 | 0.00082794 | 1323.2565 | 0.0018382
[31 empty] | 1323.3497 | 0.0008307 | 1323.3422 | 0.001835
[31 empty] | 1323.4355 | 0.00083347 | 1323.428 | 0.0018326
[31 empty] | 1323.5214 | 0.00083347 | 1323.5138 | 0.001831
[31 empty] | 1323.6072 | 0.00083624 | 1323.5996 | 0.0018294
[31 empty] | 1323.693 | 0.00083624 | 1323.6854 | 0.0018286
[31 empty] | 1323.7788 | 0.00083901 | 1323.7714 | 0.001827
[31 empty] | 1323.8646 | 0.00084178 | 1323.8572 | 0.0018262
[31 empty] | 1323.9506 | 0.00084455 | 1323.943 | 0.0018254
[31 empty] | 1324.0364 | 0.00084455 | 1324.0289 | 0.001827
[31 empty] | 1324.1223 | 0.00084732 | 1324.1147 | 0.0018286
[31 empty] | 1324.2081 | 0.00085009 | 1324.2007 | 0.0018318
[31 empty] | 1324.2941 | 0.00085286 | 1324.2866 | 0.0018326
[31 empty] | 1324.38 | 0.00085563 | 1324.3726 | 0.001831
[31 empty] | 1324.4659 | 0.00085839 | 1324.4585 | 0.0018254
[31 empty] | 1324.5519 | 0.00086116 | 1324.5444 | 0.0018143
[31 empty] | 1324.6378 | 0.00086393 | 1324.6304 | 0.0017992
[31 empty] | 1324.7238 | 0.00086393 | 1324.7163 | 0.0017818
[31 empty] | 1324.8098 | 0.0008667 | 1324.8022 | 0.0017635
[31 empty] | 1324.8957 | 0.00087224 | 1324.8883 | 0.0017484
[31 empty] | 1324.9818 | 0.00087501 | 1324.9742 | 0.0017373
[31 empty] | 1325.0677 | 0.00087778 | 1325.0603 | 0.0017317
[31 empty] | 1325.1538 | 0.00088055 | 1325.1464 | 0.0017333
[31 empty] | 1325.2399 | 0.00088332 | 1325.2323 | 0.0017397
[31 empty] | 1325.3259 | 0.00088608 | 1325.3184 | 0.0017516
[31 empty] | 1325.412 | 0.00088885 | 1325.4044 | 0.0017659
[31 empty] | 1325.498 | 0.00089162 | 1325.4905 | 0.001781
[31 empty] | 1325.5841 | 0.00089439 | 1325.5765 | 0.0017945
[31 empty] | 1325.6702 | 0.00089716 | 1325.6627 | 0.001804
[31 empty] | 1325.7562 | 0.00089993 | 1325.7488 | 0.001808
[31 empty] | 1325.8424 | 0.00090547 | 1325.8348 | 0.0018056
[31 empty] | 1325.9285 | 0.00090824 | 1325.921 | 0.0017953
[31 empty] | 1326.0147 | 0.00091101 | 1326.0071 | 0.0017786
[31 empty] | 1326.1008 | 0.00091378 | 1326.0933 | 0.0017571
[31 empty] | 1326.1869 | 0.00091654 | 1326.1794 | 0.0017325
[31 empty] | 1326.2731 | 0.00091931 | 1326.2656 | 0.0017071
[31 empty] | 1326.3592 | 0.00092208 | 1326.3518 | 0.001684
[31 empty] | 1326.4454 | 0.00092485 | 1326.438 | 0.001665
[31 empty] | 1326.5316 | 0.00092762 | 1326.5242 | 0.0016515
[31 empty] | 1326.6179 | 0.00093039 | 1326.6103 | 0.0016435
[31 empty] | 1326.7041 | 0.00093316 | 1326.6965 | 0.0016396
[31 empty] | 1326.7903 | 0.00093593 | 1326.7828 | 0.001638
[31 empty] | 1326.8766 | 0.00093593 | 1326.869 | 0.0016364
[31 empty] | 1326.9629 | 0.0009387 | 1326.9553 | 0.0016316
[31 empty] | 1327.0491 | 0.00094147 | 1327.0416 | 0.0016253
[31 empty] | 1327.1354 | 0.00094423 | 1327.1278 | 0.0016157
[31 empty] | 1327.2217 | 0.000947 | 1327.2141 | 0.0016046
[31 empty] | 1327.308 | 0.00094977 | 1327.3004 | 0.0015943
[31 empty] | 1327.3943 | 0.00095254 | 1327.3867 | 0.0015871
[31 empty] | 1327.4806 | 0.00095531 | 1327.4731 | 0.001584
[31 empty] | 1327.5669 | 0.00095808 | 1327.5594 | 0.0015863
[31 empty] | 1327.6533 | 0.00096085 | 1327.6457 | 0.0015935
[31 empty] | 1327.7396 | 0.00096639 | 1327.7322 | 0.0016062
[31 empty] | 1327.826 | 0.00096916 | 1327.8185 | 0.0016221
[31 empty] | 1327.9124 | 0.00097192 | 1327.9049 | 0.0016396
[31 empty] | 1327.9988 | 0.00097746 | 1327.9912 | 0.0016555
[31 empty] | 1328.0852 | 0.00098023 | 1328.0776 | 0.001669
[31 empty] | 1328.1716 | 0.00098577 | 1328.1641 | 0.0016761
[31 empty] | 1328.2581 | 0.00098854 | 1328.2505 | 0.0016761
[31 empty] | 1328.3445 | 0.00099408 | 1328.3369 | 0.0016682
[31 empty] | 1328.4309 | 0.00099961 | 1328.4233 | 0.0016547
[31 empty] | 1328.5173 | 0.0010052 | 1328.5099 | 0.001638
[31 empty] | 1328.6039 | 0.0010107 | 1328.5963 | 0.0016213
[31 empty] | 1328.6903 | 0.0010162 | 1328.6827 | 0.001607
[31 empty] | 1328.7769 | 0.0010218 | 1328.7693 | 0.0015991
[31 empty] | 1328.8633 | 0.0010301 | 1328.8558 | 0.0015967
[31 empty] | 1328.9498 | 0.0010356 | 1328.9423 | 0.0016006
[31 empty] | 1329.0364 | 0.0010411 | 1329.0288 | 0.001607
[31 empty] | 1329.1229 | 0.0010495 | 1329.1154 | 0.0016141
[31 empty] | 1329.2095 | 0.001055 | 1329.2019 | 0.0016189
[31 empty] | 1329.296 | 0.0010633 | 1329.2885 | 0.0016205
[31 empty] | 1329.3826 | 0.0010688 | 1329.375 | 0.0016173
[31 empty] | 1329.4691 | 0.0010771 | 1329.4617 | 0.0016126
[31 empty] | 1329.5558 | 0.0010855 | 1329.5482 | 0.001607
[31 empty] | 1329.6423 | 0.001091 | 1329.6348 | 0.0016038
[31 empty] | 1329.729 | 0.0010993 | 1329.7214 | 0.001603
[31 empty] | 1329.8156 | 0.0011076 | 1329.8081 | 0.0016062
[31 empty] | 1329.9022 | 0.0011131 | 1329.8946 | 0.0016126
[31 empty] | 1329.9889 | 0.0011215 | 1329.9813 | 0.0016213
[31 empty] | 1330.0756 | 0.0011298 | 1330.068 | 0.0016292
[31 empty] | 1330.1622 | 0.0011353 | 1330.1547 | 0.0016356
[31 empty] | 1330.2489 | 0.0011436 | 1330.2413 | 0.0016372
[31 empty] | 1330.3356 | 0.0011491 | 1330.3281 | 0.0016348
[31 empty] | 1330.4222 | 0.0011574 | 1330.4148 | 0.0016276
[31 empty] | 1330.509 | 0.001163 | 1330.5015 | 0.0016149
[31 empty] | 1330.5957 | 0.0011685 | 1330.5883 | 0.0015998
[31 empty] | 1330.6825 | 0.0011741 | 1330.6749 | 0.0015816
[31 empty] | 1330.7693 | 0.0011824 | 1330.7617 | 0.0015609
[31 empty] | 1330.856 | 0.0011879 | 1330.8485 | 0.0015387
[31 empty] | 1330.9427 | 0.0011934 | 1330.9353 | 0.0015148
[31 empty] | 1331.0295 | 0.001199 | 1331.022 | 0.0014918
[31 empty] | 1331.1163 | 0.0012045 | 1331.1088 | 0.0014688
[31 empty] | 1331.2031 | 0.0012101 | 1331.1957 | 0.0014489
[31 empty] | 1331.29 | 0.0012156 | 1331.2825 | 0.001433
[31 empty] | 1331.3768 | 0.0012211 | 1331.3693 | 0.0014227
[31 empty] | 1331.4636 | 0.0012267 | 1331.4562 | 0.0014203
[31 empty] | 1331.5505 | 0.0012322 | 1331.543 | 0.0014259
[31 empty] | 1331.6373 | 0.0012377 | 1331.6299 | 0.0014386
[31 empty] | 1331.7242 | 0.0012433 | 1331.7167 | 0.0014592
[31 empty] | 1331.8112 | 0.0012488 | 1331.8036 | 0.0014839
[31 empty] | 1331.8981 | 0.0012544 | 1331.8905 | 0.0015117
[31 empty] | 1331.985 | 0.0012599 | 1331.9774 | 0.0015403
[31 empty] | 1332.0719 | 0.0012654 | 1332.0643 | 0.0015681
[31 empty] | 1332.1588 | 0.001271 | 1332.1512 | 0.0015943
[31 empty] | 1332.2457 | 0.0012765 | 1332.2382 | 0.0016181
[31 empty] | 1332.3326 | 0.0012821 | 1332.3252 | 0.0016404
[31 empty] | 1332.4197 | 0.0012876 | 1332.4121 | 0.0016626
[31 empty] | 1332.5066 | 0.0012959 | 1332.4992 | 0.0016848
[31 empty] | 1332.5936 | 0.0013014 | 1332.5861 | 0.0017071
[31 empty] | 1332.6807 | 0.0013097 | 1332.6731 | 0.0017293
[31 empty] | 1332.7677 | 0.0013153 | 1332.7601 | 0.0017508
[31 empty] | 1332.8546 | 0.0013236 | 1332.8472 | 0.001769
[31 empty] | 1332.9416 | 0.0013319 | 1332.9342 | 0.0017833
[31 empty] | 1333.0288 | 0.0013402 | 1333.0212 | 0.0017937
[31 empty] | 1333.1158 | 0.0013485 | 1333.1083 | 0.0017976
[31 empty] | 1333.2029 | 0.0013568 | 1333.1953 | 0.0017976
[31 empty] | 1333.2899 | 0.0013651 | 1333.2825 | 0.0017929
[31 empty] | 1333.3771 | 0.0013734 | 1333.3695 | 0.0017841
[31 empty] | 1333.4641 | 0.0013817 | 1333.4567 | 0.001773
[31 empty] | 1333.5513 | 0.0013928 | 1333.5437 | 0.0017611
[31 empty] | 1333.6384 | 0.0014011 | 1333.6309 | 0.0017484
[31 empty] | 1333.7256 | 0.0014122 | 1333.718 | 0.0017365
[31 empty] | 1333.8126 | 0.0014205 | 1333.8052 | 0.0017277
[31 empty] | 1333.8998 | 0.0014316 | 1333.8923 | 0.0017206
[31 empty] | 1333.9871 | 0.0014399 | 1333.9795 | 0.0017166
[31 empty] | 1334.0742 | 0.001451 | 1334.0666 | 0.0017142
[31 empty] | 1334.1614 | 0.001462 | 1334.1538 | 0.0017119
[31 empty] | 1334.2485 | 0.0014703 | 1334.2411 | 0.0017079
[31 empty] | 1334.3358 | 0.0014814 | 1334.3283 | 0.0016999
[31 empty] | 1334.4231 | 0.0014897 | 1334.4155 | 0.0016888
[31 empty] | 1334.5103 | 0.0015008 | 1334.5027 | 0.0016737
[31 empty] | 1334.5975 | 0.0015091 | 1334.59 | 0.0016555
[31 empty] | 1334.6848 | 0.0015202 | 1334.6772 | 0.0016356
[31 empty] | 1334.7721 | 0.0015285 | 1334.7645 | 0.0016149
[31 empty] | 1334.8594 | 0.0015396 | 1334.8518 | 0.0015935
[31 empty] | 1334.9467 | 0.0015479 | 1334.9391 | 0.0015712
[31 empty] | 1335.0339 | 0.0015562 | 1335.0264 | 0.001549
[31 empty] | 1335.1213 | 0.0015645 | 1335.1138 | 0.0015268
[31 empty] | 1335.2086 | 0.0015728 | 1335.201 | 0.0015053
[31 empty] | 1335.2959 | 0.0015811 | 1335.2885 | 0.0014847
[31 empty] | 1335.3833 | 0.0015866 | 1335.3757 | 0.0014656
[31 empty] | 1335.4707 | 0.001595 | 1335.4631 | 0.0014513
[31 empty] | 1335.5581 | 0.0016005 | 1335.5505 | 0.001441
[31 empty] | 1335.6454 | 0.0016088 | 1335.6379 | 0.0014354
[31 empty] | 1335.7328 | 0.0016143 | 1335.7253 | 0.0014354
[31 empty] | 1335.8202 | 0.0016199 | 1335.8127 | 0.0014386
[31 empty] | 1335.9077 | 0.0016254 | 1335.9001 | 0.0014449
[31 empty] | 1335.9951 | 0.001631 | 1335.9876 | 0.0014537
[31 empty] | 1336.0825 | 0.0016337 | 1336.0749 | 0.0014632
[31 empty] | 1336.17 | 0.0016393 | 1336.1625 | 0.0014743
[31 empty] | 1336.2575 | 0.001642 | 1336.2499 | 0.001487
[31 empty] | 1336.345 | 0.0016448 | 1336.3374 | 0.0015013
[31 empty] | 1336.4325 | 0.0016503 | 1336.4249 | 0.0015172
[31 empty] | 1336.5199 | 0.0016531 | 1336.5124 | 0.0015363
[31 empty] | 1336.6074 | 0.0016559 | 1336.6 | 0.0015562
[31 empty] | 1336.695 | 0.0016586 | 1336.6875 | 0.0015776
[31 empty] | 1336.7825 | 0.0016586 | 1336.775 | 0.0015983
[31 empty] | 1336.8701 | 0.0016614 | 1336.8626 | 0.0016165
[31 empty] | 1336.9576 | 0.0016642 | 1336.9501 | 0.0016316
[31 empty] | 1337.0452 | 0.0016669 | 1337.0377 | 0.0016435
[31 empty] | 1337.1328 | 0.0016669 | 1337.1252 | 0.0016523
[31 empty] | 1337.2203 | 0.0016697 | 1337.2129 | 0.001657
[31 empty] | 1337.308 | 0.0016697 | 1337.3004 | 0.0016594
[31 empty] | 1337.3956 | 0.0016725 | 1337.3881 | 0.0016618
[31 empty] | 1337.4833 | 0.0016725 | 1337.4757 | 0.0016634
[31 empty] | 1337.5709 | 0.0016753 | 1337.5633 | 0.0016674
[31 empty] | 1337.6586 | 0.0016753 | 1337.651 | 0.0016745
[31 empty] | 1337.7462 | 0.001678 | 1337.7387 | 0.0016848
[31 empty] | 1337.8339 | 0.001678 | 1337.8263 | 0.0016991
[31 empty] | 1337.9215 | 0.0016808 | 1337.9141 | 0.001715
[31 empty] | 1338.0093 | 0.0016808 | 1338.0017 | 0.0017333
[31 empty] | 1338.0969 | 0.0016836 | 1338.0894 | 0.0017508
[31 empty] | 1338.1847 | 0.0016863 | 1338.1771 | 0.0017659
[31 empty] | 1338.2725 | 0.0016863 | 1338.2649 | 0.0017786
[31 empty] | 1338.3601 | 0.0016891 | 1338.3527 | 0.0017889
[31 empty] | 1338.4479 | 0.0016891 | 1338.4403 | 0.0017953
[31 empty] | 1338.5356 | 0.0016919 | 1338.5281 | 0.0018008
[31 empty] | 1338.6234 | 0.0016946 | 1338.616 | 0.0018048
[31 empty] | 1338.7113 | 0.0016974 | 1338.7037 | 0.001808
[31 empty] | 1338.7991 | 0.0017002 | 1338.7915 | 0.0018104
[31 empty] | 1338.8868 | 0.0017002 | 1338.8793 | 0.0018111
[31 empty] | 1338.9747 | 0.0017029 | 1338.9672 | 0.0018096
[31 empty] | 1339.0625 | 0.0017057 | 1339.0549 | 0.0018064
[31 empty] | 1339.1504 | 0.0017085 | 1339.1428 | 0.0018008
[31 empty] | 1339.2383 | 0.0017113 | 1339.2307 | 0.0017945
[31 empty] | 1339.326 | 0.001714 | 1339.3186 | 0.0017865
[31 empty] | 1339.4139 | 0.0017168 | 1339.4065 | 0.0017794
[31 empty] | 1339.5018 | 0.0017196 | 1339.4944 | 0.0017714
[31 empty] | 1339.5898 | 0.0017251 | 1339.5823 | 0.0017635
[31 empty] | 1339.6777 | 0.0017279 | 1339.6702 | 0.0017547
[31 empty] | 1339.7656 | 0.0017306 | 1339.7581 | 0.0017452
[31 empty] | 1339.8535 | 0.0017334 | 1339.8461 | 0.0017349
[31 empty] | 1339.9415 | 0.0017389 | 1339.934 | 0.0017246
[31 empty] | 1340.0295 | 0.0017417 | 1340.022 | 0.0017166
[31 empty] | 1340.1174 | 0.0017472 | 1340.1099 | 0.0017103
[31 empty] | 1340.2054 | 0.00175 | 1340.1979 | 0.0017079
[31 empty] | 1340.2935 | 0.0017556 | 1340.2859 | 0.0017103
[31 empty] | 1340.3815 | 0.0017583 | 1340.3739 | 0.0017174
[31 empty] | 1340.4695 | 0.0017639 | 1340.4619 | 0.0017261
[31 empty] | 1340.5575 | 0.0017666 | 1340.5499 | 0.0017357
[31 empty] | 1340.6455 | 0.0017722 | 1340.6379 | 0.0017436
[31 empty] | 1340.7336 | 0.0017777 | 1340.7261 | 0.001746
[31 empty] | 1340.8217 | 0.0017832 | 1340.8141 | 0.0017412
[31 empty] | 1340.9098 | 0.0017888 | 1340.9022 | 0.0017293
[31 empty] | 1340.9978 | 0.0017943 | 1340.9902 | 0.0017111
[31 empty] | 1341.0859 | 0.0017999 | 1341.0784 | 0.0016872
[31 empty] | 1341.1741 | 0.0018054 | 1341.1665 | 0.001661
[31 empty] | 1341.2622 | 0.0018137 | 1341.2546 | 0.0016356
[31 empty] | 1341.3503 | 0.0018192 | 1341.3428 | 0.0016134
[31 empty] | 1341.4385 | 0.0018248 | 1341.4309 | 0.0015975
[31 empty] | 1341.5266 | 0.0018331 | 1341.519 | 0.0015895
[31 empty] | 1341.6147 | 0.0018386 | 1341.6072 | 0.0015895
[31 empty] | 1341.703 | 0.0018469 | 1341.6954 | 0.0015975
[31 empty] | 1341.7911 | 0.0018552 | 1341.7836 | 0.0016134
[31 empty] | 1341.8794 | 0.0018635 | 1341.8718 | 0.001634
[31 empty] | 1341.9677 | 0.0018691 | 1341.9601 | 0.001657
[31 empty] | 1342.0558 | 0.0018774 | 1342.0482 | 0.0016801
[31 empty] | 1342.144 | 0.0018857 | 1342.1365 | 0.0017015
[31 empty] | 1342.2323 | 0.001894 | 1342.2247 | 0.0017174
[31 empty] | 1342.3206 | 0.0019023 | 1342.313 | 0.0017269
[31 empty] | 1342.4088 | 0.0019106 | 1342.4012 | 0.0017309
[31 empty] | 1342.4972 | 0.0019189 | 1342.4896 | 0.0017277
[31 empty] | 1342.5855 | 0.0019272 | 1342.5779 | 0.0017206
[31 empty] | 1342.6737 | 0.0019383 | 1342.6661 | 0.0017103
[31 empty] | 1342.7621 | 0.0019466 | 1342.7545 | 0.0016999
[31 empty] | 1342.8505 | 0.0019549 | 1342.8429 | 0.0016912
[31 empty] | 1342.9387 | 0.0019632 | 1342.9311 | 0.0016856
[31 empty] | 1343.0271 | 0.0019715 | 1343.0195 | 0.001684
[31 empty] | 1343.1155 | 0.0019798 | 1343.1079 | 0.0016864
[31 empty] | 1343.2039 | 0.0019882 | 1343.1963 | 0.0016936
[31 empty] | 1343.2922 | 0.0019965 | 1343.2847 | 0.0017023
[31 empty] | 1343.3806 | 0.0020048 | 1343.373 | 0.0017126
[31 empty] | 1343.4691 | 0.0020103 | 1343.4615 | 0.0017214
[31 empty] | 1343.5575 | 0.0020186 | 1343.5499 | 0.0017277
[31 empty] | 1343.646 | 0.0020269 | 1343.6384 | 0.0017301
[31 empty] | 1343.7344 | 0.0020352 | 1343.7268 | 0.0017261
[31 empty] | 1343.8229 | 0.0020408 | 1343.8153 | 0.0017174
[31 empty] | 1343.9114 | 0.0020491 | 1343.9038 | 0.0017031
[31 empty] | 1343.9999 | 0.0020546 | 1343.9922 | 0.0016856
[31 empty] | 1344.0883 | 0.0020629 | 1344.0807 | 0.0016666
[31 empty] | 1344.1769 | 0.0020685 | 1344.1692 | 0.0016475
[31 empty] | 1344.2654 | 0.002074 | 1344.2578 | 0.0016316
[31 empty] | 1344.3539 | 0.0020795 | 1344.3463 | 0.0016197
[31 empty] | 1344.4424 | 0.0020878 | 1344.4348 | 0.0016134
[31 empty] | 1344.531 | 0.0020934 | 1344.5234 | 0.0016118
[31 empty] | 1344.6195 | 0.0020989 | 1344.6119 | 0.0016157
[31 empty] | 1344.7081 | 0.0021045 | 1344.7006 | 0.0016245
[31 empty] | 1344.7967 | 0.00211 | 1344.7892 | 0.0016348
[31 empty] | 1344.8853 | 0.0021155 | 1344.8777 | 0.0016475
[31 empty] | 1344.9739 | 0.0021211 | 1344.9663 | 0.0016586
[31 empty] | 1345.0625 | 0.0021266 | 1345.0549 | 0.001669
[31 empty] | 1345.1512 | 0.0021321 | 1345.1436 | 0.0016753
[31 empty] | 1345.2399 | 0.0021377 | 1345.2323 | 0.0016793
[31 empty] | 1345.3285 | 0.0021432 | 1345.3209 | 0.0016801
[31 empty] | 1345.4171 | 0.0021488 | 1345.4096 | 0.0016769
[31 empty] | 1345.5059 | 0.0021543 | 1345.4983 | 0.0016713
[31 empty] | 1345.5946 | 0.0021626 | 1345.5869 | 0.0016634
[31 empty] | 1345.6832 | 0.0021681 | 1345.6757 | 0.0016523
[31 empty] | 1345.772 | 0.0021737 | 1345.7644 | 0.0016412
[31 empty] | 1345.8607 | 0.002182 | 1345.8531 | 0.0016292
[31 empty] | 1345.9495 | 0.0021875 | 1345.9419 | 0.0016181
[31 empty] | 1346.0382 | 0.0021958 | 1346.0306 | 0.0016102
[31 empty] | 1346.127 | 0.0022014 | 1346.1194 | 0.0016062
[31 empty] | 1346.2157 | 0.0022097 | 1346.2081 | 0.0016078
[31 empty] | 1346.3046 | 0.0022152 | 1346.297 | 0.0016141
[31 empty] | 1346.3933 | 0.0022235 | 1346.3857 | 0.0016253
[31 empty] | 1346.4822 | 0.0022318 | 1346.4746 | 0.001638
[31 empty] | 1346.5709 | 0.0022401 | 1346.5633 | 0.0016515
[31 empty] | 1346.6598 | 0.0022484 | 1346.6522 | 0.0016626
[31 empty] | 1346.7487 | 0.002254 | 1346.7411 | 0.001669
[31 empty] | 1346.8375 | 0.0022623 | 1346.83 | 0.0016697
[31 empty] | 1346.9264 | 0.0022706 | 1346.9188 | 0.0016658
[31 empty] | 1347.0153 | 0.0022817 | 1347.0077 | 0.0016586
[31 empty] | 1347.1041 | 0.00229 | 1347.0966 | 0.0016483
[31 empty] | 1347.1931 | 0.0022983 | 1347.1854 | 0.0016396
[31 empty] | 1347.282 | 0.0023066 | 1347.2744 | 0.0016324
[31 empty] | 1347.3709 | 0.0023149 | 1347.3633 | 0.0016284
[31 empty] | 1347.4598 | 0.0023232 | 1347.4523 | 0.0016292
[31 empty] | 1347.5488 | 0.0023315 | 1347.5413 | 0.0016332
[31 empty] | 1347.6378 | 0.0023398 | 1347.6301 | 0.0016396
[31 empty] | 1347.7267 | 0.0023481 | 1347.7191 | 0.0016459
[31 empty] | 1347.8157 | 0.0023564 | 1347.8081 | 0.0016515
[31 empty] | 1347.9048 | 0.0023675 | 1347.8971 | 0.0016555
[31 empty] | 1347.9938 | 0.0023758 | 1347.9862 | 0.001657
[31 empty] | 1348.0828 | 0.0023841 | 1348.0752 | 0.001657
[31 empty] | 1348.1717 | 0.0023924 | 1348.1642 | 0.0016578
[31 empty] | 1348.2609 | 0.0024007 | 1348.2533 | 0.0016586
[31 empty] | 1348.3499 | 0.0024063 | 1348.3423 | 0.0016618
[31 empty] | 1348.439 | 0.0024146 | 1348.4314 | 0.0016658
[31 empty] | 1348.5281 | 0.0024229 | 1348.5205 | 0.0016697
[31 empty] | 1348.6172 | 0.0024312 | 1348.6095 | 0.0016713
[31 empty] | 1348.7063 | 0.0024395 | 1348.6986 | 0.0016697
[31 empty] | 1348.7954 | 0.0024478 | 1348.7877 | 0.0016626
[31 empty] | 1348.8845 | 0.0024533 | 1348.877 | 0.0016515
[31 empty] | 1348.9736 | 0.0024617 | 1348.9661 | 0.001638
[31 empty] | 1349.0627 | 0.00247 | 1349.0552 | 0.0016245
[31 empty] | 1349.152 | 0.0024755 | 1349.1444 | 0.0016134
[31 empty] | 1349.2411 | 0.0024838 | 1349.2335 | 0.0016062
[31 empty] | 1349.3303 | 0.0024893 | 1349.3228 | 0.001603
[31 empty] | 1349.4196 | 0.0024977 | 1349.412 | 0.001603
[31 empty] | 1349.5088 | 0.0025032 | 1349.5011 | 0.001603
[31 empty] | 1349.598 | 0.0025115 | 1349.5903 | 0.001603
[31 empty] | 1349.6873 | 0.002517 | 1349.6796 | 0.0016014
[31 empty] | 1349.7765 | 0.0025253 | 1349.7688 | 0.0015991
[31 empty] | 1349.8657 | 0.0025309 | 1349.8582 | 0.0015967
[31 empty] | 1349.955 | 0.0025364 | 1349.9474 | 0.0015983
[31 empty] | 1350.0443 | 0.0025447 | 1350.0366 | 0.0016038
[31 empty] | 1350.1335 | 0.0025503 | 1350.126 | 0.0016149
[31 empty] | 1350.2229 | 0.0025558 | 1350.2152 | 0.0016316
[31 empty] | 1350.3121 | 0.0025613 | 1350.3046 | 0.0016515
[31 empty] | 1350.4015 | 0.0025669 | 1350.3939 | 0.0016729
[31 empty] | 1350.4908 | 0.0025724 | 1350.4833 | 0.0016936
[31 empty] | 1350.5802 | 0.002578 | 1350.5726 | 0.0017111
[31 empty] | 1350.6696 | 0.0025835 | 1350.662 | 0.0017238
[31 empty] | 1350.7589 | 0.002589 | 1350.7513 | 0.0017301
[31 empty] | 1350.8484 | 0.0025946 | 1350.8407 | 0.0017317
[31 empty] | 1350.9377 | 0.0026001 | 1350.9302 | 0.0017261
[31 empty] | 1351.0271 | 0.0026056 | 1351.0195 | 0.001715
[31 empty] | 1351.1166 | 0.0026112 | 1351.109 | 0.0016976
[31 empty] | 1351.2061 | 0.002614 | 1351.1984 | 0.0016745
[31 empty] | 1351.2954 | 0.0026195 | 1351.2878 | 0.0016467
[31 empty] | 1351.3849 | 0.0026223 | 1351.3773 | 0.0016157
[31 empty] | 1351.4744 | 0.0026278 | 1351.4668 | 0.0015824
[31 empty] | 1351.5638 | 0.0026306 | 1351.5563 | 0.0015498
[31 empty] | 1351.6533 | 0.0026361 | 1351.6457 | 0.0015204
[31 empty] | 1351.7429 | 0.0026389 | 1351.7352 | 0.0014958
[31 empty] | 1351.8324 | 0.0026444 | 1351.8248 | 0.0014791
[31 empty] | 1351.9219 | 0.0026472 | 1351.9143 | 0.0014704
[31 empty] | 1352.0115 | 0.0026527 | 1352.0039 | 0.0014704
[31 empty] | 1352.1011 | 0.0026555 | 1352.0934 | 0.0014783
[31 empty] | 1352.1906 | 0.002661 | 1352.183 | 0.0014934
[31 empty] | 1352.2802 | 0.0026638 | 1352.2726 | 0.0015133
[31 empty] | 1352.3698 | 0.0026693 | 1352.3622 | 0.0015371
[31 empty] | 1352.4594 | 0.0026749 | 1352.4518 | 0.0015633
[31 empty] | 1352.549 | 0.0026776 | 1352.5414 | 0.0015903
[31 empty] | 1352.6385 | 0.0026832 | 1352.631 | 0.0016173
[31 empty] | 1352.7283 | 0.0026887 | 1352.7206 | 0.0016443
[31 empty] | 1352.8179 | 0.0026943 | 1352.8103 | 0.001669
[31 empty] | 1352.9076 | 0.0026998 | 1352.8999 | 0.0016912
[31 empty] | 1352.9972 | 0.0027053 | 1352.9896 | 0.0017111
[31 empty] | 1353.0869 | 0.0027136 | 1353.0793 | 0.0017261
[31 empty] | 1353.1766 | 0.0027192 | 1353.1689 | 0.0017381
[31 empty] | 1353.2664 | 0.0027247 | 1353.2587 | 0.0017468
[31 empty] | 1353.3561 | 0.002733 | 1353.3484 | 0.0017524
[31 empty] | 1353.4458 | 0.0027413 | 1353.4381 | 0.0017547
[31 empty] | 1353.5355 | 0.0027496 | 1353.5279 | 0.0017547
[31 empty] | 1353.6252 | 0.0027579 | 1353.6177 | 0.0017516
[31 empty] | 1353.7151 | 0.0027662 | 1353.7074 | 0.0017452
[31 empty] | 1353.8048 | 0.0027746 | 1353.7972 | 0.0017333
[31 empty] | 1353.8946 | 0.0027829 | 1353.887 | 0.0017166
[31 empty] | 1353.9844 | 0.0027939 | 1353.9768 | 0.0016952
[31 empty] | 1354.0742 | 0.0028022 | 1354.0666 | 0.0016697
[31 empty] | 1354.1641 | 0.0028133 | 1354.1565 | 0.0016427
[31 empty] | 1354.2539 | 0.0028216 | 1354.2463 | 0.0016157
[31 empty] | 1354.3438 | 0.0028327 | 1354.3362 | 0.0015903
[31 empty] | 1354.4336 | 0.0028438 | 1354.426 | 0.0015681
[31 empty] | 1354.5236 | 0.0028521 | 1354.5159 | 0.001549
[31 empty] | 1354.6134 | 0.0028632 | 1354.6057 | 0.0015331
[31 empty] | 1354.7033 | 0.0028742 | 1354.6957 | 0.0015204
[31 empty] | 1354.7932 | 0.0028853 | 1354.7856 | 0.0015117
[31 empty] | 1354.8832 | 0.0028964 | 1354.8755 | 0.0015061
[31 empty] | 1354.973 | 0.0029047 | 1354.9654 | 0.0015037
[31 empty] | 1355.063 | 0.0029158 | 1355.0554 | 0.0015045
[31 empty] | 1355.1529 | 0.0029268 | 1355.1454 | 0.0015085
[31 empty] | 1355.2429 | 0.0029379 | 1355.2353 | 0.0015156
[31 empty] | 1355.3329 | 0.0029462 | 1355.3253 | 0.0015252
[31 empty] | 1355.423 | 0.0029573 | 1355.4153 | 0.0015379
[31 empty] | 1355.5129 | 0.0029656 | 1355.5052 | 0.001553
[31 empty] | 1355.6029 | 0.0029767 | 1355.5953 | 0.0015712
[31 empty] | 1355.693 | 0.0029878 | 1355.6853 | 0.0015943
[31 empty] | 1355.7831 | 0.0029961 | 1355.7754 | 0.0016213
[31 empty] | 1355.873 | 0.0030044 | 1355.8655 | 0.0016515
[31 empty] | 1355.9631 | 0.0030155 | 1355.9556 | 0.001684
[31 empty] | 1356.0532 | 0.0030238 | 1356.0457 | 0.0017158
[31 empty] | 1356.1433 | 0.0030321 | 1356.1357 | 0.0017452
[31 empty] | 1356.2334 | 0.0030431 | 1356.2258 | 0.0017683
[31 empty] | 1356.3235 | 0.0030515 | 1356.3159 | 0.0017841
[31 empty] | 1356.4137 | 0.0030598 | 1356.406 | 0.0017913
[31 empty] | 1356.5038 | 0.0030681 | 1356.4962 | 0.0017897
[31 empty] | 1356.594 | 0.0030764 | 1356.5863 | 0.0017794
[31 empty] | 1356.6841 | 0.0030847 | 1356.6765 | 0.0017619
[31 empty] | 1356.7743 | 0.003093 | 1356.7667 | 0.0017397
[31 empty] | 1356.8645 | 0.0031013 | 1356.8568 | 0.001715
[31 empty] | 1356.9547 | 0.0031096 | 1356.947 | 0.0016888
[31 empty] | 1357.0449 | 0.0031179 | 1357.0372 | 0.0016634
[31 empty] | 1357.1351 | 0.0031262 | 1357.1274 | 0.0016412
[31 empty] | 1357.2253 | 0.0031345 | 1357.2178 | 0.0016213
[31 empty] | 1357.3156 | 0.0031401 | 1357.308 | 0.0016046
[31 empty] | 1357.4059 | 0.0031484 | 1357.3982 | 0.0015927
[31 empty] | 1357.4961 | 0.0031567 | 1357.4885 | 0.001584
[31 empty] | 1357.5864 | 0.003165 | 1357.5787 | 0.0015792
[31 empty] | 1357.6768 | 0.0031733 | 1357.6691 | 0.0015768
[31 empty] | 1357.767 | 0.0031788 | 1357.7594 | 0.001576
[31 empty] | 1357.8573 | 0.0031871 | 1357.8497 | 0.0015768
[31 empty] | 1357.9476 | 0.0031954 | 1357.9401 | 0.0015776
[31 empty] | 1358.038 | 0.003201 | 1358.0304 | 0.0015768
[31 empty] | 1358.1284 | 0.0032093 | 1358.1207 | 0.0015744
[31 empty] | 1358.2188 | 0.0032176 | 1358.2111 | 0.0015705
[31 empty] | 1358.3091 | 0.0032231 | 1358.3015 | 0.0015633
[31 empty] | 1358.3995 | 0.0032314 | 1358.3918 | 0.0015546
[31 empty] | 1358.4899 | 0.0032397 | 1358.4823 | 0.0015442
[31 empty] | 1358.5803 | 0.0032453 | 1358.5726 | 0.0015315
[31 empty] | 1358.6708 | 0.0032536 | 1358.6631 | 0.001518
[31 empty] | 1358.7612 | 0.0032591 | 1358.7535 | 0.0015037
[31 empty] | 1358.8517 | 0.0032674 | 1358.844 | 0.0014878
[31 empty] | 1358.9421 | 0.003273 | 1358.9344 | 0.001472
[31 empty] | 1359.0326 | 0.0032813 | 1359.0249 | 0.0014561
[31 empty] | 1359.123 | 0.0032868 | 1359.1155 | 0.0014418
[31 empty] | 1359.2135 | 0.0032951 | 1359.2059 | 0.0014306
[31 empty] | 1359.3041 | 0.0033007 | 1359.2964 | 0.0014235
[31 empty] | 1359.3946 | 0.0033062 | 1359.387 | 0.0014195
[31 empty] | 1359.4851 | 0.0033145 | 1359.4775 | 0.0014195
[31 empty] | 1359.5757 | 0.00332 | 1359.568 | 0.0014219
[31 empty] | 1359.6663 | 0.0033284 | 1359.6586 | 0.0014251
[31 empty] | 1359.7568 | 0.0033339 | 1359.7492 | 0.0014267
[31 empty] | 1359.8474 | 0.0033422 | 1359.8397 | 0.0014275
[31 empty] | 1359.938 | 0.0033505 | 1359.9303 | 0.0014259
[31 empty] | 1360.0286 | 0.003356 | 1360.021 | 0.0014235
[31 empty] | 1360.1193 | 0.0033644 | 1360.1116 | 0.0014227
[31 empty] | 1360.2098 | 0.0033699 | 1360.2022 | 0.0014251
[31 empty] | 1360.3005 | 0.0033782 | 1360.2929 | 0.0014322
[31 empty] | 1360.3911 | 0.0033865 | 1360.3835 | 0.0014449
[31 empty] | 1360.4818 | 0.0033948 | 1360.4741 | 0.001464
[31 empty] | 1360.5725 | 0.0034031 | 1360.5648 | 0.001487
[31 empty] | 1360.6632 | 0.0034114 | 1360.6555 | 0.0015125
[31 empty] | 1360.7539 | 0.0034197 | 1360.7462 | 0.0015379
[31 empty] | 1360.8446 | 0.003428 | 1360.8369 | 0.0015633
[31 empty] | 1360.9353 | 0.0034391 | 1360.9277 | 0.0015879
[31 empty] | 1361.0261 | 0.0034474 | 1361.0184 | 0.001611
[31 empty] | 1361.1168 | 0.0034585 | 1361.1092 | 0.0016324
[31 empty] | 1361.2076 | 0.0034668 | 1361.1999 | 0.0016523
[31 empty] | 1361.2983 | 0.0034779 | 1361.2908 | 0.0016713
[31 empty] | 1361.3892 | 0.003489 | 1361.3815 | 0.001688
[31 empty] | 1361.48 | 0.0034973 | 1361.4723 | 0.0017023
[31 empty] | 1361.5708 | 0.0035083 | 1361.5631 | 0.0017126
[31 empty] | 1361.6616 | 0.0035194 | 1361.6539 | 0.0017182
[31 empty] | 1361.7524 | 0.0035305 | 1361.7448 | 0.0017206
[31 empty] | 1361.8433 | 0.0035443 | 1361.8357 | 0.0017206
[31 empty] | 1361.9342 | 0.0035554 | 1361.9265 | 0.001719
[31 empty] | 1362.025 | 0.0035665 | 1362.0173 | 0.0017166
[31 empty] | 1362.116 | 0.0035776 | 1362.1083 | 0.0017158
[31 empty] | 1362.2068 | 0.0035914 | 1362.1992 | 0.0017158
[31 empty] | 1362.2977 | 0.0036025 | 1362.29 | 0.0017166
[31 empty] | 1362.3887 | 0.0036136 | 1362.381 | 0.0017174
[31 empty] | 1362.4796 | 0.0036246 | 1362.4719 | 0.001719
[31 empty] | 1362.5706 | 0.0036385 | 1362.5629 | 0.0017198
[31 empty] | 1362.6615 | 0.0036496 | 1362.6538 | 0.0017198
[31 empty] | 1362.7524 | 0.0036606 | 1362.7449 | 0.0017182
[31 empty] | 1362.8435 | 0.0036717 | 1362.8358 | 0.0017134
[31 empty] | 1362.9344 | 0.0036828 | 1362.9268 | 0.0017055
[31 empty] | 1363.0255 | 0.0036939 | 1363.0178 | 0.001692
[31 empty] | 1363.1165 | 0.0037049 | 1363.1088 | 0.0016729
[31 empty] | 1363.2075 | 0.003716 | 1363.1998 | 0.0016491
[31 empty] | 1363.2986 | 0.0037271 | 1363.2909 | 0.0016213
[31 empty] | 1363.3897 | 0.0037382 | 1363.382 | 0.0015927
[31 empty] | 1363.4807 | 0.0037465 | 1363.473 | 0.0015657
[31 empty] | 1363.5718 | 0.0037576 | 1363.5641 | 0.0015442
[31 empty] | 1363.6628 | 0.0037686 | 1363.6552 | 0.0015299
[31 empty] | 1363.7539 | 0.0037769 | 1363.7463 | 0.0015236
[31 empty] | 1363.8451 | 0.0037852 | 1363.8374 | 0.0015276
[31 empty] | 1363.9362 | 0.0037963 | 1363.9286 | 0.0015387
[31 empty] | 1364.0273 | 0.0038046 | 1364.0196 | 0.0015577
[31 empty] | 1364.1185 | 0.0038129 | 1364.1108 | 0.00158
[31 empty] | 1364.2097 | 0.0038212 | 1364.202 | 0.0016046
[31 empty] | 1364.3009 | 0.0038295 | 1364.2932 | 0.0016276
[31 empty] | 1364.3921 | 0.0038379 | 1364.3844 | 0.0016483
[31 empty] | 1364.4833 | 0.0038462 | 1364.4756 | 0.0016658
[31 empty] | 1364.5745 | 0.0038545 | 1364.5668 | 0.0016793
[31 empty] | 1364.6656 | 0.0038628 | 1364.658 | 0.001692
[31 empty] | 1364.757 | 0.0038711 | 1364.7493 | 0.0017047
[31 empty] | 1364.8481 | 0.0038766 | 1364.8404 | 0.0017214
[31 empty] | 1364.9395 | 0.0038849 | 1364.9318 | 0.0017428
[31 empty] | 1365.0308 | 0.0038932 | 1365.0231 | 0.0017698
[31 empty] | 1365.1219 | 0.0039015 | 1365.1144 | 0.0017992
[31 empty] | 1365.2133 | 0.0039071 | 1365.2057 | 0.0018286
[31 empty] | 1365.3046 | 0.0039154 | 1365.297 | 0.001854
[31 empty] | 1365.396 | 0.0039237 | 1365.3883 | 0.0018699
[31 empty] | 1365.4873 | 0.003932 | 1365.4796 | 0.0018739
[31 empty] | 1365.5786 | 0.0039375 | 1365.5709 | 0.0018652
[31 empty] | 1365.6699 | 0.0039458 | 1365.6624 | 0.0018445
[31 empty] | 1365.7613 | 0.0039542 | 1365.7537 | 0.0018135
[31 empty] | 1365.8528 | 0.0039625 | 1365.8451 | 0.001777
[31 empty] | 1365.9441 | 0.0039708 | 1365.9365 | 0.0017389
[31 empty] | 1366.0355 | 0.0039791 | 1366.0278 | 0.0017007
[31 empty] | 1366.127 | 0.0039874 | 1366.1193 | 0.0016658
[31 empty] | 1366.2184 | 0.0039957 | 1366.2107 | 0.0016348
[31 empty] | 1366.3098 | 0.004004 | 1366.3022 | 0.0016094
[31 empty] | 1366.4014 | 0.0040123 | 1366.3937 | 0.0015887
[31 empty] | 1366.4928 | 0.0040234 | 1366.4851 | 0.0015752
[31 empty] | 1366.5842 | 0.0040317 | 1366.5767 | 0.0015673
[31 empty] | 1366.6758 | 0.0040428 | 1366.6681 | 0.0015649
[31 empty] | 1366.7673 | 0.0040511 | 1366.7596 | 0.0015673
[31 empty] | 1366.8588 | 0.0040621 | 1366.8511 | 0.001572
[31 empty] | 1366.9503 | 0.0040732 | 1366.9426 | 0.0015776
[31 empty] | 1367.0419 | 0.0040843 | 1367.0342 | 0.0015808
[31 empty] | 1367.1334 | 0.0040954 | 1367.1257 | 0.0015816
[31 empty] | 1367.225 | 0.0041064 | 1367.2173 | 0.0015768
[31 empty] | 1367.3165 | 0.0041203 | 1367.309 | 0.0015681
[31 empty] | 1367.4082 | 0.0041314 | 1367.4005 | 0.0015562
[31 empty] | 1367.4998 | 0.0041424 | 1367.4921 | 0.0015419
[31 empty] | 1367.5914 | 0.0041563 | 1367.5837 | 0.0015276
[31 empty] | 1367.683 | 0.0041701 | 1367.6754 | 0.0015156
[31 empty] | 1367.7747 | 0.004184 | 1367.767 | 0.0015061
[31 empty] | 1367.8663 | 0.0041951 | 1367.8586 | 0.0015006
[31 empty] | 1367.958 | 0.0042089 | 1367.9503 | 0.0014966
[31 empty] | 1368.0497 | 0.0042227 | 1368.042 | 0.0014934
[31 empty] | 1368.1414 | 0.0042366 | 1368.1337 | 0.0014886
[31 empty] | 1368.233 | 0.0042504 | 1368.2253 | 0.0014807
[31 empty] | 1368.3248 | 0.0042643 | 1368.3171 | 0.0014688
[31 empty] | 1368.4165 | 0.0042809 | 1368.4088 | 0.0014537
[31 empty] | 1368.5083 | 0.0042947 | 1368.5006 | 0.001437
[31 empty] | 1368.6 | 0.0043086 | 1368.5923 | 0.0014211
[31 empty] | 1368.6918 | 0.0043224 | 1368.6841 | 0.0014092
[31 empty] | 1368.7836 | 0.0043363 | 1368.7759 | 0.0014036
[31 empty] | 1368.8754 | 0.0043501 | 1368.8677 | 0.0014076
[31 empty] | 1368.9672 | 0.004364 | 1368.9595 | 0.0014211
[31 empty] | 1369.059 | 0.0043778 | 1369.0513 | 0.0014442
[31 empty] | 1369.1508 | 0.0043917 | 1369.1431 | 0.0014751
[31 empty] | 1369.2427 | 0.0044055 | 1369.235 | 0.0015133
[31 empty] | 1369.3345 | 0.0044166 | 1369.3268 | 0.0015562
[31 empty] | 1369.4264 | 0.0044304 | 1369.4187 | 0.0015998
[31 empty] | 1369.5182 | 0.0044443 | 1369.5105 | 0.0016427
[31 empty] | 1369.6101 | 0.0044581 | 1369.6024 | 0.0016833
[31 empty] | 1369.702 | 0.0044692 | 1369.6943 | 0.0017182
[31 empty] | 1369.7939 | 0.004483 | 1369.7863 | 0.001746
[31 empty] | 1369.8859 | 0.0044941 | 1369.8782 | 0.0017675
[31 empty] | 1369.9778 | 0.004508 | 1369.9701 | 0.001781
[31 empty] | 1370.0697 | 0.004519 | 1370.062 | 0.0017889
[31 empty] | 1370.1617 | 0.0045329 | 1370.1541 | 0.0017905
[31 empty] | 1370.2537 | 0.0045467 | 1370.246 | 0.0017881
[31 empty] | 1370.3457 | 0.0045578 | 1370.338 | 0.0017833
[31 empty] | 1370.4376 | 0.0045716 | 1370.43 | 0.001777
[31 empty] | 1370.5297 | 0.0045855 | 1370.522 | 0.0017706
[31 empty] | 1370.6217 | 0.0045966 | 1370.614 | 0.0017659
[31 empty] | 1370.7137 | 0.0046104 | 1370.7061 | 0.0017619
[31 empty] | 1370.8058 | 0.0046243 | 1370.7981 | 0.0017603
[31 empty] | 1370.8978 | 0.0046381 | 1370.8901 | 0.0017611
[31 empty] | 1370.99 | 0.0046547 | 1370.9823 | 0.0017635
[31 empty] | 1371.082 | 0.0046686 | 1371.0743 | 0.0017675
[31 empty] | 1371.1741 | 0.0046824 | 1371.1664 | 0.0017706
[31 empty] | 1371.2662 | 0.004699 | 1371.2585 | 0.0017722
[31 empty] | 1371.3584 | 0.0047156 | 1371.3507 | 0.0017706
[31 empty] | 1371.4504 | 0.0047322 | 1371.4429 | 0.0017651
[31 empty] | 1371.5426 | 0.0047489 | 1371.5349 | 0.0017547
[31 empty] | 1371.6348 | 0.0047655 | 1371.6271 | 0.0017404
[31 empty] | 1371.7269 | 0.0047821 | 1371.7192 | 0.0017222
[31 empty] | 1371.8192 | 0.0047987 | 1371.8115 | 0.0017031
[31 empty] | 1371.9114 | 0.0048181 | 1371.9037 | 0.0016833
[31 empty] | 1372.0035 | 0.0048375 | 1371.9959 | 0.0016658
[31 empty] | 1372.0958 | 0.0048541 | 1372.0881 | 0.0016499
[31 empty] | 1372.188 | 0.0048735 | 1372.1803 | 0.0016364
[31 empty] | 1372.2803 | 0.0048929 | 1372.2726 | 0.0016253
[31 empty] | 1372.3726 | 0.0049122 | 1372.3649 | 0.0016157
[31 empty] | 1372.4648 | 0.0049316 | 1372.4571 | 0.0016078
[31 empty] | 1372.5571 | 0.0049538 | 1372.5494 | 0.0016014
[31 empty] | 1372.6494 | 0.0049732 | 1372.6417 | 0.0015959
[31 empty] | 1372.7417 | 0.0049925 | 1372.734 | 0.0015919
[31 empty] | 1372.834 | 0.0050119 | 1372.8263 | 0.0015879
[31 empty] | 1372.9264 | 0.0050313 | 1372.9187 | 0.0015832
[31 empty] | 1373.0187 | 0.0050535 | 1373.011 | 0.0015776
[31 empty] | 1373.1111 | 0.0050728 | 1373.1034 | 0.001572
[31 empty] | 1373.2035 | 0.0050922 | 1373.1958 | 0.0015657
[31 empty] | 1373.2958 | 0.0051116 | 1373.2881 | 0.0015601
[31 empty] | 1373.3882 | 0.005131 | 1373.3805 | 0.0015562
[31 empty] | 1373.4806 | 0.0051476 | 1373.4729 | 0.0015546
[31 empty] | 1373.573 | 0.005167 | 1373.5653 | 0.0015554
[31 empty] | 1373.6655 | 0.0051864 | 1373.6578 | 0.0015585
[31 empty] | 1373.7579 | 0.005203 | 1373.7502 | 0.0015617
[31 empty] | 1373.8503 | 0.0052224 | 1373.8427 | 0.0015649
[31 empty] | 1373.9429 | 0.005239 | 1373.9352 | 0.0015665
[31 empty] | 1374.0354 | 0.0052556 | 1374.0277 | 0.0015673
[31 empty] | 1374.1278 | 0.005275 | 1374.1201 | 0.0015665
[31 empty] | 1374.2203 | 0.0052916 | 1374.2126 | 0.0015625
[31 empty] | 1374.3129 | 0.0053054 | 1374.3052 | 0.0015562
[31 empty] | 1374.4054 | 0.005322 | 1374.3977 | 0.0015466
[31 empty] | 1374.4979 | 0.0053387 | 1374.4902 | 0.0015339
[31 empty] | 1374.5906 | 0.0053553 | 1374.5828 | 0.0015188
[31 empty] | 1374.6831 | 0.0053691 | 1374.6754 | 0.0015037
[31 empty] | 1374.7756 | 0.005383 | 1374.7679 | 0.0014902
[31 empty] | 1374.8683 | 0.0053996 | 1374.8606 | 0.0014815
[31 empty] | 1374.9609 | 0.0054134 | 1374.9531 | 0.0014775
[31 empty] | 1375.0535 | 0.0054273 | 1375.0458 | 0.0014807
[31 empty] | 1375.1461 | 0.0054411 | 1375.1384 | 0.0014886
[31 empty] | 1375.2388 | 0.005455 | 1375.2311 | 0.0014998
[31 empty] | 1375.3314 | 0.0054688 | 1375.3237 | 0.0015141
[31 empty] | 1375.4241 | 0.0054827 | 1375.4164 | 0.0015299
[31 empty] | 1375.5168 | 0.0054965 | 1375.509 | 0.0015458
[31 empty] | 1375.6095 | 0.0055103 | 1375.6018 | 0.0015641
[31 empty] | 1375.7022 | 0.0055242 | 1375.6945 | 0.001584
[31 empty] | 1375.7949 | 0.005538 | 1375.7872 | 0.0016062
[31 empty] | 1375.8877 | 0.0055491 | 1375.88 | 0.00163
[31 empty] | 1375.9804 | 0.005563 | 1375.9727 | 0.0016547
[31 empty] | 1376.0731 | 0.0055768 | 1376.0654 | 0.0016769
[31 empty] | 1376.1659 | 0.0055906 | 1376.1582 | 0.0016944
[31 empty] | 1376.2587 | 0.0056017 | 1376.251 | 0.0017047
[31 empty] | 1376.3516 | 0.0056156 | 1376.3438 | 0.0017071
[31 empty] | 1376.4443 | 0.0056294 | 1376.4367 | 0.0017015
[31 empty] | 1376.5371 | 0.0056405 | 1376.5294 | 0.0016872
[31 empty] | 1376.63 | 0.0056543 | 1376.6223 | 0.0016674
[31 empty] | 1376.7228 | 0.0056654 | 1376.7151 | 0.0016435
[31 empty] | 1376.8157 | 0.0056793 | 1376.808 | 0.0016181
[31 empty] | 1376.9086 | 0.0056903 | 1376.9009 | 0.0015927
[31 empty] | 1377.0015 | 0.0057014 | 1376.9938 | 0.0015697
[31 empty] | 1377.0944 | 0.0057152 | 1377.0867 | 0.0015506
[31 empty] | 1377.1873 | 0.0057263 | 1377.1796 | 0.0015355
[31 empty] | 1377.2802 | 0.0057374 | 1377.2725 | 0.001526
[31 empty] | 1377.373 | 0.0057485 | 1377.3654 | 0.0015204
[31 empty] | 1377.4661 | 0.0057596 | 1377.4584 | 0.0015196
[31 empty] | 1377.559 | 0.0057679 | 1377.5513 | 0.0015212
[31 empty] | 1377.652 | 0.0057789 | 1377.6443 | 0.001526
[31 empty] | 1377.745 | 0.00579 | 1377.7372 | 0.0015331
[31 empty] | 1377.8379 | 0.0057983 | 1377.8302 | 0.0015411
[31 empty] | 1377.9309 | 0.0058094 | 1377.9232 | 0.0015514
[31 empty] | 1378.0239 | 0.0058177 | 1378.0162 | 0.0015625
[31 empty] | 1378.1171 | 0.005826 | 1378.1092 | 0.0015744
[31 empty] | 1378.2101 | 0.0058343 | 1378.2024 | 0.0015879
[31 empty] | 1378.3031 | 0.0058426 | 1378.2954 | 0.0016006
[31 empty] | 1378.3962 | 0.0058509 | 1378.3884 | 0.0016141
[31 empty] | 1378.4893 | 0.0058592 | 1378.4816 | 0.0016284
[31 empty] | 1378.5824 | 0.0058675 | 1378.5747 | 0.0016419
[31 empty] | 1378.6755 | 0.0058731 | 1378.6677 | 0.001657
[31 empty] | 1378.7686 | 0.0058814 | 1378.7609 | 0.0016713
[31 empty] | 1378.8617 | 0.0058897 | 1378.854 | 0.001684
[31 empty] | 1378.9548 | 0.0058952 | 1378.9471 | 0.0016944
[31 empty] | 1379.0481 | 0.0059035 | 1379.0403 | 0.0017007
[31 empty] | 1379.1412 | 0.0059118 | 1379.1335 | 0.0017015
[31 empty] | 1379.2344 | 0.0059202 | 1379.2267 | 0.0016968
[31 empty] | 1379.3276 | 0.0059257 | 1379.3198 | 0.0016848
[31 empty] | 1379.4208 | 0.005934 | 1379.4131 | 0.0016682
[31 empty] | 1379.514 | 0.0059423 | 1379.5064 | 0.0016459
[31 empty] | 1379.6073 | 0.0059506 | 1379.5996 | 0.0016189
[31 empty] | 1379.7006 | 0.0059589 | 1379.6927 | 0.0015879
[31 empty] | 1379.7938 | 0.0059672 | 1379.786 | 0.0015554
[31 empty] | 1379.8871 | 0.0059783 | 1379.8793 | 0.0015212
[31 empty] | 1379.9804 | 0.0059866 | 1379.9727 | 0.0014894
[31 empty] | 1380.0736 | 0.0059977 | 1380.0659 | 0.0014608
[31 empty] | 1380.167 | 0.0060088 | 1380.1592 | 0.0014386
[31 empty] | 1380.2603 | 0.0060198 | 1380.2526 | 0.0014243
[31 empty] | 1380.3536 | 0.0060337 | 1380.3459 | 0.0014195
[31 empty] | 1380.447 | 0.0060448 | 1380.4392 | 0.0014251
[31 empty] | 1380.5403 | 0.0060586 | 1380.5326 | 0.0014418
[31 empty] | 1380.6337 | 0.0060725 | 1380.626 | 0.0014688
[31 empty] | 1380.727 | 0.0060863 | 1380.7194 | 0.0015045
[31 empty] | 1380.8204 | 0.0061029 | 1380.8127 | 0.001545
[31 empty] | 1380.9139 | 0.0061195 | 1380.9061 | 0.0015871
[31 empty] | 1381.0073 | 0.0061361 | 1380.9996 | 0.0016269
[31 empty] | 1381.1007 | 0.0061528 | 1381.093 | 0.001661
[31 empty] | 1381.1942 | 0.0061721 | 1381.1865 | 0.0016864
[31 empty] | 1381.2877 | 0.0061915 | 1381.2799 | 0.0017031
[31 empty] | 1381.3811 | 0.0062109 | 1381.3734 | 0.0017119
[31 empty] | 1381.4746 | 0.0062303 | 1381.4669 | 0.0017158
[31 empty] | 1381.5681 | 0.0062524 | 1381.5604 | 0.0017158
[31 empty] | 1381.6616 | 0.0062746 | 1381.6539 | 0.0017126
[31 empty] | 1381.7551 | 0.0062967 | 1381.7474 | 0.0017071
[31 empty] | 1381.8488 | 0.0063189 | 1381.8409 | 0.001696
[31 empty] | 1381.9423 | 0.0063438 | 1381.9346 | 0.0016769
[31 empty] | 1382.0359 | 0.006366 | 1382.0281 | 0.0016483
[31 empty] | 1382.1294 | 0.0063909 | 1382.1217 | 0.0016094
[31 empty] | 1382.223 | 0.0064158 | 1382.2152 | 0.0015625
[31 empty] | 1382.3166 | 0.0064435 | 1382.3088 | 0.0015117
[31 empty] | 1382.4102 | 0.0064684 | 1382.4025 | 0.0014616
[31 empty] | 1382.5038 | 0.0064933 | 1382.4961 | 0.0014187
[31 empty] | 1382.5975 | 0.006521 | 1382.5897 | 0.001387
[31 empty] | 1382.6912 | 0.006546 | 1382.6834 | 0.0013687
[31 empty] | 1382.7848 | 0.0065736 | 1382.7771 | 0.0013647
[31 empty] | 1382.8785 | 0.0065986 | 1382.8707 | 0.0013742
[31 empty] | 1382.9722 | 0.0066263 | 1382.9645 | 0.0013941
[31 empty] | 1383.0659 | 0.0066539 | 1383.0581 | 0.0014219
[31 empty] | 1383.1596 | 0.0066789 | 1383.1519 | 0.0014545
[31 empty] | 1383.2533 | 0.0067066 | 1383.2456 | 0.0014886
[31 empty] | 1383.3471 | 0.0067315 | 1383.3394 | 0.0015228
[31 empty] | 1383.4408 | 0.0067592 | 1383.4331 | 0.0015546
[31 empty] | 1383.5346 | 0.0067841 | 1383.5269 | 0.0015832
[31 empty] | 1383.6284 | 0.006809 | 1383.6206 | 0.0016078
[31 empty] | 1383.7222 | 0.0068339 | 1383.7144 | 0.0016292
[31 empty] | 1383.8159 | 0.0068589 | 1383.8082 | 0.0016483
[31 empty] | 1383.9098 | 0.0068838 | 1383.902 | 0.0016634
[31 empty] | 1384.0037 | 0.0069059 | 1383.9959 | 0.0016785
[31 empty] | 1384.0974 | 0.0069308 | 1384.0897 | 0.0016928
[31 empty] | 1384.1913 | 0.006953 | 1384.1836 | 0.0017087
[31 empty] | 1384.2852 | 0.0069751 | 1384.2775 | 0.0017269
[31 empty] | 1384.379 | 0.0069973 | 1384.3713 | 0.0017492
[31 empty] | 1384.4729 | 0.0070167 | 1384.4652 | 0.0017746
[31 empty] | 1384.5669 | 0.0070388 | 1384.5591 | 0.0018024
[31 empty] | 1384.6608 | 0.0070582 | 1384.6531 | 0.001831
[31 empty] | 1384.7548 | 0.0070776 | 1384.7469 | 0.0018572
[31 empty] | 1384.8486 | 0.007097 | 1384.8409 | 0.0018787
[31 empty] | 1384.9426 | 0.0071164 | 1384.9348 | 0.0018914
[31 empty] | 1385.0366 | 0.0071358 | 1385.0288 | 0.001893
[31 empty] | 1385.1306 | 0.0071524 | 1385.1228 | 0.0018818
[31 empty] | 1385.2246 | 0.007169 | 1385.2168 | 0.001858
[31 empty] | 1385.3186 | 0.0071856 | 1385.3108 | 0.0018223
[31 empty] | 1385.4126 | 0.007205 | 1385.4049 | 0.0017786
[31 empty] | 1385.5066 | 0.0072216 | 1385.4989 | 0.0017309
[31 empty] | 1385.6007 | 0.0072382 | 1385.5929 | 0.0016856
[31 empty] | 1385.6947 | 0.0072521 | 1385.687 | 0.0016459
[31 empty] | 1385.7888 | 0.0072687 | 1385.781 | 0.0016165
[31 empty] | 1385.8829 | 0.0072853 | 1385.8751 | 0.0015983
[31 empty] | 1385.977 | 0.0073019 | 1385.9692 | 0.0015919
[31 empty] | 1386.0712 | 0.0073185 | 1386.0633 | 0.0015951
[31 empty] | 1386.1653 | 0.0073351 | 1386.1575 | 0.0016062
[31 empty] | 1386.2594 | 0.0073517 | 1386.2516 | 0.0016237
[31 empty] | 1386.3535 | 0.0073684 | 1386.3458 | 0.0016435
[31 empty] | 1386.4476 | 0.007385 | 1386.4399 | 0.0016658
[31 empty] | 1386.5419 | 0.0074016 | 1386.5341 | 0.0016872
[31 empty] | 1386.636 | 0.007421 | 1386.6283 | 0.0017071
[31 empty] | 1386.7302 | 0.0074403 | 1386.7225 | 0.001723
[31 empty] | 1386.8245 | 0.0074597 | 1386.8166 | 0.0017341
[31 empty] | 1386.9187 | 0.0074791 | 1386.9109 | 0.0017381
[31 empty] | 1387.0129 | 0.0074985 | 1387.0051 | 0.0017341
[31 empty] | 1387.1072 | 0.0075179 | 1387.0994 | 0.0017222
[31 empty] | 1387.2014 | 0.00754 | 1387.1937 | 0.0017023
[31 empty] | 1387.2958 | 0.0075622 | 1387.288 | 0.0016761
[31 empty] | 1387.39 | 0.0075843 | 1387.3822 | 0.0016467
[31 empty] | 1387.4844 | 0.0076093 | 1387.4766 | 0.0016173
[31 empty] | 1387.5786 | 0.0076314 | 1387.5709 | 0.0015919
[31 empty] | 1387.673 | 0.0076563 | 1387.6652 | 0.0015712
[31 empty] | 1387.7673 | 0.007684 | 1387.7595 | 0.0015577
[31 empty] | 1387.8617 | 0.0077089 | 1387.8539 | 0.0015514
[31 empty] | 1387.9561 | 0.0077339 | 1387.9482 | 0.0015522
[31 empty] | 1388.0504 | 0.0077616 | 1388.0426 | 0.0015577
[31 empty] | 1388.1448 | 0.0077892 | 1388.1371 | 0.0015673
[31 empty] | 1388.2393 | 0.0078169 | 1388.2314 | 0.0015792
[31 empty] | 1388.3336 | 0.0078446 | 1388.3258 | 0.0015935
[31 empty] | 1388.4281 | 0.0078723 | 1388.4203 | 0.0016086
[31 empty] | 1388.5225 | 0.0079 | 1388.5148 | 0.0016261
[31 empty] | 1388.6169 | 0.0079305 | 1388.6092 | 0.0016459
[31 empty] | 1388.7114 | 0.0079582 | 1388.7036 | 0.0016697
[31 empty] | 1388.8059 | 0.0079858 | 1388.7981 | 0.0016968
[31 empty] | 1388.9004 | 0.0080135 | 1388.8927 | 0.0017261
[31 empty] | 1388.9949 | 0.0080412 | 1388.9872 | 0.0017563
[31 empty] | 1389.0895 | 0.0080689 | 1389.0817 | 0.0017849
[31 empty] | 1389.184 | 0.0080966 | 1389.1762 | 0.0018104
[31 empty] | 1389.2786 | 0.0081243 | 1389.2707 | 0.0018302
[31 empty] | 1389.373 | 0.0081492 | 1389.3654 | 0.0018429
[31 empty] | 1389.4677 | 0.0081769 | 1389.4598 | 0.0018485
[31 empty] | 1389.5623 | 0.0082018 | 1389.5544 | 0.0018461
[31 empty] | 1389.6569 | 0.0082267 | 1389.649 | 0.0018382
[31 empty] | 1389.7515 | 0.0082517 | 1389.7436 | 0.001827
[31 empty] | 1389.8461 | 0.0082738 | 1389.8383 | 0.0018143
[31 empty] | 1389.9407 | 0.008296 | 1389.933 | 0.0018032
[31 empty] | 1390.0354 | 0.0083181 | 1390.0276 | 0.0017961
[31 empty] | 1390.13 | 0.0083403 | 1390.1223 | 0.0017913
[31 empty] | 1390.2247 | 0.0083624 | 1390.2169 | 0.0017889
[31 empty] | 1390.3193 | 0.0083818 | 1390.3117 | 0.0017881
[31 empty] | 1390.4141 | 0.0084012 | 1390.4064 | 0.0017857
[31 empty] | 1390.5088 | 0.0084206 | 1390.501 | 0.001781
[31 empty] | 1390.6035 | 0.00844 | 1390.5957 | 0.0017714
[31 empty] | 1390.6982 | 0.0084593 | 1390.6906 | 0.0017595
[31 empty] | 1390.793 | 0.0084787 | 1390.7853 | 0.001746
[31 empty] | 1390.8878 | 0.0084953 | 1390.88 | 0.0017317
[31 empty] | 1390.9825 | 0.0085147 | 1390.9749 | 0.0017206
[31 empty] | 1391.0774 | 0.0085313 | 1391.0696 | 0.0017134
[31 empty] | 1391.1721 | 0.0085507 | 1391.1644 | 0.0017095
[31 empty] | 1391.267 | 0.0085673 | 1391.2593 | 0.0017071
[31 empty] | 1391.3618 | 0.0085839 | 1391.354 | 0.0017039
[31 empty] | 1391.4567 | 0.0086033 | 1391.4488 | 0.0016952
[31 empty] | 1391.5515 | 0.0086199 | 1391.5437 | 0.0016801
[31 empty] | 1391.6464 | 0.0086393 | 1391.6387 | 0.0016555
[31 empty] | 1391.7412 | 0.0086559 | 1391.7335 | 0.0016213
[31 empty] | 1391.8362 | 0.0086753 | 1391.8284 | 0.00158
[31 empty] | 1391.931 | 0.0086947 | 1391.9233 | 0.0015339
[31 empty] | 1392.026 | 0.0087141 | 1392.0182 | 0.0014878
[31 empty] | 1392.121 | 0.0087335 | 1392.1132 | 0.0014442
[31 empty] | 1392.2158 | 0.0087529 | 1392.2081 | 0.0014068
[31 empty] | 1392.3108 | 0.0087722 | 1392.3031 | 0.0013774
[31 empty] | 1392.4058 | 0.0087944 | 1392.3981 | 0.0013584
[31 empty] | 1392.5008 | 0.0088138 | 1392.493 | 0.0013488
[31 empty] | 1392.5958 | 0.0088359 | 1392.588 | 0.0013496
[31 empty] | 1392.6908 | 0.0088553 | 1392.683 | 0.0013599
[31 empty] | 1392.7859 | 0.0088775 | 1392.7781 | 0.0013774
[31 empty] | 1392.8809 | 0.0088996 | 1392.873 | 0.0014013
[31 empty] | 1392.976 | 0.0089218 | 1392.9681 | 0.0014283
[31 empty] | 1393.071 | 0.0089467 | 1393.0632 | 0.0014569
[31 empty] | 1393.166 | 0.0089688 | 1393.1583 | 0.0014855
[31 empty] | 1393.2611 | 0.008991 | 1393.2534 | 0.0015117
[31 empty] | 1393.3562 | 0.0090159 | 1393.3485 | 0.0015331
[31 empty] | 1393.4514 | 0.0090381 | 1393.4436 | 0.0015498
[31 empty] | 1393.5465 | 0.009063 | 1393.5387 | 0.0015609
[31 empty] | 1393.6416 | 0.0090879 | 1393.6339 | 0.0015657
[31 empty] | 1393.7368 | 0.0091128 | 1393.729 | 0.0015657
[31 empty] | 1393.832 | 0.009135 | 1393.8242 | 0.0015625
[31 empty] | 1393.9271 | 0.0091599 | 1393.9193 | 0.0015577
[31 empty] | 1394.0223 | 0.0091848 | 1394.0145 | 0.0015522
[31 empty] | 1394.1175 | 0.0092125 | 1394.1097 | 0.0015474
[31 empty] | 1394.2128 | 0.0092374 | 1394.205 | 0.0015427
[31 empty] | 1394.308 | 0.0092624 | 1394.3002 | 0.0015395
[31 empty] | 1394.4032 | 0.00929 | 1394.3955 | 0.0015363
[31 empty] | 1394.4985 | 0.009315 | 1394.4907 | 0.0015323
[31 empty] | 1394.5938 | 0.0093427 | 1394.5861 | 0.0015299
[31 empty] | 1394.6891 | 0.0093703 | 1394.6813 | 0.0015276
[31 empty] | 1394.7844 | 0.009398 | 1394.7766 | 0.0015268
[31 empty] | 1394.8796 | 0.0094257 | 1394.8719 | 0.0015276
[31 empty] | 1394.975 | 0.0094534 | 1394.9672 | 0.0015307
[31 empty] | 1395.0703 | 0.0094811 | 1395.0625 | 0.0015363
[31 empty] | 1395.1656 | 0.0095116 | 1395.158 | 0.0015427
[31 empty] | 1395.2611 | 0.0095393 | 1395.2533 | 0.001549
[31 empty] | 1395.3564 | 0.0095697 | 1395.3486 | 0.0015562
[31 empty] | 1395.4518 | 0.0096002 | 1395.4441 | 0.0015617
[31 empty] | 1395.5472 | 0.0096306 | 1395.5394 | 0.0015681
[31 empty] | 1395.6426 | 0.0096611 | 1395.6349 | 0.0015752
[31 empty] | 1395.738 | 0.0096916 | 1395.7302 | 0.001584
[31 empty] | 1395.8335 | 0.009722 | 1395.8257 | 0.0015959
[31 empty] | 1395.929 | 0.0097525 | 1395.9211 | 0.0016126
[31 empty] | 1396.0244 | 0.0097857 | 1396.0166 | 0.0016324
[31 empty] | 1396.1199 | 0.0098162 | 1396.1121 | 0.001657
[31 empty] | 1396.2154 | 0.0098494 | 1396.2076 | 0.0016833
[31 empty] | 1396.3109 | 0.0098798 | 1396.3031 | 0.0017111
[31 empty] | 1396.4064 | 0.0099103 | 1396.3987 | 0.0017381
[31 empty] | 1396.502 | 0.0099435 | 1396.4941 | 0.0017619
[31 empty] | 1396.5975 | 0.009974 | 1396.5897 | 0.0017825
[31 empty] | 1396.6931 | 0.010007 | 1396.6853 | 0.0017976
[31 empty] | 1396.7887 | 0.010038 | 1396.7809 | 0.0018056
[31 empty] | 1396.8843 | 0.010068 | 1396.8765 | 0.0018072
[31 empty] | 1396.9799 | 0.010099 | 1396.9721 | 0.0018016
[31 empty] | 1397.0754 | 0.010129 | 1397.0676 | 0.0017889
[31 empty] | 1397.171 | 0.010157 | 1397.1632 | 0.0017714
[31 empty] | 1397.2667 | 0.010187 | 1397.2589 | 0.00175
[31 empty] | 1397.3623 | 0.010215 | 1397.3546 | 0.0017277
[31 empty] | 1397.458 | 0.010245 | 1397.4502 | 0.0017055
[31 empty] | 1397.5537 | 0.010273 | 1397.5459 | 0.0016848
[31 empty] | 1397.6494 | 0.010298 | 1397.6416 | 0.0016666
[31 empty] | 1397.7451 | 0.010326 | 1397.7373 | 0.0016507
[31 empty] | 1397.8408 | 0.010353 | 1397.833 | 0.0016372
[31 empty] | 1397.9365 | 0.010378 | 1397.9287 | 0.0016269
[31 empty] | 1398.0322 | 0.010403 | 1398.0245 | 0.0016181
[31 empty] | 1398.1281 | 0.010428 | 1398.1202 | 0.001611
[31 empty] | 1398.2238 | 0.010453 | 1398.2159 | 0.0016078
[31 empty] | 1398.3196 | 0.010478 | 1398.3118 | 0.001607
[31 empty] | 1398.4154 | 0.010503 | 1398.4076 | 0.0016094
[31 empty] | 1398.5112 | 0.010528 | 1398.5034 | 0.0016165
[31 empty] | 1398.6071 | 0.010553 | 1398.5992 | 0.0016284
[31 empty] | 1398.7029 | 0.010578 | 1398.6951 | 0.0016451
[31 empty] | 1398.7987 | 0.010603 | 1398.7909 | 0.0016674
[31 empty] | 1398.8945 | 0.010627 | 1398.8867 | 0.0016928
[31 empty] | 1398.9905 | 0.010652 | 1398.9827 | 0.0017214
[31 empty] | 1399.0863 | 0.01068 | 1399.0785 | 0.00175
[31 empty] | 1399.1823 | 0.010705 | 1399.1744 | 0.0017754
[31 empty] | 1399.2781 | 0.010733 | 1399.2703 | 0.0017953
[31 empty] | 1399.374 | 0.01076 | 1399.3662 | 0.0018064
[31 empty] | 1399.47 | 0.010788 | 1399.4622 | 0.0018104
[31 empty] | 1399.5659 | 0.010819 | 1399.5581 | 0.0018048
[31 empty] | 1399.6619 | 0.010846 | 1399.6541 | 0.0017937
[31 empty] | 1399.7579 | 0.010877 | 1399.7501 | 0.001777
[31 empty] | 1399.8539 | 0.01091 | 1399.8461 | 0.0017579
[31 empty] | 1399.9498 | 0.01094 | 1399.942 | 0.0017381
[31 empty] | 1400.0459 | 0.010974 | 1400.0381 | 0.0017198
[31 empty] | 1400.142 | 0.011007 | 1400.1342 | 0.0017047
[31 empty] | 1400.238 | 0.011043 | 1400.2302 | 0.0016944
[31 empty] | 1400.334 | 0.011079 | 1400.3262 | 0.001692
[31 empty] | 1400.43 | 0.011115 | 1400.4222 | 0.001696
[31 empty] | 1400.5262 | 0.011151 | 1400.5184 | 0.0017087
[31 empty] | 1400.6223 | 0.011187 | 1400.6145 | 0.0017277
[31 empty] | 1400.7184 | 0.011226 | 1400.7106 | 0.0017508
[31 empty] | 1400.8146 | 0.011264 | 1400.8068 | 0.0017754
[31 empty] | 1400.9106 | 0.011303 | 1400.9028 | 0.0017976
[31 empty] | 1401.0068 | 0.011342 | 1400.999 | 0.0018135
[31 empty] | 1401.103 | 0.011381 | 1401.0952 | 0.0018207
[31 empty] | 1401.1991 | 0.011422 | 1401.1913 | 0.0018167
[31 empty] | 1401.2953 | 0.011461 | 1401.2875 | 0.0018032
[31 empty] | 1401.3916 | 0.0115 | 1401.3838 | 0.001781
[31 empty] | 1401.4878 | 0.011538 | 1401.48 | 0.0017524
[31 empty] | 1401.584 | 0.01158 | 1401.5762 | 0.0017222
[31 empty] | 1401.6802 | 0.011619 | 1401.6724 | 0.0016944
[31 empty] | 1401.7765 | 0.011658 | 1401.7687 | 0.0016729
[31 empty] | 1401.8728 | 0.011696 | 1401.865 | 0.0016602
[31 empty] | 1401.969 | 0.011732 | 1401.9612 | 0.001657
[31 empty] | 1402.0653 | 0.011771 | 1402.0575 | 0.0016626
[31 empty] | 1402.1616 | 0.01181 | 1402.1538 | 0.0016745
[31 empty] | 1402.2579 | 0.011846 | 1402.2501 | 0.0016904
[31 empty] | 1402.3543 | 0.011882 | 1402.3464 | 0.0017063
[31 empty] | 1402.4507 | 0.011918 | 1402.4429 | 0.001719
[31 empty] | 1402.547 | 0.011954 | 1402.5392 | 0.0017269
[31 empty] | 1402.6434 | 0.011987 | 1402.6356 | 0.0017285
[31 empty] | 1402.7397 | 0.01202 | 1402.7319 | 0.0017254
[31 empty] | 1402.8362 | 0.012056 | 1402.8284 | 0.0017158
[31 empty] | 1402.9326 | 0.01209 | 1402.9248 | 0.0017039
[31 empty] | 1403.0291 | 0.01212 | 1403.0212 | 0.0016888
[31 empty] | 1403.1255 | 0.012153 | 1403.1177 | 0.0016745
[31 empty] | 1403.2219 | 0.012186 | 1403.2141 | 0.0016626
[31 empty] | 1403.3184 | 0.012217 | 1403.3105 | 0.0016555
[31 empty] | 1403.4149 | 0.01225 | 1403.4071 | 0.0016539
[31 empty] | 1403.5113 | 0.012281 | 1403.5035 | 0.0016594
[31 empty] | 1403.6079 | 0.012314 | 1403.6001 | 0.0016713
[31 empty] | 1403.7043 | 0.012344 | 1403.6965 | 0.0016896
[31 empty] | 1403.8009 | 0.012377 | 1403.7931 | 0.0017111
[31 empty] | 1403.8975 | 0.012408 | 1403.8897 | 0.0017325
[31 empty] | 1403.994 | 0.012441 | 1403.9862 | 0.0017508
[31 empty] | 1404.0906 | 0.012474 | 1404.0828 | 0.0017627
[31 empty] | 1404.1871 | 0.012508 | 1404.1793 | 0.0017643
[31 empty] | 1404.2838 | 0.012541 | 1404.276 | 0.0017555
[31 empty] | 1404.3804 | 0.012574 | 1404.3726 | 0.0017365
[31 empty] | 1404.477 | 0.012607 | 1404.4692 | 0.0017095
[31 empty] | 1404.5737 | 0.012643 | 1404.5658 | 0.0016777
[31 empty] | 1404.6703 | 0.012677 | 1404.6625 | 0.0016467
[31 empty] | 1404.767 | 0.012713 | 1404.7592 | 0.0016181
[31 empty] | 1404.8637 | 0.012751 | 1404.8558 | 0.0015959
[31 empty] | 1404.9603 | 0.012787 | 1404.9525 | 0.00158
[31 empty] | 1405.0571 | 0.012826 | 1405.0492 | 0.0015705
[31 empty] | 1405.1538 | 0.012865 | 1405.146 | 0.0015665
[31 empty] | 1405.2505 | 0.012904 | 1405.2427 | 0.0015649
[31 empty] | 1405.3473 | 0.012945 | 1405.3395 | 0.0015649
[31 empty] | 1405.4441 | 0.012987 | 1405.4362 | 0.0015649
[31 empty] | 1405.5408 | 0.013028 | 1405.533 | 0.0015641
[31 empty] | 1405.6376 | 0.01307 | 1405.6298 | 0.0015633
[31 empty] | 1405.7344 | 0.013114 | 1405.7266 | 0.0015625
[31 empty] | 1405.8312 | 0.013156 | 1405.8234 | 0.0015633
[31 empty] | 1405.9281 | 0.013203 | 1405.9202 | 0.0015657
[31 empty] | 1406.0249 | 0.013247 | 1406.0171 | 0.0015712
[31 empty] | 1406.1217 | 0.013294 | 1406.1139 | 0.0015808
[31 empty] | 1406.2186 | 0.013338 | 1406.2108 | 0.0015935
[31 empty] | 1406.3154 | 0.013388 | 1406.3076 | 0.0016102
[31 empty] | 1406.4124 | 0.013435 | 1406.4045 | 0.0016308
[31 empty] | 1406.5093 | 0.013482 | 1406.5015 | 0.0016539
[31 empty] | 1406.6062 | 0.013532 | 1406.5984 | 0.0016801
[31 empty] | 1406.7031 | 0.013582 | 1406.6953 | 0.0017079
[31 empty] | 1406.8001 | 0.013632 | 1406.7922 | 0.0017381
[31 empty] | 1406.8971 | 0.013682 | 1406.8892 | 0.001769
[31 empty] | 1406.994 | 0.013734 | 1406.9862 | 0.0017976
[31 empty] | 1407.0911 | 0.013787 | 1407.0831 | 0.0018231
[31 empty] | 1407.188 | 0.013837 | 1407.1802 | 0.0018429
[31 empty] | 1407.285 | 0.013892 | 1407.2772 | 0.0018556
[31 empty] | 1407.3821 | 0.013945 | 1407.3743 | 0.0018604
[31 empty] | 1407.4791 | 0.013997 | 1407.4712 | 0.0018588
[31 empty] | 1407.5762 | 0.014053 | 1407.5684 | 0.0018525
[31 empty] | 1407.6732 | 0.014105 | 1407.6654 | 0.0018445
[31 empty] | 1407.7703 | 0.014161 | 1407.7624 | 0.0018374
[31 empty] | 1407.8674 | 0.014216 | 1407.8595 | 0.0018342
[31 empty] | 1407.9645 | 0.014272 | 1407.9567 | 0.0018374
[31 empty] | 1408.0617 | 0.01433 | 1408.0538 | 0.0018477
[31 empty] | 1408.1587 | 0.014385 | 1408.1509 | 0.0018652
[31 empty] | 1408.2559 | 0.014443 | 1408.248 | 0.0018882
[31 empty] | 1408.353 | 0.014501 | 1408.3452 | 0.0019136
[31 empty] | 1408.4502 | 0.014559 | 1408.4424 | 0.001939
[31 empty] | 1408.5474 | 0.014618 | 1408.5395 | 0.0019605
[31 empty] | 1408.6446 | 0.014676 | 1408.6368 | 0.001974
[31 empty] | 1408.7418 | 0.014737 | 1408.734 | 0.001978
[31 empty] | 1408.8391 | 0.014795 | 1408.8312 | 0.0019724
[31 empty] | 1408.9363 | 0.014856 | 1408.9285 | 0.0019581
[31 empty] | 1409.0336 | 0.014917 | 1409.0258 | 0.0019382
[31 empty] | 1409.1309 | 0.014978 | 1409.123 | 0.0019144
[31 empty] | 1409.2281 | 0.015041 | 1409.2202 | 0.0018898
[31 empty] | 1409.3254 | 0.015102 | 1409.3175 | 0.0018668
[31 empty] | 1409.4227 | 0.015163 | 1409.4149 | 0.0018461
[31 empty] | 1409.52 | 0.015227 | 1409.5122 | 0.0018286
[31 empty] | 1409.6174 | 0.015288 | 1409.6095 | 0.0018127
[31 empty] | 1409.7147 | 0.015351 | 1409.7069 | 0.0018
[31 empty] | 1409.8121 | 0.015415 | 1409.8042 | 0.0017897
[31 empty] | 1409.9094 | 0.015479 | 1409.9016 | 0.0017833
[31 empty] | 1410.0068 | 0.01554 | 1409.999 | 0.0017818
[31 empty] | 1410.1043 | 0.015603 | 1410.0964 | 0.0017865
[31 empty] | 1410.2017 | 0.015667 | 1410.1939 | 0.0017992
[31 empty] | 1410.2991 | 0.015731 | 1410.2913 | 0.0018207
[31 empty] | 1410.3966 | 0.015794 | 1410.3887 | 0.0018501
[31 empty] | 1410.494 | 0.015855 | 1410.4862 | 0.0018874
[31 empty] | 1410.5914 | 0.015919 | 1410.5836 | 0.0019311
[31 empty] | 1410.689 | 0.015983 | 1410.6811 | 0.0019788
[31 empty] | 1410.7865 | 0.016044 | 1410.7786 | 0.0020256
[31 empty] | 1410.8839 | 0.016107 | 1410.8761 | 0.0020685
[31 empty] | 1410.9814 | 0.016168 | 1410.9736 | 0.0021043
[31 empty] | 1411.079 | 0.016229 | 1411.0712 | 0.0021289
[31 empty] | 1411.1766 | 0.016293 | 1411.1687 | 0.0021408
[31 empty] | 1411.2742 | 0.016354 | 1411.2662 | 0.0021392
[31 empty] | 1411.3717 | 0.016415 | 1411.3639 | 0.0021249
[31 empty] | 1411.4694 | 0.016476 | 1411.4614 | 0.0021027
[31 empty] | 1411.5669 | 0.016537 | 1411.5591 | 0.0020749
[31 empty] | 1411.6645 | 0.016595 | 1411.6567 | 0.0020479
[31 empty] | 1411.7622 | 0.016656 | 1411.7543 | 0.0020248
[31 empty] | 1411.8599 | 0.016717 | 1411.8519 | 0.0020089
[31 empty] | 1411.9575 | 0.016775 | 1411.9496 | 0.002001
[31 empty] | 1412.0552 | 0.016836 | 1412.0472 | 0.0019994
[31 empty] | 1412.1528 | 0.016897 | 1412.145 | 0.002001
[31 empty] | 1412.2505 | 0.016955 | 1412.2427 | 0.0020026
[31 empty] | 1412.3483 | 0.017016 | 1412.3403 | 0.0020002
[31 empty] | 1412.4459 | 0.017077 | 1412.4381 | 0.0019923
[31 empty] | 1412.5437 | 0.017137 | 1412.5359 | 0.0019772
[31 empty] | 1412.6415 | 0.017198 | 1412.6337 | 0.0019533
[31 empty] | 1412.7393 | 0.017259 | 1412.7313 | 0.0019232
[31 empty] | 1412.837 | 0.01732 | 1412.8291 | 0.0018866
[31 empty] | 1412.9348 | 0.017381 | 1412.927 | 0.0018445
[31 empty] | 1413.0326 | 0.017445 | 1413.0248 | 0.0018016
[31 empty] | 1413.1305 | 0.017508 | 1413.1226 | 0.0017587
[31 empty] | 1413.2283 | 0.017572 | 1413.2205 | 0.0017214
[31 empty] | 1413.3262 | 0.017636 | 1413.3182 | 0.001692
[31 empty] | 1413.424 | 0.0177 | 1413.4161 | 0.0016737
[31 empty] | 1413.5219 | 0.017766 | 1413.514 | 0.001669
[31 empty] | 1413.6198 | 0.017832 | 1413.6119 | 0.0016761
[31 empty] | 1413.7177 | 0.017899 | 1413.7098 | 0.0016944
[31 empty] | 1413.8156 | 0.017965 | 1413.8077 | 0.0017214
[31 empty] | 1413.9135 | 0.018035 | 1413.9056 | 0.001754
[31 empty] | 1414.0115 | 0.018104 | 1414.0035 | 0.0017889
[31 empty] | 1414.1094 | 0.018173 | 1414.1016 | 0.0018247
[31 empty] | 1414.2074 | 0.018242 | 1414.1995 | 0.001858
[31 empty] | 1414.3053 | 0.018311 | 1414.2975 | 0.0018882
[31 empty] | 1414.4033 | 0.018383 | 1414.3955 | 0.0019152
[31 empty] | 1414.5013 | 0.018455 | 1414.4935 | 0.0019382
[31 empty] | 1414.5994 | 0.018527 | 1414.5916 | 0.0019589
[31 empty] | 1414.6974 | 0.018599 | 1414.6896 | 0.0019764
[31 empty] | 1414.7955 | 0.018671 | 1414.7876 | 0.0019931
[31 empty] | 1414.8936 | 0.018743 | 1414.8856 | 0.0020097
[31 empty] | 1414.9916 | 0.018815 | 1414.9838 | 0.0020272
[31 empty] | 1415.0897 | 0.018887 | 1415.0819 | 0.0020455
[31 empty] | 1415.1879 | 0.018962 | 1415.1799 | 0.0020653
[31 empty] | 1415.2859 | 0.019034 | 1415.2781 | 0.0020852
[31 empty] | 1415.384 | 0.019106 | 1415.3762 | 0.0021051
[31 empty] | 1415.4822 | 0.019178 | 1415.4744 | 0.0021233
[31 empty] | 1415.5804 | 0.019253 | 1415.5725 | 0.00214
[31 empty] | 1415.6786 | 0.019325 | 1415.6707 | 0.0021543
[31 empty] | 1415.7767 | 0.019397 | 1415.7689 | 0.0021662
[31 empty] | 1415.875 | 0.019469 | 1415.8671 | 0.0021766
[31 empty] | 1415.9731 | 0.019538 | 1415.9653 | 0.0021853
[31 empty] | 1416.0714 | 0.01961 | 1416.0635 | 0.0021924
[31 empty] | 1416.1697 | 0.019682 | 1416.1617 | 0.002198
[31 empty] | 1416.2679 | 0.019751 | 1416.26 | 0.002202
[31 empty] | 1416.3662 | 0.019823 | 1416.3583 | 0.0022028
[31 empty] | 1416.4645 | 0.019893 | 1416.4565 | 0.0022004
[31 empty] | 1416.5627 | 0.019965 | 1416.5549 | 0.0021932
[31 empty] | 1416.661 | 0.020034 | 1416.6532 | 0.0021805
[31 empty] | 1416.7594 | 0.020103 | 1416.7515 | 0.0021623
[31 empty] | 1416.8577 | 0.020172 | 1416.8499 | 0.00214
[31 empty] | 1416.9561 | 0.020242 | 1416.9482 | 0.0021138
[31 empty] | 1417.0544 | 0.020311 | 1417.0465 | 0.0020868
[31 empty] | 1417.1528 | 0.020383 | 1417.1449 | 0.0020622
[31 empty] | 1417.2512 | 0.020452 | 1417.2433 | 0.0020431
[31 empty] | 1417.3496 | 0.020521 | 1417.3418 | 0.002032
[31 empty] | 1417.448 | 0.02059 | 1417.4402 | 0.002032
[31 empty] | 1417.5465 | 0.02066 | 1417.5386 | 0.0020423
[31 empty] | 1417.6449 | 0.020729 | 1417.6371 | 0.0020598
[31 empty] | 1417.7434 | 0.020798 | 1417.7355 | 0.002082
[31 empty] | 1417.8418 | 0.02087 | 1417.834 | 0.0021027
[31 empty] | 1417.9403 | 0.020939 | 1417.9325 | 0.0021194
[31 empty] | 1418.0388 | 0.021009 | 1418.031 | 0.0021289
[31 empty] | 1418.1373 | 0.021081 | 1418.1295 | 0.0021313
[31 empty] | 1418.2358 | 0.021153 | 1418.228 | 0.0021257
[31 empty] | 1418.3345 | 0.021222 | 1418.3265 | 0.0021146
[31 empty] | 1418.433 | 0.021294 | 1418.4252 | 0.0021003
[31 empty] | 1418.5316 | 0.021366 | 1418.5237 | 0.0020836
[31 empty] | 1418.6301 | 0.021438 | 1418.6223 | 0.0020661
[31 empty] | 1418.7288 | 0.02151 | 1418.7208 | 0.0020479
[31 empty] | 1418.8274 | 0.021582 | 1418.8195 | 0.0020304
[31 empty] | 1418.926 | 0.021654 | 1418.9181 | 0.0020137
[31 empty] | 1419.0247 | 0.021726 | 1419.0167 | 0.0020002
[31 empty] | 1419.1233 | 0.021798 | 1419.1154 | 0.0019891
[31 empty] | 1419.2219 | 0.02187 | 1419.2141 | 0.0019811
[31 empty] | 1419.3207 | 0.021939 | 1419.3127 | 0.0019764
[31 empty] | 1419.4193 | 0.022011 | 1419.4114 | 0.0019748
[31 empty] | 1419.5181 | 0.022083 | 1419.5101 | 0.0019748
[31 empty] | 1419.6167 | 0.022155 | 1419.6089 | 0.0019772
[31 empty] | 1419.7154 | 0.022224 | 1419.7076 | 0.0019803
[31 empty] | 1419.8142 | 0.022296 | 1419.8064 | 0.0019835
[31 empty] | 1419.913 | 0.022365 | 1419.9052 | 0.0019883
[31 empty] | 1420.0117 | 0.022435 | 1420.0039 | 0.0019923
[31 empty] | 1420.1106 | 0.022504 | 1420.1027 | 0.001997
[31 empty] | 1420.2094 | 0.022573 | 1420.2014 | 0.002001
[31 empty] | 1420.3082 | 0.022642 | 1420.3003 | 0.0020034
[31 empty] | 1420.407 | 0.022709 | 1420.3992 | 0.0020042
[31 empty] | 1420.5059 | 0.022775 | 1420.4979 | 0.0020042
[31 empty] | 1420.6047 | 0.022842 | 1420.5968 | 0.0020026
[31 empty] | 1420.7036 | 0.022908 | 1420.6957 | 0.0020002
[31 empty] | 1420.8025 | 0.022972 | 1420.7946 | 0.0019994
[31 empty] | 1420.9014 | 0.023038 | 1420.8934 | 0.0019994
[31 empty] | 1421.0002 | 0.023102 | 1420.9924 | 0.0020018
[31 empty] | 1421.0992 | 0.023166 | 1421.0913 | 0.0020089
[31 empty] | 1421.1981 | 0.023227 | 1421.1903 | 0.0020193
[31 empty] | 1421.2971 | 0.02329 | 1421.2892 | 0.0020328
[31 empty] | 1421.3961 | 0.023351 | 1421.3882 | 0.0020487
[31 empty] | 1421.4951 | 0.023415 | 1421.4872 | 0.0020645
[31 empty] | 1421.5941 | 0.023476 | 1421.5862 | 0.0020788
[31 empty] | 1421.6931 | 0.023537 | 1421.6852 | 0.0020916
[31 empty] | 1421.7921 | 0.023598 | 1421.7842 | 0.0021019
[31 empty] | 1421.8911 | 0.023661 | 1421.8833 | 0.0021106
[31 empty] | 1421.9902 | 0.023722 | 1421.9823 | 0.0021202
[31 empty] | 1422.0892 | 0.023783 | 1422.0814 | 0.0021313
[31 empty] | 1422.1883 | 0.023844 | 1422.1804 | 0.0021448
[31 empty] | 1422.2875 | 0.023908 | 1422.2795 | 0.0021599
[31 empty] | 1422.3866 | 0.023969 | 1422.3787 | 0.002175
[31 empty] | 1422.4857 | 0.024032 | 1422.4778 | 0.0021893
[31 empty] | 1422.5848 | 0.024096 | 1422.5769 | 0.0022004
[31 empty] | 1422.684 | 0.02416 | 1422.676 | 0.0022091
[31 empty] | 1422.7831 | 0.024223 | 1422.7751 | 0.0022163
[31 empty] | 1422.8823 | 0.024287 | 1422.8744 | 0.0022234
[31 empty] | 1422.9814 | 0.024353 | 1422.9735 | 0.0022322
[31 empty] | 1423.0807 | 0.02442 | 1423.0728 | 0.0022449
[31 empty] | 1423.1799 | 0.024489 | 1423.172 | 0.0022631
[31 empty] | 1423.2792 | 0.024556 | 1423.2712 | 0.0022862
[31 empty] | 1423.3784 | 0.024625 | 1423.3705 | 0.0023148
[31 empty] | 1423.4777 | 0.024694 | 1423.4697 | 0.002345
[31 empty] | 1423.5769 | 0.024766 | 1423.569 | 0.0023743
[31 empty] | 1423.6762 | 0.024838 | 1423.6683 | 0.002399
[31 empty] | 1423.7755 | 0.02491 | 1423.7676 | 0.0024172
[31 empty] | 1423.8748 | 0.024982 | 1423.8669 | 0.002426
[31 empty] | 1423.9741 | 0.025057 | 1423.9662 | 0.0024252
[31 empty] | 1424.0735 | 0.025132 | 1424.0656 | 0.0024157
[31 empty] | 1424.1728 | 0.025206 | 1424.1649 | 0.0023982
[31 empty] | 1424.2722 | 0.025284 | 1424.2643 | 0.0023759
[31 empty] | 1424.3716 | 0.025359 | 1424.3637 | 0.0023513
[31 empty] | 1424.4709 | 0.025436 | 1424.4631 | 0.0023251
[31 empty] | 1424.5704 | 0.025516 | 1424.5625 | 0.0023013
[31 empty] | 1424.6698 | 0.025594 | 1424.6619 | 0.0022798
[31 empty] | 1424.7693 | 0.025672 | 1424.7613 | 0.0022639
[31 empty] | 1424.8688 | 0.025752 | 1424.8608 | 0.0022512
[31 empty] | 1424.9681 | 0.025832 | 1424.9603 | 0.0022433
[31 empty] | 1425.0676 | 0.025912 | 1425.0598 | 0.0022369
[31 empty] | 1425.1671 | 0.025993 | 1425.1593 | 0.0022298
[31 empty] | 1425.2667 | 0.026076 | 1425.2588 | 0.0022202
[31 empty] | 1425.3662 | 0.026156 | 1425.3583 | 0.0022075
[31 empty] | 1425.4657 | 0.026239 | 1425.4578 | 0.0021901
[31 empty] | 1425.5653 | 0.026319 | 1425.5574 | 0.0021694
[31 empty] | 1425.6648 | 0.026403 | 1425.657 | 0.002148
[31 empty] | 1425.7644 | 0.026486 | 1425.7565 | 0.0021265
[31 empty] | 1425.864 | 0.026569 | 1425.8561 | 0.0021082
[31 empty] | 1425.9636 | 0.026652 | 1425.9557 | 0.0020939
[31 empty] | 1426.0632 | 0.026735 | 1426.0553 | 0.0020836
[31 empty] | 1426.1628 | 0.026818 | 1426.1549 | 0.0020781
[31 empty] | 1426.2626 | 0.026904 | 1426.2546 | 0.0020765
[31 empty] | 1426.3622 | 0.026987 | 1426.3543 | 0.0020781
[31 empty] | 1426.4619 | 0.027073 | 1426.454 | 0.0020836
[31 empty] | 1426.5615 | 0.027156 | 1426.5536 | 0.0020916
[31 empty] | 1426.6613 | 0.027242 | 1426.6533 | 0.0021027
[31 empty] | 1426.761 | 0.027327 | 1426.7531 | 0.0021194
[31 empty] | 1426.8607 | 0.027413 | 1426.8528 | 0.0021408
[31 empty] | 1426.9605 | 0.027499 | 1426.9525 | 0.0021686
[31 empty] | 1427.0602 | 0.027588 | 1427.0522 | 0.0022004
[31 empty] | 1427.16 | 0.027674 | 1427.1521 | 0.0022369
[31 empty] | 1427.2598 | 0.027762 | 1427.2518 | 0.0022758
[31 empty] | 1427.3596 | 0.027851 | 1427.3517 | 0.002314
[31 empty] | 1427.4594 | 0.027939 | 1427.4514 | 0.0023497
[31 empty] | 1427.5592 | 0.028028 | 1427.5513 | 0.0023823
[31 empty] | 1427.6591 | 0.028117 | 1427.6511 | 0.0024093
[31 empty] | 1427.7589 | 0.028208 | 1427.751 | 0.0024323
[31 empty] | 1427.8588 | 0.028297 | 1427.8508 | 0.0024522
[31 empty] | 1427.9586 | 0.028388 | 1427.9508 | 0.0024697
[31 empty] | 1428.0586 | 0.028479 | 1428.0507 | 0.0024848
[31 empty] | 1428.1584 | 0.028571 | 1428.1505 | 0.0024983
[31 empty] | 1428.2584 | 0.028662 | 1428.2505 | 0.002507
[31 empty] | 1428.3584 | 0.028753 | 1428.3505 | 0.0025118
[31 empty] | 1428.4582 | 0.028845 | 1428.4504 | 0.0025086
[31 empty] | 1428.5582 | 0.028936 | 1428.5503 | 0.0024983
[31 empty] | 1428.6582 | 0.029028 | 1428.6504 | 0.0024792
[31 empty] | 1428.7583 | 0.029119 | 1428.7504 | 0.0024522
[31 empty] | 1428.8583 | 0.029213 | 1428.8503 | 0.0024212
[31 empty] | 1428.9582 | 0.029304 | 1428.9503 | 0.0023886
[31 empty] | 1429.0584 | 0.029396 | 1429.0504 | 0.0023593
[31 empty] | 1429.1583 | 0.029487 | 1429.1505 | 0.0023346
[31 empty] | 1429.2584 | 0.029581 | 1429.2505 | 0.0023187
[31 empty] | 1429.3585 | 0.029673 | 1429.3506 | 0.0023124
[31 empty] | 1429.4586 | 0.029764 | 1429.4507 | 0.0023172
[31 empty] | 1429.5587 | 0.029856 | 1429.5508 | 0.0023315
[31 empty] | 1429.6588 | 0.029947 | 1429.6509 | 0.0023553
[31 empty] | 1429.759 | 0.030038 | 1429.7511 | 0.0023855
[31 empty] | 1429.8591 | 0.03013 | 1429.8512 | 0.0024196
[31 empty] | 1429.9594 | 0.030221 | 1429.9514 | 0.0024562
[31 empty] | 1430.0594 | 0.03031 | 1430.0515 | 0.0024911
[31 empty] | 1430.1597 | 0.030401 | 1430.1517 | 0.0025205
[31 empty] | 1430.2599 | 0.030492 | 1430.252 | 0.0025412
[31 empty] | 1430.3601 | 0.030581 | 1430.3522 | 0.0025523
[31 empty] | 1430.4603 | 0.030672 | 1430.4524 | 0.0025523
[31 empty] | 1430.5605 | 0.030761 | 1430.5526 | 0.0025435
[31 empty] | 1430.6609 | 0.030852 | 1430.6529 | 0.0025261
[31 empty] | 1430.7611 | 0.030941 | 1430.7532 | 0.0025046
[31 empty] | 1430.8615 | 0.03103 | 1430.8535 | 0.00248
[31 empty] | 1430.9618 | 0.031121 | 1430.9539 | 0.0024538
[31 empty] | 1431.062 | 0.03121 | 1431.0541 | 0.0024276
[31 empty] | 1431.1624 | 0.031298 | 1431.1544 | 0.0024014
[31 empty] | 1431.2627 | 0.031387 | 1431.2548 | 0.0023743
[31 empty] | 1431.3632 | 0.031478 | 1431.3552 | 0.0023481
[31 empty] | 1431.4635 | 0.031567 | 1431.4556 | 0.0023227
[31 empty] | 1431.5638 | 0.031655 | 1431.5559 | 0.0022989
[31 empty] | 1431.6643 | 0.031744 | 1431.6564 | 0.0022766
[31 empty] | 1431.7647 | 0.031833 | 1431.7567 | 0.0022584
[31 empty] | 1431.8651 | 0.031924 | 1431.8572 | 0.0022457
[31 empty] | 1431.9656 | 0.032013 | 1431.9576 | 0.0022385
[31 empty] | 1432.066 | 0.032101 | 1432.0581 | 0.0022377
[31 empty] | 1432.1665 | 0.032193 | 1432.1586 | 0.0022457
[31 empty] | 1432.267 | 0.032281 | 1432.259 | 0.00226
[31 empty] | 1432.3675 | 0.03237 | 1432.3596 | 0.0022822
[31 empty] | 1432.468 | 0.032461 | 1432.4601 | 0.0023108
[31 empty] | 1432.5686 | 0.03255 | 1432.5605 | 0.0023434
[31 empty] | 1432.6691 | 0.032641 | 1432.6611 | 0.0023799
[31 empty] | 1432.7696 | 0.03273 | 1432.7617 | 0.0024172
[31 empty] | 1432.8702 | 0.032821 | 1432.8623 | 0.0024546
[31 empty] | 1432.9708 | 0.03291 | 1432.9629 | 0.0024903
[31 empty] | 1433.0714 | 0.033001 | 1433.0635 | 0.0025229
[31 empty] | 1433.172 | 0.033093 | 1433.1641 | 0.0025515
[31 empty] | 1433.2727 | 0.033184 | 1433.2648 | 0.0025769
[31 empty] | 1433.3733 | 0.033272 | 1433.3654 | 0.0025976
[31 empty] | 1433.474 | 0.033364 | 1433.4661 | 0.0026142
[31 empty] | 1433.5746 | 0.033455 | 1433.5666 | 0.002627
[31 empty] | 1433.6753 | 0.033547 | 1433.6674 | 0.0026349
[31 empty] | 1433.776 | 0.033638 | 1433.7681 | 0.0026373
[31 empty] | 1433.8767 | 0.033727 | 1433.8688 | 0.0026325
[31 empty] | 1433.9774 | 0.033818 | 1433.9695 | 0.0026214
[31 empty] | 1434.0783 | 0.033909 | 1434.0703 | 0.0026039
[31 empty] | 1434.179 | 0.034001 | 1434.171 | 0.0025833
[31 empty] | 1434.2798 | 0.034092 | 1434.2719 | 0.002561
[31 empty] | 1434.3805 | 0.034183 | 1434.3726 | 0.0025412
[31 empty] | 1434.4813 | 0.034275 | 1434.4734 | 0.0025253
[31 empty] | 1434.5821 | 0.034366 | 1434.5742 | 0.0025142
[31 empty] | 1434.683 | 0.034455 | 1434.6751 | 0.002507
[31 empty] | 1434.7838 | 0.034546 | 1434.7759 | 0.002503
[31 empty] | 1434.8846 | 0.034638 | 1434.8767 | 0.0024991
[31 empty] | 1434.9855 | 0.034729 | 1434.9775 | 0.0024935
[31 empty] | 1435.0864 | 0.03482 | 1435.0785 | 0.0024856
[31 empty] | 1435.1874 | 0.034912 | 1435.1793 | 0.002476
[31 empty] | 1435.2882 | 0.035003 | 1435.2803 | 0.0024641
[31 empty] | 1435.3892 | 0.035095 | 1435.3812 | 0.0024522
[31 empty] | 1435.4901 | 0.035186 | 1435.4822 | 0.0024419
[31 empty] | 1435.5911 | 0.035277 | 1435.5831 | 0.0024355
[31 empty] | 1435.692 | 0.035369 | 1435.6841 | 0.0024339
[31 empty] | 1435.793 | 0.03546 | 1435.785 | 0.0024379
[31 empty] | 1435.894 | 0.035551 | 1435.8861 | 0.0024474
[31 empty] | 1435.995 | 0.035646 | 1435.9871 | 0.0024609
[31 empty] | 1436.0961 | 0.035737 | 1436.0881 | 0.002476
[31 empty] | 1436.1971 | 0.035831 | 1436.1891 | 0.0024895
[31 empty] | 1436.2981 | 0.035925 | 1436.2902 | 0.0024999
[31 empty] | 1436.3992 | 0.036019 | 1436.3912 | 0.0025046
[31 empty] | 1436.5002 | 0.036113 | 1436.4923 | 0.002503
[31 empty] | 1436.6014 | 0.036208 | 1436.5934 | 0.0024959
[31 empty] | 1436.7025 | 0.036305 | 1436.6946 | 0.0024848
[31 empty] | 1436.8036 | 0.036401 | 1436.7957 | 0.0024736
[31 empty] | 1436.9048 | 0.036498 | 1436.8969 | 0.0024641
[31 empty] | 1437.006 | 0.036595 | 1436.9979 | 0.0024593
[31 empty] | 1437.1071 | 0.036695 | 1437.0991 | 0.0024617
[31 empty] | 1437.2082 | 0.036795 | 1437.2003 | 0.0024713
[31 empty] | 1437.3094 | 0.036894 | 1437.3015 | 0.0024871
[31 empty] | 1437.4106 | 0.036994 | 1437.4027 | 0.0025094
[31 empty] | 1437.512 | 0.037096 | 1437.5039 | 0.0025348
[31 empty] | 1437.6132 | 0.037202 | 1437.6052 | 0.0025618
[31 empty] | 1437.7144 | 0.037304 | 1437.7064 | 0.002588
[31 empty] | 1437.8157 | 0.037409 | 1437.8077 | 0.0026135
[31 empty] | 1437.917 | 0.037515 | 1437.9091 | 0.0026373
[31 empty] | 1438.0183 | 0.037623 | 1438.0103 | 0.0026627
[31 empty] | 1438.1196 | 0.037731 | 1438.1116 | 0.0026897
[31 empty] | 1438.2209 | 0.037839 | 1438.2129 | 0.0027223
[31 empty] | 1438.3223 | 0.037947 | 1438.3143 | 0.0027612
[31 empty] | 1438.4236 | 0.038057 | 1438.4156 | 0.0028081
[31 empty] | 1438.5249 | 0.038168 | 1438.517 | 0.0028613
[31 empty] | 1438.6263 | 0.038282 | 1438.6184 | 0.0029185
[31 empty] | 1438.7278 | 0.038392 | 1438.7197 | 0.0029749
[31 empty] | 1438.8291 | 0.038506 | 1438.8212 | 0.0030273
[31 empty] | 1438.9305 | 0.038619 | 1438.9226 | 0.0030702
[31 empty] | 1439.032 | 0.038736 | 1439.024 | 0.0030996
[31 empty] | 1439.1334 | 0.038849 | 1439.1255 | 0.0031139
[31 empty] | 1439.235 | 0.038966 | 1439.2269 | 0.0031123
[31 empty] | 1439.3364 | 0.039082 | 1439.3285 | 0.0030956
[31 empty] | 1439.4379 | 0.039198 | 1439.4299 | 0.0030662
[31 empty] | 1439.5394 | 0.039314 | 1439.5315 | 0.0030273
[31 empty] | 1439.641 | 0.039431 | 1439.6329 | 0.0029812
[31 empty] | 1439.7425 | 0.03955 | 1439.7345 | 0.0029328
[31 empty] | 1439.8441 | 0.039666 | 1439.8361 | 0.0028851
[31 empty] | 1439.9457 | 0.039785 | 1439.9376 | 0.002843
[31 empty] | 1440.0472 | 0.039902 | 1440.0392 | 0.0028105
[31 empty] | 1440.1488 | 0.040021 | 1440.1409 | 0.002789
[31 empty] | 1440.2504 | 0.04014 | 1440.2424 | 0.0027811
[31 empty] | 1440.352 | 0.040259 | 1440.3441 | 0.0027866
[31 empty] | 1440.4537 | 0.040378 | 1440.4457 | 0.0028041
[31 empty] | 1440.5553 | 0.040494 | 1440.5474 | 0.0028319
[31 empty] | 1440.657 | 0.040613 | 1440.649 | 0.0028669
[31 empty] | 1440.7587 | 0.040732 | 1440.7507 | 0.002905
[31 empty] | 1440.8603 | 0.040851 | 1440.8524 | 0.0029439
[31 empty] | 1440.9622 | 0.04097 | 1440.9541 | 0.0029812
[31 empty] | 1441.0638 | 0.041089 | 1441.0559 | 0.0030146
[31 empty] | 1441.1655 | 0.041206 | 1441.1576 | 0.0030432
[31 empty] | 1441.2673 | 0.041325 | 1441.2594 | 0.0030662
[31 empty] | 1441.3691 | 0.041444 | 1441.3611 | 0.0030837
[31 empty] | 1441.4708 | 0.04156 | 1441.4629 | 0.0030956
[31 empty] | 1441.5726 | 0.041679 | 1441.5647 | 0.003102
[31 empty] | 1441.6744 | 0.041796 | 1441.6665 | 0.003106
[31 empty] | 1441.7764 | 0.041912 | 1441.7683 | 0.0031052
[31 empty] | 1441.8782 | 0.042031 | 1441.8702 | 0.0031028
[31 empty] | 1441.98 | 0.042147 | 1441.9721 | 0.0030972
[31 empty] | 1442.0819 | 0.042263 | 1442.074 | 0.0030893
[31 empty] | 1442.1838 | 0.04238 | 1442.1758 | 0.0030797
[31 empty] | 1442.2856 | 0.042493 | 1442.2777 | 0.0030686
[31 empty] | 1442.3876 | 0.04261 | 1442.3796 | 0.0030567
[31 empty] | 1442.4895 | 0.042723 | 1442.4816 | 0.003044
[31 empty] | 1442.5914 | 0.042839 | 1442.5835 | 0.0030329
[31 empty] | 1442.6935 | 0.042953 | 1442.6854 | 0.0030233
[31 empty] | 1442.7954 | 0.043066 | 1442.7874 | 0.003017
[31 empty] | 1442.8973 | 0.04318 | 1442.8894 | 0.003017
[31 empty] | 1442.9994 | 0.043291 | 1442.9915 | 0.0030241
[31 empty] | 1443.1014 | 0.043404 | 1443.0934 | 0.00304
[31 empty] | 1443.2034 | 0.043515 | 1443.1954 | 0.0030662
[31 empty] | 1443.3054 | 0.043626 | 1443.2975 | 0.0031028
[31 empty] | 1443.4075 | 0.043739 | 1443.3995 | 0.0031481
[31 empty] | 1443.5096 | 0.043847 | 1443.5016 | 0.0031997
[31 empty] | 1443.6117 | 0.043958 | 1443.6036 | 0.0032553
[31 empty] | 1443.7137 | 0.044069 | 1443.7058 | 0.0033093
[31 empty] | 1443.8159 | 0.04418 | 1443.8079 | 0.0033586
[31 empty] | 1443.9181 | 0.044288 | 1443.91 | 0.0033983
[31 empty] | 1444.0201 | 0.044398 | 1444.0122 | 0.0034261
[31 empty] | 1444.1223 | 0.044506 | 1444.1144 | 0.0034396
[31 empty] | 1444.2245 | 0.044617 | 1444.2166 | 0.0034364
[31 empty] | 1444.3267 | 0.044725 | 1444.3187 | 0.0034181
[31 empty] | 1444.429 | 0.044836 | 1444.4209 | 0.003384
[31 empty] | 1444.5311 | 0.044947 | 1444.5231 | 0.0033363
[31 empty] | 1444.6333 | 0.045055 | 1444.6254 | 0.0032775
[31 empty] | 1444.7356 | 0.045165 | 1444.7277 | 0.0032124
[31 empty] | 1444.8379 | 0.045276 | 1444.8298 | 0.0031449
[31 empty] | 1444.9402 | 0.045387 | 1444.9321 | 0.0030813
[31 empty] | 1445.0425 | 0.045498 | 1445.0344 | 0.0030273
[31 empty] | 1445.1448 | 0.045608 | 1445.1367 | 0.0029852
[31 empty] | 1445.2471 | 0.045722 | 1445.239 | 0.002959
[31 empty] | 1445.3494 | 0.045836 | 1445.3414 | 0.0029471
[31 empty] | 1445.4518 | 0.045949 | 1445.4437 | 0.0029471
[31 empty] | 1445.5541 | 0.046063 | 1445.5461 | 0.0029534
[31 empty] | 1445.6565 | 0.046179 | 1445.6484 | 0.0029622
[31 empty] | 1445.7589 | 0.046292 | 1445.7508 | 0.0029685
[31 empty] | 1445.8612 | 0.046409 | 1445.8533 | 0.0029709
[31 empty] | 1445.9636 | 0.046525 | 1445.9557 | 0.0029685
[31 empty] | 1446.0662 | 0.046644 | 1446.0581 | 0.0029654
[31 empty] | 1446.1686 | 0.046763 | 1446.1605 | 0.0029661
[31 empty] | 1446.271 | 0.046882 | 1446.2631 | 0.0029749
[31 empty] | 1446.3735 | 0.047001 | 1446.3655 | 0.0029947
[31 empty] | 1446.476 | 0.04712 | 1446.468 | 0.0030265
[31 empty] | 1446.5785 | 0.047242 | 1446.5706 | 0.0030694
[31 empty] | 1446.681 | 0.047364 | 1446.673 | 0.0031179
[31 empty] | 1446.7836 | 0.047486 | 1446.7755 | 0.0031671
[31 empty] | 1446.8861 | 0.04761 | 1446.8781 | 0.0032116
[31 empty] | 1446.9887 | 0.047732 | 1446.9807 | 0.0032458
[31 empty] | 1447.0913 | 0.047857 | 1447.0832 | 0.0032664
[31 empty] | 1447.1939 | 0.047981 | 1447.1858 | 0.0032728
[31 empty] | 1447.2965 | 0.048106 | 1447.2885 | 0.0032648
[31 empty] | 1447.399 | 0.048231 | 1447.3911 | 0.0032458
[31 empty] | 1447.5017 | 0.048355 | 1447.4938 | 0.0032203
[31 empty] | 1447.6044 | 0.04848 | 1447.5963 | 0.0031933
[31 empty] | 1447.707 | 0.048607 | 1447.699 | 0.0031711
[31 empty] | 1447.8097 | 0.048732 | 1447.8018 | 0.0031568
[31 empty] | 1447.9124 | 0.048859 | 1447.9044 | 0.0031536
[31 empty] | 1448.0151 | 0.048987 | 1448.0071 | 0.0031624
[31 empty] | 1448.1178 | 0.049111 | 1448.1099 | 0.0031806
[31 empty] | 1448.2206 | 0.049239 | 1448.2125 | 0.003206
[31 empty] | 1448.3234 | 0.049366 | 1448.3153 | 0.0032346
[31 empty] | 1448.4262 | 0.049493 | 1448.4181 | 0.0032632
[31 empty] | 1448.5289 | 0.049621 | 1448.5209 | 0.0032879
[31 empty] | 1448.6317 | 0.049745 | 1448.6237 | 0.0033069
[31 empty] | 1448.7345 | 0.049873 | 1448.7264 | 0.0033196
[31 empty] | 1448.8373 | 0.05 | 1448.8293 | 0.0033276
[31 empty] | 1448.9402 | 0.050127 | 1448.9321 | 0.0033316
[31 empty] | 1449.0431 | 0.050255 | 1449.035 | 0.0033339
[31 empty] | 1449.1459 | 0.050385 | 1449.1379 | 0.0033347
[31 empty] | 1449.2488 | 0.050512 | 1449.2407 | 0.0033355
[31 empty] | 1449.3517 | 0.05064 | 1449.3436 | 0.0033371
[31 empty] | 1449.4546 | 0.050767 | 1449.4467 | 0.0033403
[31 empty] | 1449.5575 | 0.050895 | 1449.5496 | 0.0033466
[31 empty] | 1449.6605 | 0.051025 | 1449.6525 | 0.0033578
[31 empty] | 1449.7634 | 0.051152 | 1449.7554 | 0.0033752
[31 empty] | 1449.8665 | 0.051282 | 1449.8584 | 0.0034007
[31 empty] | 1449.9694 | 0.05141 | 1449.9614 | 0.0034316
[31 empty] | 1450.0724 | 0.05154 | 1450.0643 | 0.0034666
[31 empty] | 1450.1754 | 0.05167 | 1450.1674 | 0.0035015
[31 empty] | 1450.2784 | 0.0518 | 1450.2704 | 0.0035333
[31 empty] | 1450.3815 | 0.05193 | 1450.3735 | 0.0035587
[31 empty] | 1450.4846 | 0.05206 | 1450.4766 | 0.0035754
[31 empty] | 1450.5876 | 0.05219 | 1450.5796 | 0.0035826
[31 empty] | 1450.6907 | 0.052321 | 1450.6827 | 0.0035818
[31 empty] | 1450.7938 | 0.052453 | 1450.7858 | 0.0035754
[31 empty] | 1450.897 | 0.052584 | 1450.8889 | 0.0035643
[31 empty] | 1451.0001 | 0.052717 | 1450.9921 | 0.0035516
[31 empty] | 1451.1033 | 0.052849 | 1451.0952 | 0.0035373
[31 empty] | 1451.2064 | 0.052982 | 1451.1984 | 0.003523
[31 empty] | 1451.3096 | 0.053112 | 1451.3015 | 0.0035095
[31 empty] | 1451.4127 | 0.053248 | 1451.4048 | 0.003496
[31 empty] | 1451.516 | 0.053381 | 1451.5079 | 0.0034849
[31 empty] | 1451.6193 | 0.053514 | 1451.6112 | 0.0034761
[31 empty] | 1451.7224 | 0.05365 | 1451.7145 | 0.0034706
[31 empty] | 1451.8257 | 0.053783 | 1451.8176 | 0.0034706
[31 empty] | 1451.929 | 0.053918 | 1451.9209 | 0.0034753
[31 empty] | 1452.0322 | 0.054054 | 1452.0242 | 0.0034849
[31 empty] | 1452.1355 | 0.05419 | 1452.1276 | 0.0034984
[31 empty] | 1452.2389 | 0.054325 | 1452.2308 | 0.0035151
[31 empty] | 1452.3422 | 0.054464 | 1452.3341 | 0.0035357
[31 empty] | 1452.4456 | 0.054599 | 1452.4375 | 0.0035603
[31 empty] | 1452.5488 | 0.054738 | 1452.5409 | 0.0035881
[31 empty] | 1452.6522 | 0.054876 | 1452.6442 | 0.0036199
[31 empty] | 1452.7556 | 0.055015 | 1452.7476 | 0.0036541
[31 empty] | 1452.859 | 0.055153 | 1452.851 | 0.003689
[31 empty] | 1452.9624 | 0.055292 | 1452.9545 | 0.0037232
[31 empty] | 1453.0659 | 0.055433 | 1453.0579 | 0.0037542
[31 empty] | 1453.1693 | 0.055574 | 1453.1613 | 0.0037804
[31 empty] | 1453.2727 | 0.055713 | 1453.2648 | 0.0038002
[31 empty] | 1453.3762 | 0.055857 | 1453.3682 | 0.0038137
[31 empty] | 1453.4797 | 0.055998 | 1453.4717 | 0.0038201
[31 empty] | 1453.5832 | 0.056139 | 1453.5752 | 0.0038201
[31 empty] | 1453.6868 | 0.056283 | 1453.6787 | 0.0038153
[31 empty] | 1453.7903 | 0.056424 | 1453.7822 | 0.0038066
[31 empty] | 1453.8938 | 0.056568 | 1453.8857 | 0.0037955
[31 empty] | 1453.9974 | 0.056712 | 1453.9894 | 0.0037851
[31 empty] | 1454.101 | 0.056856 | 1454.0929 | 0.0037748
[31 empty] | 1454.2046 | 0.057003 | 1454.1965 | 0.0037677
[31 empty] | 1454.3081 | 0.057147 | 1454.3002 | 0.0037637
[31 empty] | 1454.4117 | 0.057291 | 1454.4037 | 0.0037637
[31 empty] | 1454.5154 | 0.057438 | 1454.5073 | 0.0037685
[31 empty] | 1454.619 | 0.057584 | 1454.6111 | 0.0037788
[31 empty] | 1454.7228 | 0.057731 | 1454.7147 | 0.0037955
[31 empty] | 1454.8264 | 0.057875 | 1454.8184 | 0.0038177
[31 empty] | 1454.93 | 0.058022 | 1454.9221 | 0.0038431
[31 empty] | 1455.0338 | 0.058169 | 1455.0258 | 0.0038693
[31 empty] | 1455.1376 | 0.058315 | 1455.1295 | 0.00389
[31 empty] | 1455.2412 | 0.058462 | 1455.2333 | 0.0039027
[31 empty] | 1455.345 | 0.058609 | 1455.337 | 0.0039027
[31 empty] | 1455.4487 | 0.058756 | 1455.4408 | 0.00389
[31 empty] | 1455.5526 | 0.058902 | 1455.5446 | 0.0038654
[31 empty] | 1455.6564 | 0.059049 | 1455.6483 | 0.0038336
[31 empty] | 1455.7601 | 0.059196 | 1455.7522 | 0.0037994
[31 empty] | 1455.864 | 0.059343 | 1455.856 | 0.0037685
[31 empty] | 1455.9679 | 0.05949 | 1455.9598 | 0.0037462
[31 empty] | 1456.0717 | 0.059634 | 1456.0637 | 0.0037335
[31 empty] | 1456.1755 | 0.05978 | 1456.1675 | 0.0037319
[31 empty] | 1456.2794 | 0.059927 | 1456.2714 | 0.0037407
[31 empty] | 1456.3834 | 0.060071 | 1456.3754 | 0.0037565
[31 empty] | 1456.4873 | 0.060218 | 1456.4793 | 0.0037772
[31 empty] | 1456.5912 | 0.060362 | 1456.5831 | 0.0037994
[31 empty] | 1456.6952 | 0.060509 | 1456.6871 | 0.0038217
[31 empty] | 1456.7991 | 0.060653 | 1456.791 | 0.0038431
[31 empty] | 1456.9031 | 0.060797 | 1456.895 | 0.0038622
[31 empty] | 1457.0071 | 0.06094 | 1456.999 | 0.0038781
[31 empty] | 1457.1111 | 0.061084 | 1457.103 | 0.0038908
[31 empty] | 1457.2151 | 0.061228 | 1457.207 | 0.0038987
[31 empty] | 1457.3191 | 0.061372 | 1457.3112 | 0.0038995
[31 empty] | 1457.4232 | 0.061516 | 1457.4152 | 0.003894
[31 empty] | 1457.5272 | 0.06166 | 1457.5192 | 0.0038805
[31 empty] | 1457.6314 | 0.061804 | 1457.6233 | 0.0038622
[31 empty] | 1457.7355 | 0.061946 | 1457.7274 | 0.0038407
[31 empty] | 1457.8395 | 0.06209 | 1457.8315 | 0.0038209
[31 empty] | 1457.9436 | 0.062231 | 1457.9357 | 0.0038066
[31 empty] | 1458.0478 | 0.062375 | 1458.0398 | 0.003801
[31 empty] | 1458.152 | 0.062519 | 1458.1439 | 0.0038082
[31 empty] | 1458.2561 | 0.06266 | 1458.248 | 0.0038288
[31 empty] | 1458.3603 | 0.062804 | 1458.3523 | 0.003863
[31 empty] | 1458.4645 | 0.062945 | 1458.4564 | 0.0039067
[31 empty] | 1458.5687 | 0.063086 | 1458.5607 | 0.0039551
[31 empty] | 1458.673 | 0.06323 | 1458.6649 | 0.0040052
[31 empty] | 1458.7772 | 0.063372 | 1458.7692 | 0.0040489
[31 empty] | 1458.8815 | 0.063516 | 1458.8734 | 0.004083
[31 empty] | 1458.9857 | 0.063657 | 1458.9777 | 0.0041045
[31 empty] | 1459.09 | 0.063801 | 1459.0819 | 0.0041124
[31 empty] | 1459.1943 | 0.063942 | 1459.1863 | 0.0041076
[31 empty] | 1459.2986 | 0.064083 | 1459.2905 | 0.0040949
[31 empty] | 1459.4029 | 0.064227 | 1459.3949 | 0.0040775
[31 empty] | 1459.5073 | 0.064369 | 1459.4993 | 0.00406
[31 empty] | 1459.6117 | 0.064513 | 1459.6036 | 0.0040481
[31 empty] | 1459.7161 | 0.064657 | 1459.708 | 0.0040425
[31 empty] | 1459.8204 | 0.064798 | 1459.8124 | 0.0040457
[31 empty] | 1459.9248 | 0.064942 | 1459.9168 | 0.0040576
[31 empty] | 1460.0293 | 0.065086 | 1460.0212 | 0.0040759
[31 empty] | 1460.1337 | 0.06523 | 1460.1256 | 0.0040981
[31 empty] | 1460.2382 | 0.065374 | 1460.2301 | 0.0041219
[31 empty] | 1460.3427 | 0.065518 | 1460.3346 | 0.0041442
[31 empty] | 1460.4471 | 0.065662 | 1460.4391 | 0.0041633
[31 empty] | 1460.5516 | 0.065806 | 1460.5436 | 0.0041783
[31 empty] | 1460.6561 | 0.065952 | 1460.6481 | 0.0041911
[31 empty] | 1460.7606 | 0.066096 | 1460.7526 | 0.0042014
[31 empty] | 1460.8652 | 0.066243 | 1460.8572 | 0.0042117
[31 empty] | 1460.9697 | 0.06639 | 1460.9617 | 0.0042244
[31 empty] | 1461.0743 | 0.066537 | 1461.0663 | 0.0042395
[31 empty] | 1461.179 | 0.066683 | 1461.1709 | 0.0042562
[31 empty] | 1461.2834 | 0.06683 | 1461.2754 | 0.0042761
[31 empty] | 1461.3881 | 0.06698 | 1461.38 | 0.0042967
[31 empty] | 1461.4928 | 0.067129 | 1461.4847 | 0.0043166
[31 empty] | 1461.5974 | 0.067279 | 1461.5894 | 0.0043364
[31 empty] | 1461.702 | 0.067428 | 1461.694 | 0.0043547
[31 empty] | 1461.8068 | 0.067578 | 1461.7987 | 0.0043706
[31 empty] | 1461.9114 | 0.06773 | 1461.9033 | 0.0043825
[31 empty] | 1462.0161 | 0.06788 | 1462.0081 | 0.0043904
[31 empty] | 1462.1209 | 0.068032 | 1462.1128 | 0.004392
[31 empty] | 1462.2256 | 0.068187 | 1462.2175 | 0.0043865
[31 empty] | 1462.3303 | 0.068339 | 1462.3223 | 0.0043753
[31 empty] | 1462.4351 | 0.068494 | 1462.427 | 0.0043595
[31 empty] | 1462.5399 | 0.068649 | 1462.5319 | 0.0043428
[31 empty] | 1462.6446 | 0.068807 | 1462.6366 | 0.0043285
[31 empty] | 1462.7495 | 0.068962 | 1462.7415 | 0.0043205
[31 empty] | 1462.8544 | 0.06912 | 1462.8463 | 0.0043229
[31 empty] | 1462.9591 | 0.069278 | 1462.951 | 0.0043356
[31 empty] | 1463.064 | 0.069439 | 1463.0559 | 0.0043603
[31 empty] | 1463.1689 | 0.069599 | 1463.1608 | 0.0043936
[31 empty] | 1463.2738 | 0.06976 | 1463.2658 | 0.0044341
[31 empty] | 1463.3787 | 0.06992 | 1463.3706 | 0.0044762
[31 empty] | 1463.4836 | 0.070084 | 1463.4756 | 0.0045183
[31 empty] | 1463.5885 | 0.070247 | 1463.5804 | 0.0045588
[31 empty] | 1463.6935 | 0.070413 | 1463.6854 | 0.0045946
[31 empty] | 1463.7985 | 0.070577 | 1463.7904 | 0.004628
[31 empty] | 1463.9034 | 0.070743 | 1463.8954 | 0.0046597
[31 empty] | 1464.0084 | 0.070912 | 1464.0004 | 0.0046899
[31 empty] | 1464.1134 | 0.071078 | 1464.1054 | 0.0047201
[31 empty] | 1464.2184 | 0.071247 | 1464.2103 | 0.0047503
[31 empty] | 1464.3235 | 0.071418 | 1464.3154 | 0.0047789
[31 empty] | 1464.4285 | 0.071587 | 1464.4204 | 0.0048035
[31 empty] | 1464.5336 | 0.071759 | 1464.5255 | 0.004821
[31 empty] | 1464.6387 | 0.071931 | 1464.6306 | 0.0048289
[31 empty] | 1464.7438 | 0.072102 | 1464.7357 | 0.0048258
[31 empty] | 1464.8489 | 0.072277 | 1464.8408 | 0.0048107
[31 empty] | 1464.954 | 0.072449 | 1464.9459 | 0.0047837
[31 empty] | 1465.0592 | 0.072623 | 1465.051 | 0.0047479
[31 empty] | 1465.1643 | 0.072797 | 1465.1562 | 0.0047066
[31 empty] | 1465.2695 | 0.072972 | 1465.2613 | 0.0046621
[31 empty] | 1465.3746 | 0.073149 | 1465.3666 | 0.0046192
[31 empty] | 1465.4799 | 0.073324 | 1465.4718 | 0.0045819
[31 empty] | 1465.5851 | 0.073498 | 1465.577 | 0.0045533
[31 empty] | 1465.6903 | 0.073675 | 1465.6823 | 0.0045358
[31 empty] | 1465.7955 | 0.073852 | 1465.7875 | 0.0045318
[31 empty] | 1465.9009 | 0.074027 | 1465.8928 | 0.0045398
[31 empty] | 1466.0061 | 0.074204 | 1465.998 | 0.0045612
[31 empty] | 1466.1115 | 0.074379 | 1466.1034 | 0.0045922
[31 empty] | 1466.2167 | 0.074556 | 1466.2086 | 0.0046303
[31 empty] | 1466.322 | 0.074733 | 1466.314 | 0.0046716
[31 empty] | 1466.4274 | 0.074907 | 1466.4193 | 0.0047137
[31 empty] | 1466.5327 | 0.075082 | 1466.5247 | 0.0047535
[31 empty] | 1466.6381 | 0.075259 | 1466.63 | 0.0047908
[31 empty] | 1466.7435 | 0.075434 | 1466.7353 | 0.004825
[31 empty] | 1466.8489 | 0.075608 | 1466.8408 | 0.0048551
[31 empty] | 1466.9543 | 0.07578 | 1466.9462 | 0.0048822
[31 empty] | 1467.0597 | 0.075954 | 1467.0516 | 0.0049068
[31 empty] | 1467.1652 | 0.076129 | 1467.1571 | 0.0049282
[31 empty] | 1467.2706 | 0.0763 | 1467.2626 | 0.0049465
[31 empty] | 1467.3761 | 0.076472 | 1467.368 | 0.0049624
[31 empty] | 1467.4816 | 0.076644 | 1467.4735 | 0.0049767
[31 empty] | 1467.5872 | 0.076815 | 1467.579 | 0.0049902
[31 empty] | 1467.6926 | 0.076987 | 1467.6846 | 0.0050037
[31 empty] | 1467.7982 | 0.077156 | 1467.79 | 0.005018
[31 empty] | 1467.9037 | 0.077328 | 1467.8956 | 0.0050355
[31 empty] | 1468.0093 | 0.077496 | 1468.0012 | 0.0050545
[31 empty] | 1468.1149 | 0.077665 | 1468.1068 | 0.005076
[31 empty] | 1468.2205 | 0.077834 | 1468.2124 | 0.0050998
[31 empty] | 1468.326 | 0.078003 | 1468.318 | 0.0051236
[31 empty] | 1468.4318 | 0.078172 | 1468.4236 | 0.0051483
[31 empty] | 1468.5374 | 0.078341 | 1468.5293 | 0.0051721
[31 empty] | 1468.6431 | 0.07851 | 1468.6349 | 0.0051951
[31 empty] | 1468.7487 | 0.078676 | 1468.7406 | 0.0052166
[31 empty] | 1468.8544 | 0.078845 | 1468.8463 | 0.0052348
[31 empty] | 1468.9601 | 0.079014 | 1468.952 | 0.0052491
[31 empty] | 1469.0658 | 0.079183 | 1469.0577 | 0.0052563
[31 empty] | 1469.1715 | 0.079352 | 1469.1635 | 0.0052547
[31 empty] | 1469.2772 | 0.079518 | 1469.2692 | 0.0052436
[31 empty] | 1469.3831 | 0.079689 | 1469.375 | 0.0052221
[31 empty] | 1469.4888 | 0.079858 | 1469.4807 | 0.005192
[31 empty] | 1469.5946 | 0.080027 | 1469.5865 | 0.0051578
[31 empty] | 1469.7004 | 0.080199 | 1469.6924 | 0.0051244
[31 empty] | 1469.8063 | 0.080368 | 1469.7981 | 0.0050966
[31 empty] | 1469.9121 | 0.08054 | 1469.9041 | 0.0050807
[31 empty] | 1470.0179 | 0.080711 | 1470.0099 | 0.0050807
[31 empty] | 1470.1238 | 0.080886 | 1470.1157 | 0.0050982
[31 empty] | 1470.2297 | 0.08106 | 1470.2216 | 0.0051316
[31 empty] | 1470.3356 | 0.081235 | 1470.3275 | 0.0051784
[31 empty] | 1470.4415 | 0.081409 | 1470.4335 | 0.0052317
[31 empty] | 1470.5475 | 0.081586 | 1470.5393 | 0.0052857
[31 empty] | 1470.6534 | 0.081763 | 1470.6453 | 0.0053341
[31 empty] | 1470.7594 | 0.081941 | 1470.7512 | 0.0053723
[31 empty] | 1470.8654 | 0.082118 | 1470.8573 | 0.0053993
[31 empty] | 1470.9713 | 0.082298 | 1470.9633 | 0.005416
[31 empty] | 1471.0774 | 0.082481 | 1471.0692 | 0.0054255
[31 empty] | 1471.1834 | 0.082661 | 1471.1753 | 0.0054334
[31 empty] | 1471.2894 | 0.082843 | 1471.2812 | 0.0054414
[31 empty] | 1471.3955 | 0.083026 | 1471.3873 | 0.0054533
[31 empty] | 1471.5016 | 0.083212 | 1471.4934 | 0.0054692
[31 empty] | 1471.6077 | 0.083394 | 1471.5995 | 0.0054867
[31 empty] | 1471.7137 | 0.08358 | 1471.7056 | 0.0055033
[31 empty] | 1471.8198 | 0.083768 | 1471.8118 | 0.0055168
[31 empty] | 1471.9259 | 0.083954 | 1471.9179 | 0.005524
[31 empty] | 1472.0321 | 0.084142 | 1472.024 | 0.0055248
[31 empty] | 1472.1383 | 0.08433 | 1472.1301 | 0.00552
[31 empty] | 1472.2444 | 0.084519 | 1472.2363 | 0.0055113
[31 empty] | 1472.3506 | 0.084707 | 1472.3425 | 0.0055025
[31 empty] | 1472.4568 | 0.084895 | 1472.4487 | 0.0054954
[31 empty] | 1472.5631 | 0.085086 | 1472.5549 | 0.0054922
[31 empty] | 1472.6693 | 0.085277 | 1472.6613 | 0.0054946
[31 empty] | 1472.7755 | 0.085466 | 1472.7675 | 0.0055033
[31 empty] | 1472.8818 | 0.085657 | 1472.8737 | 0.00552
[31 empty] | 1472.9882 | 0.085848 | 1472.98 | 0.0055431
[31 empty] | 1473.0944 | 0.086039 | 1473.0863 | 0.0055725
[31 empty] | 1473.2007 | 0.086227 | 1473.1926 | 0.0056058
[31 empty] | 1473.307 | 0.086418 | 1473.299 | 0.0056424
[31 empty] | 1473.4135 | 0.086609 | 1473.4053 | 0.0056773
[31 empty] | 1473.5198 | 0.0868 | 1473.5116 | 0.0057083
[31 empty] | 1473.6261 | 0.086991 | 1473.618 | 0.0057313
[31 empty] | 1473.7325 | 0.087182 | 1473.7244 | 0.0057448
[31 empty] | 1473.839 | 0.087374 | 1473.8308 | 0.0057472
[31 empty] | 1473.9453 | 0.087565 | 1473.9373 | 0.0057385
[31 empty] | 1474.0518 | 0.087756 | 1474.0437 | 0.005721
[31 empty] | 1474.1582 | 0.087947 | 1474.1501 | 0.0056996
[31 empty] | 1474.2648 | 0.088138 | 1474.2566 | 0.0056773
[31 empty] | 1474.3712 | 0.088332 | 1474.363 | 0.0056598
[31 empty] | 1474.4777 | 0.088523 | 1474.4696 | 0.0056487
[31 empty] | 1474.5842 | 0.088714 | 1474.576 | 0.0056439
[31 empty] | 1474.6908 | 0.088905 | 1474.6826 | 0.0056447
[31 empty] | 1474.7972 | 0.089099 | 1474.7892 | 0.0056479
[31 empty] | 1474.9038 | 0.08929 | 1474.8957 | 0.0056503
[31 empty] | 1475.0104 | 0.089484 | 1475.0023 | 0.0056511
[31 empty] | 1475.1171 | 0.089677 | 1475.1089 | 0.0056487
[31 empty] | 1475.2236 | 0.089871 | 1475.2154 | 0.0056447
[31 empty] | 1475.3302 | 0.090065 | 1475.3221 | 0.0056432
[31 empty] | 1475.4369 | 0.090259 | 1475.4287 | 0.0056439
[31 empty] | 1475.5436 | 0.090453 | 1475.5354 | 0.0056511
[31 empty] | 1475.6501 | 0.090649 | 1475.6421 | 0.0056646
[31 empty] | 1475.7568 | 0.090843 | 1475.7488 | 0.0056853
[31 empty] | 1475.8635 | 0.09104 | 1475.8555 | 0.0057107
[31 empty] | 1475.9703 | 0.091236 | 1475.9622 | 0.0057401
[31 empty] | 1476.077 | 0.091433 | 1476.0689 | 0.0057726
[31 empty] | 1476.1837 | 0.091629 | 1476.1757 | 0.005806
[31 empty] | 1476.2905 | 0.091826 | 1476.2825 | 0.0058402
[31 empty] | 1476.3973 | 0.092023 | 1476.3892 | 0.0058727
[31 empty] | 1476.5041 | 0.092222 | 1476.496 | 0.0059029
[31 empty] | 1476.611 | 0.092419 | 1476.6028 | 0.0059299
[31 empty] | 1476.7178 | 0.092618 | 1476.7096 | 0.0059537
[31 empty] | 1476.8246 | 0.092815 | 1476.8164 | 0.0059728
[31 empty] | 1476.9314 | 0.093014 | 1476.9233 | 0.0059895
[31 empty] | 1477.0383 | 0.093213 | 1477.0302 | 0.0060046
[31 empty] | 1477.1451 | 0.09341 | 1477.1371 | 0.0060205
[31 empty] | 1477.2521 | 0.093609 | 1477.2439 | 0.0060395
[31 empty] | 1477.359 | 0.093806 | 1477.3508 | 0.006065
[31 empty] | 1477.4659 | 0.094005 | 1477.4578 | 0.0060959
[31 empty] | 1477.5729 | 0.094205 | 1477.5647 | 0.0061317
[31 empty] | 1477.6798 | 0.094401 | 1477.6717 | 0.0061698
[31 empty] | 1477.7869 | 0.094601 | 1477.7787 | 0.0062048
[31 empty] | 1477.8938 | 0.0948 | 1477.8856 | 0.0062318
[31 empty] | 1478.0008 | 0.094999 | 1477.9927 | 0.0062485
[31 empty] | 1478.1078 | 0.095196 | 1478.0997 | 0.0062532
[31 empty] | 1478.2148 | 0.095395 | 1478.2068 | 0.0062469
[31 empty] | 1478.3219 | 0.095595 | 1478.3138 | 0.0062334
[31 empty] | 1478.429 | 0.095794 | 1478.4209 | 0.0062159
[31 empty] | 1478.5361 | 0.095996 | 1478.5279 | 0.0061984
[31 empty] | 1478.6432 | 0.096196 | 1478.635 | 0.0061849
[31 empty] | 1478.7502 | 0.096395 | 1478.7422 | 0.0061754
[31 empty] | 1478.8574 | 0.096597 | 1478.8492 | 0.0061706
[31 empty] | 1478.9646 | 0.096799 | 1478.9564 | 0.0061674
[31 empty] | 1479.0718 | 0.097001 | 1479.0636 | 0.0061635
[31 empty] | 1479.179 | 0.097206 | 1479.1708 | 0.0061555
[31 empty] | 1479.2861 | 0.097411 | 1479.2779 | 0.0061428
[31 empty] | 1479.3933 | 0.097616 | 1479.3853 | 0.0061245
[31 empty] | 1479.5006 | 0.097824 | 1479.4924 | 0.0061055
[31 empty] | 1479.6078 | 0.098031 | 1479.5996 | 0.0060896
[31 empty] | 1479.7151 | 0.098239 | 1479.7069 | 0.0060816
[31 empty] | 1479.8224 | 0.09845 | 1479.8142 | 0.0060864
[31 empty] | 1479.9296 | 0.09866 | 1479.9215 | 0.0061055
[31 empty] | 1480.0369 | 0.098873 | 1480.0288 | 0.0061396
[31 empty] | 1480.1443 | 0.099086 | 1480.1361 | 0.0061857
[31 empty] | 1480.2516 | 0.099302 | 1480.2434 | 0.0062389
[31 empty] | 1480.3589 | 0.099518 | 1480.3508 | 0.0062929
[31 empty] | 1480.4663 | 0.099737 | 1480.4581 | 0.0063414
[31 empty] | 1480.5737 | 0.099956 | 1480.5656 | 0.0063803
[31 empty] | 1480.681 | 0.10017 | 1480.673 | 0.0064049
[31 empty] | 1480.7885 | 0.1004 | 1480.7804 | 0.0064145
[31 empty] | 1480.8959 | 0.10062 | 1480.8878 | 0.0064113
[31 empty] | 1481.0033 | 0.10084 | 1480.9952 | 0.0063978
[31 empty] | 1481.1108 | 0.10107 | 1481.1027 | 0.0063787
[31 empty] | 1481.2183 | 0.10129 | 1481.2101 | 0.0063613
[31 empty] | 1481.3258 | 0.10151 | 1481.3176 | 0.0063485
[31 empty] | 1481.4332 | 0.10174 | 1481.4252 | 0.0063462
[31 empty] | 1481.5408 | 0.10197 | 1481.5327 | 0.0063557
[31 empty] | 1481.6483 | 0.10219 | 1481.6401 | 0.0063779
[31 empty] | 1481.7559 | 0.10242 | 1481.7478 | 0.0064105
[31 empty] | 1481.8634 | 0.10265 | 1481.8554 | 0.0064534
[31 empty] | 1481.9711 | 0.10287 | 1481.9629 | 0.0065027
[31 empty] | 1482.0786 | 0.1031 | 1482.0706 | 0.0065575
[31 empty] | 1482.1863 | 0.10333 | 1482.1781 | 0.0066162
[31 empty] | 1482.2939 | 0.10356 | 1482.2858 | 0.0066766
[31 empty] | 1482.4015 | 0.10378 | 1482.3934 | 0.0067386
[31 empty] | 1482.5092 | 0.10401 | 1482.5011 | 0.0067997
[31 empty] | 1482.6168 | 0.10423 | 1482.6088 | 0.0068577
[31 empty] | 1482.7246 | 0.10446 | 1482.7164 | 0.0069086
[31 empty] | 1482.8323 | 0.10468 | 1482.8241 | 0.0069491
[31 empty] | 1482.9401 | 0.1049 | 1482.9319 | 0.0069745
[31 empty] | 1483.0477 | 0.10512 | 1483.0395 | 0.0069824
[31 empty] | 1483.1555 | 0.10534 | 1483.1473 | 0.0069721
[31 empty] | 1483.2633 | 0.10556 | 1483.2551 | 0.0069427
[31 empty] | 1483.3711 | 0.10578 | 1483.3629 | 0.0069006
[31 empty] | 1483.4789 | 0.106 | 1483.4707 | 0.0068498
[31 empty] | 1483.5867 | 0.10621 | 1483.5785 | 0.0067997
[31 empty] | 1483.6946 | 0.10643 | 1483.6864 | 0.0067584
[31 empty] | 1483.8024 | 0.10665 | 1483.7942 | 0.0067314
[31 empty] | 1483.9103 | 0.10686 | 1483.9021 | 0.0067235
[31 empty] | 1484.0181 | 0.10707 | 1484.01 | 0.0067354
[31 empty] | 1484.126 | 0.10728 | 1484.1179 | 0.0067632
[31 empty] | 1484.2339 | 0.10749 | 1484.2258 | 0.0068021
[31 empty] | 1484.3418 | 0.1077 | 1484.3337 | 0.0068442
[31 empty] | 1484.4498 | 0.10791 | 1484.4416 | 0.0068816
[31 empty] | 1484.5577 | 0.10812 | 1484.5496 | 0.0069102
[31 empty] | 1484.6658 | 0.10833 | 1484.6576 | 0.006926
[31 empty] | 1484.7737 | 0.10854 | 1484.7656 | 0.0069284
[31 empty] | 1484.8817 | 0.10875 | 1484.8735 | 0.0069197
[31 empty] | 1484.9897 | 0.10896 | 1484.9816 | 0.0069014
[31 empty] | 1485.0978 | 0.10917 | 1485.0896 | 0.0068784
[31 empty] | 1485.2058 | 0.10937 | 1485.1976 | 0.0068546
[31 empty] | 1485.314 | 0.10958 | 1485.3058 | 0.0068347
[31 empty] | 1485.422 | 0.10979 | 1485.4138 | 0.0068196
[31 empty] | 1485.5302 | 0.11 | 1485.522 | 0.0068125
[31 empty] | 1485.6382 | 0.11022 | 1485.63 | 0.0068125
[31 empty] | 1485.7463 | 0.11043 | 1485.7382 | 0.0068204
[31 empty] | 1485.8545 | 0.11064 | 1485.8463 | 0.0068363
[31 empty] | 1485.9626 | 0.11085 | 1485.9545 | 0.0068585
[31 empty] | 1486.0708 | 0.11107 | 1486.0627 | 0.0068863
[31 empty] | 1486.1791 | 0.11129 | 1486.1709 | 0.0069197
[31 empty] | 1486.2872 | 0.11151 | 1486.2791 | 0.0069578
[31 empty] | 1486.3955 | 0.11172 | 1486.3873 | 0.0070007
[31 empty] | 1486.5038 | 0.11194 | 1486.4956 | 0.0070484
[31 empty] | 1486.6119 | 0.11217 | 1486.6039 | 0.0070984
[31 empty] | 1486.7202 | 0.11239 | 1486.712 | 0.0071493
[31 empty] | 1486.8286 | 0.11261 | 1486.8204 | 0.0071993
[31 empty] | 1486.9369 | 0.11284 | 1486.9287 | 0.0072446
[31 empty] | 1487.0452 | 0.11307 | 1487.037 | 0.0072819
[31 empty] | 1487.1536 | 0.1133 | 1487.1454 | 0.0073081
[31 empty] | 1487.2618 | 0.11353 | 1487.2537 | 0.0073216
[31 empty] | 1487.3702 | 0.11376 | 1487.3621 | 0.0073224
[31 empty] | 1487.4786 | 0.11399 | 1487.4705 | 0.0073105
[31 empty] | 1487.587 | 0.11422 | 1487.5789 | 0.0072891
[31 empty] | 1487.6954 | 0.11446 | 1487.6873 | 0.0072597
[31 empty] | 1487.8038 | 0.1147 | 1487.7957 | 0.0072263
[31 empty] | 1487.9124 | 0.11493 | 1487.9042 | 0.0071922
[31 empty] | 1488.0207 | 0.11517 | 1488.0126 | 0.0071604
[31 empty] | 1488.1293 | 0.11541 | 1488.1211 | 0.0071334
[31 empty] | 1488.2378 | 0.11565 | 1488.2296 | 0.0071127
[31 empty] | 1488.3463 | 0.11588 | 1488.3381 | 0.0071
[31 empty] | 1488.4548 | 0.11612 | 1488.4467 | 0.007096
[31 empty] | 1488.5633 | 0.11637 | 1488.5552 | 0.0071008
[31 empty] | 1488.6719 | 0.1166 | 1488.6637 | 0.0071151
[31 empty] | 1488.7805 | 0.11684 | 1488.7723 | 0.0071381
[31 empty] | 1488.889 | 0.11709 | 1488.8809 | 0.0071683
[31 empty] | 1488.9977 | 0.11733 | 1488.9895 | 0.0072049
[31 empty] | 1489.1063 | 0.11757 | 1489.0981 | 0.0072454
[31 empty] | 1489.215 | 0.11781 | 1489.2068 | 0.0072883
[31 empty] | 1489.3236 | 0.11805 | 1489.3154 | 0.0073312
[31 empty] | 1489.4323 | 0.11829 | 1489.4241 | 0.0073717
[31 empty] | 1489.5409 | 0.11853 | 1489.5327 | 0.0074082
[31 empty] | 1489.6497 | 0.11877 | 1489.6415 | 0.0074392
[31 empty] | 1489.7584 | 0.11901 | 1489.7502 | 0.0074654
[31 empty] | 1489.8671 | 0.11925 | 1489.8589 | 0.0074861
[31 empty] | 1489.9758 | 0.11949 | 1489.9677 | 0.0075035
[31 empty] | 1490.0846 | 0.11973 | 1490.0764 | 0.0075194
[31 empty] | 1490.1934 | 0.11998 | 1490.1852 | 0.0075353
[31 empty] | 1490.3022 | 0.12021 | 1490.2941 | 0.0075544
[31 empty] | 1490.411 | 0.12045 | 1490.4028 | 0.0075766
[31 empty] | 1490.5199 | 0.1207 | 1490.5116 | 0.0076028
[31 empty] | 1490.6287 | 0.12094 | 1490.6205 | 0.0076322
[31 empty] | 1490.7376 | 0.12117 | 1490.7294 | 0.0076624
[31 empty] | 1490.8464 | 0.12142 | 1490.8383 | 0.0076934
[31 empty] | 1490.9553 | 0.12166 | 1490.9471 | 0.007722
[31 empty] | 1491.0642 | 0.1219 | 1491.056 | 0.007749
[31 empty] | 1491.1731 | 0.12214 | 1491.1649 | 0.0077728
[31 empty] | 1491.2821 | 0.12238 | 1491.2739 | 0.0077951
[31 empty] | 1491.391 | 0.12262 | 1491.3828 | 0.0078165
[31 empty] | 1491.5 | 0.12286 | 1491.4918 | 0.007838
[31 empty] | 1491.609 | 0.1231 | 1491.6008 | 0.0078618
[31 empty] | 1491.718 | 0.12334 | 1491.7098 | 0.0078872
[31 empty] | 1491.827 | 0.12358 | 1491.8189 | 0.007915
[31 empty] | 1491.936 | 0.12382 | 1491.9279 | 0.0079452
[31 empty] | 1492.0452 | 0.12406 | 1492.0369 | 0.0079762
[31 empty] | 1492.1542 | 0.1243 | 1492.146 | 0.0080072
[31 empty] | 1492.2633 | 0.12454 | 1492.2551 | 0.008035
[31 empty] | 1492.3723 | 0.12477 | 1492.3641 | 0.0080604
[31 empty] | 1492.4814 | 0.12502 | 1492.4733 | 0.008081
[31 empty] | 1492.5906 | 0.12525 | 1492.5824 | 0.0080985
[31 empty] | 1492.6997 | 0.12549 | 1492.6915 | 0.008112
[31 empty] | 1492.809 | 0.12573 | 1492.8008 | 0.0081239
[31 empty] | 1492.9181 | 0.12597 | 1492.9099 | 0.0081359
[31 empty] | 1493.0273 | 0.12621 | 1493.0192 | 0.0081478
[31 empty] | 1493.1365 | 0.12645 | 1493.1283 | 0.0081605
[31 empty] | 1493.2457 | 0.12669 | 1493.2376 | 0.0081748
[31 empty] | 1493.355 | 0.12693 | 1493.3468 | 0.0081915
[31 empty] | 1493.4642 | 0.12716 | 1493.4561 | 0.0082105
[31 empty] | 1493.5735 | 0.1274 | 1493.5653 | 0.0082336
[31 empty] | 1493.6829 | 0.12764 | 1493.6746 | 0.0082606
[31 empty] | 1493.7921 | 0.12788 | 1493.7839 | 0.0082908
[31 empty] | 1493.9015 | 0.12812 | 1493.8932 | 0.0083257
[31 empty] | 1494.0107 | 0.12836 | 1494.0026 | 0.0083615
[31 empty] | 1494.1201 | 0.1286 | 1494.1119 | 0.0083988
[31 empty] | 1494.2295 | 0.12883 | 1494.2213 | 0.0084345
[31 empty] | 1494.3389 | 0.12907 | 1494.3307 | 0.0084671
[31 empty] | 1494.4482 | 0.12931 | 1494.4401 | 0.0084957
[31 empty] | 1494.5577 | 0.12955 | 1494.5496 | 0.0085187
[31 empty] | 1494.6671 | 0.12979 | 1494.6589 | 0.0085362
[31 empty] | 1494.7766 | 0.13003 | 1494.7684 | 0.0085481
[31 empty] | 1494.8861 | 0.13027 | 1494.8778 | 0.0085537
[31 empty] | 1494.9956 | 0.1305 | 1494.9873 | 0.0085537
[31 empty] | 1495.1051 | 0.13074 | 1495.0968 | 0.0085505
[31 empty] | 1495.2146 | 0.13098 | 1495.2064 | 0.0085442
[31 empty] | 1495.3241 | 0.13122 | 1495.3159 | 0.0085378
[31 empty] | 1495.4336 | 0.13146 | 1495.4254 | 0.008533
[31 empty] | 1495.5432 | 0.1317 | 1495.535 | 0.008533
[31 empty] | 1495.6528 | 0.13194 | 1495.6445 | 0.0085386
[31 empty] | 1495.7623 | 0.13218 | 1495.7541 | 0.0085505
[31 empty] | 1495.8719 | 0.13243 | 1495.8638 | 0.008568
[31 empty] | 1495.9816 | 0.13267 | 1495.9734 | 0.008591
[31 empty] | 1496.0913 | 0.13291 | 1496.083 | 0.0086172
[31 empty] | 1496.2009 | 0.13315 | 1496.1927 | 0.0086427
[31 empty] | 1496.3105 | 0.13339 | 1496.3024 | 0.0086665
[31 empty] | 1496.4203 | 0.13363 | 1496.4121 | 0.0086856
[31 empty] | 1496.53 | 0.13387 | 1496.5219 | 0.0086999
[31 empty] | 1496.6398 | 0.13411 | 1496.6315 | 0.008711
[31 empty] | 1496.7495 | 0.13436 | 1496.7412 | 0.0087213
[31 empty] | 1496.8592 | 0.1346 | 1496.851 | 0.0087356
[31 empty] | 1496.969 | 0.13484 | 1496.9608 | 0.0087563
[31 empty] | 1497.0787 | 0.13508 | 1497.0706 | 0.0087856
[31 empty] | 1497.1886 | 0.13532 | 1497.1804 | 0.008823
[31 empty] | 1497.2985 | 0.13557 | 1497.2902 | 0.0088651
[31 empty] | 1497.4082 | 0.13581 | 1497.4 | 0.008908
[31 empty] | 1497.5181 | 0.13605 | 1497.5099 | 0.0089469
[31 empty] | 1497.6279 | 0.1363 | 1497.6198 | 0.0089787
[31 empty] | 1497.7378 | 0.13654 | 1497.7296 | 0.0090041
[31 empty] | 1497.8478 | 0.13678 | 1497.8396 | 0.0090232
[31 empty] | 1497.9576 | 0.13702 | 1497.9495 | 0.0090406
[31 empty] | 1498.0676 | 0.13727 | 1498.0594 | 0.0090597
[31 empty] | 1498.1776 | 0.13751 | 1498.1693 | 0.0090843
[31 empty] | 1498.2875 | 0.13776 | 1498.2793 | 0.0091153
[31 empty] | 1498.3975 | 0.138 | 1498.3893 | 0.0091534
[31 empty] | 1498.5075 | 0.13825 | 1498.4993 | 0.0091963
[31 empty] | 1498.6175 | 0.1385 | 1498.6092 | 0.0092424
[31 empty] | 1498.7275 | 0.13874 | 1498.7194 | 0.0092885
[31 empty] | 1498.8376 | 0.13899 | 1498.8293 | 0.0093314
[31 empty] | 1498.9476 | 0.13924 | 1498.9395 | 0.0093695
[31 empty] | 1499.0577 | 0.13949 | 1499.0496 | 0.0094021
[31 empty] | 1499.1679 | 0.13974 | 1499.1597 | 0.0094299
[31 empty] | 1499.2779 | 0.13999 | 1499.2698 | 0.0094521
[31 empty] | 1499.3881 | 0.14024 | 1499.3799 | 0.0094696
[31 empty] | 1499.4982 | 0.14049 | 1499.49 | 0.0094839
[31 empty] | 1499.6084 | 0.14075 | 1499.6001 | 0.0094942
[31 empty] | 1499.7185 | 0.141 | 1499.7103 | 0.0095006
[31 empty] | 1499.8287 | 0.14126 | 1499.8206 | 0.0095038
[31 empty] | 1499.939 | 0.14151 | 1499.9308 | 0.0095038
[31 empty] | 1500.0492 | 0.14177 | 1500.041 | 0.0094998
[31 empty] | 1500.1594 | 0.14203 | 1500.1512 | 0.0094942
[31 empty] | 1500.2696 | 0.14229 | 1500.2615 | 0.0094879
[31 empty] | 1500.38 | 0.14255 | 1500.3717 | 0.0094831
[31 empty] | 1500.4902 | 0.14281 | 1500.4821 | 0.0094823
[31 empty] | 1500.6006 | 0.14307 | 1500.5923 | 0.0094879
[31 empty] | 1500.7108 | 0.14333 | 1500.7026 | 0.0095014
[31 empty] | 1500.8212 | 0.1436 | 1500.813 | 0.0095236
[31 empty] | 1500.9315 | 0.14386 | 1500.9233 | 0.0095554
[31 empty] | 1501.0419 | 0.14412 | 1501.0337 | 0.0095959
[31 empty] | 1501.1523 | 0.14439 | 1501.144 | 0.0096459
[31 empty] | 1501.2627 | 0.14465 | 1501.2545 | 0.0097031
[31 empty] | 1501.3732 | 0.14492 | 1501.3649 | 0.0097667
[31 empty] | 1501.4835 | 0.14519 | 1501.4753 | 0.0098342
[31 empty] | 1501.594 | 0.14545 | 1501.5858 | 0.0099017
[31 empty] | 1501.7045 | 0.14572 | 1501.6963 | 0.0099677
[31 empty] | 1501.8149 | 0.14599 | 1501.8068 | 0.010027
[31 empty] | 1501.9255 | 0.14626 | 1501.9172 | 0.01008
[31 empty] | 1502.036 | 0.14652 | 1502.0277 | 0.010123
[31 empty] | 1502.1465 | 0.14679 | 1502.1383 | 0.010155
[31 empty] | 1502.2571 | 0.14706 | 1502.2489 | 0.010177
[31 empty] | 1502.3677 | 0.14733 | 1502.3594 | 0.01019
[31 empty] | 1502.4783 | 0.14759 | 1502.47 | 0.010196
[31 empty] | 1502.5889 | 0.14786 | 1502.5806 | 0.010194
[31 empty] | 1502.6995 | 0.14813 | 1502.6912 | 0.010187
[31 empty] | 1502.8101 | 0.1484 | 1502.8019 | 0.010177
[31 empty] | 1502.9208 | 0.14867 | 1502.9125 | 0.010165
[31 empty] | 1503.0314 | 0.14893 | 1503.0232 | 0.010154
[31 empty] | 1503.1421 | 0.1492 | 1503.1338 | 0.010145
[31 empty] | 1503.2528 | 0.14947 | 1503.2445 | 0.010137
[31 empty] | 1503.3635 | 0.14974 | 1503.3552 | 0.010133
[31 empty] | 1503.4742 | 0.15 | 1503.4659 | 0.010133
[31 empty] | 1503.585 | 0.15027 | 1503.5767 | 0.010137
[31 empty] | 1503.6957 | 0.15054 | 1503.6875 | 0.010147
[31 empty] | 1503.8065 | 0.1508 | 1503.7982 | 0.010165
[31 empty] | 1503.9172 | 0.15107 | 1503.9091 | 0.010189
[31 empty] | 1504.0281 | 0.15134 | 1504.0199 | 0.010221
[31 empty] | 1504.1389 | 0.1516 | 1504.1306 | 0.010256
[31 empty] | 1504.2498 | 0.15187 | 1504.2416 | 0.010293
[31 empty] | 1504.3606 | 0.15214 | 1504.3524 | 0.010327
[31 empty] | 1504.4714 | 0.1524 | 1504.4633 | 0.010356
[31 empty] | 1504.5824 | 0.15267 | 1504.5741 | 0.010378
[31 empty] | 1504.6932 | 0.15294 | 1504.6851 | 0.010393
[31 empty] | 1504.8042 | 0.1532 | 1504.796 | 0.010401
[31 empty] | 1504.9152 | 0.15347 | 1504.9069 | 0.010405
[31 empty] | 1505.0261 | 0.15373 | 1505.0178 | 0.010404
[31 empty] | 1505.1371 | 0.154 | 1505.1289 | 0.010401
[31 empty] | 1505.248 | 0.15426 | 1505.2399 | 0.010399
[31 empty] | 1505.3591 | 0.15453 | 1505.3508 | 0.010401
[31 empty] | 1505.4701 | 0.15479 | 1505.4619 | 0.010408
[31 empty] | 1505.5812 | 0.15506 | 1505.5729 | 0.010423
[31 empty] | 1505.6923 | 0.15532 | 1505.684 | 0.010449
[31 empty] | 1505.8032 | 0.15559 | 1505.795 | 0.010487
[31 empty] | 1505.9143 | 0.15585 | 1505.9061 | 0.010536
[31 empty] | 1506.0255 | 0.15611 | 1506.0172 | 0.010594
[31 empty] | 1506.1366 | 0.15638 | 1506.1283 | 0.010658
[31 empty] | 1506.2477 | 0.15664 | 1506.2395 | 0.010723
[31 empty] | 1506.3589 | 0.1569 | 1506.3506 | 0.010783
[31 empty] | 1506.4701 | 0.15716 | 1506.4618 | 0.010835
[31 empty] | 1506.5813 | 0.15743 | 1506.573 | 0.010874
[31 empty] | 1506.6924 | 0.15769 | 1506.6842 | 0.0109
[31 empty] | 1506.8037 | 0.15795 | 1506.7954 | 0.010911
[31 empty] | 1506.9149 | 0.15821 | 1506.9066 | 0.010912
[31 empty] | 1507.0261 | 0.15847 | 1507.0179 | 0.010904
[31 empty] | 1507.1374 | 0.15873 | 1507.1291 | 0.010893
[31 empty] | 1507.2487 | 0.15899 | 1507.2405 | 0.010884
[31 empty] | 1507.36 | 0.15925 | 1507.3518 | 0.010878
[31 empty] | 1507.4713 | 0.15951 | 1507.463 | 0.01088
[31 empty] | 1507.5826 | 0.15976 | 1507.5745 | 0.010892
[31 empty] | 1507.694 | 0.16002 | 1507.6858 | 0.010911
[31 empty] | 1507.8054 | 0.16028 | 1507.7971 | 0.010938
[31 empty] | 1507.9168 | 0.16053 | 1507.9084 | 0.01097
[31 empty] | 1508.0282 | 0.16079 | 1508.0199 | 0.011004
[31 empty] | 1508.1395 | 0.16104 | 1508.1314 | 0.011039
[31 empty] | 1508.251 | 0.1613 | 1508.2428 | 0.011071
[31 empty] | 1508.3624 | 0.16155 | 1508.3543 | 0.0111
[31 empty] | 1508.4739 | 0.1618 | 1508.4657 | 0.011126
[31 empty] | 1508.5855 | 0.16206 | 1508.5772 | 0.011149
[31 empty] | 1508.6969 | 0.16231 | 1508.6886 | 0.01117
[31 empty] | 1508.8085 | 0.16256 | 1508.8002 | 0.011193
[31 empty] | 1508.9199 | 0.16282 | 1508.9117 | 0.011216
[31 empty] | 1509.0315 | 0.16307 | 1509.0232 | 0.011243
[31 empty] | 1509.1431 | 0.16332 | 1509.1348 | 0.011271
[31 empty] | 1509.2546 | 0.16357 | 1509.2463 | 0.011303
[31 empty] | 1509.3662 | 0.16382 | 1509.358 | 0.011337
[31 empty] | 1509.4779 | 0.16407 | 1509.4696 | 0.011375
[31 empty] | 1509.5895 | 0.16432 | 1509.5812 | 0.011416
[31 empty] | 1509.7012 | 0.16458 | 1509.6929 | 0.011459
[31 empty] | 1509.8129 | 0.16483 | 1509.8046 | 0.011506
[31 empty] | 1509.9244 | 0.16508 | 1509.9163 | 0.011553
[31 empty] | 1510.0361 | 0.16533 | 1510.0279 | 0.011601
[31 empty] | 1510.148 | 0.16559 | 1510.1397 | 0.011649
[31 empty] | 1510.2596 | 0.16584 | 1510.2513 | 0.011695
[31 empty] | 1510.3713 | 0.1661 | 1510.3632 | 0.011737
[31 empty] | 1510.4832 | 0.16635 | 1510.4749 | 0.011773
[31 empty] | 1510.595 | 0.16661 | 1510.5867 | 0.011803
[31 empty] | 1510.7067 | 0.16687 | 1510.6985 | 0.011826
[31 empty] | 1510.8185 | 0.16712 | 1510.8103 | 0.011839
[31 empty] | 1510.9304 | 0.16738 | 1510.9221 | 0.011844
[31 empty] | 1511.0422 | 0.16764 | 1511.0339 | 0.011841
[31 empty] | 1511.1541 | 0.16791 | 1511.1457 | 0.011833
[31 empty] | 1511.266 | 0.16817 | 1511.2577 | 0.011824
[31 empty] | 1511.3778 | 0.16844 | 1511.3696 | 0.011817
[31 empty] | 1511.4897 | 0.1687 | 1511.4814 | 0.011815
[31 empty] | 1511.6017 | 0.16897 | 1511.5934 | 0.011821
[31 empty] | 1511.7136 | 0.16924 | 1511.7053 | 0.011835
[31 empty] | 1511.8256 | 0.16951 | 1511.8174 | 0.011857
[31 empty] | 1511.9376 | 0.16978 | 1511.9293 | 0.011884
[31 empty] | 1512.0496 | 0.17005 | 1512.0413 | 0.011914
[31 empty] | 1512.1616 | 0.17032 | 1512.1533 | 0.011947
[31 empty] | 1512.2736 | 0.1706 | 1512.2654 | 0.011981
[31 empty] | 1512.3856 | 0.17088 | 1512.3774 | 0.012017
[31 empty] | 1512.4977 | 0.17115 | 1512.4895 | 0.012054
[31 empty] | 1512.6097 | 0.17143 | 1512.6016 | 0.012091
[31 empty] | 1512.7219 | 0.17171 | 1512.7136 | 0.012129
[31 empty] | 1512.834 | 0.17199 | 1512.8257 | 0.012165
[31 empty] | 1512.9462 | 0.17227 | 1512.9379 | 0.012198
[31 empty] | 1513.0582 | 0.17255 | 1513.0501 | 0.012227
[31 empty] | 1513.1704 | 0.17283 | 1513.1621 | 0.012251
[31 empty] | 1513.2826 | 0.17311 | 1513.2743 | 0.012274
[31 empty] | 1513.3948 | 0.1734 | 1513.3865 | 0.012294
[31 empty] | 1513.5071 | 0.17368 | 1513.4988 | 0.012318
[31 empty] | 1513.6193 | 0.17397 | 1513.611 | 0.012346
[31 empty] | 1513.7314 | 0.17425 | 1513.7233 | 0.012382
[31 empty] | 1513.8438 | 0.17454 | 1513.8355 | 0.012425
[31 empty] | 1513.9561 | 0.17482 | 1513.9478 | 0.012476
[31 empty] | 1514.0684 | 0.17511 | 1514.0601 | 0.012534
[31 empty] | 1514.1807 | 0.17539 | 1514.1724 | 0.012596
[31 empty] | 1514.293 | 0.17568 | 1514.2847 | 0.012661
[31 empty] | 1514.4053 | 0.17597 | 1514.397 | 0.012724
[31 empty] | 1514.5177 | 0.17626 | 1514.5094 | 0.012784
[31 empty] | 1514.63 | 0.17655 | 1514.6218 | 0.012836
[31 empty] | 1514.7424 | 0.17683 | 1514.7341 | 0.01288
[31 empty] | 1514.8549 | 0.17713 | 1514.8466 | 0.012914
[31 empty] | 1514.9673 | 0.17742 | 1514.959 | 0.01294
[31 empty] | 1515.0797 | 0.17771 | 1515.0714 | 0.012959
[31 empty] | 1515.1921 | 0.178 | 1515.184 | 0.012974
[31 empty] | 1515.3047 | 0.17829 | 1515.2964 | 0.012985
[31 empty] | 1515.4171 | 0.17858 | 1515.4089 | 0.012996
[31 empty] | 1515.5297 | 0.17888 | 1515.5214 | 0.013007
[31 empty] | 1515.6422 | 0.17917 | 1515.6339 | 0.013019
[31 empty] | 1515.7548 | 0.17946 | 1515.7465 | 0.01303
[31 empty] | 1515.8673 | 0.17976 | 1515.859 | 0.013042
[31 empty] | 1515.9799 | 0.18006 | 1515.9716 | 0.013054
[31 empty] | 1516.0925 | 0.18035 | 1516.0842 | 0.013066
[31 empty] | 1516.2051 | 0.18065 | 1516.1968 | 0.013082
[31 empty] | 1516.3177 | 0.18095 | 1516.3094 | 0.013101
[31 empty] | 1516.4304 | 0.18125 | 1516.4221 | 0.013124
[31 empty] | 1516.5431 | 0.18155 | 1516.5348 | 0.013157
[31 empty] | 1516.6558 | 0.18186 | 1516.6475 | 0.013198
[31 empty] | 1516.7684 | 0.18216 | 1516.7601 | 0.013246
[31 empty] | 1516.8811 | 0.18246 | 1516.8728 | 0.013302
[31 empty] | 1516.9939 | 0.18277 | 1516.9856 | 0.01336
[31 empty] | 1517.1066 | 0.18307 | 1517.0983 | 0.013415
[31 empty] | 1517.2194 | 0.18338 | 1517.2111 | 0.013465
[31 empty] | 1517.3321 | 0.18369 | 1517.3238 | 0.013503
[31 empty] | 1517.445 | 0.184 | 1517.4367 | 0.013526
[31 empty] | 1517.5577 | 0.18431 | 1517.5494 | 0.013531
[31 empty] | 1517.6705 | 0.18462 | 1517.6622 | 0.013521
[31 empty] | 1517.7834 | 0.18493 | 1517.7751 | 0.013496
[31 empty] | 1517.8962 | 0.18524 | 1517.8879 | 0.013463
[31 empty] | 1518.0092 | 0.18555 | 1518.0008 | 0.013427
[31 empty] | 1518.1221 | 0.18587 | 1518.1138 | 0.013395
[31 empty] | 1518.235 | 0.18618 | 1518.2267 | 0.013373
[31 empty] | 1518.3479 | 0.1865 | 1518.3396 | 0.013366
[31 empty] | 1518.4608 | 0.18681 | 1518.4525 | 0.013374
[31 empty] | 1518.5738 | 0.18712 | 1518.5656 | 0.013398
[31 empty] | 1518.6868 | 0.18744 | 1518.6785 | 0.013434
[31 empty] | 1518.7998 | 0.18776 | 1518.7915 | 0.013477
[31 empty] | 1518.9128 | 0.18807 | 1518.9045 | 0.013522
[31 empty] | 1519.0259 | 0.18839 | 1519.0176 | 0.013567
[31 empty] | 1519.1389 | 0.18871 | 1519.1306 | 0.013609
[31 empty] | 1519.252 | 0.18902 | 1519.2436 | 0.01365
[31 empty] | 1519.365 | 0.18934 | 1519.3567 | 0.013692
[31 empty] | 1519.4781 | 0.18966 | 1519.4698 | 0.013737
[31 empty] | 1519.5912 | 0.18997 | 1519.5829 | 0.013786
[31 empty] | 1519.7043 | 0.19029 | 1519.696 | 0.013839
[31 empty] | 1519.8175 | 0.19061 | 1519.8092 | 0.013895
[31 empty] | 1519.9307 | 0.19092 | 1519.9224 | 0.013949
[31 empty] | 1520.0438 | 0.19124 | 1520.0355 | 0.013997
[31 empty] | 1520.1571 | 0.19156 | 1520.1488 | 0.014036
[31 empty] | 1520.2703 | 0.19187 | 1520.262 | 0.014066
[31 empty] | 1520.3835 | 0.19219 | 1520.3752 | 0.014085
[31 empty] | 1520.4968 | 0.19251 | 1520.4885 | 0.014097
[31 empty] | 1520.61 | 0.19283 | 1520.6017 | 0.014105
[31 empty] | 1520.7233 | 0.19314 | 1520.715 | 0.014113
[31 empty] | 1520.8367 | 0.19346 | 1520.8284 | 0.014125
[31 empty] | 1520.9499 | 0.19378 | 1520.9416 | 0.014142
[31 empty] | 1521.0632 | 0.1941 | 1521.0549 | 0.014165
[31 empty] | 1521.1766 | 0.19442 | 1521.1683 | 0.014196
[31 empty] | 1521.29 | 0.19473 | 1521.2817 | 0.014233
[31 empty] | 1521.4034 | 0.19505 | 1521.395 | 0.014276
[31 empty] | 1521.5168 | 0.19537 | 1521.5084 | 0.014328
[31 empty] | 1521.6302 | 0.19569 | 1521.6219 | 0.014387
[31 empty] | 1521.7436 | 0.19601 | 1521.7353 | 0.014457
[31 empty] | 1521.8571 | 0.19633 | 1521.8488 | 0.014534
[31 empty] | 1521.9706 | 0.19665 | 1521.9623 | 0.014615
[31 empty] | 1522.0841 | 0.19697 | 1522.0757 | 0.014696
[31 empty] | 1522.1975 | 0.1973 | 1522.1892 | 0.014772
[31 empty] | 1522.311 | 0.19762 | 1522.3027 | 0.014836
[31 empty] | 1522.4246 | 0.19794 | 1522.4163 | 0.014885
[31 empty] | 1522.5382 | 0.19826 | 1522.5299 | 0.014916
[31 empty] | 1522.6517 | 0.19859 | 1522.6434 | 0.01493
[31 empty] | 1522.7654 | 0.19891 | 1522.757 | 0.014931
[31 empty] | 1522.8789 | 0.19924 | 1522.8706 | 0.014923
[31 empty] | 1522.9925 | 0.19956 | 1522.9842 | 0.014912
[31 empty] | 1523.1062 | 0.19989 | 1523.0979 | 0.014903
[31 empty] | 1523.2198 | 0.20022 | 1523.2115 | 0.014901
[31 empty] | 1523.3335 | 0.20055 | 1523.3252 | 0.014907
[31 empty] | 1523.4473 | 0.20088 | 1523.4388 | 0.014921
[31 empty] | 1523.5609 | 0.2012 | 1523.5526 | 0.014942
[31 empty] | 1523.6747 | 0.20153 | 1523.6664 | 0.014969
[31 empty] | 1523.7883 | 0.20186 | 1523.78 | 0.015001
[31 empty] | 1523.9021 | 0.20219 | 1523.8938 | 0.015036
[31 empty] | 1524.0159 | 0.20252 | 1524.0076 | 0.015075
[31 empty] | 1524.1298 | 0.20285 | 1524.1213 | 0.015116
[31 empty] | 1524.2435 | 0.20318 | 1524.2352 | 0.015159
[31 empty] | 1524.3573 | 0.20352 | 1524.349 | 0.015205
[31 empty] | 1524.4712 | 0.20385 | 1524.4629 | 0.015252
[31 empty] | 1524.5851 | 0.20418 | 1524.5768 | 0.015301
[31 empty] | 1524.699 | 0.20451 | 1524.6906 | 0.015352
[31 empty] | 1524.8129 | 0.20484 | 1524.8044 | 0.015405
[31 empty] | 1524.9268 | 0.20517 | 1524.9185 | 0.01546
[31 empty] | 1525.0406 | 0.2055 | 1525.0323 | 0.015515
[31 empty] | 1525.1547 | 0.20583 | 1525.1462 | 0.015572
[31 empty] | 1525.2686 | 0.20616 | 1525.2603 | 0.015627
[31 empty] | 1525.3826 | 0.20649 | 1525.3743 | 0.015679
[31 empty] | 1525.4966 | 0.20682 | 1525.4882 | 0.015726
[31 empty] | 1525.6106 | 0.20715 | 1525.6022 | 0.015767
[31 empty] | 1525.7246 | 0.20748 | 1525.7163 | 0.015799
[31 empty] | 1525.8386 | 0.20781 | 1525.8303 | 0.015825
[31 empty] | 1525.9526 | 0.20814 | 1525.9443 | 0.015845
[31 empty] | 1526.0668 | 0.20847 | 1526.0585 | 0.015859
[31 empty] | 1526.1809 | 0.20879 | 1526.1725 | 0.015871
[31 empty] | 1526.295 | 0.20912 | 1526.2866 | 0.01588
[31 empty] | 1526.4092 | 0.20944 | 1526.4008 | 0.01589
[31 empty] | 1526.5233 | 0.20977 | 1526.5149 | 0.015902
[31 empty] | 1526.6374 | 0.21009 | 1526.6291 | 0.015917
[31 empty] | 1526.7516 | 0.21042 | 1526.7433 | 0.015935
[31 empty] | 1526.8658 | 0.21074 | 1526.8575 | 0.015958
[31 empty] | 1526.9801 | 0.21107 | 1526.9717 | 0.015986
[31 empty] | 1527.0942 | 0.21139 | 1527.0859 | 0.016017
[31 empty] | 1527.2085 | 0.21171 | 1527.2002 | 0.01605
[31 empty] | 1527.3228 | 0.21204 | 1527.3145 | 0.016085
[31 empty] | 1527.4371 | 0.21236 | 1527.4287 | 0.016118
[31 empty] | 1527.5514 | 0.21268 | 1527.5431 | 0.016149
[31 empty] | 1527.6656 | 0.21301 | 1527.6573 | 0.016174
[31 empty] | 1527.78 | 0.21333 | 1527.7717 | 0.016195
[31 empty] | 1527.8944 | 0.21365 | 1527.8861 | 0.016215
[31 empty] | 1528.0088 | 0.21397 | 1528.0005 | 0.016236
[31 empty] | 1528.1232 | 0.21429 | 1528.1149 | 0.016261
[31 empty] | 1528.2376 | 0.21462 | 1528.2293 | 0.016295
[31 empty] | 1528.352 | 0.21494 | 1528.3436 | 0.016339
[31 empty] | 1528.4664 | 0.21525 | 1528.4581 | 0.016396
[31 empty] | 1528.5809 | 0.21558 | 1528.5725 | 0.016464
[31 empty] | 1528.6953 | 0.2159 | 1528.687 | 0.016541
[31 empty] | 1528.8098 | 0.21622 | 1528.8015 | 0.016624
[31 empty] | 1528.9243 | 0.21654 | 1528.916 | 0.016709
[31 empty] | 1529.0389 | 0.21686 | 1529.0305 | 0.016792
[31 empty] | 1529.1534 | 0.21718 | 1529.1451 | 0.01687
[31 empty] | 1529.2679 | 0.2175 | 1529.2596 | 0.01694
[31 empty] | 1529.3826 | 0.21781 | 1529.3743 | 0.017
[31 empty] | 1529.4972 | 0.21813 | 1529.4888 | 0.017052
[31 empty] | 1529.6118 | 0.21845 | 1529.6034 | 0.017094
[31 empty] | 1529.7264 | 0.21877 | 1529.718 | 0.017129
[31 empty] | 1529.8411 | 0.21908 | 1529.8328 | 0.017161
[31 empty] | 1529.9557 | 0.2194 | 1529.9474 | 0.01719
[31 empty] | 1530.0704 | 0.21972 | 1530.062 | 0.01722
[31 empty] | 1530.1851 | 0.22003 | 1530.1768 | 0.017252
[31 empty] | 1530.2998 | 0.22035 | 1530.2915 | 0.017286
[31 empty] | 1530.4145 | 0.22066 | 1530.4062 | 0.017323
[31 empty] | 1530.5293 | 0.22098 | 1530.521 | 0.01736
[31 empty] | 1530.644 | 0.22129 | 1530.6357 | 0.017398
[31 empty] | 1530.7588 | 0.2216 | 1530.7505 | 0.017435
[31 empty] | 1530.8737 | 0.22192 | 1530.8652 | 0.01747
[31 empty] | 1530.9885 | 0.22223 | 1530.9801 | 0.017503
[31 empty] | 1531.1033 | 0.22254 | 1531.095 | 0.017532
[31 empty] | 1531.2181 | 0.22285 | 1531.2098 | 0.017559
[31 empty] | 1531.333 | 0.22316 | 1531.3247 | 0.017584
[31 empty] | 1531.4479 | 0.22348 | 1531.4396 | 0.017609
[31 empty] | 1531.5629 | 0.22379 | 1531.5544 | 0.017637
[31 empty] | 1531.6777 | 0.2241 | 1531.6694 | 0.017669
[31 empty] | 1531.7927 | 0.22441 | 1531.7843 | 0.017705
[31 empty] | 1531.9076 | 0.22472 | 1531.8993 | 0.017745
[31 empty] | 1532.0226 | 0.22503 | 1532.0143 | 0.017789
[31 empty] | 1532.1376 | 0.22534 | 1532.1293 | 0.017833
[31 empty] | 1532.2526 | 0.22565 | 1532.2443 | 0.017877
[31 empty] | 1532.3677 | 0.22595 | 1532.3592 | 0.017918
[31 empty] | 1532.4827 | 0.22626 | 1532.4744 | 0.017956
[31 empty] | 1532.5978 | 0.22657 | 1532.5894 | 0.017992
[31 empty] | 1532.7128 | 0.22688 | 1532.7045 | 0.018029
[31 empty] | 1532.8279 | 0.22719 | 1532.8196 | 0.018068
[31 empty] | 1532.943 | 0.22749 | 1532.9347 | 0.01811
[31 empty] | 1533.0581 | 0.2278 | 1533.0498 | 0.018158
[31 empty] | 1533.1733 | 0.22811 | 1533.1649 | 0.018208
[31 empty] | 1533.2885 | 0.22841 | 1533.2802 | 0.018258
[31 empty] | 1533.4037 | 0.22872 | 1533.3953 | 0.018306
[31 empty] | 1533.5188 | 0.22902 | 1533.5105 | 0.018349
[31 empty] | 1533.634 | 0.22932 | 1533.6257 | 0.018383
[31 empty] | 1533.7493 | 0.22963 | 1533.741 | 0.018409
[31 empty] | 1533.8645 | 0.22993 | 1533.8562 | 0.018426
[31 empty] | 1533.9799 | 0.23023 | 1533.9714 | 0.018439
[31 empty] | 1534.0951 | 0.23053 | 1534.0867 | 0.018451
[31 empty] | 1534.2103 | 0.23083 | 1534.202 | 0.018464
[31 empty] | 1534.3257 | 0.23113 | 1534.3174 | 0.018485
[31 empty] | 1534.441 | 0.23143 | 1534.4326 | 0.018513
[31 empty] | 1534.5564 | 0.23173 | 1534.548 | 0.018552
[31 empty] | 1534.6717 | 0.23202 | 1534.6635 | 0.018598
[31 empty] | 1534.7871 | 0.23232 | 1534.7788 | 0.018653
[31 empty] | 1534.9026 | 0.23262 | 1534.8942 | 0.018712
[31 empty] | 1535.0179 | 0.23291 | 1535.0096 | 0.018771
[31 empty] | 1535.1334 | 0.23321 | 1535.125 | 0.018827
[31 empty] | 1535.2489 | 0.2335 | 1535.2405 | 0.01888
[31 empty] | 1535.3644 | 0.2338 | 1535.356 | 0.018925
[31 empty] | 1535.4799 | 0.23409 | 1535.4714 | 0.018965
[31 empty] | 1535.5953 | 0.23439 | 1535.587 | 0.018999
[31 empty] | 1535.7109 | 0.23468 | 1535.7025 | 0.019029
[31 empty] | 1535.8264 | 0.23497 | 1535.8181 | 0.019057
[31 empty] | 1535.942 | 0.23527 | 1535.9336 | 0.019085
[31 empty] | 1536.0576 | 0.23556 | 1536.0492 | 0.019114
[31 empty] | 1536.1732 | 0.23585 | 1536.1648 | 0.019147
[31 empty] | 1536.2888 | 0.23614 | 1536.2804 | 0.019184
[31 empty] | 1536.4044 | 0.23644 | 1536.396 | 0.019228
[31 empty] | 1536.52 | 0.23673 | 1536.5117 | 0.019278
[31 empty] | 1536.6357 | 0.23702 | 1536.6273 | 0.019332
[31 empty] | 1536.7515 | 0.23732 | 1536.743 | 0.01939
[31 empty] | 1536.8672 | 0.23761 | 1536.8588 | 0.01945
[31 empty] | 1536.9828 | 0.23791 | 1536.9745 | 0.019507
[31 empty] | 1537.0986 | 0.2382 | 1537.0902 | 0.01956
[31 empty] | 1537.2144 | 0.23849 | 1537.2059 | 0.019607
[31 empty] | 1537.3301 | 0.23879 | 1537.3218 | 0.019649
[31 empty] | 1537.4459 | 0.23908 | 1537.4375 | 0.019687
[31 empty] | 1537.5617 | 0.23938 | 1537.5533 | 0.019726
[31 empty] | 1537.6775 | 0.23967 | 1537.6692 | 0.01977
[31 empty] | 1537.7933 | 0.23996 | 1537.785 | 0.019822
[31 empty] | 1537.9092 | 0.24026 | 1537.9009 | 0.019882
[31 empty] | 1538.0251 | 0.24055 | 1538.0167 | 0.019953
[31 empty] | 1538.141 | 0.24084 | 1538.1326 | 0.02003
[31 empty] | 1538.257 | 0.24113 | 1538.2485 | 0.020109
[31 empty] | 1538.3728 | 0.24142 | 1538.3645 | 0.020187
[31 empty] | 1538.4888 | 0.24172 | 1538.4804 | 0.020259
[31 empty] | 1538.6047 | 0.242 | 1538.5963 | 0.020322
[31 empty] | 1538.7207 | 0.24229 | 1538.7124 | 0.020376
[31 empty] | 1538.8367 | 0.24258 | 1538.8284 | 0.020421
[31 empty] | 1538.9528 | 0.24286 | 1538.9443 | 0.020458
[31 empty] | 1539.0687 | 0.24315 | 1539.0604 | 0.02049
[31 empty] | 1539.1848 | 0.24343 | 1539.1764 | 0.020519
[31 empty] | 1539.3009 | 0.24371 | 1539.2925 | 0.020549
[31 empty] | 1539.417 | 0.24399 | 1539.4086 | 0.020581
[31 empty] | 1539.5331 | 0.24427 | 1539.5247 | 0.020614
[31 empty] | 1539.6492 | 0.24455 | 1539.6409 | 0.020649
[31 empty] | 1539.7654 | 0.24482 | 1539.757 | 0.020683
[31 empty] | 1539.8815 | 0.24509 | 1539.8732 | 0.020715
[31 empty] | 1539.9977 | 0.24536 | 1539.9893 | 0.020743
[31 empty] | 1540.1139 | 0.24563 | 1540.1055 | 0.020767
[31 empty] | 1540.2301 | 0.24589 | 1540.2217 | 0.020787
[31 empty] | 1540.3463 | 0.24616 | 1540.3379 | 0.020802
[31 empty] | 1540.4625 | 0.24642 | 1540.4541 | 0.020815
[31 empty] | 1540.5789 | 0.24667 | 1540.5704 | 0.020829
[31 empty] | 1540.6951 | 0.24693 | 1540.6867 | 0.020846
[31 empty] | 1540.8114 | 0.24719 | 1540.803 | 0.020866
[31 empty] | 1540.9277 | 0.24744 | 1540.9193 | 0.020894
[31 empty] | 1541.0441 | 0.24769 | 1541.0356 | 0.020929
[31 empty] | 1541.1604 | 0.24794 | 1541.152 | 0.020971
[31 empty] | 1541.2767 | 0.24819 | 1541.2683 | 0.021018
[31 empty] | 1541.3932 | 0.24844 | 1541.3848 | 0.021068
[31 empty] | 1541.5095 | 0.24868 | 1541.5011 | 0.021117
[31 empty] | 1541.626 | 0.24893 | 1541.6175 | 0.021163
[31 empty] | 1541.7424 | 0.24917 | 1541.734 | 0.021202
[31 empty] | 1541.8589 | 0.24942 | 1541.8505 | 0.021235
[31 empty] | 1541.9753 | 0.24966 | 1541.9669 | 0.02126
[31 empty] | 1542.0918 | 0.2499 | 1542.0834 | 0.021279
[31 empty] | 1542.2082 | 0.25014 | 1542.1999 | 0.021294
[31 empty] | 1542.3248 | 0.25038 | 1542.3164 | 0.021307
[31 empty] | 1542.4414 | 0.25062 | 1542.433 | 0.021321
[31 empty] | 1542.558 | 0.25086 | 1542.5496 | 0.021341
[31 empty] | 1542.6746 | 0.25111 | 1542.6661 | 0.02137
[31 empty] | 1542.7911 | 0.25135 | 1542.7827 | 0.02141
[31 empty] | 1542.9077 | 0.25159 | 1542.8993 | 0.021461
[31 empty] | 1543.0244 | 0.25183 | 1543.016 | 0.021524
[31 empty] | 1543.141 | 0.25207 | 1543.1326 | 0.021598
[31 empty] | 1543.2577 | 0.25232 | 1543.2493 | 0.021679
[31 empty] | 1543.3744 | 0.25256 | 1543.366 | 0.021765
[31 empty] | 1543.4911 | 0.2528 | 1543.4827 | 0.021853
[31 empty] | 1543.6078 | 0.25304 | 1543.5994 | 0.021941
[31 empty] | 1543.7245 | 0.25329 | 1543.7161 | 0.022028
[31 empty] | 1543.8413 | 0.25353 | 1543.8329 | 0.02211
[31 empty] | 1543.958 | 0.25377 | 1543.9496 | 0.02219
[31 empty] | 1544.0748 | 0.25402 | 1544.0664 | 0.022265
[31 empty] | 1544.1916 | 0.25426 | 1544.1832 | 0.022336
[31 empty] | 1544.3085 | 0.25451 | 1544.3001 | 0.022403
[31 empty] | 1544.4253 | 0.25475 | 1544.4169 | 0.022466
[31 empty] | 1544.5421 | 0.255 | 1544.5337 | 0.022527
[31 empty] | 1544.6591 | 0.25524 | 1544.6506 | 0.02259
[31 empty] | 1544.7759 | 0.25548 | 1544.7676 | 0.022654
[31 empty] | 1544.8928 | 0.25572 | 1544.8844 | 0.02272
[31 empty] | 1545.0098 | 0.25597 | 1545.0013 | 0.022788
[31 empty] | 1545.1267 | 0.25621 | 1545.1183 | 0.022858
[31 empty] | 1545.2436 | 0.25644 | 1545.2352 | 0.022928
[31 empty] | 1545.3607 | 0.25668 | 1545.3523 | 0.022997
[31 empty] | 1545.4777 | 0.25692 | 1545.4692 | 0.023064
[31 empty] | 1545.5947 | 0.25716 | 1545.5863 | 0.023126
[31 empty] | 1545.7118 | 0.25739 | 1545.7034 | 0.023186
[31 empty] | 1545.8287 | 0.25762 | 1545.8204 | 0.023243
[31 empty] | 1545.9459 | 0.25785 | 1545.9375 | 0.023298
[31 empty] | 1546.063 | 0.25808 | 1546.0546 | 0.023349
[31 empty] | 1546.18 | 0.25831 | 1546.1716 | 0.023399
[31 empty] | 1546.2972 | 0.25853 | 1546.2888 | 0.023446
[31 empty] | 1546.4143 | 0.25876 | 1546.4059 | 0.02349
[31 empty] | 1546.5315 | 0.25898 | 1546.5231 | 0.023531
[31 empty] | 1546.6487 | 0.2592 | 1546.6403 | 0.02357
[31 empty] | 1546.7659 | 0.25941 | 1546.7575 | 0.023606
[31 empty] | 1546.8831 | 0.25963 | 1546.8746 | 0.023639
[31 empty] | 1547.0004 | 0.25984 | 1546.9919 | 0.023673
[31 empty] | 1547.1175 | 0.26005 | 1547.1091 | 0.023705
[31 empty] | 1547.2349 | 0.26026 | 1547.2264 | 0.023739
[31 empty] | 1547.3522 | 0.26046 | 1547.3438 | 0.023775
[31 empty] | 1547.4695 | 0.26067 | 1547.4611 | 0.023817
[31 empty] | 1547.5868 | 0.26087 | 1547.5784 | 0.023867
[31 empty] | 1547.7041 | 0.26107 | 1547.6957 | 0.023923
[31 empty] | 1547.8214 | 0.26127 | 1547.813 | 0.023986
[31 empty] | 1547.9388 | 0.26147 | 1547.9304 | 0.024053
[31 empty] | 1548.0561 | 0.26166 | 1548.0477 | 0.024123
[31 empty] | 1548.1736 | 0.26185 | 1548.1652 | 0.024192
[31 empty] | 1548.291 | 0.26204 | 1548.2826 | 0.024254
[31 empty] | 1548.4084 | 0.26223 | 1548.4 | 0.02431
[31 empty] | 1548.526 | 0.26242 | 1548.5176 | 0.024357
[31 empty] | 1548.6434 | 0.2626 | 1548.635 | 0.024396
[31 empty] | 1548.761 | 0.26278 | 1548.7526 | 0.024428
[31 empty] | 1548.8784 | 0.26296 | 1548.87 | 0.024458
[31 empty] | 1548.996 | 0.26314 | 1548.9876 | 0.024487
[31 empty] | 1549.1135 | 0.26332 | 1549.1051 | 0.02452
[31 empty] | 1549.2311 | 0.26349 | 1549.2227 | 0.024559
[31 empty] | 1549.3488 | 0.26366 | 1549.3403 | 0.024606
[31 empty] | 1549.4663 | 0.26383 | 1549.4579 | 0.024662
[31 empty] | 1549.584 | 0.264 | 1549.5756 | 0.024726
[31 empty] | 1549.7015 | 0.26417 | 1549.6931 | 0.024798
[31 empty] | 1549.8192 | 0.26434 | 1549.8108 | 0.024873
[31 empty] | 1549.9369 | 0.2645 | 1549.9285 | 0.02495
[31 empty] | 1550.0546 | 0.26466 | 1550.0461 | 0.025026
[31 empty] | 1550.1724 | 0.26482 | 1550.1639 | 0.025101
[31 empty] | 1550.29 | 0.26498 | 1550.2816 | 0.025172
[31 empty] | 1550.4078 | 0.26514 | 1550.3994 | 0.025238
[31 empty] | 1550.5256 | 0.26529 | 1550.5171 | 0.025302
[31 empty] | 1550.6433 | 0.26544 | 1550.6349 | 0.025362
[31 empty] | 1550.7611 | 0.2656 | 1550.7527 | 0.02542
[31 empty] | 1550.879 | 0.26575 | 1550.8706 | 0.025474
[31 empty] | 1550.9968 | 0.26589 | 1550.9884 | 0.025526
[31 empty] | 1551.1146 | 0.26604 | 1551.1062 | 0.025576
[31 empty] | 1551.2325 | 0.26618 | 1551.2241 | 0.025621
[31 empty] | 1551.3505 | 0.26633 | 1551.342 | 0.025664
[31 empty] | 1551.4684 | 0.26647 | 1551.46 | 0.025702
[31 empty] | 1551.5863 | 0.26661 | 1551.5779 | 0.025737
[31 empty] | 1551.7042 | 0.26674 | 1551.6958 | 0.025768
[31 empty] | 1551.8221 | 0.26688 | 1551.8137 | 0.025797
[31 empty] | 1551.9402 | 0.26701 | 1551.9318 | 0.025827
[31 empty] | 1552.0582 | 0.26715 | 1552.0497 | 0.02586
[31 empty] | 1552.1762 | 0.26728 | 1552.1677 | 0.025899
[31 empty] | 1552.2942 | 0.26741 | 1552.2858 | 0.025948
[31 empty] | 1552.4122 | 0.26753 | 1552.4038 | 0.026007
[31 empty] | 1552.5304 | 0.26766 | 1552.522 | 0.026077
[31 empty] | 1552.6484 | 0.26779 | 1552.64 | 0.026156
[31 empty] | 1552.7666 | 0.26791 | 1552.7581 | 0.026244
[31 empty] | 1552.8846 | 0.26803 | 1552.8762 | 0.026338
[31 empty] | 1553.0028 | 0.26815 | 1552.9944 | 0.026433
[31 empty] | 1553.121 | 0.26826 | 1553.1126 | 0.026527
[31 empty] | 1553.2391 | 0.26838 | 1553.2307 | 0.026616
[31 empty] | 1553.3574 | 0.2685 | 1553.3489 | 0.026696
[31 empty] | 1553.4756 | 0.26861 | 1553.4672 | 0.026768
[31 empty] | 1553.5939 | 0.26872 | 1553.5853 | 0.026829
[31 empty] | 1553.712 | 0.26883 | 1553.7036 | 0.02688
[31 empty] | 1553.8303 | 0.26894 | 1553.8219 | 0.026923
[31 empty] | 1553.9486 | 0.26904 | 1553.9402 | 0.026958
[31 empty] | 1554.0669 | 0.26915 | 1554.0585 | 0.026988
[31 empty] | 1554.1853 | 0.26925 | 1554.1768 | 0.027015
[31 empty] | 1554.3036 | 0.26935 | 1554.2952 | 0.027038
[31 empty] | 1554.422 | 0.26944 | 1554.4135 | 0.027058
[31 empty] | 1554.5403 | 0.26954 | 1554.5319 | 0.027078
[31 empty] | 1554.6587 | 0.26964 | 1554.6503 | 0.027096
[31 empty] | 1554.7771 | 0.26973 | 1554.7687 | 0.027116
[31 empty] | 1554.8956 | 0.26982 | 1554.8871 | 0.027137
[31 empty] | 1555.014 | 0.26991 | 1555.0056 | 0.027161
[31 empty] | 1555.1325 | 0.26999 | 1555.124 | 0.027189
[31 empty] | 1555.251 | 0.27008 | 1555.2425 | 0.027222
[31 empty] | 1555.3695 | 0.27016 | 1555.3611 | 0.02726
[31 empty] | 1555.488 | 0.27024 | 1555.4796 | 0.027304
[31 empty] | 1555.6066 | 0.27032 | 1555.5981 | 0.027352
[31 empty] | 1555.7251 | 0.2704 | 1555.7167 | 0.027406
[31 empty] | 1555.8436 | 0.27047 | 1555.8352 | 0.027462
[31 empty] | 1555.9623 | 0.27054 | 1555.9539 | 0.027521
[31 empty] | 1556.0809 | 0.27062 | 1556.0724 | 0.027582
[31 empty] | 1556.1996 | 0.27069 | 1556.191 | 0.027644
[31 empty] | 1556.3181 | 0.27075 | 1556.3097 | 0.027707
[31 empty] | 1556.4369 | 0.27082 | 1556.4283 | 0.027771
[31 empty] | 1556.5555 | 0.27088 | 1556.5471 | 0.027835
[31 empty] | 1556.6742 | 0.27094 | 1556.6658 | 0.027902
[31 empty] | 1556.793 | 0.271 | 1556.7846 | 0.02797
[31 empty] | 1556.9117 | 0.27106 | 1556.9032 | 0.028041
[31 empty] | 1557.0304 | 0.27112 | 1557.022 | 0.028115
[31 empty] | 1557.1492 | 0.27117 | 1557.1408 | 0.028192
[31 empty] | 1557.2681 | 0.27123 | 1557.2595 | 0.028271
[31 empty] | 1557.3868 | 0.27127 | 1557.3784 | 0.028349
[31 empty] | 1557.5056 | 0.27132 | 1557.4972 | 0.028428
[31 empty] | 1557.6245 | 0.27137 | 1557.6161 | 0.028505
[31 empty] | 1557.7434 | 0.27142 | 1557.7349 | 0.02858
[31 empty] | 1557.8623 | 0.27146 | 1557.8538 | 0.028655
[31 empty] | 1557.9812 | 0.2715 | 1557.9727 | 0.028731
[31 empty] | 1558.1001 | 0.27154 | 1558.0917 | 0.028812
[31 empty] | 1558.219 | 0.27158 | 1558.2106 | 0.028898
[31 empty] | 1558.338 | 0.27161 | 1558.3295 | 0.028991
[31 empty] | 1558.4569 | 0.27165 | 1558.4485 | 0.029091
[31 empty] | 1558.5759 | 0.27168 | 1558.5675 | 0.029196
[31 empty] | 1558.695 | 0.27171 | 1558.6865 | 0.029301
[31 empty] | 1558.814 | 0.27174 | 1558.8055 | 0.029403
[31 empty] | 1558.933 | 0.27177 | 1558.9246 | 0.029499
[31 empty] | 1559.0521 | 0.27179 | 1559.0436 | 0.029584
[31 empty] | 1559.1711 | 0.27181 | 1559.1627 | 0.029658
[31 empty] | 1559.2903 | 0.27183 | 1559.2819 | 0.029719
[31 empty] | 1559.4094 | 0.27185 | 1559.4009 | 0.029764
[31 empty] | 1559.5286 | 0.27186 | 1559.52 | 0.029796
[31 empty] | 1559.6477 | 0.27188 | 1559.6393 | 0.029813
[31 empty] | 1559.7668 | 0.27189 | 1559.7584 | 0.02982
[31 empty] | 1559.8861 | 0.2719 | 1559.8776 | 0.029818
[31 empty] | 1560.0052 | 0.27191 | 1559.9968 | 0.029815
[31 empty] | 1560.1245 | 0.27191 | 1560.1161 | 0.029815
[31 empty] | 1560.2438 | 0.27192 | 1560.2352 | 0.029824
[31 empty] | 1560.363 | 0.27192 | 1560.3546 | 0.029845
[31 empty] | 1560.4823 | 0.27191 | 1560.4739 | 0.029882
[31 empty] | 1560.6016 | 0.27191 | 1560.5931 | 0.029935
[31 empty] | 1560.7209 | 0.2719 | 1560.7124 | 0.030001
[31 empty] | 1560.8403 | 0.2719 | 1560.8318 | 0.030079
[31 empty] | 1560.9596 | 0.27188 | 1560.9512 | 0.030166
[31 empty] | 1561.079 | 0.27187 | 1561.0706 | 0.030256
[31 empty] | 1561.1984 | 0.27185 | 1561.1899 | 0.030347
[31 empty] | 1561.3179 | 0.27183 | 1561.3093 | 0.030436
[31 empty] | 1561.4373 | 0.27181 | 1561.4287 | 0.030523
[31 empty] | 1561.5566 | 0.27178 | 1561.5482 | 0.030606
[31 empty] | 1561.6762 | 0.27175 | 1561.6677 | 0.030686
[31 empty] | 1561.7957 | 0.27172 | 1561.7871 | 0.030764
[31 empty] | 1561.9152 | 0.27168 | 1561.9066 | 0.030839
[31 empty] | 1562.0347 | 0.27164 | 1562.0262 | 0.03091
[31 empty] | 1562.1542 | 0.2716 | 1562.1457 | 0.030978
[31 empty] | 1562.2738 | 0.27155 | 1562.2653 | 0.031041
[31 empty] | 1562.3933 | 0.2715 | 1562.3849 | 0.031097
[31 empty] | 1562.5129 | 0.27145 | 1562.5045 | 0.031148
[31 empty] | 1562.6326 | 0.27139 | 1562.624 | 0.031195
[31 empty] | 1562.7522 | 0.27133 | 1562.7436 | 0.03124
[31 empty] | 1562.8718 | 0.27126 | 1562.8634 | 0.031285
[31 empty] | 1562.9915 | 0.27119 | 1562.983 | 0.031333
[31 empty] | 1563.1112 | 0.27112 | 1563.1027 | 0.031384
[31 empty] | 1563.231 | 0.27104 | 1563.2224 | 0.031441
[31 empty] | 1563.3506 | 0.27096 | 1563.3422 | 0.031501
[31 empty] | 1563.4703 | 0.27087 | 1563.4619 | 0.031564
[31 empty] | 1563.5901 | 0.27078 | 1563.5817 | 0.031627
[31 empty] | 1563.71 | 0.27068 | 1563.7014 | 0.031687
[31 empty] | 1563.8297 | 0.27058 | 1563.8212 | 0.031745
[31 empty] | 1563.9496 | 0.27047 | 1563.941 | 0.031799
[31 empty] | 1564.0693 | 0.27036 | 1564.0609 | 0.031853
[31 empty] | 1564.1892 | 0.27025 | 1564.1807 | 0.031908
[31 empty] | 1564.3091 | 0.27013 | 1564.3005 | 0.031969
[31 empty] | 1564.429 | 0.27 | 1564.4205 | 0.032038
[31 empty] | 1564.5488 | 0.26987 | 1564.5404 | 0.032119
[31 empty] | 1564.6688 | 0.26974 | 1564.6603 | 0.032213
[31 empty] | 1564.7887 | 0.26961 | 1564.7803 | 0.032316
[31 empty] | 1564.9087 | 0.26946 | 1564.9003 | 0.032427
[31 empty] | 1565.0287 | 0.26932 | 1565.0201 | 0.032539
[31 empty] | 1565.1487 | 0.26917 | 1565.1401 | 0.032648
[31 empty] | 1565.2687 | 0.26902 | 1565.2603 | 0.032749
[31 empty] | 1565.3888 | 0.26886 | 1565.3802 | 0.032839
[31 empty] | 1565.5088 | 0.2687 | 1565.5002 | 0.032915
[31 empty] | 1565.6289 | 0.26853 | 1565.6204 | 0.032979
[31 empty] | 1565.7489 | 0.26837 | 1565.7405 | 0.033031
[31 empty] | 1565.869 | 0.2682 | 1565.8606 | 0.033075
[31 empty] | 1565.9893 | 0.26802 | 1565.9807 | 0.033115
[31 empty] | 1566.1094 | 0.26785 | 1566.1008 | 0.033154
[31 empty] | 1566.2295 | 0.26767 | 1566.2209 | 0.033194
[31 empty] | 1566.3497 | 0.26748 | 1566.3412 | 0.033237
[31 empty] | 1566.4698 | 0.2673 | 1566.4614 | 0.033285
[31 empty] | 1566.5901 | 0.26711 | 1566.5817 | 0.033339
[31 empty] | 1566.7103 | 0.26692 | 1566.7019 | 0.033401
[31 empty] | 1566.8306 | 0.26673 | 1566.8221 | 0.033469
[31 empty] | 1566.9509 | 0.26654 | 1566.9424 | 0.033545
[31 empty] | 1567.0712 | 0.26634 | 1567.0626 | 0.033629
[31 empty] | 1567.1915 | 0.26615 | 1567.183 | 0.033719
[31 empty] | 1567.3118 | 0.26595 | 1567.3033 | 0.033813
[31 empty] | 1567.4321 | 0.26575 | 1567.4237 | 0.033908
[31 empty] | 1567.5525 | 0.26554 | 1567.5441 | 0.034002
[31 empty] | 1567.673 | 0.26534 | 1567.6644 | 0.034092
[31 empty] | 1567.7933 | 0.26513 | 1567.7848 | 0.034176
[31 empty] | 1567.9137 | 0.26493 | 1567.9053 | 0.034253
[31 empty] | 1568.0342 | 0.26472 | 1568.0256 | 0.034322
[31 empty] | 1568.1547 | 0.26451 | 1568.1461 | 0.034386
[31 empty] | 1568.2751 | 0.26429 | 1568.2666 | 0.034444
[31 empty] | 1568.3956 | 0.26408 | 1568.3871 | 0.034498
[31 empty] | 1568.5161 | 0.26386 | 1568.5077 | 0.034551
[31 empty] | 1568.6367 | 0.26364 | 1568.6282 | 0.034602
[31 empty] | 1568.7572 | 0.26342 | 1568.7488 | 0.034654
[31 empty] | 1568.8778 | 0.2632 | 1568.8693 | 0.034705
[31 empty] | 1568.9984 | 0.26297 | 1568.9899 | 0.034755
[31 empty] | 1569.119 | 0.26274 | 1569.1105 | 0.034803
[31 empty] | 1569.2396 | 0.26251 | 1569.2311 | 0.034852
[31 empty] | 1569.3602 | 0.26228 | 1569.3518 | 0.0349
[31 empty] | 1569.481 | 0.26204 | 1569.4724 | 0.034949
[31 empty] | 1569.6017 | 0.2618 | 1569.5931 | 0.035
[31 empty] | 1569.7223 | 0.26156 | 1569.7139 | 0.035056
[31 empty] | 1569.843 | 0.26131 | 1569.8345 | 0.035116
[31 empty] | 1569.9637 | 0.26106 | 1569.9553 | 0.035182
[31 empty] | 1570.0846 | 0.26081 | 1570.076 | 0.035253
[31 empty] | 1570.2053 | 0.26055 | 1570.1968 | 0.035326
[31 empty] | 1570.3262 | 0.26029 | 1570.3176 | 0.035399
[31 empty] | 1570.4469 | 0.26002 | 1570.4383 | 0.035471
[31 empty] | 1570.5677 | 0.25976 | 1570.5592 | 0.035537
[31 empty] | 1570.6886 | 0.25949 | 1570.68 | 0.0356
[31 empty] | 1570.8094 | 0.25921 | 1570.8009 | 0.03566
[31 empty] | 1570.9304 | 0.25893 | 1570.9219 | 0.035718
[31 empty] | 1571.0513 | 0.25865 | 1571.0427 | 0.035778
[31 empty] | 1571.1722 | 0.25836 | 1571.1637 | 0.035844
[31 empty] | 1571.2931 | 0.25807 | 1571.2847 | 0.035918
[31 empty] | 1571.4141 | 0.25778 | 1571.4055 | 0.036001
[31 empty] | 1571.535 | 0.25748 | 1571.5266 | 0.036092
[31 empty] | 1571.6561 | 0.25718 | 1571.6476 | 0.03619
[31 empty] | 1571.7771 | 0.25687 | 1571.7686 | 0.036291
[31 empty] | 1571.8982 | 0.25657 | 1571.8897 | 0.036392
[31 empty] | 1572.0192 | 0.25625 | 1572.0106 | 0.036489
[31 empty] | 1572.1403 | 0.25594 | 1572.1317 | 0.03658
[31 empty] | 1572.2613 | 0.25562 | 1572.2528 | 0.036665
[31 empty] | 1572.3825 | 0.25529 | 1572.3739 | 0.036744
[31 empty] | 1572.5035 | 0.25497 | 1572.4951 | 0.036819
[31 empty] | 1572.6248 | 0.25464 | 1572.6162 | 0.036893
[31 empty] | 1572.746 | 0.25431 | 1572.7374 | 0.036964
[31 empty] | 1572.8671 | 0.25397 | 1572.8585 | 0.037036
[31 empty] | 1572.9883 | 0.25363 | 1572.9797 | 0.037105
[31 empty] | 1573.1095 | 0.25329 | 1573.101 | 0.037171
[31 empty] | 1573.2307 | 0.25294 | 1573.2223 | 0.037233
[31 empty] | 1573.352 | 0.2526 | 1573.3435 | 0.037291
[31 empty] | 1573.4733 | 0.25224 | 1573.4647 | 0.037344
[31 empty] | 1573.5946 | 0.25189 | 1573.5861 | 0.037391
[31 empty] | 1573.7159 | 0.25153 | 1573.7074 | 0.037434
[31 empty] | 1573.8373 | 0.25117 | 1573.8287 | 0.037476
[31 empty] | 1573.9586 | 0.2508 | 1573.9501 | 0.037515
[31 empty] | 1574.08 | 0.25044 | 1574.0714 | 0.037555
[31 empty] | 1574.2014 | 0.25007 | 1574.1929 | 0.037596
[31 empty] | 1574.3228 | 0.24969 | 1574.3142 | 0.037641
[31 empty] | 1574.4442 | 0.24932 | 1574.4357 | 0.03769
[31 empty] | 1574.5657 | 0.24894 | 1574.5571 | 0.037745
[31 empty] | 1574.6871 | 0.24856 | 1574.6786 | 0.037805
[31 empty] | 1574.8086 | 0.24817 | 1574.8001 | 0.037872
[31 empty] | 1574.93 | 0.24779 | 1574.9216 | 0.037945
[31 empty] | 1575.0516 | 0.24739 | 1575.0431 | 0.038024
[31 empty] | 1575.1732 | 0.247 | 1575.1647 | 0.038106
[31 empty] | 1575.2947 | 0.2466 | 1575.2863 | 0.038193
[31 empty] | 1575.4163 | 0.2462 | 1575.4077 | 0.03828
[31 empty] | 1575.538 | 0.2458 | 1575.5294 | 0.038367
[31 empty] | 1575.6596 | 0.2454 | 1575.651 | 0.038453
[31 empty] | 1575.7811 | 0.24499 | 1575.7726 | 0.038537
[31 empty] | 1575.9028 | 0.24458 | 1575.8943 | 0.03862
[31 empty] | 1576.0245 | 0.24417 | 1576.016 | 0.038705
[31 empty] | 1576.1462 | 0.24375 | 1576.1377 | 0.038791
[31 empty] | 1576.2679 | 0.24333 | 1576.2594 | 0.038882
[31 empty] | 1576.3897 | 0.2429 | 1576.3811 | 0.038975
[31 empty] | 1576.5113 | 0.24248 | 1576.5028 | 0.039072
[31 empty] | 1576.6332 | 0.24205 | 1576.6246 | 0.039171
[31 empty] | 1576.7549 | 0.24162 | 1576.7463 | 0.039268
[31 empty] | 1576.8767 | 0.24118 | 1576.8682 | 0.039361
[31 empty] | 1576.9985 | 0.24074 | 1576.99 | 0.039446
[31 empty] | 1577.1204 | 0.2403 | 1577.1118 | 0.039523
[31 empty] | 1577.2423 | 0.23985 | 1577.2336 | 0.03959
[31 empty] | 1577.3641 | 0.2394 | 1577.3556 | 0.039647
[31 empty] | 1577.4861 | 0.23895 | 1577.4774 | 0.039696
[31 empty] | 1577.6079 | 0.23849 | 1577.5994 | 0.039739
[31 empty] | 1577.7299 | 0.23803 | 1577.7213 | 0.039778
[31 empty] | 1577.8518 | 0.23757 | 1577.8433 | 0.039816
[31 empty] | 1577.9738 | 0.2371 | 1577.9652 | 0.039856
[31 empty] | 1578.0958 | 0.23663 | 1578.0873 | 0.039899
[31 empty] | 1578.2178 | 0.23616 | 1578.2092 | 0.039949
[31 empty] | 1578.3398 | 0.23568 | 1578.3313 | 0.04001
[31 empty] | 1578.4619 | 0.23519 | 1578.4534 | 0.040081
[31 empty] | 1578.584 | 0.23471 | 1578.5754 | 0.040166
[31 empty] | 1578.7061 | 0.23422 | 1578.6975 | 0.040264
[31 empty] | 1578.8281 | 0.23373 | 1578.8196 | 0.040372
[31 empty] | 1578.9503 | 0.23323 | 1578.9418 | 0.040485
[31 empty] | 1579.0724 | 0.23273 | 1579.0638 | 0.040597
[31 empty] | 1579.1946 | 0.23222 | 1579.186 | 0.040705
[31 empty] | 1579.3168 | 0.23171 | 1579.3082 | 0.040802
[31 empty] | 1579.439 | 0.2312 | 1579.4304 | 0.040886
[31 empty] | 1579.5612 | 0.23069 | 1579.5526 | 0.040958
[31 empty] | 1579.6835 | 0.23017 | 1579.6748 | 0.041022
[31 empty] | 1579.8057 | 0.22965 | 1579.7971 | 0.04108
[31 empty] | 1579.928 | 0.22912 | 1579.9194 | 0.041137
[31 empty] | 1580.0503 | 0.22859 | 1580.0418 | 0.041197
[31 empty] | 1580.1726 | 0.22806 | 1580.1641 | 0.041265
[31 empty] | 1580.2949 | 0.22752 | 1580.2864 | 0.041339
[31 empty] | 1580.4172 | 0.22698 | 1580.4087 | 0.041422
[31 empty] | 1580.5397 | 0.22643 | 1580.531 | 0.04151
[31 empty] | 1580.662 | 0.22589 | 1580.6534 | 0.041601
[31 empty] | 1580.7844 | 0.22534 | 1580.7759 | 0.041691
[31 empty] | 1580.9069 | 0.22479 | 1580.8983 | 0.041779
[31 empty] | 1581.0293 | 0.22423 | 1581.0207 | 0.041862
[31 empty] | 1581.1517 | 0.22367 | 1581.1432 | 0.04194
[31 empty] | 1581.2743 | 0.22311 | 1581.2656 | 0.042014
[31 empty] | 1581.3967 | 0.22255 | 1581.3882 | 0.042085
[31 empty] | 1581.5193 | 0.22199 | 1581.5107 | 0.042154
[31 empty] | 1581.6418 | 0.22142 | 1581.6333 | 0.042227
[31 empty] | 1581.7644 | 0.22085 | 1581.7559 | 0.042304
[31 empty] | 1581.887 | 0.22028 | 1581.8784 | 0.042386
[31 empty] | 1582.0095 | 0.21971 | 1582.001 | 0.042475
[31 empty] | 1582.1322 | 0.21913 | 1582.1235 | 0.042568
[31 empty] | 1582.2548 | 0.21856 | 1582.2462 | 0.042665
[31 empty] | 1582.3774 | 0.21799 | 1582.3689 | 0.042764
[31 empty] | 1582.5001 | 0.21741 | 1582.4916 | 0.042858
[31 empty] | 1582.6228 | 0.21683 | 1582.6143 | 0.042947
[31 empty] | 1582.7455 | 0.21625 | 1582.7369 | 0.043026
[31 empty] | 1582.8683 | 0.21567 | 1582.8597 | 0.043092
[31 empty] | 1582.991 | 0.21509 | 1582.9824 | 0.043144
[31 empty] | 1583.1138 | 0.21451 | 1583.1052 | 0.043184
[31 empty] | 1583.2366 | 0.21393 | 1583.228 | 0.043213
[31 empty] | 1583.3594 | 0.21334 | 1583.3508 | 0.043236
[31 empty] | 1583.4822 | 0.21276 | 1583.4736 | 0.043259
[31 empty] | 1583.6051 | 0.21218 | 1583.5964 | 0.043284
[31 empty] | 1583.7279 | 0.21159 | 1583.7194 | 0.043319
[31 empty] | 1583.8508 | 0.211 | 1583.8423 | 0.043365
[31 empty] | 1583.9738 | 0.21042 | 1583.9651 | 0.043424
[31 empty] | 1584.0967 | 0.20983 | 1584.088 | 0.043492
[31 empty] | 1584.2196 | 0.20924 | 1584.2109 | 0.043568
[31 empty] | 1584.3425 | 0.20865 | 1584.334 | 0.043645
[31 empty] | 1584.4654 | 0.20806 | 1584.4569 | 0.043718
[31 empty] | 1584.5885 | 0.20747 | 1584.58 | 0.043784
[31 empty] | 1584.7115 | 0.20687 | 1584.703 | 0.043841
[31 empty] | 1584.8346 | 0.20628 | 1584.8259 | 0.04389
[31 empty] | 1584.9576 | 0.20568 | 1584.9491 | 0.043937
[31 empty] | 1585.0807 | 0.20508 | 1585.0721 | 0.043987
[31 empty] | 1585.2037 | 0.20448 | 1585.1952 | 0.044046
[31 empty] | 1585.3269 | 0.20388 | 1585.3184 | 0.04412
[31 empty] | 1585.4501 | 0.20328 | 1585.4414 | 0.044214
[31 empty] | 1585.5732 | 0.20267 | 1585.5646 | 0.044329
[31 empty] | 1585.6964 | 0.20206 | 1585.6877 | 0.044462
[31 empty] | 1585.8196 | 0.20145 | 1585.8109 | 0.044609
[31 empty] | 1585.9427 | 0.20084 | 1585.9342 | 0.044764
[31 empty] | 1586.066 | 0.20023 | 1586.0574 | 0.044919
[31 empty] | 1586.1892 | 0.19961 | 1586.1807 | 0.045067
[31 empty] | 1586.3125 | 0.199 | 1586.304 | 0.0452
[31 empty] | 1586.4358 | 0.19838 | 1586.4272 | 0.045316
[31 empty] | 1586.5591 | 0.19776 | 1586.5505 | 0.045414
[31 empty] | 1586.6824 | 0.19713 | 1586.6738 | 0.045496
[31 empty] | 1586.8058 | 0.19651 | 1586.7971 | 0.045564
[31 empty] | 1586.9291 | 0.19588 | 1586.9205 | 0.045623
[31 empty] | 1587.0525 | 0.19526 | 1587.0439 | 0.045681
[31 empty] | 1587.1759 | 0.19463 | 1587.1674 | 0.045737
[31 empty] | 1587.2993 | 0.19399 | 1587.2908 | 0.045798
[31 empty] | 1587.4227 | 0.19336 | 1587.4142 | 0.045863
[31 empty] | 1587.5463 | 0.19273 | 1587.5376 | 0.045934
[31 empty] | 1587.6697 | 0.19209 | 1587.6611 | 0.046009
[31 empty] | 1587.7932 | 0.19146 | 1587.7846 | 0.046087
[31 empty] | 1587.9168 | 0.19082 | 1587.9081 | 0.046166
[31 empty] | 1588.0403 | 0.19018 | 1588.0316 | 0.046245
[31 empty] | 1588.1638 | 0.18954 | 1588.1552 | 0.046323
[31 empty] | 1588.2874 | 0.1889 | 1588.2788 | 0.0464
[31 empty] | 1588.411 | 0.18825 | 1588.4023 | 0.046476
[31 empty] | 1588.5346 | 0.18761 | 1588.526 | 0.04655
[31 empty] | 1588.6582 | 0.18696 | 1588.6497 | 0.046622
[31 empty] | 1588.7819 | 0.18632 | 1588.7732 | 0.046693
[31 empty] | 1588.9055 | 0.18567 | 1588.897 | 0.046765
[31 empty] | 1589.0292 | 0.18503 | 1589.0206 | 0.046837
[31 empty] | 1589.1529 | 0.18437 | 1589.1443 | 0.046911
[31 empty] | 1589.2766 | 0.18373 | 1589.2681 | 0.046987
[31 empty] | 1589.4004 | 0.18308 | 1589.3918 | 0.047066
[31 empty] | 1589.5242 | 0.18243 | 1589.5155 | 0.047147
[31 empty] | 1589.648 | 0.18178 | 1589.6393 | 0.04723
[31 empty] | 1589.7717 | 0.18113 | 1589.7632 | 0.047314
[31 empty] | 1589.8955 | 0.18048 | 1589.887 | 0.047399
[31 empty] | 1590.0194 | 0.17983 | 1590.0109 | 0.047485
[31 empty] | 1590.1433 | 0.17917 | 1590.1346 | 0.04757
[31 empty] | 1590.2672 | 0.17852 | 1590.2585 | 0.047656
[31 empty] | 1590.3911 | 0.17787 | 1590.3825 | 0.047741
[31 empty] | 1590.515 | 0.17722 | 1590.5064 | 0.047822
[31 empty] | 1590.6389 | 0.17657 | 1590.6302 | 0.047899
[31 empty] | 1590.7628 | 0.17592 | 1590.7543 | 0.047972
[31 empty] | 1590.8868 | 0.17526 | 1590.8783 | 0.048038
[31 empty] | 1591.0109 | 0.17461 | 1591.0022 | 0.048103
[31 empty] | 1591.1349 | 0.17397 | 1591.1262 | 0.048167
[31 empty] | 1591.2589 | 0.17332 | 1591.2502 | 0.048236
[31 empty] | 1591.3829 | 0.17266 | 1591.3744 | 0.048311
[31 empty] | 1591.5071 | 0.17202 | 1591.4984 | 0.048393
[31 empty] | 1591.6311 | 0.17137 | 1591.6226 | 0.048482
[31 empty] | 1591.7552 | 0.17072 | 1591.7466 | 0.048574
[31 empty] | 1591.8794 | 0.17008 | 1591.8707 | 0.048663
[31 empty] | 1592.0035 | 0.16943 | 1591.9949 | 0.048745
[31 empty] | 1592.1277 | 0.16878 | 1592.1191 | 0.048817
[31 empty] | 1592.2518 | 0.16814 | 1592.2433 | 0.048877
[31 empty] | 1592.3761 | 0.16749 | 1592.3674 | 0.048926
[31 empty] | 1592.5004 | 0.16685 | 1592.4917 | 0.048968
[31 empty] | 1592.6246 | 0.16621 | 1592.616 | 0.049006
[31 empty] | 1592.7489 | 0.16557 | 1592.7402 | 0.049044
[31 empty] | 1592.8732 | 0.16493 | 1592.8645 | 0.049086
[31 empty] | 1592.9974 | 0.16429 | 1592.9888 | 0.049133
[31 empty] | 1593.1218 | 0.16364 | 1593.1132 | 0.049188
[31 empty] | 1593.2461 | 0.163 | 1593.2376 | 0.049251
[31 empty] | 1593.3705 | 0.16237 | 1593.3618 | 0.049324
[31 empty] | 1593.4949 | 0.16173 | 1593.4862 | 0.049405
[31 empty] | 1593.6193 | 0.16109 | 1593.6106 | 0.049494
[31 empty] | 1593.7436 | 0.16045 | 1593.7351 | 0.049589
[31 empty] | 1593.8682 | 0.15981 | 1593.8595 | 0.049689
[31 empty] | 1593.9925 | 0.15917 | 1593.984 | 0.049791
[31 empty] | 1594.1171 | 0.15854 | 1594.1084 | 0.04989
[31 empty] | 1594.2416 | 0.1579 | 1594.2329 | 0.049986
[31 empty] | 1594.3661 | 0.15726 | 1594.3574 | 0.050076
[31 empty] | 1594.4906 | 0.15663 | 1594.4821 | 0.050159
[31 empty] | 1594.6152 | 0.15599 | 1594.6066 | 0.050236
[31 empty] | 1594.7397 | 0.15536 | 1594.7312 | 0.05031
[31 empty] | 1594.8644 | 0.15472 | 1594.8557 | 0.050382
[31 empty] | 1594.989 | 0.15408 | 1594.9804 | 0.050456
[31 empty] | 1595.1137 | 0.15345 | 1595.105 | 0.05053
[31 empty] | 1595.2383 | 0.15281 | 1595.2296 | 0.050608
[31 empty] | 1595.3629 | 0.15218 | 1595.3544 | 0.050687
[31 empty] | 1595.4877 | 0.15154 | 1595.479 | 0.050768
[31 empty] | 1595.6124 | 0.15091 | 1595.6038 | 0.050847
[31 empty] | 1595.7371 | 0.15027 | 1595.7285 | 0.050927
[31 empty] | 1595.8618 | 0.14964 | 1595.8533 | 0.051007
[31 empty] | 1595.9867 | 0.149 | 1595.978 | 0.051089
[31 empty] | 1596.1115 | 0.14837 | 1596.1028 | 0.051174
[31 empty] | 1596.2362 | 0.14774 | 1596.2277 | 0.051264
[31 empty] | 1596.3611 | 0.1471 | 1596.3524 | 0.051358
[31 empty] | 1596.486 | 0.14647 | 1596.4773 | 0.051453
[31 empty] | 1596.6108 | 0.14584 | 1596.6022 | 0.051549
[31 empty] | 1596.7357 | 0.14521 | 1596.727 | 0.05164
[31 empty] | 1596.8606 | 0.14458 | 1596.8519 | 0.051726
[31 empty] | 1596.9856 | 0.14395 | 1596.9769 | 0.051806
[31 empty] | 1597.1105 | 0.14332 | 1597.1018 | 0.05188
[31 empty] | 1597.2355 | 0.14269 | 1597.2268 | 0.051949
[31 empty] | 1597.3605 | 0.14206 | 1597.3518 | 0.052016
[31 empty] | 1597.4855 | 0.14144 | 1597.4768 | 0.052085
[31 empty] | 1597.6105 | 0.14081 | 1597.6018 | 0.052156
[31 empty] | 1597.7355 | 0.14018 | 1597.7269 | 0.052232
[31 empty] | 1597.8606 | 0.13956 | 1597.8519 | 0.05231
[31 empty] | 1597.9857 | 0.13894 | 1597.977 | 0.052391
[31 empty] | 1598.1108 | 0.13832 | 1598.1022 | 0.052468
[31 empty] | 1598.236 | 0.13769 | 1598.2273 | 0.052539
[31 empty] | 1598.3611 | 0.13708 | 1598.3524 | 0.052602
[31 empty] | 1598.4862 | 0.13646 | 1598.4775 | 0.052656
[31 empty] | 1598.6115 | 0.13584 | 1598.6028 | 0.052702
[31 empty] | 1598.7366 | 0.13522 | 1598.728 | 0.052743
[31 empty] | 1598.8618 | 0.13461 | 1598.8531 | 0.052783
[31 empty] | 1598.9871 | 0.134 | 1598.9784 | 0.052825
[31 empty] | 1599.1123 | 0.13338 | 1599.1038 | 0.052874
[31 empty] | 1599.2377 | 0.13277 | 1599.229 | 0.052932
[31 empty] | 1599.3629 | 0.13216 | 1599.3543 | 0.052997
[31 empty] | 1599.4883 | 0.13155 | 1599.4796 | 0.053072
[31 empty] | 1599.6137 | 0.13095 | 1599.605 | 0.053152
[31 empty] | 1599.739 | 0.13034 | 1599.7304 | 0.053237
[31 empty] | 1599.8644 | 0.12974 | 1599.8557 | 0.05332
[31 empty] | 1599.9897 | 0.12914 | 1599.9811 | 0.053399
[31 empty] | 1600.1151 | 0.12853 | 1600.1066 | 0.053473
[31 empty] | 1600.2406 | 0.12793 | 1600.2319 | 0.053539
[31 empty] | 1600.3661 | 0.12734 | 1600.3574 | 0.0536
[31 empty] | 1600.4916 | 0.12674 | 1600.4829 | 0.053658
[31 empty] | 1600.6171 | 0.12615 | 1600.6084 | 0.053714
[31 empty] | 1600.7425 | 0.12556 | 1600.7339 | 0.053774
[31 empty] | 1600.8682 | 0.12496 | 1600.8595 | 0.053842
[31 empty] | 1600.9936 | 0.12437 | 1600.985 | 0.053918
[31 empty] | 1601.1193 | 0.12379 | 1601.1106 | 0.054004
[31 empty] | 1601.2449 | 0.1232 | 1601.2362 | 0.054098
[31 empty] | 1601.3705 | 0.12262 | 1601.3618 | 0.054199
[31 empty] | 1601.4961 | 0.12204 | 1601.4874 | 0.054303
[31 empty] | 1601.6217 | 0.12146 | 1601.613 | 0.054407
[31 empty] | 1601.7474 | 0.12088 | 1601.7388 | 0.05451
[31 empty] | 1601.8732 | 0.1203 | 1601.8645 | 0.05461
[31 empty] | 1601.9988 | 0.11973 | 1601.9902 | 0.054709
[31 empty] | 1602.1246 | 0.11915 | 1602.116 | 0.054809
[31 empty] | 1602.2504 | 0.11858 | 1602.2417 | 0.054912
[31 empty] | 1602.3761 | 0.11801 | 1602.3674 | 0.055019
[31 empty] | 1602.502 | 0.11745 | 1602.4933 | 0.055132
[31 empty] | 1602.6277 | 0.11688 | 1602.619 | 0.055249
[31 empty] | 1602.7535 | 0.11632 | 1602.7449 | 0.055367
[31 empty] | 1602.8794 | 0.11575 | 1602.8707 | 0.055484
[31 empty] | 1603.0052 | 0.11519 | 1602.9966 | 0.055595
[31 empty] | 1603.1312 | 0.11463 | 1603.1226 | 0.055699
[31 empty] | 1603.2571 | 0.11408 | 1603.2484 | 0.055796
[31 empty] | 1603.3831 | 0.11352 | 1603.3744 | 0.055885
[31 empty] | 1603.5089 | 0.11296 | 1603.5004 | 0.05597
[31 empty] | 1603.6349 | 0.11241 | 1603.6262 | 0.056054
[31 empty] | 1603.761 | 0.11186 | 1603.7523 | 0.056138
[31 empty] | 1603.887 | 0.11131 | 1603.8783 | 0.056224
[31 empty] | 1604.0129 | 0.11076 | 1604.0043 | 0.056312
[31 empty] | 1604.139 | 0.11022 | 1604.1304 | 0.056401
[31 empty] | 1604.2651 | 0.10967 | 1604.2565 | 0.056487
[31 empty] | 1604.3912 | 0.10913 | 1604.3826 | 0.056568
[31 empty] | 1604.5173 | 0.10859 | 1604.5087 | 0.05664
[31 empty] | 1604.6434 | 0.10805 | 1604.6348 | 0.0567
[31 empty] | 1604.7695 | 0.10751 | 1604.7609 | 0.056748
[31 empty] | 1604.8957 | 0.10697 | 1604.8871 | 0.056787
[31 empty] | 1605.022 | 0.10644 | 1605.0133 | 0.056816
[31 empty] | 1605.1482 | 0.1059 | 1605.1395 | 0.056841
[31 empty] | 1605.2744 | 0.10537 | 1605.2658 | 0.056865
[31 empty] | 1605.4006 | 0.10484 | 1605.392 | 0.056892
[31 empty] | 1605.5269 | 0.10431 | 1605.5182 | 0.056926
[31 empty] | 1605.6532 | 0.10379 | 1605.6445 | 0.056969
[31 empty] | 1605.7795 | 0.10326 | 1605.7709 | 0.057024
[31 empty] | 1605.9059 | 0.10274 | 1605.8972 | 0.057092
[31 empty] | 1606.0322 | 0.10222 | 1606.0236 | 0.057174
[31 empty] | 1606.1586 | 0.10169 | 1606.1499 | 0.057269
[31 empty] | 1606.2849 | 0.10118 | 1606.2762 | 0.057374
[31 empty] | 1606.4114 | 0.10066 | 1606.4027 | 0.057486
[31 empty] | 1606.5378 | 0.10015 | 1606.5292 | 0.057602
[31 empty] | 1606.6642 | 0.099635 | 1606.6555 | 0.057714
[31 empty] | 1606.7908 | 0.099125 | 1606.782 | 0.05782
[31 empty] | 1606.9172 | 0.098618 | 1606.9086 | 0.057918
[31 empty] | 1607.0437 | 0.098112 | 1607.035 | 0.058005
[31 empty] | 1607.1703 | 0.097608 | 1607.1615 | 0.058085
[31 empty] | 1607.2967 | 0.097107 | 1607.2881 | 0.058158
[31 empty] | 1607.4233 | 0.096605 | 1607.4147 | 0.058229
[31 empty] | 1607.5499 | 0.096107 | 1607.5413 | 0.0583
[31 empty] | 1607.6765 | 0.095611 | 1607.6679 | 0.058372
[31 empty] | 1607.8032 | 0.095118 | 1607.7946 | 0.058448
[31 empty] | 1607.9298 | 0.094626 | 1607.9211 | 0.058527
[31 empty] | 1608.0565 | 0.094138 | 1608.0478 | 0.05861
[31 empty] | 1608.1832 | 0.093651 | 1608.1746 | 0.058699
[31 empty] | 1608.3099 | 0.093166 | 1608.3013 | 0.058791
[31 empty] | 1608.4367 | 0.092682 | 1608.428 | 0.058886
[31 empty] | 1608.5633 | 0.092203 | 1608.5547 | 0.058984
[31 empty] | 1608.6902 | 0.091724 | 1608.6814 | 0.059081
[31 empty] | 1608.8169 | 0.091247 | 1608.8082 | 0.059173
[31 empty] | 1608.9437 | 0.090774 | 1608.9351 | 0.059259
[31 empty] | 1609.0706 | 0.090303 | 1609.0619 | 0.059334
[31 empty] | 1609.1974 | 0.089832 | 1609.1887 | 0.059398
[31 empty] | 1609.3243 | 0.089364 | 1609.3156 | 0.05945
[31 empty] | 1609.4512 | 0.088902 | 1609.4425 | 0.059494
[31 empty] | 1609.5781 | 0.08844 | 1609.5693 | 0.059532
[31 empty] | 1609.705 | 0.08798 | 1609.6963 | 0.059568
[31 empty] | 1609.8319 | 0.08752 | 1609.8232 | 0.059606
[31 empty] | 1609.9589 | 0.087066 | 1609.9502 | 0.059648
[31 empty] | 1610.0859 | 0.086612 | 1610.0773 | 0.059695
[31 empty] | 1610.2129 | 0.086163 | 1610.2042 | 0.059746
[31 empty] | 1610.34 | 0.085715 | 1610.3313 | 0.059802
[31 empty] | 1610.467 | 0.085269 | 1610.4582 | 0.059862
[31 empty] | 1610.5941 | 0.084823 | 1610.5853 | 0.059925
[31 empty] | 1610.7212 | 0.084383 | 1610.7124 | 0.059993
[31 empty] | 1610.8483 | 0.083943 | 1610.8396 | 0.060067
[31 empty] | 1610.9753 | 0.083508 | 1610.9667 | 0.060148
[31 empty] | 1611.1025 | 0.083073 | 1611.0939 | 0.060237
[31 empty] | 1611.2297 | 0.082638 | 1611.2211 | 0.060334
[31 empty] | 1611.3569 | 0.082209 | 1611.3481 | 0.060436
[31 empty] | 1611.4841 | 0.08178 | 1611.4755 | 0.060542
[31 empty] | 1611.6113 | 0.081354 | 1611.6027 | 0.060649
[31 empty] | 1611.7385 | 0.08093 | 1611.7299 | 0.060754
[31 empty] | 1611.8658 | 0.080509 | 1611.8572 | 0.060857
[31 empty] | 1611.9932 | 0.080088 | 1611.9845 | 0.060955
[31 empty] | 1612.1205 | 0.079673 | 1612.1117 | 0.061051
[31 empty] | 1612.2478 | 0.079258 | 1612.2391 | 0.061143
[31 empty] | 1612.3751 | 0.078842 | 1612.3665 | 0.061233
[31 empty] | 1612.5026 | 0.078432 | 1612.4938 | 0.061325
[31 empty] | 1612.6299 | 0.078023 | 1612.6212 | 0.061419
[31 empty] | 1612.7573 | 0.077613 | 1612.7487 | 0.061516
[31 empty] | 1612.8848 | 0.077208 | 1612.876 | 0.061619
[31 empty] | 1613.0122 | 0.076804 | 1613.0035 | 0.061726
[31 empty] | 1613.1397 | 0.076403 | 1613.131 | 0.061837
[31 empty] | 1613.2671 | 0.076004 | 1613.2584 | 0.06195
[31 empty] | 1613.3946 | 0.075605 | 1613.386 | 0.062063
[31 empty] | 1613.5222 | 0.075209 | 1613.5134 | 0.062171
[31 empty] | 1613.6498 | 0.074816 | 1613.641 | 0.062274
[31 empty] | 1613.7773 | 0.074423 | 1613.7686 | 0.062369
[31 empty] | 1613.9049 | 0.074032 | 1613.8962 | 0.062458
[31 empty] | 1614.0325 | 0.073645 | 1614.0238 | 0.062539
[31 empty] | 1614.1602 | 0.073257 | 1614.1515 | 0.062618
[31 empty] | 1614.2878 | 0.072872 | 1614.2791 | 0.062696
[31 empty] | 1614.4155 | 0.07249 | 1614.4067 | 0.062775
[31 empty] | 1614.5432 | 0.072111 | 1614.5344 | 0.062858
[31 empty] | 1614.6709 | 0.071731 | 1614.6621 | 0.062944
[31 empty] | 1614.7986 | 0.071352 | 1614.7899 | 0.063033
[31 empty] | 1614.9264 | 0.070978 | 1614.9176 | 0.063122
[31 empty] | 1615.0541 | 0.070602 | 1615.0454 | 0.063206
[31 empty] | 1615.1819 | 0.070231 | 1615.1732 | 0.063282
[31 empty] | 1615.3097 | 0.069859 | 1615.301 | 0.063346
[31 empty] | 1615.4376 | 0.069491 | 1615.4288 | 0.063394
[31 empty] | 1615.5654 | 0.069123 | 1615.5568 | 0.063428
[31 empty] | 1615.6934 | 0.068757 | 1615.6846 | 0.06345
[31 empty] | 1615.8212 | 0.068392 | 1615.8125 | 0.063463
[31 empty] | 1615.9491 | 0.068029 | 1615.9404 | 0.063474
[31 empty] | 1616.077 | 0.067669 | 1616.0684 | 0.063487
[31 empty] | 1616.205 | 0.067309 | 1616.1963 | 0.063508
[31 empty] | 1616.333 | 0.066949 | 1616.3242 | 0.063541
[31 empty] | 1616.4609 | 0.066592 | 1616.4523 | 0.063586
[31 empty] | 1616.589 | 0.066238 | 1616.5803 | 0.063642
[31 empty] | 1616.717 | 0.065883 | 1616.7082 | 0.063708
[31 empty] | 1616.8451 | 0.065532 | 1616.8363 | 0.063781
[31 empty] | 1616.9731 | 0.065183 | 1616.9645 | 0.063859
[31 empty] | 1617.1013 | 0.064834 | 1617.0925 | 0.063941
[31 empty] | 1617.2294 | 0.064485 | 1617.2207 | 0.064027
[31 empty] | 1617.3575 | 0.064139 | 1617.3488 | 0.064119
[31 empty] | 1617.4857 | 0.063795 | 1617.4769 | 0.064217
[31 empty] | 1617.6139 | 0.063452 | 1617.6051 | 0.064324
[31 empty] | 1617.7421 | 0.063111 | 1617.7333 | 0.064441
[31 empty] | 1617.8702 | 0.062774 | 1617.8616 | 0.064568
[31 empty] | 1617.9985 | 0.062436 | 1617.9897 | 0.064705
[31 empty] | 1618.1267 | 0.062101 | 1618.118 | 0.064847
[31 empty] | 1618.255 | 0.061766 | 1618.2463 | 0.064993
[31 empty] | 1618.3833 | 0.061436 | 1618.3746 | 0.065139
[31 empty] | 1618.5117 | 0.061107 | 1618.5029 | 0.065279
[31 empty] | 1618.64 | 0.060777 | 1618.6312 | 0.065412
[31 empty] | 1618.7684 | 0.060453 | 1618.7596 | 0.065534
[31 empty] | 1618.8967 | 0.060129 | 1618.8881 | 0.065644
[31 empty] | 1619.0251 | 0.059805 | 1619.0165 | 0.065738
[31 empty] | 1619.1536 | 0.059487 | 1619.1449 | 0.065818
[31 empty] | 1619.282 | 0.059168 | 1619.2733 | 0.065886
[31 empty] | 1619.4105 | 0.058853 | 1619.4017 | 0.065942
[31 empty] | 1619.5389 | 0.05854 | 1619.5303 | 0.065989
[31 empty] | 1619.6675 | 0.058227 | 1619.6587 | 0.066033
[31 empty] | 1619.796 | 0.057919 | 1619.7872 | 0.066076
[31 empty] | 1619.9246 | 0.057612 | 1619.9158 | 0.066122
[31 empty] | 1620.0531 | 0.057305 | 1620.0444 | 0.066174
[31 empty] | 1620.1816 | 0.057 | 1620.173 | 0.066232
[31 empty] | 1620.3103 | 0.056698 | 1620.3015 | 0.066295
[31 empty] | 1620.439 | 0.056399 | 1620.4302 | 0.066363
[31 empty] | 1620.5676 | 0.0561 | 1620.5588 | 0.066434
[31 empty] | 1620.6963 | 0.055804 | 1620.6875 | 0.066506
[31 empty] | 1620.8249 | 0.05551 | 1620.8162 | 0.06658
[31 empty] | 1620.9536 | 0.055217 | 1620.945 | 0.066656
[31 empty] | 1621.0824 | 0.054926 | 1621.0736 | 0.066734
[31 empty] | 1621.2111 | 0.054635 | 1621.2024 | 0.066819
[31 empty] | 1621.3398 | 0.054347 | 1621.3312 | 0.066912
[31 empty] | 1621.4686 | 0.054062 | 1621.46 | 0.067012
[31 empty] | 1621.5975 | 0.053777 | 1621.5887 | 0.067121
[31 empty] | 1621.7263 | 0.053492 | 1621.7175 | 0.067237
[31 empty] | 1621.8552 | 0.053209 | 1621.8464 | 0.067357
[31 empty] | 1621.984 | 0.05293 | 1621.9753 | 0.067479
[31 empty] | 1622.1129 | 0.05265 | 1622.1043 | 0.067603
[31 empty] | 1622.2418 | 0.05237 | 1622.2332 | 0.067724
[31 empty] | 1622.3707 | 0.052093 | 1622.3621 | 0.067842
[31 empty] | 1622.4998 | 0.051819 | 1622.491 | 0.067954
[31 empty] | 1622.6287 | 0.051545 | 1622.62 | 0.068059
[31 empty] | 1622.7577 | 0.051271 | 1622.7489 | 0.068156
[31 empty] | 1622.8867 | 0.051 | 1622.8779 | 0.068244
[31 empty] | 1623.0158 | 0.050728 | 1623.007 | 0.06832
[31 empty] | 1623.1448 | 0.05046 | 1623.1361 | 0.068385
[31 empty] | 1623.2739 | 0.050191 | 1623.2651 | 0.06844
[31 empty] | 1623.4029 | 0.049925 | 1623.3943 | 0.068484
[31 empty] | 1623.5321 | 0.049662 | 1623.5233 | 0.06852
[31 empty] | 1623.6613 | 0.049396 | 1623.6525 | 0.068549
[31 empty] | 1623.7904 | 0.049136 | 1623.7816 | 0.068572
[31 empty] | 1623.9196 | 0.048876 | 1623.9109 | 0.068593
[31 empty] | 1624.0488 | 0.048616 | 1624.04 | 0.068616
[31 empty] | 1624.178 | 0.048358 | 1624.1693 | 0.068642
[31 empty] | 1624.3073 | 0.048103 | 1624.2985 | 0.068677
[31 empty] | 1624.4365 | 0.047849 | 1624.4277 | 0.068721
[31 empty] | 1624.5658 | 0.047594 | 1624.557 | 0.068776
[31 empty] | 1624.6951 | 0.047345 | 1624.6864 | 0.068839
[31 empty] | 1624.8245 | 0.047093 | 1624.8157 | 0.068912
[31 empty] | 1624.9537 | 0.046846 | 1624.9451 | 0.068987
[31 empty] | 1625.0831 | 0.0466 | 1625.0743 | 0.069065
[31 empty] | 1625.2125 | 0.046353 | 1625.2037 | 0.069142
[31 empty] | 1625.3419 | 0.046112 | 1625.3331 | 0.069216
[31 empty] | 1625.4713 | 0.045869 | 1625.4626 | 0.069289
[31 empty] | 1625.6008 | 0.045631 | 1625.592 | 0.069364
[31 empty] | 1625.7302 | 0.045392 | 1625.7216 | 0.069442
[31 empty] | 1625.8597 | 0.045154 | 1625.851 | 0.069527
[31 empty] | 1625.9893 | 0.044919 | 1625.9805 | 0.069623
[31 empty] | 1626.1188 | 0.044686 | 1626.11 | 0.069733
[31 empty] | 1626.2483 | 0.044454 | 1626.2396 | 0.069855
[31 empty] | 1626.3779 | 0.044221 | 1626.3691 | 0.069991
[31 empty] | 1626.5075 | 0.043994 | 1626.4988 | 0.070137
[31 empty] | 1626.6371 | 0.043764 | 1626.6283 | 0.070288
[31 empty] | 1626.7667 | 0.043537 | 1626.7579 | 0.070442
[31 empty] | 1626.8964 | 0.043313 | 1626.8877 | 0.07059
[31 empty] | 1627.0261 | 0.043089 | 1627.0173 | 0.07073
[31 empty] | 1627.1558 | 0.042867 | 1627.147 | 0.070856
[31 empty] | 1627.2855 | 0.042646 | 1627.2767 | 0.070963
[31 empty] | 1627.4153 | 0.042424 | 1627.4065 | 0.071053
[31 empty] | 1627.545 | 0.042205 | 1627.5363 | 0.071122
[31 empty] | 1627.6748 | 0.041987 | 1627.666 | 0.071176
[31 empty] | 1627.8046 | 0.041771 | 1627.7958 | 0.071218
[31 empty] | 1627.9343 | 0.041555 | 1627.9257 | 0.07125
[31 empty] | 1628.0642 | 0.041339 | 1628.0554 | 0.071278
[31 empty] | 1628.1941 | 0.041125 | 1628.1853 | 0.071306
[31 empty] | 1628.324 | 0.040912 | 1628.3152 | 0.071338
[31 empty] | 1628.4539 | 0.040702 | 1628.4451 | 0.071377
[31 empty] | 1628.5837 | 0.040489 | 1628.5751 | 0.071427
[31 empty] | 1628.7137 | 0.040278 | 1628.705 | 0.071487
[31 empty] | 1628.8438 | 0.04007 | 1628.835 | 0.071559
[31 empty] | 1628.9736 | 0.03986 | 1628.965 | 0.071643
[31 empty] | 1629.1036 | 0.039652 | 1629.095 | 0.071735
[31 empty] | 1629.2338 | 0.039447 | 1629.225 | 0.071833
[31 empty] | 1629.3638 | 0.03924 | 1629.355 | 0.071932
[31 empty] | 1629.4938 | 0.039035 | 1629.4851 | 0.072027
[31 empty] | 1629.6239 | 0.03883 | 1629.6151 | 0.072114
[31 empty] | 1629.754 | 0.038628 | 1629.7452 | 0.072191
[31 empty] | 1629.8842 | 0.038423 | 1629.8754 | 0.072256
[31 empty] | 1630.0143 | 0.038221 | 1630.0055 | 0.072313
[31 empty] | 1630.1445 | 0.038019 | 1630.1357 | 0.072365
[31 empty] | 1630.2747 | 0.037819 | 1630.2659 | 0.072416
[31 empty] | 1630.4049 | 0.03762 | 1630.3961 | 0.072473
[31 empty] | 1630.5352 | 0.03742 | 1630.5264 | 0.072536
[31 empty] | 1630.6654 | 0.037221 | 1630.6566 | 0.072607
[31 empty] | 1630.7957 | 0.037025 | 1630.7869 | 0.072686
[31 empty] | 1630.9259 | 0.036828 | 1630.9171 | 0.072768
[31 empty] | 1631.0563 | 0.036631 | 1631.0475 | 0.07285
[31 empty] | 1631.1867 | 0.036435 | 1631.1779 | 0.072927
[31 empty] | 1631.317 | 0.036241 | 1631.3082 | 0.072996
[31 empty] | 1631.4474 | 0.036047 | 1631.4386 | 0.073055
[31 empty] | 1631.5778 | 0.035853 | 1631.569 | 0.073104
[31 empty] | 1631.7081 | 0.035659 | 1631.6993 | 0.073146
[31 empty] | 1631.8386 | 0.035468 | 1631.8298 | 0.073185
[31 empty] | 1631.9691 | 0.035277 | 1631.9603 | 0.073224
[31 empty] | 1632.0996 | 0.035086 | 1632.0908 | 0.073268
[31 empty] | 1632.2301 | 0.034895 | 1632.2213 | 0.073318
[31 empty] | 1632.3606 | 0.034707 | 1632.3518 | 0.073377
[31 empty] | 1632.4911 | 0.034519 | 1632.4823 | 0.073444
[31 empty] | 1632.6217 | 0.03433 | 1632.6129 | 0.073519
[31 empty] | 1632.7523 | 0.034142 | 1632.7435 | 0.073602
[31 empty] | 1632.8829 | 0.033956 | 1632.8742 | 0.073691
[31 empty] | 1633.0135 | 0.033771 | 1633.0048 | 0.073787
[31 empty] | 1633.1442 | 0.033585 | 1633.1354 | 0.073887
[31 empty] | 1633.2749 | 0.0334 | 1633.2661 | 0.073989
[31 empty] | 1633.4055 | 0.033214 | 1633.3967 | 0.074091
[31 empty] | 1633.5363 | 0.033032 | 1633.5275 | 0.07419
[31 empty] | 1633.667 | 0.032849 | 1633.6582 | 0.074283
[31 empty] | 1633.7977 | 0.032669 | 1633.7889 | 0.074368
[31 empty] | 1633.9286 | 0.032486 | 1633.9198 | 0.074441
[31 empty] | 1634.0593 | 0.032306 | 1634.0505 | 0.074504
[31 empty] | 1634.1902 | 0.032126 | 1634.1814 | 0.074554
[31 empty] | 1634.321 | 0.031946 | 1634.3123 | 0.074595
[31 empty] | 1634.4519 | 0.031769 | 1634.4431 | 0.074626
[31 empty] | 1634.5828 | 0.031592 | 1634.574 | 0.074651
[31 empty] | 1634.7136 | 0.031414 | 1634.7048 | 0.074671
[31 empty] | 1634.8446 | 0.03124 | 1634.8358 | 0.074688
[31 empty] | 1634.9755 | 0.031063 | 1634.9667 | 0.074704
[31 empty] | 1635.1064 | 0.030888 | 1635.0977 | 0.074722
[31 empty] | 1635.2374 | 0.030717 | 1635.2286 | 0.074742
[31 empty] | 1635.3684 | 0.030542 | 1635.3596 | 0.074768
[31 empty] | 1635.4995 | 0.030371 | 1635.4907 | 0.074798
[31 empty] | 1635.6305 | 0.030199 | 1635.6217 | 0.074834
[31 empty] | 1635.7616 | 0.030027 | 1635.7528 | 0.074875
[31 empty] | 1635.8927 | 0.029858 | 1635.8839 | 0.074921
[31 empty] | 1636.0238 | 0.029689 | 1636.015 | 0.07497
[31 empty] | 1636.1549 | 0.02952 | 1636.1461 | 0.075024
[31 empty] | 1636.2861 | 0.029352 | 1636.2773 | 0.075086
[31 empty] | 1636.4172 | 0.029185 | 1636.4084 | 0.075155
[31 empty] | 1636.5485 | 0.029019 | 1636.5397 | 0.075235
[31 empty] | 1636.6797 | 0.028853 | 1636.6709 | 0.075325
[31 empty] | 1636.8109 | 0.028687 | 1636.8021 | 0.075423
[31 empty] | 1636.9421 | 0.028524 | 1636.9334 | 0.075525
[31 empty] | 1637.0735 | 0.028357 | 1637.0647 | 0.075626
[31 empty] | 1637.2048 | 0.028194 | 1637.1959 | 0.075721
[31 empty] | 1637.3361 | 0.028034 | 1637.3273 | 0.075806
[31 empty] | 1637.4674 | 0.02787 | 1637.4586 | 0.075879
[31 empty] | 1637.5988 | 0.02771 | 1637.59 | 0.075939
[31 empty] | 1637.7302 | 0.027546 | 1637.7214 | 0.075986
[31 empty] | 1637.8616 | 0.027388 | 1637.8528 | 0.07602
[31 empty] | 1637.993 | 0.027228 | 1637.9842 | 0.076044
[31 empty] | 1638.1245 | 0.027067 | 1638.1157 | 0.076059
[31 empty] | 1638.256 | 0.026909 | 1638.2472 | 0.076067
[31 empty] | 1638.3874 | 0.026751 | 1638.3787 | 0.076069
[31 empty] | 1638.5189 | 0.026594 | 1638.5101 | 0.076069
[31 empty] | 1638.6505 | 0.026436 | 1638.6417 | 0.07607
[31 empty] | 1638.7821 | 0.026278 | 1638.7732 | 0.076074
[31 empty] | 1638.9136 | 0.026123 | 1638.9048 | 0.076086
[31 empty] | 1639.0452 | 0.025968 | 1639.0364 | 0.076106
[31 empty] | 1639.1769 | 0.025813 | 1639.168 | 0.076138
[31 empty] | 1639.3085 | 0.025658 | 1639.2997 | 0.076183
[31 empty] | 1639.4402 | 0.025505 | 1639.4313 | 0.076241
[31 empty] | 1639.5718 | 0.02535 | 1639.563 | 0.076313
[31 empty] | 1639.7035 | 0.025198 | 1639.6947 | 0.076398
[31 empty] | 1639.8352 | 0.025046 | 1639.8264 | 0.076494
[31 empty] | 1639.967 | 0.024893 | 1639.9581 | 0.0766
[31 empty] | 1640.0988 | 0.024744 | 1640.09 | 0.076712
[31 empty] | 1640.2306 | 0.024592 | 1640.2217 | 0.076824
[31 empty] | 1640.3623 | 0.024442 | 1640.3535 | 0.076936
[31 empty] | 1640.4941 | 0.024293 | 1640.4853 | 0.077039
[31 empty] | 1640.6261 | 0.024146 | 1640.6172 | 0.077132
[31 empty] | 1640.7579 | 0.023996 | 1640.7492 | 0.07721
[31 empty] | 1640.8898 | 0.02385 | 1640.881 | 0.077273
[31 empty] | 1641.0217 | 0.023703 | 1641.0129 | 0.077322
[31 empty] | 1641.1537 | 0.023556 | 1641.1448 | 0.077357
[31 empty] | 1641.2856 | 0.023409 | 1641.2767 | 0.077384
[31 empty] | 1641.4176 | 0.023265 | 1641.4088 | 0.077403
[31 empty] | 1641.5496 | 0.023121 | 1641.5408 | 0.077421
[31 empty] | 1641.6816 | 0.022977 | 1641.6727 | 0.077437
[31 empty] | 1641.8136 | 0.022833 | 1641.8048 | 0.077454
[31 empty] | 1641.9457 | 0.022689 | 1641.9369 | 0.077471
[31 empty] | 1642.0778 | 0.022548 | 1642.069 | 0.077488
[31 empty] | 1642.21 | 0.022407 | 1642.201 | 0.077505
[31 empty] | 1642.342 | 0.022266 | 1642.3332 | 0.077521
[31 empty] | 1642.4742 | 0.022127 | 1642.4653 | 0.077536
[31 empty] | 1642.6063 | 0.021986 | 1642.5975 | 0.077552
[31 empty] | 1642.7385 | 0.021848 | 1642.7297 | 0.077569
[31 empty] | 1642.8707 | 0.021709 | 1642.8619 | 0.077589
[31 empty] | 1643.0031 | 0.021573 | 1642.9941 | 0.077614
[31 empty] | 1643.1353 | 0.021435 | 1643.1265 | 0.077645
[31 empty] | 1643.2676 | 0.021299 | 1643.2587 | 0.077681
[31 empty] | 1643.3998 | 0.021166 | 1643.391 | 0.077721
[31 empty] | 1643.5321 | 0.021031 | 1643.5233 | 0.077764
[31 empty] | 1643.6644 | 0.020898 | 1643.6556 | 0.077805
[31 empty] | 1643.7969 | 0.020765 | 1643.788 | 0.077846
[31 empty] | 1643.9292 | 0.020635 | 1643.9204 | 0.077885
[31 empty] | 1644.0617 | 0.020502 | 1644.0527 | 0.077921
[31 empty] | 1644.1941 | 0.020372 | 1644.1852 | 0.077959
[31 empty] | 1644.3265 | 0.020244 | 1644.3176 | 0.077998
[31 empty] | 1644.459 | 0.020114 | 1644.4501 | 0.078038
[31 empty] | 1644.5914 | 0.019987 | 1644.5826 | 0.07808
[31 empty] | 1644.724 | 0.019859 | 1644.7151 | 0.078122
[31 empty] | 1644.8564 | 0.019735 | 1644.8477 | 0.078163
[31 empty] | 1644.989 | 0.01961 | 1644.9802 | 0.0782
[31 empty] | 1645.1216 | 0.019486 | 1645.1128 | 0.078234
[31 empty] | 1645.2543 | 0.019364 | 1645.2454 | 0.078262
[31 empty] | 1645.3868 | 0.019242 | 1645.3781 | 0.078288
[31 empty] | 1645.5195 | 0.01912 | 1645.5106 | 0.07831
[31 empty] | 1645.6521 | 0.019001 | 1645.6433 | 0.078328
[31 empty] | 1645.7848 | 0.018879 | 1645.776 | 0.078344
[31 empty] | 1645.9175 | 0.018763 | 1645.9087 | 0.078355
[31 empty] | 1646.0503 | 0.018644 | 1646.0414 | 0.078362
[31 empty] | 1646.183 | 0.018527 | 1646.1742 | 0.078365
[31 empty] | 1646.3158 | 0.018411 | 1646.3069 | 0.078365
[31 empty] | 1646.4486 | 0.018298 | 1646.4397 | 0.078365
[31 empty] | 1646.5814 | 0.018184 | 1646.5725 | 0.078367
[31 empty] | 1646.7142 | 0.018071 | 1646.7053 | 0.078373
[31 empty] | 1646.8471 | 0.017957 | 1646.8383 | 0.078386
[31 empty] | 1646.98 | 0.017846 | 1646.9711 | 0.078407
[31 empty] | 1647.1128 | 0.017736 | 1647.104 | 0.078435
[31 empty] | 1647.2457 | 0.017625 | 1647.2369 | 0.078469
[31 empty] | 1647.3787 | 0.017517 | 1647.3699 | 0.078505
[31 empty] | 1647.5116 | 0.017409 | 1647.5028 | 0.078542
[31 empty] | 1647.6446 | 0.017301 | 1647.6357 | 0.078575
[31 empty] | 1647.7776 | 0.017193 | 1647.7688 | 0.078603
[31 empty] | 1647.9106 | 0.017088 | 1647.9017 | 0.078621
[31 empty] | 1648.0437 | 0.016982 | 1648.0348 | 0.07863
[31 empty] | 1648.1768 | 0.016877 | 1648.1679 | 0.07863
[31 empty] | 1648.3098 | 0.016772 | 1648.301 | 0.078621
[31 empty] | 1648.443 | 0.016669 | 1648.4341 | 0.078608
[31 empty] | 1648.576 | 0.016564 | 1648.5673 | 0.078592
[31 empty] | 1648.7092 | 0.016462 | 1648.7004 | 0.078577
[31 empty] | 1648.8424 | 0.016362 | 1648.8336 | 0.078566
[31 empty] | 1648.9756 | 0.01626 | 1648.9668 | 0.078561
[31 empty] | 1649.1089 | 0.016157 | 1649.1 | 0.078561
[31 empty] | 1649.2421 | 0.016058 | 1649.2333 | 0.078568
[31 empty] | 1649.3754 | 0.015958 | 1649.3665 | 0.07858
[31 empty] | 1649.5087 | 0.015858 | 1649.4998 | 0.078596
[31 empty] | 1649.642 | 0.015758 | 1649.6331 | 0.078614
[31 empty] | 1649.7753 | 0.015659 | 1649.7664 | 0.078636
[31 empty] | 1649.9086 | 0.015562 | 1649.8998 | 0.07866
[31 empty] | 1650.042 | 0.015462 | 1650.0331 | 0.078688
[31 empty] | 1650.1754 | 0.015365 | 1650.1665 | 0.078719
[31 empty] | 1650.3087 | 0.015268 | 1650.2999 | 0.078754
[31 empty] | 1650.4423 | 0.015171 | 1650.4334 | 0.07879
[31 empty] | 1650.5757 | 0.015075 | 1650.5668 | 0.078829
[31 empty] | 1650.7091 | 0.01498 | 1650.7003 | 0.078867
[31 empty] | 1650.8427 | 0.014883 | 1650.8337 | 0.078902
[31 empty] | 1650.9762 | 0.014789 | 1650.9673 | 0.078933
[31 empty] | 1651.1097 | 0.014692 | 1651.1008 | 0.078958
[31 empty] | 1651.2433 | 0.014598 | 1651.2344 | 0.078977
[31 empty] | 1651.3768 | 0.014504 | 1651.3679 | 0.078993
[31 empty] | 1651.5105 | 0.01441 | 1651.5016 | 0.079006
[31 empty] | 1651.644 | 0.014319 | 1651.6353 | 0.079018
[31 empty] | 1651.7777 | 0.014224 | 1651.7688 | 0.079032
[31 empty] | 1651.9114 | 0.014133 | 1651.9026 | 0.079051
[31 empty] | 1652.045 | 0.014039 | 1652.0363 | 0.079077
[31 empty] | 1652.1788 | 0.013948 | 1652.1699 | 0.079111
[31 empty] | 1652.3125 | 0.013856 | 1652.3037 | 0.079152
[31 empty] | 1652.4463 | 0.013768 | 1652.4374 | 0.0792
[31 empty] | 1652.5801 | 0.013676 | 1652.5712 | 0.079252
[31 empty] | 1652.7139 | 0.013585 | 1652.705 | 0.079305
[31 empty] | 1652.8477 | 0.013496 | 1652.8389 | 0.079355
[31 empty] | 1652.9816 | 0.013408 | 1652.9727 | 0.079397
[31 empty] | 1653.1155 | 0.013319 | 1653.1066 | 0.079425
[31 empty] | 1653.2493 | 0.01323 | 1653.2405 | 0.079436
[31 empty] | 1653.3832 | 0.013142 | 1653.3744 | 0.079428
[31 empty] | 1653.5171 | 0.013053 | 1653.5083 | 0.079398
[31 empty] | 1653.6511 | 0.012965 | 1653.6422 | 0.07935
[31 empty] | 1653.785 | 0.012879 | 1653.7762 | 0.079285
[31 empty] | 1653.9191 | 0.012793 | 1653.9102 | 0.079211
[31 empty] | 1654.0531 | 0.012704 | 1654.0442 | 0.079131
[31 empty] | 1654.1871 | 0.012618 | 1654.1782 | 0.079053
[31 empty] | 1654.3212 | 0.012533 | 1654.3123 | 0.07898
[31 empty] | 1654.4553 | 0.012447 | 1654.4464 | 0.078916
[31 empty] | 1654.5894 | 0.012361 | 1654.5804 | 0.078861
[31 empty] | 1654.7235 | 0.012275 | 1654.7146 | 0.078816
[31 empty] | 1654.8577 | 0.012192 | 1654.8488 | 0.078779
[31 empty] | 1654.9918 | 0.012106 | 1654.9829 | 0.078748
[31 empty] | 1655.126 | 0.01202 | 1655.1172 | 0.078721
[31 empty] | 1655.2603 | 0.011937 | 1655.2513 | 0.078694
[31 empty] | 1655.3944 | 0.011851 | 1655.3856 | 0.078667
[31 empty] | 1655.5287 | 0.011768 | 1655.5199 | 0.078636
[31 empty] | 1655.663 | 0.011682 | 1655.6542 | 0.0786
[31 empty] | 1655.7974 | 0.011599 | 1655.7885 | 0.078557
[31 empty] | 1655.9316 | 0.011516 | 1655.9227 | 0.078508
[31 empty] | 1656.0659 | 0.01143 | 1656.0571 | 0.078456
[31 empty] | 1656.2003 | 0.011347 | 1656.1914 | 0.078402
[31 empty] | 1656.3347 | 0.011264 | 1656.3258 | 0.078348
[31 empty] | 1656.4691 | 0.011181 | 1656.4602 | 0.078296
[31 empty] | 1656.6035 | 0.011098 | 1656.5947 | 0.078247
[31 empty] | 1656.738 | 0.011012 | 1656.7291 | 0.078203
[31 empty] | 1656.8726 | 0.010929 | 1656.8637 | 0.078163
[31 empty] | 1657.007 | 0.010849 | 1656.998 | 0.078127
[31 empty] | 1657.1415 | 0.010766 | 1657.1326 | 0.078095
[31 empty] | 1657.276 | 0.010683 | 1657.2672 | 0.078064
[31 empty] | 1657.4106 | 0.0106 | 1657.4017 | 0.078033
[31 empty] | 1657.5452 | 0.010517 | 1657.5363 | 0.078001
[31 empty] | 1657.6798 | 0.010436 | 1657.6709 | 0.077965
[31 empty] | 1657.8145 | 0.010353 | 1657.8055 | 0.077922
[31 empty] | 1657.9491 | 0.010273 | 1657.9402 | 0.077873
[31 empty] | 1658.0837 | 0.010193 | 1658.0748 | 0.077815
[31 empty] | 1658.2185 | 0.01011 | 1658.2096 | 0.077751
[31 empty] | 1658.3531 | 0.010029 | 1658.3442 | 0.077685
[31 empty] | 1658.4879 | 0.0099491 | 1658.479 | 0.07762
[31 empty] | 1658.6227 | 0.0098715 | 1658.6138 | 0.077561
[31 empty] | 1658.7575 | 0.0097912 | 1658.7485 | 0.07751
[31 empty] | 1658.8922 | 0.0097137 | 1658.8833 | 0.077469
[31 empty] | 1659.0271 | 0.0096334 | 1659.0182 | 0.077437
[31 empty] | 1659.1619 | 0.0095559 | 1659.1531 | 0.077412
[31 empty] | 1659.2967 | 0.0094811 | 1659.2878 | 0.077392
[31 empty] | 1659.4316 | 0.0094036 | 1659.4227 | 0.077371
[31 empty] | 1659.5666 | 0.0093288 | 1659.5577 | 0.077346
[31 empty] | 1659.7015 | 0.009254 | 1659.6926 | 0.077316
[31 empty] | 1659.8365 | 0.0091793 | 1659.8276 | 0.077278
[31 empty] | 1659.9714 | 0.0091045 | 1659.9625 | 0.077231
[31 empty] | 1660.1064 | 0.0090325 | 1660.0975 | 0.077178
[31 empty] | 1660.2415 | 0.0089605 | 1660.2325 | 0.077119
[31 empty] | 1660.3766 | 0.0088885 | 1660.3677 | 0.077057
[31 empty] | 1660.5116 | 0.0088193 | 1660.5027 | 0.076995
[31 empty] | 1660.6467 | 0.0087501 | 1660.6378 | 0.076934
[31 empty] | 1660.7819 | 0.0086809 | 1660.773 | 0.076873
[31 empty] | 1660.917 | 0.0086144 | 1660.9081 | 0.07681
[31 empty] | 1661.0521 | 0.008548 | 1661.0432 | 0.076743
[31 empty] | 1661.1873 | 0.0084815 | 1661.1783 | 0.076669
[31 empty] | 1661.3225 | 0.0084178 | 1661.3136 | 0.076587
[31 empty] | 1661.4576 | 0.0083541 | 1661.4487 | 0.076495
[31 empty] | 1661.5929 | 0.0082904 | 1661.584 | 0.076394
[31 empty] | 1661.7281 | 0.0082295 | 1661.7192 | 0.07629
[31 empty] | 1661.8635 | 0.0081686 | 1661.8546 | 0.076187
[31 empty] | 1661.9988 | 0.0081104 | 1661.9899 | 0.07609
[31 empty] | 1662.1342 | 0.0080523 | 1662.1252 | 0.076005
[31 empty] | 1662.2695 | 0.0079941 | 1662.2606 | 0.075934
[31 empty] | 1662.4049 | 0.0079388 | 1662.396 | 0.075878
[31 empty] | 1662.5403 | 0.0078834 | 1662.5314 | 0.075836
[31 empty] | 1662.6757 | 0.007828 | 1662.6668 | 0.075806
[31 empty] | 1662.8112 | 0.0077726 | 1662.8022 | 0.075784
[31 empty] | 1662.9465 | 0.00772 | 1662.9376 | 0.075767
[31 empty] | 1663.082 | 0.0076674 | 1663.0731 | 0.075754
[31 empty] | 1663.2175 | 0.0076148 | 1663.2086 | 0.075741
[31 empty] | 1663.3531 | 0.007565 | 1663.3441 | 0.075728
[31 empty] | 1663.4887 | 0.0075151 | 1663.4797 | 0.075715
[31 empty] | 1663.6243 | 0.0074653 | 1663.6154 | 0.075702
[31 empty] | 1663.7598 | 0.0074154 | 1663.7508 | 0.075688
[31 empty] | 1663.8954 | 0.0073656 | 1663.8865 | 0.075676
[31 empty] | 1664.0311 | 0.0073157 | 1664.0221 | 0.075663
[31 empty] | 1664.1668 | 0.0072687 | 1664.1578 | 0.075651
[31 empty] | 1664.3024 | 0.0072216 | 1664.2935 | 0.075638
[31 empty] | 1664.4381 | 0.0071717 | 1664.4292 | 0.075623
[31 empty] | 1664.5738 | 0.0071247 | 1664.5649 | 0.075603
[31 empty] | 1664.7096 | 0.0070776 | 1664.7007 | 0.075577
[31 empty] | 1664.8453 | 0.0070305 | 1664.8364 | 0.075541
[31 empty] | 1664.9812 | 0.0069835 | 1664.9723 | 0.075492
[31 empty] | 1665.1169 | 0.0069364 | 1665.108 | 0.07543
[31 empty] | 1665.2528 | 0.0068893 | 1665.2439 | 0.075356
[31 empty] | 1665.3887 | 0.0068422 | 1665.3798 | 0.075274
[31 empty] | 1665.5245 | 0.0067952 | 1665.5156 | 0.075186
[31 empty] | 1665.6605 | 0.0067453 | 1665.6515 | 0.075097
[31 empty] | 1665.7964 | 0.0066982 | 1665.7875 | 0.075014
[31 empty] | 1665.9324 | 0.0066512 | 1665.9235 | 0.074941
[31 empty] | 1666.0684 | 0.0066041 | 1666.0594 | 0.074879
[31 empty] | 1666.2043 | 0.006557 | 1666.1954 | 0.074829
[31 empty] | 1666.3403 | 0.0065072 | 1666.3314 | 0.074791
[31 empty] | 1666.4764 | 0.0064601 | 1666.4674 | 0.07476
[31 empty] | 1666.6124 | 0.006413 | 1666.6035 | 0.074733
[31 empty] | 1666.7485 | 0.0063632 | 1666.7396 | 0.074708
[31 empty] | 1666.8846 | 0.0063161 | 1666.8757 | 0.074682
[31 empty] | 1667.0207 | 0.0062691 | 1667.0118 | 0.074653
[31 empty] | 1667.1569 | 0.0062192 | 1667.148 | 0.07462
[31 empty] | 1667.2931 | 0.0061721 | 1667.2842 | 0.074585
[31 empty] | 1667.4293 | 0.0061223 | 1667.4203 | 0.074546
[31 empty] | 1667.5656 | 0.0060725 | 1667.5565 | 0.074506
[31 empty] | 1667.7018 | 0.0060254 | 1667.6927 | 0.074464
[31 empty] | 1667.838 | 0.0059755 | 1667.8291 | 0.074422
[31 empty] | 1667.9742 | 0.0059285 | 1667.9653 | 0.074382
[31 empty] | 1668.1106 | 0.0058786 | 1668.1017 | 0.074343
[31 empty] | 1668.2469 | 0.0058315 | 1668.2379 | 0.074305
[31 empty] | 1668.3833 | 0.0057817 | 1668.3743 | 0.074271
[31 empty] | 1668.5196 | 0.0057346 | 1668.5107 | 0.074239
[31 empty] | 1668.656 | 0.0056876 | 1668.6471 | 0.074209
[31 empty] | 1668.7925 | 0.0056377 | 1668.7834 | 0.074179
[31 empty] | 1668.9288 | 0.0055906 | 1668.9199 | 0.074149
[31 empty] | 1669.0653 | 0.0055436 | 1669.0564 | 0.074116
[31 empty] | 1669.2018 | 0.0054937 | 1669.1929 | 0.074079
[31 empty] | 1669.3384 | 0.0054467 | 1669.3293 | 0.074036
[31 empty] | 1669.4749 | 0.0053996 | 1669.4659 | 0.073986
[31 empty] | 1669.6115 | 0.0053525 | 1669.6024 | 0.073927
[31 empty] | 1669.748 | 0.0053082 | 1669.739 | 0.073861
[31 empty] | 1669.8846 | 0.0052611 | 1669.8756 | 0.073789
[31 empty] | 1670.0212 | 0.0052141 | 1670.0122 | 0.073711
[31 empty] | 1670.1578 | 0.0051698 | 1670.1489 | 0.073629
[31 empty] | 1670.2946 | 0.0051227 | 1670.2855 | 0.073546
[31 empty] | 1670.4311 | 0.0050784 | 1670.4222 | 0.073462
[31 empty] | 1670.5679 | 0.0050341 | 1670.559 | 0.073379
[31 empty] | 1670.7046 | 0.0049898 | 1670.6957 | 0.073298
[31 empty] | 1670.8414 | 0.0049455 | 1670.8324 | 0.07322
[31 empty] | 1670.9781 | 0.0049012 | 1670.9692 | 0.073144
[31 empty] | 1671.115 | 0.0048569 | 1671.106 | 0.073071
[31 empty] | 1671.2518 | 0.0048125 | 1671.2428 | 0.073
[31 empty] | 1671.3887 | 0.004771 | 1671.3796 | 0.072927
[31 empty] | 1671.5255 | 0.0047295 | 1671.5165 | 0.072853
[31 empty] | 1671.6624 | 0.0046879 | 1671.6534 | 0.072775
[31 empty] | 1671.7993 | 0.0046464 | 1671.7903 | 0.072693
[31 empty] | 1671.9362 | 0.0046049 | 1671.9272 | 0.072608
[31 empty] | 1672.0731 | 0.0045633 | 1672.0642 | 0.072524
[31 empty] | 1672.2101 | 0.0045218 | 1672.2012 | 0.072447
[31 empty] | 1672.3472 | 0.004483 | 1672.3381 | 0.07238
[31 empty] | 1672.4841 | 0.0044443 | 1672.4752 | 0.072328
[31 empty] | 1672.6212 | 0.0044055 | 1672.6123 | 0.072293
[31 empty] | 1672.7583 | 0.004364 | 1672.7493 | 0.072273
[31 empty] | 1672.8954 | 0.004328 | 1672.8863 | 0.072264
[31 empty] | 1673.0325 | 0.0042892 | 1673.0236 | 0.072258
[31 empty] | 1673.1696 | 0.0042504 | 1673.1606 | 0.07225
[31 empty] | 1673.3068 | 0.0042144 | 1673.2978 | 0.072231
[31 empty] | 1673.444 | 0.0041757 | 1673.4349 | 0.0722
[31 empty] | 1673.5812 | 0.0041397 | 1673.5721 | 0.072154
[31 empty] | 1673.7184 | 0.0041037 | 1673.7094 | 0.072096
[31 empty] | 1673.8556 | 0.0040649 | 1673.8467 | 0.07203
[31 empty] | 1673.9929 | 0.0040289 | 1673.9839 | 0.071959
[31 empty] | 1674.1301 | 0.0039929 | 1674.1212 | 0.071887
[31 empty] | 1674.2675 | 0.0039569 | 1674.2585 | 0.071816
[31 empty] | 1674.4048 | 0.0039209 | 1674.3959 | 0.071748
[31 empty] | 1674.5422 | 0.0038849 | 1674.5332 | 0.071682
[31 empty] | 1674.6796 | 0.0038517 | 1674.6705 | 0.071616
[31 empty] | 1674.817 | 0.0038157 | 1674.808 | 0.071548
[31 empty] | 1674.9543 | 0.0037797 | 1674.9454 | 0.071475
[31 empty] | 1675.0918 | 0.0037437 | 1675.0829 | 0.071395
[31 empty] | 1675.2294 | 0.0037077 | 1675.2203 | 0.071305
[31 empty] | 1675.3668 | 0.0036717 | 1675.3578 | 0.071206
[31 empty] | 1675.5043 | 0.0036329 | 1675.4954 | 0.071097
[31 empty] | 1675.6418 | 0.003597 | 1675.6329 | 0.07098
[31 empty] | 1675.7794 | 0.003561 | 1675.7705 | 0.070858
[31 empty] | 1675.917 | 0.0035222 | 1675.9081 | 0.07073
[31 empty] | 1676.0546 | 0.0034862 | 1676.0457 | 0.070598
[31 empty] | 1676.1923 | 0.0034474 | 1676.1832 | 0.070464
[31 empty] | 1676.33 | 0.0034087 | 1676.3209 | 0.070327
[31 empty] | 1676.4675 | 0.0033699 | 1676.4586 | 0.070188
[31 empty] | 1676.6052 | 0.0033311 | 1676.5963 | 0.070048
[31 empty] | 1676.743 | 0.0032924 | 1676.734 | 0.069909
[31 empty] | 1676.8807 | 0.0032508 | 1676.8717 | 0.069774
[31 empty] | 1677.0186 | 0.0032121 | 1677.0095 | 0.069644
[31 empty] | 1677.1562 | 0.0031705 | 1677.1473 | 0.069521
[31 empty] | 1677.2941 | 0.003129 | 1677.2852 | 0.069405
[31 empty] | 1677.4319 | 0.0030875 | 1677.423 | 0.069294
[31 empty] | 1677.5698 | 0.0030459 | 1677.5608 | 0.069187
[31 empty] | 1677.7076 | 0.0030016 | 1677.6987 | 0.069083
[31 empty] | 1677.8456 | 0.0029601 | 1677.8365 | 0.068979
[31 empty] | 1677.9835 | 0.0029158 | 1677.9745 | 0.068877
[31 empty] | 1678.1215 | 0.0028715 | 1678.1124 | 0.068774
[31 empty] | 1678.2594 | 0.0028272 | 1678.2504 | 0.068673
[31 empty] | 1678.3973 | 0.0027829 | 1678.3884 | 0.068572
[31 empty] | 1678.5354 | 0.0027386 | 1678.5265 | 0.068472
[31 empty] | 1678.6735 | 0.0026943 | 1678.6644 | 0.068372
[31 empty] | 1678.8115 | 0.0026499 | 1678.8025 | 0.06827
[31 empty] | 1678.9496 | 0.0026056 | 1678.9406 | 0.068162
[31 empty] | 1679.0876 | 0.0025586 | 1679.0787 | 0.068046
[31 empty] | 1679.2258 | 0.0025143 | 1679.2168 | 0.067918
[31 empty] | 1679.364 | 0.00247 | 1679.355 | 0.067778
[31 empty] | 1679.5022 | 0.0024229 | 1679.4932 | 0.067624
[31 empty] | 1679.6404 | 0.0023786 | 1679.6314 | 0.067456
[31 empty] | 1679.7786 | 0.0023315 | 1679.7695 | 0.067278
[31 empty] | 1679.9169 | 0.0022872 | 1679.9078 | 0.067089
[31 empty] | 1680.055 | 0.0022429 | 1680.0461 | 0.066894
[31 empty] | 1680.1934 | 0.0021986 | 1680.1843 | 0.066694
[31 empty] | 1680.3317 | 0.0021543 | 1680.3226 | 0.066491
[31 empty] | 1680.47 | 0.00211 | 1680.4611 | 0.066286
[31 empty] | 1680.6084 | 0.0020657 | 1680.5994 | 0.066081
[31 empty] | 1680.7467 | 0.0020214 | 1680.7378 | 0.065876
[31 empty] | 1680.8851 | 0.0019771 | 1680.8761 | 0.065671
[31 empty] | 1681.0236 | 0.0019355 | 1681.0145 | 0.065463
[31 empty] | 1681.162 | 0.0018912 | 1681.1531 | 0.065252
[31 empty] | 1681.3005 | 0.0018497 | 1681.2915 | 0.065034
[31 empty] | 1681.439 | 0.0018082 | 1681.4299 | 0.064807
[31 empty] | 1681.5775 | 0.0017666 | 1681.5685 | 0.064571
[31 empty] | 1681.7161 | 0.0017251 | 1681.707 | 0.064324
[31 empty] | 1681.8546 | 0.0016836 | 1681.8456 | 0.064069
[31 empty] | 1681.9932 | 0.001642 | 1681.9841 | 0.063806
[31 empty] | 1682.1318 | 0.0016033 | 1682.1228 | 0.063536
[31 empty] | 1682.2704 | 0.0015617 | 1682.2613 | 0.063265
[31 empty] | 1682.4091 | 0.001523 | 1682.4 | 0.062993
[31 empty] | 1682.5477 | 0.0014842 | 1682.5387 | 0.062723
[31 empty] | 1682.6864 | 0.0014454 | 1682.6775 | 0.062454
[31 empty] | 1682.8252 | 0.0014067 | 1682.8162 | 0.062187
[31 empty] | 1682.9639 | 0.0013679 | 1682.955 | 0.061919
[31 empty] | 1683.1027 | 0.0013291 | 1683.0936 | 0.061645
[31 empty] | 1683.2415 | 0.0012904 | 1683.2324 | 0.061361
[31 empty] | 1683.3802 | 0.0012516 | 1683.3712 | 0.061065
[31 empty] | 1683.5192 | 0.0012156 | 1683.5101 | 0.060754
[31 empty] | 1683.658 | 0.0011796 | 1683.6489 | 0.06043
[31 empty] | 1683.7969 | 0.0011408 | 1683.7878 | 0.060097
[31 empty] | 1683.9358 | 0.0011048 | 1683.9268 | 0.059757
[31 empty] | 1684.0747 | 0.0010688 | 1684.0657 | 0.059414
[31 empty] | 1684.2136 | 0.0010328 | 1684.2046 | 0.059073
[31 empty] | 1684.3527 | 0.00099685 | 1684.3436 | 0.058733
[31 empty] | 1684.4916 | 0.00096085 | 1684.4825 | 0.058394
[31 empty] | 1684.6306 | 0.00092485 | 1684.6216 | 0.058051
[31 empty] | 1684.7696 | 0.00088885 | 1684.7606 | 0.057703
[31 empty] | 1684.9087 | 0.00085286 | 1684.8997 | 0.057347
[31 empty] | 1685.0478 | 0.00081963 | 1685.0388 | 0.056979
[31 empty] | 1685.1869 | 0.00078363 | 1685.1779 | 0.056599
[31 empty] | 1685.326 | 0.0007504 | 1685.317 | 0.056208
[31 empty] | 1685.4652 | 0.00071441 | 1685.4562 | 0.055807
[31 empty] | 1685.6044 | 0.00068118 | 1685.5953 | 0.055399
[31 empty] | 1685.7436 | 0.00064795 | 1685.7346 | 0.054985
[31 empty] | 1685.8828 | 0.00061472 | 1685.8738 | 0.054569
[31 empty] | 1686.0221 | 0.00058149 | 1686.0131 | 0.054152
[31 empty] | 1686.1614 | 0.00054827 | 1686.1523 | 0.053735
[31 empty] | 1686.3007 | 0.00051504 | 1686.2916 | 0.053321
[31 empty] | 1686.4399 | 0.00048458 | 1686.4309 | 0.052907
[31 empty] | 1686.5793 | 0.00045135 | 1686.5703 | 0.052493
[31 empty] | 1686.7186 | 0.00042089 | 1686.7096 | 0.052078
[31 empty] | 1686.858 | 0.00039043 | 1686.849 | 0.051661
[31 empty] | 1686.9974 | 0.00035997 | 1686.9884 | 0.051242
[31 empty] | 1687.1368 | 0.00032951 | 1687.1278 | 0.050818
[31 empty] | 1687.2764 | 0.00029905 | 1687.2673 | 0.05039
[31 empty] | 1687.4158 | 0.00027019 | 1687.4067 | 0.04996
[31 empty] | 1687.5553 | 0.00024131 | 1687.5463 | 0.049528
[31 empty] | 1687.6948 | 0.00021291 | 1687.6858 | 0.049099
[31 empty] | 1687.8344 | 0.00018501 | 1687.8253 | 0.048672
[31 empty] | 1687.974 | 0.00015761 | 1687.965 | 0.048252
[31 empty] | 1688.1135 | 0.00013074 | 1688.1045 | 0.04784
[31 empty] | 1688.2532 | 0.00010441 | 1688.2441 | 0.047438
[31 empty] | 1688.3928 | 7.8656e-05 | 1688.3838 | 0.047047
[31 empty] | 1688.5325 | 5.3483e-05 | 1688.5234 | 0.046667
[31 empty] | 1688.6721 | 2.8913e-05 | 1688.6631 | 0.046298
[31 empty] | 1688.8119 | 4.9673e-06 | 1688.8029 | 0.04594
[31 empty] | 1688.9517 | -1.8336e-05 | 1688.9426 | 0.045591
[31 empty] | 1689.0913 | -4.0976e-05 | 1689.0823 | 0.045252
[31 empty] | 1689.2312 | -6.2935e-05 | 1689.2222 | 0.044925
[31 empty] | 1689.371 | -8.4194e-05 | 1689.3619 | 0.044611
[31 empty] | 1689.5107 | -0.00010473 | 1689.5017 | 0.044314
[31 empty] | 1689.6506 | -0.00012454 | 1689.6416 | 0.044036
[31 empty] | 1689.7905 | -0.00014359 | 1689.7815 | 0.043781
[31 empty] | 1689.9304 | -0.00016187 | 1689.9214 | 0.043549
[31 empty] | 1690.0703 | -0.00017937 | 1690.0613 | 0.043341
[31 empty] | 1690.2102 | -0.00019607 | 1690.2012 | 0.043158
[31 empty] | 1690.3502 | -0.00021198 | 1690.3412 | 0.042996
[31 empty] | 1690.4902 | -0.00022706 | 1690.4812 | 0.042857
[31 empty] | 1690.6302 | -0.00024134 | 1690.6212 | 0.042737
[31 empty] | 1690.7703 | -0.00025479 | 1690.7612 | 0.042637
[31 empty] | 1690.9103 | -0.00026741 | 1690.9012 | 0.042556
[31 empty] | 1691.0504 | -0.00027967 | 1691.0414 | 0.042496
[31 empty] | 1691.1904 | -0.00029075 | 1691.1814 | 0.042454
[31 empty] | 1691.3306 | -0.00029905 | 1691.3215 | 0.04243
[31 empty] | 1691.4707 | -0.00031013 | 1691.4617 | 0.042424
[31 empty] | 1691.611 | -0.00031844 | 1691.6019 | 0.042435
[31 empty] | 1691.7511 | -0.00032674 | 1691.7421 | 0.042461
[31 empty] | 1691.8914 | -0.00033228 | 1691.8823 | 0.042503
[31 empty] | 1692.0316 | -0.00034059 | 1692.0226 | 0.04256
[31 empty] | 1692.1719 | -0.00034613 | 1692.1628 | 0.042629
[31 empty] | 1692.3121 | -0.00035166 | 1692.3031 | 0.042707
[31 empty] | 1692.4525 | -0.00035443 | 1692.4434 | 0.042795
[31 empty] | 1692.5928 | -0.00035997 | 1692.5837 | 0.042888
[31 empty] | 1692.7332 | -0.00036274 | 1692.7241 | 0.042985
[31 empty] | 1692.8735 | -0.00036551 | 1692.8645 | 0.043082
[31 empty] | 1693.0139 | -0.00036828 | 1693.0049 | 0.043179
[31 empty] | 1693.1544 | -0.00037105 | 1693.1454 | 0.043274
[31 empty] | 1693.2948 | -0.00037382 | 1693.2858 | 0.043366
[31 empty] | 1693.4353 | -0.00037382 | 1693.4263 | 0.043456
[31 empty] | 1693.5758 | -0.00037659 | 1693.5668 | 0.043542
[31 empty] | 1693.7163 | -0.00037659 | 1693.7073 | 0.043626
[31 empty] | 1693.8569 | -0.00037659 | 1693.8478 | 0.043704
[31 empty] | 1693.9974 | -0.00037936 | 1693.9884 | 0.043777
[31 empty] | 1694.1381 | -0.00037936 | 1694.129 | 0.043844
[31 empty] | 1694.2787 | -0.00037936 | 1694.2696 | 0.043904
[31 empty] | 1694.4193 | -0.00038212 | 1694.4103 | 0.043957
[31 empty] | 1694.5599 | -0.00038212 | 1694.5509 | 0.044003
[31 empty] | 1694.7007 | -0.00038489 | 1694.6915 | 0.044042
[31 empty] | 1694.8413 | -0.00038489 | 1694.8323 | 0.044072
[31 empty] | 1694.9821 | -0.00038766 | 1694.973 | 0.044091
[31 empty] | 1695.1228 | -0.00039043 | 1695.1138 | 0.044097
[31 empty] | 1695.2637 | -0.00039043 | 1695.2545 | 0.044087
[31 empty] | 1695.4044 | -0.0003932 | 1695.3954 | 0.044059
[31 empty] | 1695.5453 | -0.00039597 | 1695.5361 | 0.044013
[31 empty] | 1695.686 | -0.00040151 | 1695.677 | 0.043951
[31 empty] | 1695.8269 | -0.00040428 | 1695.8179 | 0.043877
[31 empty] | 1695.9679 | -0.00040981 | 1695.9587 | 0.04379
[31 empty] | 1696.1088 | -0.00041258 | 1696.0997 | 0.043696
[31 empty] | 1696.2498 | -0.00041812 | 1696.2406 | 0.043595
[31 empty] | 1696.3908 | -0.00042366 | 1696.3816 | 0.043488
[31 empty] | 1696.5317 | -0.0004292 | 1696.5226 | 0.043374
[31 empty] | 1696.6727 | -0.0004375 | 1696.6636 | 0.043251
[31 empty] | 1696.8137 | -0.00044304 | 1696.8047 | 0.04312
[31 empty] | 1696.9548 | -0.00045135 | 1696.9457 | 0.042979
[31 empty] | 1697.0958 | -0.00045966 | 1697.0868 | 0.042827
[31 empty] | 1697.2369 | -0.00046796 | 1697.2279 | 0.042664
[31 empty] | 1697.3781 | -0.00047627 | 1697.369 | 0.042493
[31 empty] | 1697.5193 | -0.00048458 | 1697.5103 | 0.042311
[31 empty] | 1697.6604 | -0.00049288 | 1697.6514 | 0.04212
[31 empty] | 1697.8016 | -0.00050396 | 1697.7926 | 0.041921
[31 empty] | 1697.9429 | -0.00051504 | 1697.9338 | 0.041714
[31 empty] | 1698.0841 | -0.00052334 | 1698.0751 | 0.041498
[31 empty] | 1698.2253 | -0.00053442 | 1698.2163 | 0.041277
[31 empty] | 1698.3667 | -0.0005455 | 1698.3577 | 0.041051
[31 empty] | 1698.5081 | -0.00055657 | 1698.4989 | 0.040821
[31 empty] | 1698.6493 | -0.00057042 | 1698.6403 | 0.040589
[31 empty] | 1698.7906 | -0.00058149 | 1698.7816 | 0.040354
[31 empty] | 1698.9321 | -0.00059257 | 1698.923 | 0.040116
[31 empty] | 1699.0735 | -0.00060365 | 1699.0645 | 0.039874
[31 empty] | 1699.215 | -0.00061749 | 1699.2059 | 0.039624
[31 empty] | 1699.3564 | -0.00062857 | 1699.3473 | 0.039366
[31 empty] | 1699.4979 | -0.00063964 | 1699.4888 | 0.039097
[31 empty] | 1699.6394 | -0.00065072 | 1699.6304 | 0.038816
[31 empty] | 1699.7809 | -0.00066456 | 1699.7719 | 0.038523
[31 empty] | 1699.9225 | -0.00067564 | 1699.9135 | 0.038223
[31 empty] | 1700.0641 | -0.00068672 | 1700.0549 | 0.037917
[31 empty] | 1700.2057 | -0.00069779 | 1700.1965 | 0.037611
[31 empty] | 1700.3473 | -0.00070887 | 1700.3383 | 0.037307
[31 empty] | 1700.4889 | -0.00071994 | 1700.4799 | 0.037009
[31 empty] | 1700.6306 | -0.00073102 | 1700.6216 | 0.036719
[31 empty] | 1700.7723 | -0.0007421 | 1700.7632 | 0.036434
[31 empty] | 1700.9141 | -0.0007504 | 1700.9049 | 0.036155
[31 empty] | 1701.0558 | -0.00076148 | 1701.0466 | 0.035881
[31 empty] | 1701.1975 | -0.00076979 | 1701.1885 | 0.035609
[31 empty] | 1701.3394 | -0.00077809 | 1701.3302 | 0.03534
[31 empty] | 1701.4811 | -0.0007864 | 1701.4721 | 0.035076
[31 empty] | 1701.6229 | -0.00079471 | 1701.6139 | 0.034818
[31 empty] | 1701.7649 | -0.00080301 | 1701.7557 | 0.034567
[31 empty] | 1701.9067 | -0.00081132 | 1701.8976 | 0.034328
[31 empty] | 1702.0486 | -0.00081686 | 1702.0395 | 0.034101
[31 empty] | 1702.1906 | -0.0008224 | 1702.1815 | 0.033891
[31 empty] | 1702.3325 | -0.00082794 | 1702.3234 | 0.033701
[31 empty] | 1702.4745 | -0.00083347 | 1702.4654 | 0.033531
[31 empty] | 1702.6165 | -0.00083901 | 1702.6074 | 0.033383
[31 empty] | 1702.7585 | -0.00084455 | 1702.7494 | 0.033258
[31 empty] | 1702.9005 | -0.00084732 | 1702.8915 | 0.033154
[31 empty] | 1703.0426 | -0.00085286 | 1703.0336 | 0.03307
[31 empty] | 1703.1847 | -0.00085563 | 1703.1757 | 0.033004
[31 empty] | 1703.3269 | -0.00085839 | 1703.3177 | 0.032953
[31 empty] | 1703.469 | -0.00086116 | 1703.46 | 0.032914
[31 empty] | 1703.6112 | -0.00086393 | 1703.602 | 0.032884
[31 empty] | 1703.7534 | -0.00086393 | 1703.7443 | 0.032861
[31 empty] | 1703.8956 | -0.0008667 | 1703.8865 | 0.032842
[31 empty] | 1704.0378 | -0.0008667 | 1704.0287 | 0.032828
[31 empty] | 1704.18 | -0.00086947 | 1704.171 | 0.032818
[31 empty] | 1704.3224 | -0.00086947 | 1704.3132 | 0.032816
[31 empty] | 1704.4647 | -0.00086947 | 1704.4556 | 0.032823
[31 empty] | 1704.6071 | -0.00086947 | 1704.5979 | 0.032842
[31 empty] | 1704.7494 | -0.00086947 | 1704.7402 | 0.032875
[31 empty] | 1704.8917 | -0.00086947 | 1704.8827 | 0.032924
[31 empty] | 1705.0342 | -0.00086947 | 1705.025 | 0.032987
[31 empty] | 1705.1766 | -0.00086947 | 1705.1675 | 0.033064
[31 empty] | 1705.3191 | -0.0008667 | 1705.3099 | 0.03315
[31 empty] | 1705.4615 | -0.0008667 | 1705.4524 | 0.033242
[31 empty] | 1705.604 | -0.0008667 | 1705.595 | 0.033334
[31 empty] | 1705.7466 | -0.00086393 | 1705.7374 | 0.03342
[31 empty] | 1705.8892 | -0.00086393 | 1705.88 | 0.033495
[31 empty] | 1706.0317 | -0.00086116 | 1706.0226 | 0.033557
[31 empty] | 1706.1743 | -0.00086116 | 1706.1652 | 0.033602
[31 empty] | 1706.3169 | -0.00085839 | 1706.3079 | 0.033633
[31 empty] | 1706.4596 | -0.00085563 | 1706.4504 | 0.033651
[31 empty] | 1706.6022 | -0.00085563 | 1706.5931 | 0.03366
[31 empty] | 1706.7449 | -0.00085286 | 1706.7358 | 0.033666
[31 empty] | 1706.8876 | -0.00085286 | 1706.8785 | 0.033673
[31 empty] | 1707.0304 | -0.00085009 | 1707.0212 | 0.033685
[31 empty] | 1707.1731 | -0.00085009 | 1707.1641 | 0.033703
[31 empty] | 1707.3159 | -0.00084732 | 1707.3068 | 0.033729
[31 empty] | 1707.4587 | -0.00084732 | 1707.4496 | 0.033762
[31 empty] | 1707.6016 | -0.00084455 | 1707.5924 | 0.0338
[31 empty] | 1707.7444 | -0.00084455 | 1707.7353 | 0.033841
[31 empty] | 1707.8873 | -0.00084178 | 1707.8782 | 0.03388
[31 empty] | 1708.0303 | -0.00084178 | 1708.0211 | 0.033917
[31 empty] | 1708.1731 | -0.00084178 | 1708.1641 | 0.033947
[31 empty] | 1708.3162 | -0.00084178 | 1708.307 | 0.03397
[31 empty] | 1708.4591 | -0.00083901 | 1708.4499 | 0.033986
[31 empty] | 1708.602 | -0.00083901 | 1708.593 | 0.033996
[31 empty] | 1708.7451 | -0.00083901 | 1708.736 | 0.034
[31 empty] | 1708.8882 | -0.00083901 | 1708.879 | 0.034
[31 empty] | 1709.0312 | -0.00083901 | 1709.0221 | 0.033998
[31 empty] | 1709.1743 | -0.00084178 | 1709.1653 | 0.033995
[31 empty] | 1709.3175 | -0.00084178 | 1709.3084 | 0.03399
[31 empty] | 1709.4606 | -0.00084178 | 1709.4515 | 0.033984
[31 empty] | 1709.6038 | -0.00084455 | 1709.5946 | 0.033975
[31 empty] | 1709.7469 | -0.00084455 | 1709.7379 | 0.033964
[31 empty] | 1709.8901 | -0.00084732 | 1709.8811 | 0.033949
[31 empty] | 1710.0334 | -0.00084732 | 1710.0243 | 0.033933
[31 empty] | 1710.1768 | -0.00085009 | 1710.1676 | 0.033911
[31 empty] | 1710.32 | -0.00085286 | 1710.3109 | 0.033885
[31 empty] | 1710.4633 | -0.00085563 | 1710.4542 | 0.033852
[31 empty] | 1710.6067 | -0.00085563 | 1710.5975 | 0.033809
[31 empty] | 1710.75 | -0.00085839 | 1710.7408 | 0.033753
[31 empty] | 1710.8934 | -0.00086116 | 1710.8843 | 0.033683
[31 empty] | 1711.0369 | -0.00086393 | 1711.0277 | 0.033598
[31 empty] | 1711.1803 | -0.00086947 | 1711.1711 | 0.0335
[31 empty] | 1711.3237 | -0.00087224 | 1711.3146 | 0.03339
[31 empty] | 1711.4672 | -0.00087501 | 1711.458 | 0.033273
[31 empty] | 1711.6107 | -0.00087778 | 1711.6016 | 0.033151
[31 empty] | 1711.7543 | 0 | 1711.7451 | 0.03303
[31 empty] | 1711.8978 | 0 | 1711.8887 | 0.032913
[31 empty] | 1712.0414 | 0 | 1712.0322 | 0.032802
[31 empty] | 1712.1849 | 0 | 1712.1758 | 0.032699
[31 empty] | 1712.3286 | 0 | 1712.3195 | 0.032604
[31 empty] | 1712.4723 | 0 | 1712.4631 | 0.032517
[31 empty] | 1712.616 | 0 | 1712.6068 | 0.032438
[31 empty] | 1712.7596 | 0 | 1712.7505 | 0.032363
[31 empty] | 1712.9033 | 0 | 1712.8942 | 0.032293
[31 empty] | 1713.0471 | 0 | 1713.038 | 0.032225
[31 empty] | 1713.1909 | 0 | 1713.1818 | 0.032157
[31 empty] | 1713.3347 | 0 | 1713.3256 | 0.032087
[31 empty] | 1713.4785 | 0 | 1713.4694 | 0.032014
[31 empty] | 1713.6223 | 0 | 1713.6132 | 0.031938
[31 empty] | 1713.7662 | 0 | 1713.7571 | 0.031859
[31 empty] | 1713.91 | 0 | 1713.901 | 0.031777
[31 empty] | 1714.054 | 0 | 1714.0449 | 0.031691
[31 empty] | 1714.198 | 0 | 1714.1888 | 0.031601
[31 empty] | 1714.3419 | 0 | 1714.3328 | 0.031506
[31 empty] | 1714.486 | 0 | 1714.4768 | 0.031407
[31 empty] | 1714.6299 | 0 | 1714.6207 | 0.031304
[31 empty] | 1714.7739 | 0 | 1714.7648 | 0.0312
[31 empty] | 1714.918 | 0 | 1714.9088 | 0.031097
[31 empty] | 1715.0621 | 0 | 1715.053 | 0.030996
[31 empty] | 1715.2062 | 0 | 1715.197 | 0.030901
[31 empty] | 1715.3503 | 0 | 1715.3412 | 0.030813
[31 empty] | 1715.4945 | 0 | 1715.4853 | 0.030731
[31 empty] | 1715.6387 | 0 | 1715.6295 | 0.030654
[31 empty] | 1715.783 | 0 | 1715.7738 | 0.030581
[31 empty] | 1715.9271 | 0 | 1715.918 | 0.030508
[31 empty] | 1716.0714 | 0 | 1716.0623 | 0.030434
[31 empty] | 1716.2157 | 0 | 1716.2065 | 0.030358
[31 empty] | 1716.36 | 0 | 1716.3508 | 0.030277
[31 empty] | 1716.5043 | 0 | 1716.4951 | 0.030193
[31 empty] | 1716.6487 | 0 | 1716.6395 | 0.030106
[31 empty] | 1716.7931 | 0 | 1716.7839 | 0.030014
[31 empty] | 1716.9374 | 0 | 1716.9282 | 0.029921
[31 empty] | 1717.0819 | 0 | 1717.0728 | 0.029827
[31 empty] | 1717.2263 | 0 | 1717.2172 | 0.029729
[31 empty] | 1717.3707 | 0 | 1717.3616 | 0.029629
[31 empty] | 1717.5153 | 0 | 1717.5061 | 0.029526
[31 empty] | 1717.6598 | 0 | 1717.6506 | 0.02942
[31 empty] | 1717.8043 | 0 | 1717.7952 | 0.02931
[31 empty] | 1717.949 | 0 | 1717.9398 | 0.029196
[31 empty] | 1718.0935 | 0 | 1718.0844 | 0.029079
[31 empty] | 1718.2382 | 0 | 1718.229 | 0.028959
[31 empty] | 1718.3828 | 0 | 1718.3737 | 0.028836
[31 empty] | 1718.5275 | 0 | 1718.5183 | 0.028709
[31 empty] | 1718.6721 | 0 | 1718.663 | 0.028579
[31 empty] | 1718.8169 | 0 | 1718.8077 | 0.028447
[31 empty] | 1718.9617 | 0 | 1718.9524 | 0.028313
[31 empty] | 1719.1063 | 0 | 1719.0972 | 0.028178
[31 empty] | 1719.2512 | 0 | 1719.2421 | 0.028044
[31 empty] | 1719.396 | 0 | 1719.3868 | 0.027913
[31 empty] | 1719.5408 | 0 | 1719.5316 | 0.027786
[31 empty] | 1719.6857 | 0 | 1719.6765 | 0.027663
[31 empty] | 1719.8306 | 0 | 1719.8214 | 0.027545
[31 empty] | 1719.9755 | 0 | 1719.9663 | 0.027433
[31 empty] | 1720.1205 | 0 | 1720.1112 | 0.027324
[31 empty] | 1720.2654 | 0 | 1720.2562 | 0.027222
[31 empty] | 1720.4104 | 0 | 1720.4012 | 0.027122
[31 empty] | 1720.5554 | 0 | 1720.5463 | 0.027023
[31 empty] | 1720.7004 | 0 | 1720.6913 | 0.026925
[31 empty] | 1720.8455 | 0 | 1720.8363 | 0.026822
[31 empty] | 1720.9906 | 0 | 1720.9814 | 0.026714
[31 empty] | 1721.1356 | 0 | 1721.1265 | 0.026601
[31 empty] | 1721.2808 | 0 | 1721.2716 | 0.026478
[31 empty] | 1721.426 | 0 | 1721.4168 | 0.02635
[31 empty] | 1721.5712 | 0 | 1721.562 | 0.026216
[31 empty] | 1721.7163 | 0 | 1721.7071 | 0.026079
[31 empty] | 1721.8616 | 0 | 1721.8524 | 0.025943
[31 empty] | 1722.0068 | 0 | 1721.9977 | 0.02581
[31 empty] | 1722.1521 | 0 | 1722.1429 | 0.025685
[31 empty] | 1722.2975 | 0 | 1722.2882 | 0.025565
[31 empty] | 1722.4427 | 0 | 1722.4336 | 0.025451
[31 empty] | 1722.5881 | 0 | 1722.579 | 0.02534
[31 empty] | 1722.7335 | 0 | 1722.7244 | 0.025228
[31 empty] | 1722.8789 | 0 | 1722.8698 | 0.025111
[31 empty] | 1723.0243 | 0 | 1723.0151 | 0.024986
[31 empty] | 1723.1698 | 0 | 1723.1606 | 0.02485
[31 empty] | 1723.3153 | 0 | 1723.306 | 0.024703
[31 empty] | 1723.4607 | 0 | 1723.4515 | 0.024545
[31 empty] | 1723.6063 | 0 | 1723.5971 | 0.024379
[31 empty] | 1723.7518 | 0 | 1723.7427 | 0.024208
[31 empty] | 1723.8975 | 0 | 1723.8882 | 0.024037
[31 empty] | 1724.043 | 0 | 1724.0338 | 0.023867
[31 empty] | 1724.1886 | 0 | 1724.1794 | 0.023702
[31 empty] | 1724.3342 | 0 | 1724.3251 | 0.023546
[31 empty] | 1724.48 | 0 | 1724.4707 | 0.023396
[31 empty] | 1724.6256 | 0 | 1724.6165 | 0.023256
[31 empty] | 1724.7714 | 0 | 1724.7622 | 0.023122
[31 empty] | 1724.9171 | 0 | 1724.908 | 0.022994
[31 empty] | 1725.0629 | 0 | 1725.0537 | 0.022872
[31 empty] | 1725.2087 | 0 | 1725.1995 | 0.022755
[31 empty] | 1725.3545 | 0 | 1725.3453 | 0.022642
[31 empty] | 1725.5004 | 0 | 1725.4912 | 0.022533
[31 empty] | 1725.6462 | 0 | 1725.6371 | 0.022426
[31 empty] | 1725.7921 | 0 | 1725.783 | 0.022321
[31 empty] | 1725.938 | 0 | 1725.9288 | 0.022213
[31 empty] | 1726.084 | 0 | 1726.0748 | 0.022099
[31 empty] | 1726.23 | 0 | 1726.2207 | 0.021977
[31 empty] | 1726.376 | 0 | 1726.3667 | 0.021844
[31 empty] | 1726.522 | 0 | 1726.5128 | 0.021703
[31 empty] | 1726.668 | 0 | 1726.6588 | 0.021553
[31 empty] | 1726.8141 | 0 | 1726.8049 | 0.021401
[31 empty] | 1726.9602 | 0 | 1726.9509 | 0.021248
[31 empty] | 1727.1063 | 0 | 1727.0971 | 0.021098
[31 empty] | 1727.2524 | 0 | 1727.2433 | 0.020955
[31 empty] | 1727.3986 | 0 | 1727.3894 | 0.020819
[31 empty] | 1727.5448 | 0 | 1727.5356 | 0.020688
[31 empty] | 1727.691 | 0 | 1727.6818 | 0.020561
[31 empty] | 1727.8373 | 0 | 1727.828 | 0.020436
[31 empty] | 1727.9835 | 0 | 1727.9744 | 0.020308
[31 empty] | 1728.1298 | 0 | 1728.1206 | 0.020177
[31 empty] | 1728.2761 | 0 | 1728.267 | 0.020041
[31 empty] | 1728.4225 | 0 | 1728.4132 | 0.019901
[31 empty] | 1728.5689 | 0 | 1728.5596 | 0.01976
[31 empty] | 1728.7152 | 0 | 1728.7061 | 0.019618
[31 empty] | 1728.8616 | 0 | 1728.8524 | 0.019479
[31 empty] | 1729.0081 | 0 | 1728.9989 | 0.019344
[31 empty] | 1729.1545 | 0 | 1729.1453 | 0.019214
[31 empty] | 1729.301 | 0 | 1729.2918 | 0.019089
[31 empty] | 1729.4475 | 0 | 1729.4383 | 0.018966
[31 empty] | 1729.5941 | 0 | 1729.5848 | 0.018844
[31 empty] | 1729.7406 | 0 | 1729.7314 | 0.018721
[31 empty] | 1729.8872 | 0 | 1729.8781 | 0.018594
[31 empty] | 1730.0338 | 0 | 1730.0247 | 0.018465
[31 empty] | 1730.1804 | 0 | 1730.1713 | 0.018331
[31 empty] | 1730.3272 | 0 | 1730.3179 | 0.018194
[31 empty] | 1730.4739 | 0 | 1730.4646 | 0.018054
[31 empty] | 1730.6205 | 0 | 1730.6113 | 0.017912
[31 empty] | 1730.7672 | 0 | 1730.7581 | 0.017768
[31 empty] | 1730.9141 | 0 | 1730.9048 | 0.017621
[31 empty] | 1731.0608 | 0 | 1731.0516 | 0.017471
[31 empty] | 1731.2076 | 0 | 1731.1984 | 0.017321
[31 empty] | 1731.3545 | 0 | 1731.3452 | 0.01717
[31 empty] | 1731.5013 | 0 | 1731.4921 | 0.01702
[31 empty] | 1731.6482 | 0 | 1731.639 | 0.016873
[31 empty] | 1731.7952 | 0 | 1731.7859 | 0.016731
[31 empty] | 1731.942 | 0 | 1731.9329 | 0.016595
[31 empty] | 1732.089 | 0 | 1732.0798 | 0.016466
[31 empty] | 1732.236 | 0 | 1732.2268 | 0.016345
[31 empty] | 1732.3831 | 0 | 1732.3738 | 0.01623
[31 empty] | 1732.53 | 0 | 1732.5209 | 0.01612
[31 empty] | 1732.6771 | 0 | 1732.6679 | 0.016015
[31 empty] | 1732.8242 | 0 | 1732.8149 | 0.015915
[31 empty] | 1732.9713 | 0 | 1732.962 | 0.01582
[31 empty] | 1733.1184 | 0 | 1733.1092 | 0.015729
[31 empty] | 1733.2656 | 0 | 1733.2564 | 0.015643
[31 empty] | 1733.4128 | 0 | 1733.4036 | 0.015559
[31 empty] | 1733.5601 | 0 | 1733.5508 | 0.015478
[31 empty] | 1733.7073 | 0 | 1733.698 | 0.015396
[31 empty] | 1733.8545 | 0 | 1733.8453 | 0.01531
[31 empty] | 1734.0018 | 0 | 1733.9925 | 0.015218
[31 empty] | 1734.1492 | 0 | 1734.1399 | 0.015117
[31 empty] | 1734.2964 | 0 | 1734.2872 | 0.015007
[31 empty] | 1734.4439 | 0 | 1734.4346 | 0.01489
[31 empty] | 1734.5912 | 0 | 1734.5819 | 0.014769
[31 empty] | 1734.7387 | 0 | 1734.7294 | 0.014645
[31 empty] | 1734.886 | 0 | 1734.8768 | 0.014522
[31 empty] | 1735.0334 | 0 | 1735.0243 | 0.014403
[31 empty] | 1735.181 | 0 | 1735.1717 | 0.014288
[31 empty] | 1735.3285 | 0 | 1735.3192 | 0.014179
[31 empty] | 1735.4761 | 0 | 1735.4668 | 0.014075
[31 empty] | 1735.6237 | 0 | 1735.6144 | 0.013976
[31 empty] | 1735.7712 | 0 | 1735.762 | 0.013881
[31 empty] | 1735.9188 | 0 | 1735.9096 | 0.01379
[31 empty] | 1736.0664 | 0 | 1736.0573 | 0.013704
[31 empty] | 1736.2141 | 0 | 1736.2048 | 0.013623
[31 empty] | 1736.3618 | 0 | 1736.3525 | 0.013546
[31 empty] | 1736.5095 | 0 | 1736.5002 | 0.013472
[31 empty] | 1736.6572 | 0 | 1736.648 | 0.013398
[31 empty] | 1736.805 | 0 | 1736.7958 | 0.013321
[31 empty] | 1736.9528 | 0 | 1736.9436 | 0.013241
[31 empty] | 1737.1006 | 0 | 1737.0913 | 0.013157
[31 empty] | 1737.2484 | 0 | 1737.2393 | 0.013067
[31 empty] | 1737.3964 | 0 | 1737.3871 | 0.012976
[31 empty] | 1737.5442 | 0 | 1737.5349 | 0.012883
[31 empty] | 1737.6921 | 0 | 1737.6829 | 0.012792
[31 empty] | 1737.8401 | 0 | 1737.8308 | 0.012706
[31 empty] | 1737.988 | 0 | 1737.9788 | 0.012624
[31 empty] | 1738.136 | 0 | 1738.1267 | 0.012548
[31 empty] | 1738.2841 | 0 | 1738.2748 | 0.012475
[31 empty] | 1738.432 | 0 | 1738.4228 | 0.012405
[31 empty] | 1738.5801 | 0 | 1738.5709 | 0.012335
[31 empty] | 1738.7281 | 0 | 1738.719 | 0.012266
[31 empty] | 1738.8763 | 0 | 1738.8671 | 0.012194
[31 empty] | 1739.0244 | 0 | 1739.0153 | 0.012122
[31 empty] | 1739.1726 | 0 | 1739.1633 | 0.012049
[31 empty] | 1739.3208 | 0 | 1739.3115 | 0.011975
[31 empty] | 1739.469 | 0 | 1739.4598 | 0.0119
[31 empty] | 1739.6173 | 0 | 1739.608 | 0.011826
[31 empty] | 1739.7655 | 0 | 1739.7564 | 0.01175
[31 empty] | 1739.9138 | 0 | 1739.9045 | 0.011673
[31 empty] | 1740.0621 | 0 | 1740.0529 | 0.011595
[31 empty] | 1740.2105 | 0 | 1740.2013 | 0.011515
[31 empty] | 1740.3589 | 0 | 1740.3496 | 0.011435
[31 empty] | 1740.5072 | 0 | 1740.498 | 0.011356
[31 empty] | 1740.6556 | 0 | 1740.6465 | 0.01128
[31 empty] | 1740.8041 | 0 | 1740.7949 | 0.011208
[31 empty] | 1740.9526 | 0 | 1740.9434 | 0.011144
[31 empty] | 1741.1011 | 0 | 1741.0918 | 0.011087
[31 empty] | 1741.2496 | 0 | 1741.2404 | 0.011038
[31 empty] | 1741.3982 | 0 | 1741.3889 | 0.010996
[31 empty] | 1741.5467 | 0 | 1741.5375 | 0.01096
[31 empty] | 1741.6953 | 0 | 1741.686 | 0.010926
[31 empty] | 1741.844 | 0 | 1741.8347 | 0.010894
[31 empty] | 1741.9925 | 0 | 1741.9833 | 0.010861
[31 empty] | 1742.1412 | 0 | 1742.132 | 0.010823
[31 empty] | 1742.2899 | 0 | 1742.2806 | 0.010781
[31 empty] | 1742.4387 | 0 | 1742.4294 | 0.010732
[31 empty] | 1742.5874 | 0 | 1742.5781 | 0.010675
[31 empty] | 1742.7362 | 0 | 1742.7269 | 0.010612
[31 empty] | 1742.885 | 0 | 1742.8757 | 0.010544
[31 empty] | 1743.0338 | 0 | 1743.0245 | 0.010475
[31 empty] | 1743.1827 | 0 | 1743.1735 | 0.010409
[31 empty] | 1743.3315 | 0 | 1743.3223 | 0.010347
[31 empty] | 1743.4805 | 0 | 1743.4712 | 0.010295
[31 empty] | 1743.6294 | 0 | 1743.6201 | 0.010252
[31 empty] | 1743.7783 | 0 | 1743.769 | 0.010219
[31 empty] | 1743.9274 | 0 | 1743.9181 | 0.010194
[31 empty] | 1744.0763 | 0 | 1744.067 | 0.010174
[31 empty] | 1744.2253 | 0 | 1744.2161 | 0.010156
[31 empty] | 1744.3744 | 0 | 1744.3651 | 0.010135
[31 empty] | 1744.5234 | 0 | 1744.5142 | 0.010111
[31 empty] | 1744.6726 | 0 | 1744.6633 | 0.010081
[31 empty] | 1744.8217 | 0 | 1744.8124 | 0.010047
[31 empty] | 1744.9708 | 0 | 1744.9615 | 0.010007
[31 empty] | 1745.12 | 0 | 1745.1107 | 0.0099653
[31 empty] | 1745.2693 | 0 | 1745.26 | 0.0099208
[31 empty] | 1745.4185 | 0 | 1745.4092 | 0.0098747
[31 empty] | 1745.5677 | 0 | 1745.5585 | 0.0098286
[31 empty] | 1745.717 | 0 | 1745.7078 | 0.0097818
[31 empty] | 1745.8663 | 0 | 1745.8571 | 0.0097341
[31 empty] | 1746.0156 | 0 | 1746.0064 | 0.0096872
[31 empty] | 1746.165 | 0 | 1746.1558 | 0.0096412
[31 empty] | 1746.3145 | 0 | 1746.3052 | 0.0095967
[31 empty] | 1746.4639 | 0 | 1746.4546 | 0.009553
[31 empty] | 1746.6133 | 0 | 1746.604 | 0.0095117
[31 empty] | 1746.7627 | 0 | 1746.7534 | 0.0094728
[31 empty] | 1746.9122 | 0 | 1746.9029 | 0.0094362
[31 empty] | 1747.0618 | 0 | 1747.0525 | 0.0094029
[31 empty] | 1747.2113 | 0 | 1747.202 | 0.0093719
[31 empty] | 1747.3608 | 0 | 1747.3516 | 0.0093425
[31 empty] | 1747.5104 | 0 | 1747.5011 | 0.0093155
[31 empty] | 1747.66 | 0 | 1747.6508 | 0.0092893
[31 empty] | 1747.8097 | 0 | 1747.8004 | 0.0092646
[31 empty] | 1747.9594 | 0 | 1747.9501 | 0.00924
[31 empty] | 1748.109 | 0 | 1748.0997 | 0.0092154
[31 empty] | 1748.2588 | 0 | 1748.2495 | 0.00919
[31 empty] | 1748.4084 | 0 | 1748.3992 | 0.0091638
[31 empty] | 1748.5582 | 0 | 1748.549 | 0.009136
[31 empty] | 1748.708 | 0 | 1748.6987 | 0.0091066
[31 empty] | 1748.8579 | 0 | 1748.8486 | 0.0090764
[31 empty] | 1749.0077 | 0 | 1748.9984 | 0.0090454
[31 empty] | 1749.1576 | 0 | 1749.1483 | 0.0090152
[31 empty] | 1749.3075 | 0 | 1749.2982 | 0.0089874
[31 empty] | 1749.4574 | 0 | 1749.4481 | 0.008962
[31 empty] | 1749.6074 | 0 | 1749.598 | 0.0089405
[31 empty] | 1749.7573 | 0 | 1749.748 | 0.0089215
[31 empty] | 1749.9073 | 0 | 1749.8981 | 0.0089056
[31 empty] | 1750.0574 | 0 | 1750.0481 | 0.0088921
[31 empty] | 1750.2074 | 0 | 1750.1981 | 0.008881
[31 empty] | 1750.3575 | 0 | 1750.3481 | 0.0088722
[31 empty] | 1750.5076 | 0 | 1750.4983 | 0.0088651
[31 empty] | 1750.6577 | 0 | 1750.6484 | 0.0088611
[31 empty] | 1750.8079 | 0 | 1750.7986 | 0.0088595
[31 empty] | 1750.958 | 0 | 1750.9487 | 0.0088611
[31 empty] | 1751.1083 | 0 | 1751.099 | 0.0088659
[31 empty] | 1751.2585 | 0 | 1751.2492 | 0.008873
[31 empty] | 1751.4088 | 0 | 1751.3994 | 0.0088818
[31 empty] | 1751.5591 | 0 | 1751.5498 | 0.0088921
[31 empty] | 1751.7094 | 0 | 1751.7001 | 0.0089016
[31 empty] | 1751.8597 | 0 | 1751.8503 | 0.0089112
[31 empty] | 1752.01 | 0 | 1752.0007 | 0.0089183
[31 empty] | 1752.1604 | 0 | 1752.1511 | 0.0089239
[31 empty] | 1752.3109 | 0 | 1752.3015 | 0.008927
[31 empty] | 1752.4613 | 0 | 1752.452 | 0.0089294
[31 empty] | 1752.6118 | 0 | 1752.6024 | 0.0089294
[31 empty] | 1752.7622 | 0 | 1752.7529 | 0.0089278
[31 empty] | 1752.9127 | 0 | 1752.9034 | 0.0089239
[31 empty] | 1753.0633 | 0 | 1753.054 | 0.0089167
[31 empty] | 1753.2139 | 0 | 1753.2046 | 0.0089056
[31 empty] | 1753.3645 | 0 | 1753.3551 | 0.0088897
[31 empty] | 1753.5151 | 0 | 1753.5057 | 0.0088699
[31 empty] | 1753.6658 | 0 | 1753.6564 | 0.0088476
[31 empty] | 1753.8164 | 0 | 1753.8071 | 0.0088222
[31 empty] | 1753.9672 | 0 | 1753.9578 | 0.0087968
[31 empty] | 1754.1178 | 0 | 1754.1085 | 0.0087713
[31 empty] | 1754.2686 | 0 | 1754.2593 | 0.0087459
[31 empty] | 1754.4193 | 0 | 1754.41 | 0.0087221
[31 empty] | 1754.5702 | 0 | 1754.5608 | 0.0087007
[31 empty] | 1754.7209 | 0 | 1754.7117 | 0.0086816
[31 empty] | 1754.8718 | 0 | 1754.8626 | 0.0086665
[31 empty] | 1755.0227 | 0 | 1755.0134 | 0.0086562
[31 empty] | 1755.1736 | 0 | 1755.1643 | 0.0086522
[31 empty] | 1755.3246 | 0 | 1755.3152 | 0.0086546
[31 empty] | 1755.4755 | 0 | 1755.4662 | 0.0086625
[31 empty] | 1755.6265 | 0 | 1755.6172 | 0.0086736
[31 empty] | 1755.7775 | 0 | 1755.7682 | 0.0086848
[31 empty] | 1755.9286 | 0 | 1755.9192 | 0.0086927
[31 empty] | 1756.0796 | 0 | 1756.0703 | 0.0086951
[31 empty] | 1756.2307 | 0 | 1756.2213 | 0.0086871
[31 empty] | 1756.3818 | 0 | 1756.3724 | 0.0086689
[31 empty] | 1756.533 | 0 | 1756.5236 | 0.0086411
[31 empty] | 1756.6841 | 0 | 1756.6748 | 0.0086037
[31 empty] | 1756.8353 | 0 | 1756.8259 | 0.0085608
[31 empty] | 1756.9865 | 0 | 1756.9772 | 0.0085156
[31 empty] | 1757.1377 | 0 | 1757.1284 | 0.0084719
[31 empty] | 1757.2891 | 0 | 1757.2797 | 0.0084337
[31 empty] | 1757.4403 | 0 | 1757.431 | 0.008402
[31 empty] | 1757.5917 | 0 | 1757.5823 | 0.0083797
[31 empty] | 1757.7429 | 0 | 1757.7336 | 0.0083646
[31 empty] | 1757.8943 | 0 | 1757.885 | 0.0083559
[31 empty] | 1758.0458 | 0 | 1758.0364 | 0.0083511
[31 empty] | 1758.1971 | 0 | 1758.1879 | 0.0083487
[31 empty] | 1758.3486 | 0 | 1758.3392 | 0.008344
[31 empty] | 1758.5001 | 0 | 1758.4907 | 0.0083345
[31 empty] | 1758.6516 | 0 | 1758.6422 | 0.0083202
[31 empty] | 1758.8031 | 0 | 1758.7938 | 0.0082987
[31 empty] | 1758.9547 | 0 | 1758.9453 | 0.0082709
[31 empty] | 1759.1063 | 0 | 1759.0969 | 0.0082383
[31 empty] | 1759.2579 | 0 | 1759.2485 | 0.0082042
[31 empty] | 1759.4096 | 0 | 1759.4001 | 0.0081708
[31 empty] | 1759.5612 | 0 | 1759.5519 | 0.0081406
[31 empty] | 1759.7129 | 0 | 1759.7035 | 0.0081144
[31 empty] | 1759.8646 | 0 | 1759.8552 | 0.0080946
[31 empty] | 1760.0164 | 0 | 1760.007 | 0.0080787
[31 empty] | 1760.1681 | 0 | 1760.1587 | 0.008066
[31 empty] | 1760.3198 | 0 | 1760.3105 | 0.0080548
[31 empty] | 1760.4717 | 0 | 1760.4623 | 0.0080437
[31 empty] | 1760.6235 | 0 | 1760.6141 | 0.0080334
[31 empty] | 1760.7754 | 0 | 1760.766 | 0.0080231
[31 empty] | 1760.9272 | 0 | 1760.918 | 0.0080143
[31 empty] | 1761.0792 | 0 | 1761.0698 | 0.0080088
[31 empty] | 1761.2312 | 0 | 1761.2218 | 0.0080064
[31 empty] | 1761.3832 | 0 | 1761.3738 | 0.0080072
[31 empty] | 1761.5352 | 0 | 1761.5258 | 0.0080096
[31 empty] | 1761.6871 | 0 | 1761.6779 | 0.0080119
[31 empty] | 1761.8392 | 0 | 1761.8298 | 0.0080111
[31 empty] | 1761.9913 | 0 | 1761.9819 | 0.0080048
[31 empty] | 1762.1434 | 0 | 1762.134 | 0.0079905
[31 empty] | 1762.2955 | 0 | 1762.2861 | 0.0079659
[31 empty] | 1762.4476 | 0 | 1762.4383 | 0.0079301
[31 empty] | 1762.5999 | 0 | 1762.5906 | 0.0078825
[31 empty] | 1762.7521 | 0 | 1762.7427 | 0.0078245
[31 empty] | 1762.9043 | 0 | 1762.895 | 0.0077577
[31 empty] | 1763.0566 | 0 | 1763.0472 | 0.0076855
[31 empty] | 1763.2089 | 0 | 1763.1995 | 0.00761
[31 empty] | 1763.3612 | 0 | 1763.3518 | 0.0075361
[31 empty] | 1763.5135 | 0 | 1763.5041 | 0.0074686
[31 empty] | 1763.6659 | 0 | 1763.6565 | 0.007409
[31 empty] | 1763.8182 | 0 | 1763.809 | 0.0073606
[31 empty] | 1763.9707 | 0 | 1763.9613 | 0.007324
[31 empty] | 1764.1232 | 0 | 1764.1138 | 0.0072986
[31 empty] | 1764.2756 | 0 | 1764.2662 | 0.0072811
[31 empty] | 1764.4281 | 0 | 1764.4188 | 0.0072708
[31 empty] | 1764.5807 | 0 | 1764.5713 | 0.0072652
[31 empty] | 1764.7333 | 0 | 1764.7239 | 0.0072605
[31 empty] | 1764.8857 | 0 | 1764.8765 | 0.0072573
[31 empty] | 1765.0385 | 0 | 1765.0291 | 0.0072533
[31 empty] | 1765.191 | 0 | 1765.1816 | 0.0072486
[31 empty] | 1765.3438 | 0 | 1765.3344 | 0.0072446
[31 empty] | 1765.4963 | 0 | 1765.4871 | 0.0072398
[31 empty] | 1765.649 | 0 | 1765.6398 | 0.0072343
[31 empty] | 1765.8019 | 0 | 1765.7925 | 0.0072279
[31 empty] | 1765.9546 | 0 | 1765.9452 | 0.0072192
[31 empty] | 1766.1074 | 0 | 1766.098 | 0.0072065
[31 empty] | 1766.2603 | 0 | 1766.2508 | 0.0071882
[31 empty] | 1766.4131 | 0 | 1766.4037 | 0.0071636
[31 empty] | 1766.5659 | 0 | 1766.5565 | 0.0071326
[31 empty] | 1766.7189 | 0 | 1766.7095 | 0.0070952
[31 empty] | 1766.8717 | 0 | 1766.8623 | 0.0070547
[31 empty] | 1767.0247 | 0 | 1767.0153 | 0.0070134
[31 empty] | 1767.1776 | 0 | 1767.1683 | 0.0069761
[31 empty] | 1767.3307 | 0 | 1767.3213 | 0.0069443
[31 empty] | 1767.4836 | 0 | 1767.4744 | 0.0069197
[31 empty] | 1767.6367 | 0 | 1767.6273 | 0.0069046
[31 empty] | 1767.7898 | 0 | 1767.7804 | 0.0068959
[31 empty] | 1767.943 | 0 | 1767.9336 | 0.0068919
[31 empty] | 1768.0961 | 0 | 1768.0867 | 0.0068903
[31 empty] | 1768.2493 | 0 | 1768.2399 | 0.0068887
[31 empty] | 1768.4025 | 0 | 1768.3931 | 0.0068839
[31 empty] | 1768.5557 | 0 | 1768.5463 | 0.0068752
[31 empty] | 1768.7089 | 0 | 1768.6995 | 0.0068609
[31 empty] | 1768.8622 | 0 | 1768.8528 | 0.0068418
[31 empty] | 1769.0154 | 0 | 1769.0061 | 0.0068172
[31 empty] | 1769.1687 | 0 | 1769.1594 | 0.006787
[31 empty] | 1769.3221 | 0 | 1769.3127 | 0.0067521
[31 empty] | 1769.4755 | 0 | 1769.4661 | 0.0067124
[31 empty] | 1769.6289 | 0 | 1769.6195 | 0.0066695
[31 empty] | 1769.7823 | 0 | 1769.773 | 0.0066242
[31 empty] | 1769.9358 | 0 | 1769.9264 | 0.0065773
[31 empty] | 1770.0892 | 0 | 1770.0798 | 0.0065289
[31 empty] | 1770.2428 | 0 | 1770.2334 | 0.006482
[31 empty] | 1770.3962 | 0 | 1770.3868 | 0.0064375
[31 empty] | 1770.5498 | 0 | 1770.5404 | 0.0063954
[31 empty] | 1770.7035 | 0 | 1770.6941 | 0.0063573
[31 empty] | 1770.8571 | 0 | 1770.8477 | 0.0063239
[31 empty] | 1771.0107 | 0 | 1771.0013 | 0.0062953
[31 empty] | 1771.1643 | 0 | 1771.1549 | 0.0062739
[31 empty] | 1771.318 | 0 | 1771.3086 | 0.0062588
[31 empty] | 1771.4718 | 0 | 1771.4624 | 0.0062516
[31 empty] | 1771.6255 | 0 | 1771.6161 | 0.0062508
[31 empty] | 1771.7793 | 0 | 1771.7699 | 0.0062556
[31 empty] | 1771.9331 | 0 | 1771.9237 | 0.006262
[31 empty] | 1772.0869 | 0 | 1772.0775 | 0.0062683
[31 empty] | 1772.2407 | 0 | 1772.2313 | 0.0062691
[31 empty] | 1772.3946 | 0 | 1772.3853 | 0.0062628
[31 empty] | 1772.5486 | 0 | 1772.5392 | 0.0062469
[31 empty] | 1772.7025 | 0 | 1772.6931 | 0.0062214
[31 empty] | 1772.8564 | 0 | 1772.8471 | 0.0061873
[31 empty] | 1773.0104 | 0 | 1773.0011 | 0.0061484
[31 empty] | 1773.1644 | 0 | 1773.155 | 0.0061063
[31 empty] | 1773.3185 | 0 | 1773.3091 | 0.0060642
[31 empty] | 1773.4725 | 0 | 1773.4631 | 0.0060237
[31 empty] | 1773.6267 | 0 | 1773.6173 | 0.0059863
[31 empty] | 1773.7808 | 0 | 1773.7714 | 0.0059522
[31 empty] | 1773.9349 | 0 | 1773.9255 | 0.0059196
[31 empty] | 1774.0891 | 0 | 1774.0797 | 0.005887
[31 empty] | 1774.2433 | 0 | 1774.2339 | 0.0058529
[31 empty] | 1774.3976 | 0 | 1774.3882 | 0.0058163
[31 empty] | 1774.5518 | 0 | 1774.5424 | 0.0057766
[31 empty] | 1774.7061 | 0 | 1774.6967 | 0.0057353
[31 empty] | 1774.8603 | 0 | 1774.851 | 0.0056924
[31 empty] | 1775.0147 | 0 | 1775.0052 | 0.0056495
[31 empty] | 1775.1691 | 0 | 1775.1597 | 0.0056074
[31 empty] | 1775.3235 | 0 | 1775.3141 | 0.0055645
[31 empty] | 1775.4779 | 0 | 1775.4685 | 0.0055208
[31 empty] | 1775.6323 | 0 | 1775.6229 | 0.0054763
[31 empty] | 1775.7867 | 0 | 1775.7773 | 0.0054311
[31 empty] | 1775.9413 | 0 | 1775.9319 | 0.0053842
[31 empty] | 1776.0958 | 0 | 1776.0864 | 0.0053381
[31 empty] | 1776.2504 | 0 | 1776.241 | 0.0052952
[31 empty] | 1776.4049 | 0 | 1776.3955 | 0.0052563
[31 empty] | 1776.5596 | 0 | 1776.5502 | 0.0052245
[31 empty] | 1776.7142 | 0 | 1776.7047 | 0.0052015
[31 empty] | 1776.8688 | 0 | 1776.8594 | 0.0051872
[31 empty] | 1777.0236 | 0 | 1777.0142 | 0.0051824
[31 empty] | 1777.1782 | 0 | 1777.1688 | 0.005184
[31 empty] | 1777.333 | 0 | 1777.3236 | 0.0051896
[31 empty] | 1777.4878 | 0 | 1777.4783 | 0.0051951
[31 empty] | 1777.6426 | 0 | 1777.6331 | 0.0051983
[31 empty] | 1777.7974 | 0 | 1777.788 | 0.0051943
[31 empty] | 1777.9522 | 0 | 1777.9427 | 0.0051824
[31 empty] | 1778.1071 | 0 | 1778.0977 | 0.0051618
[31 empty] | 1778.262 | 0 | 1778.2526 | 0.005134
[31 empty] | 1778.4169 | 0 | 1778.4075 | 0.0050998
[31 empty] | 1778.5719 | 0 | 1778.5624 | 0.0050641
[31 empty] | 1778.7268 | 0 | 1778.7174 | 0.0050291
[31 empty] | 1778.8818 | 0 | 1778.8724 | 0.0049989
[31 empty] | 1779.0369 | 0 | 1779.0275 | 0.0049735
[31 empty] | 1779.1919 | 0 | 1779.1825 | 0.0049544
[31 empty] | 1779.3471 | 0 | 1779.3376 | 0.0049409
[31 empty] | 1779.5022 | 0 | 1779.4927 | 0.0049306
[31 empty] | 1779.6573 | 0 | 1779.6478 | 0.0049203
[31 empty] | 1779.8125 | 0 | 1779.803 | 0.0049084
[31 empty] | 1779.9677 | 0 | 1779.9582 | 0.0048917
[31 empty] | 1780.1229 | 0 | 1780.1134 | 0.0048686
[31 empty] | 1780.2782 | 0 | 1780.2687 | 0.0048393
[31 empty] | 1780.4335 | 0 | 1780.424 | 0.0048035
[31 empty] | 1780.5887 | 0 | 1780.5793 | 0.004763
[31 empty] | 1780.744 | 0 | 1780.7346 | 0.0047201
[31 empty] | 1780.8994 | 0 | 1780.89 | 0.0046756
[31 empty] | 1781.0548 | 0 | 1781.0454 | 0.0046327
[31 empty] | 1781.2102 | 0 | 1781.2008 | 0.004593
[31 empty] | 1781.3657 | 0 | 1781.3562 | 0.0045573
[31 empty] | 1781.5211 | 0 | 1781.5117 | 0.0045279
[31 empty] | 1781.6766 | 0 | 1781.6672 | 0.0045048
[31 empty] | 1781.8321 | 0 | 1781.8228 | 0.0044866
[31 empty] | 1781.9877 | 0 | 1781.9783 | 0.0044731
[31 empty] | 1782.1433 | 0 | 1782.1338 | 0.0044627
[31 empty] | 1782.2988 | 0 | 1782.2894 | 0.0044516
[31 empty] | 1782.4545 | 0 | 1782.4451 | 0.0044389
[31 empty] | 1782.6102 | 0 | 1782.6007 | 0.004423
[31 empty] | 1782.7659 | 0 | 1782.7565 | 0.0044032
[31 empty] | 1782.9216 | 0 | 1782.9121 | 0.0043785
[31 empty] | 1783.0773 | 0 | 1783.0679 | 0.0043523
[31 empty] | 1783.233 | 0 | 1783.2236 | 0.0043253
[31 empty] | 1783.3889 | 0 | 1783.3794 | 0.0042991
[31 empty] | 1783.5447 | 0 | 1783.5353 | 0.0042753
[31 empty] | 1783.7006 | 0 | 1783.6912 | 0.0042554
[31 empty] | 1783.8564 | 0 | 1783.8471 | 0.0042387
[31 empty] | 1784.0123 | 0 | 1784.0029 | 0.0042252
[31 empty] | 1784.1682 | 0 | 1784.1588 | 0.0042149
[31 empty] | 1784.3242 | 0 | 1784.3148 | 0.0042046
[31 empty] | 1784.4802 | 0 | 1784.4707 | 0.0041942
[31 empty] | 1784.6362 | 0 | 1784.6268 | 0.0041807
[31 empty] | 1784.7922 | 0 | 1784.7828 | 0.004164
[31 empty] | 1784.9484 | 0 | 1784.9388 | 0.0041426
[31 empty] | 1785.1044 | 0 | 1785.095 | 0.0041172
[31 empty] | 1785.2605 | 0 | 1785.2511 | 0.004087
[31 empty] | 1785.4168 | 0 | 1785.4072 | 0.0040552
[31 empty] | 1785.5729 | 0 | 1785.5635 | 0.0040219
[31 empty] | 1785.7291 | 0 | 1785.7196 | 0.0039901
[31 empty] | 1785.8854 | 0 | 1785.8758 | 0.0039607
[31 empty] | 1786.0416 | 0 | 1786.0321 | 0.0039353
[31 empty] | 1786.1979 | 0 | 1786.1883 | 0.0039122
[31 empty] | 1786.3541 | 0 | 1786.3447 | 0.0038924
[31 empty] | 1786.5105 | 0 | 1786.5011 | 0.0038749
[31 empty] | 1786.6669 | 0 | 1786.6575 | 0.0038582
[31 empty] | 1786.8232 | 0 | 1786.8138 | 0.0038439
[31 empty] | 1786.9797 | 0 | 1786.9702 | 0.003832
[31 empty] | 1787.1361 | 0 | 1787.1267 | 0.0038233
[31 empty] | 1787.2926 | 0 | 1787.2832 | 0.0038201
[31 empty] | 1787.4491 | 0 | 1787.4397 | 0.0038217
[31 empty] | 1787.6057 | 0 | 1787.5962 | 0.003828
[31 empty] | 1787.7622 | 0 | 1787.7528 | 0.0038368
[31 empty] | 1787.9188 | 0 | 1787.9093 | 0.0038471
[31 empty] | 1788.0754 | 0 | 1788.0659 | 0.003855
[31 empty] | 1788.2321 | 0 | 1788.2227 | 0.003859
[31 empty] | 1788.3888 | 0 | 1788.3793 | 0.0038566
[31 empty] | 1788.5454 | 0 | 1788.536 | 0.0038479
[31 empty] | 1788.7022 | 0 | 1788.6927 | 0.003832
[31 empty] | 1788.8589 | 0 | 1788.8495 | 0.0038114
[31 empty] | 1789.0158 | 0 | 1789.0062 | 0.0037867
[31 empty] | 1789.1725 | 0 | 1789.1631 | 0.0037613
[31 empty] | 1789.3293 | 0 | 1789.3198 | 0.0037367
[31 empty] | 1789.4862 | 0 | 1789.4767 | 0.0037152
[31 empty] | 1789.6431 | 0 | 1789.6337 | 0.0036962
[31 empty] | 1789.8001 | 0 | 1789.7905 | 0.0036803
[31 empty] | 1789.9569 | 0 | 1789.9475 | 0.003666
[31 empty] | 1790.1139 | 0 | 1790.1045 | 0.0036533
[31 empty] | 1790.2709 | 0 | 1790.2615 | 0.0036422
[31 empty] | 1790.428 | 0 | 1790.4185 | 0.003631
[31 empty] | 1790.585 | 0 | 1790.5756 | 0.0036207
[31 empty] | 1790.7421 | 0 | 1790.7327 | 0.003612
[31 empty] | 1790.8992 | 0 | 1790.8898 | 0.003604
[31 empty] | 1791.0564 | 0 | 1791.0469 | 0.0035969
[31 empty] | 1791.2135 | 0 | 1791.204 | 0.0035905
[31 empty] | 1791.3707 | 0 | 1791.3612 | 0.0035842
[31 empty] | 1791.5279 | 0 | 1791.5184 | 0.0035762
[31 empty] | 1791.6852 | 0 | 1791.6757 | 0.0035683
[31 empty] | 1791.8424 | 0 | 1791.833 | 0.0035603
[31 empty] | 1791.9998 | 0 | 1791.9902 | 0.0035524
[31 empty] | 1792.1571 | 0 | 1792.1476 | 0.0035444
[31 empty] | 1792.3145 | 0 | 1792.3049 | 0.0035365
[31 empty] | 1792.4718 | 0 | 1792.4624 | 0.0035286
[31 empty] | 1792.6293 | 0 | 1792.6198 | 0.0035182
[31 empty] | 1792.7866 | 0 | 1792.7772 | 0.0035063
[31 empty] | 1792.9441 | 0 | 1792.9347 | 0.0034912
[31 empty] | 1793.1017 | 0 | 1793.0922 | 0.003473
[31 empty] | 1793.2592 | 0 | 1793.2496 | 0.0034523
[31 empty] | 1793.4168 | 0 | 1793.4072 | 0.0034293
[31 empty] | 1793.5743 | 0 | 1793.5648 | 0.0034054
[31 empty] | 1793.7319 | 0 | 1793.7224 | 0.0033808
[31 empty] | 1793.8895 | 0 | 1793.88 | 0.0033554
[31 empty] | 1794.0472 | 0 | 1794.0377 | 0.00333
[31 empty] | 1794.205 | 0 | 1794.1954 | 0.0033045
[31 empty] | 1794.3627 | 0 | 1794.3531 | 0.0032791
[31 empty] | 1794.5204 | 0 | 1794.5109 | 0.0032553
[31 empty] | 1794.6781 | 0 | 1794.6687 | 0.0032315
[31 empty] | 1794.8359 | 0 | 1794.8264 | 0.00321
[31 empty] | 1794.9938 | 0 | 1794.9842 | 0.003191
[31 empty] | 1795.1516 | 0 | 1795.1421 | 0.0031743
[31 empty] | 1795.3096 | 0 | 1795.3001 | 0.0031584
[31 empty] | 1795.4674 | 0 | 1795.4579 | 0.0031449
[31 empty] | 1795.6254 | 0 | 1795.6158 | 0.0031314
[31 empty] | 1795.7833 | 0 | 1795.7738 | 0.0031203
[31 empty] | 1795.9413 | 0 | 1795.9319 | 0.0031099
[31 empty] | 1796.0994 | 0 | 1796.0898 | 0.0031012
[31 empty] | 1796.2575 | 0 | 1796.2479 | 0.0030956
[31 empty] | 1796.4155 | 0 | 1796.406 | 0.0030925
[31 empty] | 1796.5736 | 0 | 1796.5641 | 0.0030917
[31 empty] | 1796.7317 | 0 | 1796.7222 | 0.0030917
[31 empty] | 1796.8899 | 0 | 1796.8804 | 0.0030917
[31 empty] | 1797.0481 | 0 | 1797.0386 | 0.0030893
[31 empty] | 1797.2063 | 0 | 1797.1968 | 0.0030845
[31 empty] | 1797.3645 | 0 | 1797.355 | 0.0030758
[31 empty] | 1797.5228 | 0 | 1797.5133 | 0.0030647
[31 empty] | 1797.6811 | 0 | 1797.6716 | 0.0030511
[31 empty] | 1797.8395 | 0 | 1797.83 | 0.0030368
[31 empty] | 1797.9978 | 0 | 1797.9883 | 0.0030241
[31 empty] | 1798.1562 | 0 | 1798.1467 | 0.0030146
[31 empty] | 1798.3146 | 0 | 1798.305 | 0.003009
[31 empty] | 1798.473 | 0 | 1798.4635 | 0.0030083
[31 empty] | 1798.6315 | 0 | 1798.6221 | 0.0030122
[31 empty] | 1798.79 | 0 | 1798.7805 | 0.0030202
[31 empty] | 1798.9485 | 0 | 1798.9391 | 0.0030297
[31 empty] | 1799.1071 | 0 | 1799.0975 | 0.0030392
[31 empty] | 1799.2656 | 0 | 1799.2562 | 0.0030464
[31 empty] | 1799.4243 | 0 | 1799.4148 | 0.0030472
[31 empty] | 1799.5829 | 0 | 1799.5734 | 0.0030416
[31 empty] | 1799.7416 | 0 | 1799.7321 | 0.0030281
[31 empty] | 1799.9003 | 0 | 1799.8908 | 0.0030083
[31 empty] | 1800.059 | 0 | 1800.0494 | 0.0029836
[31 empty] | 1800.2178 | 0 | 1800.2082 | 0.0029566
[31 empty] | 1800.3766 | 0 | 1800.3671 | 0.0029304
[31 empty] | 1800.5354 | 0 | 1800.5259 | 0.0029074
[31 empty] | 1800.6942 | 0 | 1800.6847 | 0.0028875
[31 empty] | 1800.853 | 0 | 1800.8435 | 0.0028716
[31 empty] | 1801.012 | 0 | 1801.0024 | 0.0028581
[31 empty] | 1801.1709 | 0 | 1801.1614 | 0.0028454
[31 empty] | 1801.3298 | 0 | 1801.3203 | 0.0028303
[31 empty] | 1801.4888 | 0 | 1801.4793 | 0.0028128
[31 empty] | 1801.6477 | 0 | 1801.6382 | 0.0027906
[31 empty] | 1801.8068 | 0 | 1801.7972 | 0.0027644
[31 empty] | 1801.9658 | 0 | 1801.9563 | 0.0027358
[31 empty] | 1802.1249 | 0 | 1802.1154 | 0.0027056
[31 empty] | 1802.2841 | 0 | 1802.2745 | 0.0026786
[31 empty] | 1802.4432 | 0 | 1802.4337 | 0.0026571
[31 empty] | 1802.6024 | 0 | 1802.5928 | 0.0026452
[31 empty] | 1802.7616 | 0 | 1802.7521 | 0.0026444
[31 empty] | 1802.9208 | 0 | 1802.9113 | 0.0026548
[31 empty] | 1803.0801 | 0 | 1803.0706 | 0.0026746
[31 empty] | 1803.2394 | 0 | 1803.2297 | 0.0026992
[31 empty] | 1803.3987 | 0 | 1803.3892 | 0.0027263
[31 empty] | 1803.558 | 0 | 1803.5485 | 0.0027485
[31 empty] | 1803.7173 | 0 | 1803.7078 | 0.0027644
[31 empty] | 1803.8767 | 0 | 1803.8672 | 0.0027699
[31 empty] | 1804.0361 | 0 | 1804.0266 | 0.002766
[31 empty] | 1804.1956 | 0 | 1804.186 | 0.0027533
[31 empty] | 1804.3551 | 0 | 1804.3456 | 0.002735
[31 empty] | 1804.5147 | 0 | 1804.505 | 0.0027143
[31 empty] | 1804.6742 | 0 | 1804.6645 | 0.0026937
[31 empty] | 1804.8337 | 0 | 1804.8242 | 0.0026762
[31 empty] | 1804.9933 | 0 | 1804.9838 | 0.0026619
[31 empty] | 1805.1529 | 0 | 1805.1434 | 0.0026524
[31 empty] | 1805.3126 | 0 | 1805.303 | 0.0026468
[31 empty] | 1805.4723 | 0 | 1805.4626 | 0.0026444
[31 empty] | 1805.632 | 0 | 1805.6224 | 0.0026452
[31 empty] | 1805.7916 | 0 | 1805.7821 | 0.0026468
[31 empty] | 1805.9514 | 0 | 1805.9419 | 0.0026476
[31 empty] | 1806.1112 | 0 | 1806.1017 | 0.0026452
[31 empty] | 1806.271 | 0 | 1806.2615 | 0.0026397
[31 empty] | 1806.4309 | 0 | 1806.4214 | 0.0026293
[31 empty] | 1806.5908 | 0 | 1806.5812 | 0.0026127
[31 empty] | 1806.7507 | 0 | 1806.7411 | 0.0025904
[31 empty] | 1806.9106 | 0 | 1806.901 | 0.0025634
[31 empty] | 1807.0706 | 0 | 1807.061 | 0.0025324
[31 empty] | 1807.2306 | 0 | 1807.2211 | 0.0024983
[31 empty] | 1807.3906 | 0 | 1807.381 | 0.0024633
[31 empty] | 1807.5507 | 0 | 1807.541 | 0.0024292
[31 empty] | 1807.7107 | 0 | 1807.7012 | 0.0023966
[31 empty] | 1807.8709 | 0 | 1807.8612 | 0.002368
[31 empty] | 1808.0309 | 0 | 1808.0214 | 0.0023465
[31 empty] | 1808.191 | 0 | 1808.1815 | 0.0023315
[31 empty] | 1808.3513 | 0 | 1808.3417 | 0.0023243
[31 empty] | 1808.5115 | 0 | 1808.502 | 0.0023243
[31 empty] | 1808.6717 | 0 | 1808.6622 | 0.0023307
[31 empty] | 1808.832 | 0 | 1808.8224 | 0.0023394
[31 empty] | 1808.9923 | 0 | 1808.9828 | 0.0023489
[31 empty] | 1809.1526 | 0 | 1809.1431 | 0.0023561
[31 empty] | 1809.313 | 0 | 1809.3035 | 0.0023585
[31 empty] | 1809.4734 | 0 | 1809.4639 | 0.0023561
[31 empty] | 1809.6338 | 0 | 1809.6243 | 0.0023481
[31 empty] | 1809.7942 | 0 | 1809.7847 | 0.0023362
[31 empty] | 1809.9547 | 0 | 1809.9452 | 0.0023211
[31 empty] | 1810.1152 | 0 | 1810.1056 | 0.0023037
[31 empty] | 1810.2758 | 0 | 1810.2661 | 0.0022854
[31 empty] | 1810.4363 | 0 | 1810.4268 | 0.0022679
[31 empty] | 1810.5969 | 0 | 1810.5873 | 0.0022496
[31 empty] | 1810.7575 | 0 | 1810.7479 | 0.002233
[31 empty] | 1810.9181 | 0 | 1810.9086 | 0.0022155
[31 empty] | 1811.0789 | 0 | 1811.0692 | 0.0021988
[31 empty] | 1811.2395 | 0 | 1811.23 | 0.0021821
[31 empty] | 1811.4003 | 0 | 1811.3906 | 0.0021646
[31 empty] | 1811.561 | 0 | 1811.5514 | 0.0021472
[31 empty] | 1811.7218 | 0 | 1811.7122 | 0.0021305
[31 empty] | 1811.8826 | 0 | 1811.873 | 0.0021154
[31 empty] | 1812.0435 | 0 | 1812.0338 | 0.0021019
[31 empty] | 1812.2043 | 0 | 1812.1947 | 0.00209
[31 empty] | 1812.3652 | 0 | 1812.3556 | 0.0020804
[31 empty] | 1812.5261 | 0 | 1812.5166 | 0.0020709
[31 empty] | 1812.6871 | 0 | 1812.6775 | 0.0020614
[31 empty] | 1812.848 | 0 | 1812.8385 | 0.002051
[31 empty] | 1813.009 | 0 | 1812.9995 | 0.0020383
[31 empty] | 1813.1702 | 0 | 1813.1605 | 0.002024
[31 empty] | 1813.3312 | 0 | 1813.3217 | 0.0020081
[31 empty] | 1813.4923 | 0 | 1813.4827 | 0.0019915
[31 empty] | 1813.6534 | 0 | 1813.6438 | 0.0019764
[31 empty] | 1813.8146 | 0 | 1813.8049 | 0.0019629
[31 empty] | 1813.9757 | 0 | 1813.9662 | 0.0019533
[31 empty] | 1814.137 | 0 | 1814.1274 | 0.0019478
[31 empty] | 1814.2982 | 0 | 1814.2886 | 0.0019454
[31 empty] | 1814.4595 | 0 | 1814.4499 | 0.0019446
[31 empty] | 1814.6207 | 0 | 1814.6112 | 0.0019446
[31 empty] | 1814.7821 | 0 | 1814.7726 | 0.001943
[31 empty] | 1814.9435 | 0 | 1814.9338 | 0.0019398
[31 empty] | 1815.1049 | 0 | 1815.0952 | 0.0019335
[31 empty] | 1815.2662 | 0 | 1815.2567 | 0.0019263
[31 empty] | 1815.4277 | 0 | 1815.4181 | 0.00192
[31 empty] | 1815.5892 | 0 | 1815.5796 | 0.001916
[31 empty] | 1815.7507 | 0 | 1815.7411 | 0.0019176
[31 empty] | 1815.9122 | 0 | 1815.9026 | 0.0019232
[31 empty] | 1816.0737 | 0 | 1816.0642 | 0.0019351
[31 empty] | 1816.2353 | 0 | 1816.2257 | 0.0019502
[31 empty] | 1816.397 | 0 | 1816.3873 | 0.0019668
[31 empty] | 1816.5586 | 0 | 1816.5491 | 0.0019827
[31 empty] | 1816.7203 | 0 | 1816.7107 | 0.0019938
[31 empty] | 1816.882 | 0 | 1816.8724 | 0.0020002
[31 empty] | 1817.0437 | 0 | 1817.0342 | 0.0019986
[31 empty] | 1817.2054 | 0 | 1817.1959 | 0.0019899
[31 empty] | 1817.3673 | 0 | 1817.3577 | 0.0019748
[31 empty] | 1817.5291 | 0 | 1817.5195 | 0.0019549
[31 empty] | 1817.6909 | 0 | 1817.6813 | 0.0019335
[31 empty] | 1817.8528 | 0 | 1817.8433 | 0.001912
[31 empty] | 1818.0147 | 0 | 1818.0051 | 0.0018922
[31 empty] | 1818.1766 | 0 | 1818.167 | 0.0018739
[31 empty] | 1818.3386 | 0 | 1818.329 | 0.0018564
[31 empty] | 1818.5006 | 0 | 1818.491 | 0.0018389
[31 empty] | 1818.6626 | 0 | 1818.6529 | 0.0018199
[31 empty] | 1818.8247 | 0 | 1818.8151 | 0.0017992
[31 empty] | 1818.9867 | 0 | 1818.9772 | 0.0017762
[31 empty] | 1819.1488 | 0 | 1819.1393 | 0.0017516
[31 empty] | 1819.311 | 0 | 1819.3014 | 0.0017269
[31 empty] | 1819.4731 | 0 | 1819.4635 | 0.0017047
[31 empty] | 1819.6354 | 0 | 1819.6257 | 0.0016848
[31 empty] | 1819.7976 | 0 | 1819.788 | 0.001669
[31 empty] | 1819.9598 | 0 | 1819.9502 | 0.001657
[31 empty] | 1820.1221 | 0 | 1820.1124 | 0.0016499
[31 empty] | 1820.2844 | 0 | 1820.2748 | 0.0016467
[31 empty] | 1820.4468 | 0 | 1820.4371 | 0.0016491
[31 empty] | 1820.6091 | 0 | 1820.5995 | 0.0016562
[31 empty] | 1820.7715 | 0 | 1820.7618 | 0.0016697
[31 empty] | 1820.934 | 0 | 1820.9243 | 0.0016872
[31 empty] | 1821.0963 | 0 | 1821.0868 | 0.0017087
[31 empty] | 1821.2588 | 0 | 1821.2493 | 0.0017317
[31 empty] | 1821.4214 | 0 | 1821.4117 | 0.0017532
[31 empty] | 1821.5839 | 0 | 1821.5743 | 0.0017706
[31 empty] | 1821.7465 | 0 | 1821.7368 | 0.0017825
[31 empty] | 1821.9091 | 0 | 1821.8994 | 0.0017865
[31 empty] | 1822.0717 | 0 | 1822.0621 | 0.0017849
[31 empty] | 1822.2344 | 0 | 1822.2247 | 0.0017778
[31 empty] | 1822.397 | 0 | 1822.3874 | 0.0017683
[31 empty] | 1822.5597 | 0 | 1822.5502 | 0.0017603
[31 empty] | 1822.7225 | 0 | 1822.7129 | 0.001754
[31 empty] | 1822.8853 | 0 | 1822.8756 | 0.0017516
[31 empty] | 1823.0481 | 0 | 1823.0385 | 0.0017524
[31 empty] | 1823.2109 | 0 | 1823.2013 | 0.001754
[31 empty] | 1823.3738 | 0 | 1823.3641 | 0.001754
[31 empty] | 1823.5366 | 0 | 1823.527 | 0.00175
[31 empty] | 1823.6996 | 0 | 1823.6899 | 0.0017389
[31 empty] | 1823.8626 | 0 | 1823.8529 | 0.0017214
[31 empty] | 1824.0255 | 0 | 1824.0159 | 0.0016983
[31 empty] | 1824.1885 | 0 | 1824.1788 | 0.0016713
[31 empty] | 1824.3516 | 0 | 1824.3419 | 0.0016427
[31 empty] | 1824.5145 | 0 | 1824.505 | 0.0016149
[31 empty] | 1824.6777 | 0 | 1824.6681 | 0.0015911
[31 empty] | 1824.8408 | 0 | 1824.8312 | 0.0015728
[31 empty] | 1825.0039 | 0 | 1824.9943 | 0.0015601
[31 empty] | 1825.1671 | 0 | 1825.1575 | 0.0015538
[31 empty] | 1825.3303 | 0 | 1825.3207 | 0.0015522
[31 empty] | 1825.4935 | 0 | 1825.4839 | 0.0015562
[31 empty] | 1825.6569 | 0 | 1825.6472 | 0.0015641
[31 empty] | 1825.8202 | 0 | 1825.8105 | 0.0015736
[31 empty] | 1825.9835 | 0 | 1825.9739 | 0.0015848
[31 empty] | 1826.1469 | 0 | 1826.1372 | 0.0015935
[31 empty] | 1826.3102 | 0 | 1826.3005 | 0.0016006
[31 empty] | 1826.4736 | 0 | 1826.464 | 0.0016046
[31 empty] | 1826.6371 | 0 | 1826.6274 | 0.0016046
[31 empty] | 1826.8005 | 0 | 1826.7909 | 0.0016014
[31 empty] | 1826.964 | 0 | 1826.9543 | 0.0015951
[31 empty] | 1827.1276 | 0 | 1827.1179 | 0.0015879
[31 empty] | 1827.2911 | 0 | 1827.2815 | 0.00158
[31 empty] | 1827.4547 | 0 | 1827.4451 | 0.0015744
[31 empty] | 1827.6183 | 0 | 1827.6086 | 0.001572
[31 empty] | 1827.782 | 0 | 1827.7723 | 0.0015728
[31 empty] | 1827.9457 | 0 | 1827.936 | 0.0015776
[31 empty] | 1828.1094 | 0 | 1828.0997 | 0.0015863
[31 empty] | 1828.2731 | 0 | 1828.2634 | 0.0015975
[31 empty] | 1828.4369 | 0 | 1828.4272 | 0.0016094
[31 empty] | 1828.6007 | 0 | 1828.5911 | 0.0016205
[31 empty] | 1828.7645 | 0 | 1828.7549 | 0.0016292
[31 empty] | 1828.9283 | 0 | 1828.9187 | 0.0016332
[31 empty] | 1829.0922 | 0 | 1829.0825 | 0.0016332
[31 empty] | 1829.2561 | 0 | 1829.2465 | 0.0016276
[31 empty] | 1829.42 | 0 | 1829.4104 | 0.0016165
[31 empty] | 1829.584 | 0 | 1829.5743 | 0.0016014
[31 empty] | 1829.748 | 0 | 1829.7384 | 0.001584
[31 empty] | 1829.9121 | 0 | 1829.9025 | 0.0015641
[31 empty] | 1830.0762 | 0 | 1830.0665 | 0.001545
[31 empty] | 1830.2402 | 0 | 1830.2306 | 0.0015299
[31 empty] | 1830.4043 | 0 | 1830.3946 | 0.0015188
[31 empty] | 1830.5685 | 0 | 1830.5588 | 0.0015133
[31 empty] | 1830.7327 | 0 | 1830.723 | 0.0015133
[31 empty] | 1830.8969 | 0 | 1830.8872 | 0.0015164
[31 empty] | 1831.0612 | 0 | 1831.0514 | 0.0015204
[31 empty] | 1831.2253 | 0 | 1831.2157 | 0.001522
[31 empty] | 1831.3897 | 0 | 1831.38 | 0.0015196
[31 empty] | 1831.554 | 0 | 1831.5443 | 0.0015101
[31 empty] | 1831.7184 | 0 | 1831.7087 | 0.0014942
[31 empty] | 1831.8827 | 0 | 1831.873 | 0.0014727
[31 empty] | 1832.0471 | 0 | 1832.0375 | 0.0014481
[31 empty] | 1832.2115 | 0 | 1832.2019 | 0.0014227
[31 empty] | 1832.3761 | 0 | 1832.3663 | 0.0013997
[31 empty] | 1832.5405 | 0 | 1832.5309 | 0.0013806
[31 empty] | 1832.7051 | 0 | 1832.6954 | 0.0013671
[31 empty] | 1832.8696 | 0 | 1832.86 | 0.0013568
[31 empty] | 1833.0342 | 0 | 1833.0245 | 0.0013504
[31 empty] | 1833.1988 | 0 | 1833.1892 | 0.0013456
[31 empty] | 1833.3635 | 0 | 1833.3539 | 0.0013417
[31 empty] | 1833.5282 | 0 | 1833.5186 | 0.0013369
[31 empty] | 1833.6929 | 0 | 1833.6832 | 0.0013321
[31 empty] | 1833.8577 | 0 | 1833.8479 | 0.0013282
[31 empty] | 1834.0223 | 0 | 1834.0127 | 0.0013258
[31 empty] | 1834.1871 | 0 | 1834.1775 | 0.0013258
[31 empty] | 1834.352 | 0 | 1834.3423 | 0.0013282
[31 empty] | 1834.5168 | 0 | 1834.5072 | 0.0013321
[31 empty] | 1834.6818 | 0 | 1834.6721 | 0.0013361
[31 empty] | 1834.8467 | 0 | 1834.837 | 0.0013401
[31 empty] | 1835.0116 | 0 | 1835.002 | 0.0013417
[31 empty] | 1835.1766 | 0 | 1835.1669 | 0.0013409
[31 empty] | 1835.3416 | 0 | 1835.3319 | 0.0013393
[31 empty] | 1835.5066 | 0 | 1835.4969 | 0.0013377
[31 empty] | 1835.6716 | 0 | 1835.662 | 0.0013369
[31 empty] | 1835.8368 | 0 | 1835.8272 | 0.0013385
[31 empty] | 1836.002 | 0 | 1835.9922 | 0.0013425
[31 empty] | 1836.1671 | 0 | 1836.1573 | 0.0013472
[31 empty] | 1836.3323 | 0 | 1836.3225 | 0.0013544
[31 empty] | 1836.4974 | 0 | 1836.4878 | 0.0013607
[31 empty] | 1836.6627 | 0 | 1836.6529 | 0.0013663
[31 empty] | 1836.828 | 0 | 1836.8182 | 0.0013703
[31 empty] | 1836.9933 | 0 | 1836.9836 | 0.0013719
[31 empty] | 1837.1586 | 0 | 1837.1489 | 0.0013711
[31 empty] | 1837.324 | 0 | 1837.3143 | 0.0013679
[31 empty] | 1837.4894 | 0 | 1837.4796 | 0.0013607
[31 empty] | 1837.6548 | 0 | 1837.6451 | 0.0013512
[31 empty] | 1837.8202 | 0 | 1837.8105 | 0.0013393
[31 empty] | 1837.9857 | 0 | 1837.976 | 0.001325
[31 empty] | 1838.1512 | 0 | 1838.1415 | 0.0013091
[31 empty] | 1838.3168 | 0 | 1838.307 | 0.0012924
[31 empty] | 1838.4823 | 0 | 1838.4727 | 0.0012765
[31 empty] | 1838.648 | 0 | 1838.6382 | 0.0012607
[31 empty] | 1838.8136 | 0 | 1838.8038 | 0.0012456
[31 empty] | 1838.9793 | 0 | 1838.9695 | 0.0012329
[31 empty] | 1839.1449 | 0 | 1839.1353 | 0.0012217
[31 empty] | 1839.3107 | 0 | 1839.3009 | 0.001213
[31 empty] | 1839.4763 | 0 | 1839.4667 | 0.001205
[31 empty] | 1839.6421 | 0 | 1839.6325 | 0.0011987
[31 empty] | 1839.808 | 0 | 1839.7982 | 0.0011931
[31 empty] | 1839.9738 | 0 | 1839.9641 | 0.0011868
[31 empty] | 1840.1397 | 0 | 1840.13 | 0.0011804
[31 empty] | 1840.3055 | 0 | 1840.2959 | 0.0011709
[31 empty] | 1840.4714 | 0 | 1840.4618 | 0.0011598
[31 empty] | 1840.6374 | 0 | 1840.6277 | 0.0011447
[31 empty] | 1840.8035 | 0 | 1840.7937 | 0.0011264
[31 empty] | 1840.9695 | 0 | 1840.9597 | 0.0011073
[31 empty] | 1841.1355 | 0 | 1841.1257 | 0.0010875
[31 empty] | 1841.3015 | 0 | 1841.2919 | 0.0010692
[31 empty] | 1841.4677 | 0 | 1841.458 | 0.0010549
[31 empty] | 1841.6338 | 0 | 1841.6242 | 0.0010462
[31 empty] | 1841.7999 | 0 | 1841.7903 | 0.0010438
[31 empty] | 1841.9662 | 0 | 1841.9564 | 0.001047
[31 empty] | 1842.1325 | 0 | 1842.1227 | 0.0010565
[31 empty] | 1842.2987 | 0 | 1842.2889 | 0.00107
[31 empty] | 1842.465 | 0 | 1842.4552 | 0.0010883
[31 empty] | 1842.6312 | 0 | 1842.6216 | 0.0011073
[31 empty] | 1842.7976 | 0 | 1842.788 | 0.0011272
[31 empty] | 1842.964 | 0 | 1842.9542 | 0.0011463
[31 empty] | 1843.1304 | 0 | 1843.1207 | 0.0011629
[31 empty] | 1843.2969 | 0 | 1843.2871 | 0.0011757
[31 empty] | 1843.4633 | 0 | 1843.4536 | 0.0011828
[31 empty] | 1843.6298 | 0 | 1843.6201 | 0.0011852
[31 empty] | 1843.7964 | 0 | 1843.7866 | 0.0011836
[31 empty] | 1843.9629 | 0 | 1843.9531 | 0.001178
[31 empty] | 1844.1295 | 0 | 1844.1198 | 0.0011717
[31 empty] | 1844.2961 | 0 | 1844.2864 | 0.0011653
[31 empty] | 1844.4628 | 0 | 1844.453 | 0.0011614
[31 empty] | 1844.6294 | 0 | 1844.6198 | 0.0011598
[31 empty] | 1844.7961 | 0 | 1844.7864 | 0.0011622
[31 empty] | 1844.9629 | 0 | 1844.9531 | 0.0011677
[31 empty] | 1845.1296 | 0 | 1845.1199 | 0.0011749
[31 empty] | 1845.2964 | 0 | 1845.2867 | 0.001182
[31 empty] | 1845.4633 | 0 | 1845.4535 | 0.001186
[31 empty] | 1845.6301 | 0 | 1845.6204 | 0.001186
[31 empty] | 1845.797 | 0 | 1845.7872 | 0.0011796
[31 empty] | 1845.964 | 0 | 1845.9542 | 0.0011677
[31 empty] | 1846.1309 | 0 | 1846.1212 | 0.001151
[31 empty] | 1846.2978 | 0 | 1846.2881 | 0.0011312
[31 empty] | 1846.4648 | 0 | 1846.4552 | 0.0011113
[31 empty] | 1846.632 | 0 | 1846.6222 | 0.0010938
[31 empty] | 1846.799 | 0 | 1846.7893 | 0.0010787
[31 empty] | 1846.9661 | 0 | 1846.9563 | 0.0010684
[31 empty] | 1847.1332 | 0 | 1847.1235 | 0.0010613
[31 empty] | 1847.3004 | 0 | 1847.2906 | 0.0010573
[31 empty] | 1847.4675 | 0 | 1847.4579 | 0.0010541
[31 empty] | 1847.6348 | 0 | 1847.625 | 0.0010517
[31 empty] | 1847.802 | 0 | 1847.7924 | 0.0010494
[31 empty] | 1847.9694 | 0 | 1847.9596 | 0.0010454
[31 empty] | 1848.1366 | 0 | 1848.127 | 0.0010406
[31 empty] | 1848.304 | 0 | 1848.2942 | 0.0010335
[31 empty] | 1848.4713 | 0 | 1848.4617 | 0.0010247
[31 empty] | 1848.6388 | 0 | 1848.629 | 0.0010152
[31 empty] | 1848.8061 | 0 | 1848.7965 | 0.0010049
[31 empty] | 1848.9736 | 0 | 1848.9639 | 0.00099534
[31 empty] | 1849.1411 | 0 | 1849.1315 | 0.00098739
[31 empty] | 1849.3087 | 0 | 1849.299 | 0.00098183
[31 empty] | 1849.4762 | 0 | 1849.4666 | 0.00098024
[31 empty] | 1849.6438 | 0 | 1849.634 | 0.00098263
[31 empty] | 1849.8114 | 0 | 1849.8016 | 0.00099057
[31 empty] | 1849.9791 | 0 | 1849.9694 | 0.0010025
[31 empty] | 1850.1467 | 0 | 1850.137 | 0.00102
[31 empty] | 1850.3145 | 0 | 1850.3047 | 0.0010414
[31 empty] | 1850.4822 | 0 | 1850.4724 | 0.0010668
[31 empty] | 1850.65 | 0 | 1850.6403 | 0.0010946
[31 empty] | 1850.8177 | 0 | 1850.808 | 0.001124
[31 empty] | 1850.9856 | 0 | 1850.9758 | 0.0011534
[31 empty] | 1851.1534 | 0 | 1851.1437 | 0.0011804
[31 empty] | 1851.3213 | 0 | 1851.3117 | 0.0012035
[31 empty] | 1851.4893 | 0 | 1851.4795 | 0.0012201
[31 empty] | 1851.6572 | 0 | 1851.6475 | 0.0012297
[31 empty] | 1851.8252 | 0 | 1851.8154 | 0.0012305
[31 empty] | 1851.9932 | 0 | 1851.9835 | 0.0012233
[31 empty] | 1852.1613 | 0 | 1852.1515 | 0.001209
[31 empty] | 1852.3293 | 0 | 1852.3196 | 0.00119
[31 empty] | 1852.4974 | 0 | 1852.4877 | 0.0011693
[31 empty] | 1852.6655 | 0 | 1852.6558 | 0.0011494
[31 empty] | 1852.8337 | 0 | 1852.824 | 0.0011336
[31 empty] | 1853.002 | 0 | 1852.9922 | 0.0011248
[31 empty] | 1853.1702 | 0 | 1853.1604 | 0.0011232
[31 empty] | 1853.3384 | 0 | 1853.3286 | 0.0011288
[31 empty] | 1853.5067 | 0 | 1853.4969 | 0.0011423
[31 empty] | 1853.6751 | 0 | 1853.6653 | 0.0011606
[31 empty] | 1853.8434 | 0 | 1853.8336 | 0.001182
[31 empty] | 1854.0117 | 0 | 1854.002 | 0.0012066
[31 empty] | 1854.1802 | 0 | 1854.1704 | 0.0012313
[31 empty] | 1854.3486 | 0 | 1854.3389 | 0.0012543
[31 empty] | 1854.5171 | 0 | 1854.5073 | 0.0012734
[31 empty] | 1854.6855 | 0 | 1854.6758 | 0.0012869
[31 empty] | 1854.8541 | 0 | 1854.8444 | 0.0012924
[31 empty] | 1855.0226 | 0 | 1855.0129 | 0.0012908
[31 empty] | 1855.1913 | 0 | 1855.1815 | 0.0012805
[31 empty] | 1855.3599 | 0 | 1855.3501 | 0.0012622
[31 empty] | 1855.5286 | 0 | 1855.5188 | 0.0012376
[31 empty] | 1855.6971 | 0 | 1855.6874 | 0.0012098
[31 empty] | 1855.866 | 0 | 1855.8562 | 0.0011804
[31 empty] | 1856.0347 | 0 | 1856.0249 | 0.0011526
[31 empty] | 1856.2035 | 0 | 1856.1937 | 0.001128
[31 empty] | 1856.3722 | 0 | 1856.3624 | 0.0011089
[31 empty] | 1856.5411 | 0 | 1856.5312 | 0.0010946
[31 empty] | 1856.71 | 0 | 1856.7002 | 0.0010875
[31 empty] | 1856.8788 | 0 | 1856.869 | 0.0010843
[31 empty] | 1857.0477 | 0 | 1857.038 | 0.0010859
[31 empty] | 1857.2167 | 0 | 1857.2069 | 0.0010899
[31 empty] | 1857.3857 | 0 | 1857.376 | 0.0010954
[31 empty] | 1857.5548 | 0 | 1857.5449 | 0.0011026
[31 empty] | 1857.7238 | 0 | 1857.714 | 0.0011113
[31 empty] | 1857.8929 | 0 | 1857.8831 | 0.0011216
[31 empty] | 1858.062 | 0 | 1858.0522 | 0.0011336
[31 empty] | 1858.2312 | 0 | 1858.2213 | 0.0011479
[31 empty] | 1858.4003 | 0 | 1858.3905 | 0.0011622
[31 empty] | 1858.5696 | 0 | 1858.5597 | 0.0011757
[31 empty] | 1858.7388 | 0 | 1858.729 | 0.0011876
[31 empty] | 1858.9081 | 0 | 1858.8983 | 0.0011947
[31 empty] | 1859.0774 | 0 | 1859.0675 | 0.0011971
[31 empty] | 1859.2467 | 0 | 1859.2369 | 0.0011923
[31 empty] | 1859.416 | 0 | 1859.4062 | 0.0011828
[31 empty] | 1859.5855 | 0 | 1859.5757 | 0.0011677
[31 empty] | 1859.7549 | 0 | 1859.7451 | 0.0011502
[31 empty] | 1859.9243 | 0 | 1859.9145 | 0.0011312
[31 empty] | 1860.0938 | 0 | 1860.084 | 0.0011129
[31 empty] | 1860.2633 | 0 | 1860.2535 | 0.001097
[31 empty] | 1860.4329 | 0 | 1860.4231 | 0.0010859
[31 empty] | 1860.6024 | 0 | 1860.5927 | 0.0010795
[31 empty] | 1860.772 | 0 | 1860.7622 | 0.0010772
[31 empty] | 1860.9416 | 0 | 1860.9319 | 0.0010795
[31 empty] | 1861.1113 | 0 | 1861.1016 | 0.0010835
[31 empty] | 1861.281 | 0 | 1861.2712 | 0.0010899
[31 empty] | 1861.4508 | 0 | 1861.441 | 0.0010962
[31 empty] | 1861.6205 | 0 | 1861.6107 | 0.0011018
[31 empty] | 1861.7903 | 0 | 1861.7805 | 0.0011065
[31 empty] | 1861.9602 | 0 | 1861.9503 | 0.0011097
[31 empty] | 1862.13 | 0 | 1862.1202 | 0.0011113
[31 empty] | 1862.2999 | 0 | 1862.2902 | 0.0011113
[31 empty] | 1862.4698 | 0 | 1862.46 | 0.0011105
[31 empty] | 1862.6398 | 0 | 1862.63 | 0.0011089
[31 empty] | 1862.8097 | 0 | 1862.7999 | 0.0011058
[31 empty] | 1862.9797 | 0 | 1862.97 | 0.0011018
[31 empty] | 1863.1498 | 0 | 1863.14 | 0.001097
[31 empty] | 1863.3198 | 0 | 1863.3101 | 0.0010907
[31 empty] | 1863.49 | 0 | 1863.4802 | 0.0010835
[31 empty] | 1863.6602 | 0 | 1863.6503 | 0.0010756
[31 empty] | 1863.8303 | 0 | 1863.8204 | 0.00107
[31 empty] | 1864.0005 | 0 | 1863.9907 | 0.0010652
[31 empty] | 1864.1707 | 0 | 1864.1609 | 0.0010637
[31 empty] | 1864.3409 | 0 | 1864.3312 | 0.001066
[31 empty] | 1864.5112 | 0 | 1864.5015 | 0.00107
[31 empty] | 1864.6815 | 0 | 1864.6717 | 0.0010764
[31 empty] | 1864.8519 | 0 | 1864.8422 | 0.0010835
[31 empty] | 1865.0223 | 0 | 1865.0124 | 0.0010883
[31 empty] | 1865.1927 | 0 | 1865.1829 | 0.0010922
[31 empty] | 1865.3632 | 0 | 1865.3534 | 0.001093
[31 empty] | 1865.5337 | 0 | 1865.5238 | 0.0010915
[31 empty] | 1865.7041 | 0 | 1865.6943 | 0.0010875
[31 empty] | 1865.8746 | 0 | 1865.8649 | 0.0010827
[31 empty] | 1866.0453 | 0 | 1866.0354 | 0.0010772
[31 empty] | 1866.2158 | 0 | 1866.2061 | 0.00107
[31 empty] | 1866.3865 | 0 | 1866.3767 | 0.0010629
[31 empty] | 1866.5571 | 0 | 1866.5474 | 0.0010549
[31 empty] | 1866.7279 | 0 | 1866.718 | 0.001047
[31 empty] | 1866.8986 | 0 | 1866.8888 | 0.0010406
[31 empty] | 1867.0693 | 0 | 1867.0596 | 0.0010351
[31 empty] | 1867.2401 | 0 | 1867.2304 | 0.0010335
[31 empty] | 1867.411 | 0 | 1867.4011 | 0.0010343
[31 empty] | 1867.5818 | 0 | 1867.572 | 0.001039
[31 empty] | 1867.7527 | 0 | 1867.7429 | 0.0010454
[31 empty] | 1867.9236 | 0 | 1867.9138 | 0.0010525
[31 empty] | 1868.0946 | 0 | 1868.0847 | 0.0010589
[31 empty] | 1868.2655 | 0 | 1868.2557 | 0.0010637
[31 empty] | 1868.4365 | 0 | 1868.4268 | 0.0010652
[31 empty] | 1868.6075 | 0 | 1868.5978 | 0.0010637
[31 empty] | 1868.7787 | 0 | 1868.7688 | 0.0010597
[31 empty] | 1868.9497 | 0 | 1868.9399 | 0.0010533
[31 empty] | 1869.1209 | 0 | 1869.1111 | 0.0010454
[31 empty] | 1869.292 | 0 | 1869.2822 | 0.0010366
[31 empty] | 1869.4633 | 0 | 1869.4534 | 0.0010271
[31 empty] | 1869.6345 | 0 | 1869.6246 | 0.0010184
[31 empty] | 1869.8058 | 0 | 1869.7959 | 0.0010096
[31 empty] | 1869.977 | 0 | 1869.9672 | 0.0010017
[31 empty] | 1870.1483 | 0 | 1870.1385 | 0.00099375
[31 empty] | 1870.3197 | 0 | 1870.3098 | 0.00098739
[31 empty] | 1870.4911 | 0 | 1870.4812 | 0.00098263
[31 empty] | 1870.6625 | 0 | 1870.6527 | 0.00097945
[31 empty] | 1870.834 | 0 | 1870.8241 | 0.00097865
[31 empty] | 1871.0054 | 0 | 1870.9956 | 0.00098024
[31 empty] | 1871.1769 | 0 | 1871.1671 | 0.00098422
[31 empty] | 1871.3485 | 0 | 1871.3386 | 0.00099057
[31 empty] | 1871.52 | 0 | 1871.5103 | 0.00099851
[31 empty] | 1871.6916 | 0 | 1871.6818 | 0.0010073
[31 empty] | 1871.8633 | 0 | 1871.8534 | 0.0010152
[31 empty] | 1872.0349 | 0 | 1872.0251 | 0.0010223
[31 empty] | 1872.2067 | 0 | 1872.1968 | 0.0010263
[31 empty] | 1872.3784 | 0 | 1872.3685 | 0.0010263
[31 empty] | 1872.5502 | 0 | 1872.5403 | 0.0010231
[31 empty] | 1872.7219 | 0 | 1872.7122 | 0.0010144
[31 empty] | 1872.8938 | 0 | 1872.8839 | 0.0010033
[31 empty] | 1873.0657 | 0 | 1873.0558 | 0.00098978
[31 empty] | 1873.2376 | 0 | 1873.2277 | 0.00097548
[31 empty] | 1873.4094 | 0 | 1873.3995 | 0.00096197
[31 empty] | 1873.5814 | 0 | 1873.5715 | 0.00095165
[31 empty] | 1873.7534 | 0 | 1873.7435 | 0.0009437
[31 empty] | 1873.9254 | 0 | 1873.9155 | 0.00093894
[31 empty] | 1874.0974 | 0 | 1874.0875 | 0.00093814
[31 empty] | 1874.2695 | 0 | 1874.2596 | 0.00093973
[31 empty] | 1874.4416 | 0 | 1874.4318 | 0.00094291
[31 empty] | 1874.6138 | 0 | 1874.6039 | 0.00094847
[31 empty] | 1874.7859 | 0 | 1874.7761 | 0.00095323
[31 empty] | 1874.9581 | 0 | 1874.9482 | 0.0009588
[31 empty] | 1875.1304 | 0 | 1875.1205 | 0.00096277
[31 empty] | 1875.3026 | 0 | 1875.2927 | 0.00096515
[31 empty] | 1875.475 | 0 | 1875.4651 | 0.00096515
[31 empty] | 1875.6472 | 0 | 1875.6374 | 0.00096356
[31 empty] | 1875.8196 | 0 | 1875.8098 | 0.00095959
[31 empty] | 1875.9921 | 0 | 1875.9822 | 0.00095482
[31 empty] | 1876.1644 | 0 | 1876.1545 | 0.00094926
[31 empty] | 1876.3369 | 0 | 1876.327 | 0.00094609
[31 empty] | 1876.5094 | 0 | 1876.4995 | 0.0009445
[31 empty] | 1876.6819 | 0 | 1876.672 | 0.00094609
[31 empty] | 1876.8545 | 0 | 1876.8446 | 0.00094926
[31 empty] | 1877.0271 | 0 | 1877.0172 | 0.00095403
[31 empty] | 1877.1997 | 0 | 1877.1898 | 0.0009588
[31 empty] | 1877.3723 | 0 | 1877.3624 | 0.00096118
[31 empty] | 1877.545 | 0 | 1877.5352 | 0.00096118
[31 empty] | 1877.7177 | 0 | 1877.7079 | 0.00095641
[31 empty] | 1877.8905 | 0 | 1877.8806 | 0.00094847
[31 empty] | 1878.0632 | 0 | 1878.0533 | 0.00093894
[31 empty] | 1878.2361 | 0 | 1878.2262 | 0.00092782
[31 empty] | 1878.4088 | 0 | 1878.399 | 0.00091749
[31 empty] | 1878.5818 | 0 | 1878.5719 | 0.00090875
[31 empty] | 1878.7546 | 0 | 1878.7448 | 0.0009024
[31 empty] | 1878.9276 | 0 | 1878.9177 | 0.00089763
[31 empty] | 1879.1006 | 0 | 1879.0907 | 0.00089525
[31 empty] | 1879.2736 | 0 | 1879.2637 | 0.00089445
[31 empty] | 1879.4465 | 0 | 1879.4367 | 0.00089604
[31 empty] | 1879.6196 | 0 | 1879.6097 | 0.00090001
[31 empty] | 1879.7927 | 0 | 1879.7828 | 0.00090716
[31 empty] | 1879.9658 | 0 | 1879.9559 | 0.00091749
[31 empty] | 1880.139 | 0 | 1880.1291 | 0.00093258
[31 empty] | 1880.3121 | 0 | 1880.3024 | 0.00094926
[31 empty] | 1880.4853 | 0 | 1880.4756 | 0.00096833
[31 empty] | 1880.6587 | 0 | 1880.6488 | 0.0009858
[31 empty] | 1880.8319 | 0 | 1880.822 | 0.0010017
[31 empty] | 1881.0052 | 0 | 1880.9954 | 0.0010144
[31 empty] | 1881.1786 | 0 | 1881.1687 | 0.0010223
[31 empty] | 1881.352 | 0 | 1881.3422 | 0.0010263
[31 empty] | 1881.5254 | 0 | 1881.5155 | 0.0010263
[31 empty] | 1881.6988 | 0 | 1881.689 | 0.0010247
[31 empty] | 1881.8723 | 0 | 1881.8624 | 0.0010216
[31 empty] | 1882.0458 | 0 | 1882.036 | 0.0010168
[31 empty] | 1882.2194 | 0 | 1882.2095 | 0.0010128
[31 empty] | 1882.3929 | 0 | 1882.3831 | 0.001008
[31 empty] | 1882.5665 | 0 | 1882.5566 | 0.0010033
[31 empty] | 1882.7402 | 0 | 1882.7304 | 0.00099931
[31 empty] | 1882.9138 | 0 | 1882.9039 | 0.00099454
[31 empty] | 1883.0875 | 0 | 1883.0776 | 0.00099057
[31 empty] | 1883.2612 | 0 | 1883.2515 | 0.00098819
[31 empty] | 1883.4351 | 0 | 1883.4252 | 0.00098819
[31 empty] | 1883.6089 | 0 | 1883.599 | 0.00099057
[31 empty] | 1883.7827 | 0 | 1883.7728 | 0.00099613
[31 empty] | 1883.9565 | 0 | 1883.9467 | 0.0010041
[31 empty] | 1884.1305 | 0 | 1884.1206 | 0.0010128
[31 empty] | 1884.3043 | 0 | 1884.2944 | 0.0010216
[31 empty] | 1884.4783 | 0 | 1884.4684 | 0.0010295
[31 empty] | 1884.6523 | 0 | 1884.6425 | 0.0010351
[31 empty] | 1884.8263 | 0 | 1884.8164 | 0.0010366
[31 empty] | 1885.0004 | 0 | 1884.9905 | 0.0010343
[31 empty] | 1885.1744 | 0 | 1885.1645 | 0.0010279
[31 empty] | 1885.3486 | 0 | 1885.3387 | 0.001016
[31 empty] | 1885.5227 | 0 | 1885.5128 | 0.0010001
[31 empty] | 1885.6969 | 0 | 1885.687 | 0.00097945
[31 empty] | 1885.8711 | 0 | 1885.8612 | 0.00095721
[31 empty] | 1886.0454 | 0 | 1886.0355 | 0.00093417
[31 empty] | 1886.2196 | 0 | 1886.2097 | 0.00091113
[31 empty] | 1886.3939 | 0 | 1886.384 | 0.00089048
[31 empty] | 1886.5684 | 0 | 1886.5585 | 0.00087459
[31 empty] | 1886.7427 | 0 | 1886.7328 | 0.00086268
[31 empty] | 1886.9171 | 0 | 1886.9072 | 0.00085791
[31 empty] | 1887.0916 | 0 | 1887.0817 | 0.00085791
[31 empty] | 1887.266 | 0 | 1887.2561 | 0.00086268
[31 empty] | 1887.4406 | 0 | 1887.4307 | 0.00087142
[31 empty] | 1887.615 | 0 | 1887.6051 | 0.00088174
[31 empty] | 1887.7897 | 0 | 1887.7797 | 0.00089286
[31 empty] | 1887.9642 | 0 | 1887.9543 | 0.0009024
[31 empty] | 1888.1388 | 0 | 1888.1289 | 0.00090954
[31 empty] | 1888.3135 | 0 | 1888.3036 | 0.00091511
[31 empty] | 1888.4882 | 0 | 1888.4783 | 0.00091908
[31 empty] | 1888.663 | 0 | 1888.6531 | 0.00092225
[31 empty] | 1888.8378 | 0 | 1888.8278 | 0.00092464
[31 empty] | 1889.0124 | 0 | 1889.0026 | 0.00092861
[31 empty] | 1889.1874 | 0 | 1889.1774 | 0.00093417
[31 empty] | 1889.3622 | 0 | 1889.3523 | 0.00094053
[31 empty] | 1889.5371 | 0 | 1889.5272 | 0.00094926
[31 empty] | 1889.712 | 0 | 1889.7022 | 0.0009588
[31 empty] | 1889.887 | 0 | 1889.8771 | 0.00096912
[31 empty] | 1890.062 | 0 | 1890.052 | 0.00097945
[31 empty] | 1890.2369 | 0 | 1890.227 | 0.00099057
[31 empty] | 1890.412 | 0 | 1890.4021 | 0.0010001
[31 empty] | 1890.5872 | 0 | 1890.5772 | 0.0010088
[31 empty] | 1890.7622 | 0 | 1890.7523 | 0.0010152
[31 empty] | 1890.9374 | 0 | 1890.9275 | 0.0010192
[31 empty] | 1891.1126 | 0 | 1891.1027 | 0.0010184
[31 empty] | 1891.2878 | 0 | 1891.2778 | 0.0010136
[31 empty] | 1891.463 | 0 | 1891.4531 | 0.0010049
[31 empty] | 1891.6383 | 0 | 1891.6284 | 0.00099136
[31 empty] | 1891.8136 | 0 | 1891.8037 | 0.00097468
[31 empty] | 1891.989 | 0 | 1891.979 | 0.00095562
[31 empty] | 1892.1643 | 0 | 1892.1544 | 0.00093576
[31 empty] | 1892.3397 | 0 | 1892.3298 | 0.00091669
[31 empty] | 1892.5153 | 0 | 1892.5052 | 0.00089842
[31 empty] | 1892.6907 | 0 | 1892.6808 | 0.00088413
[31 empty] | 1892.8662 | 0 | 1892.8563 | 0.00087221
[31 empty] | 1893.0418 | 0 | 1893.0319 | 0.00086586
[31 empty] | 1893.2173 | 0 | 1893.2074 | 0.00086268
[31 empty] | 1893.3929 | 0 | 1893.3829 | 0.00086427
[31 empty] | 1893.5686 | 0 | 1893.5586 | 0.00086983
[31 empty] | 1893.7443 | 0 | 1893.7342 | 0.00087856
[31 empty] | 1893.9199 | 0 | 1893.91 | 0.00088969
[31 empty] | 1894.0957 | 0 | 1894.0857 | 0.0009024
[31 empty] | 1894.2715 | 0 | 1894.2615 | 0.0009159
[31 empty] | 1894.4473 | 0 | 1894.4373 | 0.00092861
[31 empty] | 1894.623 | 0 | 1894.6132 | 0.00093973
[31 empty] | 1894.799 | 0 | 1894.7891 | 0.00094926
[31 empty] | 1894.9749 | 0 | 1894.965 | 0.00095721
[31 empty] | 1895.1508 | 0 | 1895.1409 | 0.00096277
[31 empty] | 1895.3268 | 0 | 1895.3168 | 0.00096753
[31 empty] | 1895.5028 | 0 | 1895.4928 | 0.00097151
[31 empty] | 1895.6788 | 0 | 1895.6688 | 0.00097468
[31 empty] | 1895.8549 | 0 | 1895.8448 | 0.00097707
[31 empty] | 1896.0309 | 0 | 1896.021 | 0.00097865
[31 empty] | 1896.207 | 0 | 1896.1971 | 0.00097786
[31 empty] | 1896.3832 | 0 | 1896.3733 | 0.00097468
[31 empty] | 1896.5594 | 0 | 1896.5494 | 0.00096674
[31 empty] | 1896.7356 | 0 | 1896.7257 | 0.00095562
[31 empty] | 1896.9119 | 0 | 1896.902 | 0.00094132
[31 empty] | 1897.0883 | 0 | 1897.0783 | 0.00092464
[31 empty] | 1897.2645 | 0 | 1897.2546 | 0.00090716
[31 empty] | 1897.4409 | 0 | 1897.4309 | 0.00089048
[31 empty] | 1897.6173 | 0 | 1897.6073 | 0.00087618
[31 empty] | 1897.7937 | 0 | 1897.7838 | 0.00086506
[31 empty] | 1897.9702 | 0 | 1897.9602 | 0.00085791
[31 empty] | 1898.1466 | 0 | 1898.1367 | 0.00085315
[31 empty] | 1898.3231 | 0 | 1898.3132 | 0.00085156
[31 empty] | 1898.4998 | 0 | 1898.4897 | 0.00085156
[31 empty] | 1898.6763 | 0 | 1898.6664 | 0.00085235
[31 empty] | 1898.8529 | 0 | 1898.843 | 0.00085473
[31 empty] | 1899.0295 | 0 | 1899.0196 | 0.00085712
[31 empty] | 1899.2063 | 0 | 1899.1963 | 0.00086029
[31 empty] | 1899.3831 | 0 | 1899.373 | 0.00086347
[31 empty] | 1899.5598 | 0 | 1899.5498 | 0.00086665
[31 empty] | 1899.7366 | 0 | 1899.7266 | 0.00086983
[31 empty] | 1899.9133 | 0 | 1899.9034 | 0.0008738
[31 empty] | 1900.0902 | 0 | 1900.0802 | 0.00087856
[31 empty] | 1900.2671 | 0 | 1900.2571 | 0.00088333
[31 empty] | 1900.444 | 0 | 1900.4341 | 0.0008881
[31 empty] | 1900.621 | 0 | 1900.611 | 0.00089445
[31 empty] | 1900.798 | 0 | 1900.788 | 0.0009016
[31 empty] | 1900.975 | 0 | 1900.965 | 0.00090875
[31 empty] | 1901.152 | 0 | 1901.1421 | 0.00091749
[31 empty] | 1901.3291 | 0 | 1901.3191 | 0.00092623
[31 empty] | 1901.5062 | 0 | 1901.4962 | 0.00093496
[31 empty] | 1901.6834 | 0 | 1901.6733 | 0.00094291
[31 empty] | 1901.8606 | 0 | 1901.8506 | 0.00094926
[31 empty] | 1902.0377 | 0 | 1902.0278 | 0.00095323
[31 empty] | 1902.215 | 0 | 1902.2051 | 0.00095562
[31 empty] | 1902.3923 | 0 | 1902.3823 | 0.00095482
[31 empty] | 1902.5696 | 0 | 1902.5596 | 0.00095244
[31 empty] | 1902.7469 | 0 | 1902.7369 | 0.00094767
[31 empty] | 1902.9243 | 0 | 1902.9143 | 0.00094211
[31 empty] | 1903.1017 | 0 | 1903.0918 | 0.00093496
[31 empty] | 1903.2792 | 0 | 1903.2692 | 0.00092623
[31 empty] | 1903.4567 | 0 | 1903.4467 | 0.00091669
[31 empty] | 1903.6342 | 0 | 1903.6242 | 0.00090557
[31 empty] | 1903.8118 | 0 | 1903.8018 | 0.00089445
[31 empty] | 1903.9893 | 0 | 1903.9793 | 0.00088413
[31 empty] | 1904.1669 | 0 | 1904.1569 | 0.00087539
[31 empty] | 1904.3445 | 0 | 1904.3346 | 0.00086903
[31 empty] | 1904.5222 | 0 | 1904.5122 | 0.00086665
[31 empty] | 1904.6999 | 0 | 1904.6899 | 0.00086824
[31 empty] | 1904.8777 | 0 | 1904.8677 | 0.00087459
[31 empty] | 1905.0554 | 0 | 1905.0454 | 0.00088413
[31 empty] | 1905.2333 | 0 | 1905.2233 | 0.00089763
[31 empty] | 1905.4111 | 0 | 1905.4011 | 0.00091352
[31 empty] | 1905.589 | 0 | 1905.579 | 0.00093099
[31 empty] | 1905.7668 | 0 | 1905.757 | 0.00094847
[31 empty] | 1905.9448 | 0 | 1905.9348 | 0.00096436
[31 empty] | 1906.1228 | 0 | 1906.1128 | 0.00097786
[31 empty] | 1906.3008 | 0 | 1906.2908 | 0.00098819
[31 empty] | 1906.4789 | 0 | 1906.4689 | 0.00099454
[31 empty] | 1906.657 | 0 | 1906.647 | 0.00099692
[31 empty] | 1906.8351 | 0 | 1906.8251 | 0.00099613
[31 empty] | 1907.0132 | 0 | 1907.0032 | 0.00099216
[31 empty] | 1907.1914 | 0 | 1907.1814 | 0.0009866
[31 empty] | 1907.3696 | 0 | 1907.3596 | 0.00097945
[31 empty] | 1907.5478 | 0 | 1907.5378 | 0.00097309
[31 empty] | 1907.7261 | 0 | 1907.7161 | 0.00096594
[31 empty] | 1907.9044 | 0 | 1907.8944 | 0.00095959
[31 empty] | 1908.0828 | 0 | 1908.0728 | 0.00095403
[31 empty] | 1908.2611 | 0 | 1908.2511 | 0.00095006
[31 empty] | 1908.4396 | 0 | 1908.4296 | 0.00094609
[31 empty] | 1908.6179 | 0 | 1908.6079 | 0.00094211
[31 empty] | 1908.7964 | 0 | 1908.7865 | 0.00093814
[31 empty] | 1908.975 | 0 | 1908.965 | 0.00093338
[31 empty] | 1909.1534 | 0 | 1909.1434 | 0.00092782
[31 empty] | 1909.332 | 0 | 1909.322 | 0.00092225
[31 empty] | 1909.5106 | 0 | 1909.5007 | 0.00091511
[31 empty] | 1909.6893 | 0 | 1909.6793 | 0.00090875
[31 empty] | 1909.868 | 0 | 1909.858 | 0.00090398
[31 empty] | 1910.0467 | 0 | 1910.0367 | 0.0009016
[31 empty] | 1910.2255 | 0 | 1910.2154 | 0.00090081
[31 empty] | 1910.4042 | 0 | 1910.3942 | 0.0009024
[31 empty] | 1910.583 | 0 | 1910.573 | 0.00090478
[31 empty] | 1910.7618 | 0 | 1910.7518 | 0.00090716
[31 empty] | 1910.9408 | 0 | 1910.9308 | 0.00090796
[31 empty] | 1911.1196 | 0 | 1911.1096 | 0.00090637
[31 empty] | 1911.2986 | 0 | 1911.2886 | 0.0009024
[31 empty] | 1911.4775 | 0 | 1911.4675 | 0.00089525
[31 empty] | 1911.6566 | 0 | 1911.6466 | 0.00088651
[31 empty] | 1911.8357 | 0 | 1911.8257 | 0.00087856
[31 empty] | 1912.0148 | 0 | 1912.0048 | 0.00087062
[31 empty] | 1912.1939 | 0 | 1912.1838 | 0.00086586
[31 empty] | 1912.3729 | 0 | 1912.3629 | 0.00086427
[31 empty] | 1912.5521 | 0 | 1912.5421 | 0.00086586
[31 empty] | 1912.7313 | 0 | 1912.7213 | 0.00087062
[31 empty] | 1912.9106 | 0 | 1912.9006 | 0.00087698
[31 empty] | 1913.0898 | 0 | 1913.0798 | 0.00088413
[31 empty] | 1913.2692 | 0 | 1913.2592 | 0.00089127
[31 empty] | 1913.4486 | 0 | 1913.4385 | 0.00089922
[31 empty] | 1913.6279 | 0 | 1913.6179 | 0.00090557
[31 empty] | 1913.8074 | 0 | 1913.7974 | 0.00091272
[31 empty] | 1913.9868 | 0 | 1913.9768 | 0.00091908
[31 empty] | 1914.1663 | 0 | 1914.1562 | 0.00092623
[31 empty] | 1914.3458 | 0 | 1914.3358 | 0.00093417
[31 empty] | 1914.5254 | 0 | 1914.5153 | 0.00094132
[31 empty] | 1914.705 | 0 | 1914.695 | 0.00095006
[31 empty] | 1914.8845 | 0 | 1914.8745 | 0.000958
[31 empty] | 1915.0642 | 0 | 1915.0542 | 0.00096594
[31 empty] | 1915.2439 | 0 | 1915.2339 | 0.00097389
[31 empty] | 1915.4236 | 0 | 1915.4136 | 0.00098024
[31 empty] | 1915.6034 | 0 | 1915.5933 | 0.00098501
[31 empty] | 1915.7831 | 0 | 1915.7731 | 0.0009866
[31 empty] | 1915.9629 | 0 | 1915.9529 | 0.00098501
[31 empty] | 1916.1428 | 0 | 1916.1328 | 0.00098024
[31 empty] | 1916.3226 | 0 | 1916.3126 | 0.00097151
[31 empty] | 1916.5026 | 0 | 1916.4925 | 0.00095959
[31 empty] | 1916.6825 | 0 | 1916.6725 | 0.00094609
[31 empty] | 1916.8626 | 0 | 1916.8525 | 0.00093099
[31 empty] | 1917.0426 | 0 | 1917.0325 | 0.0009159
[31 empty] | 1917.2227 | 0 | 1917.2125 | 0.0009024
[31 empty] | 1917.4027 | 0 | 1917.3927 | 0.00089127
[31 empty] | 1917.5828 | 0 | 1917.5728 | 0.00088174
[31 empty] | 1917.7629 | 0 | 1917.7529 | 0.00087539
[31 empty] | 1917.9431 | 0 | 1917.9331 | 0.00087062
[31 empty] | 1918.1234 | 0 | 1918.1134 | 0.00086903
[31 empty] | 1918.3036 | 0 | 1918.2936 | 0.00086824
[31 empty] | 1918.4839 | 0 | 1918.4739 | 0.00087062
[31 empty] | 1918.6643 | 0 | 1918.6542 | 0.0008738
[31 empty] | 1918.8446 | 0 | 1918.8346 | 0.00087856
[31 empty] | 1919.025 | 0 | 1919.015 | 0.00088492
[31 empty] | 1919.2054 | 0 | 1919.1954 | 0.00089127
[31 empty] | 1919.3859 | 0 | 1919.3758 | 0.00089763
[31 empty] | 1919.5664 | 0 | 1919.5564 | 0.00090478
[31 empty] | 1919.7469 | 0 | 1919.7369 | 0.00091034
[31 empty] | 1919.9275 | 0 | 1919.9175 | 0.00091669
[31 empty] | 1920.108 | 0 | 1920.098 | 0.00092225
[31 empty] | 1920.2887 | 0 | 1920.2787 | 0.00092782
[31 empty] | 1920.4694 | 0 | 1920.4594 | 0.00093258
[31 empty] | 1920.6501 | 0 | 1920.64 | 0.00093735
[31 empty] | 1920.8308 | 0 | 1920.8208 | 0.00094053
[31 empty] | 1921.0116 | 0 | 1921.0016 | 0.0009437
[31 empty] | 1921.1924 | 0 | 1921.1824 | 0.00094609
[31 empty] | 1921.3732 | 0 | 1921.3632 | 0.00094767
[31 empty] | 1921.5541 | 0 | 1921.5441 | 0.00094926
[31 empty] | 1921.735 | 0 | 1921.725 | 0.00094926
[31 empty] | 1921.9159 | 0 | 1921.9059 | 0.00094926
[31 empty] | 1922.0969 | 0 | 1922.0868 | 0.00094926
[31 empty] | 1922.2779 | 0 | 1922.2678 | 0.00094926
[31 empty] | 1922.459 | 0 | 1922.4488 | 0.00094847
[31 empty] | 1922.64 | 0 | 1922.63 | 0.00094847
[31 empty] | 1922.8212 | 0 | 1922.811 | 0.00094847
[31 empty] | 1923.0023 | 0 | 1922.9922 | 0.00094926
[31 empty] | 1923.1835 | 0 | 1923.1733 | 0.00095006
[31 empty] | 1923.3646 | 0 | 1923.3546 | 0.00095165
[31 empty] | 1923.5459 | 0 | 1923.5359 | 0.00095323
[31 empty] | 1923.7272 | 0 | 1923.7172 | 0.00095403
[31 empty] | 1923.9084 | 0 | 1923.8984 | 0.00095482
[31 empty] | 1924.0898 | 0 | 1924.0798 | 0.00095562
[31 empty] | 1924.2712 | 0 | 1924.2611 | 0.00095641
[31 empty] | 1924.4526 | 0 | 1924.4426 | 0.00095641
[31 empty] | 1924.634 | 0 | 1924.624 | 0.00095562
[31 empty] | 1924.8156 | 0 | 1924.8055 | 0.00095403
[31 empty] | 1924.9971 | 0 | 1924.9871 | 0.00095085
[31 empty] | 1925.1786 | 0 | 1925.1686 | 0.00094609
[31 empty] | 1925.3602 | 0 | 1925.3501 | 0.00094053
[31 empty] | 1925.5419 | 0 | 1925.5317 | 0.00093179
[31 empty] | 1925.7235 | 0 | 1925.7134 | 0.00092225
[31 empty] | 1925.9052 | 0 | 1925.8951 | 0.00091113
[31 empty] | 1926.0869 | 0 | 1926.0768 | 0.00089922
[31 empty] | 1926.2687 | 0 | 1926.2585 | 0.00088651
[31 empty] | 1926.4504 | 0 | 1926.4404 | 0.0008738
[31 empty] | 1926.6323 | 0 | 1926.6222 | 0.00086268
[31 empty] | 1926.8142 | 0 | 1926.8041 | 0.00085394
[31 empty] | 1926.9961 | 0 | 1926.986 | 0.00084758
[31 empty] | 1927.178 | 0 | 1927.1679 | 0.00084441
[31 empty] | 1927.36 | 0 | 1927.3499 | 0.00084441
[31 empty] | 1927.542 | 0 | 1927.5319 | 0.00084679
[31 empty] | 1927.724 | 0 | 1927.7139 | 0.00085235
[31 empty] | 1927.906 | 0 | 1927.896 | 0.0008595
[31 empty] | 1928.0881 | 0 | 1928.078 | 0.00086744
[31 empty] | 1928.2703 | 0 | 1928.2601 | 0.00087618
[31 empty] | 1928.4524 | 0 | 1928.4424 | 0.00088333
[31 empty] | 1928.6346 | 0 | 1928.6245 | 0.00088969
[31 empty] | 1928.8169 | 0 | 1928.8068 | 0.00089525
[31 empty] | 1928.9992 | 0 | 1928.989 | 0.00089842
[31 empty] | 1929.1815 | 0 | 1929.1714 | 0.00089922
[31 empty] | 1929.3638 | 0 | 1929.3538 | 0.00089763
[31 empty] | 1929.5461 | 0 | 1929.5361 | 0.00089366
[31 empty] | 1929.7286 | 0 | 1929.7185 | 0.0008881
[31 empty] | 1929.911 | 0 | 1929.901 | 0.00088015
[31 empty] | 1930.0935 | 0 | 1930.0834 | 0.00087142
[31 empty] | 1930.276 | 0 | 1930.266 | 0.00086347
[31 empty] | 1930.4586 | 0 | 1930.4485 | 0.00085871
[31 empty] | 1930.6411 | 0 | 1930.6311 | 0.00085632
[31 empty] | 1930.8238 | 0 | 1930.8137 | 0.00085871
[31 empty] | 1931.0065 | 0 | 1930.9963 | 0.00086506
[31 empty] | 1931.1891 | 0 | 1931.1791 | 0.00087539
[31 empty] | 1931.3718 | 0 | 1931.3617 | 0.00088651
[31 empty] | 1931.5546 | 0 | 1931.5446 | 0.00089922
[31 empty] | 1931.7374 | 0 | 1931.7273 | 0.00091113
[31 empty] | 1931.9203 | 0 | 1931.9102 | 0.00092067
[31 empty] | 1932.103 | 0 | 1932.093 | 0.00092861
[31 empty] | 1932.286 | 0 | 1932.2759 | 0.00093338
[31 empty] | 1932.4689 | 0 | 1932.4589 | 0.00093576
[31 empty] | 1932.6519 | 0 | 1932.6417 | 0.00093655
[31 empty] | 1932.8348 | 0 | 1932.8248 | 0.00093576
[31 empty] | 1933.0179 | 0 | 1933.0078 | 0.00093496
[31 empty] | 1933.2009 | 0 | 1933.1909 | 0.00093417
[31 empty] | 1933.384 | 0 | 1933.374 | 0.00093417
[31 empty] | 1933.5673 | 0 | 1933.5571 | 0.00093576
[31 empty] | 1933.7504 | 0 | 1933.7402 | 0.00093814
[31 empty] | 1933.9336 | 0 | 1933.9235 | 0.00094053
[31 empty] | 1934.1168 | 0 | 1934.1067 | 0.00094211
[31 empty] | 1934.3002 | 0 | 1934.29 | 0.00094211
[31 empty] | 1934.4834 | 0 | 1934.4733 | 0.00094053
[31 empty] | 1934.6668 | 0 | 1934.6566 | 0.00093655
[31 empty] | 1934.8501 | 0 | 1934.8401 | 0.00093099
[31 empty] | 1935.0336 | 0 | 1935.0234 | 0.00092543
[31 empty] | 1935.217 | 0 | 1935.2069 | 0.00092067
[31 empty] | 1935.4005 | 0 | 1935.3904 | 0.00091749
[31 empty] | 1935.584 | 0 | 1935.5738 | 0.00091749
[31 empty] | 1935.7676 | 0 | 1935.7575 | 0.00091987
[31 empty] | 1935.9512 | 0 | 1935.941 | 0.00092543
[31 empty] | 1936.1348 | 0 | 1936.1246 | 0.00093179
[31 empty] | 1936.3185 | 0 | 1936.3084 | 0.00093814
[31 empty] | 1936.5022 | 0 | 1936.4921 | 0.0009445
[31 empty] | 1936.6859 | 0 | 1936.6758 | 0.00094847
[31 empty] | 1936.8696 | 0 | 1936.8595 | 0.00094926
[31 empty] | 1937.0535 | 0 | 1937.0433 | 0.00094847
[31 empty] | 1937.2373 | 0 | 1937.2272 | 0.0009437
[31 empty] | 1937.4211 | 0 | 1937.411 | 0.00093655
[31 empty] | 1937.6051 | 0 | 1937.595 | 0.00092782
[31 empty] | 1937.7889 | 0 | 1937.7788 | 0.0009159
[31 empty] | 1937.9729 | 0 | 1937.9628 | 0.00090398
[31 empty] | 1938.157 | 0 | 1938.1469 | 0.00089127
[31 empty] | 1938.3411 | 0 | 1938.3309 | 0.00088015
[31 empty] | 1938.525 | 0 | 1938.5149 | 0.00087062
[31 empty] | 1938.7092 | 0 | 1938.6991 | 0.00086427
[31 empty] | 1938.8933 | 0 | 1938.8832 | 0.00086029
[31 empty] | 1939.0775 | 0 | 1939.0674 | 0.00085871
[31 empty] | 1939.2617 | 0 | 1939.2516 | 0.0008595
[31 empty] | 1939.446 | 0 | 1939.4359 | 0.00086188
[31 empty] | 1939.6302 | 0 | 1939.6201 | 0.00086506
[31 empty] | 1939.8146 | 0 | 1939.8044 | 0.00086744
[31 empty] | 1939.999 | 0 | 1939.9888 | 0.00086903
[31 empty] | 1940.1834 | 0 | 1940.1732 | 0.00086903
[31 empty] | 1940.3678 | 0 | 1940.3577 | 0.00086665
[31 empty] | 1940.5522 | 0 | 1940.5421 | 0.00086188
[31 empty] | 1940.7367 | 0 | 1940.7266 | 0.00085473
[31 empty] | 1940.9213 | 0 | 1940.9111 | 0.000846
[31 empty] | 1941.1058 | 0 | 1941.0957 | 0.00083646
[31 empty] | 1941.2904 | 0 | 1941.2803 | 0.00082773
[31 empty] | 1941.4751 | 0 | 1941.465 | 0.00082217
[31 empty] | 1941.6598 | 0 | 1941.6497 | 0.00082058
[31 empty] | 1941.8445 | 0 | 1941.8344 | 0.00082296
[31 empty] | 1942.0292 | 0 | 1942.019 | 0.00082852
[31 empty] | 1942.214 | 0 | 1942.2039 | 0.00083726
[31 empty] | 1942.3988 | 0 | 1942.3887 | 0.00084758
[31 empty] | 1942.5836 | 0 | 1942.5735 | 0.00085871
[31 empty] | 1942.7686 | 0 | 1942.7584 | 0.00087142
[31 empty] | 1942.9535 | 0 | 1942.9434 | 0.00088492
[31 empty] | 1943.1384 | 0 | 1943.1283 | 0.00089842
[31 empty] | 1943.3234 | 0 | 1943.3132 | 0.00091272
[31 empty] | 1943.5084 | 0 | 1943.4983 | 0.00092702
[31 empty] | 1943.6935 | 0 | 1943.6834 | 0.00094053
[31 empty] | 1943.8785 | 0 | 1943.8684 | 0.00095323
[31 empty] | 1944.0637 | 0 | 1944.0536 | 0.00096356
[31 empty] | 1944.2489 | 0 | 1944.2388 | 0.00097309
[31 empty] | 1944.4341 | 0 | 1944.424 | 0.00098024
[31 empty] | 1944.6194 | 0 | 1944.6091 | 0.0009858
[31 empty] | 1944.8046 | 0 | 1944.7944 | 0.00098978
[31 empty] | 1944.9899 | 0 | 1944.9797 | 0.00099216
[31 empty] | 1945.1753 | 0 | 1945.165 | 0.00099295
[31 empty] | 1945.3606 | 0 | 1945.3505 | 0.00099136
[31 empty] | 1945.546 | 0 | 1945.5359 | 0.0009866
[31 empty] | 1945.7314 | 0 | 1945.7213 | 0.00098024
[31 empty] | 1945.917 | 0 | 1945.9069 | 0.00097309
[31 empty] | 1946.1025 | 0 | 1946.0923 | 0.00096515
[31 empty] | 1946.2881 | 0 | 1946.2778 | 0.000958
[31 empty] | 1946.4736 | 0 | 1946.4635 | 0.00095244
[31 empty] | 1946.6593 | 0 | 1946.649 | 0.00095006
[31 empty] | 1946.845 | 0 | 1946.8347 | 0.00095085
[31 empty] | 1947.0306 | 0 | 1947.0205 | 0.00095403
[31 empty] | 1947.2163 | 0 | 1947.2062 | 0.0009588
[31 empty] | 1947.4021 | 0 | 1947.392 | 0.00096436
[31 empty] | 1947.5879 | 0 | 1947.5778 | 0.00096992
[31 empty] | 1947.7738 | 0 | 1947.7635 | 0.00097468
[31 empty] | 1947.9596 | 0 | 1947.9495 | 0.00097865
[31 empty] | 1948.1455 | 0 | 1948.1354 | 0.00098183
[31 empty] | 1948.3315 | 0 | 1948.3213 | 0.00098342
[31 empty] | 1948.5175 | 0 | 1948.5073 | 0.00098342
[31 empty] | 1948.7035 | 0 | 1948.6934 | 0.00098104
[31 empty] | 1948.8895 | 0 | 1948.8794 | 0.00097548
[31 empty] | 1949.0757 | 0 | 1949.0654 | 0.00096833
[31 empty] | 1949.2617 | 0 | 1949.2516 | 0.0009588
[31 empty] | 1949.4479 | 0 | 1949.4377 | 0.00094767
[31 empty] | 1949.6342 | 0 | 1949.6239 | 0.00093496
[31 empty] | 1949.8203 | 0 | 1949.8102 | 0.00092146
[31 empty] | 1950.0066 | 0 | 1949.9965 | 0.00090796
[31 empty] | 1950.1929 | 0 | 1950.1827 | 0.00089525
[31 empty] | 1950.3793 | 0 | 1950.369 | 0.00088254
[31 empty] | 1950.5656 | 0 | 1950.5554 | 0.00087062
[31 empty] | 1950.7521 | 0 | 1950.7418 | 0.00086109
[31 empty] | 1950.9385 | 0 | 1950.9282 | 0.00085315
[31 empty] | 1951.125 | 0 | 1951.1147 | 0.00084838
[31 empty] | 1951.3114 | 0 | 1951.3013 | 0.000846
[31 empty] | 1951.498 | 0 | 1951.4878 | 0.00084758
[31 empty] | 1951.6846 | 0 | 1951.6744 | 0.00085076
[31 empty] | 1951.8712 | 0 | 1951.861 | 0.00085712
[31 empty] | 1952.0579 | 0 | 1952.0477 | 0.00086427
[31 empty] | 1952.2445 | 0 | 1952.2344 | 0.00087221
[31 empty] | 1952.4313 | 0 | 1952.4211 | 0.00087936
[31 empty] | 1952.618 | 0 | 1952.6079 | 0.00088571
[31 empty] | 1952.8048 | 0 | 1952.7947 | 0.00088969
[31 empty] | 1952.9917 | 0 | 1952.9814 | 0.00089127
[31 empty] | 1953.1786 | 0 | 1953.1683 | 0.00089127
[31 empty] | 1953.3655 | 0 | 1953.3552 | 0.0008881
[31 empty] | 1953.5524 | 0 | 1953.5422 | 0.00088333
[31 empty] | 1953.7394 | 0 | 1953.7293 | 0.00087856
[31 empty] | 1953.9264 | 0 | 1953.9163 | 0.0008738
[31 empty] | 1954.1134 | 0 | 1954.1033 | 0.00086983
[31 empty] | 1954.3005 | 0 | 1954.2903 | 0.00086824
[31 empty] | 1954.4877 | 0 | 1954.4774 | 0.00086824
[31 empty] | 1954.6748 | 0 | 1954.6647 | 0.00087062
[31 empty] | 1954.8621 | 0 | 1954.8518 | 0.0008738
[31 empty] | 1955.0492 | 0 | 1955.0391 | 0.00087856
[31 empty] | 1955.2365 | 0 | 1955.2263 | 0.00088254
[31 empty] | 1955.4238 | 0 | 1955.4136 | 0.00088492
[31 empty] | 1955.6111 | 0 | 1955.601 | 0.00088651
[31 empty] | 1955.7985 | 0 | 1955.7883 | 0.00088651
[31 empty] | 1955.986 | 0 | 1955.9757 | 0.00088413
[31 empty] | 1956.1733 | 0 | 1956.1632 | 0.00087936
[31 empty] | 1956.3608 | 0 | 1956.3506 | 0.00087221
[31 empty] | 1956.5483 | 0 | 1956.5382 | 0.00086268
[31 empty] | 1956.736 | 0 | 1956.7257 | 0.00085076
[31 empty] | 1956.9235 | 0 | 1956.9133 | 0.00083805
[31 empty] | 1957.1111 | 0 | 1957.101 | 0.00082375
[31 empty] | 1957.2988 | 0 | 1957.2886 | 0.00081104
[31 empty] | 1957.4865 | 0 | 1957.4763 | 0.00079992
[31 empty] | 1957.6742 | 0 | 1957.6641 | 0.00079198
[31 empty] | 1957.8619 | 0 | 1957.8518 | 0.00078721
[31 empty] | 1958.0498 | 0 | 1958.0395 | 0.00078642
[31 empty] | 1958.2377 | 0 | 1958.2274 | 0.0007896
[31 empty] | 1958.4255 | 0 | 1958.4153 | 0.00079595
[31 empty] | 1958.6134 | 0 | 1958.6031 | 0.00080628
[31 empty] | 1958.8014 | 0 | 1958.7911 | 0.00081819
[31 empty] | 1958.9894 | 0 | 1958.9791 | 0.0008309
[31 empty] | 1959.1774 | 0 | 1959.1671 | 0.00084282
[31 empty] | 1959.3655 | 0 | 1959.3552 | 0.00085235
[31 empty] | 1959.5536 | 0 | 1959.5433 | 0.0008595
[31 empty] | 1959.7417 | 0 | 1959.7314 | 0.00086268
[31 empty] | 1959.9298 | 0 | 1959.9196 | 0.00086268
[31 empty] | 1960.118 | 0 | 1960.1078 | 0.00085871
[31 empty] | 1960.3063 | 0 | 1960.296 | 0.00085156
[31 empty] | 1960.4945 | 0 | 1960.4842 | 0.00084202
[31 empty] | 1960.6829 | 0 | 1960.6726 | 0.00083249
[31 empty] | 1960.8712 | 0 | 1960.861 | 0.00082455
[31 empty] | 1961.0596 | 0 | 1961.0493 | 0.00081819
[31 empty] | 1961.248 | 0 | 1961.2378 | 0.00081581
[31 empty] | 1961.4364 | 0 | 1961.4263 | 0.00081819
[31 empty] | 1961.625 | 0 | 1961.6147 | 0.00082375
[31 empty] | 1961.8135 | 0 | 1961.8032 | 0.00083329
[31 empty] | 1962.0021 | 0 | 1961.9918 | 0.0008452
[31 empty] | 1962.1907 | 0 | 1962.1804 | 0.00085871
[31 empty] | 1962.3793 | 0 | 1962.369 | 0.00087142
[31 empty] | 1962.568 | 0 | 1962.5577 | 0.00088254
[31 empty] | 1962.7566 | 0 | 1962.7465 | 0.00089286
[31 empty] | 1962.9454 | 0 | 1962.9352 | 0.00090081
[31 empty] | 1963.1342 | 0 | 1963.1239 | 0.00090716
[31 empty] | 1963.323 | 0 | 1963.3127 | 0.00091113
[31 empty] | 1963.5118 | 0 | 1963.5016 | 0.00091431
[31 empty] | 1963.7007 | 0 | 1963.6904 | 0.0009159
[31 empty] | 1963.8897 | 0 | 1963.8794 | 0.00091669
[31 empty] | 1964.0786 | 0 | 1964.0684 | 0.00091669
[31 empty] | 1964.2676 | 0 | 1964.2573 | 0.00091669
[31 empty] | 1964.4567 | 0 | 1964.4464 | 0.00091669
[31 empty] | 1964.6457 | 0 | 1964.6355 | 0.00091828
[31 empty] | 1964.8348 | 0 | 1964.8246 | 0.00092067
[31 empty] | 1965.0239 | 0 | 1965.0137 | 0.00092384
[31 empty] | 1965.2131 | 0 | 1965.2029 | 0.00092702
[31 empty] | 1965.4023 | 0 | 1965.3921 | 0.0009294
[31 empty] | 1965.5917 | 0 | 1965.5814 | 0.0009302
[31 empty] | 1965.7809 | 0 | 1965.7706 | 0.00092702
[31 empty] | 1965.9702 | 0 | 1965.96 | 0.00092067
[31 empty] | 1966.1597 | 0 | 1966.1494 | 0.00091034
[31 empty] | 1966.349 | 0 | 1966.3387 | 0.00089684
[31 empty] | 1966.5385 | 0 | 1966.5282 | 0.00088015
[31 empty] | 1966.7279 | 0 | 1966.7177 | 0.00086188
[31 empty] | 1966.9175 | 0 | 1966.9072 | 0.00084441
[31 empty] | 1967.1069 | 0 | 1967.0967 | 0.00082931
[31 empty] | 1967.2965 | 0 | 1967.2863 | 0.00081819
[31 empty] | 1967.4862 | 0 | 1967.476 | 0.00081263
[31 empty] | 1967.6758 | 0 | 1967.6655 | 0.00081263
[31 empty] | 1967.8655 | 0 | 1967.8552 | 0.00081819
[31 empty] | 1968.0553 | 0 | 1968.045 | 0.00082852
[31 empty] | 1968.245 | 0 | 1968.2347 | 0.00084202
[31 empty] | 1968.4348 | 0 | 1968.4246 | 0.00085632
[31 empty] | 1968.6246 | 0 | 1968.6144 | 0.00087062
[31 empty] | 1968.8146 | 0 | 1968.8043 | 0.00088333
[31 empty] | 1969.0044 | 0 | 1968.9941 | 0.00089286
[31 empty] | 1969.1945 | 0 | 1969.1841 | 0.00090001
[31 empty] | 1969.3844 | 0 | 1969.3742 | 0.00090398
[31 empty] | 1969.5745 | 0 | 1969.5641 | 0.00090557
[31 empty] | 1969.7644 | 0 | 1969.7541 | 0.00090398
[31 empty] | 1969.9546 | 0 | 1969.9443 | 0.00090081
[31 empty] | 1970.1446 | 0 | 1970.1344 | 0.00089525
[31 empty] | 1970.3348 | 0 | 1970.3246 | 0.00088889
[31 empty] | 1970.525 | 0 | 1970.5148 | 0.00088254
[31 empty] | 1970.7153 | 0 | 1970.7051 | 0.00087539
[31 empty] | 1970.9056 | 0 | 1970.8953 | 0.00086903
[31 empty] | 1971.0959 | 0 | 1971.0856 | 0.00086268
[31 empty] | 1971.2863 | 0 | 1971.276 | 0.00085712
[31 empty] | 1971.4767 | 0 | 1971.4663 | 0.00085076
[31 empty] | 1971.6671 | 0 | 1971.6567 | 0.00084441
[31 empty] | 1971.8575 | 0 | 1971.8473 | 0.00083885
[31 empty] | 1972.048 | 0 | 1972.0377 | 0.00083329
[31 empty] | 1972.2385 | 0 | 1972.2283 | 0.00083011
[31 empty] | 1972.4291 | 0 | 1972.4188 | 0.00082852
[31 empty] | 1972.6198 | 0 | 1972.6095 | 0.00083011
[31 empty] | 1972.8104 | 0 | 1972.8001 | 0.00083567
[31 empty] | 1973.0011 | 0 | 1972.9908 | 0.00084441
[31 empty] | 1973.1918 | 0 | 1973.1815 | 0.00085473
[31 empty] | 1973.3826 | 0 | 1973.3723 | 0.00086586
[31 empty] | 1973.5734 | 0 | 1973.5631 | 0.00087618
[31 empty] | 1973.7642 | 0 | 1973.7539 | 0.00088413
[31 empty] | 1973.9551 | 0 | 1973.9447 | 0.00088889
[31 empty] | 1974.146 | 0 | 1974.1356 | 0.00089048
[31 empty] | 1974.3369 | 0 | 1974.3265 | 0.00088889
[31 empty] | 1974.5278 | 0 | 1974.5176 | 0.00088571
[31 empty] | 1974.7189 | 0 | 1974.7086 | 0.00088254
[31 empty] | 1974.9099 | 0 | 1974.8997 | 0.00087856
[31 empty] | 1975.1011 | 0 | 1975.0907 | 0.00087618
[31 empty] | 1975.2921 | 0 | 1975.2819 | 0.00087539
[31 empty] | 1975.4833 | 0 | 1975.473 | 0.00087618
[31 empty] | 1975.6746 | 0 | 1975.6642 | 0.00087856
[31 empty] | 1975.8657 | 0 | 1975.8555 | 0.00088254
[31 empty] | 1976.057 | 0 | 1976.0467 | 0.0008881
[31 empty] | 1976.2483 | 0 | 1976.238 | 0.00089366
[31 empty] | 1976.4397 | 0 | 1976.4294 | 0.00089922
[31 empty] | 1976.6311 | 0 | 1976.6207 | 0.00090478
[31 empty] | 1976.8225 | 0 | 1976.8123 | 0.00090954
[31 empty] | 1977.0139 | 0 | 1977.0037 | 0.00091352
[31 empty] | 1977.2054 | 0 | 1977.1952 | 0.00091669
[31 empty] | 1977.397 | 0 | 1977.3867 | 0.00091908
[31 empty] | 1977.5885 | 0 | 1977.5783 | 0.00092067
[31 empty] | 1977.7802 | 0 | 1977.7699 | 0.00092225
[31 empty] | 1977.9718 | 0 | 1977.9615 | 0.00092225
[31 empty] | 1978.1635 | 0 | 1978.1532 | 0.00092146
[31 empty] | 1978.3552 | 0 | 1978.3448 | 0.00091828
[31 empty] | 1978.547 | 0 | 1978.5366 | 0.00091272
[31 empty] | 1978.7388 | 0 | 1978.7285 | 0.00090478
[31 empty] | 1978.9305 | 0 | 1978.9203 | 0.00089525
[31 empty] | 1979.1224 | 0 | 1979.1122 | 0.00088413
[31 empty] | 1979.3143 | 0 | 1979.3041 | 0.00087221
[31 empty] | 1979.5064 | 0 | 1979.496 | 0.00086109
[31 empty] | 1979.6982 | 0 | 1979.688 | 0.00085235
[31 empty] | 1979.8903 | 0 | 1979.88 | 0.00084679
[31 empty] | 1980.0824 | 0 | 1980.072 | 0.000846
[31 empty] | 1980.2744 | 0 | 1980.2642 | 0.00085156
[31 empty] | 1980.4666 | 0 | 1980.4563 | 0.00086347
[31 empty] | 1980.6588 | 0 | 1980.6484 | 0.00088174
[31 empty] | 1980.851 | 0 | 1980.8406 | 0.00090637
[31 empty] | 1981.0432 | 0 | 1981.0328 | 0.00093496
[31 empty] | 1981.2355 | 0 | 1981.2251 | 0.00096594
[31 empty] | 1981.4277 | 0 | 1981.4175 | 0.00099613
[31 empty] | 1981.6201 | 0 | 1981.6099 | 0.0010239
[31 empty] | 1981.8125 | 0 | 1981.8022 | 0.0010454
[31 empty] | 1982.005 | 0 | 1981.9946 | 0.0010597
[31 empty] | 1982.1974 | 0 | 1982.1871 | 0.001066
[31 empty] | 1982.3899 | 0 | 1982.3796 | 0.0010629
[31 empty] | 1982.5825 | 0 | 1982.5721 | 0.0010525
[31 empty] | 1982.775 | 0 | 1982.7648 | 0.0010358
[31 empty] | 1982.9677 | 0 | 1982.9573 | 0.0010128
[31 empty] | 1983.1603 | 0 | 1983.15 | 0.0009866
[31 empty] | 1983.353 | 0 | 1983.3427 | 0.0009588
[31 empty] | 1983.5458 | 0 | 1983.5354 | 0.00093099
[31 empty] | 1983.7385 | 0 | 1983.7281 | 0.00090557
[31 empty] | 1983.9313 | 0 | 1983.921 | 0.00088413
[31 empty] | 1984.1242 | 0 | 1984.1138 | 0.00086665
[31 empty] | 1984.317 | 0 | 1984.3066 | 0.00085394
[31 empty] | 1984.5099 | 0 | 1984.4996 | 0.00084679
[31 empty] | 1984.7029 | 0 | 1984.6925 | 0.00084282
[31 empty] | 1984.8959 | 0 | 1984.8855 | 0.00084361
[31 empty] | 1985.0889 | 0 | 1985.0786 | 0.00084679
[31 empty] | 1985.282 | 0 | 1985.2716 | 0.00085315
[31 empty] | 1985.4751 | 0 | 1985.4647 | 0.00086188
[31 empty] | 1985.6682 | 0 | 1985.6578 | 0.00087221
[31 empty] | 1985.8613 | 0 | 1985.8511 | 0.00088333
[31 empty] | 1986.0546 | 0 | 1986.0442 | 0.00089366
[31 empty] | 1986.2478 | 0 | 1986.2376 | 0.0009024
[31 empty] | 1986.4412 | 0 | 1986.4308 | 0.00090796
[31 empty] | 1986.6345 | 0 | 1986.6242 | 0.00090954
[31 empty] | 1986.8279 | 0 | 1986.8175 | 0.00090796
[31 empty] | 1987.0212 | 0 | 1987.0109 | 0.0009024
[31 empty] | 1987.2147 | 0 | 1987.2043 | 0.00089366
[31 empty] | 1987.4082 | 0 | 1987.3978 | 0.00088254
[31 empty] | 1987.6017 | 0 | 1987.5913 | 0.00087062
[31 empty] | 1987.7952 | 0 | 1987.7849 | 0.00085871
[31 empty] | 1987.9888 | 0 | 1987.9785 | 0.00084838
[31 empty] | 1988.1825 | 0 | 1988.1721 | 0.00084202
[31 empty] | 1988.3761 | 0 | 1988.3657 | 0.00083885
[31 empty] | 1988.5698 | 0 | 1988.5594 | 0.00084123
[31 empty] | 1988.7635 | 0 | 1988.7532 | 0.00084758
[31 empty] | 1988.9573 | 0 | 1988.947 | 0.00085871
[31 empty] | 1989.1511 | 0 | 1989.1408 | 0.00087221
[31 empty] | 1989.345 | 0 | 1989.3346 | 0.0008873
[31 empty] | 1989.5389 | 0 | 1989.5286 | 0.0009024
[31 empty] | 1989.7328 | 0 | 1989.7224 | 0.00091669
[31 empty] | 1989.9268 | 0 | 1989.9164 | 0.00092861
[31 empty] | 1990.1209 | 0 | 1990.1105 | 0.00093814
[31 empty] | 1990.3148 | 0 | 1990.3044 | 0.00094609
[31 empty] | 1990.5089 | 0 | 1990.4985 | 0.00095085
[31 empty] | 1990.703 | 0 | 1990.6927 | 0.00095323
[31 empty] | 1990.8972 | 0 | 1990.8868 | 0.00095323
[31 empty] | 1991.0914 | 0 | 1991.0811 | 0.00094926
[31 empty] | 1991.2856 | 0 | 1991.2753 | 0.00094132
[31 empty] | 1991.4799 | 0 | 1991.4696 | 0.0009294
[31 empty] | 1991.6742 | 0 | 1991.6638 | 0.00091431
[31 empty] | 1991.8685 | 0 | 1991.8582 | 0.00089763
[31 empty] | 1992.063 | 0 | 1992.0526 | 0.00088015
[31 empty] | 1992.2573 | 0 | 1992.2469 | 0.00086506
[31 empty] | 1992.4518 | 0 | 1992.4415 | 0.00085394
[31 empty] | 1992.6464 | 0 | 1992.636 | 0.00084838
[31 empty] | 1992.8408 | 0 | 1992.8304 | 0.00085076
[31 empty] | 1993.0354 | 0 | 1993.025 | 0.00086029
[31 empty] | 1993.2301 | 0 | 1993.2197 | 0.00087459
[31 empty] | 1993.4247 | 0 | 1993.4143 | 0.00089207
[31 empty] | 1993.6194 | 0 | 1993.609 | 0.00091034
[31 empty] | 1993.8141 | 0 | 1993.8037 | 0.00092543
[31 empty] | 1994.0089 | 0 | 1993.9985 | 0.00093735
[31 empty] | 1994.2037 | 0 | 1994.1934 | 0.00094529
[31 empty] | 1994.3986 | 0 | 1994.3882 | 0.00094847
[31 empty] | 1994.5934 | 0 | 1994.583 | 0.00095006
[31 empty] | 1994.7883 | 0 | 1994.7779 | 0.00095085
[31 empty] | 1994.9833 | 0 | 1994.9729 | 0.00095085
[31 empty] | 1995.1783 | 0 | 1995.1679 | 0.00095323
[31 empty] | 1995.3733 | 0 | 1995.3629 | 0.00095721
[31 empty] | 1995.5684 | 0 | 1995.558 | 0.00096118
[31 empty] | 1995.7635 | 0 | 1995.7532 | 0.00096674
[31 empty] | 1995.9586 | 0 | 1995.9482 | 0.00096992
[31 empty] | 1996.1538 | 0 | 1996.1434 | 0.0009723
[31 empty] | 1996.349 | 0 | 1996.3386 | 0.00097071
[31 empty] | 1996.5443 | 0 | 1996.5339 | 0.00096674
[31 empty] | 1996.7396 | 0 | 1996.7293 | 0.00096038
[31 empty] | 1996.9349 | 0 | 1996.9246 | 0.00095165
[31 empty] | 1997.1304 | 0 | 1997.12 | 0.00094291
[31 empty] | 1997.3258 | 0 | 1997.3153 | 0.00093576
[31 empty] | 1997.5212 | 0 | 1997.5107 | 0.00093179
[31 empty] | 1997.7167 | 0 | 1997.7063 | 0.00093099
[31 empty] | 1997.9122 | 0 | 1997.9019 | 0.00093417
[31 empty] | 1998.1078 | 0 | 1998.0974 | 0.00093973
[31 empty] | 1998.3033 | 0 | 1998.293 | 0.00094688
[31 empty] | 1998.499 | 0 | 1998.4887 | 0.00095244
[31 empty] | 1998.6947 | 0 | 1998.6843 | 0.00095482
[31 empty] | 1998.8904 | 0 | 1998.88 | 0.00095323
[31 empty] | 1999.0862 | 0 | 1999.0758 | 0.00094847
[31 empty] | 1999.282 | 0 | 1999.2716 | 0.00093973
[31 empty] | 1999.4778 | 0 | 1999.4674 | 0.0009302
[31 empty] | 1999.6737 | 0 | 1999.6633 | 0.00092067
[31 empty] | 1999.8696 | 0 | 1999.8592 | 0.00091352
[31 empty] | 2000.0656 | 0 | 2000.0552 | 0.00090954
[31 empty] | 2000.2616 | 0 | 2000.2511 | 0.00090716
[31 empty] | 2000.4575 | 0 | 2000.4471 | 0.00090716
[31 empty] | 2000.6537 | 0 | 2000.6432 | 0.00090796
[31 empty] | 2000.8497 | 0 | 2000.8394 | 0.00090716
[31 empty] | 2001.0459 | 0 | 2001.0355 | 0.00090557
[31 empty] | 2001.2421 | 0 | 2001.2317 | 0.00090081
[31 empty] | 2001.4382 | 0 | 2001.4279 | 0.00089525
[31 empty] | 2001.6345 | 0 | 2001.6242 | 0.0008873
[31 empty] | 2001.8308 | 0 | 2001.8204 | 0.00087856
[31 empty] | 2002.0272 | 0 | 2002.0167 | 0.00086983
[31 empty] | 2002.2235 | 0 | 2002.2131 | 0.00086268
[31 empty] | 2002.4199 | 0 | 2002.4096 | 0.00085791
[31 empty] | 2002.6165 | 0 | 2002.606 | 0.00085553
[31 empty] | 2002.8129 | 0 | 2002.8025 | 0.00085632
[31 empty] | 2003.0094 | 0 | 2002.999 | 0.00086109
[31 empty] | 2003.2061 | 0 | 2003.1956 | 0.00086903
[31 empty] | 2003.4026 | 0 | 2003.3922 | 0.00087936
[31 empty] | 2003.5992 | 0 | 2003.5889 | 0.00089286
[31 empty] | 2003.7959 | 0 | 2003.7855 | 0.00090796
[31 empty] | 2003.9927 | 0 | 2003.9822 | 0.00092384
[31 empty] | 2004.1895 | 0 | 2004.179 | 0.00093894
[31 empty] | 2004.3862 | 0 | 2004.3757 | 0.00095323
[31 empty] | 2004.583 | 0 | 2004.5726 | 0.00096436
[31 empty] | 2004.7799 | 0 | 2004.7695 | 0.0009723
[31 empty] | 2004.9768 | 0 | 2004.9664 | 0.00097707
[31 empty] | 2005.1738 | 0 | 2005.1633 | 0.00097865
[31 empty] | 2005.3707 | 0 | 2005.3603 | 0.00097707
[31 empty] | 2005.5677 | 0 | 2005.5574 | 0.00097309
[31 empty] | 2005.7649 | 0 | 2005.7544 | 0.00096753
[31 empty] | 2005.962 | 0 | 2005.9515 | 0.00096038
[31 empty] | 2006.1592 | 0 | 2006.1487 | 0.00095244
[31 empty] | 2006.3563 | 0 | 2006.3458 | 0.0009445
[31 empty] | 2006.5536 | 0 | 2006.5431 | 0.00093894
[31 empty] | 2006.7508 | 0 | 2006.7404 | 0.00093655
[31 empty] | 2006.9481 | 0 | 2006.9376 | 0.00093735
[31 empty] | 2007.1454 | 0 | 2007.135 | 0.00094291
[31 empty] | 2007.3428 | 0 | 2007.3324 | 0.00095244
[31 empty] | 2007.5403 | 0 | 2007.5298 | 0.00096515
[31 empty] | 2007.7377 | 0 | 2007.7273 | 0.00097865
[31 empty] | 2007.9352 | 0 | 2007.9248 | 0.00099216
[31 empty] | 2008.1327 | 0 | 2008.1223 | 0.0010033
[31 empty] | 2008.3303 | 0 | 2008.3198 | 0.0010104
[31 empty] | 2008.5279 | 0 | 2008.5175 | 0.0010128
[31 empty] | 2008.7256 | 0 | 2008.7151 | 0.0010104
[31 empty] | 2008.9232 | 0 | 2008.9128 | 0.0010057
[31 empty] | 2009.121 | 0 | 2009.1105 | 0.00099931
[31 empty] | 2009.3187 | 0 | 2009.3084 | 0.00099216
[31 empty] | 2009.5166 | 0 | 2009.5061 | 0.00098739
[31 empty] | 2009.7144 | 0 | 2009.704 | 0.00098501
[31 empty] | 2009.9122 | 0 | 2009.9019 | 0.00098422
[31 empty] | 2010.1102 | 0 | 2010.0997 | 0.0009858
[31 empty] | 2010.3081 | 0 | 2010.2977 | 0.0009858
[31 empty] | 2010.5062 | 0 | 2010.4957 | 0.00098501
[31 empty] | 2010.7042 | 0 | 2010.6937 | 0.00098104
[31 empty] | 2010.9023 | 0 | 2010.8918 | 0.0009723
[31 empty] | 2011.1005 | 0 | 2011.09 | 0.0009588
[31 empty] | 2011.2986 | 0 | 2011.2881 | 0.00094211
[31 empty] | 2011.4967 | 0 | 2011.4863 | 0.00092225
[31 empty] | 2011.695 | 0 | 2011.6846 | 0.00090001
[31 empty] | 2011.8933 | 0 | 2011.8828 | 0.00087856
[31 empty] | 2012.0916 | 0 | 2012.0812 | 0.00085791
[31 empty] | 2012.2899 | 0 | 2012.2794 | 0.00083964
[31 empty] | 2012.4883 | 0 | 2012.4779 | 0.00082614
[31 empty] | 2012.6868 | 0 | 2012.6763 | 0.0008174
[31 empty] | 2012.8853 | 0 | 2012.8748 | 0.00081422
[31 empty] | 2013.0837 | 0 | 2013.0732 | 0.00081502
[31 empty] | 2013.2822 | 0 | 2013.2719 | 0.00081978
[31 empty] | 2013.4808 | 0 | 2013.4705 | 0.00082773
[31 empty] | 2013.6794 | 0 | 2013.6691 | 0.00083646
[31 empty] | 2013.8782 | 0 | 2013.8677 | 0.00084679
[31 empty] | 2014.0769 | 0 | 2014.0664 | 0.00085632
[31 empty] | 2014.2756 | 0 | 2014.2651 | 0.00086665
[31 empty] | 2014.4744 | 0 | 2014.464 | 0.00087618
[31 empty] | 2014.6732 | 0 | 2014.6627 | 0.00088571
[31 empty] | 2014.8721 | 0 | 2014.8616 | 0.00089525
[31 empty] | 2015.071 | 0 | 2015.0605 | 0.00090478
[31 empty] | 2015.2699 | 0 | 2015.2594 | 0.00091511
[31 empty] | 2015.4689 | 0 | 2015.4584 | 0.00092702
[31 empty] | 2015.668 | 0 | 2015.6575 | 0.00093973
[31 empty] | 2015.8669 | 0 | 2015.8566 | 0.00095323
[31 empty] | 2016.066 | 0 | 2016.0557 | 0.00096594
[31 empty] | 2016.2653 | 0 | 2016.2548 | 0.00097707
[31 empty] | 2016.4644 | 0 | 2016.4539 | 0.00098501
[31 empty] | 2016.6636 | 0 | 2016.6531 | 0.00098978
[31 empty] | 2016.8629 | 0 | 2016.8524 | 0.00099136
[31 empty] | 2017.0621 | 0 | 2017.0516 | 0.00098898
[31 empty] | 2017.2615 | 0 | 2017.251 | 0.00098342
[31 empty] | 2017.4608 | 0 | 2017.4504 | 0.00097548
[31 empty] | 2017.6603 | 0 | 2017.6498 | 0.00096753
[31 empty] | 2017.8597 | 0 | 2017.8492 | 0.000958
[31 empty] | 2018.0592 | 0 | 2018.0487 | 0.00094926
[31 empty] | 2018.2588 | 0 | 2018.2483 | 0.00094132
[31 empty] | 2018.4584 | 0 | 2018.4479 | 0.00093417
[31 empty] | 2018.658 | 0 | 2018.6475 | 0.00092782
[31 empty] | 2018.8575 | 0 | 2018.8471 | 0.00092225
[31 empty] | 2019.0573 | 0 | 2019.0467 | 0.00091908
[31 empty] | 2019.257 | 0 | 2019.2465 | 0.0009159
[31 empty] | 2019.4568 | 0 | 2019.4463 | 0.00091511
[31 empty] | 2019.6566 | 0 | 2019.6461 | 0.0009159
[31 empty] | 2019.8564 | 0 | 2019.8459 | 0.00091828
[31 empty] | 2020.0563 | 0 | 2020.0458 | 0.00092146
[31 empty] | 2020.2562 | 0 | 2020.2457 | 0.00092623
[31 empty] | 2020.4562 | 0 | 2020.4457 | 0.00093099
[31 empty] | 2020.6562 | 0 | 2020.6457 | 0.00093576
[31 empty] | 2020.8563 | 0 | 2020.8457 | 0.00093814
[31 empty] | 2021.0564 | 0 | 2021.0459 | 0.00093814
[31 empty] | 2021.2565 | 0 | 2021.246 | 0.00093655
[31 empty] | 2021.4567 | 0 | 2021.4462 | 0.00093179
[31 empty] | 2021.6569 | 0 | 2021.6464 | 0.00092464
[31 empty] | 2021.8571 | 0 | 2021.8466 | 0.00091669
[31 empty] | 2022.0574 | 0 | 2022.0469 | 0.00090796
[31 empty] | 2022.2577 | 0 | 2022.2472 | 0.00090001
[31 empty] | 2022.458 | 0 | 2022.4475 | 0.00089286
[31 empty] | 2022.6584 | 0 | 2022.648 | 0.0008873
[31 empty] | 2022.8589 | 0 | 2022.8484 | 0.00088333
[31 empty] | 2023.0593 | 0 | 2023.0488 | 0.00087936
[31 empty] | 2023.2599 | 0 | 2023.2494 | 0.00087618
[31 empty] | 2023.4605 | 0 | 2023.4499 | 0.00087221
[31 empty] | 2023.661 | 0 | 2023.6505 | 0.00086744
[31 empty] | 2023.8617 | 0 | 2023.8512 | 0.00086188
[31 empty] | 2024.0624 | 0 | 2024.0519 | 0.00085553
[31 empty] | 2024.2631 | 0 | 2024.2526 | 0.00084917
[31 empty] | 2024.4639 | 0 | 2024.4534 | 0.00084361
[31 empty] | 2024.6647 | 0 | 2024.6542 | 0.00083964
[31 empty] | 2024.8655 | 0 | 2024.855 | 0.00083726
[31 empty] | 2025.0664 | 0 | 2025.0559 | 0.00083567
[31 empty] | 2025.2673 | 0 | 2025.2568 | 0.00083487
[31 empty] | 2025.4683 | 0 | 2025.4578 | 0.00083487
[31 empty] | 2025.6693 | 0 | 2025.6587 | 0.00083487
[31 empty] | 2025.8702 | 0 | 2025.8597 | 0.00083567
[31 empty] | 2026.0714 | 0 | 2026.0608 | 0.00083646
[31 empty] | 2026.2725 | 0 | 2026.262 | 0.00083885
[31 empty] | 2026.4736 | 0 | 2026.4631 | 0.00084282
[31 empty] | 2026.6748 | 0 | 2026.6643 | 0.00084758
[31 empty] | 2026.8761 | 0 | 2026.8656 | 0.00085473
[31 empty] | 2027.0774 | 0 | 2027.0669 | 0.00086188
[31 empty] | 2027.2787 | 0 | 2027.2682 | 0.00086983
[31 empty] | 2027.4801 | 0 | 2027.4695 | 0.00087618
[31 empty] | 2027.6814 | 0 | 2027.6709 | 0.00088015
[31 empty] | 2027.8829 | 0 | 2027.8723 | 0.00088254
[31 empty] | 2028.0844 | 0 | 2028.0738 | 0.00088254
[31 empty] | 2028.2859 | 0 | 2028.2754 | 0.00088095
[31 empty] | 2028.4874 | 0 | 2028.4769 | 0.00087936
[31 empty] | 2028.6891 | 0 | 2028.6785 | 0.00087777
[31 empty] | 2028.8906 | 0 | 2028.8801 | 0.00087618
[31 empty] | 2029.0924 | 0 | 2029.0818 | 0.00087539
[31 empty] | 2029.2941 | 0 | 2029.2836 | 0.00087459
[31 empty] | 2029.4959 | 0 | 2029.4853 | 0.000873
[31 empty] | 2029.6976 | 0 | 2029.6871 | 0.00087062
[31 empty] | 2029.8994 | 0 | 2029.8889 | 0.00086824
[31 empty] | 2030.1013 | 0 | 2030.0908 | 0.00086586
[31 empty] | 2030.3032 | 0 | 2030.2927 | 0.00086347
[31 empty] | 2030.5052 | 0 | 2030.4946 | 0.00086347
[31 empty] | 2030.7073 | 0 | 2030.6967 | 0.00086506
[31 empty] | 2030.9093 | 0 | 2030.8987 | 0.00086903
[31 empty] | 2031.1113 | 0 | 2031.1008 | 0.00087459
[31 empty] | 2031.3135 | 0 | 2031.303 | 0.00088254
[31 empty] | 2031.5156 | 0 | 2031.5051 | 0.00089127
[31 empty] | 2031.7179 | 0 | 2031.7073 | 0.00090081
[31 empty] | 2031.92 | 0 | 2031.9096 | 0.00090954
[31 empty] | 2032.1223 | 0 | 2032.1118 | 0.00091669
[31 empty] | 2032.3247 | 0 | 2032.3141 | 0.00092225
[31 empty] | 2032.5271 | 0 | 2032.5165 | 0.00092464
[31 empty] | 2032.7295 | 0 | 2032.7189 | 0.00092464
[31 empty] | 2032.9319 | 0 | 2032.9214 | 0.00092067
[31 empty] | 2033.1344 | 0 | 2033.1238 | 0.00091511
[31 empty] | 2033.3369 | 0 | 2033.3263 | 0.00090716
[31 empty] | 2033.5394 | 0 | 2033.5289 | 0.00089763
[31 empty] | 2033.7421 | 0 | 2033.7314 | 0.00088969
[31 empty] | 2033.9447 | 0 | 2033.9342 | 0.00088254
[31 empty] | 2034.1473 | 0 | 2034.1368 | 0.00087777
[31 empty] | 2034.3501 | 0 | 2034.3396 | 0.00087698
[31 empty] | 2034.5529 | 0 | 2034.5424 | 0.00088015
[31 empty] | 2034.7557 | 0 | 2034.7451 | 0.0008881
[31 empty] | 2034.9585 | 0 | 2034.948 | 0.00089922
[31 empty] | 2035.1614 | 0 | 2035.1509 | 0.00091352
[31 empty] | 2035.3644 | 0 | 2035.3538 | 0.00092861
[31 empty] | 2035.5674 | 0 | 2035.5568 | 0.00094291
[31 empty] | 2035.7704 | 0 | 2035.7598 | 0.00095403
[31 empty] | 2035.9734 | 0 | 2035.9628 | 0.00096118
[31 empty] | 2036.1765 | 0 | 2036.1659 | 0.00096356
[31 empty] | 2036.3796 | 0 | 2036.369 | 0.00096118
[31 empty] | 2036.5828 | 0 | 2036.5721 | 0.00095562
[31 empty] | 2036.786 | 0 | 2036.7754 | 0.00094926
[31 empty] | 2036.9893 | 0 | 2036.9786 | 0.0009437
[31 empty] | 2037.1925 | 0 | 2037.182 | 0.00094053
[31 empty] | 2037.3959 | 0 | 2037.3853 | 0.00094132
[31 empty] | 2037.5992 | 0 | 2037.5886 | 0.00094529
[31 empty] | 2037.8026 | 0 | 2037.7921 | 0.00095085
[31 empty] | 2038.0061 | 0 | 2037.9955 | 0.00095641
[31 empty] | 2038.2096 | 0 | 2038.199 | 0.00096118
[31 empty] | 2038.4131 | 0 | 2038.4026 | 0.00096277
[31 empty] | 2038.6167 | 0 | 2038.6061 | 0.00095959
[31 empty] | 2038.8203 | 0 | 2038.8097 | 0.00095244
[31 empty] | 2039.0239 | 0 | 2039.0134 | 0.00094211
[31 empty] | 2039.2277 | 0 | 2039.217 | 0.00092782
[31 empty] | 2039.4314 | 0 | 2039.4209 | 0.00091272
[31 empty] | 2039.6353 | 0 | 2039.6246 | 0.00089684
[31 empty] | 2039.839 | 0 | 2039.8285 | 0.00088174
[31 empty] | 2040.0429 | 0 | 2040.0323 | 0.00086824
[31 empty] | 2040.2468 | 0 | 2040.2362 | 0.00085871
[31 empty] | 2040.4507 | 0 | 2040.4402 | 0.00085235
[31 empty] | 2040.6547 | 0 | 2040.6442 | 0.00085156
[31 empty] | 2040.8588 | 0 | 2040.8481 | 0.00085553
[31 empty] | 2041.0627 | 0 | 2041.0522 | 0.00086347
[31 empty] | 2041.267 | 0 | 2041.2564 | 0.00087698
[31 empty] | 2041.4711 | 0 | 2041.4605 | 0.00089286
[31 empty] | 2041.6753 | 0 | 2041.6647 | 0.00091193
[31 empty] | 2041.8795 | 0 | 2041.8689 | 0.00093099
[31 empty] | 2042.0837 | 0 | 2042.0731 | 0.00095006
[31 empty] | 2042.2881 | 0 | 2042.2775 | 0.00096833
[31 empty] | 2042.4924 | 0 | 2042.4818 | 0.0009858
[31 empty] | 2042.6968 | 0 | 2042.6862 | 0.0010009
[31 empty] | 2042.9012 | 0 | 2042.8906 | 0.0010136
[31 empty] | 2043.1057 | 0 | 2043.0951 | 0.0010231
[31 empty] | 2043.3102 | 0 | 2043.2996 | 0.0010295
[31 empty] | 2043.5148 | 0 | 2043.5041 | 0.0010319
[31 empty] | 2043.7194 | 0 | 2043.7087 | 0.0010319
[31 empty] | 2043.9241 | 0 | 2043.9135 | 0.0010279
[31 empty] | 2044.1287 | 0 | 2044.118 | 0.0010223
[31 empty] | 2044.3334 | 0 | 2044.3228 | 0.0010152
[31 empty] | 2044.5382 | 0 | 2044.5276 | 0.0010088
[31 empty] | 2044.7429 | 0 | 2044.7324 | 0.0010033
[31 empty] | 2044.9479 | 0 | 2044.9373 | 0.00099851
[31 empty] | 2045.1527 | 0 | 2045.1421 | 0.00099613
[31 empty] | 2045.3577 | 0 | 2045.3471 | 0.00099534
[31 empty] | 2045.5626 | 0 | 2045.552 | 0.00099534
[31 empty] | 2045.7676 | 0 | 2045.757 | 0.00099613
[31 empty] | 2045.9727 | 0 | 2045.962 | 0.00099772
[31 empty] | 2046.1777 | 0 | 2046.1671 | 0.00099851
[31 empty] | 2046.3828 | 0 | 2046.3722 | 0.00099851
[31 empty] | 2046.588 | 0 | 2046.5774 | 0.00099613
[31 empty] | 2046.7932 | 0 | 2046.7826 | 0.00099136
[31 empty] | 2046.9985 | 0 | 2046.9879 | 0.00098342
[31 empty] | 2047.2039 | 0 | 2047.1932 | 0.00097151
[31 empty] | 2047.4092 | 0 | 2047.3986 | 0.00095721
[31 empty] | 2047.6145 | 0 | 2047.6039 | 0.00094053
[31 empty] | 2047.82 | 0 | 2047.8093 | 0.00092305
[31 empty] | 2048.0254 | 0 | 2048.0149 | 0.00090478
[31 empty] | 2048.231 | 0 | 2048.2202 | 0.0008881
[31 empty] | 2048.4365 | 0 | 2048.4258 | 0.000873
[31 empty] | 2048.6421 | 0 | 2048.6314 | 0.00086109
[31 empty] | 2048.8477 | 0 | 2048.8369 | 0.00085235
[31 empty] | 2049.0532 | 0 | 2049.0427 | 0.00084838
[31 empty] | 2049.259 | 0 | 2049.2483 | 0.00084917
[31 empty] | 2049.4648 | 0 | 2049.4541 | 0.00085394
[31 empty] | 2049.6707 | 0 | 2049.6599 | 0.00086268
[31 empty] | 2049.8765 | 0 | 2049.8657 | 0.0008738
[31 empty] | 2050.0823 | 0 | 2050.0715 | 0.00088651
[31 empty] | 2050.2881 | 0 | 2050.2776 | 0.00090001
[31 empty] | 2050.4941 | 0 | 2050.4834 | 0.00091193
[31 empty] | 2050.7002 | 0 | 2050.6894 | 0.00092146
[31 empty] | 2050.9062 | 0 | 2050.8955 | 0.00092861
[31 empty] | 2051.1123 | 0 | 2051.1016 | 0.00093338
[31 empty] | 2051.3184 | 0 | 2051.3076 | 0.00093496
[31 empty] | 2051.5244 | 0 | 2051.5139 | 0.00093496
[31 empty] | 2051.7307 | 0 | 2051.7202 | 0.00093338
[31 empty] | 2051.937 | 0 | 2051.9263 | 0.00093099
[31 empty] | 2052.1433 | 0 | 2052.1326 | 0.00092861
[31 empty] | 2052.3496 | 0 | 2052.3389 | 0.00092623
[31 empty] | 2052.5559 | 0 | 2052.5454 | 0.00092543
[31 empty] | 2052.7625 | 0 | 2052.7517 | 0.00092543
[31 empty] | 2052.9688 | 0 | 2052.9583 | 0.00092702
[31 empty] | 2053.1753 | 0 | 2053.1648 | 0.00093099
[31 empty] | 2053.3818 | 0 | 2053.3713 | 0.00093576
[31 empty] | 2053.5884 | 0 | 2053.5779 | 0.00094211
[31 empty] | 2053.7952 | 0 | 2053.7844 | 0.00094847
[31 empty] | 2054.0017 | 0 | 2053.991 | 0.00095323
[31 empty] | 2054.2085 | 0 | 2054.1977 | 0.00095562
[31 empty] | 2054.4153 | 0 | 2054.4045 | 0.00095562
[31 empty] | 2054.6221 | 0 | 2054.6113 | 0.00095165
[31 empty] | 2054.8289 | 0 | 2054.8181 | 0.0009445
[31 empty] | 2055.0356 | 0 | 2055.0249 | 0.00093417
[31 empty] | 2055.2427 | 0 | 2055.2319 | 0.00092305
[31 empty] | 2055.4495 | 0 | 2055.439 | 0.00091193
[31 empty] | 2055.6565 | 0 | 2055.6458 | 0.00090319
[31 empty] | 2055.8635 | 0 | 2055.8528 | 0.00089763
[31 empty] | 2056.0706 | 0 | 2056.0601 | 0.00089763
[31 empty] | 2056.2778 | 0 | 2056.2671 | 0.00090319
[31 empty] | 2056.4849 | 0 | 2056.4741 | 0.00091352
[31 empty] | 2056.6921 | 0 | 2056.6814 | 0.00092702
[31 empty] | 2056.8994 | 0 | 2056.8887 | 0.00094211
[31 empty] | 2057.1067 | 0 | 2057.0959 | 0.000958
[31 empty] | 2057.314 | 0 | 2057.3032 | 0.00097151
[31 empty] | 2057.5212 | 0 | 2057.5107 | 0.00098104
[31 empty] | 2057.7288 | 0 | 2057.718 | 0.0009858
[31 empty] | 2057.9363 | 0 | 2057.9255 | 0.00098501
[31 empty] | 2058.1438 | 0 | 2058.1331 | 0.00098024
[31 empty] | 2058.3513 | 0 | 2058.3406 | 0.00097151
[31 empty] | 2058.5588 | 0 | 2058.5481 | 0.00096038
[31 empty] | 2058.7664 | 0 | 2058.7559 | 0.00095006
[31 empty] | 2058.9741 | 0 | 2058.9634 | 0.00094132
[31 empty] | 2059.1819 | 0 | 2059.1711 | 0.00093496
[31 empty] | 2059.3897 | 0 | 2059.3789 | 0.00093258
[31 empty] | 2059.5974 | 0 | 2059.5867 | 0.00093258
[31 empty] | 2059.8052 | 0 | 2059.7944 | 0.00093655
[31 empty] | 2060.0129 | 0 | 2060.0024 | 0.00094291
[31 empty] | 2060.2209 | 0 | 2060.2102 | 0.00095085
[31 empty] | 2060.4289 | 0 | 2060.4182 | 0.00096038
[31 empty] | 2060.637 | 0 | 2060.6262 | 0.00097151
[31 empty] | 2060.845 | 0 | 2060.8342 | 0.00098422
[31 empty] | 2061.053 | 0 | 2061.0422 | 0.00099772
[31 empty] | 2061.2612 | 0 | 2061.2505 | 0.001012
[31 empty] | 2061.4692 | 0 | 2061.4587 | 0.0010263
[31 empty] | 2061.6775 | 0 | 2061.6667 | 0.0010406
[31 empty] | 2061.8857 | 0 | 2061.875 | 0.0010549
[31 empty] | 2062.094 | 0 | 2062.0833 | 0.0010676
[31 empty] | 2062.3025 | 0 | 2062.2917 | 0.0010803
[31 empty] | 2062.5107 | 0 | 2062.5 | 0.0010915
[31 empty] | 2062.7192 | 0 | 2062.7085 | 0.0011026
[31 empty] | 2062.9277 | 0 | 2062.917 | 0.0011113
[31 empty] | 2063.1362 | 0 | 2063.1255 | 0.0011169
[31 empty] | 2063.3447 | 0 | 2063.334 | 0.0011201
[31 empty] | 2063.5532 | 0 | 2063.5425 | 0.0011193
[31 empty] | 2063.762 | 0 | 2063.7512 | 0.0011137
[31 empty] | 2063.9707 | 0 | 2063.96 | 0.001105
[31 empty] | 2064.1792 | 0 | 2064.1687 | 0.0010922
[31 empty] | 2064.3879 | 0 | 2064.3774 | 0.0010779
[31 empty] | 2064.5969 | 0 | 2064.5862 | 0.0010621
[31 empty] | 2064.8057 | 0 | 2064.7949 | 0.0010462
[31 empty] | 2065.0147 | 0 | 2065.0039 | 0.0010319
[31 empty] | 2065.2234 | 0 | 2065.2129 | 0.00102
[31 empty] | 2065.4324 | 0 | 2065.4219 | 0.0010096
[31 empty] | 2065.6416 | 0 | 2065.6309 | 0.0010017
[31 empty] | 2065.8506 | 0 | 2065.8398 | 0.00099613
[31 empty] | 2066.0596 | 0 | 2066.0488 | 0.00099136
[31 empty] | 2066.2688 | 0 | 2066.2581 | 0.00098739
[31 empty] | 2066.478 | 0 | 2066.4673 | 0.00098501
[31 empty] | 2066.6873 | 0 | 2066.6765 | 0.00098422
[31 empty] | 2066.8965 | 0 | 2066.8857 | 0.0009858
[31 empty] | 2067.1057 | 0 | 2067.095 | 0.00098739
[31 empty] | 2067.3152 | 0 | 2067.3044 | 0.00099057
[31 empty] | 2067.5244 | 0 | 2067.5137 | 0.00099295
[31 empty] | 2067.7339 | 0 | 2067.7231 | 0.00099375
[31 empty] | 2067.9434 | 0 | 2067.9326 | 0.00099057
[31 empty] | 2068.1528 | 0 | 2068.1421 | 0.00098263
[31 empty] | 2068.3625 | 0 | 2068.3518 | 0.00097071
[31 empty] | 2068.572 | 0 | 2068.5613 | 0.00095403
[31 empty] | 2068.7817 | 0 | 2068.771 | 0.00093417
[31 empty] | 2068.9914 | 0 | 2068.9807 | 0.00091352
[31 empty] | 2069.2012 | 0 | 2069.1904 | 0.00089366
[31 empty] | 2069.4109 | 0 | 2069.4001 | 0.00087777
[31 empty] | 2069.6206 | 0 | 2069.6101 | 0.00086744
[31 empty] | 2069.8306 | 0 | 2069.8198 | 0.00086268
[31 empty] | 2070.0405 | 0 | 2070.0298 | 0.00086427
[31 empty] | 2070.2505 | 0 | 2070.2398 | 0.00087221
[31 empty] | 2070.4605 | 0 | 2070.4497 | 0.00088413
[31 empty] | 2070.6704 | 0 | 2070.6597 | 0.00089922
[31 empty] | 2070.8806 | 0 | 2070.8699 | 0.00091511
[31 empty] | 2071.0906 | 0 | 2071.0798 | 0.0009302
[31 empty] | 2071.3008 | 0 | 2071.29 | 0.0009445
[31 empty] | 2071.511 | 0 | 2071.5002 | 0.00095641
[31 empty] | 2071.7212 | 0 | 2071.7105 | 0.00096515
[31 empty] | 2071.9314 | 0 | 2071.9207 | 0.00097071
[31 empty] | 2072.1418 | 0 | 2072.1311 | 0.00097389
[31 empty] | 2072.3523 | 0 | 2072.3416 | 0.00097389
[31 empty] | 2072.5625 | 0 | 2072.5518 | 0.0009723
[31 empty] | 2072.773 | 0 | 2072.7622 | 0.00096833
[31 empty] | 2072.9836 | 0 | 2072.9729 | 0.00096277
[31 empty] | 2073.1941 | 0 | 2073.1833 | 0.00095562
[31 empty] | 2073.4048 | 0 | 2073.394 | 0.00094767
[31 empty] | 2073.6152 | 0 | 2073.6045 | 0.00093894
[31 empty] | 2073.8259 | 0 | 2073.8152 | 0.00093099
[31 empty] | 2074.0366 | 0 | 2074.0259 | 0.00092543
[31 empty] | 2074.2476 | 0 | 2074.2368 | 0.00092305
[31 empty] | 2074.4583 | 0 | 2074.4475 | 0.00092384
[31 empty] | 2074.6692 | 0 | 2074.6584 | 0.00092702
[31 empty] | 2074.8799 | 0 | 2074.8691 | 0.00093338
[31 empty] | 2075.0908 | 0 | 2075.0801 | 0.00094053
[31 empty] | 2075.3018 | 0 | 2075.291 | 0.00094767
[31 empty] | 2075.5129 | 0 | 2075.5022 | 0.00095323
[31 empty] | 2075.7239 | 0 | 2075.7131 | 0.00095721
[31 empty] | 2075.9351 | 0 | 2075.9243 | 0.00095959
[31 empty] | 2076.1462 | 0 | 2076.1355 | 0.00096038
[31 empty] | 2076.3574 | 0 | 2076.3467 | 0.00096197
[31 empty] | 2076.5686 | 0 | 2076.5579 | 0.00096515
[31 empty] | 2076.7798 | 0 | 2076.769 | 0.00096912
[31 empty] | 2076.9912 | 0 | 2076.9805 | 0.00097468
[31 empty] | 2077.2024 | 0 | 2077.1917 | 0.00098263
[31 empty] | 2077.4138 | 0 | 2077.4031 | 0.00099216
[31 empty] | 2077.6252 | 0 | 2077.6145 | 0.0010017
[31 empty] | 2077.8369 | 0 | 2077.8262 | 0.0010112
[31 empty] | 2078.0483 | 0 | 2078.0376 | 0.0010192
[31 empty] | 2078.26 | 0 | 2078.2493 | 0.0010247
[31 empty] | 2078.4714 | 0 | 2078.4607 | 0.0010279
[31 empty] | 2078.6831 | 0 | 2078.6724 | 0.0010271
[31 empty] | 2078.895 | 0 | 2078.884 | 0.0010239
[31 empty] | 2079.1067 | 0 | 2079.0959 | 0.0010184
[31 empty] | 2079.3184 | 0 | 2079.3076 | 0.0010104
[31 empty] | 2079.5303 | 0 | 2079.5195 | 0.0010017
[31 empty] | 2079.7422 | 0 | 2079.7314 | 0.00099295
[31 empty] | 2079.9541 | 0 | 2079.9434 | 0.00098501
[31 empty] | 2080.166 | 0 | 2080.1553 | 0.00097865
[31 empty] | 2080.3779 | 0 | 2080.3672 | 0.00097389
[31 empty] | 2080.5901 | 0 | 2080.5793 | 0.00096992
[31 empty] | 2080.8023 | 0 | 2080.7913 | 0.00096594
[31 empty] | 2081.0144 | 0 | 2081.0034 | 0.00096197
[31 empty] | 2081.2266 | 0 | 2081.2156 | 0.00095641
[31 empty] | 2081.4387 | 0 | 2081.428 | 0.00095085
[31 empty] | 2081.6509 | 0 | 2081.6401 | 0.00094291
[31 empty] | 2081.8633 | 0 | 2081.8525 | 0.00093338
[31 empty] | 2082.0757 | 0 | 2082.0647 | 0.00092305
[31 empty] | 2082.2881 | 0 | 2082.2771 | 0.00091113
[31 empty] | 2082.5005 | 0 | 2082.4898 | 0.00090001
[31 empty] | 2082.7129 | 0 | 2082.7022 | 0.00088889
[31 empty] | 2082.9255 | 0 | 2082.9145 | 0.00088095
[31 empty] | 2083.1379 | 0 | 2083.1272 | 0.00087618
[31 empty] | 2083.3506 | 0 | 2083.3398 | 0.00087618
[31 empty] | 2083.5632 | 0 | 2083.5525 | 0.00088015
[31 empty] | 2083.7759 | 0 | 2083.7651 | 0.00088969
[31 empty] | 2083.9888 | 0 | 2083.9778 | 0.0009016
[31 empty] | 2084.2014 | 0 | 2084.1907 | 0.00091669
[31 empty] | 2084.4143 | 0 | 2084.4036 | 0.00093258
[31 empty] | 2084.6272 | 0 | 2084.6164 | 0.00094847
[31 empty] | 2084.8401 | 0 | 2084.8293 | 0.00096356
[31 empty] | 2085.053 | 0 | 2085.0422 | 0.00097786
[31 empty] | 2085.2661 | 0 | 2085.2551 | 0.00099057
[31 empty] | 2085.479 | 0 | 2085.4683 | 0.0010001
[31 empty] | 2085.6921 | 0 | 2085.6814 | 0.0010065
[31 empty] | 2085.9053 | 0 | 2085.8945 | 0.0010073
[31 empty] | 2086.1184 | 0 | 2086.1077 | 0.0010017
[31 empty] | 2086.3318 | 0 | 2086.3208 | 0.00099057
[31 empty] | 2086.5449 | 0 | 2086.5342 | 0.00097309
[31 empty] | 2086.7583 | 0 | 2086.7476 | 0.00095085
[31 empty] | 2086.9717 | 0 | 2086.9607 | 0.00092782
[31 empty] | 2087.1851 | 0 | 2087.1741 | 0.00090478
[31 empty] | 2087.3984 | 0 | 2087.3877 | 0.00088413
[31 empty] | 2087.6118 | 0 | 2087.6011 | 0.00086903
[31 empty] | 2087.8254 | 0 | 2087.8147 | 0.00085871
[31 empty] | 2088.0391 | 0 | 2088.0281 | 0.00085394
[31 empty] | 2088.2527 | 0 | 2088.2417 | 0.00085394
[31 empty] | 2088.4663 | 0 | 2088.4553 | 0.00085632
[31 empty] | 2088.6799 | 0 | 2088.6692 | 0.00086109
[31 empty] | 2088.8938 | 0 | 2088.8828 | 0.00086744
[31 empty] | 2089.1074 | 0 | 2089.0967 | 0.0008738
[31 empty] | 2089.3213 | 0 | 2089.3106 | 0.00088015
[31 empty] | 2089.5352 | 0 | 2089.5244 | 0.0008873
[31 empty] | 2089.749 | 0 | 2089.7383 | 0.00089445
[31 empty] | 2089.9631 | 0 | 2089.9522 | 0.00090081
[31 empty] | 2090.177 | 0 | 2090.1663 | 0.00090716
[31 empty] | 2090.3911 | 0 | 2090.3804 | 0.00091272
[31 empty] | 2090.6052 | 0 | 2090.5945 | 0.0009159
[31 empty] | 2090.8193 | 0 | 2090.8086 | 0.00091749
[31 empty] | 2091.0334 | 0 | 2091.0227 | 0.00091828
[31 empty] | 2091.2478 | 0 | 2091.2368 | 0.00091669
[31 empty] | 2091.4619 | 0 | 2091.4512 | 0.00091352
[31 empty] | 2091.6763 | 0 | 2091.6655 | 0.00090954
[31 empty] | 2091.8906 | 0 | 2091.8799 | 0.00090478
[31 empty] | 2092.105 | 0 | 2092.0942 | 0.00089922
[31 empty] | 2092.3196 | 0 | 2092.3086 | 0.00089525
[31 empty] | 2092.5339 | 0 | 2092.5232 | 0.00089127
[31 empty] | 2092.7485 | 0 | 2092.7378 | 0.0008881
[31 empty] | 2092.9631 | 0 | 2092.9524 | 0.0008873
[31 empty] | 2093.1777 | 0 | 2093.167 | 0.00088889
[31 empty] | 2093.3923 | 0 | 2093.3816 | 0.00089366
[31 empty] | 2093.6072 | 0 | 2093.5962 | 0.00090081
[31 empty] | 2093.8218 | 0 | 2093.811 | 0.00091034
[31 empty] | 2094.0366 | 0 | 2094.0259 | 0.00092384
[31 empty] | 2094.2515 | 0 | 2094.2407 | 0.00093894
[31 empty] | 2094.4663 | 0 | 2094.4556 | 0.00095641
[31 empty] | 2094.6814 | 0 | 2094.6704 | 0.00097548
[31 empty] | 2094.8962 | 0 | 2094.8855 | 0.00099375
[31 empty] | 2095.1113 | 0 | 2095.1003 | 0.001012
[31 empty] | 2095.3264 | 0 | 2095.3154 | 0.0010287
[31 empty] | 2095.5415 | 0 | 2095.5305 | 0.0010414
[31 empty] | 2095.7566 | 0 | 2095.7458 | 0.0010509
[31 empty] | 2095.9717 | 0 | 2095.9609 | 0.0010573
[31 empty] | 2096.187 | 0 | 2096.1763 | 0.0010589
[31 empty] | 2096.4023 | 0 | 2096.3914 | 0.0010589
[31 empty] | 2096.6177 | 0 | 2096.6067 | 0.0010565
[31 empty] | 2096.833 | 0 | 2096.822 | 0.0010533
[31 empty] | 2097.0483 | 0 | 2097.0376 | 0.0010494
[31 empty] | 2097.2639 | 0 | 2097.2529 | 0.0010462
[31 empty] | 2097.4792 | 0 | 2097.4685 | 0.0010414
[31 empty] | 2097.6948 | 0 | 2097.6841 | 0.0010366
[31 empty] | 2097.9104 | 0 | 2097.8997 | 0.0010311
[31 empty] | 2098.1262 | 0 | 2098.1152 | 0.0010231
[31 empty] | 2098.3418 | 0 | 2098.3311 | 0.0010152
[31 empty] | 2098.5576 | 0 | 2098.5466 | 0.0010057
[31 empty] | 2098.7732 | 0 | 2098.7625 | 0.00099692
[31 empty] | 2098.989 | 0 | 2098.9783 | 0.00098819
[31 empty] | 2099.2051 | 0 | 2099.1941 | 0.00098183
[31 empty] | 2099.4209 | 0 | 2099.4099 | 0.00097707
[31 empty] | 2099.6367 | 0 | 2099.626 | 0.00097548
[31 empty] | 2099.8528 | 0 | 2099.842 | 0.00097627
[31 empty] | 2100.0689 | 0 | 2100.0579 | 0.00097945
[31 empty] | 2100.2849 | 0 | 2100.2742 | 0.00098342
[31 empty] | 2100.501 | 0 | 2100.4902 | 0.00098739
[31 empty] | 2100.7173 | 0 | 2100.7063 | 0.00099136
[31 empty] | 2100.9333 | 0 | 2100.9226 | 0.00099295
[31 empty] | 2101.1497 | 0 | 2101.1389 | 0.00099216
[31 empty] | 2101.366 | 0 | 2101.3552 | 0.00099057
[31 empty] | 2101.5823 | 0 | 2101.5715 | 0.00098739
[31 empty] | 2101.7988 | 0 | 2101.7878 | 0.00098501
[31 empty] | 2102.0151 | 0 | 2102.0044 | 0.00098342
[31 empty] | 2102.2317 | 0 | 2102.2207 | 0.00098342
[31 empty] | 2102.4482 | 0 | 2102.4373 | 0.00098501
[31 empty] | 2102.6648 | 0 | 2102.6538 | 0.00098739
[31 empty] | 2102.8814 | 0 | 2102.8704 | 0.00099136
[31 empty] | 2103.0979 | 0 | 2103.0872 | 0.00099454
[31 empty] | 2103.3147 | 0 | 2103.3037 | 0.00099692
[31 empty] | 2103.5315 | 0 | 2103.5205 | 0.00099931
[31 empty] | 2103.7483 | 0 | 2103.7373 | 0.0010001
[31 empty] | 2103.9651 | 0 | 2103.9541 | 0.0010017
[31 empty] | 2104.1819 | 0 | 2104.1711 | 0.0010041
[31 empty] | 2104.3989 | 0 | 2104.3879 | 0.0010088
[31 empty] | 2104.616 | 0 | 2104.605 | 0.001016
[31 empty] | 2104.8328 | 0 | 2104.822 | 0.0010247
[31 empty] | 2105.0498 | 0 | 2105.0391 | 0.0010358
[31 empty] | 2105.2671 | 0 | 2105.2561 | 0.0010486
[31 empty] | 2105.4841 | 0 | 2105.4734 | 0.0010613
[31 empty] | 2105.7014 | 0 | 2105.6904 | 0.0010724
[31 empty] | 2105.9187 | 0 | 2105.9077 | 0.0010819
[31 empty] | 2106.136 | 0 | 2106.125 | 0.0010899
[31 empty] | 2106.3533 | 0 | 2106.3423 | 0.0010938
[31 empty] | 2106.5706 | 0 | 2106.5598 | 0.0010954
[31 empty] | 2106.7881 | 0 | 2106.7771 | 0.001093
[31 empty] | 2107.0054 | 0 | 2106.9946 | 0.0010883
[31 empty] | 2107.2229 | 0 | 2107.2122 | 0.0010803
[31 empty] | 2107.4404 | 0 | 2107.4297 | 0.0010692
[31 empty] | 2107.6582 | 0 | 2107.6472 | 0.0010565
[31 empty] | 2107.8757 | 0 | 2107.865 | 0.0010414
[31 empty] | 2108.0935 | 0 | 2108.0825 | 0.0010255
[31 empty] | 2108.3113 | 0 | 2108.3003 | 0.0010104
[31 empty] | 2108.5291 | 0 | 2108.5181 | 0.00099772
[31 empty] | 2108.7468 | 0 | 2108.7358 | 0.00098819
[31 empty] | 2108.9646 | 0 | 2108.9539 | 0.00098263
[31 empty] | 2109.1826 | 0 | 2109.1716 | 0.00098024
[31 empty] | 2109.4006 | 0 | 2109.3897 | 0.00098104
[31 empty] | 2109.6186 | 0 | 2109.6077 | 0.00098422
[31 empty] | 2109.8367 | 0 | 2109.8257 | 0.00098739
[31 empty] | 2110.0547 | 0 | 2110.0437 | 0.00099057
[31 empty] | 2110.273 | 0 | 2110.262 | 0.00099216
[31 empty] | 2110.491 | 0 | 2110.4802 | 0.00099295
[31 empty] | 2110.7092 | 0 | 2110.6982 | 0.00099136
[31 empty] | 2110.9275 | 0 | 2110.9165 | 0.00098898
[31 empty] | 2111.1458 | 0 | 2111.135 | 0.0009858
[31 empty] | 2111.3643 | 0 | 2111.3533 | 0.00098263
[31 empty] | 2111.5825 | 0 | 2111.5718 | 0.00097945
[31 empty] | 2111.801 | 0 | 2111.79 | 0.00097865
[31 empty] | 2112.0195 | 0 | 2112.0086 | 0.00097865
[31 empty] | 2112.238 | 0 | 2112.2273 | 0.00098183
[31 empty] | 2112.4568 | 0 | 2112.4458 | 0.0009866
[31 empty] | 2112.6753 | 0 | 2112.6643 | 0.00099216
[31 empty] | 2112.894 | 0 | 2112.8831 | 0.00099851
[31 empty] | 2113.1128 | 0 | 2113.1018 | 0.0010041
[31 empty] | 2113.3315 | 0 | 2113.3206 | 0.0010073
[31 empty] | 2113.5503 | 0 | 2113.5393 | 0.001008
[31 empty] | 2113.7693 | 0 | 2113.7583 | 0.0010065
[31 empty] | 2113.988 | 0 | 2113.9773 | 0.0010033
[31 empty] | 2114.207 | 0 | 2114.1961 | 0.00099931
[31 empty] | 2114.426 | 0 | 2114.415 | 0.00099772
[31 empty] | 2114.645 | 0 | 2114.6343 | 0.00099931
[31 empty] | 2114.8643 | 0 | 2114.8533 | 0.0010049
[31 empty] | 2115.0833 | 0 | 2115.0725 | 0.0010136
[31 empty] | 2115.3025 | 0 | 2115.2915 | 0.0010263
[31 empty] | 2115.5217 | 0 | 2115.5107 | 0.0010414
[31 empty] | 2115.741 | 0 | 2115.73 | 0.0010565
[31 empty] | 2115.9602 | 0 | 2115.9495 | 0.00107
[31 empty] | 2116.1797 | 0 | 2116.1687 | 0.0010819
[31 empty] | 2116.3992 | 0 | 2116.3882 | 0.0010891
[31 empty] | 2116.6184 | 0 | 2116.6077 | 0.001093
[31 empty] | 2116.8381 | 0 | 2116.8272 | 0.0010915
[31 empty] | 2117.0576 | 0 | 2117.0466 | 0.0010843
[31 empty] | 2117.2771 | 0 | 2117.2661 | 0.0010724
[31 empty] | 2117.4968 | 0 | 2117.4858 | 0.0010557
[31 empty] | 2117.7166 | 0 | 2117.7056 | 0.0010358
[31 empty] | 2117.9363 | 0 | 2117.9253 | 0.0010128
[31 empty] | 2118.156 | 0 | 2118.145 | 0.00098898
[31 empty] | 2118.3757 | 0 | 2118.3648 | 0.00096594
[31 empty] | 2118.5957 | 0 | 2118.5847 | 0.00094609
[31 empty] | 2118.8157 | 0 | 2118.8047 | 0.0009302
[31 empty] | 2119.0354 | 0 | 2119.0247 | 0.00092067
[31 empty] | 2119.2556 | 0 | 2119.2446 | 0.00091828
[31 empty] | 2119.4756 | 0 | 2119.4646 | 0.00091987
[31 empty] | 2119.6956 | 0 | 2119.6848 | 0.00092623
[31 empty] | 2119.9158 | 0 | 2119.9048 | 0.00093417
[31 empty] | 2120.136 | 0 | 2120.125 | 0.00094132
[31 empty] | 2120.3562 | 0 | 2120.3452 | 0.00094609
[31 empty] | 2120.5764 | 0 | 2120.5654 | 0.00094767
[31 empty] | 2120.7969 | 0 | 2120.7859 | 0.00094688
[31 empty] | 2121.0171 | 0 | 2121.0061 | 0.0009445
[31 empty] | 2121.2375 | 0 | 2121.2266 | 0.00094132
[31 empty] | 2121.458 | 0 | 2121.447 | 0.00093814
[31 empty] | 2121.6785 | 0 | 2121.6675 | 0.00093655
[31 empty] | 2121.8992 | 0 | 2121.8882 | 0.00093655
[31 empty] | 2122.1196 | 0 | 2122.1086 | 0.00093655
[31 empty] | 2122.3403 | 0 | 2122.3293 | 0.00093735
[31 empty] | 2122.561 | 0 | 2122.55 | 0.00093735
[31 empty] | 2122.7817 | 0 | 2122.7708 | 0.00093735
[31 empty] | 2123.0024 | 0 | 2122.9914 | 0.00093576
[31 empty] | 2123.2234 | 0 | 2123.2124 | 0.00093417
[31 empty] | 2123.4441 | 0 | 2123.4333 | 0.00093179
[31 empty] | 2123.665 | 0 | 2123.6541 | 0.00092782
[31 empty] | 2123.886 | 0 | 2123.875 | 0.00092225
[31 empty] | 2124.1072 | 0 | 2124.0962 | 0.0009159
[31 empty] | 2124.3281 | 0 | 2124.3171 | 0.00090875
[31 empty] | 2124.5493 | 0 | 2124.5383 | 0.0009016
[31 empty] | 2124.7703 | 0 | 2124.7595 | 0.00089445
[31 empty] | 2124.9917 | 0 | 2124.9807 | 0.00089048
[31 empty] | 2125.2129 | 0 | 2125.2019 | 0.00089048
[31 empty] | 2125.4341 | 0 | 2125.4231 | 0.00089525
[31 empty] | 2125.6555 | 0 | 2125.6445 | 0.00090637
[31 empty] | 2125.8767 | 0 | 2125.8657 | 0.00092305
[31 empty] | 2126.0981 | 0 | 2126.0872 | 0.0009445
[31 empty] | 2126.3196 | 0 | 2126.3088 | 0.00096833
[31 empty] | 2126.5413 | 0 | 2126.5303 | 0.00099375
[31 empty] | 2126.7627 | 0 | 2126.7517 | 0.0010176
[31 empty] | 2126.9844 | 0 | 2126.9734 | 0.0010382
[31 empty] | 2127.2061 | 0 | 2127.1951 | 0.0010549
[31 empty] | 2127.4277 | 0 | 2127.4167 | 0.001066
[31 empty] | 2127.6494 | 0 | 2127.6384 | 0.0010732
[31 empty] | 2127.8713 | 0 | 2127.8603 | 0.0010764
[31 empty] | 2128.093 | 0 | 2128.082 | 0.0010756
[31 empty] | 2128.3149 | 0 | 2128.3039 | 0.0010716
[31 empty] | 2128.5369 | 0 | 2128.5259 | 0.0010621
[31 empty] | 2128.7588 | 0 | 2128.7478 | 0.0010486
[31 empty] | 2128.981 | 0 | 2128.97 | 0.0010311
[31 empty] | 2129.2029 | 0 | 2129.1919 | 0.0010088
[31 empty] | 2129.425 | 0 | 2129.4141 | 0.00098342
[31 empty] | 2129.6472 | 0 | 2129.6362 | 0.00095641
[31 empty] | 2129.8694 | 0 | 2129.8584 | 0.00093099
[31 empty] | 2130.0918 | 0 | 2130.0808 | 0.00090875
[31 empty] | 2130.314 | 0 | 2130.303 | 0.00089048
[31 empty] | 2130.5364 | 0 | 2130.5254 | 0.00087936
[31 empty] | 2130.7588 | 0 | 2130.7478 | 0.00087459
[31 empty] | 2130.9812 | 0 | 2130.9702 | 0.00087539
[31 empty] | 2131.2036 | 0 | 2131.1926 | 0.00088333
[31 empty] | 2131.4263 | 0 | 2131.4153 | 0.00089525
[31 empty] | 2131.6489 | 0 | 2131.6379 | 0.00091113
[31 empty] | 2131.8713 | 0 | 2131.8603 | 0.0009302
[31 empty] | 2132.0942 | 0 | 2132.083 | 0.00095085
[31 empty] | 2132.3169 | 0 | 2132.3059 | 0.00097151
[31 empty] | 2132.5395 | 0 | 2132.5286 | 0.00099216
[31 empty] | 2132.7625 | 0 | 2132.7515 | 0.0010112
[31 empty] | 2132.9853 | 0 | 2132.9744 | 0.0010271
[31 empty] | 2133.2083 | 0 | 2133.1973 | 0.0010398
[31 empty] | 2133.4311 | 0 | 2133.4202 | 0.0010494
[31 empty] | 2133.6541 | 0 | 2133.6431 | 0.0010541
[31 empty] | 2133.8772 | 0 | 2133.8662 | 0.0010565
[31 empty] | 2134.1003 | 0 | 2134.0894 | 0.0010557
[31 empty] | 2134.3235 | 0 | 2134.3125 | 0.0010525
[31 empty] | 2134.5466 | 0 | 2134.5356 | 0.0010478
[31 empty] | 2134.7698 | 0 | 2134.7588 | 0.0010422
[31 empty] | 2134.9932 | 0 | 2134.9822 | 0.0010343
[31 empty] | 2135.2166 | 0 | 2135.2053 | 0.0010263
[31 empty] | 2135.4397 | 0 | 2135.4287 | 0.0010176
[31 empty] | 2135.6633 | 0 | 2135.6521 | 0.001008
[31 empty] | 2135.8867 | 0 | 2135.8757 | 0.00099851
[31 empty] | 2136.1101 | 0 | 2136.0991 | 0.00098978
[31 empty] | 2136.3337 | 0 | 2136.3227 | 0.00098342
[31 empty] | 2136.5574 | 0 | 2136.5464 | 0.00098104
[31 empty] | 2136.781 | 0 | 2136.77 | 0.00098342
[31 empty] | 2137.0046 | 0 | 2136.9936 | 0.00099057
[31 empty] | 2137.2285 | 0 | 2137.2175 | 0.0010017
[31 empty] | 2137.4522 | 0 | 2137.4412 | 0.0010152
[31 empty] | 2137.676 | 0 | 2137.665 | 0.0010271
[31 empty] | 2137.8999 | 0 | 2137.8889 | 0.0010366
[31 empty] | 2138.124 | 0 | 2138.1128 | 0.0010398
[31 empty] | 2138.3479 | 0 | 2138.3369 | 0.0010374
[31 empty] | 2138.572 | 0 | 2138.5608 | 0.0010295
[31 empty] | 2138.7959 | 0 | 2138.7849 | 0.001016
[31 empty] | 2139.02 | 0 | 2139.009 | 0.0010001
[31 empty] | 2139.2444 | 0 | 2139.2332 | 0.00098422
[31 empty] | 2139.4685 | 0 | 2139.4575 | 0.00096992
[31 empty] | 2139.6929 | 0 | 2139.6816 | 0.0009588
[31 empty] | 2139.917 | 0 | 2139.906 | 0.00095244
[31 empty] | 2140.1414 | 0 | 2140.1304 | 0.00095006
[31 empty] | 2140.366 | 0 | 2140.3547 | 0.00095323
[31 empty] | 2140.5903 | 0 | 2140.5793 | 0.00095959
[31 empty] | 2140.8147 | 0 | 2140.8037 | 0.00096912
[31 empty] | 2141.0393 | 0 | 2141.0283 | 0.00098024
[31 empty] | 2141.2639 | 0 | 2141.2529 | 0.00099136
[31 empty] | 2141.4885 | 0 | 2141.4775 | 0.0010009
[31 empty] | 2141.7134 | 0 | 2141.7022 | 0.0010065
[31 empty] | 2141.938 | 0 | 2141.927 | 0.0010073
[31 empty] | 2142.1628 | 0 | 2142.1516 | 0.0010025
[31 empty] | 2142.3877 | 0 | 2142.3765 | 0.00099295
[31 empty] | 2142.6125 | 0 | 2142.6013 | 0.00097945
[31 empty] | 2142.8374 | 0 | 2142.8264 | 0.00096277
[31 empty] | 2143.0623 | 0 | 2143.0513 | 0.00094529
[31 empty] | 2143.2874 | 0 | 2143.2764 | 0.00092782
[31 empty] | 2143.5125 | 0 | 2143.5015 | 0.00091352
[31 empty] | 2143.7375 | 0 | 2143.7266 | 0.00090319
[31 empty] | 2143.9626 | 0 | 2143.9517 | 0.00089842
[31 empty] | 2144.188 | 0 | 2144.1768 | 0.00090001
[31 empty] | 2144.4131 | 0 | 2144.4021 | 0.00090637
[31 empty] | 2144.6384 | 0 | 2144.6274 | 0.00091749
[31 empty] | 2144.8638 | 0 | 2144.8528 | 0.0009302
[31 empty] | 2145.0891 | 0 | 2145.0781 | 0.00094291
[31 empty] | 2145.3147 | 0 | 2145.3037 | 0.00095323
[31 empty] | 2145.54 | 0 | 2145.5291 | 0.00096038
[31 empty] | 2145.7656 | 0 | 2145.7546 | 0.00096277
[31 empty] | 2145.9912 | 0 | 2145.9802 | 0.00096118
[31 empty] | 2146.2168 | 0 | 2146.2058 | 0.00095641
[31 empty] | 2146.4426 | 0 | 2146.4316 | 0.00094926
[31 empty] | 2146.6682 | 0 | 2146.6572 | 0.00094211
[31 empty] | 2146.894 | 0 | 2146.8831 | 0.00093576
[31 empty] | 2147.1199 | 0 | 2147.1089 | 0.00093099
[31 empty] | 2147.3457 | 0 | 2147.3347 | 0.00092782
[31 empty] | 2147.5718 | 0 | 2147.5606 | 0.00092623
[31 empty] | 2147.7976 | 0 | 2147.7866 | 0.00092623
[31 empty] | 2148.0237 | 0 | 2148.0127 | 0.00092623
[31 empty] | 2148.2498 | 0 | 2148.2388 | 0.00092861
[31 empty] | 2148.4758 | 0 | 2148.4648 | 0.00093179
[31 empty] | 2148.7019 | 0 | 2148.6909 | 0.00093814
[31 empty] | 2148.9282 | 0 | 2148.9172 | 0.00094767
[31 empty] | 2149.1545 | 0 | 2149.1433 | 0.00095959
[31 empty] | 2149.3809 | 0 | 2149.3696 | 0.00097389
[31 empty] | 2149.6072 | 0 | 2149.5959 | 0.00098898
[31 empty] | 2149.8335 | 0 | 2149.8225 | 0.0010025
[31 empty] | 2150.0601 | 0 | 2150.0488 | 0.0010136
[31 empty] | 2150.2864 | 0 | 2150.2754 | 0.0010208
[31 empty] | 2150.5129 | 0 | 2150.5019 | 0.0010239
[31 empty] | 2150.7395 | 0 | 2150.7285 | 0.0010239
[31 empty] | 2150.9661 | 0 | 2150.9551 | 0.00102
[31 empty] | 2151.1929 | 0 | 2151.1819 | 0.0010144
[31 empty] | 2151.4197 | 0 | 2151.4084 | 0.001008
[31 empty] | 2151.6465 | 0 | 2151.6352 | 0.0010017
[31 empty] | 2151.8733 | 0 | 2151.8621 | 0.00099534
[31 empty] | 2152.1001 | 0 | 2152.0889 | 0.00098978
[31 empty] | 2152.3269 | 0 | 2152.3159 | 0.00098422
[31 empty] | 2152.5539 | 0 | 2152.543 | 0.00097865
[31 empty] | 2152.781 | 0 | 2152.7698 | 0.00097151
[31 empty] | 2153.0081 | 0 | 2152.9968 | 0.00096436
[31 empty] | 2153.2351 | 0 | 2153.2241 | 0.00095641
[31 empty] | 2153.4624 | 0 | 2153.4512 | 0.00094767
[31 empty] | 2153.6894 | 0 | 2153.6785 | 0.00094053
[31 empty] | 2153.9167 | 0 | 2153.9058 | 0.00093417
[31 empty] | 2154.144 | 0 | 2154.1331 | 0.00093099
[31 empty] | 2154.3713 | 0 | 2154.3603 | 0.00093099
[31 empty] | 2154.5989 | 0 | 2154.5876 | 0.00093417
[31 empty] | 2154.8262 | 0 | 2154.8152 | 0.00094132
[31 empty] | 2155.0537 | 0 | 2155.0427 | 0.00095244
[31 empty] | 2155.2812 | 0 | 2155.2703 | 0.00096674
[31 empty] | 2155.5088 | 0 | 2155.4978 | 0.00098342
[31 empty] | 2155.7366 | 0 | 2155.7253 | 0.0010009
[31 empty] | 2155.9641 | 0 | 2155.9531 | 0.0010192
[31 empty] | 2156.1919 | 0 | 2156.1809 | 0.0010351
[31 empty] | 2156.4197 | 0 | 2156.4087 | 0.0010494
[31 empty] | 2156.6475 | 0 | 2156.6365 | 0.0010605
[31 empty] | 2156.8755 | 0 | 2156.8643 | 0.0010676
[31 empty] | 2157.1033 | 0 | 2157.0923 | 0.00107
[31 empty] | 2157.3313 | 0 | 2157.3203 | 0.0010684
[31 empty] | 2157.5593 | 0 | 2157.5483 | 0.0010644
[31 empty] | 2157.7874 | 0 | 2157.7764 | 0.0010581
[31 empty] | 2158.0156 | 0 | 2158.0044 | 0.0010525
[31 empty] | 2158.2436 | 0 | 2158.2327 | 0.0010486
[31 empty] | 2158.4719 | 0 | 2158.4607 | 0.0010486
[31 empty] | 2158.7002 | 0 | 2158.689 | 0.0010517
[31 empty] | 2158.9285 | 0 | 2158.9175 | 0.0010597
[31 empty] | 2159.157 | 0 | 2159.1458 | 0.0010692
[31 empty] | 2159.3852 | 0 | 2159.3743 | 0.0010811
[31 empty] | 2159.6138 | 0 | 2159.6025 | 0.0010922
[31 empty] | 2159.8423 | 0 | 2159.8311 | 0.0011034
[31 empty] | 2160.0708 | 0 | 2160.0596 | 0.0011129
[31 empty] | 2160.2993 | 0 | 2160.2883 | 0.0011208
[31 empty] | 2160.5281 | 0 | 2160.5168 | 0.001128
[31 empty] | 2160.7568 | 0 | 2160.7456 | 0.001132
[31 empty] | 2160.9856 | 0 | 2160.9744 | 0.0011343
[31 empty] | 2161.2144 | 0 | 2161.2031 | 0.0011328
[31 empty] | 2161.4431 | 0 | 2161.4321 | 0.0011288
[31 empty] | 2161.6721 | 0 | 2161.6609 | 0.0011224
[31 empty] | 2161.9009 | 0 | 2161.8899 | 0.0011137
[31 empty] | 2162.1299 | 0 | 2162.1189 | 0.001105
[31 empty] | 2162.3591 | 0 | 2162.3479 | 0.0010962
[31 empty] | 2162.5881 | 0 | 2162.5769 | 0.0010883
[31 empty] | 2162.8171 | 0 | 2162.8061 | 0.0010803
[31 empty] | 2163.0464 | 0 | 2163.0352 | 0.0010708
[31 empty] | 2163.2756 | 0 | 2163.2644 | 0.0010597
[31 empty] | 2163.5049 | 0 | 2163.4939 | 0.0010454
[31 empty] | 2163.7344 | 0 | 2163.7231 | 0.0010271
[31 empty] | 2163.9636 | 0 | 2163.9524 | 0.0010057
[31 empty] | 2164.1931 | 0 | 2164.1819 | 0.00098263
[31 empty] | 2164.4226 | 0 | 2164.4114 | 0.0009588
[31 empty] | 2164.6521 | 0 | 2164.6409 | 0.00093655
[31 empty] | 2164.8816 | 0 | 2164.8706 | 0.00091828
[31 empty] | 2165.1113 | 0 | 2165.1001 | 0.00090557
[31 empty] | 2165.3411 | 0 | 2165.3298 | 0.00090001
[31 empty] | 2165.5706 | 0 | 2165.5596 | 0.00090001
[31 empty] | 2165.8005 | 0 | 2165.7893 | 0.00090716
[31 empty] | 2166.0303 | 0 | 2166.019 | 0.00091908
[31 empty] | 2166.26 | 0 | 2166.249 | 0.00093417
[31 empty] | 2166.49 | 0 | 2166.4788 | 0.00095085
[31 empty] | 2166.72 | 0 | 2166.7087 | 0.00096833
[31 empty] | 2166.95 | 0 | 2166.939 | 0.00098342
[31 empty] | 2167.1802 | 0 | 2167.1689 | 0.00099613
[31 empty] | 2167.4102 | 0 | 2167.3989 | 0.0010041
[31 empty] | 2167.6404 | 0 | 2167.6292 | 0.0010088
[31 empty] | 2167.8706 | 0 | 2167.8594 | 0.0010088
[31 empty] | 2168.1008 | 0 | 2168.0896 | 0.0010073
[31 empty] | 2168.3311 | 0 | 2168.3198 | 0.0010033
[31 empty] | 2168.5615 | 0 | 2168.5503 | 0.00099931
[31 empty] | 2168.792 | 0 | 2168.7808 | 0.00099692
[31 empty] | 2169.0222 | 0 | 2169.0112 | 0.00099692
[31 empty] | 2169.2529 | 0 | 2169.2417 | 0.0010001
[31 empty] | 2169.4834 | 0 | 2169.4722 | 0.0010057
[31 empty] | 2169.7139 | 0 | 2169.7029 | 0.0010136
[31 empty] | 2169.9446 | 0 | 2169.9333 | 0.0010223
[31 empty] | 2170.1753 | 0 | 2170.1641 | 0.0010303
[31 empty] | 2170.406 | 0 | 2170.3948 | 0.0010382
[31 empty] | 2170.637 | 0 | 2170.6257 | 0.0010438
[31 empty] | 2170.8677 | 0 | 2170.8564 | 0.001047
[31 empty] | 2171.0986 | 0 | 2171.0874 | 0.0010478
[31 empty] | 2171.3296 | 0 | 2171.3184 | 0.001047
[31 empty] | 2171.5606 | 0 | 2171.5493 | 0.001043
[31 empty] | 2171.7915 | 0 | 2171.7805 | 0.0010374
[31 empty] | 2172.0227 | 0 | 2172.0115 | 0.0010311
[31 empty] | 2172.2539 | 0 | 2172.2427 | 0.0010247
[31 empty] | 2172.4851 | 0 | 2172.4739 | 0.00102
[31 empty] | 2172.7163 | 0 | 2172.7051 | 0.0010184
[31 empty] | 2172.9475 | 0 | 2172.9363 | 0.0010208
[31 empty] | 2173.1789 | 0 | 2173.1677 | 0.0010279
[31 empty] | 2173.4102 | 0 | 2173.3992 | 0.0010382
[31 empty] | 2173.6416 | 0 | 2173.6306 | 0.0010525
[31 empty] | 2173.8733 | 0 | 2173.8621 | 0.0010676
[31 empty] | 2174.1047 | 0 | 2174.0935 | 0.0010819
[31 empty] | 2174.3362 | 0 | 2174.3252 | 0.0010946
[31 empty] | 2174.5679 | 0 | 2174.5566 | 0.0011026
[31 empty] | 2174.7996 | 0 | 2174.7883 | 0.0011065
[31 empty] | 2175.0312 | 0 | 2175.02 | 0.001105
[31 empty] | 2175.2632 | 0 | 2175.2519 | 0.0010994
[31 empty] | 2175.4949 | 0 | 2175.4836 | 0.0010891
[31 empty] | 2175.7268 | 0 | 2175.7156 | 0.0010764
[31 empty] | 2175.9587 | 0 | 2175.9475 | 0.0010613
[31 empty] | 2176.1907 | 0 | 2176.1794 | 0.0010454
[31 empty] | 2176.4228 | 0 | 2176.4116 | 0.0010319
[31 empty] | 2176.6548 | 0 | 2176.6436 | 0.0010216
[31 empty] | 2176.887 | 0 | 2176.8757 | 0.0010168
[31 empty] | 2177.1191 | 0 | 2177.1079 | 0.0010176
[31 empty] | 2177.3513 | 0 | 2177.3401 | 0.0010239
[31 empty] | 2177.5837 | 0 | 2177.5725 | 0.0010351
[31 empty] | 2177.8159 | 0 | 2177.8047 | 0.0010486
[31 empty] | 2178.0483 | 0 | 2178.0371 | 0.0010621
[31 empty] | 2178.2808 | 0 | 2178.2695 | 0.0010724
[31 empty] | 2178.5132 | 0 | 2178.5019 | 0.0010779
[31 empty] | 2178.7458 | 0 | 2178.7346 | 0.0010764
[31 empty] | 2178.9783 | 0 | 2178.967 | 0.0010676
[31 empty] | 2179.2109 | 0 | 2179.1997 | 0.0010541
[31 empty] | 2179.4436 | 0 | 2179.4324 | 0.0010358
[31 empty] | 2179.6763 | 0 | 2179.665 | 0.0010176
[31 empty] | 2179.9092 | 0 | 2179.898 | 0.0010009
[31 empty] | 2180.1418 | 0 | 2180.1306 | 0.00098739
[31 empty] | 2180.3748 | 0 | 2180.3635 | 0.00097865
[31 empty] | 2180.6077 | 0 | 2180.5964 | 0.00097548
[31 empty] | 2180.8408 | 0 | 2180.8296 | 0.00097548
[31 empty] | 2181.0737 | 0 | 2181.0625 | 0.00097945
[31 empty] | 2181.3069 | 0 | 2181.2957 | 0.00098501
[31 empty] | 2181.54 | 0 | 2181.5288 | 0.00099136
[31 empty] | 2181.7732 | 0 | 2181.762 | 0.00099772
[31 empty] | 2182.0064 | 0 | 2181.9951 | 0.0010049
[31 empty] | 2182.2395 | 0 | 2182.2283 | 0.001012
[31 empty] | 2182.4729 | 0 | 2182.4617 | 0.00102
[31 empty] | 2182.7063 | 0 | 2182.6951 | 0.0010279
[31 empty] | 2182.9397 | 0 | 2182.9285 | 0.0010351
[31 empty] | 2183.1731 | 0 | 2183.1619 | 0.0010414
[31 empty] | 2183.4067 | 0 | 2183.3955 | 0.0010462
[31 empty] | 2183.6401 | 0 | 2183.6289 | 0.0010486
[31 empty] | 2183.8738 | 0 | 2183.8625 | 0.0010486
[31 empty] | 2184.1074 | 0 | 2184.0962 | 0.0010478
[31 empty] | 2184.3413 | 0 | 2184.3301 | 0.001047
[31 empty] | 2184.575 | 0 | 2184.5637 | 0.001047
[31 empty] | 2184.8088 | 0 | 2184.7976 | 0.0010486
[31 empty] | 2185.0427 | 0 | 2185.0315 | 0.0010517
[31 empty] | 2185.2766 | 0 | 2185.2654 | 0.0010573
[31 empty] | 2185.5105 | 0 | 2185.4993 | 0.0010637
[31 empty] | 2185.7446 | 0 | 2185.7334 | 0.00107
[31 empty] | 2185.9788 | 0 | 2185.9675 | 0.0010779
[31 empty] | 2186.2129 | 0 | 2186.2017 | 0.0010851
[31 empty] | 2186.447 | 0 | 2186.4358 | 0.0010922
[31 empty] | 2186.6811 | 0 | 2186.6699 | 0.0010994
[31 empty] | 2186.9155 | 0 | 2186.9043 | 0.0011058
[31 empty] | 2187.1499 | 0 | 2187.1384 | 0.0011113
[31 empty] | 2187.3843 | 0 | 2187.3728 | 0.0011161
[31 empty] | 2187.6186 | 0 | 2187.6074 | 0.0011185
[31 empty] | 2187.853 | 0 | 2187.8418 | 0.0011177
[31 empty] | 2188.0876 | 0 | 2188.0764 | 0.0011137
[31 empty] | 2188.3223 | 0 | 2188.3108 | 0.0011058
[31 empty] | 2188.5569 | 0 | 2188.5454 | 0.0010954
[31 empty] | 2188.7915 | 0 | 2188.7803 | 0.0010811
[31 empty] | 2189.0261 | 0 | 2189.0149 | 0.0010652
[31 empty] | 2189.261 | 0 | 2189.2498 | 0.001047
[31 empty] | 2189.4958 | 0 | 2189.4846 | 0.0010279
[31 empty] | 2189.7307 | 0 | 2189.7195 | 0.0010096
[31 empty] | 2189.9656 | 0 | 2189.9543 | 0.00099295
[31 empty] | 2190.2004 | 0 | 2190.1892 | 0.00098024
[31 empty] | 2190.4356 | 0 | 2190.4243 | 0.00097151
[31 empty] | 2190.6707 | 0 | 2190.6594 | 0.00096753
[31 empty] | 2190.9058 | 0 | 2190.8945 | 0.00096833
[31 empty] | 2191.1409 | 0 | 2191.1296 | 0.00097468
[31 empty] | 2191.3762 | 0 | 2191.365 | 0.00098501
[31 empty] | 2191.6116 | 0 | 2191.6001 | 0.00099851
[31 empty] | 2191.8467 | 0 | 2191.8355 | 0.0010136
[31 empty] | 2192.0823 | 0 | 2192.0708 | 0.0010295
[31 empty] | 2192.3176 | 0 | 2192.3064 | 0.0010438
[31 empty] | 2192.553 | 0 | 2192.5417 | 0.0010565
[31 empty] | 2192.7886 | 0 | 2192.7773 | 0.0010668
[31 empty] | 2193.0242 | 0 | 2193.0129 | 0.001074
[31 empty] | 2193.2598 | 0 | 2193.2485 | 0.0010787
[31 empty] | 2193.4956 | 0 | 2193.4841 | 0.0010811
[31 empty] | 2193.7312 | 0 | 2193.72 | 0.0010819
[31 empty] | 2193.967 | 0 | 2193.9558 | 0.0010811
[31 empty] | 2194.2029 | 0 | 2194.1917 | 0.0010803
[31 empty] | 2194.4387 | 0 | 2194.4275 | 0.0010795
[31 empty] | 2194.6746 | 0 | 2194.6633 | 0.0010787
[31 empty] | 2194.9106 | 0 | 2194.8994 | 0.0010779
[31 empty] | 2195.1467 | 0 | 2195.1355 | 0.0010779
[31 empty] | 2195.3828 | 0 | 2195.3716 | 0.0010787
[31 empty] | 2195.6189 | 0 | 2195.6077 | 0.0010795
[31 empty] | 2195.8552 | 0 | 2195.8438 | 0.0010795
[31 empty] | 2196.0913 | 0 | 2196.0801 | 0.0010795
[31 empty] | 2196.3276 | 0 | 2196.3164 | 0.0010772
[31 empty] | 2196.564 | 0 | 2196.5527 | 0.0010724
[31 empty] | 2196.8003 | 0 | 2196.7891 | 0.0010644
[31 empty] | 2197.0369 | 0 | 2197.0256 | 0.0010525
[31 empty] | 2197.2732 | 0 | 2197.262 | 0.0010366
[31 empty] | 2197.5098 | 0 | 2197.4985 | 0.0010176
[31 empty] | 2197.7463 | 0 | 2197.7351 | 0.00099692
[31 empty] | 2197.9832 | 0 | 2197.9717 | 0.00097468
[31 empty] | 2198.2197 | 0 | 2198.2085 | 0.00095323
[31 empty] | 2198.4565 | 0 | 2198.4453 | 0.00093338
[31 empty] | 2198.6934 | 0 | 2198.6821 | 0.00091669
[31 empty] | 2198.9302 | 0 | 2198.9189 | 0.00090478
[31 empty] | 2199.167 | 0 | 2199.1558 | 0.00089842
[31 empty] | 2199.4041 | 0 | 2199.3928 | 0.00089842
[31 empty] | 2199.6411 | 0 | 2199.6296 | 0.00090557
[31 empty] | 2199.8782 | 0 | 2199.8667 | 0.00092067
[31 empty] | 2200.1152 | 0 | 2200.104 | 0.00094053
[31 empty] | 2200.3523 | 0 | 2200.3411 | 0.00096515
[31 empty] | 2200.5896 | 0 | 2200.5784 | 0.00099136
[31 empty] | 2200.8269 | 0 | 2200.8154 | 0.0010152
[31 empty] | 2201.0642 | 0 | 2201.0527 | 0.0010358
[31 empty] | 2201.3015 | 0 | 2201.2903 | 0.0010509
[31 empty] | 2201.5391 | 0 | 2201.5276 | 0.0010589
[31 empty] | 2201.7764 | 0 | 2201.7651 | 0.0010621
[31 empty] | 2202.0139 | 0 | 2202.0027 | 0.0010613
[31 empty] | 2202.2515 | 0 | 2202.2402 | 0.0010573
[31 empty] | 2202.489 | 0 | 2202.4778 | 0.0010533
[31 empty] | 2202.7268 | 0 | 2202.7156 | 0.0010501
[31 empty] | 2202.9646 | 0 | 2202.9531 | 0.0010486
[31 empty] | 2203.2024 | 0 | 2203.1909 | 0.0010478
[31 empty] | 2203.4402 | 0 | 2203.4287 | 0.0010486
[31 empty] | 2203.678 | 0 | 2203.6667 | 0.0010486
[31 empty] | 2203.916 | 0 | 2203.9045 | 0.0010486
[31 empty] | 2204.1538 | 0 | 2204.1426 | 0.0010454
[31 empty] | 2204.3918 | 0 | 2204.3806 | 0.0010406
[31 empty] | 2204.6299 | 0 | 2204.6186 | 0.0010327
[31 empty] | 2204.8682 | 0 | 2204.8567 | 0.0010239
[31 empty] | 2205.1062 | 0 | 2205.095 | 0.0010136
[31 empty] | 2205.3445 | 0 | 2205.3333 | 0.0010041
[31 empty] | 2205.5828 | 0 | 2205.5715 | 0.00099692
[31 empty] | 2205.8211 | 0 | 2205.8098 | 0.00099295
[31 empty] | 2206.0596 | 0 | 2206.0481 | 0.00099295
[31 empty] | 2206.2981 | 0 | 2206.2866 | 0.00099772
[31 empty] | 2206.5364 | 0 | 2206.5251 | 0.0010073
[31 empty] | 2206.7751 | 0 | 2206.7637 | 0.0010208
[31 empty] | 2207.0137 | 0 | 2207.0022 | 0.0010358
[31 empty] | 2207.2522 | 0 | 2207.241 | 0.0010501
[31 empty] | 2207.491 | 0 | 2207.4797 | 0.0010621
[31 empty] | 2207.7297 | 0 | 2207.7183 | 0.0010684
[31 empty] | 2207.9685 | 0 | 2207.9573 | 0.0010676
[31 empty] | 2208.2073 | 0 | 2208.1961 | 0.0010613
[31 empty] | 2208.4463 | 0 | 2208.4351 | 0.0010501
[31 empty] | 2208.6853 | 0 | 2208.6738 | 0.0010358
[31 empty] | 2208.9243 | 0 | 2208.9128 | 0.0010231
[31 empty] | 2209.1633 | 0 | 2209.1519 | 0.0010144
[31 empty] | 2209.4023 | 0 | 2209.3911 | 0.0010104
[31 empty] | 2209.6416 | 0 | 2209.6301 | 0.001012
[31 empty] | 2209.8809 | 0 | 2209.8694 | 0.0010176
[31 empty] | 2210.1201 | 0 | 2210.1086 | 0.0010255
[31 empty] | 2210.3594 | 0 | 2210.3481 | 0.0010335
[31 empty] | 2210.5989 | 0 | 2210.5874 | 0.0010398
[31 empty] | 2210.8381 | 0 | 2210.8269 | 0.001043
[31 empty] | 2211.0776 | 0 | 2211.0664 | 0.001043
[31 empty] | 2211.3171 | 0 | 2211.3059 | 0.0010382
[31 empty] | 2211.5569 | 0 | 2211.5454 | 0.0010311
[31 empty] | 2211.7964 | 0 | 2211.7852 | 0.0010223
[31 empty] | 2212.0361 | 0 | 2212.0247 | 0.001012
[31 empty] | 2212.2759 | 0 | 2212.2644 | 0.0010025
[31 empty] | 2212.5156 | 0 | 2212.5042 | 0.00099375
[31 empty] | 2212.7554 | 0 | 2212.7441 | 0.00098739
[31 empty] | 2212.9954 | 0 | 2212.9839 | 0.00098501
[31 empty] | 2213.2353 | 0 | 2213.2239 | 0.0009866
[31 empty] | 2213.4753 | 0 | 2213.4639 | 0.00099216
[31 empty] | 2213.7153 | 0 | 2213.7039 | 0.0010017
[31 empty] | 2213.9553 | 0 | 2213.9441 | 0.0010136
[31 empty] | 2214.1956 | 0 | 2214.1843 | 0.0010263
[31 empty] | 2214.4358 | 0 | 2214.4243 | 0.001039
[31 empty] | 2214.676 | 0 | 2214.6645 | 0.0010494
[31 empty] | 2214.9163 | 0 | 2214.905 | 0.0010565
[31 empty] | 2215.1567 | 0 | 2215.1453 | 0.0010605
[31 empty] | 2215.3972 | 0 | 2215.3857 | 0.0010613
[31 empty] | 2215.6377 | 0 | 2215.6262 | 0.0010597
[31 empty] | 2215.8782 | 0 | 2215.8667 | 0.0010573
[31 empty] | 2216.1186 | 0 | 2216.1072 | 0.0010549
[31 empty] | 2216.3594 | 0 | 2216.3479 | 0.0010533
[31 empty] | 2216.5999 | 0 | 2216.5886 | 0.0010525
[31 empty] | 2216.8406 | 0 | 2216.8293 | 0.0010533
[31 empty] | 2217.0815 | 0 | 2217.0701 | 0.0010557
[31 empty] | 2217.3223 | 0 | 2217.3108 | 0.0010581
[31 empty] | 2217.5632 | 0 | 2217.5518 | 0.0010613
[31 empty] | 2217.8042 | 0 | 2217.7927 | 0.0010637
[31 empty] | 2218.0452 | 0 | 2218.0337 | 0.0010668
[31 empty] | 2218.2861 | 0 | 2218.2747 | 0.0010692
[31 empty] | 2218.5273 | 0 | 2218.5159 | 0.0010716
[31 empty] | 2218.7683 | 0 | 2218.7571 | 0.001074
[31 empty] | 2219.0095 | 0 | 2218.9983 | 0.0010764
[31 empty] | 2219.2507 | 0 | 2219.2395 | 0.0010795
[31 empty] | 2219.4922 | 0 | 2219.4807 | 0.0010843
[31 empty] | 2219.7334 | 0 | 2219.7222 | 0.0010922
[31 empty] | 2219.9749 | 0 | 2219.9634 | 0.0011018
[31 empty] | 2220.2163 | 0 | 2220.2048 | 0.0011137
[31 empty] | 2220.4578 | 0 | 2220.4465 | 0.0011272
[31 empty] | 2220.6995 | 0 | 2220.688 | 0.0011407
[31 empty] | 2220.9409 | 0 | 2220.9297 | 0.0011534
[31 empty] | 2221.1826 | 0 | 2221.1714 | 0.0011629
[31 empty] | 2221.4243 | 0 | 2221.4131 | 0.0011669
[31 empty] | 2221.6663 | 0 | 2221.6548 | 0.0011661
[31 empty] | 2221.908 | 0 | 2221.8967 | 0.0011598
[31 empty] | 2222.1499 | 0 | 2222.1384 | 0.0011479
[31 empty] | 2222.3918 | 0 | 2222.3804 | 0.0011336
[31 empty] | 2222.6338 | 0 | 2222.6223 | 0.0011185
[31 empty] | 2222.876 | 0 | 2222.8645 | 0.0011058
[31 empty] | 2223.1179 | 0 | 2223.1064 | 0.0010962
[31 empty] | 2223.3601 | 0 | 2223.3486 | 0.001093
[31 empty] | 2223.6023 | 0 | 2223.5908 | 0.0010962
[31 empty] | 2223.8445 | 0 | 2223.833 | 0.0011034
[31 empty] | 2224.0869 | 0 | 2224.0754 | 0.0011145
[31 empty] | 2224.3291 | 0 | 2224.3179 | 0.0011272
[31 empty] | 2224.5715 | 0 | 2224.5603 | 0.0011391
[31 empty] | 2224.814 | 0 | 2224.8027 | 0.0011494
[31 empty] | 2225.0566 | 0 | 2225.0452 | 0.0011574
[31 empty] | 2225.2991 | 0 | 2225.2876 | 0.0011637
[31 empty] | 2225.5417 | 0 | 2225.5303 | 0.0011693
[31 empty] | 2225.7844 | 0 | 2225.773 | 0.0011749
[31 empty] | 2226.0271 | 0 | 2226.0156 | 0.0011812
[31 empty] | 2226.27 | 0 | 2226.2586 | 0.0011892
[31 empty] | 2226.5127 | 0 | 2226.5012 | 0.0011979
[31 empty] | 2226.7556 | 0 | 2226.7441 | 0.0012058
[31 empty] | 2226.9985 | 0 | 2226.9871 | 0.0012106
[31 empty] | 2227.2417 | 0 | 2227.2302 | 0.0012122
[31 empty] | 2227.4846 | 0 | 2227.4731 | 0.0012082
[31 empty] | 2227.7278 | 0 | 2227.7163 | 0.0011995
[31 empty] | 2227.9709 | 0 | 2227.9595 | 0.001186
[31 empty] | 2228.2141 | 0 | 2228.2026 | 0.0011685
[31 empty] | 2228.4573 | 0 | 2228.4458 | 0.0011494
[31 empty] | 2228.7007 | 0 | 2228.6892 | 0.0011304
[31 empty] | 2228.9441 | 0 | 2228.9326 | 0.0011129
[31 empty] | 2229.1875 | 0 | 2229.176 | 0.0011002
[31 empty] | 2229.4309 | 0 | 2229.4194 | 0.0010907
[31 empty] | 2229.6743 | 0 | 2229.6628 | 0.0010851
[31 empty] | 2229.918 | 0 | 2229.9065 | 0.0010819
[31 empty] | 2230.1616 | 0 | 2230.1501 | 0.0010803
[31 empty] | 2230.4053 | 0 | 2230.3938 | 0.0010787
[31 empty] | 2230.6489 | 0 | 2230.6375 | 0.0010748
[31 empty] | 2230.8928 | 0 | 2230.8814 | 0.0010684
[31 empty] | 2231.1367 | 0 | 2231.1252 | 0.0010581
[31 empty] | 2231.3806 | 0 | 2231.3691 | 0.0010462
[31 empty] | 2231.6245 | 0 | 2231.613 | 0.0010327
[31 empty] | 2231.8684 | 0 | 2231.8569 | 0.0010192
[31 empty] | 2232.1125 | 0 | 2232.1011 | 0.0010088
[31 empty] | 2232.3567 | 0 | 2232.3452 | 0.0010017
[31 empty] | 2232.6008 | 0 | 2232.5894 | 0.00099931
[31 empty] | 2232.845 | 0 | 2232.8335 | 0.0010009
[31 empty] | 2233.0894 | 0 | 2233.0779 | 0.0010073
[31 empty] | 2233.3335 | 0 | 2233.322 | 0.0010168
[31 empty] | 2233.5779 | 0 | 2233.5664 | 0.0010263
[31 empty] | 2233.8225 | 0 | 2233.811 | 0.0010358
[31 empty] | 2234.0669 | 0 | 2234.0554 | 0.0010438
[31 empty] | 2234.3115 | 0 | 2234.3 | 0.0010478
[31 empty] | 2234.5559 | 0 | 2234.5444 | 0.0010494
[31 empty] | 2234.8005 | 0 | 2234.7891 | 0.0010478
[31 empty] | 2235.0454 | 0 | 2235.0339 | 0.0010446
[31 empty] | 2235.29 | 0 | 2235.2786 | 0.0010414
[31 empty] | 2235.5349 | 0 | 2235.5234 | 0.001039
[31 empty] | 2235.7798 | 0 | 2235.7683 | 0.0010382
[31 empty] | 2236.0247 | 0 | 2236.0132 | 0.0010398
[31 empty] | 2236.2695 | 0 | 2236.2581 | 0.0010446
[31 empty] | 2236.5147 | 0 | 2236.5032 | 0.0010509
[31 empty] | 2236.7598 | 0 | 2236.7483 | 0.0010589
[31 empty] | 2237.0049 | 0 | 2236.9934 | 0.0010684
[31 empty] | 2237.25 | 0 | 2237.2385 | 0.0010779
[31 empty] | 2237.4954 | 0 | 2237.4836 | 0.0010891
[31 empty] | 2237.7405 | 0 | 2237.729 | 0.0011002
[31 empty] | 2237.9858 | 0 | 2237.9744 | 0.0011113
[31 empty] | 2238.2312 | 0 | 2238.2197 | 0.0011216
[31 empty] | 2238.4768 | 0 | 2238.4653 | 0.0011304
[31 empty] | 2238.7222 | 0 | 2238.7107 | 0.0011383
[31 empty] | 2238.9678 | 0 | 2238.9563 | 0.0011439
[31 empty] | 2239.2134 | 0 | 2239.2019 | 0.0011486
[31 empty] | 2239.459 | 0 | 2239.4475 | 0.0011534
[31 empty] | 2239.7048 | 0 | 2239.6934 | 0.0011582
[31 empty] | 2239.9504 | 0 | 2239.939 | 0.0011653
[31 empty] | 2240.1963 | 0 | 2240.1848 | 0.0011741
[31 empty] | 2240.4421 | 0 | 2240.4307 | 0.0011828
[31 empty] | 2240.6882 | 0 | 2240.6768 | 0.0011923
[31 empty] | 2240.9341 | 0 | 2240.9226 | 0.0011995
[31 empty] | 2241.1802 | 0 | 2241.1687 | 0.0012035
[31 empty] | 2241.4263 | 0 | 2241.4148 | 0.0012019
[31 empty] | 2241.6724 | 0 | 2241.6609 | 0.0011955
[31 empty] | 2241.9187 | 0 | 2241.9072 | 0.0011836
[31 empty] | 2242.1648 | 0 | 2242.1533 | 0.0011653
[31 empty] | 2242.4111 | 0 | 2242.3997 | 0.0011439
[31 empty] | 2242.6575 | 0 | 2242.646 | 0.0011193
[31 empty] | 2242.9041 | 0 | 2242.8926 | 0.001093
[31 empty] | 2243.1504 | 0 | 2243.1389 | 0.0010676
[31 empty] | 2243.397 | 0 | 2243.3855 | 0.0010438
[31 empty] | 2243.6436 | 0 | 2243.6321 | 0.0010247
[31 empty] | 2243.8901 | 0 | 2243.8787 | 0.0010104
[31 empty] | 2244.137 | 0 | 2244.1255 | 0.0010017
[31 empty] | 2244.3836 | 0 | 2244.3721 | 0.0010001
[31 empty] | 2244.6304 | 0 | 2244.6189 | 0.0010049
[31 empty] | 2244.8772 | 0 | 2244.8657 | 0.0010152
[31 empty] | 2245.1243 | 0 | 2245.1125 | 0.0010287
[31 empty] | 2245.3711 | 0 | 2245.3596 | 0.0010446
[31 empty] | 2245.6182 | 0 | 2245.6067 | 0.0010613
[31 empty] | 2245.8652 | 0 | 2245.8538 | 0.0010772
[31 empty] | 2246.1123 | 0 | 2246.1008 | 0.0010915
[31 empty] | 2246.3596 | 0 | 2246.3479 | 0.0011042
[31 empty] | 2246.6067 | 0 | 2246.5952 | 0.0011153
[31 empty] | 2246.854 | 0 | 2246.8425 | 0.0011256
[31 empty] | 2247.1013 | 0 | 2247.0898 | 0.0011343
[31 empty] | 2247.3489 | 0 | 2247.3372 | 0.0011439
[31 empty] | 2247.5962 | 0 | 2247.5847 | 0.0011534
[31 empty] | 2247.8438 | 0 | 2247.8323 | 0.0011637
[31 empty] | 2248.0913 | 0 | 2248.0798 | 0.0011749
[31 empty] | 2248.3389 | 0 | 2248.3274 | 0.0011868
[31 empty] | 2248.5867 | 0 | 2248.575 | 0.0011971
[31 empty] | 2248.8342 | 0 | 2248.8227 | 0.0012058
[31 empty] | 2249.082 | 0 | 2249.0706 | 0.0012114
[31 empty] | 2249.3298 | 0 | 2249.3184 | 0.001213
[31 empty] | 2249.5779 | 0 | 2249.5662 | 0.0012106
[31 empty] | 2249.8257 | 0 | 2249.8142 | 0.001205
[31 empty] | 2250.0737 | 0 | 2250.0623 | 0.0011947
[31 empty] | 2250.3218 | 0 | 2250.3103 | 0.0011828
[31 empty] | 2250.5698 | 0 | 2250.5583 | 0.0011693
[31 empty] | 2250.8181 | 0 | 2250.8066 | 0.0011534
[31 empty] | 2251.0664 | 0 | 2251.0547 | 0.0011367
[31 empty] | 2251.3144 | 0 | 2251.303 | 0.0011193
[31 empty] | 2251.563 | 0 | 2251.5513 | 0.0011018
[31 empty] | 2251.8113 | 0 | 2251.7998 | 0.0010843
[31 empty] | 2252.0598 | 0 | 2252.0481 | 0.0010676
[31 empty] | 2252.3081 | 0 | 2252.2966 | 0.0010549
[31 empty] | 2252.5566 | 0 | 2252.5452 | 0.001047
[31 empty] | 2252.8054 | 0 | 2252.7937 | 0.0010438
[31 empty] | 2253.0539 | 0 | 2253.0425 | 0.001047
[31 empty] | 2253.3027 | 0 | 2253.291 | 0.0010549
[31 empty] | 2253.5515 | 0 | 2253.5398 | 0.0010676
[31 empty] | 2253.8003 | 0 | 2253.7888 | 0.0010827
[31 empty] | 2254.0491 | 0 | 2254.0376 | 0.0010986
[31 empty] | 2254.2981 | 0 | 2254.2866 | 0.0011161
[31 empty] | 2254.5471 | 0 | 2254.5354 | 0.0011343
[31 empty] | 2254.7961 | 0 | 2254.7844 | 0.0011526
[31 empty] | 2255.0452 | 0 | 2255.0337 | 0.0011717
[31 empty] | 2255.2944 | 0 | 2255.2827 | 0.0011907
[31 empty] | 2255.5435 | 0 | 2255.532 | 0.001209
[31 empty] | 2255.7927 | 0 | 2255.7812 | 0.0012241
[31 empty] | 2256.0422 | 0 | 2256.0305 | 0.0012352
[31 empty] | 2256.2915 | 0 | 2256.28 | 0.00124
[31 empty] | 2256.541 | 0 | 2256.5293 | 0.001236
[31 empty] | 2256.7903 | 0 | 2256.7788 | 0.0012249
[31 empty] | 2257.04 | 0 | 2257.0283 | 0.0012074
[31 empty] | 2257.2895 | 0 | 2257.2778 | 0.0011876
[31 empty] | 2257.5391 | 0 | 2257.5276 | 0.0011669
[31 empty] | 2257.7888 | 0 | 2257.7773 | 0.0011494
[31 empty] | 2258.0386 | 0 | 2258.0271 | 0.0011367
[31 empty] | 2258.2883 | 0 | 2258.2769 | 0.0011288
[31 empty] | 2258.5383 | 0 | 2258.5266 | 0.0011256
[31 empty] | 2258.7883 | 0 | 2258.7766 | 0.0011248
[31 empty] | 2259.0381 | 0 | 2259.0266 | 0.0011232
[31 empty] | 2259.2883 | 0 | 2259.2766 | 0.0011208
[31 empty] | 2259.5383 | 0 | 2259.5266 | 0.0011161
[31 empty] | 2259.7883 | 0 | 2259.7769 | 0.0011097
[31 empty] | 2260.0386 | 0 | 2260.0271 | 0.0011034
[31 empty] | 2260.2888 | 0 | 2260.2773 | 0.0010962
[31 empty] | 2260.5393 | 0 | 2260.5276 | 0.0010922
[31 empty] | 2260.7895 | 0 | 2260.7781 | 0.0010899
[31 empty] | 2261.04 | 0 | 2261.0283 | 0.0010907
[31 empty] | 2261.2905 | 0 | 2261.2788 | 0.0010938
[31 empty] | 2261.541 | 0 | 2261.5293 | 0.0010994
[31 empty] | 2261.7915 | 0 | 2261.78 | 0.0011065
[31 empty] | 2262.0422 | 0 | 2262.0305 | 0.0011145
[31 empty] | 2262.293 | 0 | 2262.2812 | 0.0011216
[31 empty] | 2262.5437 | 0 | 2262.532 | 0.001128
[31 empty] | 2262.7944 | 0 | 2262.783 | 0.0011312
[31 empty] | 2263.0454 | 0 | 2263.0337 | 0.001132
[31 empty] | 2263.2964 | 0 | 2263.2847 | 0.0011296
[31 empty] | 2263.5474 | 0 | 2263.5356 | 0.0011232
[31 empty] | 2263.7983 | 0 | 2263.7866 | 0.0011129
[31 empty] | 2264.0493 | 0 | 2264.0378 | 0.001101
[31 empty] | 2264.3005 | 0 | 2264.2888 | 0.0010875
[31 empty] | 2264.5518 | 0 | 2264.54 | 0.001074
[31 empty] | 2264.803 | 0 | 2264.7913 | 0.0010605
[31 empty] | 2265.0542 | 0 | 2265.0427 | 0.0010501
[31 empty] | 2265.3057 | 0 | 2265.2939 | 0.0010414
[31 empty] | 2265.5571 | 0 | 2265.5454 | 0.0010374
[31 empty] | 2265.8086 | 0 | 2265.7969 | 0.0010374
[31 empty] | 2266.0601 | 0 | 2266.0483 | 0.0010422
[31 empty] | 2266.3118 | 0 | 2266.3 | 0.0010509
[31 empty] | 2266.5632 | 0 | 2266.5518 | 0.0010629
[31 empty] | 2266.8149 | 0 | 2266.8035 | 0.0010779
[31 empty] | 2267.0667 | 0 | 2267.0552 | 0.0010938
[31 empty] | 2267.3186 | 0 | 2267.3069 | 0.0011097
[31 empty] | 2267.5706 | 0 | 2267.5588 | 0.0011256
[31 empty] | 2267.8223 | 0 | 2267.8108 | 0.0011399
[31 empty] | 2268.0742 | 0 | 2268.0627 | 0.0011526
[31 empty] | 2268.3264 | 0 | 2268.3147 | 0.0011653
[31 empty] | 2268.5784 | 0 | 2268.5669 | 0.001178
[31 empty] | 2268.8306 | 0 | 2268.8191 | 0.00119
[31 empty] | 2269.0828 | 0 | 2269.0713 | 0.0012003
[31 empty] | 2269.335 | 0 | 2269.3235 | 0.0012098
[31 empty] | 2269.5874 | 0 | 2269.5757 | 0.0012146
[31 empty] | 2269.8398 | 0 | 2269.8281 | 0.0012154
[31 empty] | 2270.0923 | 0 | 2270.0806 | 0.0012106
[31 empty] | 2270.3447 | 0 | 2270.333 | 0.0012003
[31 empty] | 2270.5972 | 0 | 2270.5857 | 0.0011868
[31 empty] | 2270.8499 | 0 | 2270.8381 | 0.0011709
[31 empty] | 2271.1025 | 0 | 2271.0908 | 0.0011566
[31 empty] | 2271.3552 | 0 | 2271.3435 | 0.0011463
[31 empty] | 2271.6079 | 0 | 2271.5964 | 0.0011415
[31 empty] | 2271.8608 | 0 | 2271.8491 | 0.0011431
[31 empty] | 2272.1138 | 0 | 2272.102 | 0.001151
[31 empty] | 2272.3667 | 0 | 2272.355 | 0.0011637
[31 empty] | 2272.6196 | 0 | 2272.6079 | 0.0011796
[31 empty] | 2272.8726 | 0 | 2272.8611 | 0.0011947
[31 empty] | 2273.1257 | 0 | 2273.114 | 0.0012074
[31 empty] | 2273.3789 | 0 | 2273.3672 | 0.001217
[31 empty] | 2273.6321 | 0 | 2273.6204 | 0.0012217
[31 empty] | 2273.8855 | 0 | 2273.8738 | 0.0012225
[31 empty] | 2274.1387 | 0 | 2274.1269 | 0.0012209
[31 empty] | 2274.3921 | 0 | 2274.3804 | 0.0012186
[31 empty] | 2274.6455 | 0 | 2274.6338 | 0.0012162
[31 empty] | 2274.8989 | 0 | 2274.8875 | 0.0012162
[31 empty] | 2275.1526 | 0 | 2275.1409 | 0.0012178
[31 empty] | 2275.4062 | 0 | 2275.3945 | 0.0012217
[31 empty] | 2275.6599 | 0 | 2275.6482 | 0.0012273
[31 empty] | 2275.9136 | 0 | 2275.9019 | 0.0012329
[31 empty] | 2276.1675 | 0 | 2276.1558 | 0.0012392
[31 empty] | 2276.4211 | 0 | 2276.4097 | 0.001244
[31 empty] | 2276.675 | 0 | 2276.6633 | 0.0012471
[31 empty] | 2276.9289 | 0 | 2276.9175 | 0.0012487
[31 empty] | 2277.1831 | 0 | 2277.1714 | 0.0012487
[31 empty] | 2277.4373 | 0 | 2277.4255 | 0.0012471
[31 empty] | 2277.6912 | 0 | 2277.6797 | 0.001244
[31 empty] | 2277.9456 | 0 | 2277.9338 | 0.0012384
[31 empty] | 2278.1997 | 0 | 2278.188 | 0.0012321
[31 empty] | 2278.4539 | 0 | 2278.4424 | 0.0012241
[31 empty] | 2278.7083 | 0 | 2278.6965 | 0.0012154
[31 empty] | 2278.9626 | 0 | 2278.9509 | 0.0012074
[31 empty] | 2279.2173 | 0 | 2279.2056 | 0.0012011
[31 empty] | 2279.4717 | 0 | 2279.46 | 0.0011971
[31 empty] | 2279.7263 | 0 | 2279.7146 | 0.0011963
[31 empty] | 2279.981 | 0 | 2279.9692 | 0.0011979
[31 empty] | 2280.2356 | 0 | 2280.2239 | 0.0012019
[31 empty] | 2280.4902 | 0 | 2280.4788 | 0.0012066
[31 empty] | 2280.7451 | 0 | 2280.7334 | 0.0012114
[31 empty] | 2281 | 0 | 2280.9883 | 0.0012154
[31 empty] | 2281.2549 | 0 | 2281.2432 | 0.001217
[31 empty] | 2281.51 | 0 | 2281.4983 | 0.0012178
[31 empty] | 2281.7649 | 0 | 2281.7532 | 0.0012186
[31 empty] | 2282.02 | 0 | 2282.0083 | 0.0012193
[31 empty] | 2282.2751 | 0 | 2282.2634 | 0.0012217
[31 empty] | 2282.5303 | 0 | 2282.5188 | 0.0012265
[31 empty] | 2282.7856 | 0 | 2282.7739 | 0.0012321
[31 empty] | 2283.041 | 0 | 2283.0293 | 0.0012392
[31 empty] | 2283.2964 | 0 | 2283.2847 | 0.0012456
[31 empty] | 2283.5518 | 0 | 2283.54 | 0.0012511
[31 empty] | 2283.8071 | 0 | 2283.7957 | 0.0012527
[31 empty] | 2284.0627 | 0 | 2284.051 | 0.0012503
[31 empty] | 2284.3184 | 0 | 2284.3066 | 0.0012424
[31 empty] | 2284.574 | 0 | 2284.5623 | 0.0012305
[31 empty] | 2284.8298 | 0 | 2284.8181 | 0.0012146
[31 empty] | 2285.0855 | 0 | 2285.0737 | 0.0011963
[31 empty] | 2285.3413 | 0 | 2285.3296 | 0.001178
[31 empty] | 2285.5972 | 0 | 2285.5855 | 0.0011629
[31 empty] | 2285.8533 | 0 | 2285.8416 | 0.0011518
[31 empty] | 2286.1091 | 0 | 2286.0974 | 0.0011479
[31 empty] | 2286.3652 | 0 | 2286.3535 | 0.001151
[31 empty] | 2286.6213 | 0 | 2286.6096 | 0.0011629
[31 empty] | 2286.8774 | 0 | 2286.866 | 0.001182
[31 empty] | 2287.1338 | 0 | 2287.1221 | 0.0012043
[31 empty] | 2287.3901 | 0 | 2287.3784 | 0.0012289
[31 empty] | 2287.6465 | 0 | 2287.6348 | 0.0012495
[31 empty] | 2287.9028 | 0 | 2287.8911 | 0.0012646
[31 empty] | 2288.1592 | 0 | 2288.1475 | 0.001271
[31 empty] | 2288.4158 | 0 | 2288.4041 | 0.0012694
[31 empty] | 2288.6724 | 0 | 2288.6606 | 0.0012607
[31 empty] | 2288.9289 | 0 | 2288.9172 | 0.0012479
[31 empty] | 2289.1858 | 0 | 2289.1741 | 0.001236
[31 empty] | 2289.4424 | 0 | 2289.4307 | 0.0012281
[31 empty] | 2289.6992 | 0 | 2289.6875 | 0.0012257
[31 empty] | 2289.9561 | 0 | 2289.9443 | 0.0012305
[31 empty] | 2290.2131 | 0 | 2290.2014 | 0.0012416
[31 empty] | 2290.47 | 0 | 2290.4583 | 0.0012559
[31 empty] | 2290.727 | 0 | 2290.7153 | 0.0012726
[31 empty] | 2290.9841 | 0 | 2290.9724 | 0.0012861
[31 empty] | 2291.2414 | 0 | 2291.2295 | 0.0012964
[31 empty] | 2291.4985 | 0 | 2291.4868 | 0.0013012
[31 empty] | 2291.7559 | 0 | 2291.7441 | 0.0013012
[31 empty] | 2292.0132 | 0 | 2292.0015 | 0.0012972
[31 empty] | 2292.2705 | 0 | 2292.2588 | 0.0012908
[31 empty] | 2292.5281 | 0 | 2292.5164 | 0.0012837
[31 empty] | 2292.7854 | 0 | 2292.7737 | 0.0012773
[31 empty] | 2293.043 | 0 | 2293.0312 | 0.001271
[31 empty] | 2293.3005 | 0 | 2293.2888 | 0.0012638
[31 empty] | 2293.5583 | 0 | 2293.5466 | 0.0012567
[31 empty] | 2293.8162 | 0 | 2293.8042 | 0.0012464
[31 empty] | 2294.0737 | 0 | 2294.062 | 0.0012329
[31 empty] | 2294.3318 | 0 | 2294.3201 | 0.001217
[31 empty] | 2294.5896 | 0 | 2294.5779 | 0.0011995
[31 empty] | 2294.8477 | 0 | 2294.8359 | 0.001182
[31 empty] | 2295.1055 | 0 | 2295.0938 | 0.0011677
[31 empty] | 2295.3638 | 0 | 2295.3518 | 0.0011574
[31 empty] | 2295.6218 | 0 | 2295.6101 | 0.0011534
[31 empty] | 2295.8799 | 0 | 2295.8682 | 0.0011566
[31 empty] | 2296.1382 | 0 | 2296.1265 | 0.0011669
[31 empty] | 2296.3965 | 0 | 2296.3848 | 0.001182
[31 empty] | 2296.655 | 0 | 2296.6431 | 0.0011995
[31 empty] | 2296.9133 | 0 | 2296.9016 | 0.0012162
[31 empty] | 2297.1719 | 0 | 2297.1602 | 0.0012305
[31 empty] | 2297.4304 | 0 | 2297.4187 | 0.0012384
[31 empty] | 2297.689 | 0 | 2297.6773 | 0.00124
[31 empty] | 2297.9477 | 0 | 2297.9358 | 0.0012352
[31 empty] | 2298.2063 | 0 | 2298.1946 | 0.0012241
[31 empty] | 2298.4651 | 0 | 2298.4534 | 0.001209
[31 empty] | 2298.7239 | 0 | 2298.7122 | 0.00119
[31 empty] | 2298.9829 | 0 | 2298.9712 | 0.0011693
[31 empty] | 2299.2419 | 0 | 2299.23 | 0.0011479
[31 empty] | 2299.5007 | 0 | 2299.489 | 0.001128
[31 empty] | 2299.76 | 0 | 2299.7481 | 0.0011089
[31 empty] | 2300.019 | 0 | 2300.0073 | 0.0010915
[31 empty] | 2300.2783 | 0 | 2300.2664 | 0.0010779
[31 empty] | 2300.5376 | 0 | 2300.5256 | 0.0010676
[31 empty] | 2300.7969 | 0 | 2300.7849 | 0.0010613
[31 empty] | 2301.0561 | 0 | 2301.0444 | 0.0010605
[31 empty] | 2301.3157 | 0 | 2301.3037 | 0.0010652
[31 empty] | 2301.575 | 0 | 2301.5632 | 0.0010764
[31 empty] | 2301.8345 | 0 | 2301.8227 | 0.0010938
[31 empty] | 2302.0942 | 0 | 2302.0825 | 0.0011169
[31 empty] | 2302.3538 | 0 | 2302.342 | 0.0011447
[31 empty] | 2302.6135 | 0 | 2302.6018 | 0.0011757
[31 empty] | 2302.8733 | 0 | 2302.8616 | 0.0012074
[31 empty] | 2303.1331 | 0 | 2303.1213 | 0.0012376
[31 empty] | 2303.3931 | 0 | 2303.3814 | 0.0012622
[31 empty] | 2303.6531 | 0 | 2303.6411 | 0.0012805
[31 empty] | 2303.9131 | 0 | 2303.9011 | 0.00129
[31 empty] | 2304.1731 | 0 | 2304.1614 | 0.0012916
[31 empty] | 2304.4331 | 0 | 2304.4214 | 0.0012845
[31 empty] | 2304.6934 | 0 | 2304.6816 | 0.0012718
[31 empty] | 2304.9536 | 0 | 2304.9419 | 0.0012543
[31 empty] | 2305.2139 | 0 | 2305.2022 | 0.0012352
[31 empty] | 2305.4744 | 0 | 2305.4624 | 0.0012162
[31 empty] | 2305.7346 | 0 | 2305.7229 | 0.0011995
[31 empty] | 2305.9951 | 0 | 2305.9834 | 0.0011876
[31 empty] | 2306.2556 | 0 | 2306.2439 | 0.0011796
[31 empty] | 2306.5164 | 0 | 2306.5044 | 0.001178
[31 empty] | 2306.7769 | 0 | 2306.7651 | 0.0011812
[31 empty] | 2307.0376 | 0 | 2307.0259 | 0.0011892
[31 empty] | 2307.2983 | 0 | 2307.2866 | 0.0012011
[31 empty] | 2307.5593 | 0 | 2307.5474 | 0.0012162
[31 empty] | 2307.8201 | 0 | 2307.8083 | 0.0012329
[31 empty] | 2308.0811 | 0 | 2308.0693 | 0.0012503
[31 empty] | 2308.342 | 0 | 2308.3303 | 0.001267
[31 empty] | 2308.6033 | 0 | 2308.5913 | 0.0012829
[31 empty] | 2308.8643 | 0 | 2308.8525 | 0.0012972
[31 empty] | 2309.1255 | 0 | 2309.1138 | 0.0013107
[31 empty] | 2309.3867 | 0 | 2309.375 | 0.0013234
[31 empty] | 2309.648 | 0 | 2309.6362 | 0.0013361
[31 empty] | 2309.9094 | 0 | 2309.8975 | 0.0013496
[31 empty] | 2310.1709 | 0 | 2310.1589 | 0.0013631
[31 empty] | 2310.4324 | 0 | 2310.4204 | 0.0013766
[31 empty] | 2310.6939 | 0 | 2310.6819 | 0.0013893
[31 empty] | 2310.9553 | 0 | 2310.9436 | 0.0013997
[31 empty] | 2311.217 | 0 | 2311.2053 | 0.0014068
[31 empty] | 2311.4788 | 0 | 2311.467 | 0.0014084
[31 empty] | 2311.7405 | 0 | 2311.7288 | 0.0014036
[31 empty] | 2312.0024 | 0 | 2311.9905 | 0.0013925
[31 empty] | 2312.2642 | 0 | 2312.2524 | 0.0013727
[31 empty] | 2312.5261 | 0 | 2312.5144 | 0.0013472
[31 empty] | 2312.7883 | 0 | 2312.7764 | 0.0013155
[31 empty] | 2313.0503 | 0 | 2313.0386 | 0.0012821
[31 empty] | 2313.3125 | 0 | 2313.3005 | 0.0012487
[31 empty] | 2313.5747 | 0 | 2313.5627 | 0.0012201
[31 empty] | 2313.8369 | 0 | 2313.825 | 0.0011979
[31 empty] | 2314.0991 | 0 | 2314.0874 | 0.001186
[31 empty] | 2314.3616 | 0 | 2314.3499 | 0.0011844
[31 empty] | 2314.624 | 0 | 2314.6121 | 0.0011931
[31 empty] | 2314.8865 | 0 | 2314.8748 | 0.0012098
[31 empty] | 2315.1489 | 0 | 2315.1372 | 0.0012305
[31 empty] | 2315.4116 | 0 | 2315.3999 | 0.0012519
[31 empty] | 2315.6743 | 0 | 2315.6624 | 0.001271
[31 empty] | 2315.937 | 0 | 2315.9253 | 0.0012845
[31 empty] | 2316.1997 | 0 | 2316.188 | 0.0012916
[31 empty] | 2316.4626 | 0 | 2316.4509 | 0.0012924
[31 empty] | 2316.7256 | 0 | 2316.7136 | 0.0012861
[31 empty] | 2316.9885 | 0 | 2316.9768 | 0.0012773
[31 empty] | 2317.2515 | 0 | 2317.2398 | 0.0012662
[31 empty] | 2317.5147 | 0 | 2317.5027 | 0.0012575
[31 empty] | 2317.7778 | 0 | 2317.7659 | 0.0012519
[31 empty] | 2318.041 | 0 | 2318.0291 | 0.0012535
[31 empty] | 2318.3042 | 0 | 2318.2925 | 0.0012622
[31 empty] | 2318.5676 | 0 | 2318.5557 | 0.0012781
[31 empty] | 2318.8311 | 0 | 2318.8191 | 0.0012988
[31 empty] | 2319.0945 | 0 | 2319.0825 | 0.0013234
[31 empty] | 2319.3579 | 0 | 2319.3459 | 0.0013488
[31 empty] | 2319.6216 | 0 | 2319.6096 | 0.0013719
[31 empty] | 2319.885 | 0 | 2319.8733 | 0.0013909
[31 empty] | 2320.1487 | 0 | 2320.137 | 0.0014036
[31 empty] | 2320.4126 | 0 | 2320.4006 | 0.0014108
[31 empty] | 2320.6763 | 0 | 2320.6645 | 0.0014124
[31 empty] | 2320.9402 | 0 | 2320.9282 | 0.00141
[31 empty] | 2321.2041 | 0 | 2321.1921 | 0.0014044
[31 empty] | 2321.468 | 0 | 2321.4563 | 0.0013973
[31 empty] | 2321.7322 | 0 | 2321.7202 | 0.0013893
[31 empty] | 2321.9963 | 0 | 2321.9844 | 0.0013798
[31 empty] | 2322.2605 | 0 | 2322.2485 | 0.0013687
[31 empty] | 2322.5247 | 0 | 2322.5127 | 0.0013544
[31 empty] | 2322.7888 | 0 | 2322.7771 | 0.0013353
[31 empty] | 2323.0532 | 0 | 2323.0415 | 0.0013123
[31 empty] | 2323.3176 | 0 | 2323.3059 | 0.0012861
[31 empty] | 2323.582 | 0 | 2323.5703 | 0.0012575
[31 empty] | 2323.8467 | 0 | 2323.8347 | 0.0012305
[31 empty] | 2324.1113 | 0 | 2324.0994 | 0.001205
[31 empty] | 2324.376 | 0 | 2324.364 | 0.0011852
[31 empty] | 2324.6406 | 0 | 2324.6287 | 0.0011709
[31 empty] | 2324.9053 | 0 | 2324.8936 | 0.0011637
[31 empty] | 2325.1702 | 0 | 2325.1582 | 0.0011629
[31 empty] | 2325.4351 | 0 | 2325.4231 | 0.0011685
[31 empty] | 2325.7 | 0 | 2325.6882 | 0.0011796
[31 empty] | 2325.9651 | 0 | 2325.9531 | 0.0011947
[31 empty] | 2326.23 | 0 | 2326.2183 | 0.001213
[31 empty] | 2326.4951 | 0 | 2326.4834 | 0.0012344
[31 empty] | 2326.7605 | 0 | 2326.7485 | 0.0012559
[31 empty] | 2327.0256 | 0 | 2327.0137 | 0.0012773
[31 empty] | 2327.291 | 0 | 2327.2791 | 0.0012972
[31 empty] | 2327.5564 | 0 | 2327.5444 | 0.0013155
[31 empty] | 2327.8218 | 0 | 2327.8098 | 0.0013314
[31 empty] | 2328.0872 | 0 | 2328.0754 | 0.0013449
[31 empty] | 2328.3528 | 0 | 2328.3408 | 0.0013552
[31 empty] | 2328.6184 | 0 | 2328.6064 | 0.0013615
[31 empty] | 2328.884 | 0 | 2328.8721 | 0.0013639
[31 empty] | 2329.1499 | 0 | 2329.1379 | 0.0013607
[31 empty] | 2329.4155 | 0 | 2329.4038 | 0.0013528
[31 empty] | 2329.6814 | 0 | 2329.6697 | 0.0013393
[31 empty] | 2329.9473 | 0 | 2329.9356 | 0.001321
[31 empty] | 2330.2134 | 0 | 2330.2014 | 0.0013012
[31 empty] | 2330.4795 | 0 | 2330.4675 | 0.0012797
[31 empty] | 2330.7456 | 0 | 2330.7336 | 0.0012599
[31 empty] | 2331.0117 | 0 | 2330.9998 | 0.001244
[31 empty] | 2331.2778 | 0 | 2331.2659 | 0.0012313
[31 empty] | 2331.5442 | 0 | 2331.5322 | 0.0012225
[31 empty] | 2331.8106 | 0 | 2331.7986 | 0.001217
[31 empty] | 2332.0769 | 0 | 2332.0649 | 0.0012138
[31 empty] | 2332.3433 | 0 | 2332.3315 | 0.001213
[31 empty] | 2332.6099 | 0 | 2332.5979 | 0.001213
[31 empty] | 2332.8765 | 0 | 2332.8645 | 0.0012146
[31 empty] | 2333.1431 | 0 | 2333.1311 | 0.0012186
[31 empty] | 2333.4099 | 0 | 2333.398 | 0.0012249
[31 empty] | 2333.6765 | 0 | 2333.6645 | 0.0012344
[31 empty] | 2333.9434 | 0 | 2333.9314 | 0.0012456
[31 empty] | 2334.2102 | 0 | 2334.1985 | 0.0012591
[31 empty] | 2334.4773 | 0 | 2334.4653 | 0.0012718
[31 empty] | 2334.7441 | 0 | 2334.7324 | 0.0012837
[31 empty] | 2335.0112 | 0 | 2334.9995 | 0.0012932
[31 empty] | 2335.2786 | 0 | 2335.2666 | 0.0013012
[31 empty] | 2335.5457 | 0 | 2335.5337 | 0.0013067
[31 empty] | 2335.813 | 0 | 2335.801 | 0.0013099
[31 empty] | 2336.0803 | 0 | 2336.0684 | 0.0013123
[31 empty] | 2336.3477 | 0 | 2336.3357 | 0.0013131
[31 empty] | 2336.615 | 0 | 2336.603 | 0.0013123
[31 empty] | 2336.8826 | 0 | 2336.8706 | 0.0013115
[31 empty] | 2337.1501 | 0 | 2337.1382 | 0.0013107
[31 empty] | 2337.4177 | 0 | 2337.4058 | 0.0013091
[31 empty] | 2337.6853 | 0 | 2337.6736 | 0.0013083
[31 empty] | 2337.9531 | 0 | 2337.9412 | 0.0013067
[31 empty] | 2338.2209 | 0 | 2338.209 | 0.0013051
[31 empty] | 2338.4888 | 0 | 2338.4768 | 0.0013035
[31 empty] | 2338.7568 | 0 | 2338.7449 | 0.001302
[31 empty] | 2339.0247 | 0 | 2339.0127 | 0.0013004
[31 empty] | 2339.2927 | 0 | 2339.2808 | 0.0012988
[31 empty] | 2339.561 | 0 | 2339.5491 | 0.0012988
[31 empty] | 2339.8291 | 0 | 2339.8171 | 0.0012996
[31 empty] | 2340.0974 | 0 | 2340.0855 | 0.0013012
[31 empty] | 2340.3657 | 0 | 2340.3538 | 0.0013035
[31 empty] | 2340.634 | 0 | 2340.6221 | 0.0013067
[31 empty] | 2340.9023 | 0 | 2340.8904 | 0.0013091
[31 empty] | 2341.1709 | 0 | 2341.1589 | 0.0013123
[31 empty] | 2341.4394 | 0 | 2341.4275 | 0.0013155
[31 empty] | 2341.708 | 0 | 2341.6961 | 0.0013186
[31 empty] | 2341.9768 | 0 | 2341.9648 | 0.001321
[31 empty] | 2342.2454 | 0 | 2342.2334 | 0.0013242
[31 empty] | 2342.5142 | 0 | 2342.5022 | 0.0013266
[31 empty] | 2342.7832 | 0 | 2342.7712 | 0.0013274
[31 empty] | 2343.052 | 0 | 2343.04 | 0.0013266
[31 empty] | 2343.3211 | 0 | 2343.3091 | 0.0013242
[31 empty] | 2343.5901 | 0 | 2343.5781 | 0.0013202
[31 empty] | 2343.8591 | 0 | 2343.8472 | 0.0013139
[31 empty] | 2344.1282 | 0 | 2344.1162 | 0.0013075
[31 empty] | 2344.3975 | 0 | 2344.3855 | 0.0013012
[31 empty] | 2344.6667 | 0 | 2344.6548 | 0.0012956
[31 empty] | 2344.936 | 0 | 2344.9241 | 0.0012932
[31 empty] | 2345.2056 | 0 | 2345.1936 | 0.0012932
[31 empty] | 2345.4751 | 0 | 2345.4631 | 0.0012964
[31 empty] | 2345.7446 | 0 | 2345.7327 | 0.001302
[31 empty] | 2346.0142 | 0 | 2346.0022 | 0.0013099
[31 empty] | 2346.2837 | 0 | 2346.2717 | 0.0013171
[31 empty] | 2346.5535 | 0 | 2346.5415 | 0.0013226
[31 empty] | 2346.8232 | 0 | 2346.8113 | 0.0013234
[31 empty] | 2347.0933 | 0 | 2347.0811 | 0.0013186
[31 empty] | 2347.363 | 0 | 2347.3511 | 0.0013059
[31 empty] | 2347.6331 | 0 | 2347.6211 | 0.0012869
[31 empty] | 2347.9031 | 0 | 2347.8911 | 0.0012614
[31 empty] | 2348.1731 | 0 | 2348.1611 | 0.0012329
[31 empty] | 2348.4434 | 0 | 2348.4314 | 0.0012043
[31 empty] | 2348.7136 | 0 | 2348.7014 | 0.001178
[31 empty] | 2348.9839 | 0 | 2348.9717 | 0.0011574
[31 empty] | 2349.2542 | 0 | 2349.2422 | 0.0011463
[31 empty] | 2349.5244 | 0 | 2349.5125 | 0.0011447
[31 empty] | 2349.7949 | 0 | 2349.783 | 0.0011542
[31 empty] | 2350.0654 | 0 | 2350.0535 | 0.0011741
[31 empty] | 2350.3362 | 0 | 2350.3242 | 0.0012027
[31 empty] | 2350.6067 | 0 | 2350.5947 | 0.0012368
[31 empty] | 2350.8774 | 0 | 2350.8655 | 0.0012734
[31 empty] | 2351.1482 | 0 | 2351.1362 | 0.0013099
[31 empty] | 2351.4192 | 0 | 2351.407 | 0.0013433
[31 empty] | 2351.6899 | 0 | 2351.678 | 0.0013711
[31 empty] | 2351.9609 | 0 | 2351.949 | 0.0013925
[31 empty] | 2352.2319 | 0 | 2352.22 | 0.001406
[31 empty] | 2352.5032 | 0 | 2352.491 | 0.0014124
[31 empty] | 2352.7742 | 0 | 2352.7622 | 0.0014124
[31 empty] | 2353.0454 | 0 | 2353.0334 | 0.0014068
[31 empty] | 2353.3167 | 0 | 2353.3047 | 0.0013981
[31 empty] | 2353.5881 | 0 | 2353.5759 | 0.0013878
[31 empty] | 2353.8594 | 0 | 2353.8474 | 0.0013758
[31 empty] | 2354.1309 | 0 | 2354.1189 | 0.0013639
[31 empty] | 2354.4023 | 0 | 2354.3904 | 0.0013528
[31 empty] | 2354.6741 | 0 | 2354.6621 | 0.0013409
[31 empty] | 2354.9456 | 0 | 2354.9336 | 0.001329
[31 empty] | 2355.2173 | 0 | 2355.2053 | 0.0013155
[31 empty] | 2355.4893 | 0 | 2355.477 | 0.0013012
[31 empty] | 2355.761 | 0 | 2355.749 | 0.0012853
[31 empty] | 2356.033 | 0 | 2356.021 | 0.0012702
[31 empty] | 2356.3049 | 0 | 2356.2927 | 0.0012559
[31 empty] | 2356.5769 | 0 | 2356.5649 | 0.001244
[31 empty] | 2356.8489 | 0 | 2356.8369 | 0.0012352
[31 empty] | 2357.1211 | 0 | 2357.1091 | 0.0012289
[31 empty] | 2357.3933 | 0 | 2357.3814 | 0.0012257
[31 empty] | 2357.6655 | 0 | 2357.6536 | 0.0012249
[31 empty] | 2357.938 | 0 | 2357.926 | 0.0012257
[31 empty] | 2358.2105 | 0 | 2358.1982 | 0.0012297
[31 empty] | 2358.4829 | 0 | 2358.4707 | 0.001236
[31 empty] | 2358.7554 | 0 | 2358.7434 | 0.0012464
[31 empty] | 2359.0281 | 0 | 2359.0159 | 0.0012607
[31 empty] | 2359.3005 | 0 | 2359.2886 | 0.0012789
[31 empty] | 2359.5732 | 0 | 2359.5613 | 0.001302
[31 empty] | 2359.8462 | 0 | 2359.834 | 0.0013266
[31 empty] | 2360.1189 | 0 | 2360.1069 | 0.0013512
[31 empty] | 2360.3918 | 0 | 2360.3799 | 0.0013742
[31 empty] | 2360.6648 | 0 | 2360.6528 | 0.0013917
[31 empty] | 2360.938 | 0 | 2360.9258 | 0.001402
[31 empty] | 2361.2109 | 0 | 2361.199 | 0.0014044
[31 empty] | 2361.4841 | 0 | 2361.4722 | 0.0013997
[31 empty] | 2361.7573 | 0 | 2361.7454 | 0.0013885
[31 empty] | 2362.0308 | 0 | 2362.0186 | 0.001375
[31 empty] | 2362.3039 | 0 | 2362.292 | 0.0013623
[31 empty] | 2362.5774 | 0 | 2362.5654 | 0.0013528
[31 empty] | 2362.8508 | 0 | 2362.8389 | 0.0013496
[31 empty] | 2363.1245 | 0 | 2363.1123 | 0.001352
[31 empty] | 2363.398 | 0 | 2363.386 | 0.0013592
[31 empty] | 2363.6716 | 0 | 2363.6597 | 0.0013703
[31 empty] | 2363.9456 | 0 | 2363.9333 | 0.0013814
[31 empty] | 2364.2192 | 0 | 2364.2073 | 0.0013909
[31 empty] | 2364.4932 | 0 | 2364.481 | 0.0013957
[31 empty] | 2364.7671 | 0 | 2364.7549 | 0.0013949
[31 empty] | 2365.041 | 0 | 2365.0291 | 0.0013901
[31 empty] | 2365.3152 | 0 | 2365.303 | 0.001383
[31 empty] | 2365.5891 | 0 | 2365.5772 | 0.0013758
[31 empty] | 2365.8633 | 0 | 2365.8513 | 0.0013719
[31 empty] | 2366.1377 | 0 | 2366.1255 | 0.0013735
[31 empty] | 2366.4119 | 0 | 2366.3999 | 0.0013814
[31 empty] | 2366.6863 | 0 | 2366.6741 | 0.0013965
[31 empty] | 2366.9607 | 0 | 2366.9487 | 0.001414
[31 empty] | 2367.2351 | 0 | 2367.2231 | 0.001433
[31 empty] | 2367.5098 | 0 | 2367.4976 | 0.0014489
[31 empty] | 2367.7844 | 0 | 2367.7722 | 0.0014592
[31 empty] | 2368.0591 | 0 | 2368.0469 | 0.001464
[31 empty] | 2368.3337 | 0 | 2368.3218 | 0.0014632
[31 empty] | 2368.6086 | 0 | 2368.5964 | 0.0014584
[31 empty] | 2368.8836 | 0 | 2368.8713 | 0.0014529
[31 empty] | 2369.1584 | 0 | 2369.1462 | 0.0014481
[31 empty] | 2369.4333 | 0 | 2369.4214 | 0.0014449
[31 empty] | 2369.7085 | 0 | 2369.6965 | 0.0014442
[31 empty] | 2369.9836 | 0 | 2369.9714 | 0.0014449
[31 empty] | 2370.2588 | 0 | 2370.2468 | 0.0014473
[31 empty] | 2370.5342 | 0 | 2370.522 | 0.0014513
[31 empty] | 2370.8093 | 0 | 2370.7974 | 0.0014561
[31 empty] | 2371.0847 | 0 | 2371.0727 | 0.0014632
[31 empty] | 2371.3603 | 0 | 2371.3481 | 0.0014735
[31 empty] | 2371.6357 | 0 | 2371.6238 | 0.001487
[31 empty] | 2371.9114 | 0 | 2371.8992 | 0.0015021
[31 empty] | 2372.187 | 0 | 2372.1748 | 0.0015204
[31 empty] | 2372.4626 | 0 | 2372.4507 | 0.0015387
[31 empty] | 2372.7385 | 0 | 2372.7263 | 0.0015554
[31 empty] | 2373.0144 | 0 | 2373.0022 | 0.0015689
[31 empty] | 2373.2903 | 0 | 2373.2781 | 0.0015784
[31 empty] | 2373.5662 | 0 | 2373.5539 | 0.0015816
[31 empty] | 2373.8423 | 0 | 2373.8301 | 0.0015792
[31 empty] | 2374.1184 | 0 | 2374.1062 | 0.0015705
[31 empty] | 2374.3945 | 0 | 2374.3823 | 0.0015554
[31 empty] | 2374.6707 | 0 | 2374.6584 | 0.0015355
[31 empty] | 2374.947 | 0 | 2374.9348 | 0.0015117
[31 empty] | 2375.2234 | 0 | 2375.2112 | 0.0014855
[31 empty] | 2375.4998 | 0 | 2375.4875 | 0.0014584
[31 empty] | 2375.7761 | 0 | 2375.7642 | 0.001433
[31 empty] | 2376.0527 | 0 | 2376.0405 | 0.0014092
[31 empty] | 2376.3293 | 0 | 2376.3171 | 0.0013893
[31 empty] | 2376.606 | 0 | 2376.594 | 0.0013727
[31 empty] | 2376.8828 | 0 | 2376.8706 | 0.0013592
[31 empty] | 2377.1597 | 0 | 2377.1475 | 0.0013496
[31 empty] | 2377.4365 | 0 | 2377.4243 | 0.0013441
[31 empty] | 2377.7134 | 0 | 2377.7012 | 0.0013433
[31 empty] | 2377.9902 | 0 | 2377.9783 | 0.0013472
[31 empty] | 2378.2673 | 0 | 2378.2554 | 0.001356
[31 empty] | 2378.5444 | 0 | 2378.5325 | 0.0013695
[31 empty] | 2378.8218 | 0 | 2378.8096 | 0.0013854
[31 empty] | 2379.0989 | 0 | 2379.0869 | 0.0014036
[31 empty] | 2379.3762 | 0 | 2379.3643 | 0.0014203
[31 empty] | 2379.6536 | 0 | 2379.6416 | 0.0014338
[31 empty] | 2379.9311 | 0 | 2379.9189 | 0.0014426
[31 empty] | 2380.2085 | 0 | 2380.1965 | 0.0014457
[31 empty] | 2380.4861 | 0 | 2380.4741 | 0.0014426
[31 empty] | 2380.7639 | 0 | 2380.7517 | 0.0014338
[31 empty] | 2381.0415 | 0 | 2381.0293 | 0.0014219
[31 empty] | 2381.3193 | 0 | 2381.3071 | 0.0014084
[31 empty] | 2381.5972 | 0 | 2381.585 | 0.0013965
[31 empty] | 2381.875 | 0 | 2381.8628 | 0.001387
[31 empty] | 2382.1531 | 0 | 2382.1409 | 0.001383
[31 empty] | 2382.4309 | 0 | 2382.4189 | 0.0013854
[31 empty] | 2382.7092 | 0 | 2382.697 | 0.0013933
[31 empty] | 2382.9873 | 0 | 2382.9751 | 0.001406
[31 empty] | 2383.2656 | 0 | 2383.2534 | 0.0014227
[31 empty] | 2383.5437 | 0 | 2383.5317 | 0.0014402
[31 empty] | 2383.8223 | 0 | 2383.8101 | 0.0014577
[31 empty] | 2384.1006 | 0 | 2384.0884 | 0.0014743
[31 empty] | 2384.3792 | 0 | 2384.3669 | 0.0014894
[31 empty] | 2384.6577 | 0 | 2384.6455 | 0.0015037
[31 empty] | 2384.9363 | 0 | 2384.9241 | 0.0015196
[31 empty] | 2385.2148 | 0 | 2385.2026 | 0.0015387
[31 empty] | 2385.4936 | 0 | 2385.4814 | 0.0015593
[31 empty] | 2385.7725 | 0 | 2385.7602 | 0.0015816
[31 empty] | 2386.0513 | 0 | 2386.0391 | 0.001603
[31 empty] | 2386.3303 | 0 | 2386.3181 | 0.0016197
[31 empty] | 2386.6094 | 0 | 2386.5972 | 0.00163
[31 empty] | 2386.8884 | 0 | 2386.8762 | 0.0016324
[31 empty] | 2387.1675 | 0 | 2387.1553 | 0.0016261
[31 empty] | 2387.4468 | 0 | 2387.4346 | 0.0016126
[31 empty] | 2387.7258 | 0 | 2387.7139 | 0.0015943
[31 empty] | 2388.0054 | 0 | 2387.9932 | 0.0015736
[31 empty] | 2388.2847 | 0 | 2388.2725 | 0.0015538
[31 empty] | 2388.5642 | 0 | 2388.552 | 0.0015363
[31 empty] | 2388.8438 | 0 | 2388.8315 | 0.001522
[31 empty] | 2389.1233 | 0 | 2389.1111 | 0.0015117
[31 empty] | 2389.4028 | 0 | 2389.3906 | 0.0015045
[31 empty] | 2389.6826 | 0 | 2389.6704 | 0.0014998
[31 empty] | 2389.9624 | 0 | 2389.9502 | 0.0014966
[31 empty] | 2390.2422 | 0 | 2390.23 | 0.001495
[31 empty] | 2390.5222 | 0 | 2390.51 | 0.0014934
[31 empty] | 2390.8023 | 0 | 2390.79 | 0.0014926
[31 empty] | 2391.0823 | 0 | 2391.0701 | 0.0014918
[31 empty] | 2391.3623 | 0 | 2391.3501 | 0.001491
[31 empty] | 2391.6426 | 0 | 2391.6304 | 0.001491
[31 empty] | 2391.9228 | 0 | 2391.9106 | 0.0014902
[31 empty] | 2392.2031 | 0 | 2392.1909 | 0.0014894
[31 empty] | 2392.4834 | 0 | 2392.4712 | 0.0014894
[31 empty] | 2392.7639 | 0 | 2392.7517 | 0.0014894
[31 empty] | 2393.0444 | 0 | 2393.0322 | 0.001491
[31 empty] | 2393.325 | 0 | 2393.3127 | 0.0014958
[31 empty] | 2393.6057 | 0 | 2393.5935 | 0.0015029
[31 empty] | 2393.8865 | 0 | 2393.8743 | 0.0015125
[31 empty] | 2394.1672 | 0 | 2394.155 | 0.001522
[31 empty] | 2394.448 | 0 | 2394.4358 | 0.0015299
[31 empty] | 2394.729 | 0 | 2394.7168 | 0.0015331
[31 empty] | 2395.0098 | 0 | 2394.9976 | 0.0015315
[31 empty] | 2395.291 | 0 | 2395.2788 | 0.0015228
[31 empty] | 2395.572 | 0 | 2395.5598 | 0.0015093
[31 empty] | 2395.8533 | 0 | 2395.8411 | 0.0014926
[31 empty] | 2396.1345 | 0 | 2396.1223 | 0.0014759
[31 empty] | 2396.4158 | 0 | 2396.4036 | 0.0014616
[31 empty] | 2396.697 | 0 | 2396.6848 | 0.0014537
[31 empty] | 2396.9785 | 0 | 2396.9663 | 0.0014529
[31 empty] | 2397.26 | 0 | 2397.2478 | 0.0014592
[31 empty] | 2397.5415 | 0 | 2397.5293 | 0.0014735
[31 empty] | 2397.8232 | 0 | 2397.811 | 0.0014934
[31 empty] | 2398.105 | 0 | 2398.0928 | 0.0015164
[31 empty] | 2398.3867 | 0 | 2398.3745 | 0.0015403
[31 empty] | 2398.6685 | 0 | 2398.6562 | 0.0015633
[31 empty] | 2398.9504 | 0 | 2398.9382 | 0.0015832
[31 empty] | 2399.2324 | 0 | 2399.2202 | 0.0015991
[31 empty] | 2399.5144 | 0 | 2399.5022 | 0.0016102
[31 empty] | 2399.7964 | 0 | 2399.7842 | 0.0016165
[31 empty] | 2400.0786 | 0 | 2400.0664 | 0.0016197
[31 empty] | 2400.3608 | 0 | 2400.3486 | 0.0016181
[31 empty] | 2400.6433 | 0 | 2400.6309 | 0.0016118
[31 empty] | 2400.9255 | 0 | 2400.9133 | 0.0016006
[31 empty] | 2401.208 | 0 | 2401.1958 | 0.0015832
[31 empty] | 2401.4905 | 0 | 2401.4783 | 0.0015593
[31 empty] | 2401.773 | 0 | 2401.7607 | 0.0015299
[31 empty] | 2402.0557 | 0 | 2402.0435 | 0.0014966
[31 empty] | 2402.3384 | 0 | 2402.3262 | 0.0014632
[31 empty] | 2402.6211 | 0 | 2402.6089 | 0.0014322
[31 empty] | 2402.9041 | 0 | 2402.8916 | 0.0014076
[31 empty] | 2403.1868 | 0 | 2403.1746 | 0.0013925
[31 empty] | 2403.4697 | 0 | 2403.4575 | 0.0013885
[31 empty] | 2403.7529 | 0 | 2403.7405 | 0.0013957
[31 empty] | 2404.0359 | 0 | 2404.0237 | 0.001414
[31 empty] | 2404.3191 | 0 | 2404.3069 | 0.0014418
[31 empty] | 2404.6023 | 0 | 2404.5901 | 0.0014743
[31 empty] | 2404.8855 | 0 | 2404.8733 | 0.0015109
[31 empty] | 2405.1689 | 0 | 2405.1567 | 0.0015466
[31 empty] | 2405.4524 | 0 | 2405.4402 | 0.0015784
[31 empty] | 2405.7358 | 0 | 2405.7236 | 0.0016038
[31 empty] | 2406.0195 | 0 | 2406.0071 | 0.0016221
[31 empty] | 2406.303 | 0 | 2406.2908 | 0.0016316
[31 empty] | 2406.5867 | 0 | 2406.5745 | 0.0016316
[31 empty] | 2406.8706 | 0 | 2406.8584 | 0.0016253
[31 empty] | 2407.1543 | 0 | 2407.1421 | 0.0016126
[31 empty] | 2407.4382 | 0 | 2407.426 | 0.0015967
[31 empty] | 2407.7222 | 0 | 2407.71 | 0.0015792
[31 empty] | 2408.0064 | 0 | 2407.9939 | 0.0015625
[31 empty] | 2408.2903 | 0 | 2408.2781 | 0.0015474
[31 empty] | 2408.5745 | 0 | 2408.5623 | 0.0015355
[31 empty] | 2408.8586 | 0 | 2408.8464 | 0.001526
[31 empty] | 2409.1431 | 0 | 2409.1309 | 0.0015196
[31 empty] | 2409.4275 | 0 | 2409.415 | 0.0015172
[31 empty] | 2409.7119 | 0 | 2409.6995 | 0.001518
[31 empty] | 2409.9963 | 0 | 2409.9841 | 0.0015212
[31 empty] | 2410.281 | 0 | 2410.2686 | 0.0015268
[31 empty] | 2410.5654 | 0 | 2410.5532 | 0.0015339
[31 empty] | 2410.8503 | 0 | 2410.8379 | 0.0015395
[31 empty] | 2411.135 | 0 | 2411.1228 | 0.0015427
[31 empty] | 2411.4199 | 0 | 2411.4075 | 0.0015419
[31 empty] | 2411.7048 | 0 | 2411.6924 | 0.0015371
[31 empty] | 2411.9898 | 0 | 2411.9775 | 0.0015268
[31 empty] | 2412.2747 | 0 | 2412.2625 | 0.0015117
[31 empty] | 2412.5598 | 0 | 2412.5476 | 0.0014942
[31 empty] | 2412.845 | 0 | 2412.8328 | 0.0014751
[31 empty] | 2413.1304 | 0 | 2413.1179 | 0.0014577
[31 empty] | 2413.4155 | 0 | 2413.4033 | 0.0014418
[31 empty] | 2413.7009 | 0 | 2413.6887 | 0.0014306
[31 empty] | 2413.9863 | 0 | 2413.9741 | 0.0014235
[31 empty] | 2414.272 | 0 | 2414.2595 | 0.0014211
[31 empty] | 2414.5574 | 0 | 2414.5452 | 0.0014243
[31 empty] | 2414.843 | 0 | 2414.8308 | 0.0014314
[31 empty] | 2415.1289 | 0 | 2415.1164 | 0.0014426
[31 empty] | 2415.4145 | 0 | 2415.4023 | 0.0014577
[31 empty] | 2415.7004 | 0 | 2415.6882 | 0.0014759
[31 empty] | 2415.9863 | 0 | 2415.9741 | 0.0014958
[31 empty] | 2416.2725 | 0 | 2416.26 | 0.0015188
[31 empty] | 2416.5583 | 0 | 2416.5461 | 0.0015434
[31 empty] | 2416.8445 | 0 | 2416.8323 | 0.0015681
[31 empty] | 2417.1306 | 0 | 2417.1184 | 0.0015911
[31 empty] | 2417.417 | 0 | 2417.4048 | 0.0016102
[31 empty] | 2417.7034 | 0 | 2417.6909 | 0.0016229
[31 empty] | 2417.9898 | 0 | 2417.9773 | 0.0016284
[31 empty] | 2418.2761 | 0 | 2418.2639 | 0.0016261
[31 empty] | 2418.5627 | 0 | 2418.5503 | 0.0016165
[31 empty] | 2418.8494 | 0 | 2418.8369 | 0.001603
[31 empty] | 2419.136 | 0 | 2419.1235 | 0.0015871
[31 empty] | 2419.4226 | 0 | 2419.4104 | 0.0015736
[31 empty] | 2419.7095 | 0 | 2419.6973 | 0.0015625
[31 empty] | 2419.9963 | 0 | 2419.9841 | 0.0015554
[31 empty] | 2420.2832 | 0 | 2420.271 | 0.0015514
[31 empty] | 2420.5703 | 0 | 2420.5579 | 0.0015506
[31 empty] | 2420.8574 | 0 | 2420.845 | 0.0015506
[31 empty] | 2421.1445 | 0 | 2421.1321 | 0.0015506
[31 empty] | 2421.4316 | 0 | 2421.4194 | 0.0015514
[31 empty] | 2421.719 | 0 | 2421.7065 | 0.0015522
[31 empty] | 2422.0064 | 0 | 2421.9939 | 0.0015538
[31 empty] | 2422.2937 | 0 | 2422.2815 | 0.0015554
[31 empty] | 2422.5813 | 0 | 2422.5689 | 0.0015577
[31 empty] | 2422.8686 | 0 | 2422.8564 | 0.0015601
[31 empty] | 2423.1562 | 0 | 2423.144 | 0.0015625
[31 empty] | 2423.4441 | 0 | 2423.4316 | 0.0015657
[31 empty] | 2423.7317 | 0 | 2423.7195 | 0.0015712
[31 empty] | 2424.0195 | 0 | 2424.0073 | 0.0015784
[31 empty] | 2424.3074 | 0 | 2424.2952 | 0.0015887
[31 empty] | 2424.5955 | 0 | 2424.583 | 0.0016022
[31 empty] | 2424.8836 | 0 | 2424.8711 | 0.0016181
[31 empty] | 2425.1716 | 0 | 2425.1592 | 0.0016348
[31 empty] | 2425.4597 | 0 | 2425.4473 | 0.0016507
[31 empty] | 2425.7481 | 0 | 2425.7356 | 0.0016642
[31 empty] | 2426.0361 | 0 | 2426.0239 | 0.0016737
[31 empty] | 2426.3247 | 0 | 2426.3123 | 0.0016785
[31 empty] | 2426.613 | 0 | 2426.6006 | 0.0016793
[31 empty] | 2426.9016 | 0 | 2426.8892 | 0.0016753
[31 empty] | 2427.1902 | 0 | 2427.1777 | 0.001669
[31 empty] | 2427.4788 | 0 | 2427.4663 | 0.0016618
[31 empty] | 2427.7676 | 0 | 2427.7551 | 0.0016547
[31 empty] | 2428.0561 | 0 | 2428.0439 | 0.0016499
[31 empty] | 2428.3452 | 0 | 2428.3328 | 0.0016491
[31 empty] | 2428.634 | 0 | 2428.6216 | 0.0016531
[31 empty] | 2428.9231 | 0 | 2428.9106 | 0.001661
[31 empty] | 2429.2122 | 0 | 2429.1997 | 0.0016737
[31 empty] | 2429.5012 | 0 | 2429.4888 | 0.001688
[31 empty] | 2429.7903 | 0 | 2429.7781 | 0.0017023
[31 empty] | 2430.0796 | 0 | 2430.0674 | 0.001715
[31 empty] | 2430.3689 | 0 | 2430.3567 | 0.0017238
[31 empty] | 2430.6584 | 0 | 2430.646 | 0.0017277
[31 empty] | 2430.9477 | 0 | 2430.9356 | 0.0017261
[31 empty] | 2431.2373 | 0 | 2431.2251 | 0.0017198
[31 empty] | 2431.5271 | 0 | 2431.5147 | 0.0017087
[31 empty] | 2431.8167 | 0 | 2431.8042 | 0.0016952
[31 empty] | 2432.1064 | 0 | 2432.094 | 0.0016785
[31 empty] | 2432.3962 | 0 | 2432.3838 | 0.001661
[31 empty] | 2432.686 | 0 | 2432.6738 | 0.0016435
[31 empty] | 2432.9761 | 0 | 2432.9636 | 0.0016261
[31 empty] | 2433.2661 | 0 | 2433.2537 | 0.0016102
[31 empty] | 2433.5561 | 0 | 2433.5437 | 0.0015991
[31 empty] | 2433.8464 | 0 | 2433.834 | 0.0015943
[31 empty] | 2434.1365 | 0 | 2434.1243 | 0.0015967
[31 empty] | 2434.4268 | 0 | 2434.4145 | 0.001607
[31 empty] | 2434.7173 | 0 | 2434.7048 | 0.0016261
[31 empty] | 2435.0076 | 0 | 2434.9954 | 0.0016523
[31 empty] | 2435.2981 | 0 | 2435.2856 | 0.0016825
[31 empty] | 2435.5886 | 0 | 2435.5764 | 0.0017134
[31 empty] | 2435.8794 | 0 | 2435.8669 | 0.0017428
[31 empty] | 2436.1702 | 0 | 2436.1577 | 0.0017675
[31 empty] | 2436.4609 | 0 | 2436.4485 | 0.0017865
[31 empty] | 2436.7517 | 0 | 2436.7393 | 0.0017992
[31 empty] | 2437.0427 | 0 | 2437.0303 | 0.0018032
[31 empty] | 2437.3335 | 0 | 2437.3213 | 0.0018008
[31 empty] | 2437.6248 | 0 | 2437.6123 | 0.0017929
[31 empty] | 2437.9158 | 0 | 2437.9033 | 0.0017794
[31 empty] | 2438.207 | 0 | 2438.1946 | 0.0017635
[31 empty] | 2438.4983 | 0 | 2438.4858 | 0.0017484
[31 empty] | 2438.7895 | 0 | 2438.7771 | 0.0017357
[31 empty] | 2439.0811 | 0 | 2439.0686 | 0.0017277
[31 empty] | 2439.3726 | 0 | 2439.3601 | 0.0017254
[31 empty] | 2439.6641 | 0 | 2439.6516 | 0.0017269
[31 empty] | 2439.9556 | 0 | 2439.9434 | 0.0017309
[31 empty] | 2440.2473 | 0 | 2440.2349 | 0.0017357
[31 empty] | 2440.5391 | 0 | 2440.5266 | 0.0017381
[31 empty] | 2440.8308 | 0 | 2440.8186 | 0.0017349
[31 empty] | 2441.1228 | 0 | 2441.1103 | 0.0017261
[31 empty] | 2441.4148 | 0 | 2441.4023 | 0.0017119
[31 empty] | 2441.7068 | 0 | 2441.6943 | 0.0016952
[31 empty] | 2441.999 | 0 | 2441.9866 | 0.0016777
[31 empty] | 2442.291 | 0 | 2442.2786 | 0.0016642
[31 empty] | 2442.5833 | 0 | 2442.5711 | 0.0016555
[31 empty] | 2442.8757 | 0 | 2442.8633 | 0.0016555
[31 empty] | 2443.168 | 0 | 2443.1555 | 0.0016634
[31 empty] | 2443.4605 | 0 | 2443.448 | 0.0016785
[31 empty] | 2443.7529 | 0 | 2443.7405 | 0.0016991
[31 empty] | 2444.0457 | 0 | 2444.0332 | 0.001723
[31 empty] | 2444.3384 | 0 | 2444.3259 | 0.0017484
[31 empty] | 2444.6311 | 0 | 2444.6186 | 0.0017738
[31 empty] | 2444.9238 | 0 | 2444.9114 | 0.0017992
[31 empty] | 2445.2168 | 0 | 2445.2043 | 0.0018247
[31 empty] | 2445.5098 | 0 | 2445.4973 | 0.0018501
[31 empty] | 2445.8027 | 0 | 2445.7903 | 0.0018787
[31 empty] | 2446.0957 | 0 | 2446.0833 | 0.0019096
[31 empty] | 2446.3889 | 0 | 2446.3765 | 0.001943
[31 empty] | 2446.6821 | 0 | 2446.6697 | 0.0019788
[31 empty] | 2446.9753 | 0 | 2446.9629 | 0.0020153
[31 empty] | 2447.2688 | 0 | 2447.2564 | 0.002051
[31 empty] | 2447.5623 | 0 | 2447.5498 | 0.0020836
[31 empty] | 2447.8557 | 0 | 2447.8433 | 0.0021098
[31 empty] | 2448.1494 | 0 | 2448.137 | 0.0021289
[31 empty] | 2448.4429 | 0 | 2448.4304 | 0.0021384
[31 empty] | 2448.7366 | 0 | 2448.7241 | 0.0021384
[31 empty] | 2449.0305 | 0 | 2449.0181 | 0.0021281
[31 empty] | 2449.3242 | 0 | 2449.3118 | 0.0021082
[31 empty] | 2449.6182 | 0 | 2449.6057 | 0.0020796
[31 empty] | 2449.9124 | 0 | 2449.8999 | 0.0020439
[31 empty] | 2450.2063 | 0 | 2450.1939 | 0.0020026
[31 empty] | 2450.5005 | 0 | 2450.488 | 0.0019581
[31 empty] | 2450.7947 | 0 | 2450.7822 | 0.001912
[31 empty] | 2451.0889 | 0 | 2451.0764 | 0.0018668
[31 empty] | 2451.3833 | 0 | 2451.3708 | 0.0018247
[31 empty] | 2451.6777 | 0 | 2451.6653 | 0.0017873
[31 empty] | 2451.9722 | 0 | 2451.9597 | 0.0017563
[31 empty] | 2452.2668 | 0 | 2452.2544 | 0.0017333
[31 empty] | 2452.5615 | 0 | 2452.5491 | 0.001719
[31 empty] | 2452.8562 | 0 | 2452.8438 | 0.0017134
[31 empty] | 2453.1509 | 0 | 2453.1384 | 0.0017166
[31 empty] | 2453.4458 | 0 | 2453.4333 | 0.0017285
[31 empty] | 2453.7407 | 0 | 2453.7283 | 0.0017468
[31 empty] | 2454.0356 | 0 | 2454.0232 | 0.0017706
[31 empty] | 2454.3308 | 0 | 2454.3184 | 0.0017961
[31 empty] | 2454.626 | 0 | 2454.6135 | 0.0018207
[31 empty] | 2454.9211 | 0 | 2454.9087 | 0.0018437
[31 empty] | 2455.2163 | 0 | 2455.2039 | 0.0018636
[31 empty] | 2455.5117 | 0 | 2455.4993 | 0.0018795
[31 empty] | 2455.8071 | 0 | 2455.7947 | 0.0018914
[31 empty] | 2456.1025 | 0 | 2456.0901 | 0.0019009
[31 empty] | 2456.3982 | 0 | 2456.3857 | 0.0019065
[31 empty] | 2456.6939 | 0 | 2456.6814 | 0.0019089
[31 empty] | 2456.9895 | 0 | 2456.977 | 0.0019089
[31 empty] | 2457.2854 | 0 | 2457.2727 | 0.0019065
[31 empty] | 2457.5811 | 0 | 2457.5686 | 0.0019033
[31 empty] | 2457.8769 | 0 | 2457.8645 | 0.0018977
[31 empty] | 2458.1731 | 0 | 2458.1606 | 0.0018922
[31 empty] | 2458.469 | 0 | 2458.4565 | 0.001885
[31 empty] | 2458.7651 | 0 | 2458.7527 | 0.0018771
[31 empty] | 2459.0615 | 0 | 2459.0488 | 0.0018691
[31 empty] | 2459.3577 | 0 | 2459.3452 | 0.0018636
[31 empty] | 2459.6541 | 0 | 2459.6416 | 0.0018612
[31 empty] | 2459.9504 | 0 | 2459.938 | 0.001866
[31 empty] | 2460.2471 | 0 | 2460.2344 | 0.0018779
[31 empty] | 2460.5435 | 0 | 2460.531 | 0.0018977
[31 empty] | 2460.8401 | 0 | 2460.8276 | 0.0019239
[31 empty] | 2461.137 | 0 | 2461.1243 | 0.0019517
[31 empty] | 2461.4336 | 0 | 2461.4211 | 0.0019788
[31 empty] | 2461.7305 | 0 | 2461.718 | 0.0020002
[31 empty] | 2462.0273 | 0 | 2462.0149 | 0.0020137
[31 empty] | 2462.3245 | 0 | 2462.3118 | 0.0020161
[31 empty] | 2462.6213 | 0 | 2462.6089 | 0.0020089
[31 empty] | 2462.9185 | 0 | 2462.906 | 0.0019931
[31 empty] | 2463.2158 | 0 | 2463.2031 | 0.00197
[31 empty] | 2463.5129 | 0 | 2463.5005 | 0.0019422
[31 empty] | 2463.8103 | 0 | 2463.7978 | 0.0019128
[31 empty] | 2464.1079 | 0 | 2464.0952 | 0.0018834
[31 empty] | 2464.4053 | 0 | 2464.3928 | 0.0018572
[31 empty] | 2464.7029 | 0 | 2464.6904 | 0.001835
[31 empty] | 2465.0005 | 0 | 2464.988 | 0.0018175
[31 empty] | 2465.2981 | 0 | 2465.2856 | 0.0018056
[31 empty] | 2465.5959 | 0 | 2465.5835 | 0.0017992
[31 empty] | 2465.8938 | 0 | 2465.8814 | 0.0017992
[31 empty] | 2466.1917 | 0 | 2466.1792 | 0.0018048
[31 empty] | 2466.4898 | 0 | 2466.4773 | 0.0018159
[31 empty] | 2466.7878 | 0 | 2466.7751 | 0.001831
[31 empty] | 2467.0859 | 0 | 2467.0735 | 0.0018485
[31 empty] | 2467.384 | 0 | 2467.3716 | 0.0018668
[31 empty] | 2467.6824 | 0 | 2467.6699 | 0.0018842
[31 empty] | 2467.9807 | 0 | 2467.9683 | 0.0018993
[31 empty] | 2468.2793 | 0 | 2468.2666 | 0.001912
[31 empty] | 2468.5776 | 0 | 2468.5652 | 0.0019216
[31 empty] | 2468.8762 | 0 | 2468.8638 | 0.0019287
[31 empty] | 2469.1748 | 0 | 2469.1624 | 0.0019343
[31 empty] | 2469.4736 | 0 | 2469.4612 | 0.0019398
[31 empty] | 2469.7725 | 0 | 2469.7598 | 0.0019446
[31 empty] | 2470.0713 | 0 | 2470.0588 | 0.001951
[31 empty] | 2470.3701 | 0 | 2470.3577 | 0.0019581
[31 empty] | 2470.6692 | 0 | 2470.6567 | 0.0019653
[31 empty] | 2470.9683 | 0 | 2470.9558 | 0.001974
[31 empty] | 2471.2673 | 0 | 2471.2549 | 0.0019819
[31 empty] | 2471.5667 | 0 | 2471.5542 | 0.0019875
[31 empty] | 2471.866 | 0 | 2471.8533 | 0.0019907
[31 empty] | 2472.1653 | 0 | 2472.1528 | 0.0019883
[31 empty] | 2472.4648 | 0 | 2472.4522 | 0.0019796
[31 empty] | 2472.7642 | 0 | 2472.7517 | 0.0019653
[31 empty] | 2473.064 | 0 | 2473.0513 | 0.0019446
[31 empty] | 2473.3635 | 0 | 2473.3508 | 0.0019208
[31 empty] | 2473.6633 | 0 | 2473.6506 | 0.0018953
[31 empty] | 2473.9631 | 0 | 2473.9504 | 0.0018699
[31 empty] | 2474.2629 | 0 | 2474.2502 | 0.0018477
[31 empty] | 2474.5627 | 0 | 2474.5503 | 0.0018294
[31 empty] | 2474.8628 | 0 | 2474.8503 | 0.0018151
[31 empty] | 2475.1631 | 0 | 2475.1504 | 0.0018048
[31 empty] | 2475.4631 | 0 | 2475.4507 | 0.0017984
[31 empty] | 2475.7634 | 0 | 2475.7507 | 0.0017961
[31 empty] | 2476.0637 | 0 | 2476.051 | 0.0017976
[31 empty] | 2476.364 | 0 | 2476.3516 | 0.0018032
[31 empty] | 2476.6645 | 0 | 2476.6519 | 0.0018135
[31 empty] | 2476.9651 | 0 | 2476.9524 | 0.0018286
[31 empty] | 2477.2656 | 0 | 2477.2532 | 0.0018477
[31 empty] | 2477.5664 | 0 | 2477.5537 | 0.0018699
[31 empty] | 2477.8672 | 0 | 2477.8545 | 0.0018953
[31 empty] | 2478.168 | 0 | 2478.1553 | 0.0019232
[31 empty] | 2478.4688 | 0 | 2478.4563 | 0.0019525
[31 empty] | 2478.7698 | 0 | 2478.7571 | 0.0019835
[31 empty] | 2479.0708 | 0 | 2479.0581 | 0.0020145
[31 empty] | 2479.3718 | 0 | 2479.3594 | 0.0020439
[31 empty] | 2479.6731 | 0 | 2479.6604 | 0.0020709
[31 empty] | 2479.9744 | 0 | 2479.9617 | 0.0020924
[31 empty] | 2480.2756 | 0 | 2480.2632 | 0.0021082
[31 empty] | 2480.5772 | 0 | 2480.5644 | 0.0021186
[31 empty] | 2480.8787 | 0 | 2480.866 | 0.0021249
[31 empty] | 2481.1802 | 0 | 2481.1675 | 0.0021305
[31 empty] | 2481.4817 | 0 | 2481.4692 | 0.0021376
[31 empty] | 2481.7834 | 0 | 2481.7708 | 0.0021472
[31 empty] | 2482.0852 | 0 | 2482.0727 | 0.0021599
[31 empty] | 2482.3872 | 0 | 2482.3745 | 0.0021742
[31 empty] | 2482.689 | 0 | 2482.6765 | 0.0021877
[31 empty] | 2482.991 | 0 | 2482.9783 | 0.002198
[31 empty] | 2483.293 | 0 | 2483.2805 | 0.002202
[31 empty] | 2483.5952 | 0 | 2483.5825 | 0.0021996
[31 empty] | 2483.8975 | 0 | 2483.8848 | 0.0021909
[31 empty] | 2484.1997 | 0 | 2484.187 | 0.0021773
[31 empty] | 2484.5019 | 0 | 2484.4895 | 0.0021615
[31 empty] | 2484.8044 | 0 | 2484.792 | 0.0021456
[31 empty] | 2485.1069 | 0 | 2485.0945 | 0.0021337
[31 empty] | 2485.4097 | 0 | 2485.397 | 0.0021257
[31 empty] | 2485.7122 | 0 | 2485.6997 | 0.0021241
[31 empty] | 2486.0149 | 0 | 2486.0024 | 0.0021265
[31 empty] | 2486.3179 | 0 | 2486.3052 | 0.0021313
[31 empty] | 2486.6206 | 0 | 2486.6082 | 0.002136
[31 empty] | 2486.9236 | 0 | 2486.9109 | 0.0021368
[31 empty] | 2487.2266 | 0 | 2487.2141 | 0.0021329
[31 empty] | 2487.5298 | 0 | 2487.5171 | 0.0021225
[31 empty] | 2487.833 | 0 | 2487.8203 | 0.002109
[31 empty] | 2488.1362 | 0 | 2488.1235 | 0.0020955
[31 empty] | 2488.4394 | 0 | 2488.4268 | 0.0020852
[31 empty] | 2488.7429 | 0 | 2488.7302 | 0.0020836
[31 empty] | 2489.0464 | 0 | 2489.0337 | 0.0020924
[31 empty] | 2489.3499 | 0 | 2489.3372 | 0.0021122
[31 empty] | 2489.6536 | 0 | 2489.6409 | 0.0021416
[31 empty] | 2489.9573 | 0 | 2489.9446 | 0.0021766
[31 empty] | 2490.261 | 0 | 2490.2483 | 0.0022123
[31 empty] | 2490.5647 | 0 | 2490.5523 | 0.0022449
[31 empty] | 2490.8686 | 0 | 2490.856 | 0.0022711
[31 empty] | 2491.1726 | 0 | 2491.1602 | 0.0022878
[31 empty] | 2491.4768 | 0 | 2491.4641 | 0.0022973
[31 empty] | 2491.781 | 0 | 2491.7683 | 0.0022997
[31 empty] | 2492.0852 | 0 | 2492.0725 | 0.0022981
[31 empty] | 2492.3894 | 0 | 2492.3767 | 0.0022957
[31 empty] | 2492.6939 | 0 | 2492.6811 | 0.0022949
[31 empty] | 2492.9983 | 0 | 2492.9856 | 0.0022965
[31 empty] | 2493.3027 | 0 | 2493.29 | 0.0023013
[31 empty] | 2493.6072 | 0 | 2493.5945 | 0.002306
[31 empty] | 2493.9119 | 0 | 2493.8992 | 0.00231
[31 empty] | 2494.2166 | 0 | 2494.2041 | 0.00231
[31 empty] | 2494.5215 | 0 | 2494.5088 | 0.0023037
[31 empty] | 2494.8264 | 0 | 2494.8137 | 0.0022917
[31 empty] | 2495.1314 | 0 | 2495.1186 | 0.0022758
[31 empty] | 2495.4363 | 0 | 2495.4236 | 0.0022584
[31 empty] | 2495.7414 | 0 | 2495.7288 | 0.0022457
[31 empty] | 2496.0466 | 0 | 2496.0339 | 0.0022425
[31 empty] | 2496.3518 | 0 | 2496.3391 | 0.0022512
[31 empty] | 2496.6572 | 0 | 2496.6445 | 0.0022743
[31 empty] | 2496.9626 | 0 | 2496.95 | 0.00231
[31 empty] | 2497.2681 | 0 | 2497.2554 | 0.0023577
[31 empty] | 2497.5735 | 0 | 2497.561 | 0.0024133
[31 empty] | 2497.8792 | 0 | 2497.8664 | 0.0024729
[31 empty] | 2498.1848 | 0 | 2498.1724 | 0.0025332
[31 empty] | 2498.4907 | 0 | 2498.478 | 0.0025904
[31 empty] | 2498.7966 | 0 | 2498.7839 | 0.0026397
[31 empty] | 2499.1025 | 0 | 2499.0898 | 0.0026778
[31 empty] | 2499.4084 | 0 | 2499.3958 | 0.0027024

## Normalized Spectra
LED Item # | M780D2 |  | M780D3 |  | M810D2 |  | M810D3 |  | M850D2 |  | M850D3 |  | M880D2 |  | M940D2 |  | M970D3 |  | M1050D1 |  | M1050D3 |  | M1100D1 |  | M1200D2 |  | M1300D2 |  | M1450D3 |  | M1550D2 |  | M1650D2
Spectra | Wavelength (nm) | Normalized Intensity | Wavelength (nm) | Normalized Intensity | Wavelength (nm) | Normalized Intensity | Wavelength (nm) | Normalized Intensity | Wavelength (nm) | Normalized Intensity | Wavelength (nm) | Normalized Intensity | Wavelength (nm) | Normalized Intensity | Wavelength (nm) | Normalized Intensity | Wavelength (nm) | Normalized Intensity | Wavelength (nm) | Normalized Intensity | Wavelength (nm) | Normalized Intensity | Wavelength (nm) | Normalized Intensity | Wavelength (nm) | Normalized Intensity | Wavelength (nm) | Normalized Intensity | Wavelength (nm) | Normalized Intensity | Wavelength (nm) | Normalized Intensity | Wavelength (nm) | Normalized Intensity
| 498.5586 | 0.001547 | 199.9755 | 0 | 199.9755 | 0 | 200.0376 | 0.00044865 | 497.0538 | 6.6672e-06 | 199.9755 | 0 | 501.1841 | 7.9906e-05 | 498.5586 | 0.0039528 | 199.9755 | 0 | 799.9811 | 0.00332 | 800.0059 | 1.695e-05 | 600.175 | 0.0025617 | 1063.4777 | 0.0024008 | 999.8354 | 0.049841 | 1000 | 0.00068319 | 999.7389 | 0 | 999.7327 | 0.05603
| 498.7121 | 0.0020398 | 200.1769 | 0 | 200.1769 | 0 | 200.2403 | -0.00042642 | 497.2087 | 3.0002e-05 | 200.1769 | 0 | 501.3362 | 6.018e-06 | 498.7121 | 0.0039745 | 200.1769 | 0 | 800.0448 | 0.0051207 | 800.2435 | 7.7995e-05 | 600.285 | 0.0014324 | 1063.5331 | 0.0023963 | 999.9578 | 0.049685 | 1001 | 0.00074315 | 999.7879 | 0 | 999.7816 | 0.05561
| 498.8657 | 0.0017403 | 200.3784 | 0 | 200.3784 | 0 | 200.443 | 0.00024104 | 497.3636 | 0 | 200.3784 | 0 | 501.4883 | 5.0752e-05 | 498.8657 | 0.0037525 | 200.3784 | 0 | 800.1085 | 0.0036691 | 800.4811 | 1.7561e-05 | 600.395 | 0.0019681 | 1063.5885 | 0.0023909 | 1000.0803 | 0.049436 | 1002 | 0.00060612 | 999.8369 | 0 | 999.8306 | 0.05496
| 499.0192 | 0.0019694 | 200.5799 | 0 | 200.5799 | 0 | 200.6458 | 0.00025703 | 497.5186 | 0 | 200.5799 | 0 | 501.6404 | 5.7171e-05 | 499.0192 | 0.0039556 | 200.5799 | 0 | 800.1722 | 0.0025465 | 800.7187 | 0.00010145 | 600.506 | 0.0015685 | 1063.6439 | 0.0023844 | 1000.2028 | 0.049112 | 1003 | 0.00064855 | 999.8859 | 0 | 999.8796 | 0.0542
| 499.1728 | 0.0018634 | 200.7814 | 0 | 200.7814 | 0 | 200.8485 | 0.00088156 | 497.6735 | 0 | 200.7814 | 0 | 501.7926 | 5.356e-05 | 499.1728 | 0.0038054 | 200.7814 | 0 | 800.236 | 0.0030931 | 800.9564 | 2.9148e-05 | 600.616 | 0.0027962 | 1063.6993 | 0.002377 | 1000.3253 | 0.048745 | 1004 | 0.00069228 | 999.9348 | 0 | 999.9285 | 0.05344
| 499.3263 | 0.00070337 | 200.9829 | 0 | 200.9829 | 0 | 201.0513 | -0.00030443 | 497.8284 | 3.0002e-05 | 200.9829 | 0 | 501.9447 | 6.339e-05 | 499.3263 | 0.0039568 | 200.9829 | 0 | 800.2997 | 0.0038097 | 801.194 | 0.00010005 | 600.727 | 0.0015238 | 1063.7548 | 0.0023686 | 1000.4479 | 0.048379 | 1005 | 0.00083263 | 999.9838 | 0 | 999.9775 | 0.05281
| 499.4799 | 0.001336 | 201.1845 | 0 | 201.1845 | 0 | 201.2541 | 0.00055935 | 497.9833 | 0 | 201.1845 | 0 | 502.0968 | 3.7111e-05 | 499.4799 | 0.003742 | 201.1845 | 0 | 800.3634 | 0.0035338 | 801.4316 | 1.8166e-05 | 600.837 | 0.0022599 | 1063.8102 | 0.0023592 | 1000.5705 | 0.04806 | 1006 | 0.00069389 | 1000.0328 | 0 | 1000.0265 | 0.05239
| 499.6335 | 0.0013012 | 201.3861 | 0 | 201.3861 | 0 | 201.4569 | -0.00039023 | 498.1383 | 3.0002e-05 | 201.3861 | 0 | 502.249 | 7.1614e-05 | 499.6335 | 0.003915 | 201.3861 | 0 | 800.4272 | 0.0019222 | 801.6693 | 7.4222e-05 | 600.948 | 0.0013908 | 1063.8656 | 0.0023489 | 1000.6931 | 0.047823 | 1007 | 0.00063807 | 1000.0818 | 0 | 1000.0755 | 0.05222
| 499.787 | 0.002215 | 201.5876 | 0 | 201.5876 | 0 | 201.6597 | 0.00016745 | 498.2932 | 0 | 201.5876 | 0 | 502.4012 | 3.6309e-05 | 499.787 | 0.0037436 | 201.5876 | 0 | 800.4909 | 0.0020565 | 801.9069 | 6.6064e-06 | 601.058 | 0.0019368 | 1063.921 | 0.0023376 | 1000.8158 | 0.047685 | 1008 | 0.00069649 | 1000.1308 | 0 | 1000.1245 | 0.0523
| 499.9406 | 0.0018463 | 201.7892 | 0 | 201.7892 | 0 | 201.8626 | -0.00037391 | 498.4482 | 1.0001e-05 | 201.7892 | 0 | 502.5533 | 6.9006e-05 | 499.9406 | 0.0039547 | 201.7893 | 0 | 800.5547 | 0.0030189 | 802.1446 | 8.2998e-05 | 601.169 | 0.002104 | 1063.9764 | 0.0023254 | 1000.9385 | 0.047629 | 1009 | 0.00079477 | 1000.1798 | 0 | 1000.1735 | 0.05256
| 500.0943 | 0.0010196 | 201.9909 | 0 | 201.9909 | 0 | 202.0655 | 0.00074551 | 498.6032 | 6.6672e-06 | 201.9909 | 0 | 502.7055 | 4.2126e-05 | 500.0943 | 0.0037919 | 201.9909 | 0 | 800.6185 | 0.0032181 | 802.3823 | 1.3963e-05 | 601.28 | 0.0016166 | 1064.0319 | 0.0023124 | 1001.0612 | 0.047616 | 1010 | 0.00058214 | 1000.2288 | 0 | 1000.2225 | 0.05294
| 500.2479 | 0.0010726 | 202.1925 | 0 | 202.1925 | 0 | 202.2683 | -0.00036504 | 498.7581 | 5.0004e-05 | 202.1925 | 0 | 502.8577 | 6.0381e-05 | 500.2479 | 0.0040506 | 202.1925 | 0 | 800.6823 | 0.0034146 | 802.62 | 8.5181e-05 | 601.39 | 0.002522 | 1064.0874 | 0.0022986 | 1001.184 | 0.047593 | 1011 | 0.00061503 | 1000.2778 | 0 | 1000.2715 | 0.05336
| 500.4015 | 0.0019337 | 202.3942 | 0 | 202.3942 | 0 | 202.4713 | 0.0002058 | 498.9131 | 0 | 202.3942 | 0 | 503.0099 | 5.015e-05 | 500.4015 | 0.0038717 | 202.3942 | 0 | 800.7462 | 0.0032507 | 802.8577 | 3.8213e-05 | 601.501 | 0.0020719 | 1064.1428 | 0.0022838 | 1001.3068 | 0.047511 | 1012 | 0.00083512 | 1000.3268 | 0 | 1000.3206 | 0.05374
| 500.5551 | 0.0014595 | 202.5959 | 0 | 202.5959 | 0 | 202.6742 | -0.00017241 | 499.0681 | 3.0002e-05 | 202.5959 | 0 | 503.1622 | 5.9779e-05 | 500.5551 | 0.0041033 | 202.5959 | 0 | 800.8099 | 0.003196 | 803.0954 | 9.4196e-05 | 601.612 | 0.002355 | 1064.1982 | 0.0022682 | 1001.4296 | 0.047349 | 1013 | 0.00067586 | 1000.3759 | 0 | 1000.3696 | 0.05404
| 500.7088 | 0.0021798 | 202.7976 | 0 | 202.7976 | 0 | 202.8771 | 0.00017201 | 499.2231 | 0 | 202.7976 | 0 | 503.3144 | 5.1554e-05 | 500.7088 | 0.0038282 | 202.7976 | 0 | 800.8737 | 0.0027364 | 803.3331 | 2.3137e-05 | 601.723 | 0.0033349 | 1064.2538 | 0.002252 | 1001.5524 | 0.047126 | 1014 | 0.000653 | 1000.4249 | 0 | 1000.4186 | 0.05425
| 500.8624 | 0.0019167 | 202.9993 | 0 | 202.9993 | 0 | 203.08 | -0.00029136 | 499.3781 | 1.0001e-05 | 202.9993 | 0 | 503.4666 | 3.3701e-05 | 500.8624 | 0.0040489 | 202.9993 | 0 | 800.9376 | 0.0034301 | 803.5708 | 9.6582e-05 | 601.834 | 0.0025065 | 1064.3092 | 0.0022349 | 1001.6752 | 0.046897 | 1015 | 0.00072331 | 1000.4739 | 0 | 1000.4677 | 0.05437
| 501.0161 | 0.0032345 | 203.201 | 0 | 203.201 | 0 | 203.283 | 0.00081955 | 499.5331 | 0 | 203.201 | 0 | 503.6189 | 7.5426e-05 | 501.0161 | 0.0038771 | 203.201 | 0 | 801.0015 | 0.0034003 | 803.8085 | 3.0845e-05 | 601.945 | 0.001546 | 1064.3647 | 0.0022171 | 1001.7982 | 0.046735 | 1016 | 0.00069796 | 1000.523 | 0 | 1000.5167 | 0.05445
| 501.1698 | 0.0017232 | 203.4028 | 0 | 203.4028 | 0 | 203.486 | 1.8991e-05 | 499.6881 | 1.0001e-05 | 203.4028 | 0 | 503.7712 | 3.33e-05 | 501.1698 | 0.0041513 | 203.4028 | 0 | 801.0652 | 0.0028215 | 804.0463 | 9.5051e-05 | 602.056 | 0.0021562 | 1064.4202 | 0.0021986 | 1001.9211 | 0.046695 | 1017 | 0.00063865 | 1000.572 | 0 | 1000.5657 | 0.05451
| 501.3234 | 0.002215 | 203.6046 | 0 | 203.6046 | 0 | 203.689 | 0.00051584 | 499.8432 | 6.6672e-06 | 203.6046 | 0 | 503.9234 | 8.4252e-05 | 501.3234 | 0.003992 | 203.6045 | 0 | 801.129 | 0.0025308 | 804.284 | 2.3279e-05 | 602.167 | 0.0014831 | 1064.4757 | 0.0021795 | 1002.0441 | 0.046792 | 1018 | 0.00050197 | 1000.621 | 0 | 1000.6147 | 0.05459
| 501.4771 | 0.0018463 | 203.8063 | 0 | 203.8063 | 0 | 203.892 | -8.3795e-05 | 499.9982 | 1.0001e-05 | 203.8063 | 0 | 504.0757 | 2.9087e-05 | 501.4771 | 0.0042318 | 203.8064 | 0 | 801.1929 | 0.0029663 | 804.5218 | 9.0477e-05 | 602.278 | 0.0015167 | 1064.5312 | 0.0021598 | 1002.1671 | 0.046981 | 1019 | 0.00077977 | 1000.6701 | 0 | 1000.6638 | 0.0547
| 501.6308 | 0.0024083 | 204.0082 | 0 | 204.0082 | 0 | 204.0951 | 0.00042096 | 500.1532 | 6.6672e-06 | 204.0082 | 0 | 504.228 | 5.9177e-05 | 501.6308 | 0.0040649 | 204.0082 | 0 | 801.2568 | 0.0028316 | 804.7595 | 2.3339e-05 | 602.389 | 0.0017504 | 1064.5867 | 0.0021394 | 1002.29 | 0.047173 | 1020 | 0.00074019 | 1000.7192 | 0 | 1000.7129 | 0.05482
| 501.7845 | 0.001776 | 204.21 | 0 | 204.21 | 0 | 204.2981 | -7.4501e-05 | 500.3083 | 3.0002e-05 | 204.21 | 0 | 504.3803 | 5.2958e-05 | 501.7845 | 0.004235 | 204.21 | 0 | 801.3207 | 0.003673 | 804.9973 | 0.00010438 | 602.5 | 0.0022312 | 1064.6422 | 0.0021185 | 1002.4131 | 0.047271 | 1021 | 0.00072289 | 1000.7682 | 0 | 1000.762 | 0.05493
| 501.9383 | 0.0029357 | 204.4118 | 0 | 204.4118 | 0 | 204.5012 | 0.00074153 | 500.4633 | 0 | 204.4118 | 0 | 504.5326 | 4.9749e-05 | 501.9383 | 0.0039383 | 204.4118 | 0 | 801.3846 | 0.0021844 | 805.2351 | 2.8041e-05 | 602.611 | 0.0019333 | 1064.6978 | 0.0020972 | 1002.5362 | 0.047206 | 1022 | 0.00068096 | 1000.8173 | 0 | 1000.811 | 0.05498
| 502.092 | 0.001354 | 204.6137 | 0 | 204.6137 | 0 | 204.7043 | 7.3791e-06 | 500.6184 | 3.0002e-05 | 204.6137 | 0 | 504.685 | 5.6369e-05 | 502.092 | 0.0040467 | 204.6137 | 0 | 801.4485 | 0.0030929 | 805.4729 | 0.00010035 | 602.722 | 0.0017954 | 1064.7533 | 0.0020753 | 1002.6593 | 0.046972 | 1023 | 0.00078437 | 1000.8663 | 0 | 1000.8601 | 0.05496
| 502.2457 | 0.0019337 | 204.8156 | 0 | 204.8156 | 0 | 204.9074 | 0.00069493 | 500.7735 | 0 | 204.8156 | 0 | 504.8373 | 4.9749e-05 | 502.2457 | 0.0038217 | 204.8156 | 0 | 801.5124 | 0.0037045 | 805.7107 | 1.8297e-05 | 602.833 | 0.0013189 | 1064.8088 | 0.002053 | 1002.7824 | 0.046631 | 1024 | 0.00060718 | 1000.9154 | 0 | 1000.9091 | 0.05483
| 502.3995 | 0.0021628 | 205.0175 | 0 | 205.0175 | 0 | 205.1105 | -0.00059389 | 500.9286 | 3.0002e-05 | 205.0175 | 0 | 504.9897 | 5.015e-05 | 502.3995 | 0.0041203 | 205.0175 | 0 | 801.5764 | 0.002821 | 805.9485 | 0.00010164 | 602.945 | 0.0023171 | 1064.8643 | 0.0020302 | 1002.9056 | 0.046292 | 1025 | 0.00051352 | 1000.9645 | 0 | 1000.9583 | 0.05461
| 502.5532 | 0.0024259 | 205.2194 | 0 | 205.2194 | 0 | 205.3136 | 0.00032622 | 501.0836 | 0 | 205.2194 | 0 | 505.142 | 5.6569e-05 | 502.5532 | 0.00388 | 205.2194 | 0 | 801.6404 | 0.0024408 | 806.1863 | 2.4009e-05 | 603.056 | 0.0014748 | 1064.9198 | 0.0020072 | 1003.0288 | 0.046075 | 1026 | 0.00070955 | 1001.0136 | 0 | 1001.0073 | 0.05431
| 502.707 | 0.001055 | 205.4214 | 0 | 205.4214 | 0 | 205.5168 | -0.00074436 | 501.2387 | 0 | 205.4214 | 0 | 505.2944 | 4.8746e-05 | 502.707 | 0.0041041 | 205.4214 | 0 | 801.7042 | 0.002373 | 806.4241 | 0.00010791 | 603.167 | 0.00298 | 1064.9753 | 0.0019838 | 1003.152 | 0.046071 | 1027 | 0.00071802 | 1001.0627 | 0 | 1001.0564 | 0.05397
| 502.8608 | 0.0030939 | 205.6233 | 0 | 205.6233 | 0 | 205.72 | 0.00048304 | 501.3938 | 0 | 205.6233 | 0 | 505.4468 | 4.8144e-05 | 502.8608 | 0.003834 | 205.6233 | 0 | 801.7682 | 0.0024482 | 806.6619 | 2.2717e-05 | 603.279 | 0.002724 | 1065.031 | 0.0019603 | 1003.2753 | 0.046321 | 1028 | 0.00060483 | 1001.1118 | 0 | 1001.1055 | 0.05362
| 503.0145 | 0.0015122 | 205.8253 | 0 | 205.8253 | 0 | 205.9232 | -0.00070969 | 501.5489 | 3.0002e-05 | 205.8253 | 0 | 505.5992 | 5.2557e-05 | 503.0145 | 0.0041005 | 205.8253 | 0 | 801.8323 | 0.0032561 | 806.8998 | 9.9227e-05 | 603.39 | 0.0016846 | 1065.0865 | 0.0019364 | 1003.3986 | 0.046819 | 1029 | 0.00076278 | 1001.1609 | 0 | 1001.1546 | 0.05328
| 503.1683 | 0.001881 | 206.0273 | 0 | 206.0273 | 0 | 206.1264 | 0.00045706 | 501.7041 | 0 | 206.0273 | 0 | 505.7516 | 5.0551e-05 | 503.1683 | 0.0038771 | 206.0273 | 0 | 801.8962 | 0.0042104 | 807.1376 | 1.0635e-05 | 603.502 | 0.002086 | 1065.1421 | 0.0019123 | 1003.5219 | 0.047526 | 1030 | 0.0007668 | 1001.21 | 0 | 1001.2037 | 0.05297
| 503.3221 | 0.0011078 | 206.2293 | 0 | 206.2293 | 0 | 206.3296 | -0.00046175 | 501.8592 | 1.0001e-05 | 206.2293 | 0 | 505.904 | 4.0722e-05 | 503.3221 | 0.0040313 | 206.2293 | 0 | 801.9601 | 0.0032738 | 807.3755 | 0.0001038 | 603.613 | 0.0016462 | 1065.1976 | 0.0018881 | 1003.6453 | 0.048386 | 1031 | 0.00067502 | 1001.2591 | 0 | 1001.2528 | 0.0527
| 503.4759 | 0.0018282 | 206.4314 | 0 | 206.4314 | 0 | 206.5328 | -1.6656e-05 | 502.0143 | 6.6672e-06 | 206.4314 | 0 | 506.0564 | 5.9177e-05 | 503.4759 | 0.0037941 | 206.4314 | 0 | 802.0242 | 0.0025121 | 807.6133 | 2.8579e-05 | 603.725 | 0.0023466 | 1065.2532 | 0.0018637 | 1003.7687 | 0.049343 | 1032 | 0.00055282 | 1001.3082 | 0 | 1001.3019 | 0.05245
| 503.6298 | 0.0010726 | 206.6334 | 0 | 206.6334 | 0 | 206.7361 | -0.00018782 | 502.1695 | 3.0002e-05 | 206.6334 | 0 | 506.2088 | 4.5737e-05 | 503.6298 | 0.004061 | 206.6334 | 0 | 802.0882 | 0.0026696 | 807.8512 | 0.00011014 | 603.837 | 0.0015814 | 1065.3088 | 0.0018393 | 1003.8921 | 0.050338 | 1033 | 0.00058254 | 1001.3574 | 0 | 1001.3511 | 0.0522
| 503.7836 | 0.0024083 | 206.8355 | 0 | 206.8355 | 0 | 206.9394 | 0.00056807 | 502.3246 | 0 | 206.8355 | 0 | 506.3613 | 5.1955e-05 | 503.7836 | 0.0039108 | 206.8355 | 0 | 802.1522 | 0.002395 | 808.0891 | 2.5851e-05 | 603.948 | 0.0013481 | 1065.3644 | 0.0018148 | 1004.0155 | 0.051311 | 1034 | 0.00055745 | 1001.4064 | 0 | 1001.4002 | 0.05191
| 503.9374 | 0.001565 | 207.0376 | 0 | 207.0376 | 0 | 207.1427 | -0.00049727 | 502.4798 | 1.0001e-05 | 207.0376 | 0 | 506.5137 | 5.1755e-05 | 503.9374 | 0.004136 | 207.0376 | 0 | 802.2162 | 0.0016355 | 808.327 | 8.3724e-05 | 604.06 | 0.0011864 | 1065.4199 | 0.0017903 | 1004.139 | 0.052204 | 1035 | 0.00079573 | 1001.4556 | 0 | 1001.4493 | 0.05158
| 504.0913 | 0.002883 | 207.2397 | 0 | 207.2397 | 0 | 207.346 | 0.00049632 | 502.6349 | 6.6672e-06 | 207.2397 | 0 | 506.6662 | 3.9518e-05 | 504.0913 | 0.0038506 | 207.2397 | 0 | 802.2803 | 0.0014367 | 808.5649 | 2.6444e-05 | 604.172 | 0.0016797 | 1065.4756 | 0.001766 | 1004.2625 | 0.052968 | 1036 | 0.00070087 | 1001.5047 | 0 | 1001.4984 | 0.05119
| 504.2451 | 0.0011605 | 207.4418 | 0 | 207.4418 | 0 | 207.5493 | -0.00082892 | 502.7901 | 1.0001e-05 | 207.4418 | 0 | 506.8187 | 5.9378e-05 | 504.2451 | 0.0040416 | 207.4418 | 0 | 802.3444 | 0.0026103 | 808.8028 | 9.7559e-05 | 604.284 | 0.0021232 | 1065.5311 | 0.0017416 | 1004.386 | 0.053578 | 1037 | 0.0004417 | 1001.5539 | 0 | 1001.5476 | 0.05074
| 504.399 | 0.0020216 | 207.644 | 0 | 207.644 | 0 | 207.7526 | 1.0143e-05 | 502.9453 | 2.6669e-05 | 207.644 | 0 | 506.9712 | 4.6339e-05 | 504.399 | 0.0039032 | 207.644 | 0 | 802.4084 | 0.0024409 | 809.0407 | 3.1405e-05 | 604.395 | 0.0019806 | 1065.5868 | 0.0017174 | 1004.5096 | 0.054034 | 1038 | 0.00076833 | 1001.603 | 0 | 1001.5967 | 0.05025
| 504.5529 | 0.0022683 | 207.8462 | 0 | 207.8462 | 0 | 207.956 | 0.00012983 | 503.1005 | 3.0002e-05 | 207.8462 | 0 | 507.1237 | 5.336e-05 | 504.5529 | 0.0041567 | 207.8462 | 0 | 802.4725 | 0.0023736 | 809.2787 | 0.00011522 | 604.507 | 0.0027775 | 1065.6425 | 0.0016933 | 1004.6332 | 0.054357 | 1039 | 0.00060944 | 1001.6522 | 0 | 1001.6459 | 0.04975
| 504.7067 | 0.0015997 | 208.0483 | 0 | 208.0483 | 0 | 208.1594 | 0.00039541 | 503.2557 | 6.6672e-05 | 208.0483 | 0 | 507.2762 | 4.9348e-05 | 504.7067 | 0.0039742 | 208.0483 | 0 | 802.5366 | 0.0029102 | 809.5166 | 2.1067e-05 | 604.619 | 0.0020701 | 1065.698 | 0.0016693 | 1004.7568 | 0.054568 | 1040 | 0.00073602 | 1001.7013 | 0 | 1001.695 | 0.04925
| 504.8606 | 0.0010375 | 208.2506 | 0 | 208.2506 | 0 | 208.3628 | -0.00050262 | 503.4109 | 3.0002e-05 | 208.2506 | 0 | 507.4287 | 4.7141e-05 | 504.8606 | 0.0041493 | 208.2506 | 0 | 802.6006 | 0.0027379 | 809.7545 | 0.00011832 | 604.731 | 0.0022773 | 1065.7537 | 0.0016456 | 1004.8804 | 0.054676 | 1041 | 0.00069619 | 1001.7505 | 0 | 1001.7442 | 0.04879
| 505.0145 | 0.0029884 | 208.4528 | 0 | 208.4528 | 0 | 208.5662 | 0.00074171 | 503.5661 | 6.6672e-06 | 208.4528 | 0 | 507.5812 | 5.5767e-05 | 505.0145 | 0.0039543 | 208.4528 | 0 | 802.6648 | 0.0035158 | 809.9925 | 3.428e-05 | 604.843 | 0.00208 | 1065.8093 | 0.0016222 | 1005.0042 | 0.054667 | 1042 | 0.00059356 | 1001.7996 | 0 | 1001.7933 | 0.0484
| 505.1684 | 0.0023914 | 208.655 | 0 | 208.655 | 0 | 208.7696 | -0.00030027 | 503.7213 | 0 | 208.655 | 0 | 507.7338 | 4.7943e-05 | 505.1684 | 0.0041598 | 208.655 | 0 | 802.7289 | 0.0028211 | 810.2305 | 0.00011545 | 604.955 | 0.0022731 | 1065.8649 | 0.0015989 | 1005.1279 | 0.054511 | 1043 | 0.00049919 | 1001.8488 | 0 | 1001.8425 | 0.04809
| 505.3224 | 0.0026017 | 208.8573 | 0 | 208.8573 | 0 | 208.9731 | 0.00062796 | 503.8765 | 6.6672e-06 | 208.8573 | 0 | 507.8863 | 5.5165e-05 | 505.3224 | 0.0039786 | 208.8573 | 0 | 802.793 | 0.002889 | 810.4684 | 2.0655e-05 | 605.067 | 0.0026449 | 1065.9205 | 0.001576 | 1005.2516 | 0.054179 | 1044 | 0.00063361 | 1001.898 | 0 | 1001.8917 | 0.04787
| 505.4763 | 0.0014595 | 209.0596 | 0 | 209.0596 | 0 | 209.1765 | -0.00045765 | 504.0317 | 3.0002e-05 | 209.0596 | 0 | 508.0389 | 4.012e-05 | 505.4763 | 0.0041258 | 209.0596 | 0 | 802.8572 | 0.004205 | 810.7064 | 0.00011424 | 605.179 | 0.0019917 | 1065.9762 | 0.0015535 | 1005.3754 | 0.053657 | 1045 | 0.00055774 | 1001.9471 | 0 | 1001.9409 | 0.04777
| 505.6302 | 0.0027423 | 209.2619 | 0 | 209.2619 | 0 | 209.38 | 0.0003614 | 504.187 | 0 | 209.2619 | 0 | 508.1915 | 6.9809e-05 | 505.6302 | 0.0039737 | 209.2619 | 0 | 802.9213 | 0.0038463 | 810.9444 | 1.2188e-05 | 605.291 | 0.0014342 | 1066.0319 | 0.0015313 | 1005.4992 | 0.052956 | 1046 | 0.00055665 | 1001.9963 | 0 | 1001.99 | 0.04778
| 505.7842 | 0.0016881 | 209.4642 | 0 | 209.4642 | 0 | 209.5835 | 0.0004128 | 504.3422 | 0 | 209.4642 | 0 | 508.3441 | 2.2668e-05 | 505.7842 | 0.0041755 | 209.4642 | 0 | 802.9854 | 0.0035247 | 811.1824 | 0.00010247 | 605.404 | 0.0023866 | 1066.0875 | 0.0015094 | 1005.623 | 0.052116 | 1047 | 0.00059065 | 1002.0455 | 0 | 1002.0393 | 0.04792
| 505.9381 | 0.0013184 | 209.6665 | 0 | 209.6665 | 0 | 209.787 | 0.00095909 | 504.4975 | 2.6669e-05 | 209.6665 | 0 | 508.4966 | 7.6629e-05 | 505.9381 | 0.0040282 | 209.6665 | 0 | 803.0496 | 0.0036953 | 811.4204 | 3.6019e-05 | 605.516 | 0.0015925 | 1066.1432 | 0.001488 | 1005.7469 | 0.051202 | 1048 | 0.00048793 | 1002.0947 | 0 | 1002.0884 | 0.04818
| 506.0921 | 0.0023738 | 209.8689 | 0 | 209.8689 | 0 | 209.9905 | -0.00061733 | 504.6527 | 1.0001e-05 | 209.8689 | 0 | 508.6493 | 2.327e-05 | 506.0921 | 0.0041612 | 209.8689 | 0 | 803.1138 | 0.0024618 | 811.6584 | 0.00012134 | 605.628 | 0.0018209 | 1066.1988 | 0.001467 | 1005.8708 | 0.050308 | 1049 | 0.00059105 | 1002.1439 | 0 | 1002.1376 | 0.04856
| 506.2461 | 0.0029181 | 210.0712 | 0 | 210.0712 | 0 | 210.1941 | 0.00030879 | 504.808 | 0 | 210.0712 | 0 | 508.8019 | 6.5596e-05 | 506.2461 | 0.0039253 | 210.0712 | 0 | 803.178 | 0.0030799 | 811.8964 | 2.9484e-05 | 605.74 | 0.0014659 | 1066.2545 | 0.0014464 | 1005.9948 | 0.049551 | 1050 | 0.00056999 | 1002.1931 | 0 | 1002.1868 | 0.04903
| 506.4001 | 0.0010023 | 210.2736 | 0 | 210.2736 | 0 | 210.3977 | -0.00020813 | 504.9633 | 3.0002e-05 | 210.2736 | 0 | 508.9545 | 4.3931e-05 | 506.4001 | 0.0041561 | 210.2736 | 0 | 803.2421 | 0.0029277 | 812.1344 | 0.00011543 | 605.853 | 0.002871 | 1066.3102 | 0.0014263 | 1006.1187 | 0.049055 | 1051 | 0.00056799 | 1002.2423 | 0 | 1002.236 | 0.04956
| 506.554 | 0.00086137 | 210.476 | 0 | 210.476 | 0 | 210.6012 | 0.00075769 | 505.1186 | 0 | 210.476 | 0 | 509.1071 | 5.1354e-05 | 506.554 | 0.0040152 | 210.476 | 0 | 803.3063 | 0.00275 | 812.3725 | 3.6943e-05 | 605.965 | 0.0016087 | 1066.366 | 0.0014068 | 1006.2427 | 0.048926 | 1052 | 0.00068248 | 1002.2915 | 0 | 1002.2852 | 0.05008
| 506.708 | 0.0015298 | 210.6785 | 0 | 210.6785 | 0 | 210.8048 | -0.00019118 | 505.2739 | 1.0001e-05 | 210.6785 | 0 | 509.2598 | 4.8545e-05 | 506.708 | 0.0042313 | 210.6785 | 0 | 803.3707 | 0.0029228 | 812.6105 | 0.00010289 | 606.078 | 0.0028264 | 1066.4216 | 0.0013877 | 1006.3667 | 0.049211 | 1053 | 0.00060889 | 1002.3408 | 0 | 1002.3345 | 0.05052
| 506.8621 | 0.0025665 | 210.8809 | 0 | 210.8809 | 0 | 211.0085 | 0.00033791 | 505.4292 | 0 | 210.8809 | 0 | 509.4124 | 5.336e-05 | 506.8621 | 0.0039737 | 210.8809 | 0 | 803.4348 | 0.0026597 | 812.8486 | 2.3944e-05 | 606.19 | 0.0017381 | 1066.4773 | 0.0013691 | 1006.4908 | 0.049863 | 1054 | 0.00051976 | 1002.3899 | 0 | 1002.3837 | 0.0508
| 507.0161 | 0.0002286 | 211.0834 | 0 | 211.0834 | 0 | 211.2121 | -0.0003148 | 505.5845 | 1.0001e-05 | 211.0834 | 0 | 509.5651 | 4.3931e-05 | 507.0161 | 0.00422 | 211.0834 | 0 | 803.499 | 0.0022763 | 813.0866 | 0.00013333 | 606.303 | 0.0021067 | 1066.5331 | 0.0013511 | 1006.6149 | 0.05074 | 1055 | 0.00079378 | 1002.4392 | 0 | 1002.4329 | 0.05087
| 507.1701 | 0.0016524 | 211.2859 | 0 | 211.2859 | 0 | 211.4157 | 0.00060538 | 505.7398 | 6.6672e-06 | 211.2859 | 0 | 509.7178 | 4.7141e-05 | 507.1701 | 0.0040984 | 211.2859 | 0 | 803.5633 | 0.003451 | 813.3247 | 2.5968e-05 | 606.415 | 0.0017865 | 1066.5887 | 0.0013336 | 1006.739 | 0.051636 | 1056 | 0.00070811 | 1002.4884 | 0 | 1002.4821 | 0.0507
| 507.3241 | 0.0020222 | 211.4884 | 0 | 211.4884 | 0 | 211.6194 | -0.00046896 | 505.8951 | 0 | 211.4884 | 0 | 509.8705 | 5.1354e-05 | 507.3241 | 0.0043138 | 211.4884 | 0 | 803.6276 | 0.0034322 | 813.5628 | 0.00011694 | 606.528 | 0.0017065 | 1066.6444 | 0.0013166 | 1006.8631 | 0.052346 | 1057 | 0.00054586 | 1002.5377 | 0 | 1002.5314 | 0.05031
| 507.4782 | 0.0024962 | 211.6909 | 0 | 211.6909 | 0 | 211.8231 | 0.00015021 | 506.0504 | 0 | 211.6909 | 0 | 510.0232 | 4.9548e-05 | 507.4782 | 0.0040518 | 211.6909 | 0 | 803.6918 | 0.0045405 | 813.8009 | 3.5381e-05 | 606.641 | 0.0028755 | 1066.7002 | 0.0013045 | 1006.9873 | 0.052737 | 1058 | 0.00062118 | 1002.5869 | 0 | 1002.5806 | 0.04977
| 507.6323 | 0.0025321 | 211.8934 | 0 | 211.8934 | 0 | 212.0268 | -0.0005783 | 506.2058 | 1.0001e-05 | 211.8934 | 0 | 510.1759 | 5.0551e-05 | 507.6323 | 0.0042317 | 211.8934 | 0 | 803.7561 | 0.0028458 | 814.039 | 0.0001229 | 606.753 | 0.0014819 | 1066.756 | 0.0012826 | 1007.1115 | 0.052792 | 1059 | 0.00070368 | 1002.6362 | 0 | 1002.6299 | 0.04915
| 507.7863 | 0.0011602 | 212.096 | 0 | 212.096 | 0 | 212.2305 | 0.00047499 | 506.3611 | 6.6672e-06 | 212.096 | 0 | 510.3286 | 5.9779e-05 | 507.7863 | 0.0041404 | 212.096 | 0 | 803.8205 | 0.0036709 | 814.2771 | 5.0362e-05 | 606.866 | 0.0028228 | 1066.8117 | 0.0012716 | 1007.2357 | 0.052611 | 1060 | 0.0005613 | 1002.6854 | 0 | 1002.6791 | 0.04856
| 507.9404 | 0.0013012 | 212.2986 | 0 | 212.2986 | 0 | 212.4342 | -0.00011153 | 506.5165 | 1.0001e-05 | 212.2986 | 0 | 510.4813 | 3.671e-05 | 507.9404 | 0.0042941 | 212.2986 | 0 | 803.8847 | 0.0039126 | 814.5152 | 0.00012111 | 606.979 | 0.0018151 | 1066.8674 | 0.0012497 | 1007.36 | 0.052366 | 1061 | 0.00065148 | 1002.7347 | 0 | 1002.7283 | 0.04808
| 508.0945 | 0.0017403 | 212.5012 | 0 | 212.5012 | 0 | 212.638 | 1.1594e-06 | 506.6718 | 6.6672e-06 | 212.5012 | 0 | 510.6341 | 7.0009e-05 | 508.0945 | 0.0040496 | 212.5012 | 0 | 803.949 | 0.0031772 | 814.7533 | 4.7095e-05 | 607.092 | 0.0018131 | 1066.9231 | 0.0012387 | 1007.4843 | 0.052242 | 1062 | 0.0006433 | 1002.7839 | 0 | 1002.7776 | 0.04776
| 508.2486 | 0.0023211 | 212.7038 | 0 | 212.7038 | 0 | 212.8418 | -0.00058664 | 506.8272 | 3.0002e-05 | 212.7038 | 0 | 510.7868 | 3.3701e-05 | 508.2486 | 0.0042017 | 212.7038 | 0 | 804.0134 | 0.0040318 | 814.9915 | 0.0001202 | 607.204 | 0.001435 | 1066.9789 | 0.0012278 | 1007.6086 | 0.052373 | 1063 | 0.00068607 | 1002.8332 | 0 | 1002.8269 | 0.04761
| 508.4027 | 0.002338 | 212.9064 | 0 | 212.9064 | 0 | 213.0455 | 0.00018514 | 506.9826 | 0 | 212.9064 | 0 | 510.9396 | 6.4593e-05 | 508.4027 | 0.0040911 | 212.9064 | 0 | 804.0777 | 0.0033759 | 815.2296 | 5.2593e-05 | 607.317 | 0.0022916 | 1067.0347 | 0.0012168 | 1007.733 | 0.052818 | 1064 | 0.0005789 | 1002.8824 | 0 | 1002.8762 | 0.0476
| 508.5568 | 0.0012836 | 213.1091 | 0 | 213.1091 | 0 | 213.2493 | -5.0681e-05 | 507.1379 | 5.0004e-05 | 213.1091 | 0 | 511.0924 | 3.9719e-05 | 508.5568 | 0.0041989 | 213.1091 | 0 | 804.142 | 0.0034711 | 815.4678 | 0.00012081 | 607.43 | 0.0024298 | 1067.0904 | 0.0012059 | 1007.8574 | 0.053558 | 1065 | 0.00045112 | 1002.9317 | 0 | 1002.9254 | 0.04767
| 508.7109 | 0.0023204 | 213.3117 | 0 | 213.3117 | 0 | 213.4532 | 0.00030328 | 507.2933 | 0 | 213.3117 | 0 | 511.2452 | 6.5596e-05 | 508.7109 | 0.0039221 | 213.3117 | 0 | 804.2064 | 0.003156 | 815.7059 | 4.8361e-05 | 607.543 | 0.0024192 | 1067.1462 | 0.0011949 | 1007.9818 | 0.054513 | 1066 | 0.00058234 | 1002.981 | 0 | 1002.9747 | 0.04776
| 508.865 | 0.00094954 | 213.5144 | 0 | 213.5144 | 0 | 213.657 | -0.00068492 | 507.4487 | 1.0001e-05 | 213.5144 | 0 | 511.3979 | 4.0722e-05 | 508.865 | 0.0040969 | 213.5144 | 0 | 804.2708 | 0.0024263 | 815.9441 | 0.00013504 | 607.656 | 0.0021964 | 1067.202 | 0.0011839 | 1008.1063 | 0.055569 | 1067 | 0.00069537 | 1003.0303 | 0 | 1003.024 | 0.0478
| 509.0192 | 0.0018282 | 213.7171 | 0 | 213.7171 | 0 | 213.8608 | 7.1915e-06 | 507.6041 | 6.6672e-06 | 213.7171 | 0 | 511.5508 | 6.5396e-05 | 509.0192 | 0.0039761 | 213.7171 | 0 | 804.3352 | 0.0030151 | 816.1822 | 2.7584e-05 | 607.769 | 0.0027845 | 1067.2578 | 0.001173 | 1008.2307 | 0.056597 | 1068 | 0.00075124 | 1003.0796 | 0 | 1003.0733 | 0.04777
| 509.1733 | 0.0023211 | 213.9199 | 0 | 213.9199 | 0 | 214.0647 | 0.00020598 | 507.7595 | 3.0002e-05 | 213.9199 | 0 | 511.7036 | 4.1725e-05 | 509.1733 | 0.0042104 | 213.9199 | 0 | 804.3995 | 0.0035649 | 816.4204 | 0.0001134 | 607.883 | 0.0017146 | 1067.3136 | 0.001162 | 1008.3552 | 0.057465 | 1069 | 0.00054192 | 1003.1289 | 0 | 1003.1226 | 0.04765
| 509.3275 | 0.0021271 | 214.1226 | 0 | 214.1226 | 0 | 214.2686 | 0.0002865 | 507.915 | 0 | 214.1226 | 0 | 511.8564 | 6.0381e-05 | 509.3275 | 0.0039476 | 214.1226 | 0 | 804.4639 | 0.0038298 | 816.6586 | 5.2816e-05 | 607.996 | 0.0015432 | 1067.3694 | 0.0011511 | 1008.4798 | 0.058053 | 1070 | 0.00056227 | 1003.1782 | 0 | 1003.1719 | 0.04745
| 509.4816 | 0.0022859 | 214.3254 | 0 | 214.3254 | 0 | 214.4725 | -5.8982e-05 | 508.0704 | 0 | 214.3254 | 0 | 512.0092 | 4.6339e-05 | 509.4816 | 0.0040909 | 214.3254 | 0 | 804.5283 | 0.003571 | 816.8968 | 0.00013475 | 608.109 | 0.0017594 | 1067.4252 | 0.0011401 | 1008.6044 | 0.058261 | 1071 | 0.0006087 | 1003.2275 | 0 | 1003.2212 | 0.04718
| 509.6358 | 0.002215 | 214.5281 | 0 | 214.5281 | 0 | 214.6764 | 0.00024736 | 508.2258 | 6.6672e-06 | 214.5281 | 0 | 512.1621 | 5.8976e-05 | 509.6358 | 0.0038184 | 214.5282 | 0 | 804.5927 | 0.0029762 | 817.135 | 6.5665e-05 | 608.222 | 0.0026305 | 1067.481 | 0.0011291 | 1008.7289 | 0.058022 | 1072 | 0.00079829 | 1003.2768 | 0 | 1003.2705 | 0.04688
| 509.79 | 0.0025849 | 214.7309 | 0 | 214.7309 | 0 | 214.8804 | -0.00031112 | 508.3813 | 1.0001e-05 | 214.7309 | 0 | 512.3149 | 4.0922e-05 | 509.79 | 0.0040444 | 214.731 | 0 | 804.6572 | 0.0024154 | 817.3732 | 0.00014017 | 608.336 | 0.0026457 | 1067.5367 | 0.0011291 | 1008.8536 | 0.057324 | 1073 | 0.00055157 | 1003.3261 | 0 | 1003.3198 | 0.04659
| 509.9442 | 0.0028302 | 214.9338 | 0 | 214.9338 | 0 | 215.0843 | 0.00065403 | 508.5367 | 0 | 214.9338 | 0 | 512.4678 | 6.2387e-05 | 509.9442 | 0.0039166 | 214.9338 | 0 | 804.7216 | 0.0025125 | 817.6115 | 3.8959e-05 | 608.449 | 0.002077 | 1067.5927 | 0.0011182 | 1008.9783 | 0.056215 | 1074 | 0.00060043 | 1003.3754 | 0 | 1003.3691 | 0.04635
| 510.0984 | 0.0027079 | 215.1366 | 0 | 215.1366 | 0 | 215.2883 | -0.0005442 | 508.6922 | 0 | 215.1366 | 0 | 512.6207 | 5.8174e-05 | 510.0984 | 0.0042509 | 215.1366 | 0 | 804.7859 | 0.0032141 | 817.8497 | 0.00013395 | 608.562 | 0.0024727 | 1067.6484 | 0.0011072 | 1009.103 | 0.054815 | 1075 | 0.00048154 | 1003.4247 | 0 | 1003.4185 | 0.04622
| 510.2526 | 0.0023732 | 215.3395 | 0 | 215.3395 | 0 | 215.4923 | -3.6597e-05 | 508.8476 | 6.6672e-06 | 215.3395 | 0 | 512.7736 | 4.5937e-05 | 510.2526 | 0.004087 | 215.3395 | 0 | 804.8504 | 0.0036377 | 818.0879 | 4.0893e-05 | 608.676 | 0.0020913 | 1067.7042 | 0.0011072 | 1009.2277 | 0.053303 | 1076 | 0.00066505 | 1003.4741 | 0 | 1003.4678 | 0.04628
| 510.4068 | 0.0023563 | 215.5423 | 0 | 215.5423 | 0 | 215.6963 | -0.00064229 | 509.0031 | 1.0001e-05 | 215.5423 | 0 | 512.9265 | 7.8635e-05 | 510.4068 | 0.0043317 | 215.5423 | 0 | 804.9149 | 0.0038475 | 818.3262 | 0.00013457 | 608.789 | 0.0021554 | 1067.7601 | 0.0010962 | 1009.3525 | 0.051892 | 1077 | 0.00070754 | 1003.5234 | 0 | 1003.5171 | 0.04658
| 510.5611 | 0 | 215.7452 | 0 | 215.7452 | 0 | 215.9003 | 0.00046646 | 509.1586 | 6.6672e-06 | 215.7452 | 0 | 513.0794 | 2.347e-05 | 510.5611 | 0.0040984 | 215.7452 | 0 | 804.9794 | 0.0030832 | 818.5644 | 3.9257e-05 | 608.903 | 0.0022742 | 1067.8159 | 0.0010962 | 1009.4772 | 0.050786 | 1078 | 0.00062468 | 1003.5728 | 0 | 1003.5664 | 0.04716
| 510.7153 | 0.001354 | 215.9481 | 0 | 215.9481 | 0 | 216.1043 | -0.00042848 | 509.3141 | 3.0002e-05 | 215.9481 | 0 | 513.2323 | 8.5255e-05 | 510.7153 | 0.0043709 | 215.9481 | 0 | 805.0438 | 0.0038337 | 818.8027 | 0.00013218 | 609.016 | 0.0017911 | 1067.8718 | 0.0010853 | 1009.6021 | 0.050133 | 1079 | 0.0006455 | 1003.6221 | 0 | 1003.6158 | 0.04803
| 510.8695 | 0.0020743 | 216.1511 | 0 | 216.1511 | 0 | 216.3084 | 0.00033493 | 509.4696 | 0 | 216.1511 | 0 | 513.3852 | 3.3099e-05 | 510.8695 | 0.0041464 | 216.1511 | 0 | 805.1083 | 0.0033681 | 819.041 | 5.188e-05 | 609.13 | 0.0020074 | 1067.9276 | 0.0010853 | 1009.7269 | 0.04999 | 1080 | 0.00060653 | 1003.6715 | 0 | 1003.6651 | 0.04915
| 511.0238 | 0.0018991 | 216.354 | 0 | 216.354 | 0 | 216.5125 | -0.00051256 | 509.6251 | 5.0004e-05 | 216.354 | 0 | 513.5382 | 7.0411e-05 | 511.0238 | 0.0044664 | 216.354 | 0 | 805.1729 | 0.0031248 | 819.2793 | 0.00012 | 609.243 | 0.0020489 | 1067.9835 | 0.0010853 | 1009.8518 | 0.050311 | 1081 | 0.000534 | 1003.7208 | 0 | 1003.7145 | 0.05043
| 511.1781 | 0.0023556 | 216.557 | 0 | 216.557 | 0 | 216.7166 | 0.00077488 | 509.7806 | 6.6672e-06 | 216.557 | 0 | 513.6911 | 4.7342e-05 | 511.1781 | 0.0041992 | 216.557 | 0 | 805.2374 | 0.0035127 | 819.5176 | 0.00014883 | 609.357 | 0.002695 | 1068.0393 | 0.0010853 | 1009.9767 | 0.050957 | 1082 | 0.00057939 | 1003.7701 | 0 | 1003.7639 | 0.05174
| 511.3323 | 0.001776 | 216.76 | 0 | 216.76 | 0 | 216.9207 | 0.00019159 | 509.9361 | 0 | 216.76 | 0 | 513.8441 | 6.2587e-05 | 511.3323 | 0.0043811 | 216.76 | 0 | 805.3019 | 0.0029936 | 819.7559 | 4.4921e-05 | 609.471 | 0.0030657 | 1068.0952 | 0.0010743 | 1010.1017 | 0.051735 | 1083 | 0.00057762 | 1003.8195 | 0 | 1003.8132 | 0.05296
| 511.4866 | 0.0016173 | 216.963 | 0 | 216.963 | 0 | 217.1248 | -0.00023233 | 510.0916 | 2.6669e-05 | 216.963 | 0 | 513.9971 | 5.1755e-05 | 511.4866 | 0.0040289 | 216.963 | 0 | 805.3665 | 0.0041165 | 819.9942 | 0.00014425 | 609.584 | 0.0020673 | 1068.1511 | 0.0010743 | 1010.2266 | 0.05245 | 1084 | 0.00064294 | 1003.8688 | 0 | 1003.8626 | 0.05394
| 511.6409 | 0.0006682 | 217.166 | 0 | 217.166 | 0 | 217.3289 | 0.0002769 | 510.2471 | 3.0002e-05 | 217.166 | 0 | 514.1501 | 5.7773e-05 | 511.6409 | 0.004233 | 217.166 | 0 | 805.431 | 0.0036937 | 820.2325 | 7.2502e-05 | 609.698 | 0.0026655 | 1068.207 | 0.0010743 | 1010.3516 | 0.05295 | 1085 | 0.00063101 | 1003.9182 | 0 | 1003.9119 | 0.05459
| 511.7952 | 0.0019337 | 217.369 | 0 | 217.369 | 0 | 217.5331 | 0.00015888 | 510.4027 | 0 | 217.369 | 0 | 514.3031 | 4.7943e-05 | 511.7952 | 0.004059 | 217.369 | 0 | 805.4955 | 0.0025335 | 820.4708 | 0.00014447 | 609.812 | 0.0026318 | 1068.2628 | 0.0010743 | 1010.4767 | 0.053152 | 1086 | 0.00075209 | 1003.9676 | 0 | 1003.9613 | 0.05483
| 511.9495 | 0 | 217.5721 | 0 | 217.5721 | 0 | 217.7372 | -0.00010401 | 510.5582 | 0 | 217.5721 | 0 | 514.4561 | 6.2186e-05 | 511.9495 | 0.004226 | 217.5721 | 0 | 805.5601 | 0.0033927 | 820.7092 | 7.3051e-05 | 609.926 | 0.0026866 | 1068.3187 | 0.0010743 | 1010.6017 | 0.053053 | 1087 | 0.00079748 | 1004.017 | 0 | 1004.0107 | 0.05467
| 512.1038 | 0.0015821 | 217.7752 | 0 | 217.7752 | 0 | 217.9414 | 0.00082711 | 510.7138 | 2.6669e-05 | 217.7752 | 0 | 514.6091 | 4.9749e-05 | 512.1038 | 0.0039933 | 217.7752 | 0 | 805.6247 | 0.0031806 | 820.9475 | 0.00013357 | 610.04 | 0.0015497 | 1068.3746 | 0.0010743 | 1010.7269 | 0.052711 | 1088 | 0.00096333 | 1004.0664 | 0 | 1004.0601 | 0.05412
| 512.2582 | 0.0016881 | 217.9783 | 0 | 217.9783 | 0 | 218.1456 | -0.00012182 | 510.8693 | 1.0001e-05 | 217.9783 | 0 | 514.7621 | 6.339e-05 | 512.2582 | 0.0041668 | 217.9783 | 0 | 805.6893 | 0.0038089 | 821.1859 | 4.7579e-05 | 610.154 | 0.0017223 | 1068.4305 | 0.0010743 | 1010.852 | 0.052217 | 1089 | 0.00067036 | 1004.1158 | 0 | 1004.1094 | 0.05328
| 512.4125 | 0.0029357 | 218.1814 | 0 | 218.1814 | 0 | 218.3499 | 0.00089484 | 511.0249 | 6.6672e-06 | 218.1814 | 0 | 514.9151 | 5.356e-05 | 512.4125 | 0.004022 | 218.1814 | 0 | 805.7539 | 0.0031465 | 821.4242 | 0.00015224 | 610.268 | 0.0020374 | 1068.4865 | 0.0010743 | 1010.9772 | 0.051659 | 1090 | 0.00073656 | 1004.1652 | 0 | 1004.1589 | 0.05223
| 512.5669 | 0.0020749 | 218.3845 | 0 | 218.3845 | 0 | 218.5541 | -0.00029292 | 511.1805 | 1.0001e-05 | 218.3845 | 0 | 515.0682 | 6.7803e-05 | 512.5669 | 0.0042516 | 218.3845 | 0 | 805.8186 | 0.0021267 | 821.6626 | 4.6841e-05 | 610.382 | 0.001701 | 1068.5424 | 0.0010743 | 1011.1024 | 0.051093 | 1091 | 0.00053256 | 1004.2145 | 0 | 1004.2083 | 0.05111
| 512.7212 | 0.003006 | 218.5877 | 0 | 218.5877 | 0 | 218.7584 | 0.00013843 | 511.3361 | 0 | 218.5877 | 0 | 515.2212 | 4.694e-05 | 512.7212 | 0.0040907 | 218.5877 | 0 | 805.8831 | 0.0021084 | 821.901 | 0.000136 | 610.496 | 0.0027326 | 1068.5984 | 0.0010743 | 1011.2275 | 0.050537 | 1092 | 0.0006029 | 1004.264 | 0 | 1004.2577 | 0.05003
| 512.8756 | 0.0026024 | 218.7908 | 0 | 218.7908 | 0 | 218.9626 | -0.00032309 | 511.4917 | 1.0001e-05 | 218.7908 | 0 | 515.3743 | 6.7602e-05 | 512.8756 | 0.0042704 | 218.7908 | 0 | 805.9478 | 0.001516 | 822.1394 | 6.2614e-05 | 610.61 | 0.0033586 | 1068.6543 | 0.0010743 | 1011.3528 | 0.049977 | 1093 | 0.00070061 | 1004.3134 | 0 | 1004.3071 | 0.04908
| 513.0299 | 0.0039025 | 218.994 | 0 | 218.994 | 0 | 219.1669 | 0.00034945 | 511.6473 | 0 | 218.994 | 0 | 515.5274 | 4.7943e-05 | 513.0299 | 0.0039961 | 218.994 | 0 | 806.0124 | 0.0017673 | 822.3777 | 0.00014672 | 610.724 | 0.0030377 | 1068.7102 | 0.0010743 | 1011.4781 | 0.049391 | 1094 | 0.00070753 | 1004.3628 | 0 | 1004.3565 | 0.04833
| 513.1843 | 0.0012485 | 219.1972 | 0 | 219.1972 | 0 | 219.3712 | -0.00061976 | 511.8029 | 0 | 219.1972 | 0 | 515.6805 | 6.7201e-05 | 513.1843 | 0.0042402 | 219.1972 | 0 | 806.0771 | 0.0028245 | 822.6161 | 5.6415e-05 | 610.839 | 0.001481 | 1068.7661 | 0.0010853 | 1011.6034 | 0.048769 | 1095 | 0.00075956 | 1004.4122 | 0 | 1004.4059 | 0.04783
| 513.3387 | 0.0021446 | 219.4004 | 0 | 219.4004 | 0 | 219.5756 | 0.00066802 | 511.9585 | 0 | 219.4004 | 0 | 515.8336 | 5.9779e-05 | 513.3387 | 0.0039889 | 219.4005 | 0 | 806.1417 | 0.0033871 | 822.8546 | 0.00013975 | 610.953 | 0.0023761 | 1068.8221 | 0.0010853 | 1011.7288 | 0.048126 | 1096 | 0.00054612 | 1004.4616 | 0 | 1004.4553 | 0.0476
| 513.4931 | 0.0020925 | 219.6037 | 0 | 219.6037 | 0 | 219.7799 | -0.00021112 | 512.1141 | 1.0001e-05 | 219.6037 | 0 | 515.9867 | 4.694e-05 | 513.4931 | 0.0042788 | 219.6037 | 0 | 806.2064 | 0.0032696 | 823.093 | 8.7826e-05 | 611.067 | 0.0018454 | 1068.8781 | 0.0010853 | 1011.8541 | 0.047489 | 1097 | 0.00062604 | 1004.511 | 0 | 1004.5048 | 0.04765
| 513.6475 | 0.0017403 | 219.807 | 0 | 219.807 | 0 | 219.9843 | 0.00016814 | 512.2697 | 4.6671e-05 | 219.807 | 0 | 516.1398 | 6.68e-05 | 513.6475 | 0.0039613 | 219.807 | 0 | 806.2712 | 0.0038037 | 823.3314 | 0.00016099 | 611.181 | 0.0023694 | 1068.934 | 0.0010853 | 1011.9796 | 0.04688 | 1098 | 0.00095728 | 1004.5605 | 0 | 1004.5542 | 0.04795
| 513.8019 | 0.0021453 | 220.0102 | 0 | 220.0102 | 0 | 220.1886 | -0.00043751 | 512.4254 | 1.0001e-05 | 220.0102 | 0 | 516.2929 | 3.9117e-05 | 513.8019 | 0.0041884 | 220.0102 | 0 | 806.3358 | 0.0036214 | 823.5698 | 8.377e-05 | 611.296 | 0.002001 | 1068.99 | 0.0010962 | 1012.105 | 0.046295 | 1099 | 0.00069794 | 1004.6099 | 0 | 1004.6036 | 0.04849
| 513.9564 | 0.0021271 | 220.2135 | 0 | 220.2135 | 0 | 220.393 | -6.9949e-05 | 512.581 | 6.6672e-06 | 220.2135 | 0 | 516.4461 | 6.9408e-05 | 513.9564 | 0.0039702 | 220.2135 | 0 | 806.4006 | 0.0030901 | 823.8083 | 0.0001523 | 611.41 | 0.0039047 | 1069.0459 | 0.0010962 | 1012.2305 | 0.045708 | 1100 | 0.00064145 | 1004.6594 | 0 | 1004.6531 | 0.04921
| 514.1108 | 0.0020925 | 220.4168 | 0 | 220.4168 | 0 | 220.5974 | 5.4759e-05 | 512.7367 | 1.0001e-05 | 220.4168 | 0 | 516.5992 | 4.7943e-05 | 514.1108 | 0.0042081 | 220.4169 | 0 | 806.4652 | 0.0025226 | 824.0467 | 8.1289e-05 | 611.525 | 0.0026857 | 1069.1019 | 0.0011072 | 1012.356 | 0.045083 | 1101 | 0.00067924 | 1004.7088 | 0 | 1004.7025 | 0.05005
| 514.2653 | 0.0021446 | 220.6202 | 0 | 220.6202 | 0 | 220.8019 | 0.00019049 | 512.8923 | 6.6672e-06 | 220.6202 | 0 | 516.7524 | 5.4363e-05 | 514.2653 | 0.0040329 | 220.6202 | 0 | 806.5299 | 0.0039592 | 824.2852 | 0.00014576 | 611.639 | 0.0025145 | 1069.1578 | 0.0011072 | 1012.4815 | 0.044413 | 1102 | 0.00059073 | 1004.7583 | 0 | 1004.752 | 0.05095
| 514.4197 | 0.0009847 | 220.8235 | 0 | 220.8235 | 0 | 221.0063 | -0.00020944 | 513.048 | 0 | 220.8235 | 0 | 516.9056 | 5.2156e-05 | 514.4197 | 0.0041972 | 220.8235 | 0 | 806.5947 | 0.0037289 | 824.5237 | 6.075e-05 | 611.754 | 0.0011756 | 1069.2139 | 0.0011072 | 1012.6071 | 0.043741 | 1103 | 0.00074096 | 1004.8077 | 0 | 1004.8015 | 0.05181
| 514.5742 | 0.0021622 | 221.0269 | 0 | 221.0269 | 0 | 221.2108 | 0.00038419 | 513.2036 | 6.6672e-06 | 221.0269 | 0 | 517.0587 | 5.4162e-05 | 514.5742 | 0.0040277 | 221.0269 | 0 | 806.6594 | 0.0033723 | 824.7621 | 0.00015245 | 611.868 | 0.0020768 | 1069.2699 | 0.0011182 | 1012.7327 | 0.043168 | 1104 | 0.0006059 | 1004.8572 | 0 | 1004.8509 | 0.05256
| 514.7287 | 0.0016529 | 221.2303 | 0 | 221.2303 | 0 | 221.4153 | -0.00089659 | 513.3593 | 1.0001e-05 | 221.2303 | 0 | 517.2119 | 5.697e-05 | 514.7287 | 0.0042131 | 221.2303 | 0 | 806.7241 | 0.002921 | 825.0006 | 8.6577e-05 | 611.983 | 0.0026079 | 1069.3259 | 0.0011182 | 1012.8583 | 0.042831 | 1105 | 0.00075884 | 1004.9067 | 0 | 1004.9004 | 0.05315
| 514.8831 | 0.0034455 | 221.4337 | 0 | 221.4337 | 0 | 221.6197 | 0.00028813 | 513.515 | 6.6672e-06 | 221.4337 | 0 | 517.3651 | 6.0782e-05 | 514.8831 | 0.0039896 | 221.4337 | 0 | 806.7889 | 0.0033507 | 825.2391 | 0.00016756 | 612.098 | 0.0017431 | 1069.3818 | 0.0011291 | 1012.9839 | 0.042859 | 1106 | 0.00056744 | 1004.9562 | 0 | 1004.9498 | 0.05353
| 515.0376 | 0.0012661 | 221.6371 | 0 | 221.6371 | 0 | 221.8242 | -0.00011668 | 513.6707 | 3.0002e-05 | 221.6371 | 0 | 517.5184 | 4.4132e-05 | 515.0376 | 0.0042431 | 221.6371 | 0 | 806.8536 | 0.0034653 | 825.4776 | 9.5023e-05 | 612.213 | 0.0029399 | 1069.4379 | 0.0011291 | 1013.1096 | 0.043326 | 1107 | 0.00075174 | 1005.0056 | 0 | 1004.9993 | 0.05371
| 515.1921 | 0.0018282 | 221.8406 | 0 | 221.8406 | 0 | 222.0288 | 0.00013344 | 513.8264 | 6.6672e-06 | 221.8406 | 0 | 517.6716 | 7.1815e-05 | 515.1921 | 0.0040287 | 221.8406 | 0 | 806.9185 | 0.0028672 | 825.7161 | 0.00016752 | 612.327 | 0.0021427 | 1069.4939 | 0.0011401 | 1013.2354 | 0.044231 | 1108 | 0.00085162 | 1005.0551 | 0 | 1005.0488 | 0.0537
| 515.3466 | 0.0013891 | 222.044 | 0 | 222.044 | 0 | 222.2333 | 0.0003628 | 513.9821 | 3.0002e-05 | 222.044 | 0 | 517.8248 | 4.1324e-05 | 515.3466 | 0.0042003 | 222.044 | 0 | 806.9832 | 0.0029659 | 825.9547 | 8.1381e-05 | 612.442 | 0.0028243 | 1069.5499 | 0.0011511 | 1013.3611 | 0.045492 | 1109 | 0.00079882 | 1005.1046 | 0 | 1005.0983 | 0.05356
| 515.5011 | 0.0019337 | 222.2475 | 0 | 222.2475 | 0 | 222.4379 | 0.00018453 | 514.1378 | 0 | 222.2475 | 0 | 517.9781 | 6.8003e-05 | 515.5011 | 0.0038567 | 222.2475 | 0 | 807.048 | 0.0031448 | 826.1932 | 0.00017493 | 612.557 | 0.0020341 | 1069.606 | 0.0011511 | 1013.4869 | 0.046973 | 1110 | 0.00076022 | 1005.1541 | 0 | 1005.1478 | 0.05331
| 515.6557 | 0.0021804 | 222.451 | 0 | 222.451 | 0 | 222.6425 | -0.00021723 | 514.2936 | 1.0001e-05 | 222.451 | 0 | 518.1313 | 6.0581e-05 | 515.6557 | 0.0040687 | 222.451 | 0 | 807.1129 | 0.003059 | 826.4317 | 8.9203e-05 | 612.672 | 0.0024247 | 1069.662 | 0.001162 | 1013.6127 | 0.048513 | 1111 | 0.00079436 | 1005.2036 | 0 | 1005.1973 | 0.05301
| 515.8102 | 0.002883 | 222.6545 | 0 | 222.6545 | 0 | 222.847 | 0.0011316 | 514.4493 | 6.6672e-06 | 222.6545 | 0 | 518.2846 | 4.1123e-05 | 515.8102 | 0.0039065 | 222.6546 | 0 | 807.1777 | 0.0034736 | 826.6703 | 0.00018167 | 612.787 | 0.0020954 | 1069.718 | 0.001162 | 1013.7386 | 0.04996 | 1112 | 0.0007459 | 1005.2531 | 0 | 1005.2468 | 0.05267
| 515.9648 | 0.0022156 | 222.8581 | 0 | 222.8581 | 0 | 223.0517 | -0.00041947 | 514.605 | 3.0002e-05 | 222.8581 | 0 | 518.4379 | 8.1243e-05 | 515.9648 | 0.0041739 | 222.8581 | 0 | 807.2426 | 0.0033057 | 826.9088 | 9.7853e-05 | 612.902 | 0.0010905 | 1069.774 | 0.001173 | 1013.8644 | 0.051179 | 1113 | 0.00074141 | 1005.3026 | 0 | 1005.2963 | 0.05227
| 516.1193 | 0.0027951 | 223.0616 | 0 | 223.0616 | 0 | 223.2563 | 0.0003003 | 514.7608 | 0 | 223.0616 | 0 | 518.5911 | 2.4874e-05 | 516.1193 | 0.0039351 | 223.0616 | 0 | 807.3074 | 0.0030765 | 827.1474 | 0.00017209 | 613.017 | 0.0012775 | 1069.8302 | 0.0011839 | 1013.9904 | 0.052062 | 1114 | 0.00080375 | 1005.3521 | 0 | 1005.3458 | 0.05181
| 516.2739 | 0.0018287 | 223.2652 | 0 | 223.2652 | 0 | 223.4609 | -0.00094515 | 514.9165 | 3.0002e-05 | 223.2652 | 0 | 518.7444 | 7.9237e-05 | 516.2739 | 0.0042171 | 223.2652 | 0 | 807.3723 | 0.0033169 | 827.3859 | 9.1733e-05 | 613.132 | 0.0015021 | 1069.8862 | 0.0011839 | 1014.1163 | 0.052526 | 1115 | 0.00078619 | 1005.4016 | 0 | 1005.3953 | 0.05125
| 516.4284 | 0.0028126 | 223.4688 | 0 | 223.4688 | 0 | 223.6656 | 0.00047166 | 515.0723 | 0 | 223.4688 | 0 | 518.8978 | 5.4563e-05 | 516.4284 | 0.004004 | 223.4688 | 0 | 807.4371 | 0.0036945 | 827.6245 | 0.00018032 | 613.247 | 0.0017414 | 1069.9423 | 0.0011949 | 1014.2422 | 0.052519 | 1116 | 0.00084569 | 1005.4512 | 0 | 1005.4448 | 0.05056
| 516.583 | 0.0030948 | 223.6724 | 0 | 223.6724 | 0 | 223.8703 | -0.00042001 | 515.2281 | 3.0002e-05 | 223.6724 | 0 | 519.0511 | 5.9177e-05 | 516.583 | 0.0043488 | 223.6724 | 0 | 807.502 | 0.0029414 | 827.8631 | 9.5097e-05 | 613.362 | 0.0011597 | 1069.9983 | 0.0012059 | 1014.3683 | 0.052029 | 1117 | 0.00096235 | 1005.5007 | 0 | 1005.4944 | 0.04972
| 516.7376 | 0.0024259 | 223.876 | 0 | 223.876 | 0 | 224.075 | 0.00019951 | 515.3838 | 0 | 223.876 | 0 | 519.2044 | 5.8976e-05 | 516.7376 | 0.0040706 | 223.876 | 0 | 807.5669 | 0.0019422 | 828.1017 | 0.00016531 | 613.478 | 0.001196 | 1070.0544 | 0.0012168 | 1014.4943 | 0.051091 | 1118 | 0.00101 | 1005.5502 | 0 | 1005.5439 | 0.04872
| 516.8922 | 0.0021277 | 224.0797 | 0 | 224.0797 | 0 | 224.2797 | -0.00047524 | 515.5396 | 1.0001e-05 | 224.0797 | 0 | 519.3577 | 4.8345e-05 | 516.8922 | 0.0043921 | 224.0797 | 0 | 807.6318 | 0.0034172 | 828.3403 | 0.00010522 | 613.593 | 0.0015478 | 1070.1105 | 0.0012278 | 1014.6204 | 0.049794 | 1119 | 0.00099528 | 1005.5997 | 0 | 1005.5934 | 0.04758
| 517.0468 | 0.0021271 | 224.2834 | 0 | 224.2834 | 0 | 224.4844 | 0.00025048 | 515.6954 | 0 | 224.2834 | 0 | 519.5111 | 5.9378e-05 | 517.0468 | 0.0040347 | 224.2834 | 0 | 807.6967 | 0.0031397 | 828.5789 | 0.00017419 | 613.708 | 0.0019907 | 1070.1666 | 0.0012278 | 1014.7465 | 0.048265 | 1120 | 0.00060206 | 1005.6493 | 0 | 1005.643 | 0.04633
| 517.2014 | 0.0015474 | 224.487 | 0 | 224.487 | 0 | 224.6891 | -0.00036039 | 515.8512 | 3.0002e-05 | 224.487 | 0 | 519.6644 | 6.3791e-05 | 517.2014 | 0.0042879 | 224.487 | 0 | 807.7617 | 0.0035728 | 828.8175 | 0.00011303 | 613.823 | 0.0017257 | 1070.2227 | 0.0012387 | 1014.8726 | 0.046657 | 1121 | 0.00063864 | 1005.6988 | 0 | 1005.6926 | 0.045
| 517.3561 | 0.0014415 | 224.6907 | 0 | 224.6907 | 0 | 224.8939 | 0.00081385 | 516.007 | 0 | 224.6907 | 0 | 519.8178 | 6.4192e-05 | 517.3561 | 0.004029 | 224.6908 | 0 | 807.8266 | 0.0035455 | 829.0562 | 0.0001722 | 613.939 | 0.0014678 | 1070.2788 | 0.0012497 | 1014.9988 | 0.045117 | 1122 | 0.00065452 | 1005.7484 | 0 | 1005.7421 | 0.04367
| 517.5107 | 0.0011605 | 224.8945 | 0 | 224.8945 | 0 | 225.0987 | -0.00032679 | 516.1628 | 3.0002e-05 | 224.8945 | 0 | 519.9712 | 5.4964e-05 | 517.5107 | 0.0043454 | 224.8945 | 0 | 807.8915 | 0.0035841 | 829.2948 | 0.00010339 | 614.054 | 0.0024497 | 1070.3348 | 0.0012607 | 1015.1249 | 0.04377 | 1123 | 0.00082057 | 1005.798 | 0 | 1005.7916 | 0.04242
| 517.6653 | 0.001547 | 225.0982 | 0 | 225.0982 | 0 | 225.3035 | 0.00056105 | 516.3187 | 0 | 225.0982 | 0 | 520.1246 | 6.1384e-05 | 517.6653 | 0.0041679 | 225.0982 | 0 | 807.9565 | 0.0037672 | 829.5335 | 0.00017698 | 614.17 | 0.0015811 | 1070.391 | 0.0012716 | 1015.2512 | 0.0427 | 1124 | 0.00093571 | 1005.8475 | 0 | 1005.8412 | 0.04131
| 517.82 | 0.0025321 | 225.302 | 0 | 225.302 | 0 | 225.5083 | -0.00040285 | 516.4745 | 3.0002e-05 | 225.302 | 0 | 520.278 | 4.9949e-05 | 517.82 | 0.0043305 | 225.302 | 0 | 808.0214 | 0.0025875 | 829.7721 | 9.9144e-05 | 614.285 | 0.002392 | 1070.4471 | 0.0012826 | 1015.3774 | 0.041943 | 1125 | 0.00098692 | 1005.8971 | 0 | 1005.8908 | 0.04039
| 517.9746 | 0.001002 | 225.5057 | 0 | 225.5057 | 0 | 225.7131 | 0.00015813 | 516.6303 | 0 | 225.5057 | 0 | 520.4314 | 6.7803e-05 | 517.9746 | 0.0040772 | 225.5057 | 0 | 808.0864 | 0.0036599 | 830.0108 | 0.00017481 | 614.401 | 0.0025577 | 1070.5033 | 0.0012826 | 1015.5037 | 0.041489 | 1126 | 0.00080146 | 1005.9467 | 0 | 1005.9404 | 0.03972
| 518.1293 | 0.0018287 | 225.7095 | 0 | 225.7095 | 0 | 225.918 | -0.00025104 | 516.7862 | 1.0001e-05 | 225.7095 | 0 | 520.5848 | 4.9348e-05 | 518.1293 | 0.004231 | 225.7095 | 0 | 808.1514 | 0.003224 | 830.2494 | 0.0001082 | 614.516 | 0.0012182 | 1070.5593 | 0.0012936 | 1015.63 | 0.041294 | 1127 | 0.00094658 | 1005.9962 | 0 | 1005.9899 | 0.03931
| 518.284 | 0.0020743 | 225.9133 | 0 | 225.9133 | 0 | 226.1228 | 0.00048014 | 516.942 | 6.6672e-06 | 225.9133 | 0 | 520.7383 | 5.8375e-05 | 518.284 | 0.0039459 | 225.9133 | 0 | 808.2165 | 0.0030182 | 830.4881 | 0.00019898 | 614.632 | 0.0016925 | 1070.6155 | 0.0013066 | 1015.7563 | 0.041294 | 1128 | 0.001 | 1006.0458 | 0 | 1006.0395 | 0.03915
| 518.4387 | 0.0012836 | 226.1172 | 0 | 226.1172 | 0 | 226.3277 | -0.00025209 | 517.0979 | 1.0001e-05 | 226.1172 | 0 | 520.8917 | 4.8345e-05 | 518.4387 | 0.0041365 | 226.1172 | 0 | 808.2814 | 0.0024664 | 830.7268 | 0.00011114 | 614.748 | 0.0012385 | 1070.6716 | 0.0013167 | 1015.8828 | 0.041422 | 1129 | 0.00086924 | 1006.0954 | 0 | 1006.0891 | 0.03926
| 518.5934 | 0.0021974 | 226.321 | 0 | 226.321 | 0 | 226.5326 | 0.00039217 | 517.2537 | 0 | 226.321 | 0 | 521.0452 | 5.8976e-05 | 518.5934 | 0.0039238 | 226.321 | 0 | 808.3464 | 0.0028303 | 830.9655 | 0.00017823 | 614.863 | 0.0023645 | 1070.7278 | 0.0013268 | 1016.0092 | 0.041632 | 1130 | 0.00087954 | 1006.145 | 0 | 1006.1387 | 0.03959
| 518.7481 | 0.00068578 | 226.5249 | 0 | 226.5249 | 0 | 226.7375 | -0.0005017 | 517.4096 | 0 | 226.5249 | 0 | 521.1986 | 5.2758e-05 | 518.7481 | 0.0042036 | 226.5249 | 0 | 808.4114 | 0.003164 | 831.2042 | 0.00010746 | 614.979 | 0.0023333 | 1070.7839 | 0.001337 | 1016.1356 | 0.041906 | 1131 | 0.00086912 | 1006.1946 | 0 | 1006.1883 | 0.04014
| 518.9028 | 0.0011426 | 226.7288 | 0 | 226.7288 | 0 | 226.9424 | 0.0003489 | 517.5655 | 0 | 226.7288 | 0 | 521.3521 | 5.2958e-05 | 518.9028 | 0.0040303 | 226.7288 | 0 | 808.4765 | 0.0024406 | 831.4429 | 0.00020527 | 615.095 | 0.0026169 | 1070.8401 | 0.0013473 | 1016.2621 | 0.042263 | 1132 | 0.00103 | 1006.2442 | 0 | 1006.2378 | 0.04086
| 519.0575 | 0.0023914 | 226.9327 | 0 | 226.9327 | 0 | 227.1474 | -0.00067992 | 517.7214 | 0 | 226.9327 | 0 | 521.5056 | 5.7572e-05 | 519.0575 | 0.0042417 | 226.9327 | 0 | 808.5415 | 0.0036013 | 831.6816 | 0.00012345 | 615.211 | 0.0028077 | 1070.8962 | 0.0013576 | 1016.3886 | 0.04275 | 1133 | 0.00114 | 1006.2938 | 0 | 1006.2875 | 0.0417
| 519.2122 | 0.0031642 | 227.1366 | 0 | 227.1366 | 0 | 227.3524 | 0.0001175 | 517.8773 | 6.6672e-06 | 227.1366 | 0 | 521.6591 | 4.4132e-05 | 519.2122 | 0.0040062 | 227.1366 | 0 | 808.6066 | 0.0024376 | 831.9203 | 0.00021009 | 615.327 | 0.0012477 | 1070.9524 | 0.001368 | 1016.5151 | 0.04342 | 1134 | 0.00139 | 1006.3434 | 0 | 1006.3371 | 0.04263
| 519.367 | 0.00084403 | 227.3405 | 0 | 227.3405 | 0 | 227.5573 | -0.00022187 | 518.0332 | 0 | 227.3405 | 0 | 521.8126 | 7.2617e-05 | 519.367 | 0.0041273 | 227.3405 | 0 | 808.6716 | 0.0024809 | 832.1591 | 0.00012596 | 615.443 | 0.001139 | 1071.0087 | 0.0013785 | 1016.6417 | 0.044301 | 1135 | 0.00129 | 1006.393 | 0 | 1006.3867 | 0.04359
| 519.5217 | 0.0032873 | 227.5445 | 0 | 227.5445 | 0 | 227.7623 | 0.00058813 | 518.1891 | 6.6672e-06 | 227.5445 | 0 | 521.9661 | 4.012e-05 | 519.5217 | 0.0038875 | 227.5445 | 0 | 808.7367 | 0.0032544 | 832.3978 | 0.00021247 | 615.559 | 0.0020218 | 1071.0648 | 0.001389 | 1016.7683 | 0.04538 | 1136 | 0.00132 | 1006.4426 | 0 | 1006.4363 | 0.04456
| 519.6765 | 0.0019342 | 227.7485 | 0 | 227.7485 | 0 | 227.9673 | -0.00028637 | 518.345 | 0 | 227.7485 | 0 | 522.1196 | 5.9779e-05 | 519.6765 | 0.00419 | 227.7485 | 0 | 808.8018 | 0.0037468 | 832.6366 | 0.00013101 | 615.675 | 0.0026435 | 1071.121 | 0.0013994 | 1016.8949 | 0.046596 | 1137 | 0.00125 | 1006.4923 | 0 | 1006.486 | 0.04551
| 519.8313 | 0.0042717 | 227.9525 | 0 | 227.9525 | 0 | 228.1724 | -6.011e-07 | 518.5009 | 6.6672e-06 | 227.9525 | 0 | 522.2732 | 5.7171e-05 | 519.8313 | 0.0040453 | 227.9525 | 0 | 808.8669 | 0.003872 | 832.8754 | 0.00019986 | 615.791 | 0.0018119 | 1071.1772 | 0.00141 | 1017.0215 | 0.047853 | 1138 | 0.00124 | 1006.5419 | 0 | 1006.5356 | 0.04642
| 519.986 | 0.0029541 | 228.1565 | 0 | 228.1565 | 0 | 228.3774 | -0.00074969 | 518.6569 | 1.0001e-05 | 228.1565 | 0 | 522.4267 | 4.7542e-05 | 519.986 | 0.0043182 | 228.1565 | 0 | 808.932 | 0.0025779 | 833.1141 | 0.00013301 | 615.907 | 0.0026706 | 1071.2334 | 0.0014204 | 1017.1483 | 0.04905 | 1139 | 0.00109 | 1006.5915 | 0 | 1006.5852 | 0.04731
| 520.1408 | 0.00065043 | 228.3605 | 0 | 228.3605 | 0 | 228.5825 | 0.00020738 | 518.8128 | 6.6672e-06 | 228.3605 | 0 | 522.5803 | 6.3189e-05 | 520.1408 | 0.0039887 | 228.3605 | 0 | 808.9971 | 0.0021686 | 833.3529 | 0.00021369 | 616.023 | 0.00202 | 1071.2895 | 0.0014309 | 1017.275 | 0.050106 | 1140 | 0.00124 | 1006.6412 | 0 | 1006.6348 | 0.04817
| 520.2956 | 0.00091437 | 228.5646 | 0 | 228.5646 | 0 | 228.7876 | 4.1138e-05 | 518.9688 | 0 | 228.5646 | 0 | 522.7338 | 5.1955e-05 | 520.2956 | 0.0042663 | 228.5646 | 0 | 809.0623 | 0.0022285 | 833.5917 | 0.00013981 | 616.139 | 0.0011604 | 1071.3458 | 0.0014414 | 1017.4017 | 0.050976 | 1141 | 0.00126 | 1006.6908 | 0 | 1006.6845 | 0.04901
| 520.4504 | 0.0021446 | 228.7686 | 0 | 228.7686 | 0 | 228.9926 | 0.00015044 | 519.1247 | 6.6672e-06 | 228.7686 | 0 | 522.8874 | 5.6569e-05 | 520.4504 | 0.0040916 | 228.7686 | 0 | 809.1274 | 0.0028497 | 833.8305 | 0.00022215 | 616.256 | 0.0014231 | 1071.402 | 0.0014517 | 1017.5286 | 0.051646 | 1142 | 0.00118 | 1006.7404 | 0 | 1006.7341 | 0.04981
| 520.6052 | 0.0037454 | 228.9727 | 0 | 228.9727 | 0 | 229.1978 | 6.4903e-05 | 519.2807 | 3.0002e-05 | 228.9727 | 0 | 523.041 | 4.0922e-05 | 520.6052 | 0.0043264 | 228.9727 | 0 | 809.1926 | 0.0035352 | 834.0693 | 0.00014322 | 616.372 | 0.0017873 | 1071.4582 | 0.0014621 | 1017.6553 | 0.052129 | 1143 | 0.00143 | 1006.7901 | 0 | 1006.7838 | 0.05057
| 520.7601 | 0.0034103 | 229.1768 | 0 | 229.1768 | 0 | 229.4029 | 0.0011738 | 519.4366 | 0 | 229.1768 | 0 | 523.1946 | 6.4593e-05 | 520.7601 | 0.0040295 | 229.1768 | 0 | 809.2577 | 0.0032569 | 834.3081 | 0.00021907 | 616.488 | 0.002221 | 1071.5145 | 0.0014724 | 1017.7822 | 0.052446 | 1144 | 0.00159 | 1006.8398 | 0 | 1006.8334 | 0.05128
| 520.9149 | 0.0014771 | 229.3809 | 0 | 229.3809 | 0 | 229.608 | -0.00039178 | 519.5926 | 3.0002e-05 | 229.3809 | 0 | 523.3482 | 3.691e-05 | 520.9149 | 0.0041839 | 229.381 | 0 | 809.3229 | 0.0036396 | 834.5469 | 0.00014103 | 616.605 | 0.0019819 | 1071.5707 | 0.0014825 | 1017.9091 | 0.052614 | 1145 | 0.00146 | 1006.8894 | 0 | 1006.8831 | 0.05195
| 521.0697 | 0.0027072 | 229.5851 | 0 | 229.5851 | 0 | 229.8132 | 0.00019931 | 519.7486 | 0 | 229.5851 | 0 | 523.5018 | 8.2246e-05 | 521.0697 | 0.0039546 | 229.5851 | 0 | 809.3881 | 0.0033424 | 834.7857 | 0.00022371 | 616.721 | 0.0017711 | 1071.627 | 0.0014926 | 1018.036 | 0.052641 | 1146 | 0.00154 | 1006.9391 | 0 | 1006.9328 | 0.05256
| 521.2246 | 0.0021101 | 229.7892 | 0 | 229.7892 | 0 | 230.0184 | -7.0157e-05 | 519.9046 | 0 | 229.7892 | 0 | 523.6554 | 3.8315e-05 | 521.2246 | 0.0042077 | 229.7893 | 0 | 809.4532 | 0.0030766 | 835.0246 | 0.00014964 | 616.838 | 0.0014824 | 1071.6832 | 0.0015025 | 1018.163 | 0.052511 | 1147 | 0.00154 | 1006.9888 | 0 | 1006.9825 | 0.0531
| 521.3794 | 0.0028478 | 229.9934 | 0 | 229.9934 | 0 | 230.2236 | 0.00016651 | 520.0606 | 0 | 229.9934 | 0 | 523.8091 | 5.697e-05 | 521.3794 | 0.0040313 | 229.9934 | 0 | 809.5185 | 0.0027777 | 835.2634 | 0.00020796 | 616.954 | 0.0030454 | 1071.7395 | 0.0015124 | 1018.2899 | 0.052181 | 1148 | 0.00155 | 1007.0385 | 0 | 1007.0322 | 0.05356
| 521.5343 | 0.0018639 | 230.1976 | 0 | 230.1976 | 0 | 230.4288 | -0.0003017 | 520.2166 | 1.0001e-05 | 230.1976 | 0 | 523.9627 | 4.353e-05 | 521.5343 | 0.0042761 | 230.1976 | 0 | 809.5837 | 0.0023301 | 835.5023 | 0.00014655 | 617.071 | 0.0017638 | 1071.7957 | 0.0015219 | 1018.4169 | 0.051582 | 1149 | 0.00159 | 1007.0881 | 0 | 1007.0819 | 0.0539
| 521.6892 | 0.0020216 | 230.4018 | 0 | 230.4018 | 0 | 230.634 | 0.00026373 | 520.3726 | 0 | 230.4018 | 0 | 524.1164 | 6.4192e-05 | 521.6892 | 0.0040393 | 230.4018 | 0 | 809.6489 | 0.0030076 | 835.7411 | 0.00023248 | 617.187 | 0.0019487 | 1071.8519 | 0.0015315 | 1018.544 | 0.050636 | 1150 | 0.00165 | 1007.1378 | 0 | 1007.1315 | 0.0541
| 521.844 | 0.0020046 | 230.6061 | 0 | 230.6061 | 0 | 230.8393 | -0.00042193 | 520.5286 | 1.0001e-05 | 230.6061 | 0 | 524.2701 | 5.1755e-05 | 521.844 | 0.0042035 | 230.6061 | 0 | 809.7142 | 0.0021504 | 835.98 | 0.00015269 | 617.304 | 0.0018452 | 1071.9082 | 0.0015408 | 1018.6711 | 0.049297 | 1151 | 0.0018 | 1007.1875 | 0 | 1007.1812 | 0.05414
| 521.9989 | 0.0022853 | 230.8103 | 0 | 230.8103 | 0 | 231.0445 | 0.00026832 | 520.6847 | 6.6672e-06 | 230.8103 | 0 | 524.4237 | 5.9779e-05 | 521.9989 | 0.0040043 | 230.8103 | 0 | 809.7794 | 0.0021275 | 836.2189 | 0.00020818 | 617.421 | 0.001452 | 1071.9645 | 0.00155 | 1018.7982 | 0.047591 | 1152 | 0.0019 | 1007.2372 | 0 | 1007.2309 | 0.05399
| 522.1538 | 0.0013188 | 231.0146 | 0 | 231.0146 | 0 | 231.2498 | 0.00023953 | 520.8407 | 1.0001e-05 | 231.0146 | 0 | 524.5774 | 5.9177e-05 | 522.1538 | 0.004153 | 231.0146 | 0 | 809.8447 | 0.002501 | 836.4578 | 0.00015839 | 617.537 | 0.0021514 | 1072.0207 | 0.0015589 | 1018.9253 | 0.045647 | 1153 | 0.0021 | 1007.2869 | 0 | 1007.2806 | 0.05368
| 522.3087 | 0.0013887 | 231.2189 | 0 | 231.2189 | 0 | 231.4551 | -0.00071258 | 520.9967 | 0 | 231.2189 | 0 | 524.7311 | 3.7111e-05 | 522.3087 | 0.0039714 | 231.2189 | 0 | 809.91 | 0.0024 | 836.6966 | 0.00026764 | 617.654 | 0.0026507 | 1072.0772 | 0.0015677 | 1019.0525 | 0.04369 | 1154 | 0.00196 | 1007.3366 | 0 | 1007.3303 | 0.05321
| 522.4637 | 0.0033234 | 231.4232 | 0 | 231.4232 | 0 | 231.6604 | -0.00039686 | 521.1528 | 3.0002e-05 | 231.4232 | 0 | 524.8848 | 7.7231e-05 | 522.4637 | 0.0041644 | 231.4232 | 0 | 809.9752 | 0.0026337 | 836.9355 | 0.00015054 | 617.771 | 0.002056 | 1072.1334 | 0.0015762 | 1019.1797 | 0.041999 | 1155 | 0.00192 | 1007.3863 | 0 | 1007.38 | 0.05264
| 522.6186 | 0.0018458 | 231.6275 | 0 | 231.6275 | 0 | 231.8657 | 0.00020777 | 521.3088 | 0 | 231.6275 | 0 | 525.0386 | 2.5677e-05 | 522.6186 | 0.0039975 | 231.6275 | 0 | 810.0405 | 0.0028538 | 837.1744 | 0.00023741 | 617.888 | 0.0016823 | 1072.1897 | 0.0015845 | 1019.3069 | 0.040827 | 1156 | 0.00219 | 1007.436 | 0 | 1007.4298 | 0.05199
| 522.7735 | 0.0024266 | 231.8318 | 0 | 231.8318 | 0 | 232.0711 | -0.00086279 | 521.4649 | 3.0002e-05 | 231.8318 | 0 | 525.1923 | 9.1875e-05 | 522.7735 | 0.0041861 | 231.8318 | 0 | 810.1058 | 0.0022368 | 837.4134 | 0.00017778 | 618.005 | 0.0014092 | 1072.246 | 0.0015925 | 1019.4341 | 0.04033 | 1157 | 0.00211 | 1007.4858 | 0 | 1007.4795 | 0.05132
| 522.9285 | 0.0025138 | 232.0362 | 0 | 232.0362 | 0 | 232.2764 | -0.00025852 | 521.621 | 0 | 232.0362 | 0 | 525.346 | 3.4503e-05 | 522.9285 | 0.0039612 | 232.0362 | 0 | 810.1711 | 0.002948 | 837.6523 | 0.00022673 | 618.122 | 0.002316 | 1072.3024 | 0.0016004 | 1019.5615 | 0.040517 | 1158 | 0.00201 | 1007.5355 | 0 | 1007.5292 | 0.05067
| 523.0834 | 0.0022859 | 232.2406 | 0 | 232.2406 | 0 | 232.4818 | 0.00014307 | 521.7771 | 3.0002e-05 | 232.2406 | 0 | 525.4998 | 6.5195e-05 | 523.0834 | 0.0041793 | 232.2406 | 0 | 810.2365 | 0.0034697 | 837.8912 | 0.00015323 | 618.239 | 0.0022726 | 1072.3586 | 0.0016078 | 1019.6888 | 0.041257 | 1159 | 0.00219 | 1007.5853 | 0 | 1007.5789 | 0.05008
| 523.2384 | 0.0033927 | 232.445 | 0 | 232.445 | 0 | 232.6872 | 0.00013272 | 521.9331 | 0 | 232.445 | 0 | 525.6535 | 4.353e-05 | 523.2384 | 0.0039457 | 232.445 | 0 | 810.3018 | 0.003632 | 838.1302 | 0.00023028 | 618.356 | 0.0017395 | 1072.4149 | 0.001615 | 1019.8162 | 0.042331 | 1160 | 0.00222 | 1007.635 | 0 | 1007.6287 | 0.0496
| 523.3934 | 0.0021277 | 232.6494 | 0 | 232.6494 | 0 | 232.8926 | -0.00058326 | 522.0892 | 3.0002e-05 | 232.6494 | 0 | 525.8073 | 6.339e-05 | 523.3934 | 0.0042038 | 232.6494 | 0 | 810.3671 | 0.0028342 | 838.3691 | 0.00013312 | 618.473 | 0.00090319 | 1072.4713 | 0.001622 | 1019.9435 | 0.043511 | 1161 | 0.00231 | 1007.6847 | 0 | 1007.6784 | 0.04926
| 523.5483 | 0.0021095 | 232.8538 | 0 | 232.8538 | 0 | 233.0981 | -0.00033956 | 522.2453 | 0 | 232.8538 | 0 | 525.9611 | 4.9147e-05 | 523.5483 | 0.0039964 | 232.8538 | 0 | 810.4324 | 0.0015428 | 838.6081 | 0.00020558 | 618.59 | 0.0011491 | 1072.5276 | 0.0016285 | 1020.071 | 0.044623 | 1162 | 0.00248 | 1007.7344 | 0 | 1007.7282 | 0.0491
| 523.7033 | 0.0031124 | 233.0583 | 0 | 233.0583 | 0 | 233.3035 | -0.00013497 | 522.4015 | 1.0001e-05 | 233.0583 | 0 | 526.1149 | 6.1384e-05 | 523.7033 | 0.0042311 | 233.0583 | 0 | 810.4978 | 0.0025195 | 838.847 | 0.00014533 | 618.707 | 0.0018519 | 1072.584 | 0.0016349 | 1020.1984 | 0.045589 | 1163 | 0.0026 | 1007.7842 | 0 | 1007.7779 | 0.04915
| 523.8583 | 0.0033049 | 233.2627 | 0 | 233.2627 | 0 | 233.509 | 8.0602e-05 | 522.5576 | 0 | 233.2627 | 0 | 526.2687 | 3.2297e-05 | 523.8583 | 0.0039069 | 233.2627 | 0 | 810.5632 | 0.0026665 | 839.086 | 0.00020605 | 618.824 | 0.0027615 | 1072.6403 | 0.0016409 | 1020.3259 | 0.046412 | 1164 | 0.00236 | 1007.834 | 0 | 1007.8276 | 0.04941
| 524.0133 | 0.0021453 | 233.4672 | 0 | 233.4672 | 0 | 233.7144 | -0.00055948 | 522.7137 | 0 | 233.4672 | 0 | 526.4225 | 6.8003e-05 | 524.0133 | 0.0041831 | 233.4672 | 0 | 810.6285 | 0.0016346 | 839.325 | 0.00014994 | 618.942 | 0.001817 | 1072.6967 | 0.0016466 | 1020.4534 | 0.047148 | 1165 | 0.00249 | 1007.8837 | 0 | 1007.8774 | 0.04983
| 524.1683 | 0.0024259 | 233.6717 | 0 | 233.6717 | 0 | 233.9199 | 0.00095053 | 522.8698 | 6.6672e-06 | 233.6717 | 0 | 526.5763 | 3.8916e-05 | 524.1683 | 0.0039243 | 233.6717 | 0 | 810.694 | 0.0015804 | 839.564 | 0.00021428 | 619.059 | 0.0025274 | 1072.7531 | 0.001652 | 1020.581 | 0.047853 | 1166 | 0.00294 | 1007.9335 | 0 | 1007.9272 | 0.05037
| 524.3234 | 0.0016705 | 233.8763 | 0 | 233.8763 | 0 | 234.1255 | -0.00025032 | 523.026 | 1.0001e-05 | 233.8763 | 0 | 526.7302 | 5.6168e-05 | 524.3234 | 0.0042171 | 233.8762 | 0 | 810.7593 | 0.0024573 | 839.803 | 0.00014019 | 619.176 | 0.0014877 | 1072.8094 | 0.0016571 | 1020.7086 | 0.048554 | 1167 | 0.00298 | 1007.9833 | 0 | 1007.977 | 0.05095
| 524.4784 | 0.0031466 | 234.0808 | 0 | 234.0808 | 0 | 234.331 | 0.00084757 | 523.1821 | 6.6672e-06 | 234.0808 | 0 | 526.884 | 4.6138e-05 | 524.4784 | 0.0038823 | 234.0808 | 0 | 810.8248 | 0.0033581 | 840.042 | 0.00020045 | 619.294 | 0.0024127 | 1072.8657 | 0.0016617 | 1020.8362 | 0.049226 | 1168 | 0.00296 | 1008.0331 | 0 | 1008.0267 | 0.05147
| 524.6334 | 0.0016353 | 234.2854 | 0 | 234.2854 | 0 | 234.5365 | -0.00028995 | 523.3383 | 3.0002e-05 | 234.2854 | 0 | 527.0379 | 5.0752e-05 | 524.6334 | 0.0041418 | 234.2853 | 0 | 810.8902 | 0.0034801 | 840.281 | 0.00013903 | 619.411 | 0.0016422 | 1072.9221 | 0.0016661 | 1020.9638 | 0.049805 | 1169 | 0.00271 | 1008.0828 | 0 | 1008.0765 | 0.05187
| 524.7885 | 0.0031994 | 234.4899 | 0 | 234.4899 | 0 | 234.7421 | 0.00088268 | 523.4944 | 6.6672e-06 | 234.4899 | 0 | 527.1917 | 4.674e-05 | 524.7885 | 0.0039067 | 234.4899 | 0 | 810.9556 | 0.0035942 | 840.52 | 0.00020953 | 619.529 | 0.0021572 | 1072.9785 | 0.0016702 | 1021.0915 | 0.050201 | 1170 | 0.00286 | 1008.1326 | 0 | 1008.1263 | 0.05207
| 524.9436 | 0.001565 | 234.6945 | 0 | 234.6945 | 0 | 234.9477 | 0.00036155 | 523.6506 | 3.0002e-05 | 234.6945 | 0 | 527.3456 | 5.2557e-05 | 524.9436 | 0.0041364 | 234.6945 | 0 | 811.0211 | 0.0030859 | 840.7591 | 0.00012068 | 619.646 | 0.0020177 | 1073.0349 | 0.0016739 | 1021.2192 | 0.050326 | 1171 | 0.00295 | 1008.1824 | 0 | 1008.1761 | 0.05208
| 525.0986 | 0.0027775 | 234.8991 | 0 | 234.8991 | 0 | 235.1533 | 0.00046433 | 523.8068 | 6.6672e-06 | 234.8991 | 0 | 527.4995 | 4.333e-05 | 525.0986 | 0.0038589 | 234.8991 | 0 | 811.0865 | 0.0029274 | 840.9981 | 0.00019891 | 619.764 | 0.0011954 | 1073.0913 | 0.0016772 | 1021.3469 | 0.050118 | 1172 | 0.00307 | 1008.2322 | 0 | 1008.2259 | 0.05189
| 525.2537 | 0.0003341 | 235.1038 | 0 | 235.1038 | 0 | 235.3589 | -0.00087264 | 523.9629 | 1.0001e-05 | 235.1038 | 0 | 527.6534 | 5.6569e-05 | 525.2537 | 0.0040476 | 235.1038 | 0 | 811.1521 | 0.0024566 | 841.2372 | 0.00010931 | 619.882 | 0.002017 | 1073.1477 | 0.0016803 | 1021.4747 | 0.049565 | 1173 | 0.00341 | 1008.282 | 0 | 1008.2757 | 0.05155
| 525.4088 | 0.003217 | 235.3084 | 0 | 235.3084 | 0 | 235.5645 | 0.00036971 | 524.1191 | 0 | 235.3084 | 0 | 527.8073 | 4.6539e-05 | 525.4088 | 0.0038445 | 235.3084 | 0 | 811.2175 | 0.0024831 | 841.4762 | 0.00019752 | 619.999 | 0.0022384 | 1073.2041 | 0.001683 | 1021.6025 | 0.048717 | 1174 | 0.00324 | 1008.3318 | 0 | 1008.3255 | 0.05115
| 525.5639 | 0.0027783 | 235.5131 | 0 | 235.5131 | 0 | 235.7701 | -5.9147e-05 | 524.2753 | 1.0001e-05 | 235.5131 | 0 | 527.9612 | 4.8946e-05 | 525.5639 | 0.0040314 | 235.5131 | 0 | 811.283 | 0.0026419 | 841.7153 | 9.8454e-05 | 620.117 | 0.0013292 | 1073.2605 | 0.0016854 | 1021.7303 | 0.047681 | 1175 | 0.00344 | 1008.3817 | 0 | 1008.3753 | 0.05074
| 525.719 | 0.0026193 | 235.7178 | 0 | 235.7178 | 0 | 235.9758 | 0.0006927 | 524.4315 | 2.6669e-05 | 235.7178 | 0 | 528.1151 | 6.2587e-05 | 525.719 | 0.0038137 | 235.7178 | 0 | 811.3486 | 0.0032953 | 841.9543 | 0.00018625 | 620.235 | 0.0016857 | 1073.3169 | 0.0016874 | 1021.8582 | 0.04661 | 1176 | 0.00372 | 1008.4315 | 0 | 1008.4251 | 0.05037
| 525.8741 | 0.0026024 | 235.9225 | 0 | 235.9225 | 0 | 236.1815 | 7.7259e-05 | 524.5877 | 1.0001e-05 | 235.9225 | 0 | 528.2691 | 4.1123e-05 | 525.8741 | 0.0040602 | 235.9225 | 0 | 811.414 | 0.0034069 | 842.1934 | 9.7687e-05 | 620.352 | 0.0025025 | 1073.3734 | 0.0016893 | 1021.9861 | 0.045669 | 1177 | 0.00378 | 1008.4813 | 0 | 1008.475 | 0.05009
| 526.0292 | 0.0029181 | 236.1272 | 0 | 236.1272 | 0 | 236.3872 | 9.4677e-05 | 524.744 | 6.6672e-06 | 236.1272 | 0 | 528.423 | 5.6168e-05 | 526.0292 | 0.0039361 | 236.1272 | 0 | 811.4795 | 0.0028015 | 842.4325 | 0.00018403 | 620.47 | 0.0022837 | 1073.4298 | 0.0016907 | 1022.1141 | 0.044998 | 1178 | 0.00383 | 1008.5311 | 0 | 1008.5248 | 0.04988
| 526.1843 | 0.003341 | 236.3319 | 0 | 236.3319 | 0 | 236.5929 | 0.0001843 | 524.9002 | 3.0002e-05 | 236.3319 | 0 | 528.577 | 5.1354e-05 | 526.1843 | 0.0042161 | 236.3319 | 0 | 811.545 | 0.0030757 | 842.6716 | 9.1559e-05 | 620.588 | 0.0016374 | 1073.4862 | 0.0016918 | 1022.2421 | 0.044678 | 1179 | 0.00384 | 1008.5809 | 0 | 1008.5746 | 0.04972
| 526.3395 | 0.0020216 | 236.5367 | 0 | 236.5367 | 0 | 236.7986 | 0.00024549 | 525.0564 | 0 | 236.5367 | 0 | 528.7309 | 5.4764e-05 | 526.3395 | 0.0039872 | 236.5367 | 0 | 811.6106 | 0.0029308 | 842.9107 | 0.00017086 | 620.706 | 0.00136 | 1073.5427 | 0.0016928 | 1022.3701 | 0.044712 | 1180 | 0.00403 | 1008.6307 | 0 | 1008.6245 | 0.04957
| 526.4946 | 0.0013891 | 236.7415 | 0 | 236.7415 | 0 | 237.0044 | 7.5004e-05 | 525.2127 | 3.0002e-05 | 236.7415 | 0 | 528.8849 | 6.1384e-05 | 526.4946 | 0.0041494 | 236.7415 | 0 | 811.6761 | 0.0039913 | 843.1498 | 9.8611e-05 | 620.824 | 0.0019775 | 1073.5991 | 0.0016934 | 1022.498 | 0.045034 | 1181 | 0.00404 | 1008.6806 | 0 | 1008.6743 | 0.04939
| 526.6498 | 0.0026896 | 236.9463 | 0 | 236.9463 | 0 | 237.2101 | 0.00065841 | 525.3689 | 6.6672e-06 | 236.9463 | 0 | 529.0389 | 4.674e-05 | 526.6498 | 0.0039186 | 236.9463 | 0 | 811.7417 | 0.0029593 | 843.389 | 0.0001903 | 620.942 | 0.0018318 | 1073.6556 | 0.0016938 | 1022.6262 | 0.045541 | 1182 | 0.00415 | 1008.7305 | 0 | 1008.7241 | 0.04916
| 526.8049 | 0.00024618 | 237.1511 | 0 | 237.1511 | 0 | 237.4159 | -0.00023407 | 525.5252 | 0 | 237.1511 | 0 | 529.1929 | 5.4363e-05 | 526.8049 | 0.0040765 | 237.1511 | 0 | 811.8073 | 0.0036684 | 843.6281 | 9.8779e-05 | 621.06 | 0.0012663 | 1073.712 | 0.0016938 | 1022.7542 | 0.046131 | 1183 | 0.00409 | 1008.7803 | 0 | 1008.774 | 0.04888
| 526.9601 | 0.0030412 | 237.3559 | 0 | 237.3559 | 0 | 237.6217 | 0.00010643 | 525.6814 | 6.6672e-06 | 237.3559 | 0 | 529.3469 | 5.6168e-05 | 526.9601 | 0.0038995 | 237.3559 | 0 | 811.8729 | 0.0031469 | 843.8672 | 0.0001855 | 621.178 | 0.0015435 | 1073.7686 | 0.0016937 | 1022.8824 | 0.046733 | 1184 | 0.00426 | 1008.8301 | 0 | 1008.8238 | 0.04855
| 527.1153 | 0.0023387 | 237.5608 | 0 | 237.5608 | 0 | 237.8275 | 2.8018e-06 | 525.8377 | 0 | 237.5608 | 0 | 529.5009 | 6.2988e-05 | 527.1153 | 0.0040786 | 237.5608 | 0 | 811.9385 | 0.0022602 | 844.1064 | 0.00010339 | 621.297 | 0.0025249 | 1073.8249 | 0.0016933 | 1023.0105 | 0.047321 | 1185 | 0.00428 | 1008.88 | 0 | 1008.8737 | 0.04822
| 527.2705 | 0.0025314 | 237.7656 | 0 | 237.7656 | 0 | 238.0333 | -9.8428e-06 | 525.994 | 6.6672e-06 | 237.7656 | 0 | 529.655 | 4.4132e-05 | 527.2705 | 0.0039308 | 237.7656 | 0 | 812.0041 | 0.0023486 | 844.3455 | 0.00016357 | 621.415 | 0.0014741 | 1073.8815 | 0.0016928 | 1023.1387 | 0.047897 | 1186 | 0.00442 | 1008.9299 | 0 | 1008.9236 | 0.04791
| 527.4257 | 0.0018639 | 237.9705 | 0 | 237.9705 | 0 | 238.2392 | -0.00069357 | 526.1503 | 3.0002e-05 | 237.9705 | 0 | 529.809 | 6.4593e-05 | 527.4257 | 0.0040103 | 237.9705 | 0 | 812.0697 | 0.0032527 | 844.5847 | 8.2942e-05 | 621.533 | 0.0017854 | 1073.938 | 0.0016921 | 1023.2669 | 0.048464 | 1187 | 0.00489 | 1008.9797 | 0 | 1008.9734 | 0.04768
| 527.5809 | 0.0024786 | 238.1754 | 0 | 238.1754 | 0 | 238.445 | 0.00026702 | 526.3065 | 6.6672e-06 | 238.1754 | 0 | 529.9631 | 3.5707e-05 | 527.5809 | 0.0037873 | 238.1754 | 0 | 812.1353 | 0.0029077 | 844.8239 | 0.00017184 | 621.651 | 0.001863 | 1073.9944 | 0.0016911 | 1023.3952 | 0.048999 | 1188 | 0.00491 | 1009.0296 | 0 | 1009.0233 | 0.04754
| 527.7361 | 0.00096712 | 238.3803 | 0 | 238.3803 | 0 | 238.6509 | -0.00013955 | 526.4628 | 1.0001e-05 | 238.3803 | 0 | 530.1171 | 7.1414e-05 | 527.7361 | 0.0039341 | 238.3803 | 0 | 812.201 | 0.0028802 | 845.063 | 8.4085e-05 | 621.77 | 0.0016274 | 1074.0509 | 0.00169 | 1023.5235 | 0.049433 | 1189 | 0.00483 | 1009.0795 | 0 | 1009.0732 | 0.04751
| 527.8913 | 0.0017052 | 238.5853 | 0 | 238.5853 | 0 | 238.8568 | 0.00093968 | 526.6191 | 0 | 238.5853 | 0 | 530.2712 | 3.7512e-05 | 527.8913 | 0.0037935 | 238.5853 | 0 | 812.2665 | 0.0027924 | 845.3022 | 0.00016314 | 621.888 | 0.0016263 | 1074.1074 | 0.0016888 | 1023.6518 | 0.049659 | 1190 | 0.00508 | 1009.1294 | 0 | 1009.1231 | 0.0476
| 528.0466 | 0.0013188 | 238.7902 | 0 | 238.7902 | 0 | 239.0627 | 0.00017705 | 526.7755 | 0 | 238.7902 | 0 | 530.4253 | 6.2988e-05 | 528.0466 | 0.0040406 | 238.7902 | 0 | 812.3322 | 0.0041543 | 845.5414 | 7.8049e-05 | 622.006 | 0.0013106 | 1074.1639 | 0.0016875 | 1023.7802 | 0.049553 | 1191 | 0.00549 | 1009.1793 | 0 | 1009.173 | 0.04781
| 528.2018 | 0.0031818 | 238.9952 | 0 | 238.9952 | 0 | 239.2686 | 0.00034366 | 526.9318 | 6.6672e-06 | 238.9952 | 0 | 530.5793 | 4.3129e-05 | 528.2018 | 0.0038498 | 238.9952 | 0 | 812.3979 | 0.0031445 | 845.7806 | 0.00014988 | 622.125 | 0.0016117 | 1074.2205 | 0.0016862 | 1023.9085 | 0.049012 | 1192 | 0.00552 | 1009.2292 | 0 | 1009.2228 | 0.04813
| 528.3571 | 0.001776 | 239.2002 | 0 | 239.2002 | 0 | 239.4746 | -0.00029569 | 527.0881 | 5.0004e-05 | 239.2002 | 0 | 530.7334 | 4.674e-05 | 528.3571 | 0.0040281 | 239.2002 | 0 | 812.4636 | 0.0021511 | 846.0198 | 8.5429e-05 | 622.244 | 0.0013371 | 1074.277 | 0.0016847 | 1024.037 | 0.047988 | 1193 | 0.00572 | 1009.279 | 0 | 1009.2728 | 0.04858
| 528.5123 | 0.0037619 | 239.4052 | 0 | 239.4052 | 0 | 239.6805 | 9.9511e-05 | 527.2444 | 0 | 239.4052 | 0 | 530.8876 | 5.7973e-05 | 528.5123 | 0.003766 | 239.4052 | 0 | 812.5292 | 0.0032901 | 846.2591 | 0.00017014 | 622.362 | 0.0016779 | 1074.3335 | 0.0016832 | 1024.1654 | 0.046517 | 1194 | 0.00601 | 1009.329 | 0 | 1009.3227 | 0.04914
| 528.6676 | 0.0021453 | 239.6102 | 0 | 239.6102 | 0 | 239.8865 | -0.00062372 | 527.4008 | 1.0001e-05 | 239.6102 | 0 | 531.0417 | 3.2297e-05 | 528.6676 | 0.0039459 | 239.6102 | 0 | 812.595 | 0.0039428 | 846.4983 | 8.6147e-05 | 622.481 | 0.002088 | 1074.39 | 0.0016816 | 1024.2938 | 0.044716 | 1195 | 0.00626 | 1009.3789 | 0 | 1009.3726 | 0.04978
| 528.8229 | 0.0027247 | 239.8153 | 0 | 239.8153 | 0 | 240.0925 | 0.00024881 | 527.5571 | 6.6672e-06 | 239.8153 | 0 | 531.1958 | 7.2617e-05 | 528.8229 | 0.003777 | 239.8153 | 0 | 812.6608 | 0.0033984 | 846.7375 | 0.00016138 | 622.599 | 0.0022858 | 1074.4465 | 0.0016801 | 1024.4224 | 0.042776 | 1196 | 0.00685 | 1009.4288 | 0 | 1009.4225 | 0.05046
| 528.9782 | 0.00038685 | 240.0204 | 0 | 240.0204 | 0 | 240.2985 | -0.00035845 | 527.7135 | 0 | 240.0204 | 0 | 531.3499 | 2.5075e-05 | 528.9782 | 0.0039507 | 240.0204 | 0 | 812.7264 | 0.0033971 | 846.9768 | 7.6577e-05 | 622.718 | 0.0010436 | 1074.5032 | 0.0016787 | 1024.5509 | 0.040917 | 1197 | 0.00689 | 1009.4787 | 0 | 1009.4724 | 0.0511
| 529.1335 | 0.0031994 | 240.2254 | 0 | 240.2254 | 0 | 240.5045 | 9.9221e-06 | 527.8699 | 6.6672e-06 | 240.2254 | 0 | 531.5041 | 7.021e-05 | 529.1335 | 0.0037454 | 240.2254 | 0 | 812.7921 | 0.0036189 | 847.216 | 0.00016927 | 622.837 | 0.0024545 | 1074.5597 | 0.0016772 | 1024.6794 | 0.039351 | 1198 | 0.00692 | 1009.5286 | 0 | 1009.5223 | 0.05161
| 529.2888 | 0.0018287 | 240.4305 | 0 | 240.4305 | 0 | 240.7106 | -0.00073058 | 528.0262 | 3.0002e-05 | 240.4305 | 0 | 531.6583 | 2.4072e-05 | 529.2888 | 0.0039134 | 240.4305 | 0 | 812.8579 | 0.0030031 | 847.4553 | 7.6462e-05 | 622.956 | 0.0017792 | 1074.6162 | 0.0016757 | 1024.8081 | 0.038239 | 1199 | 0.00725 | 1009.5785 | 0 | 1009.5723 | 0.05192
| 529.4441 | 0.0021446 | 240.6357 | 0 | 240.6357 | 0 | 240.9166 | 0.00015668 | 528.1826 | 0 | 240.6357 | 0 | 531.8124 | 6.4393e-05 | 529.4441 | 0.0037508 | 240.6356 | 0 | 812.9236 | 0.0030791 | 847.6945 | 0.00015471 | 623.074 | 0.0024501 | 1074.6728 | 0.0016745 | 1024.9368 | 0.037656 | 1200 | 0.0074 | 1009.6285 | 0 | 1009.6222 | 0.05196
| 529.5994 | 0.0028662 | 240.8408 | 0 | 240.8408 | 0 | 241.1227 | -0.00029016 | 528.339 | 0 | 240.8408 | 0 | 531.9666 | 4.5937e-05 | 529.5994 | 0.0039602 | 240.8408 | 0 | 812.9895 | 0.0028593 | 847.9338 | 8.1421e-05 | 623.193 | 0.0013788 | 1074.7294 | 0.0016732 | 1025.0654 | 0.037589 | 1201 | 0.00777 | 1009.6785 | 0 | 1009.6721 | 0.05173
| 529.7547 | 0.002883 | 241.0459 | 0 | 241.0459 | 0 | 241.3288 | -5.3342e-05 | 528.4954 | 0 | 241.0459 | 0 | 532.1208 | 5.015e-05 | 529.7547 | 0.0038316 | 241.046 | 0 | 813.0552 | 0.0033551 | 848.1731 | 0.00015284 | 623.312 | 0.0018292 | 1074.7859 | 0.0016721 | 1025.1941 | 0.037942 | 1202 | 0.00815 | 1009.7284 | 0 | 1009.7221 | 0.05126
| 529.9101 | 0.0011078 | 241.2511 | 0 | 241.2511 | 0 | 241.5349 | -0.00039341 | 528.6518 | 1.0001e-05 | 241.2511 | 0 | 532.275 | 4.694e-05 | 529.9101 | 0.0040323 | 241.2511 | 0 | 813.121 | 0.0036 | 848.4124 | 8.0866e-05 | 623.431 | 0.0015639 | 1074.8425 | 0.0016713 | 1025.3229 | 0.038581 | 1203 | 0.00837 | 1009.7783 | 0 | 1009.772 | 0.05066
| 530.0654 | 0.003674 | 241.4563 | 0 | 241.4563 | 0 | 241.741 | 0.00048636 | 528.8082 | 6.6672e-06 | 241.4563 | 0 | 532.4292 | 4.3931e-05 | 530.0654 | 0.0038527 | 241.4563 | 0 | 813.1868 | 0.0047897 | 848.6517 | 0.00015095 | 623.55 | 0.0022061 | 1074.899 | 0.0016705 | 1025.4517 | 0.039369 | 1204 | 0.00815 | 1009.8283 | 0 | 1009.822 | 0.05003
| 530.2208 | 0.001143 | 241.6615 | 0 | 241.6615 | 0 | 241.9472 | -0.00029024 | 528.9646 | 0 | 241.6615 | 0 | 532.5834 | 4.8545e-05 | 530.2208 | 0.0040068 | 241.6615 | 0 | 813.2526 | 0.0026522 | 848.891 | 7.5796e-05 | 623.669 | 0.0017133 | 1074.9557 | 0.00167 | 1025.5804 | 0.040207 | 1205 | 0.00834 | 1009.8782 | 0 | 1009.8719 | 0.04947
| 530.3761 | 0.0034279 | 241.8667 | 0 | 241.8667 | 0 | 242.1533 | 0.00016917 | 529.121 | 0 | 241.8667 | 0 | 532.7377 | 5.2156e-05 | 530.3761 | 0.0038231 | 241.8667 | 0 | 813.3184 | 0.0013746 | 849.1303 | 0.00015868 | 623.789 | 0.0016377 | 1075.0123 | 0.0016698 | 1025.7092 | 0.04105 | 1206 | 0.00895 | 1009.9282 | 0 | 1009.9219 | 0.04908
| 530.5315 | 0.0011078 | 242.072 | 0 | 242.072 | 0 | 242.3595 | 0.00013248 | 529.2775 | 1.0001e-05 | 242.072 | 0 | 532.8919 | 4.674e-05 | 530.5315 | 0.0040153 | 242.072 | 0 | 813.3842 | 0.0017933 | 849.3696 | 8.0304e-05 | 623.908 | 0.0011214 | 1075.0689 | 0.0016696 | 1025.8381 | 0.041894 | 1207 | 0.00899 | 1009.9782 | 0 | 1009.9719 | 0.04887
| 530.6869 | 0.0018634 | 242.2773 | 0 | 242.2773 | 0 | 242.5657 | 0.0002156 | 529.4339 | 6.6672e-06 | 242.2773 | 0 | 533.0462 | 5.3761e-05 | 530.6869 | 0.0037854 | 242.2773 | 0 | 813.4501 | 0.0025524 | 849.609 | 0.00014932 | 624.027 | 0.0013894 | 1075.1255 | 0.0016699 | 1025.967 | 0.04275 | 1208 | 0.00911 | 1010.0282 | 0 | 1010.0218 | 0.04884
| 530.8423 | 0.0008792 | 242.4825 | 0 | 242.4825 | 0 | 242.7719 | -0.00048165 | 529.5903 | 3.0002e-05 | 242.4825 | 0 | 533.2004 | 3.5707e-05 | 530.8423 | 0.0039076 | 242.4825 | 0 | 813.5159 | 0.0038339 | 849.8483 | 6.865e-05 | 624.146 | 0.0020789 | 1075.1821 | 0.0016704 | 1026.0959 | 0.04362 | 1209 | 0.00953 | 1010.0781 | 0 | 1010.0718 | 0.04895
| 530.9977 | 0.003006 | 242.6878 | 0 | 242.6878 | 0 | 242.9781 | 0.00095855 | 529.7468 | 6.6672e-06 | 242.6878 | 0 | 533.3547 | 6.1584e-05 | 530.9977 | 0.0037291 | 242.6878 | 0 | 813.5818 | 0.0032955 | 850.0877 | 0.00013884 | 624.265 | 0.0016923 | 1075.2388 | 0.0016713 | 1026.225 | 0.044475 | 1210 | 0.00972 | 1010.1281 | 0 | 1010.1218 | 0.04912
| 531.1531 | 0.00091437 | 242.8932 | 0 | 242.8932 | 0 | 243.1844 | 6.3962e-05 | 529.9033 | 1.0001e-05 | 242.8932 | 0 | 533.509 | 2.347e-05 | 531.1531 | 0.0039531 | 242.8931 | 0 | 813.6476 | 0.0026912 | 850.327 | 7.0789e-05 | 624.385 | 0.0019565 | 1075.2954 | 0.0016724 | 1026.354 | 0.045258 | 1211 | 0.00994 | 1010.1781 | 0 | 1010.1718 | 0.04931
| 531.3085 | 0.0029533 | 243.0985 | 0 | 243.0985 | 0 | 243.3906 | 0.00022945 | 530.0597 | 0 | 243.0985 | 0 | 533.6633 | 5.9779e-05 | 531.3085 | 0.0037959 | 243.0985 | 0 | 813.7136 | 0.0025616 | 850.5664 | 0.00016649 | 624.504 | 0.0019736 | 1075.352 | 0.0016739 | 1026.483 | 0.045895 | 1212 | 0.01045 | 1010.2281 | 0 | 1010.2218 | 0.04947
| 531.4639 | 0.0026728 | 243.3038 | 0 | 243.3038 | 0 | 243.5969 | -0.00031463 | 530.2162 | 3.0002e-05 | 243.3038 | 0 | 533.8176 | 4.6138e-05 | 531.4639 | 0.0040117 | 243.3038 | 0 | 813.7794 | 0.0027174 | 850.8057 | 7.5651e-05 | 624.624 | 0.00278 | 1075.4087 | 0.0016758 | 1026.6121 | 0.046321 | 1213 | 0.01055 | 1010.2781 | 0 | 1010.2718 | 0.04957
| 531.6194 | 0.0029709 | 243.5092 | 0 | 243.5092 | 0 | 243.8032 | 9.6121e-05 | 530.3727 | 0 | 243.5092 | 0 | 533.9719 | 3.7713e-05 | 531.6194 | 0.0038083 | 243.5092 | 0 | 813.8453 | 0.0019393 | 851.0451 | 0.00015737 | 624.743 | 0.0015812 | 1075.4653 | 0.001678 | 1026.7411 | 0.046505 | 1214 | 0.01066 | 1010.3281 | 0 | 1010.3218 | 0.04961
| 531.7748 | 0.0017584 | 243.7146 | 0 | 243.7146 | 0 | 244.0095 | -0.00029836 | 530.5292 | 3.0002e-05 | 243.7146 | 0 | 534.1262 | 6.7e-05 | 531.7748 | 0.0039796 | 243.7146 | 0 | 813.9113 | 0.0032465 | 851.2845 | 7.2805e-05 | 624.863 | 0.0018518 | 1075.522 | 0.0016807 | 1026.8702 | 0.046461 | 1215 | 0.01091 | 1010.3781 | 0 | 1010.3718 | 0.0496
| 531.9303 | 0.0032873 | 243.92 | 0 | 243.92 | 0 | 244.2158 | 0.00027886 | 530.6857 | 6.6672e-06 | 243.92 | 0 | 534.2805 | 1.4042e-05 | 531.9303 | 0.0037672 | 243.92 | 0 | 813.9772 | 0.0040886 | 851.5239 | 0.00014172 | 624.982 | 0.0020755 | 1075.5786 | 0.0016837 | 1026.9994 | 0.04626 | 1216 | 0.01115 | 1010.4282 | 0 | 1010.4218 | 0.04955
| 532.0857 | 0.0015826 | 244.1254 | 0 | 244.1254 | 0 | 244.4221 | -0.0010102 | 530.8422 | 1.0001e-05 | 244.1254 | 0 | 534.4349 | 6.7602e-05 | 532.0857 | 0.0039624 | 244.1254 | 0 | 814.0432 | 0.0047666 | 851.7633 | 8.2409e-05 | 625.102 | 0.0025705 | 1075.6353 | 0.0016871 | 1027.1287 | 0.046012 | 1217 | 0.01162 | 1010.4782 | 0 | 1010.4719 | 0.04949
| 532.2412 | 0.0024435 | 244.3309 | 0 | 244.3309 | 0 | 244.6285 | 0.00039499 | 530.9987 | 0 | 244.3309 | 0 | 534.5892 | 2.8084e-05 | 532.2412 | 0.0037771 | 244.3309 | 0 | 814.1091 | 0.0030243 | 852.0027 | 0.00018096 | 625.221 | 0.0019809 | 1075.6919 | 0.001691 | 1027.2578 | 0.04583 | 1218 | 0.01193 | 1010.5282 | 0 | 1010.5218 | 0.04939
| 532.3967 | 0.0024442 | 244.5363 | 0 | 244.5363 | 0 | 244.8349 | -0.00047061 | 531.1552 | 3.0002e-05 | 244.5363 | 0 | 534.7436 | 5.6168e-05 | 532.3967 | 0.0039154 | 244.5363 | 0 | 814.175 | 0.0029286 | 852.2422 | 8.1122e-05 | 625.341 | 0.0015176 | 1075.7487 | 0.0016955 | 1027.3871 | 0.045791 | 1219 | 0.01226 | 1010.5782 | 0 | 1010.5719 | 0.04928
| 532.5522 | 0.0030939 | 244.7418 | 0 | 244.7418 | 0 | 245.0413 | -2.6797e-05 | 531.3117 | 0 | 244.7418 | 0 | 534.898 | 5.0952e-05 | 532.5522 | 0.0036846 | 244.7418 | 0 | 814.241 | 0.0033908 | 852.4816 | 0.00015956 | 625.461 | 0.0024795 | 1075.8053 | 0.0017002 | 1027.5164 | 0.045899 | 1220 | 0.01274 | 1010.6282 | 0 | 1010.6219 | 0.04912
| 532.7077 | 0.0020573 | 244.9473 | 0 | 244.9473 | 0 | 245.2477 | -0.00035926 | 531.4682 | 1.0001e-05 | 244.9473 | 0 | 535.0524 | 4.1925e-05 | 532.7077 | 0.0039248 | 244.9473 | 0 | 814.3069 | 0.0038203 | 852.721 | 6.6808e-05 | 625.581 | 0.0023372 | 1075.8619 | 0.0017055 | 1027.6458 | 0.046084 | 1221 | 0.01323 | 1010.6783 | 0 | 1010.672 | 0.04891
| 532.8632 | 0.0029357 | 245.1528 | 0 | 245.1528 | 0 | 245.4541 | 0.00086425 | 531.6248 | 0 | 245.1528 | 0 | 535.2068 | 5.7372e-05 | 532.8632 | 0.0037325 | 245.1528 | 0 | 814.3729 | 0.003823 | 852.9605 | 0.0001602 | 625.701 | 0.0021682 | 1075.9187 | 0.0017113 | 1027.775 | 0.046223 | 1222 | 0.01356 | 1010.7283 | 0 | 1010.722 | 0.04868
| 533.0187 | 0.0014419 | 245.3584 | 0 | 245.3584 | 0 | 245.6605 | -0.00021167 | 531.7813 | 1.0001e-05 | 245.3584 | 0 | 535.3612 | 2.1665e-05 | 533.0187 | 0.0039793 | 245.3584 | 0 | 814.4389 | 0.0020491 | 853.1999 | 7.5756e-05 | 625.82 | 0.0012178 | 1075.9753 | 0.0017175 | 1027.9044 | 0.046193 | 1223 | 0.01392 | 1010.7784 | 0 | 1010.772 | 0.04843
| 533.1742 | 0.0035334 | 245.5639 | 0 | 245.5639 | 0 | 245.867 | 0.00036837 | 531.9379 | 0 | 245.5639 | 0 | 535.5156 | 6.0982e-05 | 533.1742 | 0.0037456 | 245.5639 | 0 | 814.5049 | 0.0037358 | 853.4394 | 0.00016451 | 625.94 | 0.0011169 | 1076.0321 | 0.0017243 | 1028.0338 | 0.045919 | 1224 | 0.01416 | 1010.8284 | 0 | 1010.8221 | 0.04822
| 533.3297 | 0.0014595 | 245.7695 | 0 | 245.7695 | 0 | 246.0734 | -0.00040604 | 532.0944 | 0 | 245.7695 | 0 | 535.67 | 3.6309e-05 | 533.3297 | 0.0039722 | 245.7695 | 0 | 814.571 | 0.0040992 | 853.6788 | 7.7103e-05 | 626.06 | 0.0023288 | 1076.0887 | 0.0017314 | 1028.1633 | 0.04541 | 1225 | 0.01443 | 1010.8785 | 0 | 1010.8722 | 0.04808
| 533.4853 | 0.0038322 | 245.9751 | 0 | 245.9751 | 0 | 246.2799 | 4.7041e-05 | 532.251 | 0 | 245.9751 | 0 | 535.8244 | 5.9779e-05 | 533.4853 | 0.0037587 | 245.9751 | 0 | 814.637 | 0.0038679 | 853.9183 | 0.00015053 | 626.18 | 0.0016508 | 1076.1455 | 0.0017392 | 1028.2928 | 0.044763 | 1226 | 0.01522 | 1010.9285 | 0 | 1010.9222 | 0.04804
| 533.6408 | 0.0018112 | 246.1807 | 0 | 246.1807 | 0 | 246.4864 | 1.8137e-05 | 532.4076 | 1.0001e-05 | 246.1807 | 0 | 535.9789 | 3.2698e-05 | 533.6408 | 0.0039838 | 246.1807 | 0 | 814.7031 | 0.0026136 | 854.1578 | 7.7258e-05 | 626.301 | 0.0020954 | 1076.2023 | 0.0017474 | 1028.4224 | 0.044132 | 1227 | 0.01553 | 1010.9786 | 0 | 1010.9723 | 0.04811
| 533.7964 | 0.0029005 | 246.3863 | 0 | 246.3863 | 0 | 246.6929 | -4.4429e-05 | 532.5642 | 0 | 246.3863 | 0 | 536.1333 | 3.9719e-05 | 533.7964 | 0.0037748 | 246.3863 | 0 | 814.7691 | 0.002721 | 854.3973 | 0.00017466 | 626.421 | 0.0011435 | 1076.2589 | 0.0017561 | 1028.5519 | 0.043675 | 1228 | 0.01587 | 1011.0287 | 0 | 1011.0224 | 0.04827
| 533.9519 | 0.0027255 | 246.5919 | 0 | 246.5919 | 0 | 246.8995 | -0.00044954 | 532.7207 | 1.0001e-05 | 246.5919 | 0 | 536.2878 | 4.7743e-05 | 533.9519 | 0.0038884 | 246.5919 | 0 | 814.8351 | 0.0031948 | 854.6368 | 7.7083e-05 | 626.541 | 0.0018405 | 1076.3157 | 0.0017653 | 1028.6815 | 0.043507 | 1229 | 0.0166 | 1011.0788 | 0 | 1011.0725 | 0.04849
| 534.1075 | 0.0029181 | 246.7976 | 0 | 246.7976 | 0 | 247.106 | 0.00023057 | 532.8773 | 2.6669e-05 | 246.7976 | 0 | 536.4423 | 4.7743e-05 | 534.1075 | 0.0036917 | 246.7976 | 0 | 814.9012 | 0.0024566 | 854.8763 | 0.00014904 | 626.661 | 0.0014901 | 1076.3724 | 0.001775 | 1028.811 | 0.043663 | 1230 | 0.01694 | 1011.1289 | 0 | 1011.1226 | 0.04874
| 534.2631 | 0.0036751 | 247.0033 | 0 | 247.0033 | 0 | 247.3126 | 0.00014816 | 533.0339 | 1.0001e-05 | 247.0033 | 0 | 536.5967 | 4.0321e-05 | 534.2631 | 0.0038727 | 247.0033 | 0 | 814.9674 | 0.00193 | 855.1158 | 7.1187e-05 | 626.781 | 0.0016274 | 1076.4292 | 0.0017853 | 1028.9407 | 0.044085 | 1231 | 0.0172 | 1011.179 | 0 | 1011.1726 | 0.04897
| 534.4187 | 0.0018458 | 247.209 | 0 | 247.209 | 0 | 247.5192 | 0.00043295 | 533.1905 | 0 | 247.209 | 0 | 536.7512 | 4.2327e-05 | 534.4187 | 0.0037394 | 247.2089 | 0 | 815.0335 | 0.0028558 | 855.3554 | 0.00016387 | 626.902 | 0.00099531 | 1076.486 | 0.001796 | 1029.0704 | 0.044646 | 1232 | 0.01801 | 1011.2291 | 0 | 1011.2227 | 0.04916
| 534.5743 | 0.0025673 | 247.4147 | 0 | 247.4147 | 0 | 247.7258 | 5.0634e-05 | 533.3472 | 3.0002e-05 | 247.4147 | 0 | 536.9057 | 3.7713e-05 | 534.5743 | 0.0038945 | 247.4147 | 0 | 815.0995 | 0.0026847 | 855.5949 | 8.5383e-05 | 627.022 | 0.0020863 | 1076.5427 | 0.0018071 | 1029.2001 | 0.045183 | 1233 | 0.01835 | 1011.2791 | 0 | 1011.2728 | 0.04931
| 534.7299 | 0.00049221 | 247.6204 | 0 | 247.6204 | 0 | 247.9324 | 0.00027568 | 533.5038 | 2.6669e-05 | 247.6204 | 0 | 537.0603 | 4.9147e-05 | 534.7299 | 0.0037171 | 247.6204 | 0 | 815.1656 | 0.0033908 | 855.8344 | 0.0001622 | 627.142 | 0.0023484 | 1076.5995 | 0.0018188 | 1029.3298 | 0.045551 | 1234 | 0.01857 | 1011.3292 | 0 | 1011.3229 | 0.04943
| 534.8855 | 0.0017936 | 247.8261 | 0 | 247.8261 | 0 | 248.139 | -0.00022526 | 533.6604 | 3.0002e-05 | 247.8261 | 0 | 537.2148 | 4.694e-05 | 534.8855 | 0.003976 | 247.8261 | 0 | 815.2318 | 0.0037526 | 856.074 | 7.9112e-05 | 627.263 | 0.001046 | 1076.6562 | 0.0018309 | 1029.4596 | 0.045653 | 1235 | 0.01903 | 1011.3793 | 0 | 1011.3731 | 0.04952
| 535.0411 | 0.0022853 | 248.0319 | 0 | 248.0319 | 0 | 248.3457 | 0.00019615 | 533.8171 | 6.6672e-06 | 248.0319 | 0 | 537.3693 | 3.3099e-05 | 535.0411 | 0.0037912 | 248.0319 | 0 | 815.2979 | 0.0026588 | 856.3135 | 0.00016777 | 627.383 | 0.0013348 | 1076.713 | 0.0018435 | 1029.5895 | 0.045465 | 1236 | 0.01939 | 1011.4294 | 0 | 1011.4232 | 0.0496
| 535.1968 | 0.00080887 | 248.2377 | 0 | 248.2377 | 0 | 248.5524 | -0.00068811 | 533.9737 | 3.0002e-05 | 248.2377 | 0 | 537.5239 | 4.8746e-05 | 535.1968 | 0.0039809 | 248.2377 | 0 | 815.3641 | 0.0017838 | 856.5531 | 8.2687e-05 | 627.504 | 0.0016621 | 1076.7698 | 0.0018565 | 1029.7194 | 0.045029 | 1237 | 0.01975 | 1011.4796 | 0 | 1011.4733 | 0.04966
| 535.3524 | 0.0021622 | 248.4435 | 0 | 248.4435 | 0 | 248.759 | 0.000485 | 534.1304 | 6.6672e-06 | 248.4435 | 0 | 537.6784 | 3.33e-05 | 535.3524 | 0.0037384 | 248.4435 | 0 | 815.4302 | 0.0030155 | 856.7927 | 0.0001649 | 627.624 | 0.0019808 | 1076.8265 | 0.0018699 | 1029.8492 | 0.044435 | 1238 | 0.02015 | 1011.5297 | 0 | 1011.5234 | 0.04968
| 535.508 | 0.0021453 | 248.6493 | 0 | 248.6493 | 0 | 248.9657 | 0.00028155 | 534.287 | 0 | 248.6493 | 0 | 537.833 | 5.1354e-05 | 535.508 | 0.0039486 | 248.6493 | 0 | 815.4964 | 0.0019804 | 857.0322 | 9.1032e-05 | 627.745 | 0.0016731 | 1076.8833 | 0.0018838 | 1029.9791 | 0.043789 | 1239 | 0.02114 | 1011.5798 | 0 | 1011.5735 | 0.04962
| 535.6637 | 0.0031994 | 248.8551 | 0 | 248.8551 | 0 | 249.1725 | 0.00010638 | 534.4437 | 6.6672e-06 | 248.8551 | 0 | 537.9876 | 4.0722e-05 | 535.6637 | 0.0037599 | 248.8551 | 0 | 815.5626 | 0.0025606 | 857.2718 | 0.00018141 | 627.866 | 0.0017837 | 1076.9402 | 0.0018982 | 1030.109 | 0.043187 | 1240 | 0.02139 | 1011.6299 | 0 | 1011.6237 | 0.04945
| 535.8194 | 0.0021453 | 249.061 | 0 | 249.061 | 0 | 249.3792 | 1.49e-05 | 534.6004 | 1.0001e-05 | 249.061 | 0 | 538.1421 | 3.9117e-05 | 535.8194 | 0.0039671 | 249.061 | 0 | 815.6288 | 0.0036019 | 857.5114 | 8.8318e-05 | 627.986 | 0.0016796 | 1076.9969 | 0.0019129 | 1030.239 | 0.042692 | 1241 | 0.0218 | 1011.6801 | 0 | 1011.6738 | 0.04913
| 535.975 | 0.0024786 | 249.2669 | 0 | 249.2669 | 0 | 249.5859 | -0.00024026 | 534.757 | 6.6672e-06 | 249.2669 | 0 | 538.2967 | 4.1123e-05 | 535.975 | 0.0037924 | 249.2669 | 0 | 815.695 | 0.0032525 | 857.751 | 0.00017394 | 628.107 | 0.0023523 | 1077.0538 | 0.0019281 | 1030.369 | 0.042331 | 1242 | 0.02259 | 1011.7302 | 0 | 1011.7239 | 0.04864
| 536.1307 | 0.0022332 | 249.4728 | 0 | 249.4728 | 0 | 249.7927 | -0.00029404 | 534.9137 | 1.0001e-05 | 249.4728 | 0 | 538.4513 | 3.9518e-05 | 536.1307 | 0.0039528 | 249.4728 | 0 | 815.7612 | 0.0025915 | 857.9906 | 6.8929e-05 | 628.228 | 0.0028064 | 1077.1106 | 0.0019436 | 1030.499 | 0.042106 | 1243 | 0.02294 | 1011.7804 | 0 | 1011.774 | 0.04798
| 536.2864 | 0.0020743 | 249.6787 | 0 | 249.6787 | 0 | 249.9995 | 0.00044202 | 535.0704 | 6.6672e-06 | 249.6787 | 0 | 538.606 | 4.5937e-05 | 536.2864 | 0.0037037 | 249.6787 | 0 | 815.8275 | 0.0020198 | 858.2303 | 0.00019878 | 628.349 | 0.0022636 | 1077.1674 | 0.0019594 | 1030.6291 | 0.04201 | 1244 | 0.02342 | 1011.8306 | 0 | 1011.8242 | 0.04716
| 536.4421 | 0.0019342 | 249.8846 | 0 | 249.8846 | 0 | 250.2063 | -0.00038517 | 535.2271 | 1.0001e-05 | 249.8846 | 0 | 538.7606 | 3.9719e-05 | 536.4421 | 0.0038489 | 249.8846 | 0 | 815.8937 | 0.0027483 | 858.4699 | 9.5853e-05 | 628.47 | 0.0017582 | 1077.2242 | 0.0019757 | 1030.7593 | 0.042054 | 1245 | 0.02448 | 1011.8807 | 0 | 1011.8744 | 0.04624
| 536.5978 | 0.0035334 | 250.0905 | 0 | 250.0905 | 0 | 250.4131 | 0.00092676 | 535.3838 | 0 | 250.0905 | 0 | 538.9152 | 4.353e-05 | 536.5978 | 0.0036018 | 250.0905 | 0 | 815.9599 | 0.0030608 | 858.7095 | 0.00017083 | 628.591 | 0.001697 | 1077.2811 | 0.0019923 | 1030.8894 | 0.042277 | 1246 | 0.02492 | 1011.9308 | 0 | 1011.9246 | 0.04527
| 536.7536 | 0.0030948 | 250.2965 | 0 | 250.2965 | 0 | 250.6199 | 0.00022506 | 535.5406 | 0 | 250.2965 | 0 | 539.0699 | 3.9117e-05 | 536.7536 | 0.0038307 | 250.2965 | 0 | 816.0262 | 0.0026164 | 858.9492 | 7.6467e-05 | 628.712 | 0.0016363 | 1077.3379 | 0.002009 | 1031.0195 | 0.042741 | 1247 | 0.02548 | 1011.981 | 0 | 1011.9747 | 0.04432
| 536.9093 | 0.0028126 | 250.5025 | 0 | 250.5025 | 0 | 250.8268 | 0.00023253 | 535.6973 | 6.6672e-06 | 250.5025 | 0 | 539.2245 | 4.7743e-05 | 536.9093 | 0.0036672 | 250.5025 | 0 | 816.0924 | 0.0036107 | 859.1888 | 0.00017013 | 628.833 | 0.0019269 | 1077.3948 | 0.0020262 | 1031.1498 | 0.043503 | 1248 | 0.02616 | 1012.0312 | 0 | 1012.0249 | 0.04345
| 537.065 | 0.0023211 | 250.7085 | 0 | 250.7085 | 0 | 251.0336 | -0.00025542 | 535.854 | 1.0001e-05 | 250.7085 | 0 | 539.3792 | 3.2898e-05 | 537.065 | 0.0039201 | 250.7085 | 0 | 816.1588 | 0.0031627 | 859.4285 | 9.7126e-05 | 628.954 | 0.0016118 | 1077.4517 | 0.0020437 | 1031.28 | 0.044579 | 1249 | 0.02728 | 1012.0814 | 0 | 1012.0751 | 0.04271
| 537.2208 | 0.0030236 | 250.9145 | 0 | 250.9145 | 0 | 251.2405 | -0.00050143 | 536.0108 | 6.6672e-06 | 250.9145 | 0 | 539.5339 | 4.353e-05 | 537.2208 | 0.0037039 | 250.9145 | 0 | 816.225 | 0.0036236 | 859.6681 | 0.00016575 | 629.075 | 0.0014075 | 1077.5085 | 0.0020614 | 1031.4103 | 0.045907 | 1250 | 0.02784 | 1012.1315 | 0 | 1012.1252 | 0.04215
| 537.3765 | 0.0018991 | 251.1205 | 0 | 251.1205 | 0 | 251.4474 | -0.0005472 | 536.1675 | 3.0002e-05 | 251.1205 | 0 | 539.6885 | 3.7913e-05 | 537.3765 | 0.0038159 | 251.1205 | 0 | 816.2913 | 0.0042256 | 859.9078 | 8.0524e-05 | 629.196 | 0.0019965 | 1077.5653 | 0.0020792 | 1031.5405 | 0.047347 | 1251 | 0.02832 | 1012.1818 | 0 | 1012.1754 | 0.04178
| 537.5323 | 0.0028478 | 251.3266 | 0 | 251.3266 | 0 | 251.6543 | 0.00023062 | 536.3243 | 6.6672e-06 | 251.3266 | 0 | 539.8432 | 4.6339e-05 | 537.5323 | 0.0035889 | 251.3266 | 0 | 816.3575 | 0.0021098 | 860.1475 | 0.00020494 | 629.318 | 0.002035 | 1077.6222 | 0.0020974 | 1031.6709 | 0.048711 | 1252 | 0.02935 | 1012.2319 | 0 | 1012.2256 | 0.0416
| 537.688 | 0.0020749 | 251.5326 | 0 | 251.5326 | 0 | 251.8613 | 0.00023726 | 536.481 | 1.0001e-05 | 251.5326 | 0 | 539.9979 | 3.4303e-05 | 537.688 | 0.0037429 | 251.5326 | 0 | 816.4239 | 0.0026365 | 860.3872 | 7.316e-05 | 629.439 | 0.0023737 | 1077.6791 | 0.0021158 | 1031.8013 | 0.049818 | 1253 | 0.0302 | 1012.2822 | 0 | 1012.2758 | 0.04161
| 537.8438 | 0.0040256 | 251.7387 | 0 | 251.7387 | 0 | 252.0682 | 9.606e-05 | 536.6378 | 0 | 251.7387 | 0 | 540.1526 | 4.353e-05 | 537.8438 | 0.0035829 | 251.7387 | 0 | 816.4902 | 0.0023575 | 860.6269 | 0.00023632 | 629.56 | 0.001421 | 1077.736 | 0.0021343 | 1031.9316 | 0.050553 | 1254 | 0.03086 | 1012.3323 | 0 | 1012.326 | 0.04179
| 537.9996 | 0.0017408 | 251.9448 | 0 | 251.9448 | 0 | 252.2752 | -0.00035357 | 536.7946 | 3.0002e-05 | 251.9448 | 0 | 540.3074 | 3.0491e-05 | 537.9996 | 0.0037287 | 251.9448 | 0 | 816.5566 | 0.0032165 | 860.8666 | 0.00012392 | 629.682 | 0.0014675 | 1077.7929 | 0.002153 | 1032.0621 | 0.050892 | 1255 | 0.03138 | 1012.3826 | 0 | 1012.3762 | 0.04212
| 538.1554 | 0.0033927 | 252.1509 | 0 | 252.1509 | 0 | 252.4821 | 0.0011777 | 536.9513 | 0 | 252.1509 | 0 | 540.4621 | 4.2327e-05 | 538.1554 | 0.0035597 | 252.1509 | 0 | 816.6229 | 0.0039365 | 861.1063 | 0.00019725 | 629.803 | 0.0027812 | 1077.8497 | 0.0021719 | 1032.1926 | 0.050889 | 1256 | 0.03279 | 1012.4327 | 0 | 1012.4265 | 0.04258
| 538.3112 | 0.00063303 | 252.3571 | 0 | 252.3571 | 0 | 252.6891 | -0.00062551 | 537.1081 | 3.0002e-05 | 252.3571 | 0 | 540.6169 | 3.9719e-05 | 538.3112 | 0.003799 | 252.3571 | 0 | 816.6894 | 0.003671 | 861.346 | 0.00010425 | 629.924 | 0.002018 | 1077.9067 | 0.002191 | 1032.3231 | 0.050634 | 1257 | 0.03345 | 1012.483 | 0 | 1012.4766 | 0.04315
| 538.467 | 0.0033927 | 252.5632 | 0 | 252.5632 | 0 | 252.8961 | 0.00097023 | 537.2649 | 6.6672e-06 | 252.5632 | 0 | 540.7716 | 3.2096e-05 | 538.467 | 0.0036221 | 252.5633 | 0 | 816.7557 | 0.0032492 | 861.5858 | 0.00020804 | 630.046 | 0.0012856 | 1077.9636 | 0.0022101 | 1032.4536 | 0.050202 | 1258 | 0.0341 | 1012.5332 | 0 | 1012.5269 | 0.04382
| 538.6229 | 0.0012309 | 252.7694 | 0 | 252.7694 | 0 | 253.1032 | -5.552e-05 | 537.4217 | 3.0002e-05 | 252.7694 | 0 | 540.9264 | 5.0752e-05 | 538.6229 | 0.0037457 | 252.7694 | 0 | 816.8221 | 0.0023642 | 861.8255 | 0.00011034 | 630.167 | 0.0027337 | 1078.0205 | 0.0022292 | 1032.5842 | 0.049631 | 1259 | 0.03482 | 1012.5834 | 0 | 1012.5771 | 0.04457
| 538.7787 | 0.004219 | 252.9756 | 0 | 252.9756 | 0 | 253.3102 | 0.00025629 | 537.5785 | 2.6669e-05 | 252.9756 | 0 | 541.0811 | 2.327e-05 | 538.7787 | 0.0035136 | 252.9756 | 0 | 816.8885 | 0.0024982 | 862.0653 | 0.00018853 | 630.289 | 0.002177 | 1078.0774 | 0.0022485 | 1032.7148 | 0.048931 | 1260 | 0.03605 | 1012.6337 | 0 | 1012.6273 | 0.04538
| 538.9345 | 0.0016705 | 253.1818 | 0 | 253.1818 | 0 | 253.5173 | -0.00047142 | 537.7354 | 1.0001e-05 | 253.1818 | 0 | 541.2359 | 5.015e-05 | 538.9345 | 0.0037115 | 253.1818 | 0 | 816.9549 | 0.0034005 | 862.305 | 0.00011131 | 630.411 | 0.0021279 | 1078.1344 | 0.0022679 | 1032.8455 | 0.048112 | 1261 | 0.03681 | 1012.6839 | 0 | 1012.6775 | 0.04624
| 539.0904 | 0.0034631 | 253.3881 | 0 | 253.3881 | 0 | 253.7243 | -8.0378e-05 | 537.8922 | 2.6669e-05 | 253.3881 | 0 | 541.3907 | 3.3099e-05 | 539.0904 | 0.0036178 | 253.388 | 0 | 817.0213 | 0.0034292 | 862.5448 | 0.00019716 | 630.532 | 0.0020571 | 1078.1913 | 0.0022872 | 1032.9761 | 0.047228 | 1262 | 0.03754 | 1012.7341 | 0 | 1012.7278 | 0.04712
| 539.2462 | 0.0024794 | 253.5943 | 0 | 253.5943 | 0 | 253.9314 | -0.00041124 | 538.049 | 3.0002e-05 | 253.5943 | 0 | 541.5455 | 4.5336e-05 | 539.2462 | 0.0037445 | 253.5943 | 0 | 817.0877 | 0.0018935 | 862.7845 | 0.00010652 | 630.654 | 0.0027616 | 1078.2482 | 0.0023065 | 1033.1068 | 0.046383 | 1263 | 0.0383 | 1012.7844 | 0 | 1012.7781 | 0.048
| 539.4021 | 0.0040432 | 253.8006 | 0 | 253.8006 | 0 | 254.1385 | 0.00019491 | 538.2059 | 0 | 253.8006 | 0 | 541.7003 | 3.6108e-05 | 539.4021 | 0.0035944 | 253.8006 | 0 | 817.1542 | 0.0026138 | 863.0243 | 0.00023527 | 630.776 | 0.002063 | 1078.3052 | 0.0023259 | 1033.2375 | 0.045717 | 1264 | 0.0398 | 1012.8347 | 0 | 1012.8283 | 0.04884
| 539.558 | 0.0021804 | 254.0068 | 0 | 254.0068 | 0 | 254.3457 | -5.8035e-05 | 538.3627 | 1.0001e-05 | 254.0068 | 0 | 541.8552 | 4.333e-05 | 539.558 | 0.0037626 | 254.0068 | 0 | 817.2206 | 0.0032085 | 863.2641 | 0.00010767 | 630.898 | 0.001731 | 1078.3621 | 0.0023452 | 1033.3683 | 0.045365 | 1265 | 0.04042 | 1012.8849 | 0 | 1012.8786 | 0.04962
| 539.7138 | 0.0026017 | 254.2131 | 0 | 254.2131 | 0 | 254.5528 | 0.00020403 | 538.5196 | 6.6672e-06 | 254.2131 | 0 | 542.01 | 3.2698e-05 | 539.7138 | 0.0036218 | 254.2131 | 0 | 817.2871 | 0.0025109 | 863.5039 | 0.0002107 | 631.02 | 0.0021667 | 1078.4191 | 0.0023646 | 1033.4991 | 0.045411 | 1266 | 0.04116 | 1012.9352 | 0 | 1012.9288 | 0.0503
| 539.8697 | 0.0014419 | 254.4195 | 0 | 254.4195 | 0 | 254.76 | -4.3184e-05 | 538.6764 | 1.0001e-05 | 254.4195 | 0 | 542.1649 | 4.7542e-05 | 539.8697 | 0.0038005 | 254.4195 | 0 | 817.3536 | 0.0016173 | 863.7437 | 0.00010155 | 631.142 | 0.0023725 | 1078.4761 | 0.002384 | 1033.6299 | 0.04585 | 1267 | 0.04309 | 1012.9854 | 0 | 1012.9791 | 0.05086
| 540.0256 | 0.0027599 | 254.6258 | 0 | 254.6258 | 0 | 254.9671 | 0.00057096 | 538.8333 | 6.6672e-06 | 254.6258 | 0 | 542.3197 | 2.8084e-05 | 540.0256 | 0.0035865 | 254.6258 | 0 | 817.42 | 0.002052 | 863.9835 | 0.00021407 | 631.264 | 0.0024511 | 1078.533 | 0.0024005 | 1033.7609 | 0.046585 | 1268 | 0.04382 | 1013.0357 | 0 | 1013.0294 | 0.05127
| 540.1815 | 0.00049235 | 254.8321 | 0 | 254.8321 | 0 | 255.1743 | -0.00060526 | 538.9902 | 1.0001e-05 | 254.8321 | 0 | 542.4746 | 4.1324e-05 | 540.1815 | 0.00379 | 254.8321 | 0 | 817.4866 | 0.0026391 | 864.2233 | 0.00012248 | 631.386 | 0.0021668 | 1078.59 | 0.0023983 | 1033.8917 | 0.047449 | 1269 | 0.0446 | 1013.086 | 0 | 1013.0797 | 0.05155
| 540.3375 | 0.0040608 | 255.0385 | 0 | 255.0385 | 0 | 255.3815 | 0.00042098 | 539.1471 | 6.6672e-06 | 255.0385 | 0 | 542.6294 | 3.9117e-05 | 540.3375 | 0.0035626 | 255.0385 | 0 | 817.553 | 0.0040041 | 864.4632 | 0.00022694 | 631.508 | 0.0017014 | 1078.647 | 0.002396 | 1034.0226 | 0.048259 | 1270 | 0.04553 | 1013.1362 | 0 | 1013.1299 | 0.0517
| 540.4934 | 0.0023563 | 255.2449 | 0 | 255.2449 | 0 | 255.5888 | -5.3762e-06 | 539.3039 | 1.0001e-05 | 255.2449 | 0 | 542.7843 | 3.8716e-05 | 540.4934 | 0.0037296 | 255.2449 | 0 | 817.6196 | 0.0035612 | 864.703 | 0.00012215 | 631.63 | 0.0015117 | 1078.704 | 0.0023936 | 1034.1536 | 0.048865 | 1271 | 0.04664 | 1013.1865 | 0 | 1013.1802 | 0.05176
| 540.6493 | 0.0020567 | 255.4513 | 0 | 255.4513 | 0 | 255.796 | 0.0009364 | 539.4608 | 0 | 255.4513 | 0 | 542.9392 | 3.8916e-05 | 540.6493 | 0.0035005 | 255.4513 | 0 | 817.6861 | 0.0036629 | 864.9428 | 0.00022553 | 631.752 | 0.0019451 | 1078.761 | 0.0023911 | 1034.2845 | 0.049189 | 1272 | 0.04859 | 1013.2368 | 0 | 1013.2305 | 0.05176
| 540.8052 | 0.001776 | 255.6577 | 0 | 255.6577 | 0 | 256.0032 | -0.00030234 | 539.6177 | 3.0002e-05 | 255.6577 | 0 | 543.0941 | 4.5135e-05 | 540.8052 | 0.0037347 | 255.6577 | 0 | 817.7526 | 0.0032953 | 865.1827 | 0.00010935 | 631.874 | 0.0016313 | 1078.818 | 0.0023885 | 1034.4156 | 0.049232 | 1273 | 0.04939 | 1013.2871 | 0 | 1013.2808 | 0.05174
| 540.9612 | 0.0023204 | 255.8642 | 0 | 255.8642 | 0 | 256.2105 | 0.00016768 | 539.7747 | 0 | 255.8642 | 0 | 543.249 | 2.0662e-05 | 540.9612 | 0.003595 | 255.8642 | 0 | 817.8192 | 0.0029082 | 865.4225 | 0.00022416 | 631.997 | 0.0014301 | 1078.875 | 0.0023857 | 1034.5468 | 0.049064 | 1274 | 0.05045 | 1013.3375 | 0 | 1013.3311 | 0.05172
| 541.1172 | 0.0027079 | 256.0706 | 0 | 256.0706 | 0 | 256.4178 | 1.2127e-05 | 539.9316 | 3.0002e-05 | 256.0706 | 0 | 543.404 | 6.0982e-05 | 541.1172 | 0.0037922 | 256.0706 | 0 | 817.8857 | 0.0030734 | 865.6624 | 0.0001223 | 632.119 | 0.0021936 | 1078.932 | 0.0023828 | 1034.6779 | 0.048784 | 1275 | 0.0516 | 1013.3878 | 0 | 1013.3814 | 0.05173
| 541.2731 | 0.0038322 | 256.2771 | 0 | 256.2771 | 0 | 256.6251 | 0.00086541 | 540.0885 | 0 | 256.2771 | 0 | 543.5589 | 1.5045e-05 | 541.2731 | 0.0035696 | 256.2771 | 0 | 817.9523 | 0.0028882 | 865.9023 | 0.00023713 | 632.241 | 0.0023348 | 1078.989 | 0.0023796 | 1034.809 | 0.048494 | 1276 | 0.05391 | 1013.438 | 0 | 1013.4317 | 0.05178
| 541.4291 | 0.00262 | 256.4836 | 0 | 256.4836 | 0 | 256.8324 | -0.00030643 | 540.2454 | 3.0002e-05 | 256.4836 | 0 | 543.7138 | 6.4794e-05 | 541.4291 | 0.003745 | 256.4836 | 0 | 818.0189 | 0.0016121 | 866.1422 | 0.00014572 | 632.364 | 0.0018606 | 1079.046 | 0.0023764 | 1034.9401 | 0.04827 | 1277 | 0.05507 | 1013.4883 | 0 | 1013.4821 | 0.05185
| 541.5851 | 0.0032873 | 256.6901 | 0 | 256.6901 | 0 | 257.0398 | 0.00069108 | 540.4024 | 2.6669e-05 | 256.6901 | 0 | 543.8688 | 2.1063e-05 | 541.5851 | 0.0035561 | 256.6901 | 0 | 818.0854 | 0.0030912 | 866.382 | 0.0002463 | 632.486 | 0.0012902 | 1079.103 | 0.0023729 | 1035.0713 | 0.048148 | 1278 | 0.05614 | 1013.5387 | 0 | 1013.5323 | 0.05192
| 541.7411 | 0.0034465 | 256.8966 | 0 | 256.8966 | 0 | 257.2471 | 0.00027257 | 540.5593 | 1.0001e-05 | 256.8966 | 0 | 544.0238 | 4.694e-05 | 541.7411 | 0.0037625 | 256.8966 | 0 | 818.152 | 0.0035443 | 866.6219 | 0.00012208 | 632.609 | 0.0022243 | 1079.16 | 0.0023692 | 1035.2025 | 0.04812 | 1279 | 0.05716 | 1013.5891 | 0 | 1013.5827 | 0.05196
| 541.8971 | 0.0026193 | 257.1032 | 0 | 257.1032 | 0 | 257.4545 | 0.00054889 | 540.7163 | 0 | 257.1032 | 0 | 544.1787 | 3.5306e-05 | 541.8971 | 0.0035585 | 257.1032 | 0 | 818.2188 | 0.003569 | 866.8618 | 0.00024707 | 632.731 | 0.0013607 | 1079.2172 | 0.0023654 | 1035.3337 | 0.048138 | 1280 | 0.05946 | 1013.6393 | 0 | 1013.6331 | 0.0519
| 542.0531 | 0.0018112 | 257.3098 | 0 | 257.3098 | 0 | 257.6619 | 0.00018432 | 540.8732 | 0 | 257.3098 | 0 | 544.3337 | 3.6108e-05 | 542.0531 | 0.0038075 | 257.3098 | 0 | 818.2853 | 0.0026119 | 867.1018 | 0.00013443 | 632.854 | 0.0021018 | 1079.2742 | 0.0023614 | 1035.4651 | 0.048129 | 1281 | 0.06062 | 1013.6897 | 0 | 1013.6834 | 0.05172
| 542.2091 | 0.0041135 | 257.5163 | 0 | 257.5163 | 0 | 257.8693 | 0.00077919 | 541.0302 | 2.6669e-05 | 257.5163 | 0 | 544.4887 | 4.333e-05 | 542.2091 | 0.003604 | 257.5163 | 0 | 818.3519 | 0.0022894 | 867.3417 | 0.00026026 | 632.977 | 0.002167 | 1079.3312 | 0.0023571 | 1035.5964 | 0.048011 | 1282 | 0.06195 | 1013.74 | 0 | 1013.7337 | 0.05136
| 542.3651 | 0.0027783 | 257.7229 | 0 | 257.7229 | 0 | 258.0767 | 7.5239e-05 | 541.1872 | 0 | 257.7229 | 0 | 544.6437 | 2.9087e-05 | 542.3651 | 0.0037208 | 257.7229 | 0 | 818.4186 | 0.0020293 | 867.5816 | 0.0001117 | 633.099 | 0.0022321 | 1079.3883 | 0.0023527 | 1035.7278 | 0.047714 | 1283 | 0.06335 | 1013.7904 | 0 | 1013.7841 | 0.05084
| 542.5212 | 0.0021622 | 257.9296 | 0 | 257.9296 | 0 | 258.2841 | 5.3285e-06 | 541.3442 | 6.6672e-06 | 257.9296 | 0 | 544.7987 | 4.4934e-05 | 542.5212 | 0.0034355 | 257.9296 | 0 | 818.4852 | 0.002035 | 867.8215 | 0.00025207 | 633.222 | 0.0027064 | 1079.4453 | 0.002348 | 1035.8591 | 0.047211 | 1284 | 0.06459 | 1013.8408 | 0 | 1013.8344 | 0.05019
| 542.6772 | 0.0016002 | 258.1362 | 0 | 258.1362 | 0 | 258.4916 | -0.00018584 | 541.5011 | 1.0001e-05 | 258.1362 | 0 | 544.9538 | 2.8686e-05 | 542.6772 | 0.0035521 | 258.1362 | 0 | 818.5519 | 0.0026755 | 868.0615 | 0.00013081 | 633.345 | 0.0020604 | 1079.5024 | 0.0023431 | 1035.9906 | 0.046528 | 1285 | 0.06706 | 1013.8911 | 0 | 1013.8848 | 0.04946
| 542.8333 | 0.0021271 | 258.3428 | 0 | 258.3428 | 0 | 258.699 | 0.00030783 | 541.6581 | 4.6671e-05 | 258.3428 | 0 | 545.1088 | 4.3129e-05 | 542.8333 | 0.0034113 | 258.3428 | 0 | 818.6186 | 0.0041219 | 868.3014 | 0.00024319 | 633.468 | 0.0010281 | 1079.5594 | 0.0023379 | 1036.1221 | 0.04575 | 1286 | 0.06831 | 1013.9415 | 0 | 1013.9351 | 0.04871
| 542.9893 | 0.0016353 | 258.5495 | 0 | 258.5495 | 0 | 258.9065 | 0.00017248 | 541.8151 | 0 | 258.5495 | 0 | 545.2638 | 3.6509e-05 | 542.9893 | 0.0036513 | 258.5495 | 0 | 818.6854 | 0.0038142 | 868.5414 | 0.00014261 | 633.59 | 0.0027293 | 1079.6166 | 0.0023326 | 1036.2535 | 0.045003 | 1287 | 0.06948 | 1013.9918 | 0 | 1013.9855 | 0.04803
| 543.1454 | 0.0029357 | 258.7562 | 0 | 258.7562 | 0 | 259.114 | 0.00055001 | 541.9722 | 0 | 258.7562 | 0 | 545.4189 | 3.671e-05 | 543.1454 | 0.0035624 | 258.7562 | 0 | 818.752 | 0.0025978 | 868.7813 | 0.0002599 | 633.713 | 0.0014002 | 1079.6737 | 0.0023271 | 1036.3851 | 0.044424 | 1288 | 0.07059 | 1014.0422 | 0 | 1014.0359 | 0.04744
| 543.3015 | 0.0029365 | 258.9629 | 0 | 258.9629 | 0 | 259.3215 | 0.00055629 | 542.1292 | 0 | 258.9629 | 0 | 545.5739 | 3.9919e-05 | 543.3015 | 0.0037803 | 258.9629 | 0 | 818.8187 | 0.0027472 | 869.0213 | 0.00014685 | 633.836 | 0.0015297 | 1079.7307 | 0.0023212 | 1036.5167 | 0.04412 | 1289 | 0.07323 | 1014.0926 | 0 | 1014.0862 | 0.04696
| 543.4575 | 0.0045881 | 259.1696 | 0 | 259.1696 | 0 | 259.5291 | 0.00044596 | 542.2862 | 2.6669e-05 | 259.1696 | 0 | 545.729 | 2.8285e-05 | 543.4575 | 0.0035585 | 259.1696 | 0 | 818.8854 | 0.0040117 | 869.2613 | 0.00026026 | 633.959 | 0.0022993 | 1079.7878 | 0.0023152 | 1036.6483 | 0.044136 | 1290 | 0.07453 | 1014.1429 | 0 | 1014.1366 | 0.0466
| 543.6136 | 0.0022683 | 259.3764 | 0 | 259.3764 | 0 | 259.7366 | -0.00015939 | 542.4432 | 1.0001e-05 | 259.3764 | 0 | 545.8841 | 3.5306e-05 | 543.6136 | 0.0036836 | 259.3764 | 0 | 818.9521 | 0.0043826 | 869.5013 | 0.00016038 | 634.083 | 0.0018156 | 1079.845 | 0.0023089 | 1036.7799 | 0.044444 | 1291 | 0.07603 | 1014.1934 | 0 | 1014.187 | 0.04631
| 543.7697 | 0.0024786 | 259.5831 | 0 | 259.5831 | 0 | 259.9442 | 0.001193 | 542.6003 | 0 | 259.5831 | 0 | 546.0392 | 4.012e-05 | 543.7697 | 0.0034761 | 259.5831 | 0 | 819.0189 | 0.0030125 | 869.7413 | 0.00028203 | 634.206 | 0.0015529 | 1079.9021 | 0.0023024 | 1036.9116 | 0.044943 | 1292 | 0.07751 | 1014.2437 | 0 | 1014.2374 | 0.04607
| 543.9258 | 0.0029014 | 259.7899 | 0 | 259.7899 | 0 | 260.1518 | -0.00050757 | 542.7573 | 1.0001e-05 | 259.7899 | 0 | 546.1943 | 2.6078e-05 | 543.9258 | 0.0036657 | 259.7899 | 0 | 819.0856 | 0.0029858 | 869.9813 | 0.00017085 | 634.329 | 0.0016025 | 1079.9592 | 0.0022957 | 1037.0432 | 0.045498 | 1293 | 0.07879 | 1014.2941 | 0 | 1014.2878 | 0.04585
| 544.082 | 0.0027775 | 259.9967 | 0 | 259.9967 | 0 | 260.3593 | 0.00066672 | 542.9144 | 0 | 259.9967 | 0 | 546.3494 | 5.1955e-05 | 544.082 | 0.0035296 | 259.9967 | 0 | 819.1524 | 0.0035767 | 870.2213 | 0.00027821 | 634.452 | 0.0020031 | 1080.0164 | 0.0022887 | 1037.175 | 0.045973 | 1294 | 0.08147 | 1014.3445 | 0 | 1014.3382 | 0.04564
| 544.2381 | 0.0026904 | 260.2035 | 0 | 260.2035 | 0 | 260.567 | -0.00046537 | 543.0714 | 0 | 260.2035 | 0 | 546.5045 | 1.9057e-05 | 544.2381 | 0.0036511 | 260.2035 | 0 | 819.2192 | 0.0035018 | 870.4613 | 0.00012353 | 634.575 | 0.0012721 | 1080.0735 | 0.0022815 | 1037.3068 | 0.046269 | 1295 | 0.08281 | 1014.395 | 0 | 1014.3886 | 0.04543
| 544.3942 | 0.0043069 | 260.4103 | 0 | 260.4103 | 0 | 260.7746 | 0.00079096 | 543.2285 | 2.6669e-05 | 260.4103 | 0 | 546.6597 | 4.7943e-05 | 544.3942 | 0.0034673 | 260.4103 | 0 | 819.286 | 0.0030807 | 870.7014 | 0.00027853 | 634.699 | 0.0018698 | 1080.1306 | 0.0022741 | 1037.4386 | 0.046351 | 1296 | 0.08418 | 1014.4454 | 0 | 1014.439 | 0.04527
| 544.5504 | 0.0026552 | 260.6172 | 0 | 260.6172 | 0 | 260.9822 | -0.0002484 | 543.3856 | 1.0001e-05 | 260.6172 | 0 | 546.8148 | 2.2066e-05 | 544.5504 | 0.0036248 | 260.6172 | 0 | 819.3528 | 0.0029192 | 870.9414 | 0.00018272 | 634.822 | 0.0030944 | 1080.1877 | 0.0022664 | 1037.5704 | 0.046241 | 1297 | 0.08555 | 1014.4958 | 0 | 1014.4894 | 0.04518
| 544.7065 | 0.0031115 | 260.8241 | 0 | 260.8241 | 0 | 261.1899 | -0.000255 | 543.5427 | 6.6672e-06 | 260.8241 | 0 | 546.97 | 4.8144e-05 | 544.7065 | 0.0034937 | 260.8241 | 0 | 819.4196 | 0.0030779 | 871.1814 | 0.00029522 | 634.945 | 0.0022864 | 1080.2449 | 0.0022585 | 1037.7023 | 0.046001 | 1298 | 0.08683 | 1014.5462 | 0 | 1014.5399 | 0.04522
| 544.8627 | 0.0029893 | 261.0309 | 0 | 261.0309 | 0 | 261.3976 | 5.6178e-05 | 543.6997 | 1.0001e-05 | 261.0309 | 0 | 547.1251 | 2.7883e-05 | 544.8627 | 0.0036607 | 261.0309 | 0 | 819.4865 | 0.0031142 | 871.4215 | 0.00017243 | 635.069 | 0.0020324 | 1080.302 | 0.0022504 | 1037.8341 | 0.0457 | 1299 | 0.08833 | 1014.5966 | 0 | 1014.5903 | 0.04542
| 545.0189 | 0.0030412 | 261.2378 | 0 | 261.2378 | 0 | 261.6053 | 0.00019734 | 543.8568 | 6.6672e-06 | 261.2378 | 0 | 547.2803 | 4.3731e-05 | 545.0189 | 0.0034216 | 261.2378 | 0 | 819.5533 | 0.0036547 | 871.6616 | 0.00029072 | 635.192 | 0.0028128 | 1080.3592 | 0.0022422 | 1037.9661 | 0.045385 | 1300 | 0.09205 | 1014.647 | 0 | 1014.6408 | 0.04579
| 545.175 | 0.0032179 | 261.4448 | 0 | 261.4448 | 0 | 261.813 | -0.00026734 | 544.0139 | 0 | 261.4448 | 0 | 547.4355 | 3.1895e-05 | 545.175 | 0.0036152 | 261.4448 | 0 | 819.6201 | 0.0026379 | 871.9016 | 0.00017822 | 635.316 | 0.001917 | 1080.4164 | 0.0022336 | 1038.098 | 0.045068 | 1301 | 0.0935 | 1014.6975 | 0 | 1014.6912 | 0.04634
| 545.3312 | 0.00334 | 261.6517 | 0 | 261.6517 | 0 | 262.0207 | 0.00043226 | 544.1711 | 0 | 261.6517 | 0 | 547.5907 | 4.3731e-05 | 545.3312 | 0.0033652 | 261.6517 | 0 | 819.687 | 0.0035696 | 872.1417 | 0.00028105 | 635.44 | 0.0020058 | 1080.4735 | 0.0022249 | 1038.2301 | 0.044736 | 1302 | 0.09496 | 1014.7479 | 0 | 1014.7416 | 0.04703
| 545.4874 | 0.0018112 | 261.8586 | 0 | 261.8586 | 0 | 262.2284 | -0.00021092 | 544.3282 | 1.0001e-05 | 261.8586 | 0 | 547.7459 | 3.4303e-05 | 545.4874 | 0.0036278 | 261.8586 | 0 | 819.7538 | 0.0037051 | 872.3818 | 0.00017726 | 635.563 | 0.0012381 | 1080.5308 | 0.002216 | 1038.3621 | 0.044375 | 1303 | 0.09657 | 1014.7984 | 0 | 1014.7921 | 0.04781
| 545.6436 | 0.0042717 | 262.0656 | 0 | 262.0656 | 0 | 262.4362 | 0.0005074 | 544.4853 | 0 | 262.0656 | 0 | 547.9011 | 4.2527e-05 | 545.6436 | 0.0034128 | 262.0656 | 0 | 819.8207 | 0.0037083 | 872.6219 | 0.00028303 | 635.687 | 0.0019356 | 1080.5879 | 0.0022068 | 1038.4941 | 0.044005 | 1304 | 0.09836 | 1014.8488 | 0 | 1014.8425 | 0.04865
| 545.7998 | 0.0026024 | 262.2726 | 0 | 262.2726 | 0 | 262.644 | -0.00065588 | 544.6424 | 1.0001e-05 | 262.2726 | 0 | 548.0563 | 2.7081e-05 | 545.7998 | 0.0036492 | 262.2726 | 0 | 819.8876 | 0.0033292 | 872.862 | 0.00021541 | 635.811 | 0.002196 | 1080.6451 | 0.0021975 | 1038.6262 | 0.043683 | 1305 | 0.10216 | 1014.8993 | 0 | 1014.8929 | 0.04951
| 545.9561 | 0.0014591 | 262.4796 | 0 | 262.4796 | 0 | 262.8517 | 0.00070548 | 544.7996 | 6.6672e-06 | 262.4796 | 0 | 548.2115 | 4.0922e-05 | 545.9561 | 0.0033821 | 262.4796 | 0 | 819.9544 | 0.0042725 | 873.1021 | 0.00030959 | 635.934 | 0.0022585 | 1080.7023 | 0.0021879 | 1038.7584 | 0.043497 | 1306 | 0.10391 | 1014.9498 | 0 | 1014.9434 | 0.05033
| 546.1123 | 0.0018815 | 262.6866 | 0 | 262.6866 | 0 | 263.0596 | -0.0002172 | 544.9567 | 0 | 262.6866 | 0 | 548.3668 | 3.4102e-05 | 546.1123 | 0.003509 | 262.6866 | 0 | 820.0214 | 0.0039144 | 873.3422 | 0.00018269 | 636.058 | 0.002029 | 1080.7595 | 0.0021783 | 1038.8905 | 0.043527 | 1307 | 0.10576 | 1015.0002 | 0 | 1014.9939 | 0.05107
| 546.2685 | 0.0020919 | 262.8937 | 0 | 262.8937 | 0 | 263.2674 | 0.00051125 | 545.1139 | 6.6672e-06 | 262.8937 | 0 | 548.522 | 4.3931e-05 | 546.2685 | 0.0033061 | 262.8937 | 0 | 820.0883 | 0.0032245 | 873.5823 | 0.00032868 | 636.182 | 0.0019884 | 1080.8166 | 0.0021683 | 1039.0227 | 0.04381 | 1308 | 0.1076 | 1015.0507 | 0 | 1015.0444 | 0.05169
| 546.4248 | 0.0024969 | 263.1007 | 0 | 263.1007 | 0 | 263.4752 | -0.0010488 | 545.271 | 3.0002e-05 | 263.1007 | 0 | 548.6773 | 3.671e-05 | 546.4248 | 0.0035087 | 263.1007 | 0 | 820.1553 | 0.0023856 | 873.8224 | 0.00020563 | 636.306 | 0.0021695 | 1080.8739 | 0.0021582 | 1039.155 | 0.044325 | 1309 | 0.10943 | 1015.1011 | 0 | 1015.0948 | 0.05213
| 546.581 | 0.0031818 | 263.3078 | 0 | 263.3078 | 0 | 263.6831 | 0.00033045 | 545.4282 | 0 | 263.3078 | 0 | 548.8325 | 3.0692e-05 | 546.581 | 0.0034326 | 263.3078 | 0 | 820.2221 | 0.0025265 | 874.0626 | 0.00032526 | 636.43 | 0.0017445 | 1080.9311 | 0.002148 | 1039.2872 | 0.044999 | 1310 | 0.1114 | 1015.1517 | 0 | 1015.1453 | 0.05234
| 546.7373 | 0.003042 | 263.5149 | 0 | 263.5149 | 0 | 263.891 | -0.00066382 | 545.5854 | 3.0002e-05 | 263.5149 | 0 | 548.9878 | 3.1695e-05 | 546.7373 | 0.0036686 | 263.5149 | 0 | 820.2891 | 0.0025471 | 874.3027 | 0.00020285 | 636.554 | 0.0014205 | 1080.9884 | 0.0021375 | 1039.4196 | 0.04574 | 1311 | 0.11575 | 1015.2021 | 0 | 1015.1958 | 0.05226
| 546.8935 | 0.0034279 | 263.722 | 0 | 263.722 | 0 | 264.0988 | 0.00016521 | 545.7425 | 0 | 263.722 | 0 | 549.1431 | 3.4503e-05 | 546.8935 | 0.0035073 | 263.722 | 0 | 820.356 | 0.0030867 | 874.5429 | 0.0003159 | 636.678 | 0.002136 | 1081.0457 | 0.0021269 | 1039.5519 | 0.046472 | 1312 | 0.11761 | 1015.2526 | 0 | 1015.2463 | 0.05189
| 547.0498 | 0.0020749 | 263.9291 | 0 | 263.9291 | 0 | 264.3067 | 0.0001001 | 545.8997 | 3.0002e-05 | 263.9291 | 0 | 549.2984 | 4.333e-05 | 547.0498 | 0.0036156 | 263.9291 | 0 | 820.423 | 0.0033005 | 874.783 | 0.000189 | 636.802 | 0.0018675 | 1081.1029 | 0.0021161 | 1039.6843 | 0.047145 | 1313 | 0.11929 | 1015.3031 | 0 | 1015.2968 | 0.05122
| 547.2061 | 0.0037795 | 264.1363 | 0 | 264.1363 | 0 | 264.5146 | 0.00062187 | 546.0569 | 4.6671e-05 | 264.1363 | 0 | 549.4537 | 3.4102e-05 | 547.2061 | 0.0033752 | 264.1363 | 0 | 820.49 | 0.0038497 | 875.0232 | 0.00036844 | 636.927 | 0.00075053 | 1081.16 | 0.0021051 | 1039.8166 | 0.047739 | 1314 | 0.12132 | 1015.3536 | 0 | 1015.3473 | 0.0503
| 547.3624 | 0.0029014 | 264.3434 | 0 | 264.3434 | 0 | 264.7226 | -0.00039311 | 546.2141 | 3.0002e-05 | 264.3434 | 0 | 549.609 | 3.0892e-05 | 547.3624 | 0.0035397 | 264.3435 | 0 | 820.557 | 0.00364 | 875.2634 | 0.00020751 | 637.051 | 0.0021051 | 1081.2174 | 0.002094 | 1039.9491 | 0.048235 | 1315 | 0.12373 | 1015.4041 | 0 | 1015.3978 | 0.0492
| 547.5187 | 0.0038498 | 264.5506 | 0 | 264.5506 | 0 | 264.9305 | 0.00032065 | 546.3713 | 0 | 264.5506 | 0 | 549.7644 | 3.7713e-05 | 547.5187 | 0.0033549 | 264.5506 | 0 | 820.624 | 0.0024668 | 875.5036 | 0.0003514 | 637.175 | 0.0025451 | 1081.2747 | 0.0020827 | 1040.0815 | 0.048611 | 1316 | 0.12608 | 1015.4547 | 0 | 1015.4483 | 0.04801
| 547.675 | 0.0032706 | 264.7578 | 0 | 264.7578 | 0 | 265.1385 | -0.00025594 | 546.5286 | 0 | 264.7578 | 0 | 549.9197 | 3.4704e-05 | 547.675 | 0.003566 | 264.7578 | 0 | 820.691 | 0.0027799 | 875.7437 | 0.00023828 | 637.299 | 0.0015047 | 1081.3319 | 0.0020712 | 1040.2141 | 0.048832 | 1317 | 0.13042 | 1015.5052 | 0 | 1015.4988 | 0.04683
| 547.8313 | 0.0031994 | 264.965 | 0 | 264.965 | 0 | 265.3465 | -7.7459e-05 | 546.6858 | 6.6672e-06 | 264.965 | 0 | 550.0751 | 3.2297e-05 | 547.8313 | 0.0033417 | 264.9651 | 0 | 820.7581 | 0.0037227 | 875.984 | 0.00036551 | 637.424 | 0.0022295 | 1081.3892 | 0.0020596 | 1040.3467 | 0.048866 | 1318 | 0.13278 | 1015.5557 | 0 | 1015.5494 | 0.04577
| 547.9877 | 0.0018991 | 265.1723 | 0 | 265.1723 | 0 | 265.5545 | 0.00017863 | 546.843 | 3.0002e-05 | 265.1723 | 0 | 550.2304 | 3.33e-05 | 547.9877 | 0.0034775 | 265.1723 | 0 | 820.8251 | 0.0031408 | 876.2242 | 0.00026206 | 637.548 | 0.002582 | 1081.4464 | 0.0020478 | 1040.4792 | 0.048698 | 1319 | 0.13514 | 1015.6062 | 0 | 1015.5998 | 0.04489
| 548.144 | 0.0028302 | 265.3795 | 0 | 265.3795 | 0 | 265.7625 | -0.00031228 | 547.0002 | 2.6669e-05 | 265.3795 | 0 | 550.3858 | 3.8114e-05 | 548.144 | 0.003251 | 265.3795 | 0 | 820.8922 | 0.0015591 | 876.4644 | 0.00038621 | 637.673 | 0.0016159 | 1081.5037 | 0.0020358 | 1040.6118 | 0.048337 | 1320 | 0.13753 | 1015.6567 | 0 | 1015.6504 | 0.04425
| 548.3004 | 0.0021277 | 265.5868 | 0 | 265.5868 | 0 | 265.9706 | -0.00055503 | 547.1575 | 5.0004e-05 | 265.5868 | 0 | 550.5412 | 3.671e-05 | 548.3004 | 0.003515 | 265.5868 | 0 | 820.9592 | 0.0023529 | 876.7046 | 0.00026096 | 637.797 | 0.0017776 | 1081.561 | 0.0020237 | 1040.7445 | 0.047808 | 1321 | 0.14013 | 1015.7073 | 0 | 1015.7009 | 0.04388
| 548.4567 | 0.0040608 | 265.7941 | 0 | 265.7941 | 0 | 266.1786 | 0.00019011 | 547.3147 | 6.6672e-06 | 265.7941 | 0 | 550.6965 | 4.0321e-05 | 548.4567 | 0.0033984 | 265.7941 | 0 | 821.0263 | 0.0029208 | 876.9448 | 0.00034842 | 637.922 | 0.0017391 | 1081.6183 | 0.0020114 | 1040.8771 | 0.047147 | 1322 | 0.14266 | 1015.7578 | 0 | 1015.7515 | 0.04375
| 548.6131 | 0.0021453 | 266.0014 | 0 | 266.0014 | 0 | 266.3867 | 6.4731e-05 | 547.472 | 1.0001e-05 | 266.0014 | 0 | 550.8519 | 2.688e-05 | 548.6131 | 0.0036037 | 266.0014 | 0 | 821.0934 | 0.0021952 | 877.1851 | 0.00028676 | 638.046 | 0.0022429 | 1081.6755 | 0.0019989 | 1041.0099 | 0.046396 | 1323 | 0.14517 | 1015.8084 | 0 | 1015.8021 | 0.04382
| 548.7694 | 0.002004 | 266.2087 | 0 | 266.2087 | 0 | 266.5947 | 0.00022783 | 547.6293 | 0 | 266.2087 | 0 | 551.0074 | 3.8114e-05 | 548.7694 | 0.0034157 | 266.2087 | 0 | 821.1605 | 0.0024245 | 877.4253 | 0.00040974 | 638.171 | 0.0010702 | 1081.7329 | 0.0019863 | 1041.1426 | 0.04561 | 1324 | 0.1507 | 1015.859 | 0 | 1015.8526 | 0.04405
| 548.9258 | 0.0023211 | 266.4161 | 0 | 266.4161 | 0 | 266.8028 | -0.00029228 | 547.7865 | 3.0002e-05 | 266.4161 | 0 | 551.1628 | 2.9488e-05 | 548.9258 | 0.003565 | 266.416 | 0 | 821.2276 | 0.0022846 | 877.6656 | 0.00025921 | 638.296 | 0.002056 | 1081.7902 | 0.0019734 | 1041.2754 | 0.044867 | 1325 | 0.15333 | 1015.9095 | 0 | 1015.9031 | 0.04435
| 549.0822 | 0.0022325 | 266.6234 | 0 | 266.6234 | 0 | 267.011 | 0.00051335 | 547.9438 | 6.6672e-06 | 266.6234 | 0 | 551.3182 | 4.7943e-05 | 549.0822 | 0.0033378 | 266.6234 | 0 | 821.2947 | 0.0031936 | 877.9058 | 0.00042797 | 638.421 | 0.0013376 | 1081.8475 | 0.0019605 | 1041.4082 | 0.044267 | 1326 | 0.15619 | 1015.96 | 0 | 1015.9537 | 0.04466
| 549.2386 | 0.0032003 | 266.8308 | 0 | 266.8308 | 0 | 267.2191 | -0.00086032 | 548.1011 | 1.0001e-05 | 266.8308 | 0 | 551.4736 | 2.5476e-05 | 549.2386 | 0.0034817 | 266.8308 | 0 | 821.3618 | 0.0036438 | 878.1461 | 0.00030374 | 638.545 | 0.0016592 | 1081.9049 | 0.0019473 | 1041.541 | 0.04391 | 1327 | 0.15914 | 1016.0106 | 0 | 1016.0043 | 0.04492
| 549.395 | 0.0030763 | 267.0382 | 0 | 267.0382 | 0 | 267.4272 | 0.00047728 | 548.2584 | 0 | 267.0382 | 0 | 551.6291 | 4.4333e-05 | 549.395 | 0.0033 | 267.0382 | 0 | 821.429 | 0.003252 | 878.3864 | 0.00040941 | 638.67 | 0.0016972 | 1081.9622 | 0.0019339 | 1041.6738 | 0.043865 | 1328 | 0.16192 | 1016.0612 | 0 | 1016.0549 | 0.04508
| 549.5514 | 0.0035872 | 267.2456 | 0 | 267.2456 | 0 | 267.6354 | -0.00085671 | 548.4157 | 1.0001e-05 | 267.2456 | 0 | 551.7845 | 2.8886e-05 | 549.5514 | 0.0035089 | 267.2456 | 0 | 821.4961 | 0.0015342 | 878.6267 | 0.00028983 | 638.795 | 0.00074654 | 1082.0195 | 0.0019204 | 1041.8068 | 0.044139 | 1329 | 0.16471 | 1016.1118 | 0 | 1016.1054 | 0.04514
| 549.7078 | 0.0036389 | 267.453 | 0 | 267.453 | 0 | 267.8436 | 0.00048944 | 548.573 | 6.6672e-06 | 267.453 | 0 | 551.94 | 3.691e-05 | 549.7078 | 0.0033283 | 267.453 | 0 | 821.5633 | 0.0023332 | 878.8669 | 0.00047521 | 638.92 | 0.0019499 | 1082.0769 | 0.0019067 | 1041.9397 | 0.044664 | 1330 | 0.16761 | 1016.1623 | 0 | 1016.156 | 0.04508
| 549.8643 | 0.0026552 | 267.6605 | 0 | 267.6605 | 0 | 268.0518 | -0.00029325 | 548.7303 | 0 | 267.6605 | 0 | 552.0955 | 4.4734e-05 | 549.8643 | 0.0035356 | 267.6605 | 0 | 821.6304 | 0.0024562 | 879.1072 | 0.00030355 | 639.045 | 0.0018544 | 1082.1342 | 0.0018927 | 1042.0728 | 0.045312 | 1331 | 0.17364 | 1016.2129 | 0 | 1016.2066 | 0.04495
| 550.0207 | 0.0029884 | 267.8679 | 0 | 267.8679 | 0 | 268.2599 | 0.00069744 | 548.8876 | 6.6672e-06 | 267.8679 | 0 | 552.251 | 3.2698e-05 | 550.0207 | 0.0033585 | 267.8679 | 0 | 821.6976 | 0.0027357 | 879.3475 | 0.000455 | 639.17 | 0.0017667 | 1082.1915 | 0.0018786 | 1042.2057 | 0.045938 | 1332 | 0.177 | 1016.2636 | 0 | 1016.2572 | 0.04479
| 550.1772 | 0.0031827 | 268.0754 | 0 | 268.0754 | 0 | 268.4682 | -0.00029339 | 549.045 | 0 | 268.0754 | 0 | 552.4065 | 4.1123e-05 | 550.1772 | 0.0035712 | 268.0754 | 0 | 821.7648 | 0.0024076 | 879.5879 | 0.00033945 | 639.295 | 0.0022809 | 1082.2489 | 0.0018643 | 1042.3387 | 0.046416 | 1333 | 0.1803 | 1016.3142 | 0 | 1016.3078 | 0.04466
| 550.3336 | 0.0032521 | 268.2829 | 0 | 268.2829 | 0 | 268.6764 | 9.131e-05 | 549.2023 | 6.6672e-06 | 268.2829 | 0 | 552.562 | 3.3701e-05 | 550.3336 | 0.0033416 | 268.2829 | 0 | 821.832 | 0.0024988 | 879.8282 | 0.00047264 | 639.421 | 0.0016462 | 1082.3063 | 0.0018497 | 1042.4718 | 0.046681 | 1334 | 0.18356 | 1016.3647 | 0 | 1016.3584 | 0.04462
| 550.4901 | 0.0032531 | 268.4904 | 0 | 268.4904 | 0 | 268.8847 | -0.00075866 | 549.3596 | 3.0002e-05 | 268.4904 | 0 | 552.7175 | 3.9318e-05 | 550.4901 | 0.0034909 | 268.4904 | 0 | 821.8992 | 0.0017918 | 880.0685 | 0.00032691 | 639.546 | 0.001368 | 1082.3637 | 0.0018349 | 1042.605 | 0.046729 | 1335 | 0.18684 | 1016.4153 | 0 | 1016.409 | 0.04471
| 550.6465 | 0.0041311 | 268.6979 | 0 | 268.6979 | 0 | 269.093 | 0.00095543 | 549.517 | 0 | 268.6979 | 0 | 552.873 | 4.4132e-05 | 550.6465 | 0.0032683 | 268.6979 | 0 | 821.9664 | 0.0033429 | 880.3089 | 0.00047597 | 639.671 | 0.001708 | 1082.421 | 0.0018199 | 1042.7382 | 0.046613 | 1336 | 0.19028 | 1016.4659 | 0 | 1016.4596 | 0.04494
| 550.803 | 0.00313 | 268.9055 | 0 | 268.9055 | 0 | 269.3012 | -0.00044369 | 549.6744 | 0 | 268.9055 | 0 | 553.0285 | 3.3099e-05 | 550.803 | 0.0034557 | 268.9055 | 0 | 822.0336 | 0.00311 | 880.5492 | 0.00036188 | 639.796 | 0.0016177 | 1082.4784 | 0.0018046 | 1042.8713 | 0.046405 | 1337 | 0.19393 | 1016.5166 | 0 | 1016.5103 | 0.04529
| 550.9595 | 0.0035861 | 269.113 | 0 | 269.113 | 0 | 269.5096 | 4.426e-05 | 549.8317 | 6.6672e-06 | 269.113 | 0 | 553.1841 | 4.6339e-05 | 550.9595 | 0.0033026 | 269.113 | 0 | 822.1009 | 0.0039114 | 880.7895 | 0.00036828 | 639.922 | 0.0013843 | 1082.5359 | 0.0017892 | 1043.0045 | 0.046167 | 1338 | 0.19752 | 1016.5672 | 0 | 1016.5608 | 0.04572
| 551.116 | 0.0019342 | 269.3206 | 0 | 269.3206 | 0 | 269.7179 | -0.00033163 | 549.9891 | 1.0001e-05 | 269.3206 | 0 | 553.3396 | 2.6279e-05 | 551.116 | 0.0035274 | 269.3206 | 0 | 822.1682 | 0.0031766 | 881.0299 | 0.00050333 | 640.047 | 0.0013883 | 1082.5933 | 0.0017734 | 1043.1378 | 0.045929 | 1339 | 0.20432 | 1016.6178 | 0 | 1016.6115 | 0.04615
| 551.2725 | 0.0036213 | 269.5282 | 0 | 269.5282 | 0 | 269.9262 | 0.00042844 | 550.1465 | 6.6672e-06 | 269.5282 | 0 | 553.4952 | 5.5165e-05 | 551.2725 | 0.0033693 | 269.5282 | 0 | 822.2354 | 0.0031968 | 881.2703 | 0.0004146 | 640.173 | 0.0022078 | 1082.6506 | 0.0017573 | 1043.271 | 0.045685 | 1340 | 0.20787 | 1016.6685 | 0 | 1016.6621 | 0.04651
| 551.429 | 0.0028486 | 269.7359 | 0 | 269.7359 | 0 | 270.1346 | -5.508e-05 | 550.3039 | 1.0001e-05 | 269.7359 | 0 | 553.6508 | 2.2467e-05 | 551.429 | 0.0035849 | 269.7359 | 0 | 822.3027 | 0.0030199 | 881.5107 | 0.00054025 | 640.298 | 0.0016762 | 1082.708 | 0.001741 | 1043.4044 | 0.0454 | 1341 | 0.21162 | 1016.7191 | 0 | 1016.7128 | 0.04672
| 551.5855 | 0.003551 | 269.9435 | 0 | 269.9435 | 0 | 270.3429 | 0.00071156 | 550.4612 | 6.6672e-06 | 269.9435 | 0 | 553.8064 | 5.5967e-05 | 551.5855 | 0.0033617 | 269.9435 | 0 | 822.37 | 0.0026257 | 881.751 | 0.00043626 | 640.424 | 0.0022814 | 1082.7655 | 0.0017245 | 1043.5377 | 0.045033 | 1342 | 0.21545 | 1016.7697 | 0 | 1016.7634 | 0.04673
| 551.7421 | 0.0035696 | 270.1511 | 0 | 270.1511 | 0 | 270.5513 | -0.00054261 | 550.6186 | 1.0001e-05 | 270.1511 | 0 | 553.962 | 2.6279e-05 | 551.7421 | 0.003508 | 270.1511 | 0 | 822.4373 | 0.003131 | 881.9914 | 0.00055418 | 640.549 | 0.0017755 | 1082.8229 | 0.0017076 | 1043.6711 | 0.04455 | 1343 | 0.21931 | 1016.8204 | 0 | 1016.814 | 0.04654
| 551.8986 | 0.0039729 | 270.3588 | 0 | 270.3588 | 0 | 270.7597 | 0.00034197 | 550.776 | 0 | 270.3588 | 0 | 554.1176 | 4.2928e-05 | 551.8986 | 0.0033398 | 270.3588 | 0 | 822.5046 | 0.003944 | 882.2318 | 0.00044452 | 640.675 | 0.0018692 | 1082.8804 | 0.0016904 | 1043.8046 | 0.043943 | 1344 | 0.22318 | 1016.871 | 0 | 1016.8647 | 0.04618
| 552.0552 | 0.0026728 | 270.5665 | 0 | 270.5665 | 0 | 270.9681 | -0.00012979 | 550.9335 | 0 | 270.5665 | 0 | 554.2732 | 2.7482e-05 | 552.0552 | 0.0035023 | 270.5665 | 0 | 822.572 | 0.0023236 | 882.4722 | 0.00060223 | 640.801 | 0.0026061 | 1082.9377 | 0.0016729 | 1043.938 | 0.043229 | 1345 | 0.22727 | 1016.9217 | 0 | 1016.9153 | 0.04569
| 552.2117 | 0.0035158 | 270.7742 | 0 | 270.7742 | 0 | 271.1766 | 0.00043084 | 551.0909 | 0 | 270.7742 | 0 | 554.4288 | 5.356e-05 | 552.2117 | 0.0032933 | 270.7742 | 0 | 822.6393 | 0.0018527 | 882.7126 | 0.00046035 | 640.926 | 0.0010907 | 1082.9952 | 0.0016552 | 1044.0715 | 0.04246 | 1346 | 0.23155 | 1016.9724 | 0 | 1016.966 | 0.04517
| 552.3683 | 0.001055 | 270.9819 | 0 | 270.9819 | 0 | 271.385 | -0.00054712 | 551.2483 | 1.0001e-05 | 270.9819 | 0 | 554.5844 | 2.8686e-05 | 552.3683 | 0.0033618 | 270.9819 | 0 | 822.7067 | 0.0027637 | 882.9531 | 0.00060606 | 641.052 | 0.0023784 | 1083.0526 | 0.001637 | 1044.205 | 0.041711 | 1347 | 0.23522 | 1017.023 | 0 | 1017.0167 | 0.04469
| 552.5248 | 0.0024435 | 271.1897 | 0 | 271.1897 | 0 | 271.5935 | 0.00017277 | 551.4057 | 0 | 271.1897 | 0 | 554.7401 | 4.9348e-05 | 552.5248 | 0.003147 | 271.1897 | 0 | 822.774 | 0.002983 | 883.1935 | 0.00049595 | 641.178 | 0.0016769 | 1083.1101 | 0.0016186 | 1044.3385 | 0.041079 | 1348 | 0.24289 | 1017.0737 | 0 | 1017.0674 | 0.04433
| 552.6814 | 0.0029717 | 271.3974 | 0 | 271.3974 | 0 | 271.802 | 0.00020063 | 551.5632 | 5.0004e-05 | 271.3974 | 0 | 554.8957 | 2.327e-05 | 552.6814 | 0.0033793 | 271.3974 | 0 | 822.8414 | 0.0025295 | 883.4339 | 0.00063864 | 641.304 | 0.0012163 | 1083.1676 | 0.0015998 | 1044.4722 | 0.040661 | 1349 | 0.24735 | 1017.1244 | 0 | 1017.118 | 0.04413
| 552.838 | 0.0023907 | 271.6052 | 0 | 271.6052 | 0 | 272.0105 | 0.00022772 | 551.7206 | 6.6672e-06 | 271.6052 | 0 | 555.0514 | 3.7913e-05 | 552.838 | 0.0032316 | 271.6052 | 0 | 822.9088 | 0.0015198 | 883.6744 | 0.00050572 | 641.43 | 0.0013148 | 1083.225 | 0.0015806 | 1044.6057 | 0.040538 | 1350 | 0.25121 | 1017.1751 | 0 | 1017.1687 | 0.04409
| 552.9946 | 0.0026552 | 271.813 | 0 | 271.813 | 0 | 272.219 | -6.3774e-05 | 551.8781 | 3.0002e-05 | 271.813 | 0 | 555.207 | 5.015e-05 | 552.9946 | 0.003456 | 271.813 | 0 | 822.9761 | 0.0012683 | 883.9148 | 0.00066588 | 641.556 | 0.0011491 | 1083.2825 | 0.0015612 | 1044.7394 | 0.040758 | 1351 | 0.25504 | 1017.2258 | 0 | 1017.2194 | 0.04419
| 553.1512 | 0.0043069 | 272.0208 | 0 | 272.0208 | 0 | 272.4275 | 0.00081715 | 552.0355 | 0 | 272.0208 | 0 | 555.3627 | 2.5877e-05 | 553.1512 | 0.0032358 | 272.0208 | 0 | 823.0435 | 0.0024404 | 884.1553 | 0.0004953 | 641.682 | 0.0015997 | 1083.34 | 0.0015413 | 1044.8732 | 0.041326 | 1352 | 0.25873 | 1017.2764 | 0 | 1017.2701 | 0.04437
| 553.3078 | 0.0046598 | 272.2286 | 0 | 272.2286 | 0 | 272.6361 | -0.00019364 | 552.193 | 0 | 272.2286 | 0 | 555.5184 | 4.0521e-05 | 553.3078 | 0.0033888 | 272.2286 | 0 | 823.111 | 0.0029986 | 884.3958 | 0.00074494 | 641.808 | 0.0025691 | 1083.3975 | 0.0015212 | 1045.0068 | 0.042208 | 1353 | 0.26283 | 1017.3271 | 0 | 1017.3208 | 0.04455
| 553.4644 | 0.0043069 | 272.4365 | 0 | 272.4365 | 0 | 272.8446 | 0.00041577 | 552.3505 | 0 | 272.4365 | 0 | 555.6741 | 3.9117e-05 | 553.4644 | 0.0031372 | 272.4365 | 0 | 823.1784 | 0.0026252 | 884.6362 | 0.00057543 | 641.934 | 0.0016311 | 1083.455 | 0.0015006 | 1045.1406 | 0.043337 | 1354 | 0.26565 | 1017.3779 | 0 | 1017.3715 | 0.04465
| 553.6211 | 0.0012485 | 272.6443 | 0 | 272.6443 | 0 | 273.0532 | -0.00016189 | 552.508 | 1.0001e-05 | 272.6443 | 0 | 555.8298 | 3.5907e-05 | 553.6211 | 0.003383 | 272.6443 | 0 | 823.2459 | 0.0029965 | 884.8767 | 0.00072173 | 642.06 | 0.0015862 | 1083.5124 | 0.0014797 | 1045.2744 | 0.044616 | 1355 | 0.26775 | 1017.4286 | 0 | 1017.4222 | 0.04461
| 553.7777 | 0.0030412 | 272.8522 | 0 | 272.8522 | 0 | 273.2618 | 0.00017505 | 552.6655 | 0 | 272.8522 | 0 | 555.9855 | 4.8144e-05 | 553.7777 | 0.0032346 | 272.8522 | 0 | 823.3133 | 0.0024617 | 885.1172 | 0.00059114 | 642.187 | 0.0027367 | 1083.57 | 0.0014584 | 1045.4082 | 0.045923 | 1356 | 0.27244 | 1017.4793 | 0 | 1017.473 | 0.04439
| 553.9343 | 0.0029893 | 273.0601 | 0 | 273.0601 | 0 | 273.4704 | -0.00039899 | 552.823 | 3.0002e-05 | 273.0601 | 0 | 556.1413 | 3.0491e-05 | 553.9343 | 0.0034373 | 273.0601 | 0 | 823.3807 | 0.0029755 | 885.3577 | 0.00078066 | 642.313 | 0.0010503 | 1083.6274 | 0.0014367 | 1045.5421 | 0.047128 | 1357 | 0.27786 | 1017.53 | 0 | 1017.5237 | 0.04398
| 554.091 | 0.0033576 | 273.268 | 0 | 273.268 | 0 | 273.679 | 0.00080296 | 552.9805 | 6.6672e-06 | 273.268 | 0 | 556.297 | 3.6108e-05 | 554.091 | 0.0031979 | 273.268 | 0 | 823.4482 | 0.0024907 | 885.5982 | 0.00058506 | 642.439 | 0.0016558 | 1083.6849 | 0.0014146 | 1045.676 | 0.048097 | 1358 | 0.28238 | 1017.5807 | 0 | 1017.5744 | 0.04343
| 554.2477 | 0.0034992 | 273.476 | 0 | 273.476 | 0 | 273.8877 | 1.6564e-05 | 553.138 | 1.0001e-05 | 273.476 | 0 | 556.4528 | 4.4734e-05 | 554.2477 | 0.0033625 | 273.476 | 0 | 823.5157 | 0.0032078 | 885.8387 | 0.00081519 | 642.566 | 0.0014375 | 1083.7424 | 0.0013922 | 1045.8099 | 0.048726 | 1359 | 0.28829 | 1017.6315 | 0 | 1017.6251 | 0.04281
| 554.4043 | 0.0039553 | 273.6839 | 0 | 273.6839 | 0 | 274.0963 | -0.00039331 | 553.2955 | 0 | 273.6839 | 0 | 556.6085 | 3.9318e-05 | 554.4043 | 0.0032065 | 273.6839 | 0 | 823.5832 | 0.0025929 | 886.0792 | 0.00063086 | 642.692 | 0.0011484 | 1083.8001 | 0.0013695 | 1045.944 | 0.048951 | 1360 | 0.29052 | 1017.6822 | 0 | 1017.6758 | 0.04221
| 554.561 | 0.0016705 | 273.8919 | 0 | 273.8919 | 0 | 274.305 | -5.7562e-05 | 553.453 | 1.0001e-05 | 273.8919 | 0 | 556.7643 | 4.5937e-05 | 554.561 | 0.0034368 | 273.8919 | 0 | 823.6507 | 0.0020542 | 886.3198 | 0.00081887 | 642.819 | 0.0017276 | 1083.8575 | 0.0013463 | 1046.0779 | 0.048772 | 1361 | 0.28916 | 1017.7329 | 0 | 1017.7266 | 0.04171
| 554.7177 | 0.0025841 | 274.0999 | 0 | 274.0999 | 0 | 274.5137 | 0.00076703 | 553.6105 | 6.6672e-06 | 274.0999 | 0 | 556.9201 | 3.9117e-05 | 554.7177 | 0.0032517 | 274.0999 | 0 | 823.7182 | 0.0031112 | 886.5603 | 0.00069772 | 642.945 | 0.0020379 | 1083.915 | 0.0013227 | 1046.2119 | 0.048245 | 1362 | 0.29371 | 1017.7837 | 0 | 1017.7773 | 0.04139
| 554.8744 | 0.0034992 | 274.3079 | 0 | 274.3079 | 0 | 274.7224 | -0.00013598 | 553.7681 | 3.0002e-05 | 274.3079 | 0 | 557.0759 | 3.009e-05 | 554.8744 | 0.0033625 | 274.3079 | 0 | 823.7857 | 0.002176 | 886.8008 | 0.00087031 | 643.072 | 0.001872 | 1083.9727 | 0.0012936 | 1046.3461 | 0.04748 | 1363 | 0.30383 | 1017.8344 | 0 | 1017.8281 | 0.04127
| 555.0311 | 0.0027072 | 274.5159 | 0 | 274.5159 | 0 | 274.9312 | 0.00012888 | 553.9256 | 0 | 274.5159 | 0 | 557.2316 | 4.4934e-05 | 555.0311 | 0.0031123 | 274.5159 | 0 | 823.8532 | 0.0045021 | 887.0414 | 0.00071581 | 643.198 | 0.001706 | 1084.0302 | 0.0012716 | 1046.4801 | 0.046614 | 1364 | 0.30492 | 1017.8852 | 0 | 1017.8789 | 0.04136
| 555.1878 | 0.0024442 | 274.7239 | 0 | 274.7239 | 0 | 275.1399 | 1.7424e-05 | 554.0832 | 1.0001e-05 | 274.7239 | 0 | 557.3875 | 3.5105e-05 | 555.1878 | 0.0033049 | 274.7239 | 0 | 823.9207 | 0.0038982 | 887.282 | 0.00091813 | 643.325 | 0.0015021 | 1084.0878 | 0.0012497 | 1046.6143 | 0.045791 | 1365 | 0.30727 | 1017.9359 | 0 | 1017.9296 | 0.04163
| 555.3445 | 0.0050276 | 274.932 | 0 | 274.932 | 0 | 275.3486 | -1.5336e-06 | 554.2407 | 6.6672e-06 | 274.932 | 0 | 557.5433 | 4.8144e-05 | 555.3445 | 0.0031615 | 274.932 | 0 | 823.9883 | 0.0017102 | 887.5225 | 0.0007755 | 643.452 | 0.0015737 | 1084.1453 | 0.0012278 | 1046.7484 | 0.045133 | 1366 | 0.31579 | 1017.9867 | 0 | 1017.9804 | 0.04202
| 555.5013 | 0.0028135 | 275.14 | 0 | 275.14 | 0 | 275.5574 | -0.00040689 | 554.3983 | 1.0001e-05 | 275.14 | 0 | 557.6991 | 3.6509e-05 | 555.5013 | 0.0033841 | 275.14 | 0 | 824.0558 | 0.0029686 | 887.7631 | 0.00097294 | 643.579 | 0.0015604 | 1084.2029 | 0.0011949 | 1046.8827 | 0.044724 | 1367 | 0.3172 | 1018.0375 | 0 | 1018.0311 | 0.0425
| 555.658 | 0.0037795 | 275.3481 | 0 | 275.3481 | 0 | 275.7662 | -0.00028483 | 554.5559 | 6.6672e-06 | 275.3481 | 0 | 557.8549 | 3.6509e-05 | 555.658 | 0.0031532 | 275.3481 | 0 | 824.1235 | 0.0028033 | 888.0037 | 0.00080278 | 643.705 | 0.0012603 | 1084.2605 | 0.001173 | 1047.0168 | 0.04459 | 1368 | 0.31567 | 1018.0883 | 0 | 1018.0819 | 0.04304
| 555.8147 | 0.00096712 | 275.5562 | 0 | 275.5562 | 0 | 275.975 | -0.00074923 | 554.7135 | 3.0002e-05 | 275.5562 | 0 | 558.0108 | 3.6309e-05 | 555.8147 | 0.0033034 | 275.5562 | 0 | 824.191 | 0.0021221 | 888.2442 | 0.00094303 | 643.832 | 0.0010861 | 1084.318 | 0.0011511 | 1047.1511 | 0.044703 | 1369 | 0.32049 | 1018.139 | 0 | 1018.1327 | 0.04363
| 555.9715 | 0.0030939 | 275.7644 | 0 | 275.7644 | 0 | 276.1838 | 0.0005944 | 554.871 | 6.6672e-06 | 275.7644 | 0 | 558.1666 | 4.1324e-05 | 555.9715 | 0.0030633 | 275.7644 | 0 | 824.2587 | 0.0021992 | 888.4849 | 0.00083083 | 643.959 | 0.0019204 | 1084.3756 | 0.0011182 | 1047.2855 | 0.044993 | 1370 | 0.32551 | 1018.1898 | 0 | 1018.1835 | 0.04427
| 556.1282 | 0.0044312 | 275.9725 | 0 | 275.9725 | 0 | 276.3926 | 0.00016425 | 555.0286 | 0 | 275.9725 | 0 | 558.3225 | 3.6309e-05 | 556.1282 | 0.0032646 | 275.9725 | 0 | 824.3262 | 0.0031223 | 888.7255 | 0.00105 | 644.086 | 0.0013954 | 1084.4332 | 0.0010962 | 1047.4198 | 0.045365 | 1371 | 0.32776 | 1018.2406 | 0 | 1018.2342 | 0.04495
| 556.285 | 0.0040959 | 276.1807 | 0 | 276.1807 | 0 | 276.6015 | 0.00052856 | 555.1862 | 0 | 276.1807 | 0 | 558.4784 | 4.9548e-05 | 556.285 | 0.0031394 | 276.1807 | 0 | 824.3939 | 0.0012391 | 888.9661 | 0.0009103 | 644.213 | 0.0023467 | 1084.4908 | 0.0010743 | 1047.5542 | 0.045722 | 1372 | 0.34074 | 1018.2914 | 0 | 1018.285 | 0.04567
| 556.4418 | 0.0032882 | 276.3888 | 0 | 276.3888 | 0 | 276.8104 | 0.00029708 | 555.3439 | 3.0002e-05 | 276.3888 | 0 | 558.6343 | 2.7482e-05 | 556.4418 | 0.0033558 | 276.3888 | 0 | 824.4615 | 0.00215 | 889.2067 | 0.0011 | 644.34 | 0.0014956 | 1084.5485 | 0.0010414 | 1047.6886 | 0.045977 | 1373 | 0.34543 | 1018.3422 | 0 | 1018.3359 | 0.04637
| 556.5986 | 0.002672 | 276.597 | 0 | 276.597 | 0 | 277.0193 | 5.4817e-05 | 555.5015 | 6.6672e-06 | 276.597 | 0 | 558.7901 | 4.5135e-05 | 556.5986 | 0.0031782 | 276.597 | 0 | 824.5292 | 0.0032662 | 889.4473 | 0.0009611 | 644.467 | 0.0016788 | 1084.6061 | 0.0010195 | 1047.8231 | 0.046066 | 1374 | 0.34773 | 1018.393 | 0 | 1018.3867 | 0.04701
| 556.7554 | 0.0020749 | 276.8052 | 0 | 276.8052 | 0 | 277.2281 | -0.00021433 | 555.6591 | 3.0002e-05 | 276.8052 | 0 | 558.9461 | 4.2327e-05 | 556.7554 | 0.0033708 | 276.8052 | 0 | 824.5968 | 0.0045 | 889.6879 | 0.00113 | 644.595 | 0.0020716 | 1084.6637 | 0.00098661 | 1047.9575 | 0.045955 | 1375 | 0.3491 | 1018.4438 | 0 | 1018.4374 | 0.04755
| 556.9122 | 0.0036389 | 277.0135 | 0 | 277.0135 | 0 | 277.4371 | 0.00024764 | 555.8167 | 0 | 277.0135 | 0 | 559.102 | 3.6509e-05 | 556.9122 | 0.0031816 | 277.0135 | 0 | 824.6645 | 0.0042386 | 889.9286 | 0.00104 | 644.722 | 0.0011304 | 1084.7213 | 0.00096469 | 1048.092 | 0.045648 | 1376 | 0.35024 | 1018.4946 | 0 | 1018.4883 | 0.04796
| 557.069 | 0.001776 | 277.2217 | 0 | 277.2217 | 0 | 277.646 | -0.00057981 | 555.9744 | 1.0001e-05 | 277.2217 | 0 | 559.2579 | 4.9348e-05 | 557.069 | 0.0034311 | 277.2217 | 0 | 824.7322 | 0.0037628 | 890.1692 | 0.00121 | 644.849 | 0.0017454 | 1084.7789 | 0.0009318 | 1048.2267 | 0.045183 | 1377 | 0.35141 | 1018.5455 | 0 | 1018.5391 | 0.04824
| 557.2258 | 0.002883 | 277.43 | 0 | 277.43 | 0 | 277.8549 | -0.00024221 | 556.132 | 6.6672e-06 | 277.43 | 0 | 559.4138 | 2.0461e-05 | 557.2258 | 0.0031953 | 277.43 | 0 | 824.7999 | 0.0044121 | 890.4099 | 0.00108 | 644.977 | 0.0020394 | 1084.8365 | 0.00089892 | 1048.3612 | 0.044632 | 1378 | 0.35332 | 1018.5963 | 0 | 1018.5899 | 0.04843
| 557.3826 | 0.0026728 | 277.6383 | 0 | 277.6383 | 0 | 278.0639 | -0.00055887 | 556.2896 | 1.0001e-05 | 277.6383 | 0 | 559.5698 | 5.6369e-05 | 557.3826 | 0.0033575 | 277.6383 | 0 | 824.8676 | 0.0026915 | 890.6505 | 0.00123 | 645.104 | 0.0031252 | 1084.8942 | 0.00087699 | 1048.4959 | 0.044079 | 1379 | 0.35393 | 1018.6471 | 0 | 1018.6408 | 0.04859
| 557.5395 | 0.004676 | 277.8465 | 0 | 277.8465 | 0 | 278.2729 | 0.0005384 | 556.4473 | 6.6672e-06 | 277.8465 | 0 | 559.7257 | 2.5677e-05 | 557.5395 | 0.0031051 | 277.8465 | 0 | 824.9353 | 0.0028767 | 890.8912 | 0.00111 | 645.231 | 0.0019837 | 1084.9518 | 0.0008441 | 1048.6305 | 0.043605 | 1380 | 0.35155 | 1018.6979 | 0 | 1018.6916 | 0.04876
| 557.6963 | 0.0021453 | 278.0549 | 0 | 278.0549 | 0 | 278.4819 | -0.00044193 | 556.605 | 0 | 278.0549 | 0 | 559.8817 | 5.0351e-05 | 557.6963 | 0.0032607 | 278.0549 | 0 | 825.003 | 0.0017991 | 891.1319 | 0.00134 | 645.359 | 0.0024351 | 1085.0095 | 0.00082218 | 1048.7653 | 0.043269 | 1381 | 0.35433 | 1018.7488 | 0 | 1018.7424 | 0.04898
| 557.8531 | 0.0033927 | 278.2632 | 0 | 278.2632 | 0 | 278.6909 | 0.00077496 | 556.7626 | 6.6672e-06 | 278.2632 | 0 | 560.0376 | 3.2497e-05 | 557.8531 | 0.003088 | 278.2632 | 0 | 825.0707 | 0.0031161 | 891.3726 | 0.00123 | 645.486 | 0.00089863 | 1085.0671 | 0.00078929 | 1048.8999 | 0.043106 | 1382 | 0.35808 | 1018.7996 | 0 | 1018.7933 | 0.04925
| 558.01 | 0.0033058 | 278.4715 | 0 | 278.4715 | 0 | 278.8999 | -7.4059e-06 | 556.9203 | 3.0002e-05 | 278.4715 | 0 | 560.1936 | 3.8114e-05 | 558.01 | 0.0032038 | 278.4715 | 0 | 825.1385 | 0.0029475 | 891.6133 | 0.00142 | 645.614 | 0.0020737 | 1085.1248 | 0.00076737 | 1049.0347 | 0.043125 | 1383 | 0.3636 | 1018.8505 | 0 | 1018.8441 | 0.04953
| 558.1669 | 0.0048694 | 278.6799 | 0 | 278.6799 | 0 | 279.1089 | 0.00014709 | 557.078 | 6.6672e-06 | 278.6799 | 0 | 560.3496 | 4.4132e-05 | 558.1669 | 0.0031004 | 278.6799 | 0 | 825.2062 | 0.0027161 | 891.854 | 0.00129 | 645.742 | 0.001308 | 1085.1825 | 0.00073448 | 1049.1694 | 0.043317 | 1384 | 0.376 | 1018.9013 | 0 | 1018.895 | 0.04977
| 558.3237 | 0.0023387 | 278.8883 | 0 | 278.8883 | 0 | 279.318 | 0.00020999 | 557.2357 | 1.0001e-05 | 278.8883 | 0 | 560.5056 | 3.6108e-05 | 558.3237 | 0.0032575 | 278.8883 | 0 | 825.274 | 0.001833 | 892.0947 | 0.00148 | 645.869 | 0.0015867 | 1085.2401 | 0.00071256 | 1049.3043 | 0.043663 | 1385 | 0.38515 | 1018.9522 | 0 | 1018.9459 | 0.04989
| 558.4806 | 0.0031291 | 279.0967 | 0 | 279.0967 | 0 | 279.5271 | 0.00034963 | 557.3934 | 0 | 279.0967 | 0 | 560.6616 | 4.2126e-05 | 558.4806 | 0.0031562 | 279.0967 | 0 | 825.3418 | 0.002121 | 892.3354 | 0.00133 | 645.997 | 0.0019196 | 1085.2978 | 0.00067967 | 1049.4392 | 0.044132 | 1386 | 0.39483 | 1019.0031 | 0 | 1018.9967 | 0.04985
| 558.6375 | 0.0023563 | 279.3051 | 0 | 279.3051 | 0 | 279.7362 | -0.00068526 | 557.5511 | 3.0002e-05 | 279.3051 | 0 | 560.8176 | 4.1123e-05 | 558.6375 | 0.0032375 | 279.3051 | 0 | 825.4096 | 0.0036506 | 892.5761 | 0.00149 | 646.125 | 0.0021687 | 1085.3556 | 0.00064678 | 1049.5741 | 0.044688 | 1387 | 0.40298 | 1019.054 | 0 | 1019.0476 | 0.04961
| 558.7944 | 0.0032697 | 279.5135 | 0 | 279.5135 | 0 | 279.9453 | 0.00085121 | 557.7088 | 6.6672e-06 | 279.5135 | 0 | 560.9737 | 3.6309e-05 | 558.7944 | 0.0030913 | 279.5135 | 0 | 825.4775 | 0.0029275 | 892.8169 | 0.0014 | 646.253 | 0.0020603 | 1085.4132 | 0.00062486 | 1049.709 | 0.045297 | 1388 | 0.40731 | 1019.1048 | 0 | 1019.0984 | 0.04921
| 558.9513 | 0.0027607 | 279.722 | 0 | 279.722 | 0 | 280.1544 | -0.00014474 | 557.8665 | 0 | 279.722 | 0 | 561.1297 | 5.015e-05 | 558.9513 | 0.0032835 | 279.722 | 0 | 825.5452 | 0.0025519 | 893.0576 | 0.00157 | 646.381 | 0.0021409 | 1085.4709 | 0.00059197 | 1049.844 | 0.045922 | 1389 | 0.41742 | 1019.1557 | 0 | 1019.1494 | 0.04869
| 559.1082 | 0.0039553 | 279.9305 | 0 | 279.9305 | 0 | 280.3635 | 0.00038634 | 558.0242 | 0 | 279.9305 | 0 | 561.2858 | 3.33e-05 | 559.1082 | 0.00321 | 279.9305 | 0 | 825.613 | 0.0030732 | 893.2983 | 0.00141 | 646.509 | 0.0015732 | 1085.5287 | 0.00057004 | 1049.979 | 0.046536 | 1390 | 0.42928 | 1019.2066 | 0 | 1019.2003 | 0.04814
| 559.2652 | 0.0036751 | 280.1389 | 0 | 280.1389 | 0 | 280.5727 | -0.00040644 | 558.182 | 3.0002e-05 | 280.1389 | 0 | 561.4418 | 5.0351e-05 | 559.2652 | 0.0033835 | 280.1389 | 0 | 825.6808 | 0.0034512 | 893.5391 | 0.00163 | 646.637 | 0.00097193 | 1085.5864 | 0.00054812 | 1050.114 | 0.047106 | 1391 | 0.43668 | 1019.2574 | 0 | 1019.2511 | 0.04764
| 559.4221 | 0.004676 | 280.3474 | 0 | 280.3474 | 0 | 280.7819 | 0.00031386 | 558.3397 | 6.6672e-06 | 280.3474 | 0 | 561.5979 | 3.33e-05 | 559.4221 | 0.0031634 | 280.3474 | 0 | 825.7487 | 0.0030242 | 893.7799 | 0.00151 | 646.765 | 0.0014155 | 1085.644 | 0.00051523 | 1050.2491 | 0.047595 | 1392 | 0.4446 | 1019.3084 | 0 | 1019.302 | 0.04727
| 559.579 | 0.0029893 | 280.556 | 0 | 280.556 | 0 | 280.9911 | -0.00032917 | 558.4975 | 0 | 280.556 | 0 | 561.754 | 4.1925e-05 | 559.579 | 0.0033076 | 280.556 | 0 | 825.8165 | 0.0025934 | 894.0206 | 0.00174 | 646.893 | 0.0015354 | 1085.7018 | 0.00049331 | 1050.3843 | 0.047955 | 1393 | 0.45668 | 1019.3592 | 0 | 1019.3529 | 0.04707
| 559.736 | 0.0029884 | 280.7645 | 0 | 280.7645 | 0 | 281.2003 | 4.647e-05 | 558.6552 | 0 | 280.7645 | 0 | 561.91 | 4.8345e-05 | 559.736 | 0.0030619 | 280.7645 | 0 | 825.8844 | 0.002187 | 894.2614 | 0.00161 | 647.021 | 0.001475 | 1085.7595 | 0.00046042 | 1050.5194 | 0.048137 | 1394 | 0.46068 | 1019.4102 | 0 | 1019.4038 | 0.04705
| 559.8929 | 0.0029014 | 280.9731 | 0 | 280.9731 | 0 | 281.4095 | -3.1511e-06 | 558.813 | 1.0001e-05 | 280.9731 | 0 | 562.0661 | 2.1264e-05 | 559.8929 | 0.0032292 | 280.9731 | 0 | 825.9523 | 0.0031134 | 894.5022 | 0.00179 | 647.149 | 0.0015773 | 1085.8173 | 0.0004385 | 1050.6545 | 0.048095 | 1395 | 0.46353 | 1019.4611 | 0 | 1019.4547 | 0.04718
| 560.0499 | 0.0041487 | 281.1816 | 0 | 281.1816 | 0 | 281.6187 | -6.6187e-05 | 558.9707 | 0 | 281.1816 | 0 | 562.2222 | 6.8003e-05 | 560.0499 | 0.0030114 | 281.1816 | 0 | 826.0201 | 0.0023466 | 894.743 | 0.00169 | 647.277 | 0.0018039 | 1085.875 | 0.00041657 | 1050.7898 | 0.047803 | 1396 | 0.47624 | 1019.512 | 0 | 1019.5057 | 0.04744
| 560.2069 | 0.0012485 | 281.3902 | 0 | 281.3902 | 0 | 281.8279 | -0.0002756 | 559.1285 | 0 | 281.3902 | 0 | 562.3784 | 2.2467e-05 | 560.2069 | 0.0032943 | 281.3902 | 0 | 826.0881 | 0.0030032 | 894.9838 | 0.00188 | 647.406 | 0.0014744 | 1085.9327 | 0.00038368 | 1050.925 | 0.047255 | 1397 | 0.49402 | 1019.5629 | 0 | 1019.5566 | 0.04776
| 560.3639 | 0.0034806 | 281.5988 | 0 | 281.5988 | 0 | 282.0372 | 0.00040789 | 559.2863 | 6.6672e-06 | 281.5988 | 0 | 562.5345 | 6.1584e-05 | 560.3639 | 0.0031057 | 281.5988 | 0 | 826.1559 | 0.0030148 | 895.2246 | 0.00174 | 647.534 | 0.001833 | 1085.9906 | 0.00036176 | 1051.0603 | 0.046462 | 1398 | 0.50516 | 1019.6138 | 0 | 1019.6075 | 0.04809
| 560.5209 | 0.0012485 | 281.8075 | 0 | 281.8075 | 0 | 282.2465 | 0.0001536 | 559.4441 | 3.0002e-05 | 281.8075 | 0 | 562.6906 | 2.7081e-05 | 560.5209 | 0.0033386 | 281.8075 | 0 | 826.2239 | 0.0035708 | 895.4654 | 0.00196 | 647.663 | 0.0016509 | 1086.0483 | 0.00033983 | 1051.1956 | 0.045457 | 1399 | 0.50712 | 1019.6648 | 0 | 1019.6585 | 0.04837
| 560.6779 | 0.0028126 | 282.0161 | 0 | 282.0161 | 0 | 282.4558 | 0.0005565 | 559.6019 | 6.6672e-06 | 282.0161 | 0 | 562.8468 | 4.2928e-05 | 560.6779 | 0.0030805 | 282.0161 | 0 | 826.2918 | 0.0036218 | 895.7062 | 0.00186 | 647.791 | 0.001515 | 1086.1061 | 0.00031791 | 1051.3309 | 0.04428 | 1400 | 0.51194 | 1019.7157 | 0 | 1019.7093 | 0.04856
| 560.8349 | 0.0024794 | 282.2247 | 0 | 282.2247 | 0 | 282.6651 | -0.00015687 | 559.7597 | 3.0002e-05 | 282.2247 | 0 | 563.0029 | 4.7342e-05 | 560.8349 | 0.0032668 | 282.2247 | 0 | 826.3598 | 0.0035239 | 895.947 | 0.00202 | 647.919 | 0.0019909 | 1086.1638 | 0.00029598 | 1051.4663 | 0.042989 | 1401 | 0.527 | 1019.7667 | 0 | 1019.7603 | 0.04862
| 560.9919 | 0.0042893 | 282.4334 | 0 | 282.4334 | 0 | 282.8744 | 0.0009022 | 559.9175 | 6.6672e-06 | 282.4334 | 0 | 563.1591 | 4.2327e-05 | 560.9919 | 0.0030476 | 282.4334 | 0 | 826.4277 | 0.0030336 | 896.1879 | 0.00192 | 648.048 | 0.0014083 | 1086.2217 | 0.00027406 | 1051.6018 | 0.04166 | 1402 | 0.54401 | 1019.8176 | 0 | 1019.8113 | 0.04853
| 561.1489 | 0.0026024 | 282.6421 | 0 | 282.6421 | 0 | 283.0838 | -0.000742 | 560.0753 | 5.0004e-05 | 282.6421 | 0 | 563.3152 | 5.8375e-05 | 561.1489 | 0.0032175 | 282.6421 | 0 | 826.4957 | 0.0013336 | 896.4287 | 0.00212 | 648.177 | 0.0022784 | 1086.2794 | 0.00025213 | 1051.7372 | 0.040385 | 1403 | 0.55177 | 1019.8686 | 0 | 1019.8622 | 0.0483
| 561.3059 | 0.0033752 | 282.8508 | 0 | 282.8508 | 0 | 283.2931 | 0.00015699 | 560.2331 | 0 | 282.8508 | 0 | 563.4714 | 2.3671e-05 | 561.3059 | 0.0030361 | 282.8508 | 0 | 826.5638 | 0.003256 | 896.6696 | 0.00199 | 648.305 | 0.0016589 | 1086.3373 | 0.00023021 | 1051.8727 | 0.039261 | 1404 | 0.55333 | 1019.9195 | 0 | 1019.9131 | 0.04793
| 561.463 | 0.0032003 | 283.0596 | 0 | 283.0596 | 0 | 283.5025 | -0.00031593 | 560.391 | 1.0001e-05 | 283.0596 | 0 | 563.6276 | 5.8174e-05 | 561.463 | 0.0032238 | 283.0596 | 0 | 826.6318 | 0.0039409 | 896.9104 | 0.0022 | 648.434 | 0.0018098 | 1086.395 | 0.00020829 | 1052.0082 | 0.038375 | 1405 | 0.56444 | 1019.9705 | 0 | 1019.9641 | 0.04748
| 561.62 | 0.0030939 | 283.2683 | 0 | 283.2683 | 0 | 283.7119 | 0.0003369 | 560.5488 | 0 | 283.2683 | 0 | 563.7838 | 2.5677e-05 | 561.62 | 0.0030949 | 283.2683 | 0 | 826.6997 | 0.0035223 | 897.1513 | 0.00208 | 648.563 | 0.00162 | 1086.4529 | 0.00019732 | 1052.1438 | 0.037778 | 1406 | 0.58028 | 1020.0214 | 0 | 1020.0151 | 0.04698
| 561.7771 | 0.002919 | 283.4771 | 0 | 283.4771 | 0 | 283.9213 | 0.00056942 | 560.7066 | 3.0002e-05 | 283.4771 | 0 | 563.94 | 6.1183e-05 | 561.7771 | 0.0032441 | 283.4771 | 0 | 826.7677 | 0.0023372 | 897.3922 | 0.00228 | 648.692 | 0.001295 | 1086.5106 | 0.0001754 | 1052.2794 | 0.037478 | 1407 | 0.59266 | 1020.0725 | 0 | 1020.0661 | 0.04649
| 561.9341 | 0.0044299 | 283.6858 | 0 | 283.6858 | 0 | 284.1307 | 0.00022822 | 560.8645 | 0 | 283.6858 | 0 | 564.0962 | 3.6309e-05 | 561.9341 | 0.0030271 | 283.6858 | 0 | 826.8358 | 0.0029567 | 897.6331 | 0.0022 | 648.82 | 0.0019833 | 1086.5685 | 0.00015347 | 1052.415 | 0.037433 | 1408 | 0.60418 | 1020.1234 | 0 | 1020.1171 | 0.04603
| 562.0912 | 0.0016529 | 283.8946 | 0 | 283.8946 | 0 | 284.3402 | -0.00030562 | 561.0224 | 3.0002e-05 | 283.8946 | 0 | 564.2525 | 4.5937e-05 | 562.0912 | 0.003121 | 283.8946 | 0 | 826.9037 | 0.0024299 | 897.8739 | 0.00234 | 648.949 | 0.0014953 | 1086.6263 | 0.00014251 | 1052.5507 | 0.03757 | 1409 | 0.61444 | 1020.1744 | 0 | 1020.168 | 0.04565
| 562.2483 | 0.0042365 | 284.1034 | 0 | 284.1034 | 0 | 284.5496 | 0.00037305 | 561.1802 | 2.6669e-05 | 284.1034 | 0 | 564.4087 | 4.1725e-05 | 562.2483 | 0.0029841 | 284.1035 | 0 | 826.9718 | 0.0017593 | 898.1148 | 0.00224 | 649.078 | 0.0020255 | 1086.6842 | 0.00012059 | 1052.6864 | 0.037809 | 1410 | 0.63016 | 1020.2254 | 0 | 1020.2191 | 0.04535
| 562.4054 | 0.00262 | 284.3123 | 0 | 284.3123 | 0 | 284.7591 | -0.00040968 | 561.3381 | 0 | 284.3123 | 0 | 564.565 | 4.2126e-05 | 562.4054 | 0.003131 | 284.3123 | 0 | 827.0399 | 0.0025176 | 898.3557 | 0.00244 | 649.207 | 0.0011974 | 1086.7419 | 0.00010962 | 1052.8221 | 0.03809 | 1411 | 0.64626 | 1020.2764 | 0 | 1020.27 | 0.04513
| 562.5625 | 0.0022853 | 284.5211 | 0 | 284.5211 | 0 | 284.9686 | 0.0010741 | 561.496 | 6.6672e-06 | 284.5211 | 0 | 564.7212 | 5.7171e-05 | 562.5625 | 0.0029698 | 284.5211 | 0 | 827.108 | 0.0035518 | 898.5966 | 0.00234 | 649.336 | 0.0016805 | 1086.7998 | 9.8661e-05 | 1052.9579 | 0.038393 | 1412 | 0.65865 | 1020.3274 | 0 | 1020.3211 | 0.04499
| 562.7196 | 0.0026024 | 284.73 | 0 | 284.73 | 0 | 285.1781 | -0.00060404 | 561.6539 | 1.0001e-05 | 284.73 | 0 | 564.8775 | 2.668e-05 | 562.7196 | 0.0031405 | 284.73 | 0 | 827.176 | 0.0025111 | 898.8376 | 0.00257 | 649.466 | 0.0024587 | 1086.8577 | 8.7699e-05 | 1053.0938 | 0.038742 | 1413 | 0.66877 | 1020.3784 | 0 | 1020.372 | 0.04491
| 562.8767 | 0.0040783 | 284.9389 | 0 | 284.9389 | 0 | 285.3876 | 0.00088777 | 561.8117 | 0 | 284.9389 | 0 | 565.0338 | 6.8405e-05 | 562.8767 | 0.0029707 | 284.9389 | 0 | 827.2441 | 0.0025716 | 899.0785 | 0.00244 | 649.595 | 0.0014115 | 1086.9155 | 7.6737e-05 | 1053.2295 | 0.039181 | 1414 | 0.67933 | 1020.4294 | 0 | 1020.423 | 0.04486
| 563.0338 | 0.0021804 | 285.1478 | 0 | 285.1478 | 0 | 285.5971 | -8.8446e-05 | 561.9696 | 1.0001e-05 | 285.1478 | 0 | 565.1901 | 2.7482e-05 | 563.0338 | 0.0031651 | 285.1478 | 0 | 827.3123 | 0.0020541 | 899.3194 | 0.00266 | 649.724 | 0.00097278 | 1086.9734 | 6.5774e-05 | 1053.3655 | 0.039756 | 1415 | 0.6968 | 1020.4804 | 0 | 1020.4741 | 0.04483
| 563.1909 | 0.0043069 | 285.3567 | 0 | 285.3567 | 0 | 285.8067 | 0.00053886 | 562.1275 | 6.6672e-06 | 285.3567 | 0 | 565.3463 | 6.8605e-05 | 563.1909 | 0.002999 | 285.3567 | 0 | 827.3804 | 0.0024576 | 899.5604 | 0.00252 | 649.853 | 0.0017985 | 1087.0312 | 5.4812e-05 | 1053.5013 | 0.040469 | 1416 | 0.71425 | 1020.5314 | 0 | 1020.5251 | 0.04479
| 563.3481 | 0.0027959 | 285.5656 | 0 | 285.5656 | 0 | 286.0163 | -0.00076921 | 562.2855 | 1.0001e-05 | 285.5656 | 0 | 565.5027 | 2.4674e-05 | 563.3481 | 0.0031417 | 285.5656 | 0 | 827.4485 | 0.0025005 | 899.8013 | 0.00272 | 649.983 | 0.0013287 | 1087.0891 | 4.385e-05 | 1053.6373 | 0.041265 | 1417 | 0.72679 | 1020.5825 | 0 | 1020.5761 | 0.04472
| 563.5052 | 0.0033576 | 285.7746 | 0 | 285.7746 | 0 | 286.2258 | 0.00084285 | 562.4434 | 0 | 285.7746 | 0 | 565.659 | 5.0952e-05 | 563.5052 | 0.0029632 | 285.7746 | 0 | 827.5166 | 0.0018277 | 900.0423 | 0.00262 | 650.112 | 0.0022581 | 1087.147 | 3.2887e-05 | 1053.7733 | 0.042017 | 1418 | 0.73726 | 1020.6335 | 0 | 1020.6271 | 0.04461
| 563.6623 | 0.0030596 | 285.9835 | 0 | 285.9835 | 0 | 286.4354 | -0.00010993 | 562.6013 | 1.0001e-05 | 285.9835 | 0 | 565.8153 | 4.2327e-05 | 563.6623 | 0.0030228 | 285.9835 | 0 | 827.5848 | 0.0029286 | 900.2832 | 0.00285 | 650.241 | 0.001611 | 1087.205 | 2.1925e-05 | 1053.9093 | 0.042557 | 1419 | 0.74857 | 1020.6845 | 0 | 1020.6782 | 0.04446
| 563.8195 | 0.0051155 | 286.1925 | 0 | 286.1925 | 0 | 286.6451 | -2.3467e-05 | 562.7592 | 0 | 286.1925 | 0 | 565.9716 | 5.1554e-05 | 563.8195 | 0.0029032 | 286.1925 | 0 | 827.6529 | 0.0029706 | 900.5242 | 0.00276 | 650.371 | 0.0021721 | 1087.2628 | 2.1925e-05 | 1054.0453 | 0.042711 | 1420 | 0.762 | 1020.7355 | 0 | 1020.7292 | 0.04428
| 563.9767 | 0.0032355 | 286.4015 | 0 | 286.4015 | 0 | 286.8547 | -0.00020377 | 562.9172 | 0 | 286.4015 | 0 | 566.128 | 4.4934e-05 | 563.9767 | 0.0030837 | 286.4015 | 0 | 827.7211 | 0.0036411 | 900.7652 | 0.00295 | 650.5 | 0.0017273 | 1087.3207 | 1.0962e-05 | 1054.1814 | 0.042359 | 1421 | 0.77422 | 1020.7866 | 0 | 1020.7802 | 0.04408
| 564.1338 | 0.0036564 | 286.6105 | 0 | 286.6105 | 0 | 287.0643 | 0.00084671 | 563.0751 | 6.6672e-06 | 286.6105 | 0 | 566.2843 | 4.5737e-05 | 564.1338 | 0.0030038 | 286.6105 | 0 | 827.7892 | 0.0036406 | 901.0062 | 0.00282 | 650.63 | 0.0014753 | 1087.3787 | 1.0962e-05 | 1054.3175 | 0.041477 | 1422 | 0.78283 | 1020.8377 | 0 | 1020.8313 | 0.04388
| 564.291 | 0.003974 | 286.8196 | 0 | 286.8196 | 0 | 287.274 | -0.00019412 | 563.2331 | 0 | 286.8196 | 0 | 566.4407 | 3.35e-05 | 564.291 | 0.0031231 | 286.8196 | 0 | 827.8574 | 0.0036769 | 901.2471 | 0.00305 | 650.76 | 0.0015005 | 1087.4365 | 1.0962e-05 | 1054.4537 | 0.040162 | 1423 | 0.78983 | 1020.8887 | 0 | 1020.8823 | 0.04369
| 564.4482 | 0.0052561 | 287.0286 | 0 | 287.0286 | 0 | 287.4836 | 0.00082841 | 563.391 | 6.6672e-06 | 287.0286 | 0 | 566.5971 | 5.5366e-05 | 564.4482 | 0.0029355 | 287.0286 | 0 | 827.9256 | 0.0022366 | 901.4881 | 0.00292 | 650.889 | 0.001687 | 1087.4945 | 0 | 1054.5898 | 0.038622 | 1424 | 0.7989 | 1020.9398 | 0 | 1020.9334 | 0.04355
| 564.6054 | 0.003341 | 287.2377 | 0 | 287.2377 | 0 | 287.6934 | 7.3111e-05 | 563.549 | 5.0004e-05 | 287.2377 | 0 | 566.7534 | 3.8315e-05 | 564.6054 | 0.0031312 | 287.2377 | 0 | 827.9938 | 0.0025243 | 901.7291 | 0.00317 | 651.019 | 0.0013558 | 1087.5524 | 0 | 1054.7261 | 0.037125 | 1425 | 0.8092 | 1020.9908 | 0 | 1020.9844 | 0.04346
| 564.7626 | 0.0034806 | 287.4468 | 0 | 287.4468 | 0 | 287.903 | 0.00029337 | 563.707 | 0 | 287.4468 | 0 | 566.9098 | 4.5135e-05 | 564.7626 | 0.0030079 | 287.4468 | 0 | 828.0621 | 0.001895 | 901.9702 | 0.00297 | 651.149 | 0.0030735 | 1087.6103 | 0 | 1054.8624 | 0.035942 | 1426 | 0.81894 | 1021.0419 | 0 | 1021.0355 | 0.04346
| 564.9198 | 0.0030245 | 287.6559 | 0 | 287.6559 | 0 | 288.1128 | 3.6419e-05 | 563.865 | 1.0001e-05 | 287.6559 | 0 | 567.0662 | 5.2557e-05 | 564.9198 | 0.0031537 | 287.6559 | 0 | 828.1303 | 0.0027413 | 902.2112 | 0.00323 | 651.279 | 0.002688 | 1087.6682 | 0 | 1054.9987 | 0.035286 | 1427 | 0.82832 | 1021.093 | 0 | 1021.0866 | 0.04358
| 565.0771 | 0.003885 | 287.865 | 0 | 287.865 | 0 | 288.3225 | 0.00019314 | 564.0229 | 6.6672e-06 | 287.865 | 0 | 567.2226 | 3.9919e-05 | 565.0771 | 0.0029694 | 287.865 | 0 | 828.1985 | 0.00267 | 902.4522 | 0.00316 | 651.409 | 0.0017289 | 1087.7262 | 1.0962e-05 | 1055.135 | 0.035269 | 1428 | 0.83838 | 1021.144 | 0 | 1021.1377 | 0.04383
| 565.2343 | 0.0029541 | 288.0741 | 0 | 288.0741 | 0 | 288.5323 | -0.00036149 | 564.1809 | 0 | 288.0741 | 0 | 567.3791 | 4.3731e-05 | 565.2343 | 0.0030675 | 288.0741 | 0 | 828.2668 | 0.0031525 | 902.6932 | 0.00332 | 651.539 | 0.0031359 | 1087.7842 | 1.0962e-05 | 1055.2714 | 0.035889 | 1429 | 0.85 | 1021.1951 | 0 | 1021.1888 | 0.04424
| 565.3915 | 0.0032345 | 288.2833 | 0 | 288.2833 | 0 | 288.742 | 0.00089408 | 564.3389 | 6.6672e-06 | 288.2833 | 0 | 567.5355 | 5.2156e-05 | 565.3915 | 0.0028826 | 288.2833 | 0 | 828.3351 | 0.0034544 | 902.9343 | 0.00322 | 651.669 | 0.0018738 | 1087.842 | 1.0962e-05 | 1055.4078 | 0.037046 | 1430 | 0.86027 | 1021.2462 | 0 | 1021.2399 | 0.04479
| 565.5488 | 0.0020749 | 288.4925 | 0 | 288.4925 | 0 | 288.9518 | -0.00024321 | 564.4969 | 3.0002e-05 | 288.4925 | 0 | 567.6919 | 2.4473e-05 | 565.5488 | 0.0030582 | 288.4925 | 0 | 828.4034 | 0.0023936 | 903.1753 | 0.00343 | 651.799 | 0.0010401 | 1087.9 | 2.1925e-05 | 1055.5442 | 0.038574 | 1431 | 0.8682 | 1021.2973 | 0 | 1021.291 | 0.04546
| 565.7061 | 0.0054495 | 288.7017 | 0 | 288.7017 | 0 | 289.1617 | 0.00033935 | 564.655 | 6.6672e-06 | 288.7017 | 0 | 567.8484 | 6.9207e-05 | 565.7061 | 0.0029521 | 288.7017 | 0 | 828.4717 | 0.0022648 | 903.4164 | 0.00334 | 651.929 | 0.0016197 | 1087.958 | 2.1925e-05 | 1055.6807 | 0.040286 | 1432 | 0.87651 | 1021.3484 | 0 | 1021.342 | 0.04621
| 565.8633 | 0.0016002 | 288.9109 | 0 | 288.9109 | 0 | 289.3715 | 0.00010744 | 564.813 | 3.0002e-05 | 288.9109 | 0 | 568.0048 | 2.1063e-05 | 565.8633 | 0.0031438 | 288.9109 | 0 | 828.54 | 0.0023443 | 903.6575 | 0.00353 | 652.059 | 0.0025687 | 1088.016 | 3.2887e-05 | 1055.8173 | 0.042013 | 1433 | 0.88354 | 1021.3995 | 0 | 1021.3932 | 0.04699
| 566.0206 | 0.003217 | 289.1201 | 0 | 289.1201 | 0 | 289.5813 | 0.00042674 | 564.971 | 0 | 289.1201 | 0 | 568.1613 | 6.7e-05 | 566.0206 | 0.0029485 | 289.1201 | 0 | 828.6083 | 0.0015512 | 903.8985 | 0.00337 | 652.189 | 0.0014395 | 1088.074 | 4.385e-05 | 1055.9537 | 0.043623 | 1434 | 0.88844 | 1021.4506 | 0 | 1021.4443 | 0.04774
| 566.1779 | 0.0026024 | 289.3293 | 0 | 289.3293 | 0 | 289.7911 | 0.00019545 | 565.129 | 3.0002e-05 | 289.3293 | 0 | 568.3178 | 1.665e-05 | 566.1779 | 0.0030724 | 289.3293 | 0 | 828.6766 | 0.0025163 | 904.1396 | 0.00367 | 652.319 | 0.0017924 | 1088.132 | 4.385e-05 | 1056.0903 | 0.045032 | 1435 | 0.89336 | 1021.5018 | 0 | 1021.4954 | 0.04845
| 566.3352 | 0.0039377 | 289.5386 | 0 | 289.5386 | 0 | 290.001 | 0.00049519 | 565.2871 | 0 | 289.5386 | 0 | 568.4743 | 6.5797e-05 | 566.3352 | 0.0028835 | 289.5386 | 0 | 828.7449 | 0.0037551 | 904.3807 | 0.00356 | 652.45 | 0.00092885 | 1088.1899 | 5.4812e-05 | 1056.2269 | 0.046183 | 1436 | 0.89704 | 1021.5529 | 0 | 1021.5465 | 0.04907
| 566.4925 | 0.0019694 | 289.7479 | 0 | 289.7479 | 0 | 290.2109 | -0.0001268 | 565.4451 | 0 | 289.7479 | 0 | 568.6308 | 1.6249e-05 | 566.4925 | 0.003044 | 289.7479 | 0 | 828.8133 | 0.0026667 | 904.6218 | 0.00379 | 652.58 | 0.001518 | 1088.2479 | 6.5774e-05 | 1056.3636 | 0.047031 | 1437 | 0.90091 | 1021.604 | 0 | 1021.5977 | 0.0496
| 566.6498 | 0.0037619 | 289.9572 | 0 | 289.9572 | 0 | 290.4208 | 0.00075412 | 565.6032 | 0 | 289.9572 | 0 | 568.7873 | 7.5827e-05 | 566.6498 | 0.0029013 | 289.9572 | 0 | 828.8817 | 0.0017701 | 904.8629 | 0.00362 | 652.71 | 0.0013174 | 1088.306 | 7.6737e-05 | 1056.5002 | 0.047534 | 1438 | 0.90708 | 1021.6551 | 0 | 1021.6487 | 0.05002
| 566.8071 | 0.0029893 | 290.1665 | 0 | 290.1665 | 0 | 290.6307 | 1.0471e-05 | 565.7613 | 3.0002e-05 | 290.1665 | 0 | 568.9438 | 2.7883e-05 | 566.8071 | 0.0031591 | 290.1665 | 0 | 828.9501 | 0.0027303 | 905.104 | 0.00391 | 652.841 | 0.0022657 | 1088.364 | 8.7699e-05 | 1056.637 | 0.047657 | 1439 | 0.91402 | 1021.7062 | 0 | 1021.6999 | 0.05031
| 566.9644 | 0.004219 | 290.3758 | 0 | 290.3758 | 0 | 290.8406 | 0.0004024 | 565.9193 | 6.6672e-06 | 290.3758 | 0 | 569.1003 | 5.4764e-05 | 566.9644 | 0.0029659 | 290.3758 | 0 | 829.0184 | 0.0025855 | 905.3451 | 0.00378 | 652.971 | 0.0019591 | 1088.422 | 0.00010962 | 1056.7738 | 0.047398 | 1441 | 0.92074 | 1021.7574 | 0 | 1021.751 | 0.05047
| 567.1217 | 0.0032003 | 290.5851 | 0 | 290.5851 | 0 | 291.0506 | -0.00080629 | 566.0774 | 3.0002e-05 | 290.5851 | 0 | 569.2568 | 3.6309e-05 | 567.1217 | 0.0031675 | 290.5851 | 0 | 829.0869 | 0.0028946 | 905.5862 | 0.004 | 653.102 | 0.0019963 | 1088.48 | 0.00012059 | 1056.9105 | 0.046804 | 1442 | 0.92745 | 1021.8085 | 0 | 1021.8022 | 0.05051
| 567.2791 | 0.0043244 | 290.7945 | 0 | 290.7945 | 0 | 291.2605 | 0.00026473 | 566.2355 | 0 | 290.7945 | 0 | 569.4134 | 4.7743e-05 | 567.2791 | 0.0028456 | 290.7945 | 0 | 829.1552 | 0.0032921 | 905.8274 | 0.00386 | 653.233 | 0.0012627 | 1088.5381 | 0.00013155 | 1057.0474 | 0.045984 | 1443 | 0.93484 | 1021.8597 | 0 | 1021.8533 | 0.05042
| 567.4364 | 0.0019518 | 291.0039 | 0 | 291.0039 | 0 | 291.4705 | 0.00068336 | 566.3936 | 1.0001e-05 | 291.0039 | 0 | 569.5699 | 5.2758e-05 | 567.4364 | 0.003016 | 291.0039 | 0 | 829.2236 | 0.0044151 | 906.0685 | 0.00407 | 653.363 | 0.0018529 | 1088.5961 | 0.00015347 | 1057.1842 | 0.045081 | 1444 | 0.94153 | 1021.9108 | 0 | 1021.9045 | 0.05024
| 567.5938 | 0.003885 | 291.2133 | 0 | 291.2133 | 0 | 291.6805 | 0.00059604 | 566.5517 | 6.6672e-06 | 291.2133 | 0 | 569.7265 | 4.7542e-05 | 567.5938 | 0.0028274 | 291.2133 | 0 | 829.2922 | 0.0042071 | 906.3097 | 0.00397 | 653.494 | 0.0015326 | 1088.6542 | 0.00016444 | 1057.3212 | 0.044241 | 1445 | 0.94526 | 1021.962 | 0 | 1021.9557 | 0.05002
| 567.7511 | 0.0022156 | 291.4227 | 0 | 291.4227 | 0 | 291.8905 | 0.000494 | 566.7098 | 3.0002e-05 | 291.4227 | 0 | 569.8831 | 3.9117e-05 | 567.7511 | 0.0030943 | 291.4227 | 0 | 829.3605 | 0.0037574 | 906.5508 | 0.00422 | 653.625 | 0.0023438 | 1088.7122 | 0.00018636 | 1057.4581 | 0.043567 | 1446 | 0.95038 | 1022.0132 | 0 | 1022.0068 | 0.04978
| 567.9085 | 0.0036564 | 291.6321 | 0 | 291.6321 | 0 | 292.1005 | 0.00028661 | 566.8679 | 0 | 291.6321 | 0 | 570.0397 | 4.9749e-05 | 567.9085 | 0.002884 | 291.6321 | 0 | 829.429 | 0.0034916 | 906.792 | 0.00406 | 653.756 | 0.0011015 | 1088.7703 | 0.00020829 | 1057.5951 | 0.043092 | 1447 | 0.9587 | 1022.0643 | 0 | 1022.058 | 0.04956
| 568.0659 | 0.0027959 | 291.8416 | 0 | 291.8416 | 0 | 292.3106 | 5.8459e-05 | 567.026 | 5.0004e-05 | 291.8416 | 0 | 570.1962 | 4.2928e-05 | 568.0659 | 0.0030823 | 291.8416 | 0 | 829.4974 | 0.0039747 | 907.0331 | 0.00427 | 653.887 | 0.001825 | 1088.8283 | 0.00021925 | 1057.7321 | 0.042776 | 1448 | 0.96571 | 1022.1155 | 0 | 1022.1092 | 0.04937
| 568.2232 | 0.0040256 | 292.051 | 0 | 292.051 | 0 | 292.5206 | 0.00088962 | 567.1841 | 0 | 292.051 | 0 | 570.3528 | 5.1153e-05 | 568.2232 | 0.0028386 | 292.051 | 0 | 829.5659 | 0.0033562 | 907.2743 | 0.00418 | 654.018 | 0.0013349 | 1088.8863 | 0.00024117 | 1057.8691 | 0.042531 | 1449 | 0.97038 | 1022.1667 | 0 | 1022.1603 | 0.0492
| 568.3806 | 0.0034816 | 292.2605 | 0 | 292.2605 | 0 | 292.7307 | -0.00065838 | 567.3423 | 1.0001e-05 | 292.2605 | 0 | 570.5095 | 4.5135e-05 | 568.3806 | 0.0030272 | 292.2605 | 0 | 829.6344 | 0.0030489 | 907.5155 | 0.00445 | 654.148 | 0.002091 | 1088.9445 | 0.0002631 | 1058.0062 | 0.042248 | 1450 | 0.97394 | 1022.2179 | 0 | 1022.2115 | 0.04902
| 568.538 | 0.0029533 | 292.47 | 0 | 292.47 | 0 | 292.9408 | 0.00045318 | 567.5004 | 0 | 292.47 | 0 | 570.6661 | 4.0722e-05 | 568.538 | 0.0028388 | 292.47 | 0 | 829.7029 | 0.0035019 | 907.7567 | 0.00426 | 654.28 | 0.0013251 | 1089.0026 | 0.00028502 | 1058.1433 | 0.041842 | 1451 | 0.97921 | 1022.2691 | 0 | 1022.2628 | 0.04878
| 568.6954 | 0.0032882 | 292.6795 | 0 | 292.6795 | 0 | 293.1509 | -0.00030318 | 567.6585 | 3.0002e-05 | 292.6795 | 0 | 570.8227 | 5.015e-05 | 568.6954 | 0.003036 | 292.6795 | 0 | 829.7714 | 0.0026343 | 907.9979 | 0.00456 | 654.411 | 0.0014403 | 1089.0607 | 0.00030695 | 1058.2804 | 0.041281 | 1452 | 0.9858 | 1022.3203 | 0 | 1022.314 | 0.04844
| 568.8529 | 0.0048694 | 292.889 | 0 | 292.889 | 0 | 293.361 | 0.00042774 | 567.8167 | 4.6671e-05 | 292.889 | 0 | 570.9793 | 4.0722e-05 | 568.8529 | 0.002886 | 292.889 | 0 | 829.84 | 0.0021324 | 908.2391 | 0.00445 | 654.542 | 0.0012296 | 1089.1186 | 0.00032887 | 1058.4176 | 0.04059 | 1453 | 0.99095 | 1022.3715 | 0 | 1022.3651 | 0.04799
| 569.0103 | 0.0019694 | 293.0986 | 0 | 293.0986 | 0 | 293.5711 | -0.00016157 | 567.9748 | 1.0001e-05 | 293.0986 | 0 | 571.136 | 5.1153e-05 | 569.0103 | 0.0029732 | 293.0986 | 0 | 829.9084 | 0.0024337 | 908.4803 | 0.00468 | 654.673 | 0.0018639 | 1089.1768 | 0.0003508 | 1058.5548 | 0.039855 | 1454 | 0.99383 | 1022.4227 | 0 | 1022.4163 | 0.04743
| 569.1677 | 0.0042717 | 293.3082 | 0 | 293.3082 | 0 | 293.7813 | 0.00037738 | 568.133 | 6.6672e-06 | 293.3082 | 0 | 571.2926 | 3.4704e-05 | 569.1677 | 0.0028469 | 293.3082 | 0 | 829.9769 | 0.0022875 | 908.7215 | 0.00451 | 654.804 | 0.0021045 | 1089.2349 | 0.00038368 | 1058.6921 | 0.039192 | 1455 | 0.99585 | 1022.4739 | 0 | 1022.4676 | 0.04681
| 569.3252 | 0.003552 | 293.5177 | 0 | 293.5177 | 0 | 293.9915 | -0.00036696 | 568.2912 | 1.0001e-05 | 293.5177 | 0 | 571.4493 | 4.9749e-05 | 569.3252 | 0.0030205 | 293.5177 | 0 | 830.0456 | 0.0024278 | 908.9627 | 0.0047 | 654.936 | 0.0021321 | 1089.293 | 0.00040561 | 1058.8293 | 0.038715 | 1456 | 0.99843 | 1022.5252 | 0 | 1022.5188 | 0.0462
| 569.4826 | 0.0033752 | 293.7273 | 0 | 293.7273 | 0 | 294.2016 | 0.00054493 | 568.4494 | 0 | 293.7273 | 0 | 571.606 | 3.1695e-05 | 569.4826 | 0.0029092 | 293.7273 | 0 | 830.1141 | 0.0026711 | 909.204 | 0.00469 | 655.067 | 0.0017943 | 1089.3512 | 0.00042753 | 1058.9667 | 0.038513 | 1457 | 0.99999 | 1022.5764 | 0 | 1022.57 | 0.04569
| 569.6401 | 0.002831 | 293.9369 | 0 | 293.9369 | 0 | 294.4118 | -0.00022738 | 568.6076 | 3.0002e-05 | 293.9369 | 0 | 571.7627 | 6.5195e-05 | 569.6401 | 0.0030992 | 293.937 | 0 | 830.1827 | 0.0020513 | 909.4452 | 0.0049 | 655.198 | 0.0018449 | 1089.4093 | 0.00046042 | 1059.104 | 0.038627 | 1458 | 1 | 1022.6276 | 0 | 1022.6212 | 0.04537
| 569.7975 | 0.0049924 | 294.1466 | 0 | 294.1466 | 0 | 294.622 | 0.00047896 | 568.7657 | 0 | 294.1466 | 0 | 571.9194 | 2.2066e-05 | 569.7975 | 0.0029606 | 294.1466 | 0 | 830.2512 | 0.0017922 | 909.6865 | 0.00476 | 655.33 | 0.00199 | 1089.4674 | 0.00048235 | 1059.2415 | 0.039048 | 1459 | 0.99796 | 1022.6788 | 0 | 1022.6725 | 0.04532
| 569.955 | 0.0017232 | 294.3562 | 0 | 294.3562 | 0 | 294.8323 | 0.00027762 | 568.9239 | 1.0001e-05 | 294.3562 | 0 | 572.0761 | 6.7201e-05 | 569.955 | 0.0031496 | 294.3562 | 0 | 830.3198 | 0.0029049 | 909.9277 | 0.00496 | 655.461 | 0.0025601 | 1089.5255 | 0.00051523 | 1059.3789 | 0.039727 | 1460 | 0.99491 | 1022.73 | 0 | 1022.7237 | 0.04555
| 570.1125 | 0.0038147 | 294.5659 | 0 | 294.5659 | 0 | 295.0425 | 0.0010997 | 569.0821 | 0 | 294.5659 | 0 | 572.2328 | 2.7282e-05 | 570.1125 | 0.0028958 | 294.5659 | 0 | 830.3884 | 0.0029849 | 910.169 | 0.0049 | 655.593 | 0.0016632 | 1089.5836 | 0.00053716 | 1059.5164 | 0.040587 | 1462 | 0.99179 | 1022.7813 | 0 | 1022.775 | 0.04606
| 570.27 | 0.0026552 | 294.7756 | 0 | 294.7756 | 0 | 295.2528 | 0.00048201 | 569.2404 | 0 | 294.7756 | 0 | 572.3895 | 5.5566e-05 | 570.27 | 0.0030096 | 294.7756 | 0 | 830.4571 | 0.0036701 | 910.4103 | 0.00516 | 655.725 | 0.0017293 | 1089.6418 | 0.00057004 | 1059.6538 | 0.041538 | 1463 | 0.98806 | 1022.8326 | 0 | 1022.8262 | 0.04677
| 570.4275 | 0.0039553 | 294.9853 | 0 | 294.9853 | 0 | 295.463 | 0.00065853 | 569.3986 | 6.6672e-06 | 294.9853 | 0 | 572.5462 | 3.7713e-05 | 570.4275 | 0.0027648 | 294.9853 | 0 | 830.5257 | 0.0031102 | 910.6515 | 0.00499 | 655.856 | 0.0017752 | 1089.6999 | 0.00060293 | 1059.7914 | 0.04249 | 1464 | 0.98416 | 1022.8838 | 0 | 1022.8774 | 0.04759
| 570.585 | 0.0029893 | 295.195 | 0 | 295.195 | 0 | 295.6733 | -4.386e-05 | 569.5568 | 1.0001e-05 | 295.195 | 0 | 572.703 | 6.0982e-05 | 570.585 | 0.0030002 | 295.195 | 0 | 830.5944 | 0.0033122 | 910.8928 | 0.00524 | 655.988 | 0.0018483 | 1089.7582 | 0.00063582 | 1059.929 | 0.043375 | 1465 | 0.97909 | 1022.9351 | 0 | 1022.9287 | 0.04839
| 570.7425 | 0.0053792 | 295.4047 | 0 | 295.4047 | 0 | 295.8836 | 0.00041511 | 569.715 | 6.6672e-06 | 295.4047 | 0 | 572.8597 | 3.9919e-05 | 570.7425 | 0.0028056 | 295.4047 | 0 | 830.663 | 0.0028692 | 911.1341 | 0.00518 | 656.12 | 0.0011205 | 1089.8163 | 0.00065774 | 1060.0665 | 0.044157 | 1466 | 0.97202 | 1022.9863 | 0 | 1022.98 | 0.04907
| 570.9 | 0.0016529 | 295.6145 | 0 | 295.6145 | 0 | 296.094 | -5.3766e-05 | 569.8733 | 1.0001e-05 | 295.6145 | 0 | 573.0165 | 5.8375e-05 | 570.9 | 0.0029706 | 295.6145 | 0 | 830.7317 | 0.0026559 | 911.3754 | 0.00542 | 656.252 | 0.0016438 | 1089.8745 | 0.00069063 | 1060.2042 | 0.04484 | 1467 | 0.96368 | 1023.0376 | 0 | 1023.0312 | 0.04956
| 571.0575 | 0.0037092 | 295.8242 | 0 | 295.8242 | 0 | 296.3043 | 0.00093022 | 570.0315 | 0 | 295.8242 | 0 | 573.1732 | 3.1695e-05 | 571.0575 | 0.0028156 | 295.8243 | 0 | 830.8004 | 0.0026039 | 911.6167 | 0.00531 | 656.383 | 0.0021899 | 1089.9326 | 0.00072352 | 1060.3419 | 0.045464 | 1468 | 0.95378 | 1023.0889 | 0 | 1023.0825 | 0.04982
| 571.2151 | 0.0040268 | 296.034 | 0 | 296.034 | 0 | 296.5146 | -0.00061418 | 570.1898 | 0 | 296.034 | 0 | 573.33 | 5.1755e-05 | 571.2151 | 0.0030093 | 296.034 | 0 | 830.8691 | 0.0016816 | 911.858 | 0.00552 | 656.515 | 0.0020244 | 1089.9908 | 0.0007564 | 1060.4796 | 0.04607 | 1469 | 0.94106 | 1023.1401 | 0 | 1023.1338 | 0.04987
| 571.3726 | 0.0042014 | 296.2438 | 0 | 296.2438 | 0 | 296.725 | 0.00083185 | 570.348 | 2.6669e-05 | 296.2438 | 0 | 573.4868 | 4.9749e-05 | 571.3726 | 0.0028388 | 296.2438 | 0 | 830.9377 | 0.0026988 | 912.0993 | 0.00543 | 656.647 | 0.001094 | 1090.0491 | 0.00078929 | 1060.6174 | 0.046675 | 1470 | 0.92641 | 1023.1915 | 0 | 1023.1851 | 0.04975
| 571.5302 | 0.0029717 | 296.4537 | 0 | 296.4537 | 0 | 296.9354 | 0.00016205 | 570.5063 | 1.0001e-05 | 296.4537 | 0 | 573.6436 | 4.0722e-05 | 571.5302 | 0.0028834 | 296.4537 | 0 | 831.0065 | 0.0030953 | 912.3407 | 0.00571 | 656.779 | 0.0010504 | 1090.1072 | 0.00082218 | 1060.7551 | 0.047239 | 1471 | 0.91089 | 1023.2427 | 0 | 1023.2364 | 0.04952
| 571.6877 | 0.0039025 | 296.6635 | 0 | 296.6635 | 0 | 297.1458 | 0.00027814 | 570.6646 | 6.6672e-06 | 296.6635 | 0 | 573.8004 | 5.2357e-05 | 571.6877 | 0.002732 | 296.6635 | 0 | 831.0752 | 0.0026376 | 912.582 | 0.00553 | 656.912 | 0.0019695 | 1090.1654 | 0.00086603 | 1060.8929 | 0.047666 | 1472 | 0.89483 | 1023.294 | 0 | 1023.2877 | 0.04925
| 571.8453 | 0.0021453 | 296.8733 | 0 | 296.8733 | 0 | 297.3562 | -0.00021187 | 570.8229 | 1.0001e-05 | 296.8733 | 0 | 573.9572 | 3.1695e-05 | 571.8453 | 0.0029657 | 296.8733 | 0 | 831.1439 | 0.0022405 | 912.8233 | 0.00585 | 657.044 | 0.0011687 | 1090.2236 | 0.00089892 | 1061.0309 | 0.047827 | 1473 | 0.87987 | 1023.3453 | 0 | 1023.339 | 0.04901
| 572.0029 | 0.0040432 | 297.0832 | 0 | 297.0832 | 0 | 297.5667 | 0.00090855 | 570.9811 | 0 | 297.0832 | 0 | 574.1141 | 5.677e-05 | 572.0029 | 0.0028387 | 297.0832 | 0 | 831.2127 | 0.0016455 | 913.0647 | 0.00577 | 657.176 | 0.0016273 | 1090.2819 | 0.0009318 | 1061.1687 | 0.047606 | 1474 | 0.86634 | 1023.3966 | 0 | 1023.3903 | 0.04885
| 572.1605 | 0.003042 | 297.2931 | 0 | 297.2931 | 0 | 297.7771 | -0.00011545 | 571.1394 | 1.0001e-05 | 297.2931 | 0 | 574.2709 | 3.2297e-05 | 572.1605 | 0.002951 | 297.2931 | 0 | 831.2814 | 0.0022969 | 913.3061 | 0.00601 | 657.308 | 0.0014286 | 1090.3401 | 0.00096469 | 1061.3066 | 0.04695 | 1476 | 0.85349 | 1023.4479 | 0 | 1023.4416 | 0.04881
| 572.318 | 0.0045178 | 297.503 | 0 | 297.503 | 0 | 297.9876 | 0.00032052 | 571.2977 | 0 | 297.503 | 0 | 574.4277 | 5.697e-05 | 572.318 | 0.0027219 | 297.503 | 0 | 831.3502 | 0.0016207 | 913.5474 | 0.00584 | 657.44 | 0.0015913 | 1090.3983 | 0.0010085 | 1061.4447 | 0.045893 | 1477 | 0.84105 | 1023.4993 | 0 | 1023.4929 | 0.04887
| 572.4756 | 0.0017408 | 297.7129 | 0 | 297.7129 | 0 | 298.1981 | -0.00025841 | 571.456 | 1.0001e-05 | 297.7129 | 0 | 574.5846 | 3.3099e-05 | 572.4756 | 0.0029637 | 297.7129 | 0 | 831.419 | 0.0028013 | 913.7888 | 0.00612 | 657.573 | 0.0014629 | 1090.4565 | 0.0010414 | 1061.5826 | 0.044562 | 1478 | 0.82878 | 1023.5506 | 0 | 1023.5443 | 0.04904
| 572.6333 | 0.0044123 | 297.9229 | 0 | 297.9229 | 0 | 298.4085 | 0.00080919 | 571.6144 | 0 | 297.9229 | 0 | 574.7414 | 5.9578e-05 | 572.6333 | 0.0028472 | 297.9229 | 0 | 831.4878 | 0.0036039 | 914.0302 | 0.00606 | 657.705 | 0.0022494 | 1090.5148 | 0.0010743 | 1061.7207 | 0.04315 | 1479 | 0.81558 | 1023.6019 | 0 | 1023.5955 | 0.04928
| 572.7909 | 0.0030069 | 298.1328 | 0 | 298.1328 | 0 | 298.619 | -0.00058414 | 571.7727 | 0 | 298.1328 | 0 | 574.8983 | 2.9488e-05 | 572.7909 | 0.0030495 | 298.1328 | 0 | 831.5566 | 0.0035289 | 914.2716 | 0.00636 | 657.838 | 0.0016445 | 1090.573 | 0.0011182 | 1061.8588 | 0.041865 | 1480 | 0.80031 | 1023.6533 | 0 | 1023.6468 | 0.04955
| 572.9485 | 0.0035861 | 298.3428 | 0 | 298.3428 | 0 | 298.8296 | 7.033e-05 | 571.931 | 2.6669e-05 | 298.3428 | 0 | 575.0552 | 6.1183e-05 | 572.9485 | 0.0027949 | 298.3428 | 0 | 831.6254 | 0.0032865 | 914.5129 | 0.00627 | 657.97 | 0.0020496 | 1090.6314 | 0.0011511 | 1061.9969 | 0.040889 | 1481 | 0.78332 | 1023.7046 | 0 | 1023.6982 | 0.04982
| 573.1061 | 0.0024442 | 298.5528 | 0 | 298.5528 | 0 | 299.0401 | -0.00024297 | 572.0893 | 1.0001e-05 | 298.5528 | 0 | 575.2121 | 3.0491e-05 | 573.1061 | 0.0029785 | 298.5528 | 0 | 831.6942 | 0.0036798 | 914.7543 | 0.00645 | 658.103 | 0.001577 | 1090.6896 | 0.0011949 | 1062.135 | 0.040337 | 1482 | 0.76506 | 1023.7559 | 0 | 1023.7496 | 0.05004
| 573.2638 | 0.0033927 | 298.7628 | 0 | 298.7628 | 0 | 299.2507 | -6.0242e-05 | 572.2477 | 6.6672e-06 | 298.7628 | 0 | 575.369 | 5.7372e-05 | 573.2638 | 0.0027955 | 298.7628 | 0 | 831.763 | 0.0026553 | 914.9958 | 0.00643 | 658.235 | 0.0024962 | 1090.7478 | 0.0012278 | 1062.2732 | 0.040239 | 1483 | 0.74581 | 1023.8072 | 0 | 1023.8009 | 0.05016
| 573.4214 | 0.001987 | 298.9728 | 0 | 298.9728 | 0 | 299.4612 | -0.00070123 | 572.406 | 1.0001e-05 | 298.9728 | 0 | 575.5259 | 4.2126e-05 | 573.4214 | 0.0029627 | 298.9728 | 0 | 831.8318 | 0.0020574 | 915.2372 | 0.00668 | 658.368 | 0.0013458 | 1090.806 | 0.0012716 | 1062.4115 | 0.040541 | 1484 | 0.72618 | 1023.8586 | 0 | 1023.8522 | 0.05016
| 573.5791 | 0.0031291 | 299.1828 | 0 | 299.1828 | 0 | 299.6718 | 0.00098877 | 572.5644 | 0 | 299.1828 | 0 | 575.6828 | 4.3931e-05 | 573.5791 | 0.0027483 | 299.1828 | 0 | 831.9008 | 0.0021387 | 915.4786 | 0.00654 | 658.501 | 0.0011986 | 1090.8644 | 0.0013103 | 1062.5497 | 0.041119 | 1485 | 0.70662 | 1023.91 | 0 | 1023.9036 | 0.05001
| 573.7367 | 0.003974 | 299.3929 | 0 | 299.3929 | 0 | 299.8824 | -0.0002742 | 572.7227 | 3.0002e-05 | 299.3929 | 0 | 575.8398 | 4.7743e-05 | 573.7367 | 0.0028546 | 299.3929 | 0 | 831.9696 | 0.0034134 | 915.72 | 0.00678 | 658.634 | 0.0019659 | 1090.9226 | 0.0013503 | 1062.688 | 0.041819 | 1487 | 0.68702 | 1023.9614 | 0 | 1023.955 | 0.04973
| 573.8944 | 0.0033927 | 299.603 | 0 | 299.603 | 0 | 300.0931 | 0.00037518 | 572.8811 | 6.6672e-06 | 299.603 | 0 | 575.9967 | 3.9719e-05 | 573.8944 | 0.0026928 | 299.603 | 0 | 832.0386 | 0.0037566 | 915.9615 | 0.00668 | 658.767 | 0.0010509 | 1090.981 | 0.0013907 | 1062.8263 | 0.042487 | 1488 | 0.66753 | 1024.0127 | 0 | 1024.0064 | 0.04933
| 574.0521 | 0.0027607 | 299.8131 | 0 | 299.8131 | 0 | 300.3037 | -0.00047208 | 573.0395 | 0 | 299.8131 | 0 | 576.1536 | 4.7342e-05 | 574.0521 | 0.0029283 | 299.8131 | 0 | 832.1074 | 0.0039059 | 916.2029 | 0.00692 | 658.899 | 0.0022487 | 1091.0392 | 0.0014313 | 1062.9647 | 0.043004 | 1489 | 0.64828 | 1024.0641 | 0 | 1024.0577 | 0.04885
| 574.2098 | 0.0034806 | 300.0232 | 0 | 300.0232 | 0 | 300.5143 | 0.0001927 | 573.1979 | 2.6669e-05 | 300.0232 | 0 | 576.3106 | 4.8345e-05 | 574.2098 | 0.0028223 | 300.0232 | 0 | 832.1763 | 0.0034896 | 916.4443 | 0.00682 | 659.032 | 0.0019382 | 1091.0975 | 0.0014723 | 1063.103 | 0.043308 | 1490 | 0.62924 | 1024.1155 | 0 | 1024.1091 | 0.04831
| 574.3675 | 0.0023035 | 300.2333 | 0 | 300.2333 | 0 | 300.725 | -0.0005066 | 573.3563 | 1.0001e-05 | 300.2333 | 0 | 576.4676 | 3.5707e-05 | 574.3675 | 0.0029893 | 300.2333 | 0 | 832.2453 | 0.0037967 | 916.6858 | 0.00711 | 659.165 | 0.0011273 | 1091.1559 | 0.0015136 | 1063.2416 | 0.043394 | 1491 | 0.61022 | 1024.1669 | 0 | 1024.1605 | 0.04775
| 574.5252 | 0.0041487 | 300.4434 | 0 | 300.4434 | 0 | 300.9357 | -0.00020281 | 573.5147 | 6.6672e-06 | 300.4434 | 0 | 576.6245 | 6.7e-05 | 574.5252 | 0.0027121 | 300.4434 | 0 | 832.3141 | 0.0033439 | 916.9273 | 0.0071 | 659.299 | 0.0028493 | 1091.2141 | 0.001555 | 1063.38 | 0.043301 | 1492 | 0.591 | 1024.2183 | 0 | 1024.2119 | 0.04718
| 574.6829 | 0.0043784 | 300.6536 | 0 | 300.6536 | 0 | 301.1464 | -3.0905e-05 | 573.6731 | 0 | 300.6536 | 0 | 576.7815 | 1.1835e-05 | 574.6829 | 0.0028004 | 300.6536 | 0 | 832.3831 | 0.0032052 | 917.1687 | 0.00729 | 659.432 | 0.001925 | 1091.2725 | 0.0015967 | 1063.5186 | 0.043099 | 1493 | 0.57147 | 1024.2696 | 0 | 1024.2633 | 0.04662
| 574.8406 | 0.0043069 | 300.8638 | 0 | 300.8638 | 0 | 301.3571 | -3.1235e-05 | 573.8315 | 0 | 300.8638 | 0 | 576.9385 | 7.0009e-05 | 574.8406 | 0.0025811 | 300.8638 | 0 | 832.452 | 0.0034567 | 917.4102 | 0.0072 | 659.565 | 0.001965 | 1091.3308 | 0.0016386 | 1063.6571 | 0.042869 | 1494 | 0.55153 | 1024.321 | 0 | 1024.3147 | 0.04606
| 574.9983 | 0.0026728 | 301.0739 | 0 | 301.0739 | 0 | 301.5678 | -0.00035528 | 573.9899 | 3.0002e-05 | 301.0739 | 0 | 577.0955 | 2.327e-05 | 574.9983 | 0.0027921 | 301.074 | 0 | 832.521 | 0.0029342 | 917.6517 | 0.00741 | 659.698 | 0.0015982 | 1091.3892 | 0.0016806 | 1063.7957 | 0.042696 | 1495 | 0.53097 | 1024.3724 | 0 | 1024.3661 | 0.04553
| 575.1561 | 0.0034103 | 301.2842 | 0 | 301.2842 | 0 | 301.7786 | 0.00063997 | 574.1483 | 6.6672e-06 | 301.2842 | 0 | 577.2525 | 6.9207e-05 | 575.1561 | 0.0026897 | 301.2842 | 0 | 832.59 | 0.0033766 | 917.8932 | 0.00738 | 659.831 | 0.0014814 | 1091.4475 | 0.0017229 | 1063.9342 | 0.042663 | 1497 | 0.50955 | 1024.4238 | 0 | 1024.4175 | 0.04507
| 575.3138 | 0.0023387 | 301.4944 | 0 | 301.4944 | 0 | 301.9893 | -0.0010562 | 574.3067 | 1.0001e-05 | 301.4944 | 0 | 577.4095 | 3.0291e-05 | 575.3138 | 0.0028937 | 301.4944 | 0 | 832.6591 | 0.0028092 | 918.1347 | 0.00763 | 659.965 | 0.002004 | 1091.5059 | 0.0017652 | 1064.0729 | 0.042833 | 1498 | 0.48759 | 1024.4752 | 0 | 1024.4689 | 0.04473
| 575.4715 | 0.0024962 | 301.7046 | 0 | 301.7046 | 0 | 302.2001 | 0.00060236 | 574.4652 | 0 | 301.7046 | 0 | 577.5666 | 3.9117e-05 | 575.4715 | 0.0027086 | 301.7046 | 0 | 832.728 | 0.0026441 | 918.3762 | 0.00762 | 660.098 | 0.0020673 | 1091.5642 | 0.0018076 | 1064.2115 | 0.04324 | 1499 | 0.46543 | 1024.5266 | 0 | 1024.5203 | 0.04455
| 575.6293 | 0.0040795 | 301.9149 | 0 | 301.9149 | 0 | 302.4109 | -0.00064799 | 574.6236 | 3.0002e-05 | 301.9149 | 0 | 577.7236 | 4.7542e-05 | 575.6293 | 0.002945 | 301.9149 | 0 | 832.797 | 0.0033901 | 918.6177 | 0.00783 | 660.231 | 0.0016315 | 1091.6226 | 0.0018501 | 1064.3503 | 0.043861 | 1500 | 0.44379 | 1024.5781 | 0 | 1024.5718 | 0.0446
| 575.7871 | 0.0035861 | 302.1252 | 0 | 302.1252 | 0 | 302.6217 | 0.00080521 | 574.7821 | 6.6672e-06 | 302.1252 | 0 | 577.8807 | 4.2126e-05 | 575.7871 | 0.0027691 | 302.1252 | 0 | 832.8661 | 0.0032284 | 918.8592 | 0.00772 | 660.365 | 0.0019469 | 1091.6809 | 0.0018926 | 1064.489 | 0.044611 | 1501 | 0.4234 | 1024.6295 | 0 | 1024.6232 | 0.0449
| 575.9448 | 0.0030596 | 302.3354 | 0 | 302.3354 | 0 | 302.8326 | 0.00022767 | 574.9405 | 3.0002e-05 | 302.3354 | 0 | 578.0377 | 5.4363e-05 | 575.9448 | 0.0028992 | 302.3354 | 0 | 832.9351 | 0.0031332 | 919.1008 | 0.00804 | 660.498 | 0.0023304 | 1091.7393 | 0.0019351 | 1064.6278 | 0.045355 | 1502 | 0.40382 | 1024.6809 | 0 | 1024.6746 | 0.04545
| 576.1026 | 0.0020216 | 302.5458 | 0 | 302.5458 | 0 | 303.0434 | 0.00031659 | 575.099 | 6.6672e-06 | 302.5458 | 0 | 578.1948 | 3.33e-05 | 576.1026 | 0.0027032 | 302.5457 | 0 | 833.0041 | 0.0021732 | 919.3423 | 0.00788 | 660.632 | 0.0014836 | 1091.7977 | 0.0019776 | 1064.7667 | 0.045934 | 1503 | 0.38491 | 1024.7324 | 0 | 1024.7261 | 0.04625
| 576.2604 | 0.0029014 | 302.7561 | 0 | 302.7561 | 0 | 303.2542 | -2.4016e-06 | 575.2574 | 3.0002e-05 | 302.7561 | 0 | 578.3519 | 4.5536e-05 | 576.2604 | 0.0029217 | 302.7561 | 0 | 833.0731 | 0.0020525 | 919.5838 | 0.00813 | 660.766 | 0.0018934 | 1091.8561 | 0.00202 | 1064.9055 | 0.046207 | 1504 | 0.36691 | 1024.7838 | 0 | 1024.7775 | 0.04724
| 576.4182 | 0.0036037 | 302.9664 | 0 | 302.9664 | 0 | 303.4651 | 0.00023318 | 575.4159 | 0 | 302.9664 | 0 | 578.509 | 4.2928e-05 | 576.4182 | 0.0027898 | 302.9664 | 0 | 833.1422 | 0.0015238 | 919.8254 | 0.0081 | 660.899 | 0.0013237 | 1091.9144 | 0.0020623 | 1065.0444 | 0.046091 | 1506 | 0.34933 | 1024.8353 | 0 | 1024.829 | 0.04836
| 576.576 | 0.0023738 | 303.1768 | 0 | 303.1768 | 0 | 303.676 | 0.00017617 | 575.5744 | 3.0002e-05 | 303.1768 | 0 | 578.666 | 4.5737e-05 | 576.576 | 0.0028252 | 303.1768 | 0 | 833.2113 | 0.002069 | 920.067 | 0.00842 | 661.033 | 0.0019101 | 1091.9729 | 0.0021046 | 1065.1835 | 0.04557 | 1507 | 0.33183 | 1024.8867 | 0 | 1024.8804 | 0.04952
| 576.7338 | 0.0017579 | 303.3872 | 0 | 303.3872 | 0 | 303.8869 | 0.00045218 | 575.7329 | 0 | 303.3872 | 0 | 578.8232 | 4.7342e-05 | 576.7338 | 0.0025524 | 303.3872 | 0 | 833.2804 | 0.0024583 | 920.3085 | 0.00821 | 661.167 | 0.0011763 | 1092.0312 | 0.0021466 | 1065.3224 | 0.044701 | 1508 | 0.31474 | 1024.9382 | 0 | 1024.9319 | 0.05067
| 576.8916 | 0.0031475 | 303.5975 | 0 | 303.5975 | 0 | 304.0978 | -0.00042415 | 575.8914 | 3.0002e-05 | 303.5975 | 0 | 578.9803 | 4.5336e-05 | 576.8916 | 0.0026987 | 303.5976 | 0 | 833.3495 | 0.0017094 | 920.5501 | 0.00851 | 661.301 | 0.0026758 | 1092.0897 | 0.0021885 | 1065.4614 | 0.043585 | 1509 | 0.29857 | 1024.9896 | 0 | 1024.9833 | 0.05174
| 577.0495 | 0.0037092 | 303.808 | 0 | 303.808 | 0 | 304.3087 | 0.00069427 | 576.0499 | 0 | 303.808 | 0 | 579.1374 | 5.3761e-05 | 577.0495 | 0.0026149 | 303.808 | 0 | 833.4186 | 0.0024956 | 920.7917 | 0.00851 | 661.435 | 0.0014803 | 1092.1481 | 0.0022301 | 1065.6005 | 0.042334 | 1510 | 0.28368 | 1025.0411 | 0 | 1025.0348 | 0.05268
| 577.2073 | 0.0037982 | 304.0184 | 0 | 304.0184 | 0 | 304.5197 | 0.00015093 | 576.2084 | 0 | 304.0184 | 0 | 579.2945 | 3.0491e-05 | 577.2073 | 0.0027961 | 304.0184 | 0 | 833.4877 | 0.0032937 | 921.0333 | 0.00887 | 661.569 | 0.001351 | 1092.2065 | 0.0022714 | 1065.7395 | 0.041049 | 1511 | 0.27005 | 1025.0927 | 0 | 1025.0863 | 0.05346
| 577.3652 | 0.0036037 | 304.2288 | 0 | 304.2288 | 0 | 304.7307 | -1.7364e-05 | 576.3669 | 0 | 304.2288 | 0 | 579.4517 | 5.5767e-05 | 577.3652 | 0.0026027 | 304.2288 | 0 | 833.5568 | 0.003602 | 921.2749 | 0.00865 | 661.703 | 0.002079 | 1092.2649 | 0.0023124 | 1065.8787 | 0.039795 | 1512 | 0.25746 | 1025.144 | 0 | 1025.1377 | 0.05406
| 577.523 | 0.0031651 | 304.4393 | 0 | 304.4393 | 0 | 304.9416 | -0.00016015 | 576.5254 | 3.0002e-05 | 304.4393 | 0 | 579.6088 | 4.0321e-05 | 577.523 | 0.0027256 | 304.4393 | 0 | 833.626 | 0.003258 | 921.5164 | 0.00888 | 661.837 | 0.0020846 | 1092.3234 | 0.0023532 | 1066.0178 | 0.03861 | 1513 | 0.24584 | 1025.1956 | 0 | 1025.1892 | 0.05445
| 577.6809 | 0.0045354 | 304.6498 | 0 | 304.6498 | 0 | 305.1526 | 8.4417e-05 | 576.684 | 6.6672e-06 | 304.6498 | 0 | 579.766 | 5.8375e-05 | 577.6809 | 0.0026039 | 304.6498 | 0 | 833.6951 | 0.0034882 | 921.7581 | 0.00886 | 661.971 | 0.0014992 | 1092.3818 | 0.0023935 | 1066.157 | 0.037525 | 1515 | 0.23493 | 1025.2471 | 0 | 1025.2407 | 0.05463
| 577.8387 | 0.0029541 | 304.8603 | 0 | 304.8603 | 0 | 305.3636 | -5.2056e-06 | 576.8425 | 1.0001e-05 | 304.8603 | 0 | 579.9231 | 4.674e-05 | 577.8387 | 0.0027648 | 304.8603 | 0 | 833.7643 | 0.0024375 | 921.9997 | 0.00919 | 662.105 | 0.0021484 | 1092.4403 | 0.0024335 | 1066.2963 | 0.036584 | 1516 | 0.2244 | 1025.2986 | 0 | 1025.2922 | 0.05458
| 577.9966 | 0.0037092 | 305.0708 | 0 | 305.0708 | 0 | 305.5746 | 0.00063067 | 577.0011 | 0 | 305.0708 | 0 | 580.0803 | 3.9318e-05 | 577.9966 | 0.0026275 | 305.0708 | 0 | 833.8334 | 0.0022616 | 922.2413 | 0.00909 | 662.24 | 0.0015147 | 1092.4987 | 0.0024729 | 1066.4355 | 0.035867 | 1517 | 0.21423 | 1025.3501 | 0 | 1025.3438 | 0.05431
| 578.1545 | 0.0031827 | 305.2813 | 0 | 305.2813 | 0 | 305.7857 | -0.00021301 | 577.1596 | 3.0002e-05 | 305.2813 | 0 | 580.2375 | 4.012e-05 | 578.1545 | 0.0027426 | 305.2813 | 0 | 833.9026 | 0.0035425 | 922.4829 | 0.00941 | 662.374 | 0.0014911 | 1092.5571 | 0.0025119 | 1066.5748 | 0.035483 | 1518 | 0.20451 | 1025.4016 | 0 | 1025.3953 | 0.05384
| 578.3124 | 0.0031818 | 305.4918 | 0 | 305.4918 | 0 | 305.9967 | 0.00076786 | 577.3182 | 0 | 305.4918 | 0 | 580.3947 | 4.4333e-05 | 578.3124 | 0.0026268 | 305.4918 | 0 | 833.9719 | 0.0031796 | 922.7246 | 0.00928 | 662.508 | 0.0018116 | 1092.6156 | 0.0025504 | 1066.7142 | 0.035549 | 1519 | 0.19511 | 1025.4531 | 0 | 1025.4468 | 0.05323
| 578.4703 | 0.0024442 | 305.7024 | 0 | 305.7024 | 0 | 306.2078 | -0.00035805 | 577.4767 | 0 | 305.7024 | 0 | 580.5519 | 4.8144e-05 | 578.4703 | 0.002828 | 305.7024 | 0 | 834.0411 | 0.0029197 | 922.9662 | 0.00965 | 662.643 | 0.0016392 | 1092.6741 | 0.0025883 | 1066.8535 | 0.036147 | 1520 | 0.18567 | 1025.5046 | 0 | 1025.4983 | 0.05252
| 578.6282 | 0.0038322 | 305.913 | 0 | 305.913 | 0 | 306.4189 | 0.00067018 | 577.6353 | 0 | 305.913 | 0 | 580.7091 | 3.7512e-05 | 578.6282 | 0.0027242 | 305.913 | 0 | 834.1103 | 0.0030486 | 923.2079 | 0.00961 | 662.777 | 0.0013336 | 1092.7325 | 0.0026256 | 1066.9929 | 0.037287 | 1522 | 0.17614 | 1025.5561 | 0 | 1025.5498 | 0.05178
| 578.7861 | 0.0033761 | 306.1236 | 0 | 306.1236 | 0 | 306.63 | -0.00017364 | 577.7939 | 1.0001e-05 | 306.1236 | 0 | 580.8664 | 4.9147e-05 | 578.7861 | 0.0029273 | 306.1236 | 0 | 834.1795 | 0.00299 | 923.4495 | 0.00985 | 662.912 | 0.0016098 | 1092.791 | 0.0026623 | 1067.1324 | 0.038884 | 1523 | 0.16715 | 1025.6077 | 0 | 1025.6013 | 0.05108
| 578.944 | 0.0041838 | 306.3342 | 0 | 306.3342 | 0 | 306.8411 | 0.00065824 | 577.9525 | 0 | 306.3342 | 0 | 581.0236 | 3.4102e-05 | 578.944 | 0.0027232 | 306.3342 | 0 | 834.2488 | 0.0031699 | 923.6912 | 0.00979 | 663.046 | 0.0014919 | 1092.8496 | 0.0026984 | 1067.2719 | 0.040765 | 1524 | 0.15903 | 1025.6592 | 0 | 1025.6528 | 0.05045
| 579.102 | 0.0033761 | 306.5448 | 0 | 306.5448 | 0 | 307.0522 | -0.00010756 | 578.111 | 3.0002e-05 | 306.5448 | 0 | 581.1808 | 4.0722e-05 | 579.102 | 0.0028286 | 306.5448 | 0 | 834.3181 | 0.0039924 | 923.9328 | 0.01014 | 663.181 | 0.0020204 | 1092.9081 | 0.0027337 | 1067.4114 | 0.042702 | 1525 | 0.15151 | 1025.7107 | 0 | 1025.7043 | 0.04993
| 579.2599 | 0.0037092 | 306.7554 | 0 | 306.7554 | 0 | 307.2634 | 0.000343 | 578.2696 | 0 | 306.7554 | 0 | 581.3381 | 4.3931e-05 | 579.2599 | 0.0026158 | 306.7554 | 0 | 834.3873 | 0.0023011 | 924.1745 | 0.01 | 663.315 | 0.0018826 | 1092.9666 | 0.0027683 | 1067.551 | 0.044466 | 1526 | 0.14437 | 1025.7623 | 0 | 1025.7559 | 0.04951
| 579.4178 | 0.0028662 | 306.9661 | 0 | 306.9661 | 0 | 307.4745 | -0.00087141 | 578.4282 | 1.0001e-05 | 306.9661 | 0 | 581.4954 | 3.5506e-05 | 579.4178 | 0.0027021 | 306.9661 | 0 | 834.4566 | 0.0031284 | 924.4162 | 0.01031 | 663.45 | 0.0026501 | 1093.025 | 0.0028021 | 1067.6906 | 0.045877 | 1527 | 0.13766 | 1025.8138 | 0 | 1025.8075 | 0.04918
| 579.5758 | 0.0045178 | 307.1768 | 0 | 307.1768 | 0 | 307.6857 | -0.00019613 | 578.5868 | 2.6669e-05 | 307.1768 | 0 | 581.6526 | 5.015e-05 | 579.5758 | 0.0025774 | 307.1768 | 0 | 834.5259 | 0.0036157 | 924.6579 | 0.01036 | 663.585 | 0.0017382 | 1093.0836 | 0.0028352 | 1067.8302 | 0.046839 | 1528 | 0.13146 | 1025.8654 | 0 | 1025.859 | 0.04892
| 579.7337 | 0.0037102 | 307.3875 | 0 | 307.3875 | 0 | 307.8969 | -0.000457 | 578.7455 | 1.0001e-05 | 307.3875 | 0 | 581.8099 | 3.6509e-05 | 579.7337 | 0.0026812 | 307.3875 | 0 | 834.5952 | 0.0034488 | 924.8996 | 0.0106 | 663.72 | 0.001987 | 1093.1421 | 0.0028675 | 1067.9698 | 0.047344 | 1530 | 0.12573 | 1025.917 | 0 | 1025.9105 | 0.0487
| 579.8917 | 0.0052034 | 307.5982 | 0 | 307.5982 | 0 | 308.1082 | -5.7231e-05 | 578.9041 | 6.6672e-06 | 307.5982 | 0 | 581.9672 | 5.356e-05 | 579.8917 | 0.0026238 | 307.5982 | 0 | 834.6646 | 0.003306 | 925.1413 | 0.01047 | 663.855 | 0.0018697 | 1093.2007 | 0.0028989 | 1068.1096 | 0.04746 | 1531 | 0.12031 | 1025.9685 | 0 | 1025.9622 | 0.04852
| 580.0497 | 0.0034992 | 307.8089 | 0 | 307.8089 | 0 | 308.3194 | -0.00036711 | 579.0627 | 1.0001e-05 | 307.8089 | 0 | 582.1245 | 3.0291e-05 | 580.0497 | 0.0028046 | 307.8089 | 0 | 834.7339 | 0.0029114 | 925.383 | 0.01078 | 663.99 | 0.0014569 | 1093.2592 | 0.0029294 | 1068.2494 | 0.047295 | 1532 | 0.11503 | 1026.02 | 0 | 1026.0137 | 0.04835
| 580.2077 | 0.0052737 | 308.0197 | 0 | 308.0197 | 0 | 308.5306 | 4.1782e-05 | 579.2214 | 6.6672e-06 | 308.0197 | 0 | 582.2818 | 5.4764e-05 | 580.2077 | 0.0026715 | 308.0197 | 0 | 834.8032 | 0.0020912 | 925.6247 | 0.01078 | 664.125 | 0.0016424 | 1093.3177 | 0.0029591 | 1068.3892 | 0.046964 | 1533 | 0.10973 | 1026.0717 | 0 | 1026.0653 | 0.04819
| 580.3657 | 0.0026904 | 308.2304 | 0 | 308.2304 | 0 | 308.7419 | -0.0010331 | 579.38 | 1.0001e-05 | 308.2304 | 0 | 582.4391 | 3.1695e-05 | 580.3657 | 0.0027832 | 308.2304 | 0 | 834.8726 | 0.003744 | 925.8665 | 0.01113 | 664.26 | 0.0014905 | 1093.3762 | 0.0029878 | 1068.5289 | 0.046569 | 1534 | 0.10439 | 1026.1232 | 0 | 1026.1168 | 0.04803
| 580.5237 | 0.0047288 | 308.4412 | 0 | 308.4412 | 0 | 308.9532 | 0.00062206 | 579.5386 | 6.6672e-06 | 308.4412 | 0 | 582.5964 | 4.5737e-05 | 580.5237 | 0.0025887 | 308.4412 | 0 | 834.942 | 0.0028777 | 926.1082 | 0.0109 | 664.395 | 0.0013357 | 1093.4348 | 0.0030156 | 1068.6688 | 0.046187 | 1536 | 0.09924 | 1026.1748 | 0 | 1026.1685 | 0.04784
| 580.6817 | 0.0033586 | 308.652 | 0 | 308.652 | 0 | 309.1644 | 7.7176e-05 | 579.6973 | 0 | 308.652 | 0 | 582.7538 | 4.7743e-05 | 580.6817 | 0.002772 | 308.652 | 0 | 835.0113 | 0.0025827 | 926.35 | 0.01128 | 664.53 | 0.001686 | 1093.4934 | 0.0030425 | 1068.8087 | 0.045865 | 1537 | 0.09427 | 1026.2264 | 0 | 1026.22 | 0.0476
| 580.8397 | 0.0040432 | 308.8628 | 0 | 308.8628 | 0 | 309.3757 | -0.00023418 | 579.856 | 6.6672e-06 | 308.8628 | 0 | 582.9111 | 4.1324e-05 | 580.8397 | 0.0026129 | 308.8628 | 0 | 835.0807 | 0.0026456 | 926.5917 | 0.01128 | 664.665 | 0.0012251 | 1093.552 | 0.0030684 | 1068.9486 | 0.045622 | 1538 | 0.08961 | 1026.2779 | 0 | 1026.2716 | 0.04731
| 580.9977 | 0.0036399 | 309.0736 | 0 | 309.0736 | 0 | 309.5871 | -0.00060715 | 580.0146 | 1.0001e-05 | 309.0736 | 0 | 583.0685 | 3.8114e-05 | 580.9977 | 0.0027157 | 309.0736 | 0 | 835.1501 | 0.0031243 | 926.8334 | 0.01158 | 664.801 | 0.0010828 | 1093.6105 | 0.0030852 | 1069.0886 | 0.045448 | 1539 | 0.08549 | 1026.3296 | 0 | 1026.3232 | 0.04697
| 581.1557 | 0.0044123 | 309.2845 | 0 | 309.2845 | 0 | 309.7984 | 0.0008945 | 580.1733 | 0 | 309.2845 | 0 | 583.2258 | 4.694e-05 | 581.1557 | 0.0024945 | 309.2845 | 0 | 835.2195 | 0.0025046 | 927.0752 | 0.01153 | 664.936 | 0.0011126 | 1093.6691 | 0.0030961 | 1069.2285 | 0.045313 | 1540 | 0.08174 | 1026.3812 | 0 | 1026.3749 | 0.04661
| 581.3138 | 0.0030772 | 309.4953 | 0 | 309.4953 | 0 | 310.0097 | -0.00051767 | 580.332 | 1.0001e-05 | 309.4953 | 0 | 583.3832 | 3.2698e-05 | 581.3138 | 0.0026488 | 309.4953 | 0 | 835.2889 | 0.0032005 | 927.317 | 0.01181 | 665.071 | 0.0019702 | 1093.7277 | 0.003106 | 1069.3687 | 0.045171 | 1541 | 0.07802 | 1026.4329 | 0 | 1026.4264 | 0.04626
| 581.4718 | 0.0052385 | 309.7062 | 0 | 309.7062 | 0 | 310.2211 | 0.00040489 | 580.4907 | 6.6672e-06 | 309.7062 | 0 | 583.5406 | 5.015e-05 | 581.4718 | 0.0025267 | 309.7062 | 0 | 835.3585 | 0.0032913 | 927.5588 | 0.01183 | 665.207 | 0.0015022 | 1093.7863 | 0.0031149 | 1069.5087 | 0.044975 | 1543 | 0.07439 | 1026.4844 | 0 | 1026.478 | 0.04598
| 581.6299 | 0.0034465 | 309.9171 | 0 | 309.9171 | 0 | 310.4325 | -0.00027023 | 580.6494 | 1.0001e-05 | 309.9171 | 0 | 583.698 | 4.3931e-05 | 581.6299 | 0.0026832 | 309.9171 | 0 | 835.4278 | 0.0020433 | 927.8006 | 0.01216 | 665.342 | 0.0025749 | 1093.8448 | 0.0031228 | 1069.6488 | 0.044692 | 1544 | 0.07092 | 1026.536 | 0 | 1026.5297 | 0.04578
| 581.788 | 0.0040608 | 310.128 | 0 | 310.128 | 0 | 310.6439 | 0.00050355 | 580.8081 | 0 | 310.128 | 0 | 583.8554 | 3.8916e-05 | 581.788 | 0.0025358 | 310.128 | 0 | 835.4973 | 0.003446 | 928.0423 | 0.01201 | 665.478 | 0.0013272 | 1093.9034 | 0.0031296 | 1069.7889 | 0.044313 | 1545 | 0.0675 | 1026.5876 | 0 | 1026.5813 | 0.0457
| 581.946 | 0.0035696 | 310.3389 | 0 | 310.3389 | 0 | 310.8553 | 0.00012486 | 580.9668 | 0 | 310.3389 | 0 | 584.0128 | 4.4333e-05 | 581.946 | 0.0027179 | 310.339 | 0 | 835.5668 | 0.0037606 | 928.2841 | 0.01244 | 665.614 | 0.0008955 | 1093.962 | 0.0031354 | 1069.9291 | 0.043859 | 1546 | 0.06412 | 1026.6393 | 0 | 1026.6329 | 0.04573
| 582.1041 | 0.0049573 | 310.5499 | 0 | 310.5499 | 0 | 311.0667 | 0.0004064 | 581.1255 | 0 | 310.5499 | 0 | 584.1702 | 4.0922e-05 | 582.1041 | 0.0026038 | 310.5499 | 0 | 835.6362 | 0.0032228 | 928.5259 | 0.01241 | 665.749 | 0.0018001 | 1094.0207 | 0.0031402 | 1070.0693 | 0.043371 | 1547 | 0.06087 | 1026.6909 | 0 | 1026.6846 | 0.04584
| 582.2622 | 0.0041674 | 310.7609 | 0 | 310.7609 | 0 | 311.2782 | -0.00039164 | 581.2842 | 0 | 310.7609 | 0 | 584.3277 | 3.9318e-05 | 582.2622 | 0.0027393 | 310.7609 | 0 | 835.7058 | 0.0034254 | 928.7678 | 0.01272 | 665.885 | 0.0015937 | 1094.0793 | 0.003144 | 1070.2096 | 0.042907 | 1549 | 0.05795 | 1026.7425 | 0 | 1026.7362 | 0.04601
| 582.4203 | 0.0041838 | 310.9718 | 0 | 310.9718 | 0 | 311.4896 | 0.00016725 | 581.443 | 0 | 310.9718 | 0 | 584.4851 | 4.4132e-05 | 582.4203 | 0.0025646 | 310.9718 | 0 | 835.7752 | 0.0027767 | 929.0096 | 0.01275 | 666.021 | 0.0014761 | 1094.1379 | 0.0031467 | 1070.3499 | 0.042518 | 1550 | 0.05528 | 1026.7942 | 0 | 1026.7878 | 0.04621
| 582.5784 | 0.0044136 | 311.1828 | 0 | 311.1828 | 0 | 311.7011 | 9.9219e-05 | 581.6017 | 3.0002e-05 | 311.1828 | 0 | 584.6425 | 3.9518e-05 | 582.5784 | 0.0026985 | 311.1828 | 0 | 835.8447 | 0.0020791 | 929.2514 | 0.01302 | 666.157 | 0.0014215 | 1094.1965 | 0.0031485 | 1070.4902 | 0.042239 | 1551 | 0.05269 | 1026.8458 | 0 | 1026.8395 | 0.04642
| 582.7365 | 0.0029181 | 311.3938 | 0 | 311.3938 | 0 | 311.9126 | 0.001058 | 581.7604 | 6.6672e-06 | 311.3938 | 0 | 584.8 | 4.4132e-05 | 582.7365 | 0.0025417 | 311.3938 | 0 | 835.9142 | 0.0027356 | 929.4932 | 0.01304 | 666.293 | 0.0024319 | 1094.2552 | 0.0031493 | 1070.6306 | 0.042072 | 1552 | 0.05022 | 1026.8976 | 0 | 1026.8911 | 0.04661
| 582.8946 | 0.0027783 | 311.6049 | 0 | 311.6049 | 0 | 312.1241 | -0.00037305 | 581.9192 | 3.0002e-05 | 311.6049 | 0 | 584.9575 | 3.9518e-05 | 582.8946 | 0.0026968 | 311.6049 | 0 | 835.9838 | 0.0024461 | 929.7351 | 0.01337 | 666.429 | 0.001652 | 1094.3138 | 0.0031491 | 1070.771 | 0.041988 | 1553 | 0.04781 | 1026.9492 | 0 | 1026.9429 | 0.04679
| 583.0527 | 0.0053792 | 311.8159 | 0 | 311.8159 | 0 | 312.3356 | 0.00030065 | 582.078 | 0 | 311.8159 | 0 | 585.1149 | 2.7482e-05 | 583.0527 | 0.0025437 | 311.8159 | 0 | 836.0533 | 0.0022299 | 929.9769 | 0.01331 | 666.565 | 0.0016955 | 1094.3726 | 0.003148 | 1070.9114 | 0.041925 | 1555 | 0.04554 | 1027.0008 | 0 | 1026.9945 | 0.04696
| 583.2109 | 0.0027959 | 312.027 | 0 | 312.027 | 0 | 312.5471 | -0.00015305 | 582.2367 | 6.9993e-05 | 312.027 | 0 | 585.2724 | 4.1925e-05 | 583.2109 | 0.0026786 | 312.027 | 0 | 836.1229 | 0.0031104 | 930.2188 | 0.01363 | 666.701 | 0.002823 | 1094.4311 | 0.0031459 | 1071.0519 | 0.041812 | 1556 | 0.04347 | 1027.0525 | 0 | 1027.0461 | 0.04716
| 583.369 | 0.0039904 | 312.238 | 0 | 312.238 | 0 | 312.7587 | 0.00063451 | 582.3955 | 0 | 312.238 | 0 | 585.4299 | 3.9919e-05 | 583.369 | 0.0024668 | 312.238 | 0 | 836.1924 | 0.002903 | 930.4606 | 0.01368 | 666.837 | 0.0011143 | 1094.4899 | 0.0031429 | 1071.1924 | 0.041595 | 1557 | 0.04145 | 1027.1043 | 0 | 1027.0979 | 0.04739
| 583.5271 | 0.0041674 | 312.4491 | 0 | 312.4491 | 0 | 312.9703 | -0.00020698 | 582.5543 | 1.0001e-05 | 312.4491 | 0 | 585.5874 | 4.5536e-05 | 583.5271 | 0.0025763 | 312.4491 | 0 | 836.262 | 0.0019132 | 930.7025 | 0.01397 | 666.973 | 0.0012785 | 1094.5486 | 0.003139 | 1071.333 | 0.041252 | 1558 | 0.03951 | 1027.1559 | 0 | 1027.1495 | 0.04766
| 583.6853 | 0.00334 | 312.6603 | 0 | 312.6603 | 0 | 313.1819 | 0.00019879 | 582.713 | 0 | 312.6603 | 0 | 585.7449 | 3.3701e-05 | 583.6853 | 0.0024638 | 312.6603 | 0 | 836.3316 | 0.0020856 | 930.9444 | 0.0139 | 667.109 | 0.0010021 | 1094.6072 | 0.0031343 | 1071.4735 | 0.040812 | 1559 | 0.03771 | 1027.2076 | 0 | 1027.2012 | 0.04797
| 583.8435 | 0.0037806 | 312.8714 | 0 | 312.8714 | 0 | 313.3934 | 4.4583e-05 | 582.8718 | 0 | 312.8714 | 0 | 585.9024 | 2.5075e-05 | 583.8435 | 0.0026643 | 312.8714 | 0 | 836.4012 | 0.0026795 | 931.1863 | 0.01432 | 667.245 | 0.0015021 | 1094.6659 | 0.0031288 | 1071.6141 | 0.040338 | 1561 | 0.03605 | 1027.2593 | 0 | 1027.2529 | 0.04826
| 584.0016 | 0.0031818 | 313.0825 | 0 | 313.0825 | 0 | 313.605 | 0.00062394 | 583.0306 | 0 | 313.0825 | 0 | 586.06 | 4.1925e-05 | 584.0016 | 0.0025244 | 313.0825 | 0 | 836.4708 | 0.0027426 | 931.4282 | 0.01431 | 667.382 | 0.0014115 | 1094.7246 | 0.0031225 | 1071.7549 | 0.039912 | 1562 | 0.03447 | 1027.311 | 0 | 1027.3046 | 0.04849
| 584.1598 | 0.0023211 | 313.2937 | 0 | 313.2937 | 0 | 313.8167 | -0.00021235 | 583.1894 | 5.0004e-05 | 313.2937 | 0 | 586.2175 | 3.8315e-05 | 584.1598 | 0.002625 | 313.2937 | 0 | 836.5405 | 0.0029111 | 931.6701 | 0.01467 | 667.518 | 0.001127 | 1094.7833 | 0.0031154 | 1071.8955 | 0.039607 | 1563 | 0.03295 | 1027.3627 | 0 | 1027.3563 | 0.04858
| 584.318 | 0.0043244 | 313.5049 | 0 | 313.5049 | 0 | 314.0283 | 2.8163e-05 | 583.3482 | 0 | 313.5049 | 0 | 586.375 | 4.7342e-05 | 584.318 | 0.0024613 | 313.5049 | 0 | 836.6101 | 0.0034496 | 931.912 | 0.01455 | 667.655 | 0.0015415 | 1094.842 | 0.0031077 | 1072.0363 | 0.039465 | 1564 | 0.03158 | 1027.4144 | 0 | 1027.4081 | 0.04848
| 584.4762 | 0.002409 | 313.7161 | 0 | 313.7161 | 0 | 314.24 | -0.00018593 | 583.5071 | 1.0001e-05 | 313.7161 | 0 | 586.5326 | 2.668e-05 | 584.4762 | 0.0026342 | 313.7161 | 0 | 836.6799 | 0.0030512 | 932.1539 | 0.01499 | 667.791 | 0.0013008 | 1094.9008 | 0.0030993 | 1072.177 | 0.039482 | 1566 | 0.03043 | 1027.4661 | 0 | 1027.4597 | 0.04818
| 584.6344 | 0.0031291 | 313.9273 | 0 | 313.9273 | 0 | 314.4517 | 0.00020129 | 583.6659 | 6.6672e-06 | 313.9273 | 0 | 586.6902 | 4.7542e-05 | 584.6344 | 0.0025302 | 313.9273 | 0 | 836.7495 | 0.0023832 | 932.3958 | 0.01497 | 667.928 | 0.0013696 | 1094.9595 | 0.0030902 | 1072.3179 | 0.039616 | 1567 | 0.02933 | 1027.5178 | 0 | 1027.5115 | 0.04767
| 584.7926 | 0.0034113 | 314.1385 | 0 | 314.1385 | 0 | 314.6634 | -0.00024096 | 583.8247 | 3.0002e-05 | 314.1385 | 0 | 586.8477 | 2.7883e-05 | 584.7926 | 0.0027461 | 314.1385 | 0 | 836.8192 | 0.0024177 | 932.6377 | 0.01546 | 668.064 | 0.0016978 | 1095.0182 | 0.0030806 | 1072.4587 | 0.039792 | 1568 | 0.02805 | 1027.5696 | 0 | 1027.5632 | 0.047
| 584.9508 | 0.0041662 | 314.3497 | 0 | 314.3497 | 0 | 314.8751 | 0.00010958 | 583.9835 | 0 | 314.3497 | 0 | 587.0053 | 5.0351e-05 | 584.9508 | 0.0025665 | 314.3497 | 0 | 836.8888 | 0.0027391 | 932.8796 | 0.01534 | 668.201 | 0.0016828 | 1095.0769 | 0.0030704 | 1072.5996 | 0.039925 | 1569 | 0.02682 | 1027.6213 | 0 | 1027.6149 | 0.04621
| 585.109 | 0.002831 | 314.561 | 0 | 314.561 | 0 | 315.0868 | 7.0428e-05 | 584.1424 | 3.0002e-05 | 314.561 | 0 | 587.1629 | 3.1695e-05 | 585.109 | 0.0026863 | 314.561 | 0 | 836.9585 | 0.0035608 | 933.1216 | 0.01572 | 668.338 | 0.0011535 | 1095.1356 | 0.0030598 | 1072.7405 | 0.039948 | 1570 | 0.02578 | 1027.673 | 0 | 1027.6666 | 0.04536
| 585.2673 | 0.0043244 | 314.7723 | 0 | 314.7723 | 0 | 315.2985 | -0.00016526 | 584.3012 | 6.6672e-06 | 314.7723 | 0 | 587.3205 | 4.1725e-05 | 585.2673 | 0.0024083 | 314.7723 | 0 | 837.0283 | 0.0040667 | 933.3635 | 0.01569 | 668.475 | 0.001663 | 1095.1943 | 0.0030487 | 1072.8815 | 0.039827 | 1572 | 0.02486 | 1027.7247 | 0 | 1027.7184 | 0.04446
| 585.4255 | 0.0023914 | 314.9836 | 0 | 314.9836 | 0 | 315.5103 | -0.00064272 | 584.4601 | 1.0001e-05 | 314.9836 | 0 | 587.4781 | 3.6108e-05 | 585.4255 | 0.0025378 | 314.9836 | 0 | 837.098 | 0.0034684 | 933.6055 | 0.01604 | 668.611 | 0.0015146 | 1095.2531 | 0.0030373 | 1073.0225 | 0.039584 | 1573 | 0.02399 | 1027.7765 | 0 | 1027.7701 | 0.04354
| 585.5838 | 0.0028478 | 315.1949 | 0 | 315.1949 | 0 | 315.722 | -8.0243e-05 | 584.619 | 0 | 315.1949 | 0 | 587.6358 | 4.2327e-05 | 585.5838 | 0.002383 | 315.1949 | 0 | 837.1678 | 0.0026248 | 933.8474 | 0.01595 | 668.748 | 0.0013319 | 1095.3119 | 0.0030256 | 1073.1635 | 0.03929 | 1574 | 0.02305 | 1027.8283 | 0 | 1027.8219 | 0.04262
| 585.742 | 0.0032706 | 315.4062 | 0 | 315.4062 | 0 | 315.9338 | 0.0003969 | 584.7778 | 1.0001e-05 | 315.4062 | 0 | 587.7934 | 3.5907e-05 | 585.742 | 0.0025809 | 315.4062 | 0 | 837.2374 | 0.0024905 | 934.0894 | 0.01638 | 668.885 | 0.0027017 | 1095.3706 | 0.0030136 | 1073.3046 | 0.039046 | 1575 | 0.02214 | 1027.88 | 0 | 1027.8737 | 0.0417
| 585.9003 | 0.0051155 | 315.6176 | 0 | 315.6176 | 0 | 316.1456 | 0.00063239 | 584.9367 | 6.6672e-06 | 315.6176 | 0 | 587.951 | 3.6309e-05 | 585.9003 | 0.0025258 | 315.6175 | 0 | 837.3072 | 0.0023188 | 934.3314 | 0.01646 | 669.022 | 0.0020741 | 1095.4294 | 0.0030015 | 1073.4457 | 0.038949 | 1577 | 0.02132 | 1027.9318 | 0 | 1027.9254 | 0.04083
| 586.0586 | 0.00313 | 315.8289 | 0 | 315.8289 | 0 | 316.3574 | -9.9896e-05 | 585.0956 | 1.0001e-05 | 315.8289 | 0 | 588.1087 | 3.2297e-05 | 586.0586 | 0.0026568 | 315.8289 | 0 | 837.377 | 0.0036087 | 934.5734 | 0.01685 | 669.159 | 0.0010723 | 1095.4882 | 0.0029891 | 1073.5868 | 0.039053 | 1578 | 0.02053 | 1027.9835 | 0 | 1027.9772 | 0.04008
| 586.2168 | 0.0030763 | 316.0403 | 0 | 316.0403 | 0 | 316.5692 | 0.00038522 | 585.2545 | 6.6672e-06 | 316.0403 | 0 | 588.2663 | 3.4904e-05 | 586.2168 | 0.002528 | 316.0403 | 0 | 837.4468 | 0.00283 | 934.8153 | 0.01688 | 669.297 | 0.0015943 | 1095.547 | 0.0029767 | 1073.728 | 0.039347 | 1579 | 0.01963 | 1028.0353 | 0 | 1028.0289 | 0.03952
| 586.3751 | 0.0036927 | 316.2517 | 0 | 316.2517 | 0 | 316.7811 | -5.4182e-05 | 585.4134 | 0 | 316.2517 | 0 | 588.424 | 3.9919e-05 | 586.3751 | 0.0025332 | 316.2517 | 0 | 837.5165 | 0.0031415 | 935.0573 | 0.01709 | 669.434 | 0.0014981 | 1095.6057 | 0.0029643 | 1073.8693 | 0.039756 | 1580 | 0.01863 | 1028.087 | 0 | 1028.0807 | 0.03923
| 586.5334 | 0.0044475 | 316.4631 | 0 | 316.4631 | 0 | 316.993 | 0.0010136 | 585.5723 | 0 | 316.4631 | 0 | 588.5817 | 3.4904e-05 | 586.5334 | 0.0023958 | 316.4631 | 0 | 837.5864 | 0.0031064 | 935.2993 | 0.01732 | 669.571 | 0.002725 | 1095.6645 | 0.0029519 | 1074.0105 | 0.040175 | 1582 | 0.0177 | 1028.1389 | 0 | 1028.1325 | 0.03926
| 586.6917 | 0.0042905 | 316.6745 | 0 | 316.6745 | 0 | 317.2048 | -0.00069668 | 585.7312 | 3.0002e-05 | 316.6745 | 0 | 588.7393 | 3.0692e-05 | 586.6917 | 0.0025686 | 316.6745 | 0 | 837.6562 | 0.0027054 | 935.5413 | 0.01774 | 669.708 | 0.001665 | 1095.7233 | 0.0029396 | 1074.1517 | 0.040509 | 1583 | 0.01693 | 1028.1907 | 0 | 1028.1843 | 0.03964
| 586.85 | 0.0039553 | 316.886 | 0 | 316.886 | 0 | 317.4167 | 0.00083203 | 585.8901 | 2.6669e-05 | 316.886 | 0 | 588.897 | 3.6309e-05 | 586.85 | 0.0024651 | 316.886 | 0 | 837.726 | 0.0034623 | 935.7834 | 0.01765 | 669.846 | 0.0021107 | 1095.7821 | 0.0029276 | 1074.2931 | 0.040709 | 1584 | 0.01615 | 1028.2424 | 0 | 1028.2361 | 0.04034
| 587.0083 | 0.002831 | 317.0974 | 0 | 317.0974 | 0 | 317.6286 | -5.7814e-05 | 586.049 | 0 | 317.0974 | 0 | 589.0547 | 3.1494e-05 | 587.0083 | 0.0025836 | 317.0974 | 0 | 837.7958 | 0.002677 | 936.0254 | 0.01807 | 669.983 | 0.001948 | 1095.8409 | 0.0029157 | 1074.4344 | 0.040791 | 1585 | 0.01539 | 1028.2943 | 0 | 1028.2878 | 0.0413
| 587.1667 | 0.0050628 | 317.3089 | 0 | 317.3089 | 0 | 317.8405 | 0.00053743 | 586.2079 | 2.6669e-05 | 317.3089 | 0 | 589.2125 | 4.353e-05 | 587.1667 | 0.0023889 | 317.3089 | 0 | 837.8657 | 0.0021628 | 936.2674 | 0.01807 | 670.12 | 0.0015543 | 1095.8998 | 0.0029042 | 1074.5758 | 0.040814 | 1587 | 0.01466 | 1028.3461 | 0 | 1028.3397 | 0.04242
| 587.325 | 0.005029 | 317.5204 | 0 | 317.5204 | 0 | 318.0525 | -0.00011828 | 586.3669 | 1.0001e-05 | 317.5204 | 0 | 589.3702 | 3.1294e-05 | 587.325 | 0.0025564 | 317.5204 | 0 | 837.9355 | 0.0022344 | 936.5095 | 0.01851 | 670.258 | 0.00073439 | 1095.9586 | 0.002893 | 1074.7173 | 0.040857 | 1588 | 0.01399 | 1028.3978 | 0 | 1028.3915 | 0.04361
| 587.4833 | 0.0044299 | 317.7319 | 0 | 317.7319 | 0 | 318.2644 | 0.0010098 | 586.5258 | 6.6672e-06 | 317.7319 | 0 | 589.5279 | 4.2527e-05 | 587.4833 | 0.0024568 | 317.7319 | 0 | 838.0054 | 0.0028184 | 936.7515 | 0.01845 | 670.396 | 0.0014111 | 1096.0175 | 0.0028822 | 1074.8588 | 0.040984 | 1589 | 0.01335 | 1028.4497 | 0 | 1028.4434 | 0.04476
| 587.6417 | 0.0045719 | 317.9434 | 0 | 317.9434 | 0 | 318.4764 | -0.0002737 | 586.6848 | 0 | 317.9434 | 0 | 589.6856 | 2.8285e-05 | 587.6417 | 0.0026063 | 317.9434 | 0 | 838.0753 | 0.0031172 | 936.9936 | 0.01878 | 670.533 | 0.0015532 | 1096.0763 | 0.0028719 | 1075.0002 | 0.041236 | 1590 | 0.0127 | 1028.5015 | 0 | 1028.4951 | 0.04577
| 587.8 | 0.0055374 | 318.155 | 0 | 318.155 | 0 | 318.6884 | 0.00041716 | 586.8437 | 2.6669e-05 | 318.155 | 0 | 589.8434 | 4.4533e-05 | 587.8 | 0.0024758 | 318.155 | 0 | 838.1451 | 0.003871 | 937.2356 | 0.01887 | 670.671 | 0.0017646 | 1096.1351 | 0.0028621 | 1075.1418 | 0.041627 | 1592 | 0.01214 | 1028.5533 | 0 | 1028.547 | 0.04659
| 587.9584 | 0.0029717 | 318.3665 | 0 | 318.3665 | 0 | 318.9004 | 0.00078503 | 587.0027 | 1.0001e-05 | 318.3665 | 0 | 590.0011 | 3.5506e-05 | 587.9584 | 0.002543 | 318.3665 | 0 | 838.2151 | 0.003701 | 937.4777 | 0.0193 | 670.809 | 0.0011962 | 1096.194 | 0.0028529 | 1075.2834 | 0.042155 | 1593 | 0.0116 | 1028.6051 | 0 | 1028.5988 | 0.04716
| 588.1168 | 0.0036389 | 318.5781 | 0 | 318.5781 | 0 | 319.1124 | 0.0006324 | 587.1617 | 2.6669e-05 | 318.5781 | 0 | 590.1589 | 3.1494e-05 | 588.1168 | 0.002401 | 318.5781 | 0 | 838.285 | 0.0027755 | 937.7197 | 0.01918 | 670.946 | 0.0013135 | 1096.2528 | 0.0028445 | 1075.425 | 0.042809 | 1594 | 0.01112 | 1028.657 | 0 | 1028.6506 | 0.04747
| 588.2751 | 0.0037982 | 318.7897 | 0 | 318.7897 | 0 | 319.3244 | -0.0006082 | 587.3206 | 1.0001e-05 | 318.7897 | 0 | 590.3167 | 3.8916e-05 | 588.2751 | 0.0024875 | 318.7897 | 0 | 838.3549 | 0.0027284 | 937.9618 | 0.01973 | 671.084 | 0.0023856 | 1096.3117 | 0.0028367 | 1075.5668 | 0.04356 | 1595 | 0.01065 | 1028.7089 | 0 | 1028.7024 | 0.04755
| 588.4335 | 0.0046233 | 319.0013 | 0 | 319.0013 | 0 | 319.5364 | -8.3735e-06 | 587.4796 | 0 | 319.0013 | 0 | 590.4745 | 3.4303e-05 | 588.4335 | 0.0024021 | 319.0013 | 0 | 838.4249 | 0.0032376 | 938.2039 | 0.0198 | 671.222 | 0.0024911 | 1096.3705 | 0.0028297 | 1075.7084 | 0.044352 | 1597 | 0.01015 | 1028.7606 | 0 | 1028.7543 | 0.04741
| 588.5919 | 0.0032003 | 319.2129 | 0 | 319.2129 | 0 | 319.7485 | -8.1846e-05 | 587.6386 | 0 | 319.2129 | 0 | 590.6323 | 4.0521e-05 | 588.5919 | 0.0025649 | 319.2129 | 0 | 838.4948 | 0.0028007 | 938.446 | 0.02027 | 671.36 | 0.0021642 | 1096.4294 | 0.0028235 | 1075.8501 | 0.045094 | 1598 | 0.0097 | 1028.8125 | 0 | 1028.8061 | 0.04712
| 588.7503 | 0.0035158 | 319.4246 | 0 | 319.4246 | 0 | 319.9606 | 0.00072656 | 587.7976 | 6.6672e-06 | 319.4246 | 0 | 590.7901 | 4.1524e-05 | 588.7503 | 0.002482 | 319.4246 | 0 | 838.5648 | 0.0020015 | 938.6881 | 0.02013 | 671.498 | 0.0017128 | 1096.4883 | 0.0028183 | 1075.9919 | 0.045669 | 1599 | 0.00922 | 1028.8644 | 0 | 1028.858 | 0.04674
| 588.9087 | 0.0035696 | 319.6362 | 0 | 319.6362 | 0 | 320.1727 | -0.00048029 | 587.9566 | 0 | 319.6362 | 0 | 590.9479 | 1.665e-05 | 588.9087 | 0.0025555 | 319.6362 | 0 | 838.6348 | 0.0021235 | 938.9302 | 0.02069 | 671.636 | 0.0023072 | 1096.5471 | 0.0028139 | 1076.1338 | 0.045959 | 1601 | 0.00884 | 1028.9163 | 0 | 1028.9099 | 0.04635
| 589.0671 | 0.0026193 | 319.8479 | 0 | 319.8479 | 0 | 320.3848 | 0.00011335 | 588.1156 | 6.6672e-06 | 319.8479 | 0 | 591.1057 | 5.6168e-05 | 589.0671 | 0.0024279 | 319.8479 | 0 | 838.7048 | 0.0020141 | 939.1723 | 0.02065 | 671.775 | 0.0013277 | 1096.6061 | 0.0028106 | 1076.2756 | 0.045876 | 1602 | 0.00862 | 1028.9681 | 0 | 1028.9617 | 0.04602
| 589.2256 | 0.0041674 | 320.0596 | 0 | 320.0596 | 0 | 320.5969 | -2.4106e-05 | 588.2746 | 3.0002e-05 | 320.0596 | 0 | 591.2635 | 1.7452e-05 | 589.2256 | 0.0025524 | 320.0596 | 0 | 838.7748 | 0.0019146 | 939.4144 | 0.0211 | 671.913 | 0.0012475 | 1096.6649 | 0.0028082 | 1076.4175 | 0.045397 | 1603 | 0.00831 | 1029.02 | 0 | 1029.0135 | 0.04582
| 589.384 | 0.0047815 | 320.2713 | 0 | 320.2713 | 0 | 320.809 | 0.0011791 | 588.4336 | 6.6672e-06 | 320.2713 | 0 | 591.4214 | 5.4964e-05 | 589.384 | 0.0025181 | 320.2713 | 0 | 838.8448 | 0.0024035 | 939.6566 | 0.02105 | 672.051 | 0.0029741 | 1096.7239 | 0.002807 | 1076.5594 | 0.044578 | 1604 | 0.00802 | 1029.0719 | 0 | 1029.0654 | 0.04581
| 589.5424 | 0.0031124 | 320.483 | 0 | 320.483 | 0 | 321.0212 | -0.00037615 | 588.5927 | 3.0002e-05 | 320.483 | 0 | 591.5792 | 2.0261e-05 | 589.5424 | 0.0025853 | 320.483 | 0 | 838.9149 | 0.003466 | 939.8987 | 0.02153 | 672.189 | 0.0016464 | 1096.7828 | 0.0028069 | 1076.7014 | 0.043553 | 1606 | 0.00772 | 1029.1238 | 0 | 1029.1173 | 0.04602
| 589.7009 | 0.0036564 | 320.6948 | 0 | 320.6948 | 0 | 321.2333 | 0.00042142 | 588.7517 | 0 | 320.6948 | 0 | 591.7371 | 3.9919e-05 | 589.7009 | 0.002478 | 320.6948 | 0 | 838.9849 | 0.0047703 | 940.1408 | 0.02164 | 672.328 | 0.0012 | 1096.8417 | 0.0028079 | 1076.8434 | 0.042501 | 1607 | 0.00741 | 1029.1757 | 0 | 1029.1692 | 0.04642
| 589.8593 | 0.0033937 | 320.9065 | 0 | 320.9065 | 0 | 321.4455 | -0.00022982 | 588.9107 | 3.0002e-05 | 320.9065 | 0 | 591.8949 | 4.0722e-05 | 589.8593 | 0.0025449 | 320.9065 | 0 | 839.0549 | 0.0042199 | 940.383 | 0.02208 | 672.466 | 0.0015934 | 1096.9006 | 0.0028101 | 1076.9854 | 0.041602 | 1608 | 0.00721 | 1029.2275 | 0 | 1029.2212 | 0.04697
| 590.0178 | 0.0031994 | 321.1183 | 0 | 321.1183 | 0 | 321.6577 | -8.2398e-05 | 589.0698 | 0 | 321.1183 | 0 | 592.0528 | 2.3871e-05 | 590.0178 | 0.0023897 | 321.1183 | 0 | 839.125 | 0.0026785 | 940.6251 | 0.02201 | 672.605 | 0.0019594 | 1096.9596 | 0.0028136 | 1077.1274 | 0.040991 | 1610 | 0.00682 | 1029.2794 | 0 | 1029.2731 | 0.04759
| 590.1763 | 0.0026728 | 321.3301 | 0 | 321.3301 | 0 | 321.8699 | -0.00046936 | 589.2288 | 3.0002e-05 | 321.3301 | 0 | 592.2107 | 4.1324e-05 | 590.1763 | 0.0024801 | 321.3301 | 0 | 839.1951 | 0.0027438 | 940.8673 | 0.02262 | 672.743 | 0.0021895 | 1097.0186 | 0.0028183 | 1077.2697 | 0.04072 | 1611 | 0.0065 | 1029.3313 | 0 | 1029.3249 | 0.04816
| 590.3347 | 0.0055022 | 321.5419 | 0 | 321.5419 | 0 | 322.0822 | 3.6921e-05 | 589.3879 | 0 | 321.5419 | 0 | 592.3686 | 2.7482e-05 | 590.3347 | 0.002345 | 321.5419 | 0 | 839.2651 | 0.0039599 | 941.1095 | 0.02276 | 672.882 | 0.001811 | 1097.0774 | 0.0028242 | 1077.4117 | 0.040759 | 1612 | 0.0064 | 1029.3832 | 0 | 1029.3768 | 0.04858
| 590.4932 | 0.0023914 | 321.7537 | 0 | 321.7537 | 0 | 322.2944 | 0.00036824 | 589.547 | 1.0001e-05 | 321.7537 | 0 | 592.5265 | 4.0922e-05 | 590.4932 | 0.0025046 | 321.7537 | 0 | 839.3353 | 0.0038198 | 941.3516 | 0.02334 | 673.02 | 0.0015131 | 1097.1363 | 0.0028315 | 1077.554 | 0.04101 | 1613 | 0.00612 | 1029.4352 | 0 | 1029.4287 | 0.04874
| 590.6517 | 0.0031642 | 321.9655 | 0 | 321.9655 | 0 | 322.5067 | 0.00019811 | 589.706 | 0 | 321.9655 | 0 | 592.6844 | 3.35e-05 | 590.6517 | 0.0023556 | 321.9655 | 0 | 839.4053 | 0.0027961 | 941.5938 | 0.02318 | 673.159 | 0.0019972 | 1097.1953 | 0.0028402 | 1077.6962 | 0.041349 | 1615 | 0.00589 | 1029.4871 | 0 | 1029.4807 | 0.04861
| 590.8102 | 0.0033058 | 322.1774 | 0 | 322.1774 | 0 | 322.7189 | 0.00040454 | 589.8651 | 0 | 322.1774 | 0 | 592.8423 | 2.8886e-05 | 590.8102 | 0.0024603 | 322.1774 | 0 | 839.4755 | 0.0029799 | 941.836 | 0.02379 | 673.298 | 0.0014094 | 1097.2543 | 0.0028501 | 1077.8384 | 0.041666 | 1616 | 0.00586 | 1029.5389 | 0 | 1029.5326 | 0.04814
| 590.9687 | 0.004219 | 322.3893 | 0 | 322.3893 | 0 | 322.9312 | -0.00021244 | 590.0242 | 6.6672e-06 | 322.3893 | 0 | 593.0002 | 3.33e-05 | 590.9687 | 0.0023436 | 322.3893 | 0 | 839.5456 | 0.0036351 | 942.0782 | 0.02374 | 673.437 | 0.0023527 | 1097.3132 | 0.0028614 | 1077.9807 | 0.041881 | 1617 | 0.00569 | 1029.5909 | 0 | 1029.5845 | 0.04739
| 591.1272 | 0.003042 | 322.6012 | 0 | 322.6012 | 0 | 323.1435 | 0.00028698 | 590.1833 | 1.0001e-05 | 322.6012 | 0 | 593.1582 | 3.8716e-05 | 591.1272 | 0.002438 | 322.6012 | 0 | 839.6158 | 0.0039087 | 942.3204 | 0.0244 | 673.576 | 0.0019846 | 1097.3723 | 0.0028742 | 1078.123 | 0.041953 | 1619 | 0.00542 | 1029.6428 | 0 | 1029.6365 | 0.04643
| 591.2858 | 0.0047463 | 322.8131 | 0 | 322.8131 | 0 | 323.3558 | 0.00063373 | 590.3424 | 0 | 322.8131 | 0 | 593.3161 | 3.4102e-05 | 591.2858 | 0.0023902 | 322.8131 | 0 | 839.6859 | 0.0038332 | 942.5626 | 0.02471 | 673.715 | 0.0024674 | 1097.4313 | 0.0028882 | 1078.2654 | 0.041859 | 1620 | 0.0052 | 1029.6948 | 0 | 1029.6883 | 0.04537
| 591.4443 | 0.0032003 | 323.025 | 0 | 323.025 | 0 | 323.5682 | -0.00017434 | 590.5015 | 1.0001e-05 | 323.025 | 0 | 593.4741 | 3.8716e-05 | 591.4443 | 0.0024872 | 323.025 | 0 | 839.7561 | 0.0033359 | 942.8048 | 0.02506 | 673.854 | 0.0021301 | 1097.4902 | 0.0029037 | 1078.4078 | 0.04158 | 1621 | 0.00504 | 1029.7467 | 0 | 1029.7404 | 0.04435
| 591.6028 | 0.0020743 | 323.2369 | 0 | 323.2369 | 0 | 323.7805 | 7.8414e-05 | 590.6606 | 6.6672e-06 | 323.2369 | 0 | 593.632 | 2.688e-05 | 591.6028 | 0.0023715 | 323.2369 | 0 | 839.8264 | 0.0031756 | 943.047 | 0.02537 | 673.993 | 0.0019424 | 1097.5492 | 0.0029205 | 1078.5503 | 0.041091 | 1623 | 0.00491 | 1029.7987 | 0 | 1029.7922 | 0.04351
| 591.7614 | 0.0036575 | 323.4489 | 0 | 323.4489 | 0 | 323.9929 | 0.00018587 | 590.8197 | 3.0002e-05 | 323.4489 | 0 | 593.79 | 4.5336e-05 | 591.7614 | 0.0023752 | 323.4489 | 0 | 839.8964 | 0.002603 | 943.2893 | 0.0253 | 674.132 | 0.0023056 | 1097.6083 | 0.0029388 | 1078.6927 | 0.04037 | 1624 | 0.00476 | 1029.8506 | 0 | 1029.8442 | 0.04296
| 591.9199 | 0.0053968 | 323.6608 | 0 | 323.6608 | 0 | 324.2053 | 0.00016928 | 590.9789 | 2.6669e-05 | 323.6608 | 0 | 593.948 | 1.9659e-05 | 591.9199 | 0.0022037 | 323.6608 | 0 | 839.9666 | 0.0032841 | 943.5315 | 0.02582 | 674.271 | 0.0014335 | 1097.6672 | 0.0029583 | 1078.8353 | 0.039419 | 1625 | 0.00458 | 1029.9026 | 0 | 1029.8962 | 0.04279
| 592.0785 | 0.0036047 | 323.8728 | 0 | 323.8728 | 0 | 324.4177 | -1.6757e-05 | 591.138 | 1.0001e-05 | 323.8728 | 0 | 594.106 | 5.1153e-05 | 592.0785 | 0.0023306 | 323.8728 | 0 | 840.0368 | 0.0029068 | 943.7737 | 0.02606 | 674.41 | 0.0017025 | 1097.7262 | 0.0029792 | 1078.9779 | 0.038282 | 1627 | 0.00438 | 1029.9546 | 0 | 1029.9481 | 0.04302
| 592.2371 | 0.004676 | 324.0848 | 0 | 324.0848 | 0 | 324.6301 | 0.00060263 | 591.2971 | 6.6672e-06 | 324.0848 | 0 | 594.264 | 1.8455e-05 | 592.2371 | 0.0022361 | 324.0848 | 0 | 840.1071 | 0.003975 | 944.016 | 0.02658 | 674.549 | 0.0016685 | 1097.7853 | 0.0030015 | 1079.1205 | 0.037054 | 1628 | 0.00426 | 1030.0065 | 0 | 1030.0001 | 0.04362
| 592.3956 | 0.0022156 | 324.2969 | 0 | 324.2969 | 0 | 324.8425 | -0.00066007 | 591.4563 | 3.0002e-05 | 324.2969 | 0 | 594.422 | 3.7512e-05 | 592.3956 | 0.0023327 | 324.2969 | 0 | 840.1774 | 0.0037843 | 944.2582 | 0.02645 | 674.689 | 0.0014593 | 1097.8444 | 0.0030252 | 1079.2632 | 0.035873 | 1629 | 0.00418 | 1030.0585 | 0 | 1030.0521 | 0.04453
| 592.5542 | 0.0043772 | 324.5089 | 0 | 324.5089 | 0 | 325.0549 | 0.00019658 | 591.6154 | 6.6672e-06 | 324.5089 | 0 | 594.58 | 3.671e-05 | 592.5542 | 0.0021792 | 324.5089 | 0 | 840.2476 | 0.0021478 | 944.5005 | 0.027 | 674.828 | 0.0013491 | 1097.9033 | 0.0030501 | 1079.4058 | 0.034894 | 1631 | 0.00399 | 1030.1105 | 0 | 1030.1041 | 0.04564
| 592.7128 | 0.0032179 | 324.7209 | 0 | 324.7209 | 0 | 325.2674 | -0.00036089 | 591.7746 | 0 | 324.7209 | 0 | 594.738 | 2.7683e-05 | 592.7128 | 0.0022812 | 324.7209 | 0 | 840.3178 | 0.0032455 | 944.7428 | 0.02717 | 674.968 | 0.0016763 | 1097.9624 | 0.0030763 | 1079.5485 | 0.034262 | 1632 | 0.00384 | 1030.1625 | 0 | 1030.1561 | 0.04681
| 592.8714 | 0.0030763 | 324.933 | 0 | 324.933 | 0 | 325.4799 | 0.0010567 | 591.9337 | 0 | 324.933 | 0 | 594.8961 | 3.8716e-05 | 592.8714 | 0.0022178 | 324.933 | 0 | 840.3881 | 0.0025993 | 944.9851 | 0.02782 | 675.107 | 0.0012938 | 1098.0215 | 0.0031037 | 1079.6913 | 0.034086 | 1633 | 0.00377 | 1030.2145 | 0 | 1030.2081 | 0.04795
| 593.03 | 0.0053456 | 325.1451 | 0 | 325.1451 | 0 | 325.6924 | 0.00013579 | 592.0929 | 0 | 325.1451 | 0 | 595.0541 | 3.6108e-05 | 593.03 | 0.0023429 | 325.1451 | 0 | 840.4584 | 0.0025626 | 945.2273 | 0.02783 | 675.247 | 0.0013792 | 1098.0804 | 0.0031324 | 1079.8341 | 0.03442 | 1635 | 0.00364 | 1030.2665 | 0 | 1030.2601 | 0.04896
| 593.1886 | 0.0040608 | 325.3572 | 0 | 325.3572 | 0 | 325.9048 | 0.00031724 | 592.2521 | 0 | 325.3572 | 0 | 595.2122 | 2.1063e-05 | 593.1886 | 0.0022408 | 325.3572 | 0 | 840.5286 | 0.0021944 | 945.4696 | 0.02829 | 675.386 | 0.0017926 | 1098.1395 | 0.0031622 | 1079.9769 | 0.035252 | 1636 | 0.00346 | 1030.3185 | 0 | 1030.3121 | 0.04979
| 593.3472 | 0.0041323 | 325.5693 | 0 | 325.5693 | 0 | 326.1174 | 0.00020425 | 592.4113 | 1.0001e-05 | 325.5693 | 0 | 595.3702 | 4.2327e-05 | 593.3472 | 0.0023552 | 325.5693 | 0 | 840.5989 | 0.0025766 | 945.7119 | 0.0285 | 675.526 | 0.0016468 | 1098.1986 | 0.0031933 | 1080.1198 | 0.036511 | 1637 | 0.00331 | 1030.3705 | 0 | 1030.3641 | 0.0504
| 593.5059 | 0.0041487 | 325.7814 | 0 | 325.7814 | 0 | 326.3299 | -2.5533e-05 | 592.5705 | 0 | 325.7814 | 0 | 595.5283 | 3.0892e-05 | 593.5059 | 0.00229 | 325.7815 | 0 | 840.6694 | 0.0022878 | 945.9542 | 0.02901 | 675.666 | 0.0012321 | 1098.2577 | 0.0032254 | 1080.2627 | 0.038077 | 1639 | 0.00324 | 1030.4225 | 0 | 1030.4161 | 0.05082
| 593.6645 | 0.003341 | 325.9936 | 0 | 325.9936 | 0 | 326.5424 | -0.00081255 | 592.7297 | 1.0001e-05 | 325.9936 | 0 | 595.6864 | 4.0321e-05 | 593.6645 | 0.0023908 | 325.9936 | 0 | 840.7396 | 0.0020758 | 946.1965 | 0.02899 | 675.806 | 0.0015575 | 1098.3168 | 0.0032586 | 1080.4056 | 0.039798 | 1640 | 0.00315 | 1030.4745 | 0 | 1030.4681 | 0.05107
| 593.8232 | 0.0046057 | 326.2058 | 0 | 326.2058 | 0 | 326.755 | 0.00011739 | 592.8889 | 0 | 326.2058 | 0 | 595.8445 | 4.353e-05 | 593.8232 | 0.0022507 | 326.2058 | 0 | 840.8099 | 0.0029463 | 946.4389 | 0.02955 | 675.945 | 0.0020456 | 1098.3758 | 0.0032928 | 1080.5486 | 0.041521 | 1641 | 0.00303 | 1030.5265 | 0 | 1030.5201 | 0.05116
| 593.9818 | 0.00262 | 326.4179 | 0 | 326.4179 | 0 | 326.9676 | -0.00029271 | 593.0481 | 0 | 326.4179 | 0 | 596.0026 | 2.4874e-05 | 593.9818 | 0.0023144 | 326.418 | 0 | 840.8803 | 0.0023905 | 946.6812 | 0.02969 | 676.085 | 0.0011152 | 1098.4349 | 0.003328 | 1080.6916 | 0.043112 | 1643 | 0.00282 | 1030.5785 | 0 | 1030.5721 | 0.05112
| 594.1405 | 0.0038674 | 326.6301 | 0 | 326.6301 | 0 | 327.1802 | 0.00053832 | 593.2073 | 0 | 326.6301 | 0 | 596.1607 | 3.2497e-05 | 594.1405 | 0.0022306 | 326.6302 | 0 | 840.9507 | 0.0023947 | 946.9235 | 0.03041 | 676.225 | 0.0014432 | 1098.494 | 0.0033641 | 1080.8346 | 0.044478 | 1644 | 0.00266 | 1030.6306 | 0 | 1030.6242 | 0.05093
| 594.2991 | 0.0039212 | 326.8424 | 0 | 326.8424 | 0 | 327.3928 | -0.00023789 | 593.3665 | 1.0001e-05 | 326.8424 | 0 | 596.3188 | 3.33e-05 | 594.2991 | 0.0023347 | 326.8424 | 0 | 841.0211 | 0.0026141 | 947.1658 | 0.03033 | 676.365 | 0.0015557 | 1098.5531 | 0.0034011 | 1080.9778 | 0.045574 | 1645 | 0.00262 | 1030.6826 | 0 | 1030.6763 | 0.05059
| 594.4578 | 0.0051682 | 327.0546 | 0 | 327.0546 | 0 | 327.6054 | 0.0011352 | 593.5258 | 6.6672e-06 | 327.0546 | 0 | 596.4769 | 3.33e-05 | 594.4578 | 0.0022395 | 327.0546 | 0 | 841.0914 | 0.0026422 | 947.4082 | 0.0309 | 676.506 | 0.0022246 | 1098.6122 | 0.003439 | 1081.1209 | 0.046395 | 1647 | 0.00251 | 1030.7346 | 0 | 1030.7283 | 0.0501
| 594.6165 | 0.0036399 | 327.2668 | 0 | 327.2668 | 0 | 327.8181 | 2.1492e-05 | 593.685 | 0 | 327.2668 | 0 | 596.6351 | 4.6539e-05 | 594.6165 | 0.0023314 | 327.2668 | 0 | 841.1619 | 0.0033759 | 947.6505 | 0.03125 | 676.646 | 0.001754 | 1098.6714 | 0.0034776 | 1081.264 | 0.046957 | 1648 | 0.00248 | 1030.7867 | 0 | 1030.7803 | 0.04944
| 594.7752 | 0.0040608 | 327.4791 | 0 | 327.4791 | 0 | 328.0307 | 0.00054101 | 593.8442 | 0 | 327.4791 | 0 | 596.7932 | 1.9859e-05 | 594.7752 | 0.0021835 | 327.4791 | 0 | 841.2323 | 0.0035143 | 947.8929 | 0.0318 | 676.786 | 0.001241 | 1098.7305 | 0.0035189 | 1081.4072 | 0.047283 | 1649 | 0.0025 | 1030.8387 | 0 | 1030.8324 | 0.04864
| 594.9339 | 0.0035872 | 327.6914 | 0 | 327.6914 | 0 | 328.2434 | -4.7139e-05 | 594.0035 | 1.0001e-05 | 327.6914 | 0 | 596.9514 | 3.8515e-05 | 594.9339 | 0.0023446 | 327.6914 | 0 | 841.3028 | 0.0028999 | 948.1353 | 0.03183 | 676.926 | 0.0015442 | 1098.7895 | 0.0035518 | 1081.5505 | 0.047393 | 1651 | 0.00239 | 1030.8909 | 0 | 1030.8844 | 0.04774
| 595.0926 | 0.0045705 | 327.9037 | 0 | 327.9037 | 0 | 328.4561 | -5.6105e-05 | 594.1627 | 6.6672e-06 | 327.9037 | 0 | 597.1095 | 2.7683e-05 | 595.0926 | 0.0022271 | 327.9037 | 0 | 841.3732 | 0.0028476 | 948.3776 | 0.03254 | 677.067 | 0.0015444 | 1098.8488 | 0.0035957 | 1081.6937 | 0.047312 | 1652 | 0.00228 | 1030.9429 | 0 | 1030.9365 | 0.04676
| 595.2513 | 0.0034816 | 328.116 | 0 | 328.116 | 0 | 328.6688 | -0.00074351 | 594.322 | 0 | 328.116 | 0 | 597.2677 | 4.012e-05 | 595.2513 | 0.0024193 | 328.116 | 0 | 841.4436 | 0.0032585 | 948.62 | 0.03293 | 677.207 | 0.00157 | 1098.9078 | 0.0036395 | 1081.837 | 0.04708 | 1653 | 0.00219 | 1030.995 | 0 | 1030.9885 | 0.04575
| 595.41 | 0.0045881 | 328.3283 | 0 | 328.3283 | 0 | 328.8815 | 0.00047127 | 594.4813 | 2.6669e-05 | 328.3283 | 0 | 597.4259 | 3.1895e-05 | 595.41 | 0.0021988 | 328.3283 | 0 | 841.514 | 0.0024415 | 948.8624 | 0.03364 | 677.347 | 0.0012299 | 1098.967 | 0.0036834 | 1081.9805 | 0.046754 | 1655 | 0.00203 | 1031.047 | 0 | 1031.0406 | 0.04475
| 595.5687 | 0.0027079 | 328.5407 | 0 | 328.5407 | 0 | 329.0942 | -0.0002944 | 594.6405 | 5.0004e-05 | 328.5407 | 0 | 597.5841 | 3.33e-05 | 595.5687 | 0.0022894 | 328.5407 | 0 | 841.5845 | 0.0025897 | 949.1048 | 0.03378 | 677.488 | 0.0012645 | 1099.0261 | 0.0037272 | 1082.1239 | 0.0464 | 1656 | 0.002 | 1031.0991 | 0 | 1031.0928 | 0.04378
| 595.7275 | 0.0034982 | 328.753 | 0 | 328.753 | 0 | 329.3069 | 0.0010844 | 594.7998 | 0 | 328.753 | 0 | 597.7423 | 3.0892e-05 | 595.7275 | 0.0021407 | 328.753 | 0 | 841.655 | 0.0030065 | 949.3472 | 0.0342 | 677.628 | 0.0013137 | 1099.0853 | 0.0037601 | 1082.2673 | 0.046071 | 1658 | 0.00213 | 1031.1512 | 0 | 1031.1448 | 0.04287
| 595.8862 | 0.0036575 | 328.9654 | 0 | 328.9654 | 0 | 329.5197 | -0.00015663 | 594.9591 | 3.0002e-05 | 328.9654 | 0 | 597.9005 | 3.2898e-05 | 595.8862 | 0.002282 | 328.9654 | 0 | 841.7255 | 0.0034071 | 949.5896 | 0.03453 | 677.769 | 0.0012984 | 1099.1445 | 0.0038039 | 1082.4108 | 0.045786 | 1659 | 0.00222 | 1031.2033 | 0 | 1031.1969 | 0.04204
| 596.0449 | 0.0050979 | 329.1778 | 0 | 329.1778 | 0 | 329.7325 | 0.0011108 | 595.1184 | 0 | 329.1778 | 0 | 598.0587 | 3.7312e-05 | 596.0449 | 0.002223 | 329.1778 | 0 | 841.796 | 0.003168 | 949.832 | 0.03505 | 677.91 | 0.0014382 | 1099.2037 | 0.0038478 | 1082.5543 | 0.045517 | 1660 | 0.00212 | 1031.2554 | 0 | 1031.249 | 0.04134
| 596.2037 | 0.003974 | 329.3902 | 0 | 329.3902 | 0 | 329.9453 | 0.00010272 | 595.2777 | 0 | 329.3902 | 0 | 598.2169 | 2.9889e-05 | 596.2037 | 0.0023243 | 329.3902 | 0 | 841.8666 | 0.0019926 | 950.0744 | 0.03496 | 678.05 | 0.0014219 | 1099.2628 | 0.0038916 | 1082.6979 | 0.045199 | 1662 | 0.00201 | 1031.3075 | 0 | 1031.3012 | 0.04079
| 596.3625 | 0.0051331 | 329.6027 | 0 | 329.6027 | 0 | 330.1581 | 0.0005158 | 595.437 | 0 | 329.6027 | 0 | 598.3752 | 3.9719e-05 | 596.3625 | 0.0022287 | 329.6027 | 0 | 841.937 | 0.0023375 | 950.3169 | 0.03561 | 678.191 | 0.0011479 | 1099.322 | 0.0039355 | 1082.8414 | 0.044757 | 1663 | 0.00198 | 1031.3596 | 0 | 1031.3533 | 0.04045
| 596.5212 | 0.0040795 | 329.8151 | 0 | 329.8151 | 0 | 330.3709 | -0.0002913 | 595.5963 | 0 | 329.8151 | 0 | 598.5334 | 2.7883e-05 | 596.5212 | 0.0022963 | 329.8151 | 0 | 842.0076 | 0.0016017 | 950.5593 | 0.03598 | 678.332 | 0.0012783 | 1099.3812 | 0.0039793 | 1082.985 | 0.044138 | 1664 | 0.00191 | 1031.4117 | 0 | 1031.4053 | 0.04035
| 596.68 | 0.0047991 | 330.0276 | 0 | 330.0276 | 0 | 330.5837 | 0.00044386 | 595.7557 | 6.6672e-06 | 330.0276 | 0 | 598.6916 | 3.4904e-05 | 596.68 | 0.0022245 | 330.0276 | 0 | 842.0781 | 0.002697 | 950.8017 | 0.03656 | 678.473 | 0.0011258 | 1099.4404 | 0.0040232 | 1083.1287 | 0.043337 | 1666 | 0.00184 | 1031.4639 | 0 | 1031.4574 | 0.04048
| 596.8388 | 0.003042 | 330.24 | 0 | 330.24 | 0 | 330.7966 | -0.00035528 | 595.915 | 0 | 330.24 | 0 | 598.8499 | 2.6479e-05 | 596.8388 | 0.0022457 | 330.24 | 0 | 842.1487 | 0.002224 | 951.0442 | 0.03678 | 678.614 | 0.0027086 | 1099.4996 | 0.004067 | 1083.2723 | 0.042398 | 1667 | 0.00179 | 1031.516 | 0 | 1031.5095 | 0.04084
| 596.9976 | 0.0043596 | 330.4525 | 0 | 330.4525 | 0 | 331.0095 | -2.9029e-05 | 596.0743 | 6.6672e-06 | 330.4525 | 0 | 599.0082 | 3.2096e-05 | 596.9976 | 0.0021638 | 330.4525 | 0 | 842.2192 | 0.0022738 | 951.2866 | 0.03732 | 678.755 | 0.0020674 | 1099.5588 | 0.0041109 | 1083.4161 | 0.041399 | 1669 | 0.00171 | 1031.5681 | 0 | 1031.5617 | 0.04138
| 597.1564 | 0.0036575 | 330.665 | 0 | 330.665 | 0 | 331.2224 | -0.00066188 | 596.2337 | 1.0001e-05 | 330.665 | 0 | 599.1665 | 3.7913e-05 | 597.1564 | 0.0022703 | 330.665 | 0 | 842.2899 | 0.0030006 | 951.5291 | 0.03768 | 678.896 | 0.0020559 | 1099.618 | 0.0041547 | 1083.5599 | 0.040422 | 1670 | 0.0016 | 1031.6202 | 0 | 1031.6139 | 0.04204
| 597.3152 | 0.0029005 | 330.8776 | 0 | 330.8776 | 0 | 331.4352 | 0.00064429 | 596.393 | 6.6672e-06 | 330.8776 | 0 | 599.3247 | 3.2096e-05 | 597.3152 | 0.0022209 | 330.8776 | 0 | 842.3605 | 0.0031475 | 951.7715 | 0.0383 | 679.037 | 0.0011596 | 1099.6772 | 0.0041876 | 1083.7037 | 0.039535 | 1671 | 0.00153 | 1031.6724 | 0 | 1031.666 | 0.04274
| 597.474 | 0.0043257 | 331.0901 | 0 | 331.0901 | 0 | 331.6482 | -5.5875e-06 | 596.5524 | 1.0001e-05 | 331.0901 | 0 | 599.483 | 3.35e-05 | 597.474 | 0.0022988 | 331.0901 | 0 | 842.4311 | 0.0036695 | 952.014 | 0.03841 | 679.178 | 0.0017121 | 1099.7366 | 0.0042315 | 1083.8475 | 0.038778 | 1673 | 0.00156 | 1031.7245 | 0 | 1031.7181 | 0.04341
| 597.6328 | 0.0047639 | 331.3027 | 0 | 331.3027 | 0 | 331.8611 | 0.00065474 | 596.7117 | 6.6672e-06 | 331.3027 | 0 | 599.6413 | 3.1093e-05 | 597.6328 | 0.0021458 | 331.3027 | 0 | 842.5017 | 0.0032118 | 952.2565 | 0.0392 | 679.32 | 0.0022202 | 1099.7958 | 0.0042753 | 1083.9915 | 0.038168 | 1674 | 0.00151 | 1031.7766 | 0 | 1031.7703 | 0.04399
| 597.7917 | 0.0031651 | 331.5152 | 0 | 331.5152 | 0 | 332.074 | -0.00048125 | 596.8711 | 3.0002e-05 | 331.5152 | 0 | 599.7997 | 3.4102e-05 | 597.7917 | 0.0022892 | 331.5152 | 0 | 842.5723 | 0.0024606 | 952.499 | 0.03928 | 679.461 | 0.0017701 | 1099.855 | 0.0043192 | 1084.1354 | 0.037712 | 1676 | 0.00137 | 1031.8289 | 0 | 1031.8224 | 0.04443
| 597.9505 | 0.0049397 | 331.7278 | 0 | 331.7278 | 0 | 332.287 | 0.00057204 | 597.0305 | 0 | 331.7278 | 0 | 599.958 | 3.009e-05 | 597.9505 | 0.0021832 | 331.7278 | 0 | 842.643 | 0.0027052 | 952.7415 | 0.03984 | 679.602 | 0.0024275 | 1099.9143 | 0.004363 | 1084.2794 | 0.037422 | 1677 | 0.00135 | 1031.881 | 0 | 1031.8746 | 0.04472
| 598.1094 | 0.0043784 | 331.9404 | 0 | 331.9404 | 0 | 332.4999 | -5.9152e-05 | 597.1898 | 1.0001e-05 | 331.9404 | 0 | 600.1163 | 3.5506e-05 | 598.1094 | 0.0023205 | 331.9404 | 0 | 842.7137 | 0.0027131 | 952.984 | 0.04006 | 679.744 | 0.0024611 | 1099.9735 | 0.0043959 | 1084.4233 | 0.037314 | 1678 | 0.00131 | 1031.9331 | 0 | 1031.9268 | 0.04486
| 598.2682 | 0.0052737 | 332.1531 | 0 | 332.1531 | 0 | 332.7129 | 0.00068678 | 597.3492 | 6.6672e-06 | 332.1531 | 0 | 600.2746 | 3.0291e-05 | 598.2682 | 0.0021913 | 332.1531 | 0 | 842.7844 | 0.0027046 | 953.2265 | 0.04076 | 679.885 | 0.0021102 | 1100.0328 | 0.0044398 | 1084.5674 | 0.037407 | 1680 | 0.00138 | 1031.9853 | 0 | 1031.9789 | 0.04486
| 598.4271 | 0.0040092 | 332.3657 | 0 | 332.3657 | 0 | 332.9259 | 0.0003192 | 597.5086 | 3.0002e-05 | 332.3657 | 0 | 600.433 | 3.9719e-05 | 598.4271 | 0.0022439 | 332.3657 | 0 | 842.855 | 0.002721 | 953.469 | 0.04075 | 680.027 | 0.0022023 | 1100.092 | 0.0044727 | 1084.7115 | 0.037707 | 1681 | 0.00145 | 1032.0375 | 0 | 1032.0311 | 0.04477
| 598.5859 | 0.0033049 | 332.5784 | 0 | 332.5784 | 0 | 333.1389 | 0.00058002 | 597.668 | 0 | 332.5784 | 0 | 600.5914 | 2.9087e-05 | 598.5859 | 0.002125 | 332.5784 | 0 | 842.9257 | 0.0022722 | 953.7115 | 0.04147 | 680.169 | 0.0011543 | 1100.1514 | 0.0045165 | 1084.8556 | 0.038191 | 1683 | 0.0015 | 1032.0896 | 0 | 1032.0832 | 0.0446
| 598.7448 | 0.0040619 | 332.791 | 0 | 332.791 | 0 | 333.352 | 0.00066116 | 597.8274 | 0 | 332.791 | 0 | 600.7497 | 3.6309e-05 | 598.7448 | 0.0021612 | 332.791 | 0 | 842.9965 | 0.0022177 | 953.954 | 0.04191 | 680.31 | 0.002633 | 1100.2106 | 0.0045494 | 1084.9998 | 0.038803 | 1684 | 0.0016 | 1032.1418 | 0 | 1032.1355 | 0.04441
| 598.9037 | 0.0043948 | 333.0037 | 0 | 333.0037 | 0 | 333.565 | 0.00076435 | 597.9868 | 0 | 333.0037 | 0 | 600.9081 | 2.2868e-05 | 598.9037 | 0.0020956 | 333.0037 | 0 | 843.0671 | 0.0031252 | 954.1966 | 0.0424 | 680.452 | 0.0019083 | 1100.2699 | 0.0045932 | 1085.1439 | 0.039454 | 1685 | 0.00153 | 1032.1941 | 0 | 1032.1876 | 0.04423
| 599.0626 | 0.003552 | 333.2164 | 0 | 333.2164 | 0 | 333.7781 | -0.00044331 | 598.1462 | 1.0001e-05 | 333.2164 | 0 | 601.0665 | 4.8144e-05 | 599.0626 | 0.0022103 | 333.2164 | 0 | 843.1379 | 0.0037475 | 954.4391 | 0.04274 | 680.594 | 0.0018084 | 1100.3292 | 0.0046261 | 1085.2882 | 0.040037 | 1687 | 0.00146 | 1032.2462 | 0 | 1032.2399 | 0.04408
| 599.2215 | 0.0051858 | 333.4292 | 0 | 333.4292 | 0 | 333.9912 | 0.00070636 | 598.3057 | 0 | 333.4292 | 0 | 601.2249 | 1.9258e-05 | 599.2215 | 0.0021859 | 333.4291 | 0 | 843.2086 | 0.0027256 | 954.6817 | 0.04319 | 680.736 | 0.001622 | 1100.3884 | 0.004659 | 1085.4325 | 0.040459 | 1688 | 0.00151 | 1032.2985 | 0 | 1032.292 | 0.044
| 599.3804 | 0.0035168 | 333.6419 | 0 | 333.6419 | 0 | 334.2043 | -4.6672e-05 | 598.4651 | 3.0002e-05 | 333.6419 | 0 | 601.3833 | 4.2327e-05 | 599.3804 | 0.0022298 | 333.6419 | 0 | 843.2794 | 0.0022392 | 954.9242 | 0.04338 | 680.878 | 0.0019176 | 1100.4478 | 0.0047029 | 1085.5768 | 0.040663 | 1690 | 0.0015 | 1032.3506 | 0 | 1032.3442 | 0.04402
| 599.5393 | 0.003674 | 333.8546 | 0 | 333.8546 | 0 | 334.4174 | 0.00066808 | 598.6245 | 0 | 333.8546 | 0 | 601.5417 | 2.4072e-05 | 599.5393 | 0.0020783 | 333.8546 | 0 | 843.3502 | 0.0025271 | 955.1668 | 0.04404 | 681.02 | 0.0018298 | 1100.5071 | 0.0047358 | 1085.7212 | 0.040653 | 1691 | 0.00148 | 1032.4028 | 0 | 1032.3965 | 0.04417
| 599.6982 | 0.0027607 | 334.0674 | 0 | 334.0674 | 0 | 334.6305 | 0.00011535 | 598.784 | 3.0002e-05 | 334.0674 | 0 | 601.7001 | 3.8114e-05 | 599.6982 | 0.0021432 | 334.0674 | 0 | 843.421 | 0.00315 | 955.4093 | 0.04442 | 681.162 | 0.0015736 | 1100.5664 | 0.0047686 | 1085.8656 | 0.040489 | 1693 | 0.0014 | 1032.4551 | 0 | 1032.4487 | 0.04446
| 599.8572 | 0.0050803 | 334.2802 | 0 | 334.2802 | 0 | 334.8436 | -0.0003234 | 598.9434 | 6.6672e-06 | 334.2802 | 0 | 601.8585 | 3.2497e-05 | 599.8572 | 0.0021321 | 334.2802 | 0 | 843.4918 | 0.003037 | 955.6519 | 0.0452 | 681.304 | 0.001634 | 1100.6257 | 0.0048015 | 1086.01 | 0.040273 | 1694 | 0.00128 | 1032.5073 | 0 | 1032.5008 | 0.04488
| 600.0161 | 0.00262 | 334.493 | 0 | 334.493 | 0 | 335.0568 | -0.0003832 | 599.1029 | 1.0001e-05 | 334.493 | 0 | 602.017 | 3.1093e-05 | 600.0161 | 0.0022872 | 334.493 | 0 | 843.5626 | 0.0030805 | 955.8945 | 0.04538 | 681.446 | 0.001347 | 1100.6851 | 0.0048235 | 1086.1544 | 0.040115 | 1695 | 0.00165 | 1032.5596 | 0 | 1032.5531 | 0.04541
| 600.175 | 0.0050276 | 334.7058 | 0 | 334.7058 | 0 | 335.27 | 0.00040767 | 599.2624 | 6.6672e-06 | 334.7058 | 0 | 602.1754 | 2.7683e-05 | 600.175 | 0.0022245 | 334.7058 | 0 | 843.6334 | 0.0029376 | 956.1371 | 0.04598 | 681.588 | 0.0018019 | 1100.7444 | 0.0048563 | 1086.299 | 0.040098 | 1697 | 0.00177 | 1032.6118 | 0 | 1032.6054 | 0.046
| 600.334 | 0.0051697 | 334.9187 | 0 | 334.9187 | 0 | 335.4832 | -3.7984e-05 | 599.4218 | 0 | 334.9187 | 0 | 602.3339 | 4.1524e-05 | 600.334 | 0.0023391 | 334.9187 | 0 | 843.7042 | 0.0028014 | 956.3797 | 0.04649 | 681.73 | 0.001437 | 1100.8038 | 0.0048892 | 1086.4435 | 0.040259 | 1698 | 0.00131 | 1032.6639 | 0 | 1032.6576 | 0.0466
| 600.4929 | 0.0048167 | 335.1315 | 0 | 335.1315 | 0 | 335.6964 | 0.00045355 | 599.5813 | 6.6672e-06 | 335.1315 | 0 | 602.4923 | 2.4473e-05 | 600.4929 | 0.0022424 | 335.1315 | 0 | 843.775 | 0.0021199 | 956.6223 | 0.04744 | 681.873 | 0.0015456 | 1100.8632 | 0.0049221 | 1086.588 | 0.040576 | 1700 | 0.00118 | 1032.7162 | 0 | 1032.7098 | 0.04717
| 600.6519 | 0.0034289 | 335.3444 | 0 | 335.3444 | 0 | 335.9096 | -0.00034291 | 599.7408 | 3.0002e-05 | 335.3444 | 0 | 602.6508 | 4.2527e-05 | 600.6519 | 0.0023392 | 335.3444 | 0 | 843.8459 | 0.0034074 | 956.8649 | 0.0476 | 682.015 | 0.0020099 | 1100.9225 | 0.004944 | 1086.7327 | 0.040985 |  |  | 1032.7686 | 0 | 1032.7621 | 0.04764
| 600.8109 | 0.0029005 | 335.5573 | 0 | 335.5573 | 0 | 336.1228 | 0.00055733 | 599.9003 | 6.6672e-06 | 335.5573 | 0 | 602.8093 | 2.9689e-05 | 600.8109 | 0.0021678 | 335.5573 | 0 | 843.9167 | 0.0037018 | 957.1075 | 0.04833 | 682.157 | 0.0015998 | 1100.9818 | 0.0049769 | 1086.8773 | 0.041399 |  |  | 1032.8208 | 0 | 1032.8143 | 0.04798
| 600.9699 | 0.0036927 | 335.7702 | 0 | 335.7702 | 0 | 336.336 | 0.00038026 | 600.0598 | 1.0001e-05 | 335.7702 | 0 | 602.9678 | 3.3901e-05 | 600.9699 | 0.0022549 | 335.7702 | 0 | 843.9877 | 0.0026363 | 957.3501 | 0.04865 | 682.3 | 0.0017484 | 1101.0413 | 0.0049988 | 1087.0221 | 0.041734 |  |  | 1032.873 | 0 | 1032.8666 | 0.04816
| 601.1288 | 0.005221 | 335.9831 | 0 | 335.9831 | 0 | 336.5493 | 0.00077483 | 600.2193 | 0 | 335.9831 | 0 | 603.1263 | 4.5536e-05 | 601.1288 | 0.0021337 | 335.9831 | 0 | 844.0585 | 0.0025861 | 957.5927 | 0.04937 | 682.443 | 0.0021969 | 1101.1006 | 0.0050317 | 1087.1667 | 0.041932 |  |  | 1032.9253 | 0 | 1032.9188 | 0.04815
| 601.2878 | 0.0035696 | 336.196 | 0 | 336.196 | 0 | 336.7626 | 0.0003072 | 600.3788 | 0 | 336.196 | 0 | 603.2848 | 2.327e-05 | 601.2878 | 0.0021971 | 336.196 | 0 | 844.1295 | 0.0038547 | 957.8354 | 0.04951 | 682.585 | 0.0013172 | 1101.16 | 0.0050537 | 1087.3115 | 0.041972 |  |  | 1032.9775 | 0 | 1032.9712 | 0.04793
| 601.4468 | 0.0041311 | 336.409 | 0 | 336.409 | 0 | 336.9759 | 0.00090163 | 600.5383 | 0 | 336.409 | 0 | 603.4433 | 4.4533e-05 | 601.4468 | 0.0020698 | 336.409 | 0 | 844.2003 | 0.0037118 | 958.078 | 0.05007 | 682.728 | 0.0015732 | 1101.2194 | 0.0050756 | 1087.4564 | 0.041866 |  |  | 1033.0298 | 0 | 1033.0234 | 0.0475
| 601.6058 | 0.0041498 | 336.6219 | 0 | 336.6219 | 0 | 337.1892 | 0.00032312 | 600.6978 | 1.0001e-05 | 336.6219 | 0 | 603.6018 | 2.7081e-05 | 601.6058 | 0.0021593 | 336.6219 | 0 | 844.2712 | 0.0028589 | 958.3207 | 0.0507 | 682.871 | 0.001547 | 1101.2788 | 0.0050975 | 1087.6012 | 0.041652 |  |  | 1033.0821 | 0 | 1033.0757 | 0.0469
| 601.7649 | 0.0046936 | 336.8349 | 0 | 336.8349 | 0 | 337.4025 | 0.000654 | 600.8573 | 0 | 336.8349 | 0 | 603.7604 | 4.6339e-05 | 601.7649 | 0.0020901 | 336.8349 | 0 | 844.3422 | 0.0028866 | 958.5633 | 0.05123 | 683.013 | 0.0011374 | 1101.3381 | 0.0051194 | 1087.7461 | 0.041367 |  |  | 1033.1344 | 0 | 1033.1281 | 0.04616
| 601.9239 | 0.0026552 | 337.0479 | 0 | 337.0479 | 0 | 337.6158 | 0.00011257 | 601.0169 | 1.0001e-05 | 337.0479 | 0 | 603.9189 | 2.6078e-05 | 601.9239 | 0.0021924 | 337.0479 | 0 | 844.4131 | 0.0023658 | 958.806 | 0.05154 | 683.156 | 0.0019957 | 1101.3976 | 0.0051414 | 1087.891 | 0.041038 |  |  | 1033.1867 | 0 | 1033.1803 | 0.04536
| 602.0829 | 0.0041311 | 337.2609 | 0 | 337.2609 | 0 | 337.8292 | 0.00075014 | 601.1764 | 6.6672e-06 | 337.2609 | 0 | 604.0775 | 3.9719e-05 | 602.0829 | 0.0020887 | 337.2609 | 0 | 844.4841 | 0.0016682 | 959.0486 | 0.05253 | 683.299 | 0.0019323 | 1101.457 | 0.0051633 | 1088.036 | 0.040666 |  |  | 1033.239 | 0 | 1033.2325 | 0.04457
| 602.242 | 0.0045367 | 337.4739 | 0 | 337.4739 | 0 | 338.0425 | -0.00030202 | 601.336 | 1.0001e-05 | 337.4739 | 0 | 604.236 | 2.3069e-05 | 602.242 | 0.0021518 | 337.4739 | 0 | 844.5551 | 0.0033852 | 959.2913 | 0.05293 | 683.442 | 0.0017108 | 1101.5165 | 0.0051852 | 1088.181 | 0.040241 |  |  | 1033.2913 | 0 | 1033.2849 | 0.04389
| 602.401 | 0.0066273 | 337.687 | 0 | 337.687 | 0 | 338.2559 | 0.00083867 | 601.4955 | 4.6671e-05 | 337.687 | 0 | 604.3946 | 4.7542e-05 | 602.401 | 0.0020425 | 337.687 | 0 | 844.626 | 0.0029438 | 959.534 | 0.05338 | 683.585 | 0.0024228 | 1101.5758 | 0.0052071 | 1088.3261 | 0.039749 |  |  | 1033.3436 | 0 | 1033.3372 | 0.04338
| 602.5601 | 0.0021804 | 337.9 | 0 | 337.9 | 0 | 338.4693 | 0.00012776 | 601.6551 | 0 | 337.9 | 0 | 604.5532 | 1.9659e-05 | 602.5601 | 0.002197 | 337.9 | 0 | 844.697 | 0.0028292 | 959.7767 | 0.05357 | 683.728 | 0.001263 | 1101.6353 | 0.0052291 | 1088.4712 | 0.039193 |  |  | 1033.3959 | 0 | 1033.3895 | 0.0431
| 602.7191 | 0.0048342 | 338.1131 | 0 | 338.1131 | 0 | 338.6827 | 0.00048985 | 601.8146 | 6.6672e-06 | 338.1131 | 0 | 604.7118 | 4.4333e-05 | 602.7191 | 0.0021341 | 338.1131 | 0 | 844.768 | 0.0033468 | 960.0194 | 0.0541 | 683.872 | 0.0013024 | 1101.6947 | 0.005251 | 1088.6162 | 0.038597 |  |  | 1033.4482 | 0 | 1033.4418 | 0.04307
| 602.8782 | 0.0048532 | 338.3262 | 0 | 338.3262 | 0 | 338.8961 | 0.00021347 | 601.9742 | 0 | 338.3262 | 0 | 604.8704 | 2.347e-05 | 602.8782 | 0.0022449 | 338.3262 | 0 | 844.8391 | 0.0025982 | 960.2621 | 0.05462 | 684.015 | 0.0012178 | 1101.7541 | 0.0052619 | 1088.7615 | 0.038003 |  |  | 1033.5005 | 0 | 1033.4941 | 0.04327
| 603.0373 | 0.0067152 | 338.5393 | 0 | 338.5393 | 0 | 339.1096 | -3.0563e-05 | 602.1338 | 6.6672e-06 | 338.5393 | 0 | 605.029 | 3.9919e-05 | 603.0373 | 0.002053 | 338.5393 | 0 | 844.9101 | 0.0025804 | 960.5048 | 0.05529 | 684.158 | 0.0018099 | 1101.8136 | 0.0052839 | 1088.9066 | 0.037458 |  |  | 1033.5529 | 0 | 1033.5465 | 0.04368
| 603.1963 | 0.0034816 | 338.7524 | 0 | 338.7524 | 0 | 339.323 | -0.00016487 | 602.2934 | 0 | 338.7524 | 0 | 605.1876 | 3.1494e-05 | 603.1963 | 0.002169 | 338.7525 | 0 | 844.9811 | 0.0024647 | 960.7475 | 0.05544 | 684.301 | 0.0020113 | 1101.873 | 0.0053058 | 1089.0519 | 0.037003 |  |  | 1033.6052 | 0 | 1033.5988 | 0.04423
| 603.3554 | 0.0054319 | 338.9656 | 0 | 338.9656 | 0 | 339.5365 | 0.00040445 | 602.453 | 0 | 338.9656 | 0 | 605.3462 | 3.6509e-05 | 603.3554 | 0.0020907 | 338.9656 | 0 | 845.0522 | 0.003259 | 960.9902 | 0.05624 | 684.445 | 0.0015796 | 1101.9326 | 0.0053168 | 1089.1971 | 0.036675 |  |  | 1033.6576 | 0 | 1033.6511 | 0.04489
| 603.5145 | 0.0029717 | 339.1787 | 0 | 339.1787 | 0 | 339.75 | -0.00036788 | 602.6126 | 0 | 339.1787 | 0 | 605.5048 | 3.009e-05 | 603.5145 | 0.0022603 | 339.1787 | 0 | 845.1232 | 0.0023394 | 961.2329 | 0.05656 | 684.588 | 0.0012586 | 1101.9921 | 0.0053387 | 1089.3424 | 0.036513 |  |  | 1033.7098 | 0 | 1033.7035 | 0.04559
| 603.6736 | 0.0051858 | 339.3919 | 0 | 339.3919 | 0 | 339.9635 | -0.00016988 | 602.7722 | 6.6672e-06 | 339.3919 | 0 | 605.6635 | 4.1725e-05 | 603.6736 | 0.0021596 | 339.3919 | 0 | 845.1943 | 0.0026198 | 961.4757 | 0.05718 | 684.732 | 0.0028599 | 1102.0515 | 0.0053606 | 1089.4878 | 0.036562 |  |  | 1033.7622 | 0 | 1033.7559 | 0.04628
| 603.8327 | 0.0033937 | 339.6051 | 0 | 339.6051 | 0 | 340.177 | -0.00068154 | 602.9318 | 3.0002e-05 | 339.6051 | 0 | 605.8221 | 2.6479e-05 | 603.8327 | 0.0022561 | 339.6051 | 0 | 845.2655 | 0.0031094 | 961.7184 | 0.05763 | 684.875 | 0.0015634 | 1102.111 | 0.0053716 | 1089.6332 | 0.036868 |  |  | 1033.8146 | 0 | 1033.8082 | 0.04694
| 603.9919 | 0.004008 | 339.8183 | 0 | 339.8183 | 0 | 340.3905 | 0.00029734 | 603.0914 | 0 | 339.8183 | 0 | 605.9808 | 4.674e-05 | 603.9919 | 0.0021055 | 339.8183 | 0 | 845.3366 | 0.0029257 | 961.9612 | 0.05831 | 685.019 | 0.0014064 | 1102.1705 | 0.0053935 | 1089.7787 | 0.03746 |  |  | 1033.8669 | 0 | 1033.8606 | 0.04752
| 604.151 | 0.0032179 | 340.0315 | 0 | 340.0315 | 0 | 340.6041 | -0.00034523 | 603.251 | 1.0001e-05 | 340.0315 | 0 | 606.1395 | 2.5276e-05 | 604.151 | 0.0022371 | 340.0315 | 0 | 845.4077 | 0.0026089 | 962.2039 | 0.05884 | 685.163 | 0.0013084 | 1102.23 | 0.0054045 | 1089.9241 | 0.038326 |  |  | 1033.9193 | 0 | 1033.913 | 0.04802
| 604.3101 | 0.0047639 | 340.2448 | 0 | 340.2448 | 0 | 340.8177 | 0.00043616 | 603.4106 | 0 | 340.2448 | 0 | 606.2981 | 4.3731e-05 | 604.3101 | 0.002114 | 340.2448 | 0 | 845.4788 | 0.0030345 | 962.4467 | 0.05952 | 685.306 | 0.0012561 | 1102.2895 | 0.0054264 | 1090.0696 | 0.039403 |  |  | 1033.9717 | 0 | 1033.9653 | 0.04841
| 604.4693 | 0.003974 | 340.458 | 0 | 340.458 | 0 | 341.0312 | -0.00013849 | 603.5703 | 1.0001e-05 | 340.458 | 0 | 606.4568 | 3.0692e-05 | 604.4693 | 0.0022558 | 340.458 | 0 | 845.5499 | 0.003441 | 962.6894 | 0.05991 | 685.45 | 0.0021409 | 1102.349 | 0.0054483 | 1090.2152 | 0.040585 |  |  | 1034.024 | 0 | 1034.0177 | 0.04867
| 604.6284 | 0.0055198 | 340.6713 | 0 | 340.6713 | 0 | 341.2448 | 0.00090745 | 603.7299 | 0 | 340.6713 | 0 | 606.6155 | 3.4503e-05 | 604.6284 | 0.0020932 | 340.6713 | 0 | 845.621 | 0.0033838 | 962.9322 | 0.06067 | 685.594 | 0.00097507 | 1102.4086 | 0.0054593 | 1090.3607 | 0.041752 |  |  | 1034.0764 | 0 | 1034.0701 | 0.0488
| 604.7876 | 0.0044839 | 340.8846 | 0 | 340.8846 | 0 | 341.4584 | -0.0002573 | 603.8896 | 1.0001e-05 | 340.8846 | 0 | 606.7742 | 3.6509e-05 | 604.7876 | 0.0021198 | 340.8846 | 0 | 845.6922 | 0.0025613 | 963.175 | 0.06102 | 685.738 | 0.0015297 | 1102.468 | 0.0054812 | 1090.5063 | 0.042794 |  |  | 1034.1289 | 0 | 1034.1224 | 0.0488
| 604.9467 | 0.0063285 | 341.0979 | 0 | 341.0979 | 0 | 341.672 | 0.00064939 | 604.0492 | 0 | 341.0979 | 0 | 606.9329 | 3.2497e-05 | 604.9467 | 0.0019956 | 341.0979 | 0 | 845.7635 | 0.0029689 | 963.4178 | 0.06171 | 685.882 | 0.0017463 | 1102.5276 | 0.0055031 | 1090.6521 | 0.043635 |  |  | 1034.1813 | 0 | 1034.1748 | 0.04869
| 605.1059 | 0.0031651 | 341.3112 | 0 | 341.3112 | 0 | 341.8857 | 0.00021457 | 604.2089 | 3.0002e-05 | 341.3112 | 0 | 607.0916 | 3.8515e-05 | 605.1059 | 0.0021118 | 341.3112 | 0 | 845.8346 | 0.0028984 | 963.6606 | 0.0621 | 686.026 | 0.0018403 | 1102.5872 | 0.0055141 | 1090.7977 | 0.044235 |  |  | 1034.2336 | 0 | 1034.2273 | 0.04849
| 605.2651 | 0.0058362 | 341.5246 | 0 | 341.5246 | 0 | 342.0993 | 0.00058897 | 604.3686 | 0 | 341.5246 | 0 | 607.2504 | 3.5105e-05 | 605.2651 | 0.0021314 | 341.5245 | 0 | 845.9058 | 0.0035585 | 963.9034 | 0.06288 | 686.17 | 0.0017804 | 1102.6467 | 0.005536 | 1090.9435 | 0.044575 |  |  | 1034.286 | 0 | 1034.2797 | 0.04824
| 605.4243 | 0.0041147 | 341.7379 | 0 | 341.7379 | 0 | 342.313 | -0.0003064 | 604.5282 | 3.0002e-05 | 341.7379 | 0 | 607.4091 | 3.5306e-05 | 605.4243 | 0.0022242 | 341.7379 | 0 | 845.977 | 0.0036659 | 964.1462 | 0.06329 | 686.315 | 0.0010865 | 1102.7062 | 0.0055579 | 1091.0892 | 0.044651 |  |  | 1034.3385 | 0 | 1034.332 | 0.04797
| 605.5835 | 0.0055901 | 341.9513 | 0 | 341.9513 | 0 | 342.5267 | 0.00057057 | 604.6879 | 0 | 341.9513 | 0 | 607.5679 | 3.2497e-05 | 605.5835 | 0.002143 | 341.9513 | 0 | 846.0482 | 0.0029584 | 964.389 | 0.0642 | 686.459 | 0.0022607 | 1102.7658 | 0.0055799 | 1091.2351 | 0.044456 |  |  | 1034.3909 | 0 | 1034.3845 | 0.04768
| 605.7427 | 0.0035696 | 342.1647 | 0 | 342.1647 | 0 | 342.7404 | -0.00039054 | 604.8476 | 1.0001e-05 | 342.1647 | 0 | 607.7266 | 3.33e-05 | 605.7427 | 0.002165 | 342.1646 | 0 | 846.1194 | 0.00263 | 964.6318 | 0.06434 | 686.603 | 0.0017672 | 1102.8253 | 0.0056018 | 1091.381 | 0.043991 |  |  | 1034.4432 | 0 | 1034.4369 | 0.0474
| 605.9019 | 0.0051331 | 342.3781 | 0 | 342.3781 | 0 | 342.9541 | 0.00062658 | 605.0073 | 6.6672e-06 | 342.3781 | 0 | 607.8854 | 4.1725e-05 | 605.9019 | 0.0020336 | 342.378 | 0 | 846.1906 | 0.0024027 | 964.8746 | 0.06534 | 686.747 | 0.0013934 | 1102.8849 | 0.0056237 | 1091.5269 | 0.043267 |  |  | 1034.4957 | 0 | 1034.4893 | 0.0471
| 606.0611 | 0.0036575 | 342.5915 | 0 | 342.5915 | 0 | 343.1678 | 0.00037129 | 605.167 | 5.0004e-05 | 342.5915 | 0 | 608.0441 | 2.8285e-05 | 606.0611 | 0.0021358 | 342.5915 | 0 | 846.2619 | 0.0031009 | 965.1174 | 0.0659 | 686.892 | 0.0014406 | 1102.9445 | 0.0056456 | 1091.6729 | 0.042315 |  |  | 1034.5481 | 0 | 1034.5418 | 0.04679
| 606.2203 | 0.0039553 | 342.8049 | 0 | 342.8049 | 0 | 343.3816 | 0.00017511 | 605.3267 | 0 | 342.8049 | 0 | 608.2029 | 4.5737e-05 | 606.2203 | 0.0020347 | 342.8049 | 0 | 846.3332 | 0.0038608 | 965.3603 | 0.06663 | 687.036 | 0.0013509 | 1103.004 | 0.0056676 | 1091.8187 | 0.041181 |  |  | 1034.6006 | 0 | 1034.5941 | 0.04648
| 606.3795 | 0.0045543 | 343.0183 | 0 | 343.0183 | 0 | 343.5953 | -0.00056551 | 605.4864 | 3.0002e-05 | 343.0183 | 0 | 608.3617 | 2.0662e-05 | 606.3795 | 0.0021847 | 343.0183 | 0 | 846.4045 | 0.0039113 | 965.6031 | 0.067 | 687.181 | 0.001645 | 1103.0637 | 0.0056895 | 1091.9648 | 0.039928 |  |  | 1034.6529 | 0 | 1034.6466 | 0.04617
| 606.5388 | 0.0027951 | 343.2318 | 0 | 343.2318 | 0 | 343.8091 | 0.00066496 | 605.6461 | 6.6672e-06 | 343.2318 | 0 | 608.5205 | 4.8345e-05 | 606.5388 | 0.0020319 | 343.2318 | 0 | 846.4758 | 0.0031794 | 965.846 | 0.06773 | 687.326 | 0.0013191 | 1103.1233 | 0.0057114 | 1092.1108 | 0.038631 |  |  | 1034.7054 | 0 | 1034.6991 | 0.0459
| 606.698 | 0.0046949 | 343.4453 | 0 | 343.4453 | 0 | 344.0229 | 2.7111e-06 | 605.8059 | 3.0002e-05 | 343.4453 | 0 | 608.6793 | 2.0662e-05 | 606.698 | 0.0022349 | 343.4453 | 0 | 846.5471 | 0.0017477 | 966.0888 | 0.06833 | 687.47 | 0.0018584 | 1103.1829 | 0.0057333 | 1092.257 | 0.037378 |  |  | 1034.7579 | 0 | 1034.7515 | 0.0457
| 606.8573 | 0.0056956 | 343.6588 | 0 | 343.6588 | 0 | 344.2367 | 0.00073267 | 605.9656 | 0 | 343.6588 | 0 | 608.8381 | 4.9548e-05 | 606.8573 | 0.0020515 | 343.6588 | 0 | 846.6185 | 0.0022321 | 966.3317 | 0.06892 | 687.615 | 0.0019502 | 1103.2424 | 0.0057662 | 1092.4031 | 0.036274 |  |  | 1034.8104 | 0 | 1034.804 | 0.04559
| 607.0165 | 0.0031124 | 343.8723 | 0 | 343.8723 | 0 | 344.4505 | -0.00012932 | 606.1253 | 0 | 343.8723 | 0 | 608.997 | 1.7051e-05 | 607.0165 | 0.0022354 | 343.8723 | 0 | 846.6897 | 0.0027876 | 966.5746 | 0.06945 | 687.76 | 0.0012648 | 1103.3021 | 0.0057881 | 1092.5492 | 0.035425 |  |  | 1034.8628 | 0 | 1034.8564 | 0.04557
| 607.1758 | 0.0048518 | 344.0858 | 0 | 344.0858 | 0 | 344.6643 | 0.00027433 | 606.2851 | 0 | 344.0858 | 0 | 609.1558 | 4.6539e-05 | 607.1758 | 0.0020026 | 344.0858 | 0 | 846.761 | 0.0032524 | 966.8175 | 0.07024 | 687.905 | 0.00074192 | 1103.3617 | 0.005821 | 1092.6954 | 0.034922 |  |  | 1034.9153 | 0 | 1034.9089 | 0.04562
| 607.3351 | 0.0039037 | 344.2994 | 0 | 344.2994 | 0 | 344.8781 | -0.00019292 | 606.4448 | 1.0001e-05 | 344.2994 | 0 | 609.3146 | 3.3701e-05 | 607.3351 | 0.0021035 | 344.2994 | 0 | 846.8324 | 0.0033937 | 967.0603 | 0.07096 | 688.05 | 0.0013631 | 1103.4214 | 0.0058539 | 1092.8417 | 0.034813 |  |  | 1034.9678 | 0 | 1034.9614 | 0.04573
| 607.4944 | 0.0031466 | 344.5129 | 0 | 344.5129 | 0 | 345.092 | 0.00082861 | 606.6046 | 0 | 344.5129 | 0 | 609.4735 | 3.3901e-05 | 607.4944 | 0.001943 | 344.5129 | 0 | 846.9039 | 0.0035655 | 967.3032 | 0.07151 | 688.195 | 0.0017192 | 1103.481 | 0.0058758 | 1092.988 | 0.035079 |  |  | 1035.0203 | 0 | 1035.0138 | 0.04586
| 607.6536 | 0.0043608 | 344.7265 | 0 | 344.7265 | 0 | 345.3059 | -0.00051782 | 606.7644 | 5.0004e-05 | 344.7265 | 0 | 609.6324 | 4.2327e-05 | 607.6536 | 0.002067 | 344.7265 | 0 | 846.9752 | 0.0023161 | 967.5461 | 0.07186 | 688.34 | 0.001378 | 1103.5406 | 0.0059087 | 1093.1343 | 0.035629 |  |  | 1035.0728 | 0 | 1035.0663 | 0.046
| 607.8129 | 0.0044475 | 344.9401 | 0 | 344.9401 | 0 | 345.5198 | 0.00034387 | 606.9241 | 0 | 344.9401 | 0 | 609.7912 | 2.1264e-05 | 607.8129 | 0.0019715 | 344.9401 | 0 | 847.0466 | 0.0020779 | 967.789 | 0.0726 | 688.485 | 0.001865 | 1103.6002 | 0.0059416 | 1093.2806 | 0.036314 |  |  | 1035.1252 | 0 | 1035.1188 | 0.04614
| 607.9722 | 0.0034113 | 345.1537 | 0 | 345.1537 | 0 | 345.7337 | -0.00044029 | 607.0839 | 1.0001e-05 | 345.1537 | 0 | 609.9501 | 4.5336e-05 | 607.9722 | 0.0020834 | 345.1537 | 0 | 847.118 | 0.0024597 | 968.0319 | 0.07308 | 688.63 | 0.0013071 | 1103.6599 | 0.0059745 | 1093.4271 | 0.036959 |  |  | 1035.1777 | 0 | 1035.1713 | 0.04629
| 608.1316 | 0.0043596 | 345.3673 | 0 | 345.3673 | 0 | 345.9476 | 8.1593e-05 | 607.2437 | 6.6672e-06 | 345.3673 | 0 | 610.109 | 3.7512e-05 | 608.1316 | 0.0018947 | 345.3673 | 0 | 847.1894 | 0.0024322 | 968.2749 | 0.07381 | 688.775 | 0.001898 | 1103.7196 | 0.0060074 | 1093.5735 | 0.037406 |  |  | 1035.2302 | 0 | 1035.2238 | 0.04645
| 608.2909 | 0.0027431 | 345.581 | 0 | 345.581 | 0 | 346.1615 | -7.8991e-05 | 607.4035 | 1.0001e-05 | 345.581 | 0 | 610.2679 | 3.5506e-05 | 608.2909 | 0.0019868 | 345.581 | 0 | 847.2608 | 0.0021725 | 968.5178 | 0.07408 | 688.92 | 0.0022756 | 1103.7793 | 0.0060512 | 1093.72 | 0.037552 |  |  | 1035.2827 | 0 | 1035.2764 | 0.04662
| 608.4502 | 0.0036916 | 345.7946 | 0 | 345.7946 | 0 | 346.3755 | 0.00072891 | 607.5633 | 0 | 345.7946 | 0 | 610.4268 | 4.2126e-05 | 608.4502 | 0.0018068 | 345.7946 | 0 | 847.3322 | 0.0023112 | 968.7607 | 0.07479 | 689.066 | 0.0017749 | 1103.8389 | 0.0060841 | 1093.8666 | 0.037364 |  |  | 1035.3352 | 0 | 1035.3289 | 0.04681
| 608.6095 | 0.0044312 | 346.0083 | 0 | 346.0083 | 0 | 346.5894 | 0.00065097 | 607.7231 | 1.0001e-05 | 346.0083 | 0 | 610.5857 | 2.8485e-05 | 608.6095 | 0.0019953 | 346.0083 | 0 | 847.4037 | 0.0033357 | 969.0036 | 0.07528 | 689.211 | 0.0010711 | 1103.8986 | 0.006128 | 1094.0131 | 0.03689 |  |  | 1035.3877 | 0 | 1035.3814 | 0.04699
| 608.7689 | 0.0049045 | 346.222 | 0 | 346.222 | 0 | 346.8034 | 0.00066774 | 607.8829 | 6.6672e-06 | 346.222 | 0 | 610.7446 | 3.9919e-05 | 608.7689 | 0.0019986 | 346.222 | 0 | 847.4752 | 0.0034512 | 969.2466 | 0.07591 | 689.357 | 0.0017238 | 1103.9582 | 0.0061718 | 1094.1597 | 0.036237 |  |  | 1035.4403 | 0 | 1035.4338 | 0.04716
| 608.9282 | 0.005328 | 346.4357 | 0 | 346.4357 | 0 | 347.0174 | -0.00023333 | 608.0427 | 5.0004e-05 | 346.4357 | 0 | 610.9035 | 4.4132e-05 | 608.9282 | 0.0021476 | 346.4357 | 0 | 847.5466 | 0.0036062 | 969.4895 | 0.07661 | 689.502 | 0.0021134 | 1104.0179 | 0.0062047 | 1094.3064 | 0.035548 |  |  | 1035.4928 | 0 | 1035.4863 | 0.0473
| 609.0876 | 0.0051507 | 346.6494 | 0 | 346.6494 | 0 | 347.2314 | 0.00083675 | 608.2025 | 6.6672e-06 | 346.6494 | 0 | 611.0625 | 2.0662e-05 | 609.0876 | 0.002048 | 346.6494 | 0 | 847.6181 | 0.002437 | 969.7325 | 0.07725 | 689.648 | 0.0013656 | 1104.0776 | 0.0062486 | 1094.453 | 0.034964 |  |  | 1035.5453 | 0 | 1035.5389 | 0.04743
| 609.2469 | 0.0048004 | 346.8632 | 0 | 346.8632 | 0 | 347.4455 | -0.00012688 | 608.3623 | 0 | 346.8632 | 0 | 611.2214 | 5.9378e-05 | 609.2469 | 0.0021187 | 346.8632 | 0 | 847.6896 | 0.0034883 | 969.9755 | 0.07757 | 689.793 | 0.0016852 | 1104.1373 | 0.0062924 | 1094.5997 | 0.034595 |  |  | 1035.5979 | 0 | 1035.5914 | 0.04755
| 609.4063 | 0.0056077 | 347.0769 | 0 | 347.0769 | 0 | 347.6595 | 0.00035798 | 608.5222 | 2.6669e-05 | 347.0769 | 0 | 611.3804 | 1.1234e-05 | 609.4063 | 0.0020069 | 347.0769 | 0 | 847.7612 | 0.004132 | 970.2184 | 0.07842 | 689.939 | 0.0021244 | 1104.1971 | 0.0063472 | 1094.7466 | 0.034496 |  |  | 1035.6504 | 0 | 1035.644 | 0.04768
| 609.5657 | 0.0050466 | 347.2907 | 0 | 347.2907 | 0 | 347.8736 | -0.00042285 | 608.682 | 3.0002e-05 | 347.2907 | 0 | 611.5393 | 6.1985e-05 | 609.5657 | 0.0021063 | 347.2907 | 0 | 847.8326 | 0.0029235 | 970.4614 | 0.07854 | 690.085 | 0.0024274 | 1104.2568 | 0.0063911 | 1094.8933 | 0.034667 |  |  | 1035.703 | 0 | 1035.6965 | 0.04784
| 609.7251 | 0.006223 | 347.5045 | 0 | 347.5045 | 0 | 348.0876 | 0.00025721 | 608.8419 | 6.6672e-06 | 347.5045 | 0 | 611.6983 | 1.685e-05 | 609.7251 | 0.0019359 | 347.5045 | 0 | 847.9042 | 0.0027438 | 970.7044 | 0.07913 | 690.231 | 0.00080289 | 1104.3165 | 0.0064349 | 1095.0402 | 0.035059 |  |  | 1035.7555 | 0 | 1035.7492 | 0.04804
| 609.8844 | 0.0035168 | 347.7183 | 0 | 347.7183 | 0 | 348.3017 | 0.00020262 | 609.0017 | 1.0001e-05 | 347.7183 | 0 | 611.8573 | 4.7342e-05 | 609.8844 | 0.0020056 | 347.7183 | 0 | 847.9758 | 0.0032145 | 970.9474 | 0.07966 | 690.377 | 0.0012203 | 1104.3762 | 0.0064897 | 1095.187 | 0.035603 |  |  | 1035.8081 | 0 | 1035.8016 | 0.04831
| 610.0438 | 0.0039377 | 347.9321 | 0 | 347.9321 | 0 | 348.5158 | 0.0005217 | 609.1616 | 0 | 347.9321 | 0 | 612.0163 | 2.9288e-05 | 610.0438 | 0.0018249 | 347.9321 | 0 | 848.0473 | 0.002413 | 971.1904 | 0.08048 | 690.523 | 0.0013227 | 1104.436 | 0.0065336 | 1095.334 | 0.036229 |  |  | 1035.8606 | 0 | 1035.8543 | 0.04865
| 610.2032 | 0.0039037 | 348.1459 | 0 | 348.1459 | 0 | 348.7299 | -0.00061163 | 609.3214 | 1.0001e-05 | 348.1459 | 0 | 612.1753 | 4.8746e-05 | 610.2032 | 0.001897 | 348.1459 | 0 | 848.1189 | 0.0021203 | 971.4334 | 0.08073 | 690.669 | 0.001789 | 1104.4957 | 0.0065884 | 1095.481 | 0.036881 |  |  | 1035.9132 | 0 | 1035.9067 | 0.04906
| 610.3627 | 0.0054143 | 348.3598 | 0 | 348.3598 | 0 | 348.9441 | 0.00060633 | 609.4813 | 6.6672e-06 | 348.3598 | 0 | 612.3343 | 2.8285e-05 | 610.3627 | 0.0017731 | 348.3598 | 0 | 848.1905 | 0.0017095 | 971.6764 | 0.08129 | 690.815 | 0.0026493 | 1104.5555 | 0.0066432 | 1095.6279 | 0.037523 |  |  | 1035.9657 | 0 | 1035.9594 | 0.04953
| 610.5221 | 0.0033937 | 348.5736 | 0 | 348.5736 | 0 | 349.1582 | 3.7809e-05 | 609.6412 | 3.0002e-05 | 348.5736 | 0 | 612.4933 | 4.7743e-05 | 610.5221 | 0.0019192 | 348.5736 | 0 | 848.262 | 0.002435 | 971.9194 | 0.08173 | 690.961 | 0.0016132 | 1104.6152 | 0.006698 | 1095.7749 | 0.038128 |  |  | 1036.0183 | 0 | 1036.012 | 0.05004
| 610.6815 | 0.0054846 | 348.7875 | 0 | 348.7875 | 0 | 349.3723 | 0.00030561 | 609.8011 | 6.6672e-06 | 348.7875 | 0 | 612.6523 | 2.0461e-05 | 610.6815 | 0.0018061 | 348.7875 | 0 | 848.3336 | 0.0028807 | 972.1624 | 0.08253 | 691.107 | 0.0016519 | 1104.6751 | 0.0067528 | 1095.922 | 0.038666 |  |  | 1036.0709 | 0 | 1036.0646 | 0.05053
| 610.8409 | 0.0035696 | 349.0014 | 0 | 349.0014 | 0 | 349.5865 | 0.00018868 | 609.961 | 1.0001e-05 | 349.0014 | 0 | 612.8114 | 4.9749e-05 | 610.8409 | 0.0018788 | 349.0014 | 0 | 848.4052 | 0.003997 | 972.4054 | 0.08258 | 691.253 | 0.0016166 | 1104.7347 | 0.0068186 | 1096.0692 | 0.039099 |  |  | 1036.1235 | 0 | 1036.1171 | 0.05095
| 611.0004 | 0.0059769 | 349.2153 | 0 | 349.2153 | 0 | 349.8007 | 0.00064419 | 610.1209 | 0 | 349.2153 | 0 | 612.9704 | 3.6509e-05 | 611.0004 | 0.0017375 | 349.2153 | 0 | 848.4769 | 0.003308 | 972.6485 | 0.08329 | 691.4 | 0.0013941 | 1104.7946 | 0.0068734 | 1096.2163 | 0.039378 |  |  | 1036.1762 | 0 | 1036.1697 | 0.05123
| 611.1598 | 0.0037278 | 349.4292 | 0 | 349.4292 | 0 | 350.0149 | 0.000355 | 610.2808 | 0 | 349.4292 | 0 | 613.1295 | 4.3731e-05 | 611.1598 | 0.0018833 | 349.4292 | 0 | 848.5485 | 0.0028768 | 972.8915 | 0.08382 | 691.546 | 0.0011624 | 1104.8544 | 0.0069392 | 1096.3635 | 0.039453 |  |  | 1036.2288 | 0 | 1036.2223 | 0.05131
| 611.3193 | 0.0042717 | 349.6432 | 0 | 349.6432 | 0 | 350.2291 | 4.6409e-06 | 610.4407 | 6.6672e-06 | 349.6432 | 0 | 613.2885 | 3.9719e-05 | 611.3193 | 0.0019011 | 349.6432 | 0 | 848.6202 | 0.0028108 | 973.1345 | 0.0845 | 691.693 | 0.0020042 | 1104.9142 | 0.006994 | 1096.5107 | 0.039284 |  |  | 1036.2814 | 0 | 1036.2749 | 0.05118
| 611.4787 | 0.0046422 | 349.8571 | 0 | 349.8571 | 0 | 350.4434 | -9.8083e-05 | 610.6006 | 0 | 349.8571 | 0 | 613.4476 | 3.6309e-05 | 611.4787 | 0.0020109 | 349.8571 | 0 | 848.6918 | 0.0033884 | 973.3776 | 0.08463 | 691.839 | 0.002488 | 1104.9739 | 0.0070598 | 1096.658 | 0.038856 |  |  | 1036.334 | 0 | 1036.3275 | 0.05081
| 611.6382 | 0.0039729 | 350.0711 | 0 | 350.0711 | 0 | 350.6576 | 0.00063827 | 610.7605 | 0 | 350.0711 | 0 | 613.6067 | 4.4333e-05 | 611.6382 | 0.0019437 | 350.0711 | 0 | 848.7636 | 0.0030794 | 973.6207 | 0.08494 | 691.986 | 0.0021074 | 1105.0337 | 0.0071256 | 1096.8053 | 0.038189 |  |  | 1036.3866 | 0 | 1036.3801 | 0.05024
| 611.7977 | 0.0033761 | 350.2851 | 0 | 350.2851 | 0 | 350.8719 | -0.00023305 | 610.9204 | 0 | 350.2851 | 0 | 613.7658 | 4.0521e-05 | 611.7977 | 0.0020092 | 350.2851 | 0 | 848.8352 | 0.0046544 | 973.8637 | 0.08555 | 692.132 | 0.0020843 | 1105.0935 | 0.0071913 | 1096.9526 | 0.03734 |  |  | 1036.4392 | 0 | 1036.4327 | 0.04952
| 611.9572 | 0.004676 | 350.4991 | 0 | 350.4991 | 0 | 351.0862 | 0.00094557 | 611.0804 | 6.6672e-06 | 350.4991 | 0 | 613.9248 | 3.5707e-05 | 611.9572 | 0.001915 | 350.4991 | 0 | 848.9069 | 0.0045885 | 974.1068 | 0.08632 | 692.279 | 0.0015421 | 1105.1533 | 0.0072571 | 1097.1001 | 0.036399 |  |  | 1036.4918 | 0 | 1036.4853 | 0.0487
| 612.1167 | 0.0028135 | 350.7131 | 0 | 350.7131 | 0 | 351.3004 | -0.00072946 | 611.2403 | 3.0002e-05 | 350.7131 | 0 | 614.0839 | 4.5336e-05 | 612.1167 | 0.0020246 | 350.7131 | 0 | 848.9786 | 0.0026266 | 974.3499 | 0.0866 | 692.426 | 0.0015321 | 1105.2131 | 0.0073229 | 1097.2476 | 0.035472 |  |  | 1036.5444 | 0 | 1036.538 | 0.04785
| 612.2762 | 0.0037619 | 350.9272 | 0 | 350.9272 | 0 | 351.5148 | 0.00093028 | 611.4003 | 6.6672e-06 | 350.9272 | 0 | 614.2431 | 4.2126e-05 | 612.2762 | 0.0018817 | 350.9272 | 0 | 849.0504 | 0.0023118 | 974.593 | 0.08719 | 692.573 | 0.001391 | 1105.2731 | 0.0073886 | 1097.395 | 0.03467 |  |  | 1036.5971 | 0 | 1036.5907 | 0.04705
| 612.4357 | 0.0037454 | 351.1412 | 0 | 351.1412 | 0 | 351.7291 | -0.00018269 | 611.5602 | 0 | 351.1412 | 0 | 614.4022 | 4.5937e-05 | 612.4357 | 0.0020227 | 351.1412 | 0 | 849.1221 | 0.0031463 | 974.8361 | 0.0876 | 692.72 | 0.0010808 | 1105.3329 | 0.0074544 | 1097.5425 | 0.034087 |  |  | 1036.6497 | 0 | 1036.6433 | 0.04634
| 612.5952 | 0.005344 | 351.3553 | 0 | 351.3553 | 0 | 351.9434 | 0.00063886 | 611.7202 | 6.6672e-06 | 351.3553 | 0 | 614.5613 | 3.671e-05 | 612.5952 | 0.0018467 | 351.3553 | 0 | 849.1938 | 0.0031252 | 975.0792 | 0.08843 | 692.866 | 0.001944 | 1105.3927 | 0.0075312 | 1097.6901 | 0.033788 |  |  | 1036.7024 | 0 | 1036.6959 | 0.04579
| 612.7547 | 0.0034992 | 351.5694 | 0 | 351.5694 | 0 | 352.1578 | -0.00012612 | 611.8802 | 1.0001e-05 | 351.5694 | 0 | 614.7204 | 4.0922e-05 | 612.7547 | 0.0019674 | 351.5694 | 0 | 849.2656 | 0.0034953 | 975.3223 | 0.08855 | 693.013 | 0.0012278 | 1105.4525 | 0.0075969 | 1097.8376 | 0.033798 |  |  | 1036.755 | 0 | 1036.7487 | 0.04543
| 612.9142 | 0.0057483 | 351.7835 | 0 | 351.7835 | 0 | 352.3721 | -0.00010327 | 612.0401 | 6.6672e-06 | 351.7835 | 0 | 614.8796 | 3.8114e-05 | 612.9142 | 0.0018142 | 351.7835 | 0 | 849.3374 | 0.0029695 | 975.5654 | 0.08903 | 693.161 | 0.0014772 | 1105.5124 | 0.0076627 | 1097.9852 | 0.034104 |  |  | 1036.8076 | 0 | 1036.8013 | 0.04527
| 613.0738 | 0.0044664 | 351.9976 | 0 | 351.9976 | 0 | 352.5865 | -2.0544e-05 | 612.2001 | 3.0002e-05 | 351.9976 | 0 | 615.0387 | 4.7342e-05 | 613.0738 | 0.0019518 | 351.9976 | 0 | 849.4092 | 0.0035426 | 975.8085 | 0.08929 | 693.308 | 0.0012557 | 1105.5723 | 0.0077394 | 1098.1329 | 0.034657 |  |  | 1036.8603 | 0 | 1036.8539 | 0.04529
| 613.2333 | 0.0041838 | 352.2117 | 0 | 352.2117 | 0 | 352.8009 | 0.00014949 | 612.3601 | 6.6672e-06 | 352.2117 | 0 | 615.1979 | 3.6108e-05 | 613.2333 | 0.0018679 | 352.2117 | 0 | 849.481 | 0.0039214 | 976.0516 | 0.09015 | 693.455 | 0.0025072 | 1105.6321 | 0.0078162 | 1098.2806 | 0.035386 |  |  | 1036.913 | 0 | 1036.9066 | 0.04548
| 613.3929 | 0.002919 | 352.4259 | 0 | 352.4259 | 0 | 353.0153 | -0.00012792 | 612.5201 | 1.0001e-05 | 352.4259 | 0 | 615.3571 | 4.2728e-05 | 613.3929 | 0.0020648 | 352.4259 | 0 | 849.5528 | 0.0030028 | 976.2947 | 0.09072 | 693.602 | 0.0019097 | 1105.692 | 0.007882 | 1098.4283 | 0.036207 |  |  | 1036.9657 | 0 | 1036.9592 | 0.0458
| 613.5524 | 0.0043244 | 352.6401 | 0 | 352.6401 | 0 | 353.2298 | 0.00016811 | 612.6801 | 0 | 352.6401 | 0 | 615.5163 | 4.4533e-05 | 613.5524 | 0.0019595 | 352.64 | 0 | 849.6246 | 0.0027462 | 976.5379 | 0.09122 | 693.75 | 0.0025371 | 1105.7518 | 0.0079587 | 1098.5762 | 0.037044 |  |  | 1037.0183 | 0 | 1037.012 | 0.04623
| 613.712 | 0.0056972 | 352.8542 | 0 | 352.8542 | 0 | 353.4442 | -0.00056453 | 612.8401 | 1.0001e-05 | 352.8542 | 0 | 615.6754 | 3.1895e-05 | 613.712 | 0.0020701 | 352.8542 | 0 | 849.6965 | 0.0032933 | 976.781 | 0.09165 | 693.897 | 0.0020189 | 1105.8118 | 0.0080354 | 1098.724 | 0.03784 |  |  | 1037.071 | 0 | 1037.0646 | 0.04673
| 613.8715 | 0.0051331 | 353.0684 | 0 | 353.0684 | 0 | 353.6587 | 0.00016939 | 613.0001 | 6.6672e-06 | 353.0684 | 0 | 615.8346 | 4.8545e-05 | 613.8715 | 0.0018492 | 353.0684 | 0 | 849.7684 | 0.0030935 | 977.0242 | 0.09245 | 694.044 | 0.00081106 | 1105.8717 | 0.0081122 | 1098.8718 | 0.038563 |  |  | 1037.1238 | 0 | 1037.1173 | 0.04729
| 614.0311 | 0.0048532 | 353.2826 | 0 | 353.2826 | 0 | 353.8731 | -0.00023517 | 613.1601 | 3.0002e-05 | 353.2826 | 0 | 615.9938 | 3.0892e-05 | 614.0311 | 0.0020284 | 353.2826 | 0 | 849.8402 | 0.0036689 | 977.2673 | 0.09266 | 694.192 | 0.00095279 | 1105.9315 | 0.0081889 | 1099.0198 | 0.039203 |  |  | 1037.1764 | 0 | 1037.17 | 0.04787
| 614.1907 | 0.0049397 | 353.4969 | 0 | 353.4969 | 0 | 354.0876 | 0.0007592 | 613.3201 | 6.6672e-06 | 353.4969 | 0 | 616.1531 | 5.2156e-05 | 614.1907 | 0.0019119 | 353.4969 | 0 | 849.9122 | 0.0043805 | 977.5105 | 0.0933 | 694.339 | 0.0018278 | 1105.9915 | 0.0082656 | 1099.1677 | 0.039756 |  |  | 1037.2291 | 0 | 1037.2228 | 0.0484
| 614.3503 | 0.0042378 | 353.7111 | 0 | 353.7111 | 0 | 354.3021 | 0.0002119 | 613.4802 | 1.0001e-05 | 353.7111 | 0 | 616.3123 | 3.5506e-05 | 614.3503 | 0.0019312 | 353.7111 | 0 | 849.9839 | 0.0039468 | 977.7537 | 0.094 | 694.487 | 0.0013957 | 1106.0514 | 0.0083424 | 1099.3157 | 0.040215 |  |  | 1037.2819 | 0 | 1037.2754 | 0.04884
| 614.5099 | 0.0047463 | 353.9254 | 0 | 353.9254 | 0 | 354.5166 | 0.00044683 | 613.6402 | 0 | 353.9254 | 0 | 616.4715 | 3.8315e-05 | 614.5099 | 0.0017244 | 353.9254 | 0 | 850.0558 | 0.0026598 | 977.9968 | 0.09445 | 694.635 | 0.001378 | 1106.1113 | 0.0084191 | 1099.4637 | 0.040554 |  |  | 1037.3346 | 0 | 1037.3281 | 0.04913
| 614.6695 | 0.0045015 | 354.1397 | 0 | 354.1397 | 0 | 354.7312 | -3.1539e-06 | 613.8002 | 3.0002e-05 | 354.1397 | 0 | 616.6308 | 3.7913e-05 | 614.6695 | 0.0018661 | 354.1397 | 0 | 850.1278 | 0.0028461 | 978.24 | 0.09453 | 694.783 | 0.0017919 | 1106.1713 | 0.0084849 | 1099.6118 | 0.040738 |  |  | 1037.3873 | 0 | 1037.3809 | 0.0492
| 614.8291 | 0.0043772 | 354.354 | 0 | 354.354 | 0 | 354.9457 | 0.00064554 | 613.9603 | 0 | 354.354 | 0 | 616.79 | 4.7141e-05 | 614.8291 | 0.0018389 | 354.354 | 0 | 850.1997 | 0.0027959 | 978.4832 | 0.0949 | 694.93 | 0.0017245 | 1106.2312 | 0.0085616 | 1099.7599 | 0.040739 |  |  | 1037.4399 | 0 | 1037.4336 | 0.04903
| 614.9887 | 0.0040971 | 354.5683 | 0 | 354.5683 | 0 | 355.1602 | -1.4531e-05 | 614.1203 | 3.0002e-05 | 354.5683 | 0 | 616.9493 | 3.5105e-05 | 614.9887 | 0.0019517 | 354.5683 | 0 | 850.2717 | 0.0036256 | 978.7264 | 0.09586 | 695.078 | 0.0010521 | 1106.2911 | 0.0086493 | 1099.9081 | 0.040551 |  |  | 1037.4927 | 0 | 1037.4863 | 0.04862
| 615.1484 | 0.005221 | 354.7826 | 0 | 354.7826 | 0 | 355.3748 | 0.00026011 | 614.2804 | 4.6671e-05 | 354.7826 | 0 | 617.1085 | 5.5967e-05 | 615.1484 | 0.001749 | 354.7826 | 0 | 850.3435 | 0.0031066 | 978.9696 | 0.09607 | 695.226 | 0.0019225 | 1106.3511 | 0.0087261 | 1100.0563 | 0.04021 |  |  | 1037.5454 | 0 | 1037.5391 | 0.04803
| 615.308 | 0.0035168 | 354.9969 | 0 | 354.9969 | 0 | 355.5894 | -0.00090429 | 614.4405 | 3.0002e-05 | 354.9969 | 0 | 617.2678 | 2.7282e-05 | 615.308 | 0.0019035 | 354.9969 | 0 | 850.4155 | 0.0017989 | 979.2128 | 0.09667 | 695.374 | 0.0020648 | 1106.411 | 0.0088028 | 1100.2045 | 0.039788 |  |  | 1037.5981 | 0 | 1037.5918 | 0.04734
| 615.4676 | 0.0048694 | 355.2113 | 0 | 355.2113 | 0 | 355.804 | 0.00060803 | 614.6005 | 0 | 355.2113 | 0 | 617.4271 | 4.9949e-05 | 615.4676 | 0.0017973 | 355.2113 | 0 | 850.4875 | 0.0025525 | 979.456 | 0.09718 | 695.522 | 0.0013479 | 1106.4709 | 0.0088795 | 1100.3528 | 0.039379 |  |  | 1037.651 | 0 | 1037.6445 | 0.04665
| 615.6273 | 0.0040443 | 355.4257 | 0 | 355.4257 | 0 | 356.0186 | 0.00012638 | 614.7606 | 1.0001e-05 | 355.4257 | 0 | 617.5864 | 3.2898e-05 | 615.6273 | 0.001883 | 355.4257 | 0 | 850.5594 | 0.0027126 | 979.6992 | 0.09758 | 695.671 | 0.0018843 | 1106.5309 | 0.0089563 | 1100.5011 | 0.03907 |  |  | 1037.7037 | 0 | 1037.6973 | 0.04604
| 615.7869 | 0.006223 | 355.64 | 0 | 355.64 | 0 | 356.2333 | 0.00056951 | 614.9207 | 6.6672e-06 | 355.64 | 0 | 617.7457 | 4.4734e-05 | 615.7869 | 0.0017737 | 355.64 | 0 | 850.6315 | 0.0025973 | 979.9425 | 0.09803 | 695.819 | 0.002086 | 1106.5909 | 0.009033 | 1100.6494 | 0.038915 |  |  | 1037.7565 | 0 | 1037.75 | 0.04558
| 615.9466 | 0.0037102 | 355.8545 | 0 | 355.8545 | 0 | 356.4479 | -9.0492e-05 | 615.0808 | 3.0002e-05 | 355.8545 | 0 | 617.905 | 4.8946e-05 | 615.9466 | 0.0019417 | 355.8544 | 0 | 850.7034 | 0.0037962 | 980.1857 | 0.09837 | 695.967 | 0.0015021 | 1106.6509 | 0.0090988 | 1100.7979 | 0.03892 |  |  | 1037.8092 | 0 | 1037.8029 | 0.04528
| 616.1063 | 0.0051507 | 356.0689 | 0 | 356.0689 | 0 | 356.6626 | 0.00073427 | 615.2409 | 2.6669e-05 | 356.0689 | 0 | 618.0643 | 3.8716e-05 | 616.1063 | 0.0018934 | 356.0689 | 0 | 850.7755 | 0.0034383 | 980.4289 | 0.09873 | 696.115 | 0.0010575 | 1106.7108 | 0.0091755 | 1100.9463 | 0.03904 |  |  | 1037.8619 | 0 | 1037.8556 | 0.04513
| 616.266 | 0.0037278 | 356.2833 | 0 | 356.2833 | 0 | 356.8773 | -0.00025987 | 615.401 | 0 | 356.2833 | 0 | 618.2236 | 3.691e-05 | 616.266 | 0.0021141 | 356.2833 | 0 | 850.8475 | 0.0031269 | 980.6722 | 0.09925 | 696.264 | 0.0017357 | 1106.7709 | 0.0092523 | 1101.0947 | 0.039198 |  |  | 1037.9148 | 0 | 1037.9083 | 0.04506
| 616.4256 | 0.0047463 | 356.4978 | 0 | 356.4978 | 0 | 357.092 | 0.00027006 | 615.5611 | 2.6669e-05 | 356.4978 | 0 | 618.383 | 4.2728e-05 | 616.4256 | 0.0019825 | 356.4978 | 0 | 850.9196 | 0.002947 | 980.9154 | 0.1 | 696.412 | 0.00106 | 1106.8308 | 0.009329 | 1101.2432 | 0.039308 |  |  | 1037.9675 | 0 | 1037.9611 | 0.04502
| 616.5853 | 0.0036575 | 356.7122 | 0 | 356.7122 | 0 | 357.3067 | -6.5992e-05 | 615.7212 | 1.0001e-05 | 356.7122 | 0 | 618.5423 | 4.1524e-05 | 616.5853 | 0.0020961 | 356.7122 | 0 | 850.9916 | 0.0026263 | 981.1587 | 0.09988 | 696.561 | 0.0013269 | 1106.8909 | 0.0094057 | 1101.3917 | 0.039308 |  |  | 1038.0203 | 0 | 1038.0139 | 0.04493
| 616.745 | 0.004676 | 356.9267 | 0 | 356.9267 | 0 | 357.5214 | -4.2613e-06 | 615.8814 | 2.6669e-05 | 356.9267 | 0 | 618.7017 | 3.5907e-05 | 616.745 | 0.0018152 | 356.9267 | 0 | 851.0637 | 0.0023482 | 981.402 | 0.10086 | 696.709 | 0.0012861 | 1106.9508 | 0.0094825 | 1101.5403 | 0.039179 |  |  | 1038.0731 | 0 | 1038.0666 | 0.04477
| 616.9047 | 0.0033761 | 357.1412 | 0 | 357.1412 | 0 | 357.7361 | -0.00013938 | 616.0415 | 1.0001e-05 | 357.1412 | 0 | 618.861 | 4.6339e-05 | 616.9047 | 0.0018836 | 357.1412 | 0 | 851.1357 | 0.0022528 | 981.6452 | 0.10103 | 696.858 | 0.0023294 | 1107.0109 | 0.0095482 | 1101.689 | 0.038954 |  |  | 1038.1258 | 0 | 1038.1195 | 0.04452
| 617.0644 | 0.0071019 | 357.3557 | 0 | 357.3557 | 0 | 357.9509 | 0.00045653 | 616.2016 | 2.6669e-05 | 357.3557 | 0 | 619.0204 | 3.671e-05 | 617.0644 | 0.0017923 | 357.3557 | 0 | 851.2079 | 0.0034137 | 981.8885 | 0.10213 | 697.007 | 0.0016791 | 1107.0709 | 0.009625 | 1101.8376 | 0.038709 |  |  | 1038.1787 | 0 | 1038.1722 | 0.04423
| 617.2242 | 0.0034641 | 357.5703 | 0 | 357.5703 | 0 | 358.1656 | -0.00041082 | 616.3618 | 0 | 357.5703 | 0 | 619.1798 | 4.8144e-05 | 617.2242 | 0.0019372 | 357.5702 | 0 | 851.28 | 0.0030766 | 982.1318 | 0.10231 | 697.156 | 0.0013416 | 1107.1309 | 0.0097017 | 1101.9863 | 0.038548 |  |  | 1038.2314 | 0 | 1038.2251 | 0.04395
| 617.3839 | 0.0048518 | 357.7848 | 0 | 357.7848 | 0 | 358.3804 | 0.0015263 | 616.5219 | 6.6672e-06 | 357.7848 | 0 | 619.3392 | 3.8916e-05 | 617.3839 | 0.0018211 | 357.7848 | 0 | 851.3521 | 0.0019085 | 982.3751 | 0.10286 | 697.304 | 0.001442 | 1107.1909 | 0.0097675 | 1102.1351 | 0.038564 |  |  | 1038.2843 | 0 | 1038.2778 | 0.04377
| 617.5436 | 0.003341 | 357.9994 | 0 | 357.9994 | 0 | 358.5952 | -0.00019792 | 616.6821 | 1.0001e-05 | 357.9994 | 0 | 619.4986 | 2.3069e-05 | 617.5436 | 0.0018845 | 357.9994 | 0 | 851.4243 | 0.0027744 | 982.6184 | 0.10387 | 697.453 | 0.00199 | 1107.251 | 0.0098442 | 1102.2839 | 0.038813 |  |  | 1038.3372 | 0 | 1038.3307 | 0.04375
| 617.7034 | 0.0056077 | 358.2139 | 0 | 358.2139 | 0 | 358.81 | 0.00096301 | 616.8422 | 2.6669e-05 | 358.2139 | 0 | 619.658 | 6.0982e-05 | 617.7034 | 0.0017884 | 358.2139 | 0 | 851.4965 | 0.0029369 | 982.8617 | 0.10373 | 697.602 | 0.0015829 | 1107.311 | 0.00991 | 1102.4327 | 0.03928 |  |  | 1038.3899 | 0 | 1038.3835 | 0.04394
| 617.8631 | 0.0034289 | 358.4285 | 0 | 358.4285 | 0 | 359.0249 | -8.2848e-06 | 617.0024 | 0 | 358.4285 | 0 | 619.8174 | 2.4072e-05 | 617.8631 | 0.0019008 | 358.4285 | 0 | 851.5685 | 0.0025573 | 983.105 | 0.10412 | 697.751 | 0.0016925 | 1107.3711 | 0.0099867 | 1102.5815 | 0.039874 |  |  | 1038.4427 | 0 | 1038.4364 | 0.04434
| 618.0229 | 0.0056253 | 358.6431 | 0 | 358.6431 | 0 | 359.2397 | 0.00021128 | 617.1626 | 6.6672e-06 | 358.6431 | 0 | 619.9768 | 5.8174e-05 | 618.0229 | 0.0018346 | 358.6431 | 0 | 851.6407 | 0.0027843 | 983.3483 | 0.1051 | 697.9 | 0.0019382 | 1107.4311 | 0.010053 | 1102.7305 | 0.040442 |  |  | 1038.4956 | 0 | 1038.4891 | 0.04493
| 618.1826 | 0.0035344 | 358.8578 | 0 | 358.8578 | 0 | 359.4546 | -0.00082452 | 617.3228 | 3.0002e-05 | 358.8578 | 0 | 620.1362 | 2.668e-05 | 618.1826 | 0.0019298 | 358.8578 | 0 | 851.7129 | 0.0019386 | 983.5916 | 0.10588 | 698.049 | 0.0019226 | 1107.4912 | 0.010118 | 1102.8794 | 0.040809 |  |  | 1038.5485 | 0 | 1038.542 | 0.04563
| 618.3424 | 0.0062581 | 359.0724 | 0 | 359.0724 | 0 | 359.6694 | 0.00032811 | 617.4829 | 0 | 359.0724 | 0 | 620.2957 | 3.9117e-05 | 618.3424 | 0.0018583 | 359.0724 | 0 | 851.7851 | 0.0028864 | 983.8349 | 0.10662 | 698.199 | 0.0019673 | 1107.5513 | 0.010184 | 1103.0284 | 0.040833 |  |  | 1038.6013 | 0 | 1038.5948 | 0.04638
| 618.5022 | 0.0035696 | 359.2871 | 0 | 359.2871 | 0 | 359.8843 | -0.00061127 | 617.6431 | 0 | 359.2871 | 0 | 620.4551 | 5.2156e-05 | 618.5022 | 0.00196 | 359.2871 | 0 | 851.8573 | 0.0026367 | 984.0783 | 0.10691 | 698.348 | 0.0022342 | 1107.6115 | 0.01025 | 1103.1775 | 0.040452 |  |  | 1038.6541 | 0 | 1038.6477 | 0.0471
| 618.662 | 0.0044475 | 359.5017 | 0 | 359.5017 | 0 | 360.0992 | 0.00045672 | 617.8033 | 0 | 359.5017 | 0 | 620.6146 | 2.8886e-05 | 618.662 | 0.0018617 | 359.5017 | 0 | 851.9295 | 0.003833 | 984.3216 | 0.1073 | 698.497 | 0.0024469 | 1107.6715 | 0.010316 | 1103.3265 | 0.039701 |  |  | 1038.7069 | 0 | 1038.7006 | 0.04771
| 618.8218 | 0.0048356 | 359.7164 | 0 | 359.7164 | 0 | 360.3141 | -0.00041788 | 617.9635 | 1.0001e-05 | 359.7164 | 0 | 620.774 | 5.0351e-05 | 618.8218 | 0.0019797 | 359.7164 | 0 | 852.0017 | 0.0039734 | 984.565 | 0.1082 | 698.647 | 0.0016367 | 1107.7316 | 0.010381 | 1103.4756 | 0.038692 |  |  | 1038.7598 | 0 | 1038.7534 | 0.04816
| 618.9816 | 0.004219 | 359.9311 | 0 | 359.9311 | 0 | 360.5291 | 0.00065386 | 618.1237 | 0 | 359.9311 | 0 | 620.9335 | 4.5937e-05 | 618.9816 | 0.001836 | 359.9311 | 0 | 852.074 | 0.0038737 | 984.8083 | 0.10913 | 698.796 | 0.00097042 | 1107.7916 | 0.010447 | 1103.6248 | 0.037572 |  |  | 1038.8127 | 0 | 1038.8063 | 0.0484
| 619.1414 | 0.0031475 | 360.1458 | 0 | 360.1458 | 0 | 360.744 | -0.00011351 | 618.284 | 3.0002e-05 | 360.1458 | 0 | 621.093 | 3.5306e-05 | 619.1414 | 0.0018802 | 360.1458 | 0 | 852.1462 | 0.0035 | 985.0517 | 0.10945 | 698.946 | 0.0021161 | 1107.8518 | 0.010513 | 1103.7739 | 0.036467 |  |  | 1038.8656 | 0 | 1038.8591 | 0.04839
| 619.3012 | 0.0031115 | 360.3606 | 0 | 360.3606 | 0 | 360.959 | 0.00054006 | 618.4442 | 0 | 360.3606 | 0 | 621.2525 | 6.0782e-05 | 619.3012 | 0.0017061 | 360.3606 | 0 | 852.2185 | 0.0032104 | 985.295 | 0.11074 | 699.095 | 0.0015695 | 1107.9119 | 0.010579 | 1103.9232 | 0.03545 |  |  | 1038.9185 | 0 | 1038.912 | 0.04814
| 619.461 | 0.004607 | 360.5753 | 0 | 360.5753 | 0 | 361.174 | -7.9419e-05 | 618.6044 | 3.0002e-05 | 360.5753 | 0 | 621.4119 | 3.2497e-05 | 619.461 | 0.0018334 | 360.5753 | 0 | 852.2908 | 0.0030426 | 985.5384 | 0.11053 | 699.245 | 0.0020091 | 1107.9721 | 0.010634 | 1104.0725 | 0.034537 |  |  | 1038.9713 | 0 | 1038.9648 | 0.04767
| 619.6208 | 0.0048518 | 360.7901 | 0 | 360.7901 | 0 | 361.3889 | 0.00054482 | 618.7647 | 6.6672e-06 | 360.7901 | 0 | 621.5715 | 5.2557e-05 | 619.6208 | 0.0018758 | 360.7901 | 0 | 852.363 | 0.0028712 | 985.7818 | 0.11163 | 699.395 | 0.0016521 | 1108.0321 | 0.010699 | 1104.2218 | 0.03371 |  |  | 1039.0242 | 0 | 1039.0178 | 0.04702
| 619.7807 | 0.0031124 | 361.0049 | 0 | 361.0049 | 0 | 361.6039 | 0.00011869 | 618.9249 | 1.0001e-05 | 361.0049 | 0 | 621.731 | 5.015e-05 | 619.7807 | 0.002003 | 361.0049 | 0 | 852.4353 | 0.0027286 | 986.0252 | 0.11201 | 699.545 | 0.00083034 | 1108.0923 | 0.010754 | 1104.3711 | 0.032949 |  |  | 1039.077 | 0 | 1039.0707 | 0.04629
| 619.9405 | 0.0027423 | 361.2197 | 0 | 361.2197 | 0 | 361.8189 | 0.00026733 | 619.0851 | 0 | 361.2197 | 0 | 621.8905 | 4.2728e-05 | 619.9405 | 0.0019198 | 361.2197 | 0 | 852.5076 | 0.0021961 | 986.2686 | 0.11233 | 699.695 | 0.0014728 | 1108.1525 | 0.010809 | 1104.5205 | 0.032255 |  |  | 1039.13 | 0 | 1039.1235 | 0.04558
| 620.1004 | 0.0046422 | 361.4345 | 0 | 361.4345 | 0 | 362.034 | 6.8272e-05 | 619.2454 | 5.0004e-05 | 361.4345 | 0 | 622.05 | 5.3159e-05 | 620.1004 | 0.0019406 | 361.4345 | 0 | 852.58 | 0.0024241 | 986.5119 | 0.113 | 699.844 | 0.0019311 | 1108.2125 | 0.010864 | 1104.6699 | 0.031661 |  |  | 1039.1829 | 0 | 1039.1765 | 0.04502
| 620.2602 | 0.0043596 | 361.6493 | 0 | 361.6493 | 0 | 362.249 | 0.00027442 | 619.4057 | 6.6672e-06 | 361.6493 | 0 | 622.2096 | 4.2126e-05 | 620.2602 | 0.0017955 | 361.6493 | 0 | 852.6523 | 0.0025636 | 986.7554 | 0.11347 | 699.995 | 0.0013738 | 1108.2727 | 0.01093 | 1104.8195 | 0.031218 |  |  | 1039.2358 | 0 | 1039.2294 | 0.04469
| 620.4201 | 0.004818 | 361.8642 | 0 | 361.8642 | 0 | 362.4641 | 0.00017259 | 619.5659 | 1.0001e-05 | 361.8642 | 0 | 622.3691 | 3.9117e-05 | 620.4201 | 0.0018031 | 361.8642 | 0 | 852.7246 | 0.0023928 | 986.9988 | 0.11412 | 700.145 | 0.0012504 | 1108.3329 | 0.010984 | 1104.969 | 0.030976 |  |  | 1039.2887 | 0 | 1039.2822 | 0.04463
| 620.5799 | 0.0046584 | 362.079 | 0 | 362.079 | 0 | 362.6792 | 0.00016847 | 619.7262 | 0 | 362.079 | 0 | 622.5287 | 5.0551e-05 | 620.5799 | 0.0016837 | 362.079 | 0 | 852.797 | 0.0019201 | 987.2422 | 0.11468 | 700.295 | 0.0021192 | 1108.3931 | 0.011039 | 1105.1185 | 0.030966 |  |  | 1039.3416 | 0 | 1039.3352 | 0.04486
| 620.7398 | 0.004185 | 362.2939 | 0 | 362.2939 | 0 | 362.8943 | 0.00017142 | 619.8865 | 1.0001e-05 | 362.2939 | 0 | 622.6882 | 4.8545e-05 | 620.7398 | 0.0017576 | 362.2939 | 0 | 852.8694 | 0.0029134 | 987.4856 | 0.11533 | 700.445 | 0.0013811 | 1108.4533 | 0.011083 | 1105.2681 | 0.031185 |  |  | 1039.3945 | 0 | 1039.3881 | 0.04532
| 620.8997 | 0.0044475 | 362.5088 | 0 | 362.5088 | 0 | 363.1094 | 0.00080488 | 620.0468 | 6.6672e-06 | 362.5088 | 0 | 622.8478 | 4.3731e-05 | 620.8997 | 0.0016915 | 362.5088 | 0 | 852.9418 | 0.0035679 | 987.729 | 0.11592 | 700.595 | 0.0013977 | 1108.5134 | 0.011138 | 1105.4177 | 0.031601 |  |  | 1039.4475 | 0 | 1039.441 | 0.0459
| 621.0596 | 0.0045191 | 362.7237 | 0 | 362.7237 | 0 | 363.3245 | -0.00052464 | 620.2071 | 1.0001e-05 | 362.7237 | 0 | 623.0074 | 4.8345e-05 | 621.0596 | 0.0017752 | 362.7237 | 0 | 853.0142 | 0.0039595 | 987.9725 | 0.11651 | 700.745 | 0.0015094 | 1108.5736 | 0.011193 | 1105.5674 | 0.032166 |  |  | 1039.5004 | 0 | 1039.494 | 0.04652
| 621.2195 | 0.0052913 | 362.9386 | 0 | 362.9386 | 0 | 363.5396 | 0.0004324 | 620.3674 | 0 | 362.9386 | 0 | 623.167 | 3.4904e-05 | 621.2195 | 0.001719 | 362.9386 | 0 | 853.0865 | 0.0031564 | 988.2159 | 0.11739 | 700.896 | 0.0016526 | 1108.6338 | 0.011236 | 1105.7172 | 0.032834 |  |  | 1039.5533 | 0 | 1039.5469 | 0.04706
| 621.3794 | 0.003974 | 363.1536 | 0 | 363.1536 | 0 | 363.7548 | -4.2562e-05 | 620.5277 | 1.0001e-05 | 363.1536 | 0 | 623.3266 | 4.333e-05 | 621.3794 | 0.0018626 | 363.1536 | 0 | 853.159 | 0.0022701 | 988.4593 | 0.11771 | 701.046 | 0.0021222 | 1108.694 | 0.011291 | 1105.8669 | 0.033582 |  |  | 1039.6063 | 0 | 1039.5999 | 0.04743
| 621.5393 | 0.0058714 | 363.3685 | 0 | 363.3685 | 0 | 363.9699 | 0.00012204 | 620.688 | 0 | 363.3685 | 0 | 623.4862 | 4.8946e-05 | 621.5393 | 0.0017771 | 363.3685 | 0 | 853.2314 | 0.0036465 | 988.7028 | 0.11877 | 701.197 | 0.0018525 | 1108.7541 | 0.011335 | 1106.0167 | 0.034419 |  |  | 1039.6592 | 0 | 1039.6528 | 0.04758
| 621.6992 | 0.0039388 | 363.5835 | 0 | 363.5835 | 0 | 364.1851 | -0.00058662 | 620.8483 | 3.0002e-05 | 363.5835 | 0 | 623.6458 | 4.4333e-05 | 621.6992 | 0.0018896 | 363.5835 | 0 | 853.3039 | 0.0039757 | 988.9463 | 0.11933 | 701.347 | 0.0016329 | 1108.8145 | 0.01139 | 1106.1665 | 0.035381 |  |  | 1039.7122 | 0 | 1039.7058 | 0.04747
| 621.8591 | 0.004887 | 363.7985 | 0 | 363.7985 | 0 | 364.4003 | -0.00055147 | 621.0086 | 0 | 363.7985 | 0 | 623.8054 | 4.3931e-05 | 621.8591 | 0.0017259 | 363.7985 | 0 | 853.3763 | 0.0032898 | 989.1897 | 0.12096 | 701.498 | 0.0010731 | 1108.8746 | 0.011434 | 1106.3164 | 0.036505 |  |  | 1039.7651 | 0 | 1039.7587 | 0.04712
| 622.0191 | 0.0042553 | 364.0135 | 0 | 364.0135 | 0 | 364.6155 | 0.00016527 | 621.1689 | 3.0002e-05 | 364.0135 | 0 | 623.9651 | 4.4934e-05 | 622.0191 | 0.0018324 | 364.0135 | 0 | 853.4489 | 0.0028093 | 989.4332 | 0.12115 | 701.649 | 0.0016511 | 1108.9348 | 0.011478 | 1106.4663 | 0.037795 |  |  | 1039.8181 | 0 | 1039.8117 | 0.04656
| 622.179 | 0.0046409 | 364.2285 | 0 | 364.2285 | 0 | 364.8307 | 0.00059939 | 621.3293 | 6.6672e-06 | 364.2285 | 0 | 624.1247 | 3.6309e-05 | 622.179 | 0.001777 | 364.2285 | 0 | 853.5213 | 0.0026996 | 989.6767 | 0.12189 | 701.799 | 0.00081685 | 1108.9951 | 0.011521 | 1106.6163 | 0.039198 |  |  | 1039.8711 | 0 | 1039.8646 | 0.04586
| 622.339 | 0.004396 | 364.4435 | 0 | 364.4435 | 0 | 365.046 | 8.2608e-05 | 621.4896 | 5.0004e-05 | 364.4435 | 0 | 624.2843 | 4.5737e-05 | 622.339 | 0.0019553 | 364.4435 | 0 | 853.5938 | 0.0030035 | 989.9202 | 0.12277 | 701.95 | 0.0015466 | 1109.0553 | 0.011576 | 1106.7664 | 0.040599 |  |  | 1039.9241 | 0 | 1039.9176 | 0.04511
| 622.4989 | 0.0049045 | 364.6586 | 0 | 364.6586 | 0 | 365.2612 | -8.4417e-05 | 621.65 | 6.6672e-06 | 364.6586 | 0 | 624.444 | 4.2327e-05 | 622.4989 | 0.0018609 | 364.6586 | 0 | 853.6663 | 0.0043128 | 990.1636 | 0.12395 | 702.101 | 0.0014451 | 1109.1156 | 0.01162 | 1106.9164 | 0.041837 |  |  | 1039.977 | 0 | 1039.9706 | 0.04439
| 622.6589 | 0.0039212 | 364.8736 | 0 | 364.8736 | 0 | 365.4765 | 0.00034563 | 621.8103 | 1.0001e-05 | 364.8736 | 0 | 624.6037 | 3.8916e-05 | 622.6589 | 0.0019388 | 364.8736 | 0 | 853.7388 | 0.0036474 | 990.4072 | 0.12475 | 702.252 | 0.00094465 | 1109.1758 | 0.011664 | 1107.0664 | 0.042752 |  |  | 1040.03 | 0 | 1040.0236 | 0.04379
| 622.8188 | 0.0039729 | 365.0887 | 0 | 365.0887 | 0 | 365.6918 | 0.00018308 | 621.9707 | 0 | 365.0887 | 0 | 624.7633 | 5.0952e-05 | 622.8188 | 0.0017694 | 365.0887 | 0 | 853.8114 | 0.0030025 | 990.6507 | 0.12474 | 702.403 | 0.0011798 | 1109.2361 | 0.011697 | 1107.2166 | 0.043225 |  |  | 1040.083 | 0 | 1040.0765 | 0.04337
| 622.9788 | 0.003341 | 365.3038 | 0 | 365.3038 | 0 | 365.9071 | 5.7703e-05 | 622.131 | 1.0001e-05 | 365.3038 | 0 | 624.923 | 3.8916e-05 | 622.9788 | 0.0018295 | 365.3038 | 0 | 853.884 | 0.0035018 | 990.8942 | 0.12582 | 702.554 | 0.002023 | 1109.2964 | 0.011741 | 1107.3667 | 0.043207 |  |  | 1040.136 | 0 | 1040.1296 | 0.04316
| 623.1388 | 0.0048694 | 365.5189 | 0 | 365.5189 | 0 | 366.1224 | 3.3057e-05 | 622.2914 | 6.6672e-06 | 365.5189 | 0 | 625.0827 | 4.6539e-05 | 623.1388 | 0.0017252 | 365.5189 | 0 | 853.9565 | 0.0029249 | 991.1377 | 0.12646 | 702.705 | 0.0016293 | 1109.3566 | 0.011785 | 1107.517 | 0.042725 |  |  | 1040.189 | 0 | 1040.1826 | 0.04316
| 623.2988 | 0.0031124 | 365.7341 | 0 | 365.7341 | 0 | 366.3377 | 0.0001187 | 622.4518 | 1.0001e-05 | 365.7341 | 0 | 625.2424 | 3.3901e-05 | 623.2988 | 0.0017724 | 365.7341 | 0 | 854.0291 | 0.0019956 | 991.3812 | 0.1279 | 702.857 | 0.0011265 | 1109.4169 | 0.011828 | 1107.6671 | 0.041866 |  |  | 1040.2421 | 0 | 1040.2356 | 0.04334
| 623.4588 | 0.0052737 | 365.9492 | 0 | 365.9492 | 0 | 366.553 | -6.5255e-05 | 622.6122 | 0 | 365.9492 | 0 | 625.4021 | 5.0551e-05 | 623.4588 | 0.0017188 | 365.9492 | 0 | 854.1017 | 0.0025992 | 991.6247 | 0.1284 | 703.008 | 0.0011402 | 1109.4772 | 0.011872 | 1107.8175 | 0.04075 |  |  | 1040.295 | 0 | 1040.2886 | 0.04364
| 623.6188 | 0.0036927 | 366.1644 | 0 | 366.1644 | 0 | 366.7684 | -0.00021682 | 622.7726 | 1.0001e-05 | 366.1644 | 0 | 625.5618 | 3.0291e-05 | 623.6188 | 0.0018259 | 366.1644 | 0 | 854.1743 | 0.0030596 | 991.8683 | 0.12873 | 703.159 | 0.0011871 | 1109.5375 | 0.011905 | 1107.9678 | 0.039506 |  |  | 1040.348 | 0 | 1040.3417 | 0.04398
| 623.7788 | 0.0051331 | 366.3795 | 0 | 366.3795 | 0 | 366.9838 | 0.00012375 | 622.933 | 6.6672e-06 | 366.3795 | 0 | 625.7216 | 5.8776e-05 | 623.7788 | 0.0018227 | 366.3795 | 0 | 854.2469 | 0.0036647 | 992.1118 | 0.13022 | 703.311 | 0.0014192 | 1109.5978 | 0.011949 | 1108.1182 | 0.038249 |  |  | 1040.4011 | 0 | 1040.3946 | 0.04432
| 623.9388 | 0.004185 | 366.5947 | 0 | 366.5947 | 0 | 367.1992 | -0.00024094 | 623.0934 | 0 | 366.5947 | 0 | 625.8813 | 2.9689e-05 | 623.9388 | 0.0018822 | 366.5947 | 0 | 854.3195 | 0.0026328 | 992.3554 | 0.1309 | 703.462 | 0.001404 | 1109.6581 | 0.011993 | 1108.2686 | 0.037068 |  |  | 1040.4541 | 0 | 1040.4478 | 0.04459
| 624.0988 | 0.006223 | 366.8099 | 0 | 366.8099 | 0 | 367.4146 | 0.00083403 | 623.2538 | 0 | 366.8099 | 0 | 626.041 | 6.0782e-05 | 624.0988 | 0.0017376 | 366.8099 | 0 | 854.3922 | 0.0016404 | 992.5989 | 0.13202 | 703.614 | 0.0010209 | 1109.7184 | 0.012026 | 1108.4189 | 0.03602 |  |  | 1040.5072 | 0 | 1040.5007 | 0.04477
| 624.2589 | 0.0044312 | 367.0252 | 0 | 367.0252 | 0 | 367.63 | -0.00048342 | 623.4142 | 1.0001e-05 | 367.0252 | 0 | 626.2008 | 3.4704e-05 | 624.2589 | 0.0018596 | 367.0251 | 0 | 854.4648 | 0.0020306 | 992.8425 | 0.13245 | 703.765 | 0.0015371 | 1109.7787 | 0.01207 | 1108.5695 | 0.035128 |  |  | 1040.5602 | 0 | 1040.5537 | 0.04485
| 624.4189 | 0.0053792 | 367.2404 | 0 | 367.2404 | 0 | 367.8454 | 0.00055933 | 623.5746 | 2.6669e-05 | 367.2404 | 0 | 626.3605 | 5.677e-05 | 624.4189 | 0.0018288 | 367.2404 | 0 | 854.5375 | 0.0031903 | 993.086 | 0.13305 | 703.917 | 0.0014109 | 1109.839 | 0.012102 | 1108.72 | 0.034385 |  |  | 1040.6133 | 0 | 1040.6068 | 0.04484
| 624.579 | 0.0037278 | 367.4556 | 0 | 367.4556 | 0 | 368.0609 | -0.00012455 | 623.735 | 1.0001e-05 | 367.4556 | 0 | 626.5203 | 2.9689e-05 | 624.579 | 0.0019409 | 367.4556 | 0 | 854.61 | 0.0029923 | 993.3296 | 0.13396 | 704.069 | 0.0016858 | 1109.8993 | 0.012146 | 1108.8706 | 0.033767 |  |  | 1040.6663 | 0 | 1040.6599 | 0.04475
| 624.739 | 0.0051331 | 367.6709 | 0 | 367.6709 | 0 | 368.2763 | 0.0006069 | 623.8955 | 0 | 367.6709 | 0 | 626.6801 | 6.4593e-05 | 624.739 | 0.0017394 | 367.6709 | 0 | 854.6827 | 0.0024124 | 993.5732 | 0.13507 | 704.221 | 0.0011973 | 1109.9597 | 0.012179 | 1109.0212 | 0.033237 |  |  | 1040.7194 | 0 | 1040.7129 | 0.0446
| 624.8991 | 0.003763 | 367.8862 | 0 | 367.8862 | 0 | 368.4918 | -8.9705e-05 | 624.0559 | 0 | 367.8862 | 0 | 626.8399 | 3.5105e-05 | 624.8991 | 0.0017997 | 367.8862 | 0 | 854.7554 | 0.0026422 | 993.8168 | 0.13539 | 704.372 | 0.00194 | 1110.02 | 0.012223 | 1109.1719 | 0.032764 |  |  | 1040.7725 | 0 | 1040.766 | 0.04439
| 625.0591 | 0.0031642 | 368.1015 | 0 | 368.1015 | 0 | 368.7072 | 0.00024563 | 624.2164 | 6.6672e-06 | 368.1015 | 0 | 626.9997 | 6.68e-05 | 625.0591 | 0.0017148 | 368.1015 | 0 | 854.8281 | 0.0022614 | 994.0603 | 0.13587 | 704.524 | 0.0016453 | 1110.0803 | 0.012256 | 1109.3225 | 0.032326 |  |  | 1040.8254 | 0 | 1040.8191 | 0.04413
| 625.2192 | 0.0038509 | 368.3168 | 0 | 368.3168 | 0 | 368.9228 | -0.00055709 | 624.3768 | 3.0002e-05 | 368.3168 | 0 | 627.1595 | 3.7713e-05 | 625.2192 | 0.0019237 | 368.3168 | 0 | 854.9009 | 0.0024897 | 994.3039 | 0.13693 | 704.676 | 0.00075998 | 1110.1408 | 0.0123 | 1109.4733 | 0.031911 |  |  | 1040.8785 | 0 | 1040.8721 | 0.04386
| 625.3793 | 0.0057483 | 368.5321 | 0 | 368.5321 | 0 | 369.1383 | 0.00052371 | 624.5373 | 6.6672e-06 | 368.5321 | 0 | 627.3193 | 5.7572e-05 | 625.3793 | 0.0018303 | 368.5321 | 0 | 854.9736 | 0.0031101 | 994.5476 | 0.13778 | 704.828 | 0.0010909 | 1110.201 | 0.012333 | 1109.624 | 0.031523 |  |  | 1040.9316 | 0 | 1040.9252 | 0.04359
| 625.5394 | 0.0040092 | 368.7475 | 0 | 368.7475 | 0 | 369.3538 | 0.00034875 | 624.6977 | 3.0002e-05 | 368.7475 | 0 | 627.4791 | 3.671e-05 | 625.5394 | 0.001871 | 368.7475 | 0 | 855.0463 | 0.0029082 | 994.7912 | 0.13825 | 704.981 | 0.0013541 | 1110.2615 | 0.012377 | 1109.7749 | 0.031177 |  |  | 1040.9847 | 0 | 1040.9783 | 0.04337
| 625.6995 | 0.0052737 | 368.9628 | 0 | 368.9628 | 0 | 369.5693 | 0.00055031 | 624.8582 | 2.6669e-05 | 368.9628 | 0 | 627.6389 | 5.336e-05 | 625.6995 | 0.001719 | 368.9629 | 0 | 855.1191 | 0.0024894 | 995.0348 | 0.13964 | 705.133 | 0.0011713 | 1110.3219 | 0.012409 | 1109.9258 | 0.0309 |  |  | 1041.0378 | 0 | 1041.0314 | 0.04324
| 625.8596 | 0.0036927 | 369.1782 | 0 | 369.1782 | 0 | 369.7849 | -0.00033698 | 625.0187 | 3.0002e-05 | 369.1782 | 0 | 627.7988 | 3.5907e-05 | 625.8596 | 0.0017913 | 369.1782 | 0 | 855.1919 | 0.0034672 | 995.2784 | 0.14046 | 705.285 | 0.0021088 | 1110.3822 | 0.012453 | 1110.0767 | 0.030726 |  |  | 1041.0909 | 0 | 1041.0845 | 0.04326
| 626.0197 | 0.0057132 | 369.3936 | 0 | 369.3936 | 0 | 370.0005 | 0.0004949 | 625.1792 | 0 | 369.3936 | 0 | 627.9586 | 6.6198e-05 | 626.0197 | 0.0017272 | 369.3936 | 0 | 855.2646 | 0.0033976 | 995.522 | 0.1416 | 705.437 | 0.0018767 | 1110.4426 | 0.012486 | 1110.2275 | 0.030691 |  |  | 1041.144 | 0 | 1041.1376 | 0.04347
| 626.1798 | 0.003552 | 369.609 | 0 | 369.609 | 0 | 370.2161 | -0.00053625 | 625.3397 | 1.0001e-05 | 369.609 | 0 | 628.1185 | 3.0491e-05 | 626.1798 | 0.0017857 | 369.609 | 0 | 855.3375 | 0.0033603 | 995.7657 | 0.14239 | 705.59 | 0.0014781 | 1110.5031 | 0.01253 | 1110.3785 | 0.030815 |  |  | 1041.1971 | 0 | 1041.1907 | 0.04389
| 626.3399 | 0.0047815 | 369.8244 | 0 | 369.8244 | 0 | 370.4317 | 0.00023605 | 625.5002 | 6.6672e-06 | 369.8244 | 0 | 628.2783 | 6.8204e-05 | 626.3399 | 0.0017102 | 369.8245 | 0 | 855.4103 | 0.0026643 | 996.0093 | 0.14356 | 705.742 | 0.0012408 | 1110.5633 | 0.012574 | 1110.5295 | 0.031094 |  |  | 1041.2502 | 0 | 1041.2438 | 0.04454
| 626.5 | 0.0036399 | 370.0399 | 0 | 370.0399 | 0 | 370.6473 | 0.00036094 | 625.6607 | 3.0002e-05 | 370.0399 | 0 | 628.4382 | 2.9889e-05 | 626.5 | 0.0018757 | 370.0399 | 0 | 855.4831 | 0.002632 | 996.2529 | 0.14502 | 705.895 | 0.0021031 | 1110.6238 | 0.012607 | 1110.6807 | 0.031492 |  |  | 1041.3033 | 0 | 1041.2969 | 0.0454
| 626.6602 | 0.0051507 | 370.2553 | 0 | 370.2553 | 0 | 370.8629 | 0.00034427 | 625.8212 | 6.6672e-06 | 370.2553 | 0 | 628.5981 | 5.6369e-05 | 626.6602 | 0.0018072 | 370.2553 | 0 | 855.5559 | 0.002299 | 996.4966 | 0.14601 | 706.047 | 0.0012399 | 1110.6842 | 0.012651 | 1110.8318 | 0.031948 |  |  | 1041.3564 | 0 | 1041.35 | 0.04643
| 626.8203 | 0.0036223 | 370.4708 | 0 | 370.4708 | 0 | 371.0786 | -0.000389 | 625.9817 | 1.0001e-05 | 370.4708 | 0 | 628.7579 | 4.3731e-05 | 626.8203 | 0.0018839 | 370.4708 | 0 | 855.6288 | 0.0024089 | 996.7402 | 0.14745 | 706.2 | 0.0020249 | 1110.7446 | 0.012694 | 1110.9829 | 0.032393 |  |  | 1041.4096 | 0 | 1041.4032 | 0.04755
| 626.9805 | 0.005889 | 370.6863 | 0 | 370.6863 | 0 | 371.2943 | 0.00043988 | 626.1422 | 0 | 370.6863 | 0 | 628.9178 | 4.8545e-05 | 626.9805 | 0.0017449 | 370.6863 | 0 | 855.7017 | 0.0026808 | 996.9839 | 0.14881 | 706.353 | 0.0013599 | 1110.805 | 0.012727 | 1111.1342 | 0.032769 |  |  | 1041.4628 | 0 | 1041.4563 | 0.04869
| 627.1406 | 0.0041323 | 370.9018 | 0 | 370.9018 | 0 | 371.5099 | -0.00046783 | 626.3027 | 1.0001e-05 | 370.9018 | 0 | 629.0777 | 5.4162e-05 | 627.1406 | 0.0018521 | 370.9018 | 0 | 855.7745 | 0.0031224 | 997.2276 | 0.14979 | 706.506 | 0.0013556 | 1110.8655 | 0.012771 | 1111.2853 | 0.03305 |  |  | 1041.5159 | 0 | 1041.5094 | 0.04973
| 627.3008 | 0.0064515 | 371.1173 | 0 | 371.1173 | 0 | 371.7256 | 0.00045464 | 626.4633 | 0 | 371.1173 | 0 | 629.2376 | 4.694e-05 | 627.3008 | 0.0017286 | 371.1173 | 0 | 855.8475 | 0.0030832 | 997.4713 | 0.15117 | 706.659 | 0.0010713 | 1110.926 | 0.012815 | 1111.4366 | 0.03325 |  |  | 1041.569 | 0 | 1041.5626 | 0.05057
| 627.4609 | 0.0021101 | 371.3328 | 0 | 371.3328 | 0 | 371.9413 | -0.00047538 | 626.6238 | 5.0004e-05 | 371.3328 | 0 | 629.3976 | 4.5937e-05 | 627.4609 | 0.0018061 | 371.3329 | 0 | 855.9203 | 0.0032255 | 997.7149 | 0.1522 | 706.811 | 0.0019905 | 1110.9865 | 0.012859 | 1111.5879 | 0.03341 |  |  | 1041.6222 | 0 | 1041.6157 | 0.05112
| 627.6211 | 0.0039377 | 371.5484 | 0 | 371.5484 | 0 | 372.157 | 0.0006695 | 626.7843 | 0 | 371.5484 | 0 | 629.5575 | 5.4964e-05 | 627.6211 | 0.001701 | 371.5484 | 0 | 855.9932 | 0.0035373 | 997.9586 | 0.15376 | 706.964 | 0.001157 | 1111.0469 | 0.012903 | 1111.7393 | 0.033582 |  |  | 1041.6753 | 0 | 1041.6688 | 0.05131
| 627.7813 | 0.0030772 | 371.764 | 0 | 371.764 | 0 | 372.3728 | 0.00028769 | 626.9449 | 0 | 371.764 | 0 | 629.7174 | 3.3901e-05 | 627.7813 | 0.0018193 | 371.764 | 0 | 856.0661 | 0.0028147 | 998.2023 | 0.1555 | 707.117 | 0.0018355 | 1111.1073 | 0.012947 | 1111.8906 | 0.0338 |  |  | 1041.7285 | 0 | 1041.7221 | 0.05112
| 627.9415 | 0.0056956 | 371.9795 | 0 | 371.9795 | 0 | 372.5885 | -0.00026711 | 627.1054 | 0 | 371.9795 | 0 | 629.8774 | 5.9779e-05 | 627.9415 | 0.0016997 | 371.9795 | 0 | 856.139 | 0.0025033 | 998.446 | 0.15696 | 707.271 | 0.0016688 | 1111.1679 | 0.01299 | 1112.0421 | 0.034062 |  |  | 1041.7816 | 0 | 1041.7751 | 0.05055
| 628.1017 | 0.0026024 | 372.1951 | 0 | 372.1951 | 0 | 372.8043 | -3.1323e-05 | 627.266 | 3.0002e-05 | 372.1951 | 0 | 630.0373 | 3.009e-05 | 628.1017 | 0.0018523 | 372.1951 | 0 | 856.212 | 0.0026779 | 998.6897 | 0.15786 | 707.424 | 0.0019631 | 1111.2283 | 0.013034 | 1112.1936 | 0.034321 |  |  | 1041.8348 | 0 | 1041.8284 | 0.04965
| 628.2619 | 0.0044651 | 372.4107 | 0 | 372.4107 | 0 | 373.0201 | 0.00058302 | 627.4266 | 0 | 372.4107 | 0 | 630.1973 | 7.6228e-05 | 628.2619 | 0.0018259 | 372.4107 | 0 | 856.285 | 0.0025754 | 998.9334 | 0.15984 | 707.577 | 0.0010939 | 1111.2888 | 0.013078 | 1112.3451 | 0.034504 |  |  | 1041.8879 | 0 | 1041.8816 | 0.04853
| 628.4221 | 0.0047829 | 372.6264 | 0 | 372.6264 | 0 | 373.2358 | -0.00044085 | 627.5872 | 5.0004e-05 | 372.6264 | 0 | 630.3572 | 3.3701e-05 | 628.4221 | 0.0018864 | 372.6264 | 0 | 856.3579 | 0.0032785 | 999.1772 | 0.16215 | 707.73 | 0.0012707 | 1111.3492 | 0.013122 | 1112.4966 | 0.034539 |  |  | 1041.9412 | 0 | 1041.9347 | 0.04728
| 628.5823 | 0.0039201 | 372.842 | 0 | 372.842 | 0 | 373.4517 | 0.00035443 | 627.7477 | 6.6672e-06 | 372.842 | 0 | 630.5172 | 5.2357e-05 | 628.5823 | 0.001748 | 372.842 | 0 | 856.4309 | 0.002284 | 999.4209 | 0.16328 | 707.884 | 0.00062629 | 1111.4098 | 0.013166 | 1112.6482 | 0.03439 |  |  | 1041.9944 | 0 | 1041.9879 | 0.04602
| 628.7426 | 0.0034641 | 373.0577 | 0 | 373.0577 | 0 | 373.6675 | -0.00055733 | 627.9083 | 1.0001e-05 | 373.0577 | 0 | 630.6772 | 4.2527e-05 | 628.7426 | 0.001751 | 373.0577 | 0 | 856.5039 | 0.0023585 | 999.6646 | 0.16489 | 708.037 | 0.0014234 | 1111.4702 | 0.013221 | 1112.7999 | 0.034087 |  |  | 1042.0475 | 0 | 1042.0411 | 0.04485
| 628.9028 | 0.0046936 | 373.2733 | 0 | 373.2733 | 0 | 373.8833 | 0.00050501 | 628.0689 | 0 | 373.2733 | 0 | 630.8372 | 5.2357e-05 | 628.9028 | 0.0016805 | 373.2733 | 0 | 856.5769 | 0.0016275 | 999.9084 | 0.16565 | 708.191 | 0.00094527 | 1111.5308 | 0.013264 | 1112.9515 | 0.03373 |  |  | 1042.1007 | 0 | 1042.0944 | 0.04385
| 629.063 | 0.0046774 | 373.489 | 0 | 373.489 | 0 | 374.0992 | 0.00010777 | 628.2295 | 1.0001e-05 | 373.489 | 0 | 630.9972 | 5.8575e-05 | 629.063 | 0.0017091 | 373.489 | 0 | 856.6499 | 0.002167 | 1000.1521 | 0.16676 | 708.344 | 0.0020433 | 1111.5913 | 0.013308 | 1113.1033 | 0.03347 |  |  | 1042.1539 | 0 | 1042.1475 | 0.04306
| 629.2233 | 0.004887 | 373.7047 | 0 | 373.7047 | 0 | 374.315 | 0.00092231 | 628.3901 | 6.6672e-06 | 373.7047 | 0 | 631.1572 | 4.5737e-05 | 629.2233 | 0.0016128 | 373.7047 | 0 | 856.7229 | 0.003168 | 1000.3958 | 0.16788 | 708.498 | 0.0011282 | 1111.6517 | 0.013363 | 1113.255 | 0.033461 |  |  | 1042.2071 | 0 | 1042.2007 | 0.04248
| 629.3835 | 0.004185 | 373.9204 | 0 | 373.9204 | 0 | 374.5309 | 0.00021746 | 628.5507 | 1.0001e-05 | 373.9204 | 0 | 631.3172 | 4.333e-05 | 629.3835 | 0.0017848 | 373.9204 | 0 | 856.796 | 0.0019039 | 1000.6396 | 0.16852 | 708.652 | 0.0011087 | 1111.7123 | 0.013418 | 1113.4069 | 0.033812 |  |  | 1042.2604 | 0 | 1042.2539 | 0.04209
| 629.5438 | 0.0039025 | 374.1362 | 0 | 374.1362 | 0 | 374.7468 | 0.00033139 | 628.7114 | 0 | 374.1362 | 0 | 631.4773 | 4.9949e-05 | 629.5438 | 0.0017663 | 374.1362 | 0 | 856.8691 | 0.0029103 | 1000.8834 | 0.16943 | 708.806 | 0.0012126 | 1111.7728 | 0.013462 | 1113.5587 | 0.034547 |  |  | 1042.3136 | 0 | 1042.3071 | 0.04184
| 629.7041 | 0.0030596 | 374.3519 | 0 | 374.3519 | 0 | 374.9627 | 7.6094e-05 | 628.872 | 1.0001e-05 | 374.3519 | 0 | 631.6373 | 5.2357e-05 | 629.7041 | 0.00186 | 374.3519 | 0 | 856.9421 | 0.0030663 | 1001.1271 | 0.17067 | 708.959 | 0.0010321 | 1111.8334 | 0.013517 | 1113.7106 | 0.035589 |  |  | 1042.3668 | 0 | 1042.3603 | 0.04166
| 629.8643 | 0.0046057 | 374.5677 | 0 | 374.5677 | 0 | 375.1786 | -0.00030484 | 629.0326 | 6.6672e-06 | 374.5677 | 0 | 631.7973 | 4.674e-05 | 629.8643 | 0.0017697 | 374.5677 | 0 | 857.0151 | 0.0028802 | 1001.3709 | 0.17126 | 709.113 | 0.0014583 | 1111.8939 | 0.013571 | 1113.8625 | 0.036783 |  |  | 1042.42 | 0 | 1042.4136 | 0.0415
| 630.0246 | 0.004818 | 374.7835 | 0 | 374.7835 | 0 | 375.3946 | -0.00021756 | 629.1932 | 5.0004e-05 | 374.7835 | 0 | 631.9574 | 5.5165e-05 | 630.0246 | 0.0018129 | 374.7835 | 0 | 857.0883 | 0.0035072 | 1001.6147 | 0.1723 | 709.267 | 0.0015479 | 1111.9545 | 0.013626 | 1114.0145 | 0.037945 |  |  | 1042.4733 | 0 | 1042.4668 | 0.04131
| 630.1849 | 0.0042893 | 374.9993 | 0 | 374.9993 | 0 | 375.6105 | 0.00048284 | 629.3539 | 0 | 374.9993 | 0 | 632.1174 | 3.2698e-05 | 630.1849 | 0.0017935 | 374.9993 | 0 | 857.1613 | 0.0040441 | 1001.8585 | 0.1738 | 709.421 | 0.0016525 | 1112.015 | 0.013681 | 1114.1665 | 0.038913 |  |  | 1042.5265 | 0 | 1042.5201 | 0.04109
| 630.3452 | 0.0034465 | 375.2151 | 0 | 375.2151 | 0 | 375.8265 | -0.00034483 | 629.5145 | 1.0001e-05 | 375.2151 | 0 | 632.2775 | 4.9548e-05 | 630.3452 | 0.0018263 | 375.2151 | 0 | 857.2344 | 0.0038046 | 1002.1023 | 0.17425 | 709.576 | 0.0013289 | 1112.0756 | 0.013736 | 1114.3186 | 0.039587 |  |  | 1042.5797 | 0 | 1042.5734 | 0.04084
| 630.5055 | 0.0053968 | 375.4309 | 0 | 375.4309 | 0 | 376.0425 | 0.00093263 | 629.6752 | 6.6672e-06 | 375.4309 | 0 | 632.4376 | 5.3961e-05 | 630.5055 | 0.0017947 | 375.4309 | 0 | 857.3076 | 0.0036416 | 1002.3461 | 0.1752 | 709.73 | 0.001722 | 1112.1362 | 0.013791 | 1114.4707 | 0.039945 |  |  | 1042.6331 | 0 | 1042.6266 | 0.04061
| 630.6658 | 0.0043257 | 375.6467 | 0 | 375.6467 | 0 | 376.2585 | -0.00063108 | 629.8359 | 0 | 375.6467 | 0 | 632.5977 | 3.691e-05 | 630.6658 | 0.0018313 | 375.6467 | 0 | 857.3807 | 0.0036615 | 1002.5899 | 0.17643 | 709.884 | 0.0022225 | 1112.1968 | 0.013845 | 1114.6228 | 0.040018 |  |  | 1042.6863 | 0 | 1042.6798 | 0.04043
| 630.8261 | 0.0041135 | 375.8626 | 0 | 375.8626 | 0 | 376.4745 | 0.00073683 | 629.9965 | 6.6672e-06 | 375.8626 | 0 | 632.7578 | 6.2387e-05 | 630.8261 | 0.0017306 | 375.8626 | 0 | 857.4539 | 0.0029317 | 1002.8337 | 0.17727 | 710.038 | 0.0019049 | 1112.2573 | 0.013911 | 1114.775 | 0.039863 |  |  | 1042.7395 | 0 | 1042.7332 | 0.04036
| 630.9864 | 0.0037982 | 376.0785 | 0 | 376.0785 | 0 | 376.6905 | 0.00012792 | 630.1572 | 3.0002e-05 | 376.0785 | 0 | 632.9179 | 2.8886e-05 | 630.9864 | 0.001786 | 376.0785 | 0 | 857.5272 | 0.0024168 | 1003.0775 | 0.17921 | 710.193 | 0.0017879 | 1112.318 | 0.013966 | 1114.9272 | 0.039522 |  |  | 1042.7929 | 0 | 1042.7864 | 0.04042
| 631.1468 | 0.0034806 | 376.2944 | 0 | 376.2944 | 0 | 376.9066 | 0.00022879 | 630.3179 | 6.6672e-06 | 376.2944 | 0 | 633.078 | 5.7171e-05 | 631.1468 | 0.0017227 | 376.2944 | 0 | 857.6003 | 0.0032912 | 1003.3213 | 0.17989 | 710.347 | 0.00095709 | 1112.3785 | 0.014021 | 1115.0795 | 0.039014 |  |  | 1042.8461 | 0 | 1042.8396 | 0.04064
| 631.3071 | 0.0041498 | 376.5103 | 0 | 376.5103 | 0 | 377.1226 | -0.00047017 | 630.4786 | 0 | 376.5103 | 0 | 633.2381 | 4.5937e-05 | 631.3071 | 0.0018573 | 376.5103 | 0 | 857.6735 | 0.0034471 | 1003.5652 | 0.18197 | 710.502 | 0.0011476 | 1112.4392 | 0.014087 | 1115.2318 | 0.038342 |  |  | 1042.8994 | 0 | 1042.8929 | 0.04102
| 631.4674 | 0.0063636 | 376.7262 | 0 | 376.7262 | 0 | 377.3387 | 0.0010809 | 630.6392 | 6.6672e-06 | 376.7262 | 0 | 633.3982 | 3.8114e-05 | 631.4674 | 0.0017249 | 376.7262 | 0 | 857.7466 | 0.0031111 | 1003.809 | 0.18418 | 710.656 | 0.0016896 | 1112.4998 | 0.014152 | 1115.3842 | 0.037517 |  |  | 1042.9526 | 0 | 1042.9462 | 0.04154
| 631.6278 | 0.0048356 | 376.9421 | 0 | 376.9421 | 0 | 377.5547 | -0.00021189 | 630.7999 | 0 | 376.9421 | 0 | 633.5584 | 5.5566e-05 | 631.6278 | 0.0018278 | 376.9421 | 0 | 857.8199 | 0.0033809 | 1004.0528 | 0.18633 | 710.811 | 0.0014991 | 1112.5604 | 0.014207 | 1115.5365 | 0.036575 |  |  | 1043.006 | 0 | 1042.9995 | 0.04216
| 631.7881 | 0.0058362 | 377.1581 | 0 | 377.1581 | 0 | 377.7708 | 0.00060042 | 630.9606 | 6.6672e-06 | 377.1581 | 0 | 633.7185 | 4.2527e-05 | 631.7881 | 0.0016708 | 377.1581 | 0 | 857.8931 | 0.0035971 | 1004.2967 | 0.18907 | 710.966 | 0.00089788 | 1112.621 | 0.014273 | 1115.689 | 0.035588 |  |  | 1043.0592 | 0 | 1043.0529 | 0.04284
| 631.9485 | 0.0044839 | 377.374 | 0 | 377.374 | 0 | 377.987 | 3.8055e-05 | 631.1214 | 3.0002e-05 | 377.374 | 0 | 633.8787 | 5.5767e-05 | 631.9485 | 0.0018555 | 377.374 | 0 | 857.9664 | 0.0022009 | 1004.5405 | 0.18915 | 711.121 | 0.002365 | 1112.6816 | 0.014339 | 1115.8414 | 0.03465 |  |  | 1043.1126 | 0 | 1043.1061 | 0.04353
| 632.1089 | 0.0053616 | 377.59 | 0 | 377.59 | 0 | 378.2031 | 0.0001699 | 631.2821 | 2.6669e-05 | 377.59 | 0 | 634.0388 | 5.0551e-05 | 632.1089 | 0.0016456 | 377.59 | 0 | 858.0396 | 0.0016385 | 1004.7844 | 0.19187 | 711.275 | 0.0012787 | 1112.7423 | 0.014405 | 1115.9939 | 0.033846 |  |  | 1043.1659 | 0 | 1043.1594 | 0.04421
| 632.2693 | 0.0040795 | 377.806 | 0 | 377.806 | 0 | 378.4193 | 0.00027238 | 631.4428 | 1.0001e-05 | 377.806 | 0 | 634.199 | 4.1524e-05 | 632.2693 | 0.0018097 | 377.806 | 0 | 858.1129 | 0.0025249 | 1005.0282 | 0.19409 | 711.43 | 0.0012738 | 1112.803 | 0.01447 | 1116.1465 | 0.033236 |  |  | 1043.2191 | 0 | 1043.2128 | 0.04488
| 632.4296 | 0.0061175 | 378.022 | 0 | 378.022 | 0 | 378.6354 | 0.00030152 | 631.6035 | 0 | 378.022 | 0 | 634.3592 | 5.3159e-05 | 632.4296 | 0.0016134 | 378.022 | 0 | 858.1862 | 0.0029051 | 1005.2721 | 0.19481 | 711.585 | 0.0012359 | 1112.8637 | 0.014547 | 1116.2991 | 0.032836 |  |  | 1043.2725 | 0 | 1043.266 | 0.04551
| 632.59 | 0.0031124 | 378.2381 | 0 | 378.2381 | 0 | 378.8516 | -0.00049578 | 631.7643 | 1.0001e-05 | 378.2381 | 0 | 634.5193 | 4.7141e-05 | 632.59 | 0.0018051 | 378.2381 | 0 | 858.2595 | 0.002662 | 1005.516 | 0.19612 | 711.74 | 0.00089025 | 1112.9242 | 0.014613 | 1116.4517 | 0.032629 |  |  | 1043.3258 | 0 | 1043.3193 | 0.04611
| 632.7504 | 0.0049045 | 378.4541 | 0 | 378.4541 | 0 | 379.0677 | 0.00025297 | 631.925 | 0 | 378.4541 | 0 | 634.6795 | 6.1985e-05 | 632.7504 | 0.0016289 | 378.4541 | 0 | 858.3328 | 0.0028867 | 1005.7599 | 0.19991 | 711.896 | 0.0012508 | 1112.9849 | 0.014679 | 1116.6044 | 0.03258 |  |  | 1043.3791 | 0 | 1043.3727 | 0.04667
| 632.9108 | 0.0036399 | 378.6702 | 0 | 378.6702 | 0 | 379.2839 | 2.7427e-06 | 632.0857 | 1.0001e-05 | 378.6702 | 0 | 634.8397 | 3.2497e-05 | 632.9108 | 0.0017102 | 378.6702 | 0 | 858.4061 | 0.002936 | 1006.0038 | 0.20133 | 712.051 | 0.0012126 | 1113.0457 | 0.014755 | 1116.7571 | 0.032651 |  |  | 1043.4325 | 0 | 1043.426 | 0.04717
| 633.0712 | 0.0061351 | 378.8862 | 0 | 378.8862 | 0 | 379.5002 | 0.00046226 | 632.2465 | 0 | 378.8862 | 0 | 634.9999 | 6.5596e-05 | 633.0712 | 0.0016414 | 378.8862 | 0 | 858.4794 | 0.0032297 | 1006.2477 | 0.20327 | 712.206 | 0.0013293 | 1113.1063 | 0.014832 | 1116.9099 | 0.03281 |  |  | 1043.4858 | 0 | 1043.4794 | 0.04757
| 633.2317 | 0.0035872 | 379.1023 | 0 | 379.1023 | 0 | 379.7164 | -0.00012795 | 632.4073 | 1.0001e-05 | 379.1023 | 0 | 635.1602 | 2.9689e-05 | 633.2317 | 0.0017585 | 379.1023 | 0 | 858.5527 | 0.0033771 | 1006.4916 | 0.20627 | 712.361 | 0.0018429 | 1113.167 | 0.014898 | 1117.0626 | 0.033027 |  |  | 1043.5392 | 0 | 1043.5327 | 0.04784
| 633.3921 | 0.0051682 | 379.3184 | 0 | 379.3184 | 0 | 379.9326 | 0.00024027 | 632.568 | 6.6672e-06 | 379.3184 | 0 | 635.3204 | 6.8806e-05 | 633.3921 | 0.0017194 | 379.3184 | 0 | 858.6261 | 0.0031272 | 1006.7355 | 0.20738 | 712.517 | 0.0013909 | 1113.2277 | 0.014975 | 1117.2156 | 0.033268 |  |  | 1043.5925 | 0 | 1043.5861 | 0.04793
| 633.5525 | 0.0030245 | 379.5345 | 0 | 379.5345 | 0 | 380.1489 | -0.00057225 | 632.7288 | 1.0001e-05 | 379.5345 | 0 | 635.4806 | 4.012e-05 | 633.5525 | 0.0017687 | 379.5345 | 0 | 858.6995 | 0.0030063 | 1006.9794 | 0.20886 | 712.672 | 0.0012512 | 1113.2883 | 0.015051 | 1117.3684 | 0.033499 |  |  | 1043.6459 | 0 | 1043.6394 | 0.04782
| 633.713 | 0.0048342 | 379.7507 | 0 | 379.7507 | 0 | 380.3652 | 0.00055726 | 632.8896 | 6.6672e-06 | 379.7507 | 0 | 635.6409 | 5.2156e-05 | 633.713 | 0.0016997 | 379.7507 | 0 | 858.7729 | 0.0035364 | 1007.2233 | 0.21109 | 712.828 | 0.0010909 | 1113.349 | 0.015128 | 1117.5214 | 0.033689 |  |  | 1043.6992 | 0 | 1043.6927 | 0.04751
| 633.8734 | 0.0041147 | 379.9668 | 0 | 379.9668 | 0 | 380.5815 | -0.00016279 | 633.0503 | 3.0002e-05 | 379.9668 | 0 | 635.8011 | 4.7743e-05 | 633.8734 | 0.0017446 | 379.9668 | 0 | 858.8463 | 0.0038666 | 1007.4672 | 0.21222 | 712.983 | 0.0017889 | 1113.4098 | 0.015205 | 1117.6743 | 0.033828 |  |  | 1043.7526 | 0 | 1043.7461 | 0.04701
| 634.0339 | 0.0049221 | 380.183 | 0 | 380.183 | 0 | 380.7977 | 5.1208e-05 | 633.2111 | 0 | 380.183 | 0 | 635.9614 | 4.4132e-05 | 634.0339 | 0.0016754 | 380.183 | 0 | 858.9196 | 0.0036801 | 1007.7112 | 0.21265 | 713.139 | 0.0016718 | 1113.4705 | 0.015293 | 1117.8273 | 0.033936 |  |  | 1043.8059 | 0 | 1043.7996 | 0.04634
| 634.1943 | 0.0046598 | 380.3992 | 0 | 380.3992 | 0 | 381.0141 | 0.00036954 | 633.3719 | 0 | 380.3992 | 0 | 636.1216 | 5.1153e-05 | 634.1943 | 0.001755 | 380.3992 | 0 | 858.993 | 0.002428 | 1007.9551 | 0.21386 | 713.295 | 0.0018614 | 1113.5312 | 0.015369 | 1117.9803 | 0.034057 |  |  | 1043.8594 | 0 | 1043.8529 | 0.04556
| 634.3548 | 0.006346 | 380.6154 | 0 | 380.6154 | 0 | 381.2304 | 0.00082276 | 633.5327 | 6.6672e-06 | 380.6154 | 0 | 636.2819 | 4.9749e-05 | 634.3548 | 0.001717 | 380.6154 | 0 | 859.0665 | 0.00282 | 1008.1991 | 0.21527 | 713.451 | 0.0011234 | 1113.5919 | 0.015446 | 1118.1334 | 0.034245 |  |  | 1043.9127 | 0 | 1043.9062 | 0.04471
| 634.5153 | 0.0046774 | 380.8316 | 0 | 380.8316 | 0 | 381.4467 | -0.00058341 | 633.6935 | 1.0001e-05 | 380.8316 | 0 | 636.4422 | 4.1324e-05 | 634.5153 | 0.0017457 | 380.8316 | 0 | 859.1399 | 0.0027537 | 1008.443 | 0.21789 | 713.607 | 0.001636 | 1113.6527 | 0.015534 | 1118.2866 | 0.034534 |  |  | 1043.9661 | 0 | 1043.9597 | 0.04385
| 634.6757 | 0.0047815 | 381.0478 | 0 | 381.0478 | -0.0010145 | 381.6631 | 0.00041341 | 633.8543 | 0 | 381.0478 | 0.0053243 | 636.6025 | 5.2958e-05 | 634.6757 | 0.0016817 | 381.0478 | 0 | 859.2134 | 0.0027526 | 1008.687 | 0.22004 | 713.763 | 0.0020521 | 1113.7134 | 0.015621 | 1118.4398 | 0.03492 |  |  | 1044.0195 | 0 | 1044.0131 | 0.04302
| 634.8362 | 0.0036047 | 381.2641 | 0 | 381.2641 | 0.00032925 | 381.8795 | -7.114e-05 | 634.0152 | 1.0001e-05 | 381.2641 | -0.0063044 | 636.7628 | 3.671e-05 | 634.8362 | 0.0017236 | 381.264 | 0 | 859.2868 | 0.0028071 | 1008.9309 | 0.2227 | 713.919 | 0.00084918 | 1113.7742 | 0.015709 | 1118.593 | 0.035353 |  |  | 1044.0729 | 0 | 1044.0665 | 0.04227
| 634.9967 | 0.0046409 | 381.4803 | 0 | 381.4803 | 0.0090974 | 382.0959 | 0.00067091 | 634.176 | 0 | 381.4803 | 0.0053396 | 636.9231 | 5.4363e-05 | 634.9967 | 0.0017342 | 381.4803 | 0 | 859.3603 | 0.0038735 | 1009.1749 | 0.22347 | 714.075 | 0.0012825 | 1113.835 | 0.015786 | 1118.7463 | 0.035751 |  |  | 1044.1263 | 0 | 1044.1199 | 0.04164
| 635.1572 | 0.0037278 | 381.6966 | 0 | 381.6966 | -0.0061764 | 382.3123 | 0.00018481 | 634.3368 | 1.0001e-05 | 381.6966 | -0.0041609 | 637.0834 | 3.9318e-05 | 635.1572 | 0.0017879 | 381.6966 | 0 | 859.4339 | 0.0029353 | 1009.4189 | 0.22438 | 714.231 | 0.00079324 | 1113.8957 | 0.015885 | 1118.8997 | 0.036028 |  |  | 1044.1797 | 0 | 1044.1733 | 0.04114
| 635.3177 | 0.0052385 | 381.9129 | 0 | 381.9129 | 0.0031841 | 382.5287 | 0.00010222 | 634.4977 | 0 | 381.9129 | 0.0048263 | 637.2437 | 5.5566e-05 | 635.3177 | 0.0017552 | 381.9129 | 0 | 859.5073 | 0.0019041 | 1009.6628 | 0.22696 | 714.387 | 0.0014678 | 1113.9565 | 0.015972 | 1119.053 | 0.036122 |  |  | 1044.2332 | 0 | 1044.2267 | 0.04081
| 635.4782 | 0.0025849 | 382.1292 | 0 | 382.1292 | -0.022583 | 382.7451 | 0.00015436 | 634.6585 | 3.0002e-05 | 382.1292 | -0.0052582 | 637.4041 | 3.0892e-05 | 635.4782 | 0.001789 | 382.1292 | 0 | 859.5808 | 0.0027924 | 1009.9068 | 0.22692 | 714.543 | 0.00097028 | 1114.0172 | 0.01606 | 1119.2063 | 0.036012 |  |  | 1044.2865 | 0 | 1044.2802 | 0.04064
| 635.6387 | 0.0054846 | 382.3455 | 0 | 382.3455 | 0.014174 | 382.9615 | 0.0010102 | 634.8194 | 6.6672e-06 | 382.3455 | -0.00031514 | 637.5644 | 6.7201e-05 | 635.6387 | 0.0016853 | 382.3455 | 0 | 859.6544 | 0.0029449 | 1010.1508 | 0.22848 | 714.7 | 0.0014706 | 1114.078 | 0.016148 | 1119.3597 | 0.035715 |  |  | 1044.34 | 0 | 1044.3335 | 0.04063
| 635.7993 | 0.0028486 | 382.5618 | 0 | 382.5618 | -0.0014615 | 383.178 | 0.00026224 | 634.9802 | 3.0002e-05 | 382.5618 | -0.0038065 | 637.7248 | 2.2267e-05 | 635.7993 | 0.0017248 | 382.5618 | 0 | 859.7279 | 0.0038537 | 1010.3948 | 0.23058 | 714.856 | 0.0010709 | 1114.1388 | 0.016246 | 1119.5133 | 0.035274 |  |  | 1044.3934 | 0 | 1044.387 | 0.04077
| 635.9598 | 0.0043596 | 382.7782 | 0 | 382.7782 | -0.0049134 | 383.3945 | 0.00068629 | 635.1411 | 6.6672e-06 | 382.7782 | 0.0039711 | 637.8851 | 7.1414e-05 | 635.9598 | 0.001631 | 382.7782 | 0 | 859.8015 | 0.00395 | 1010.6388 | 0.23246 | 715.013 | 0.0024056 | 1114.1996 | 0.016345 | 1119.6667 | 0.034741 |  |  | 1044.4469 | 0 | 1044.4404 | 0.04101
| 636.1203 | 0.0041147 | 382.9945 | 0 | 382.9945 | -0.0028719 | 383.611 | -0.00023154 | 635.3019 | 3.0002e-05 | 382.9945 | -0.004848 | 638.0455 | 3.5306e-05 | 636.1203 | 0.0017094 | 382.9946 | 0 | 859.8751 | 0.0031936 | 1010.8828 | 0.23382 | 715.169 | 0.0013389 | 1114.2605 | 0.016444 | 1119.8203 | 0.034159 |  |  | 1044.5002 | 0 | 1044.4939 | 0.04132
| 636.2809 | 0.004553 | 383.2109 | 0 | 383.2109 | 0.003445 | 383.8275 | 0.00060846 | 635.4628 | 0 | 383.2109 | 0.001275 | 638.2059 | 4.5737e-05 | 636.2809 | 0.0016912 | 383.2109 | 0 | 859.9486 | 0.003025 | 1011.1268 | 0.23609 | 715.326 | 0.0019077 | 1114.3213 | 0.016542 | 1119.9739 | 0.033562 |  |  | 1044.5537 | 0 | 1044.5474 | 0.04169
| 636.4414 | 0.004185 | 383.4273 | 0 | 383.4273 | -0.00087209 | 384.044 | -0.0007016 | 635.6237 | 1.0001e-05 | 383.4273 | -0.0028202 | 638.3662 | 5.0752e-05 | 636.4414 | 0.0018138 | 383.4273 | 0 | 860.0222 | 0.003572 | 1011.3709 | 0.23823 | 715.483 | 0.0014685 | 1114.3821 | 0.016641 | 1120.1276 | 0.032971 |  |  | 1044.6072 | 0 | 1044.6007 | 0.04208
| 636.602 | 0.0043948 | 383.6437 | 0 | 383.6437 | 0.0079424 | 384.2605 | 0.00024073 | 635.7846 | 0 | 383.6437 | 0.0044533 | 638.5266 | 3.1494e-05 | 636.602 | 0.0017887 | 383.6437 | 0 | 860.0958 | 0.0036682 | 1011.6149 | 0.24019 | 715.639 | 0.0011342 | 1114.4429 | 0.01674 | 1120.2812 | 0.032404 |  |  | 1044.6606 | 0 | 1044.6542 | 0.04252
| 636.7626 | 0.0036751 | 383.8602 | 0 | 383.8602 | -0.0017545 | 384.4771 | -0.00043224 | 635.9455 | 3.0002e-05 | 383.8602 | -0.001184 | 638.687 | 6.1785e-05 | 636.7626 | 0.0018248 | 383.8602 | 0 | 860.1694 | 0.0034318 | 1011.8589 | 0.24097 | 715.796 | 0.0015456 | 1114.5038 | 0.016838 | 1120.4349 | 0.031876 |  |  | 1044.7141 | 0 | 1044.7076 | 0.043
| 636.9232 | 0.0045705 | 384.0766 | 0 | 384.0766 | 0.0019565 | 384.6936 | 0.00026833 | 636.1064 | 0 | 384.0766 | 0.0022032 | 638.8474 | 3.5907e-05 | 636.9232 | 0.0017109 | 384.0766 | 0 | 860.2431 | 0.00216 | 1012.103 | 0.24218 | 715.953 | 0.0013145 | 1114.5646 | 0.016948 | 1120.5887 | 0.031402 |  |  | 1044.7676 | 0 | 1044.7611 | 0.04354
| 637.0837 | 0.0043257 | 384.2931 | 0 | 384.2931 | -0.0003963 | 384.9102 | -0.00048076 | 636.2673 | 1.0001e-05 | 384.2931 | -0.0025452 | 639.0078 | 3.9518e-05 | 637.0837 | 0.0016856 | 384.2931 | 0.00060072 | 860.3167 | 0.0024596 | 1012.347 | 0.24474 | 716.11 | 0.0011504 | 1114.6254 | 0.017047 | 1120.7426 | 0.030996 |  |  | 1044.821 | 0 | 1044.8147 | 0.04413
| 637.2443 | 0.0047112 | 384.5095 | 0 | 384.5095 | -0.00097561 | 385.1268 | 0.0006201 | 636.4282 | 6.6672e-06 | 384.5095 | 0.0052601 | 639.1683 | 4.9548e-05 | 637.2443 | 0.0015507 | 384.5095 | 0.00040048 | 860.3904 | 0.0022768 | 1012.5911 | 0.24646 | 716.267 | 0.00080306 | 1114.6863 | 0.017156 | 1120.8965 | 0.030679 |  |  | 1044.8745 | 0 | 1044.8682 | 0.04475
| 637.4049 | 0.0037278 | 384.726 | 0 | 384.726 | -0.013624 | 385.3434 | -0.00050565 | 636.5891 | 1.0001e-05 | 384.726 | -0.0024453 | 639.3287 | 2.7482e-05 | 637.4049 | 0.0016737 | 384.726 | 0.0012 | 860.4641 | 0.0029877 | 1012.8351 | 0.24871 | 716.424 | 0.0014985 | 1114.7471 | 0.017266 | 1121.0503 | 0.030478 |  |  | 1044.9281 | 0 | 1044.9216 | 0.04535
| 637.5655 | 0.0050628 | 384.9425 | 0 | 384.9425 | 0.011707 | 385.56 | 0.00045063 | 636.75 | 6.6672e-06 | 384.9425 | 0.0038487 | 639.4891 | 6.7803e-05 | 637.5655 | 0.0016347 | 384.9425 | 0.00441 | 860.5378 | 0.0042533 | 1013.0792 | 0.25203 | 716.581 | 0.0016653 | 1114.808 | 0.017375 | 1121.2042 | 0.030429 |  |  | 1044.9816 | 0 | 1044.9751 | 0.04586
| 637.7261 | 0.0044664 | 385.159 | 0 | 385.159 | -0.0070639 | 385.7766 | 0.00018412 | 636.9109 | 0 | 385.159 | -0.0032362 | 639.6496 | 2.7883e-05 | 637.7261 | 0.0017351 | 385.159 | 0.0032 | 860.6115 | 0.0045242 | 1013.3233 | 0.25543 | 716.739 | 0.0016706 | 1114.8689 | 0.017485 | 1121.3583 | 0.030561 |  |  | 1045.035 | 0 | 1045.0286 | 0.04625
| 637.8867 | 0.0054495 | 385.3756 | 0 | 385.3756 | -0.0039034 | 385.9933 | 0.00030059 | 637.0719 | 0 | 385.3756 | 0.0031237 | 639.81 | 6.1785e-05 | 637.8867 | 0.0015839 | 385.3756 | 0.0022 | 860.6852 | 0.0044152 | 1013.5673 | 0.25867 | 716.896 | 0.0011988 | 1114.9297 | 0.017606 | 1121.5123 | 0.030894 |  |  | 1045.0885 | 0 | 1045.0821 | 0.04645
| 638.0474 | 0.0034816 | 385.5921 | 0 | 385.5921 | -0.0046945 | 386.2099 | -0.00020059 | 637.2328 | 1.0001e-05 | 385.5921 | -0.0037904 | 639.9705 | 2.8886e-05 | 638.0474 | 0.0017323 | 385.5921 | 0.0014 | 860.7589 | 0.0045549 | 1013.8114 | 0.26148 | 717.053 | 0.0015483 | 1114.9906 | 0.017715 | 1121.6664 | 0.031421 |  |  | 1045.1421 | 0 | 1045.1356 | 0.04645
| 638.208 | 0.0052913 | 385.8087 | 0 | 385.8087 | 0.0023629 | 386.4266 | -5.9741e-05 | 637.3938 | 0 | 385.8087 | 0.0021788 | 640.131 | 5.4563e-05 | 638.208 | 0.0017156 | 385.8087 | 0.00481 | 860.8326 | 0.0044151 | 1014.0555 | 0.26378 | 717.211 | 0.00094981 | 1115.0515 | 0.017836 | 1121.8204 | 0.03211 |  |  | 1045.1956 | 0 | 1045.1891 | 0.04625
| 638.3686 | 0.0043433 | 386.0253 | 0 | 386.0253 | -0.0060269 | 386.6433 | 0.00010239 | 637.5547 | 3.0002e-05 | 386.0253 | -0.0056428 | 640.2915 | 4.0722e-05 | 638.3686 | 0.0017668 | 386.0253 | 0.0032 | 860.9064 | 0.0040215 | 1014.2996 | 0.26643 | 717.368 | 0.0020781 | 1115.1124 | 0.017956 | 1121.9746 | 0.032904 |  |  | 1045.249 | 0 | 1045.2427 | 0.04587
| 638.5293 | 0.0047288 | 386.2419 | 0 | 386.2419 | 0.0016852 | 386.86 | 0.00059806 | 637.7157 | 2.6669e-05 | 386.2419 | 0.0041325 | 640.4519 | 5.9378e-05 | 638.5293 | 0.0016699 | 386.2419 | 0.0016 | 860.9801 | 0.0030039 | 1014.5437 | 0.269 | 717.526 | 0.0016422 | 1115.1733 | 0.018066 | 1122.1288 | 0.03373 |  |  | 1045.3026 | 0 | 1045.2961 | 0.04536
| 638.6899 | 0.0038157 | 386.4585 | 0 | 386.4585 | -0.0030287 | 387.0767 | -0.00044625 | 637.8766 | 5.0004e-05 | 386.4585 | -0.0023807 | 640.6124 | 3.9518e-05 | 638.6899 | 0.0017061 | 386.4585 | 0.0012 | 861.0538 | 0.0032075 | 1014.7878 | 0.27067 | 717.684 | 0.001432 | 1115.2342 | 0.018187 | 1122.2831 | 0.034513 |  |  | 1045.3561 | 0 | 1045.3497 | 0.04478
| 638.8506 | 0.0059944 | 386.6751 | 0 | 386.6751 | -0.00073575 | 387.2935 | 0.0011196 | 638.0376 | 6.6672e-06 | 386.6751 | 0.0034063 | 640.7729 | 5.0551e-05 | 638.8506 | 0.0016691 | 386.6751 | 0.00461 | 861.1276 | 0.0035837 | 1015.0319 | 0.2737 | 717.841 | 0.0013724 | 1115.2952 | 0.018318 | 1122.4373 | 0.035181 |  |  | 1045.4097 | 0 | 1045.4032 | 0.04417
| 639.0112 | 0.0047653 | 386.8917 | 0 | 386.8917 | -0.0053486 | 387.5102 | -0.00037742 | 638.1986 | 1.0001e-05 | 386.8917 | -0.00182 | 640.9335 | 3.7312e-05 | 639.0112 | 0.0016799 | 386.8917 | 0.0014 | 861.2014 | 0.0032271 | 1015.276 | 0.27469 | 717.999 | 0.0013253 | 1115.3561 | 0.018439 | 1122.5917 | 0.035671 |  |  | 1045.4633 | 0 | 1045.4568 | 0.04357
| 639.1719 | 0.0067503 | 387.1084 | 0 | 387.1084 | 0.0044357 | 387.727 | 0.00089146 | 638.3596 | 0 | 387.1084 | 0.0018573 | 641.094 | 5.4764e-05 | 639.1719 | 0.0016022 | 387.1084 | 0.001 | 861.2752 | 0.002916 | 1015.5201 | 0.2774 | 718.157 | 0.0013579 | 1115.417 | 0.018559 | 1122.746 | 0.035936 |  |  | 1045.5167 | 0 | 1045.5104 | 0.04302
| 639.3326 | 0.0027255 | 387.3251 | 0 | 387.3251 | -0.0075774 | 387.9437 | -0.00044355 | 638.5205 | 1.0001e-05 | 387.3251 | -0.0012407 | 641.2545 | 3.8515e-05 | 639.3326 | 0.0016972 | 387.3251 | 0.0016 | 861.3491 | 0.0031566 | 1015.7643 | 0.27705 | 718.315 | 0.0013518 | 1115.4779 | 0.018691 | 1122.9004 | 0.035949 |  |  | 1045.5703 | 0 | 1045.5638 | 0.04253
| 639.4933 | 0.0047991 | 387.5417 | 0 | 387.5417 | -0.0009868 | 388.1605 | 0.00071595 | 638.6815 | 6.6672e-06 | 387.5417 | 0.0037496 | 641.415 | 4.674e-05 | 639.4933 | 0.0016566 | 387.5417 | 0.0018 | 861.423 | 0.0034539 | 1016.0084 | 0.27898 | 718.473 | 0.001023 | 1115.5389 | 0.018822 | 1123.0548 | 0.035712 |  |  | 1045.6239 | 0 | 1045.6174 | 0.04211
| 639.6539 | 0.0032882 | 387.7584 | 0 | 387.7584 | 0.0020326 | 388.3773 | 0.00024439 | 638.8425 | 0 | 387.7584 | -0.0016392 | 641.5756 | 4.4934e-05 | 639.6539 | 0.0017994 | 387.7584 | 0.00040048 | 861.4967 | 0.0031562 | 1016.2525 | 0.28047 | 718.631 | 0.0012799 | 1115.5999 | 0.018954 | 1123.2094 | 0.035262 |  |  | 1045.6775 | 0 | 1045.671 | 0.04176
| 639.8146 | 0.0064339 | 387.9752 | 0 | 387.9752 | 0.0078391 | 388.5941 | 0.00042019 | 639.0035 | 0 | 387.9752 | 0.00066616 | 641.7361 | 4.6539e-05 | 639.8146 | 0.0016335 | 387.9752 | 0.001 | 861.5706 | 0.0030244 | 1016.4967 | 0.28253 | 718.789 | 0.0015503 | 1115.6608 | 0.019086 | 1123.3639 | 0.034677 |  |  | 1045.731 | 0 | 1045.7246 | 0.0415
| 639.9753 | 0.0032882 | 388.1919 | 0 | 388.1919 | -0.00033196 | 388.811 | -0.00023702 | 639.1646 | 1.0001e-05 | 388.1919 | -0.0031288 | 641.8967 | 4.7943e-05 | 639.9753 | 0.0017801 | 388.1919 | 0.0024 | 861.6445 | 0.0027312 | 1016.7408 | 0.28407 | 718.948 | 0.0012453 | 1115.7218 | 0.019217 | 1123.5184 | 0.034065 |  |  | 1045.7846 | 0 | 1045.7782 | 0.04133
| 640.136 | 0.0047991 | 388.4086 | 0 | 388.4086 | 0.00322 | 389.0278 | 0.00011936 | 639.3256 | 0 | 388.4086 | 0.0035756 | 642.0573 | 3.8315e-05 | 640.136 | 0.0016558 | 388.4086 | 0.00020044 | 861.7184 | 0.0032257 | 1016.985 | 0.28566 | 719.106 | 0.0017585 | 1115.7827 | 0.019349 | 1123.6731 | 0.033546 |  |  | 1045.8381 | 0 | 1045.8317 | 0.04128
| 640.2968 | 0.0031124 | 388.6254 | 0 | 388.6254 | -0.0032471 | 389.2447 | 1.9897e-06 | 639.4866 | 1.0001e-05 | 388.6254 | -0.0023869 | 642.2179 | 5.5165e-05 | 640.2968 | 0.0017928 | 388.6254 | 0.003 | 861.7922 | 0.0027559 | 1017.2292 | 0.28685 | 719.264 | 0.0016183 | 1115.8438 | 0.01948 | 1123.8278 | 0.03323 |  |  | 1045.8917 | 0 | 1045.8853 | 0.04134
| 640.4575 | 0.0030939 | 388.8422 | 0 | 388.8422 | -0.0023886 | 389.4615 | 0.00025434 | 639.6476 | 0 | 388.8422 | 0.0034257 | 642.3784 | 3.6309e-05 | 640.4575 | 0.0016716 | 388.8422 | 0.0014 | 861.8661 | 0.0023855 | 1017.4733 | 0.29015 | 719.423 | 0.0012151 | 1115.9047 | 0.019623 | 1123.9824 | 0.033187 |  |  | 1045.9453 | 0 | 1045.9388 | 0.04151
| 640.6182 | 0.0023211 | 389.059 | 0 | 389.059 | -0.0020836 | 389.6784 | -0.00035735 | 639.8087 | 0 | 389.059 | -0.0037395 | 642.539 | 4.9348e-05 | 640.6182 | 0.0017877 | 389.059 | 0.001 | 861.9401 | 0.0019683 | 1017.7175 | 0.29226 | 719.581 | 0.0013836 | 1115.9657 | 0.019754 | 1124.1372 | 0.033436 |  |  | 1045.9989 | 0 | 1045.9925 | 0.04179
| 640.779 | 0.0043244 | 389.2758 | 0 | 389.2758 | 0.00031896 | 389.8954 | 0.0002913 | 639.9697 | 6.6672e-06 | 389.2758 | 0.0019585 | 642.6996 | 4.2728e-05 | 640.779 | 0.0017347 | 389.2758 | 0.004 | 862.014 | 0.0022947 | 1017.9617 | 0.29306 | 719.74 | 0.0014165 | 1116.0267 | 0.019897 | 1124.292 | 0.033939 |  |  | 1046.0525 | 0 | 1046.0461 | 0.04216
| 640.9397 | 0.0033761 | 389.4926 | 0 | 389.4926 | 0.00040379 | 390.1123 | 0.00016399 | 640.1307 | 0 | 389.4926 | -0.0037224 | 642.8602 | 4.5336e-05 | 640.9397 | 0.0017945 | 389.4926 | 0.00080116 | 862.088 | 0.0031062 | 1018.2059 | 0.29709 | 719.898 | 0.002248 | 1116.0876 | 0.020039 | 1124.4468 | 0.03462 |  |  | 1046.1062 | 0 | 1046.0997 | 0.04258
| 641.1004 | 0.0066273 | 389.7094 | 0 | 389.7094 | -0.0037369 | 390.3292 | 0.0003248 | 640.2918 | 6.6672e-06 | 389.7094 | 0.004792 | 643.0209 | 4.9348e-05 | 641.1004 | 0.0015994 | 389.7094 | 0.002 | 862.1619 | 0.0029612 | 1018.4501 | 0.30072 | 720.057 | 0.0015958 | 1116.1487 | 0.020182 | 1124.6017 | 0.035383 |  |  | 1046.1598 | 0 | 1046.1533 | 0.04304
| 641.2612 | 0.0034289 | 389.9263 | 0 | 389.9263 | 0.00050435 | 390.5461 | 9.9852e-05 | 640.4529 | 3.0002e-05 | 389.9263 | -0.0018166 | 643.1815 | 4.5536e-05 | 641.2612 | 0.001703 | 389.9263 | 0.001 | 862.2359 | 0.0024761 | 1018.6943 | 0.30223 | 720.216 | 0.0014181 | 1116.2097 | 0.020324 | 1124.7566 | 0.03614 |  |  | 1046.2134 | 0 | 1046.2069 | 0.04348
| 641.422 | 0.005221 | 390.1432 | 0 | 390.1432 | 0.0011197 | 390.7631 | 9.1519e-05 | 640.6139 | 0 | 390.1432 | 0.0025082 | 643.3421 | 4.0722e-05 | 641.422 | 0.0016073 | 390.1432 | 0.0038 | 862.31 | 0.00241 | 1018.9385 | 0.3066 | 720.375 | 0.0012335 | 1116.2707 | 0.020467 | 1124.9115 | 0.036822 |  |  | 1046.267 | 0 | 1046.2606 | 0.04387
| 641.5827 | 0.0043081 | 390.36 | 0 | 390.36 | -0.0048896 | 390.9801 | -0.00062479 | 640.775 | 3.0002e-05 | 390.36 | -0.0010685 | 643.5028 | 5.4964e-05 | 641.5827 | 0.0017521 | 390.36 | 0.0018 | 862.3839 | 0.0022984 | 1019.1827 | 0.30858 | 720.534 | 0.0010716 | 1116.3318 | 0.020609 | 1125.0665 | 0.037391 |  |  | 1046.3207 | 0 | 1046.3142 | 0.04417
| 641.7435 | 0.005889 | 390.5769 | 0 | 390.5769 | 0.0029626 | 391.1971 | 0.00011227 | 640.9361 | 6.6672e-06 | 390.5769 | 0.00042564 | 643.6634 | 3.7512e-05 | 641.7435 | 0.0015858 | 390.5769 | 0.002 | 862.4579 | 0.0024142 | 1019.4269 | 0.31405 | 720.693 | 0.0014853 | 1116.3928 | 0.020752 | 1125.2216 | 0.037841 |  |  | 1046.3743 | 0 | 1046.3678 | 0.04434
| 641.9043 | 0.0056972 | 390.7939 | 0 | 390.7939 | -0.0072005 | 391.4141 | 0.0001876 | 641.0972 | 1.0001e-05 | 390.7939 | -0.0033691 | 643.8241 | 4.5737e-05 | 641.9043 | 0.0017327 | 390.7939 | -0.00040028 | 862.5319 | 0.0032239 | 1019.6711 | 0.31645 | 720.852 | 0.0014437 | 1116.4539 | 0.020894 | 1125.3767 | 0.038188 |  |  | 1046.4279 | 0 | 1046.4215 | 0.04436
| 642.0651 | 0.0051331 | 391.0108 | 0 | 391.0108 | 0.0091625 | 391.6311 | 0.00078491 | 641.2582 | 6.6672e-06 | 391.0108 | 0.0032788 | 643.9847 | 4.9949e-05 | 642.0651 | 0.0016253 | 391.0108 | 0 | 862.6061 | 0.0034039 | 1019.9153 | 0.3192 | 721.011 | 0.00080753 | 1116.5149 | 0.021048 | 1125.5319 | 0.038465 |  |  | 1046.4816 | 0 | 1046.4751 | 0.04422
| 642.2259 | 0.0027431 | 391.2277 | 0 | 391.2277 | -0.0035969 | 391.8481 | 0.00019212 | 641.4193 | 1.0001e-05 | 391.2277 | -0.00099625 | 644.1454 | 4.1123e-05 | 642.2259 | 0.0017557 | 391.2277 | 0.0024 | 862.6801 | 0.0029515 | 1020.1596 | 0.32171 | 721.17 | 0.0013547 | 1116.5759 | 0.02119 | 1125.687 | 0.038707 |  |  | 1046.5352 | 0 | 1046.5288 | 0.04393
| 642.3867 | 0.00501 | 391.4447 | 0 | 391.4447 | 5.6487e-05 | 392.0652 | 0.00013639 | 641.5804 | 0 | 391.4447 | 0.0022458 | 644.3061 | 5.6369e-05 | 642.3867 | 0.0016228 | 391.4447 | 0.0016 | 862.7541 | 0.0030056 | 1020.1761 | 0.32141 | 721.329 | 0.00062747 | 1116.6371 | 0.021344 | 1125.8422 | 0.038934 |  |  | 1046.5889 | 0 | 1046.5824 | 0.04355
| 642.5475 | 0.0037454 | 391.6617 | 0 | 391.6617 | -0.00017348 | 392.2822 | -0.00030282 | 641.7416 | 0 | 391.6617 | -0.0045202 | 644.4668 | 4.3931e-05 | 642.5475 | 0.0016975 | 391.6617 | -0.00080076 | 862.8282 | 0.0035701 | 1020.4311 | 0.32522 | 721.489 | 0.0023619 | 1116.6981 | 0.021486 | 1125.9974 | 0.039131 |  |  | 1046.6426 | 0 | 1046.6361 | 0.04311
| 642.7083 | 0.0044123 | 391.8787 | 0 | 391.8787 | -8.7306e-05 | 392.4993 | 0.00075174 | 641.9027 | 0 | 391.8787 | 0.0018861 | 644.6275 | 4.0722e-05 | 642.7083 | 0.0015955 | 391.8786 | 0.0028 | 862.9023 | 0.0044943 | 1020.6862 | 0.3279 | 721.648 | 0.0015192 | 1116.7592 | 0.02164 | 1126.1528 | 0.039248 |  |  | 1046.6962 | 0 | 1046.6897 | 0.0427
| 642.8691 | 0.0043608 | 392.0957 | 0 | 392.0957 | -0.0044218 | 392.7164 | -0.00098474 | 642.0638 | 3.0002e-05 | 392.0957 | -0.0021163 | 644.7882 | 4.4533e-05 | 642.8691 | 0.0017156 | 392.0957 | 0.00040068 | 862.9764 | 0.0039782 | 1020.9414 | 0.33163 | 721.807 | 0.0017328 | 1116.8203 | 0.021793 | 1126.3081 | 0.039203 |  |  | 1046.7499 | 0 | 1046.7434 | 0.04236
| 643.03 | 0.0048342 | 392.3127 | 0 | 392.3127 | 0.002881 | 392.9335 | 0.00038211 | 642.2249 | 0 | 392.3127 | 0.001859 | 644.9489 | 4.353e-05 | 643.03 | 0.0016537 | 392.3127 | 0.00060072 | 863.0505 | 0.0032985 | 1021.1968 | 0.33372 | 721.967 | 0.0014375 | 1116.8814 | 0.021936 | 1126.4635 | 0.038915 |  |  | 1046.8036 | 0 | 1046.7971 | 0.04214
| 643.1908 | 0.0040971 | 392.5297 | 0 | 392.5297 | -0.0062663 | 393.1506 | -7.5078e-05 | 642.386 | 0 | 392.5297 | -0.0021012 | 645.1096 | 4.8545e-05 | 643.1908 | 0.0017899 | 392.5297 | 0.0026 | 863.1246 | 0.0027766 | 1021.4523 | 0.33807 | 722.127 | 0.0010943 | 1116.9425 | 0.022089 | 1126.6189 | 0.038337 |  |  | 1046.8572 | 0 | 1046.8508 | 0.04207
| 643.3516 | 0.004887 | 392.7468 | 0 | 392.7468 | 0.0019408 | 393.3678 | 0.00052357 | 642.5472 | 0 | 392.7468 | 0.0015002 | 645.2704 | 5.7973e-05 | 643.3516 | 0.0016817 | 392.7468 | 0.0018 | 863.1987 | 0.0025997 | 1021.7079 | 0.33933 | 722.286 | 0.0014814 | 1117.0035 | 0.022243 | 1126.7744 | 0.037488 |  |  | 1046.9109 | 0 | 1046.9045 | 0.04216
| 643.5125 | 0.0031475 | 392.9638 | 0 | 392.9638 | -0.0036763 | 393.5849 | 0.00052182 | 642.7083 | 1.0001e-05 | 392.9638 | -0.0021527 | 645.4311 | 2.5075e-05 | 643.5125 | 0.0018557 | 392.9638 | 0.0012 | 863.2728 | 0.0022939 | 1021.9637 | 0.34368 | 722.446 | 0.0011778 | 1117.0647 | 0.022396 | 1126.9299 | 0.036459 |  |  | 1046.9646 | 0 | 1046.9581 | 0.04237
| 643.6733 | 0.00334 | 393.1809 | 0 | 393.1809 | 0.0041649 | 393.8021 | 0.00049304 | 642.8695 | 0 | 393.1809 | 0.0025701 | 645.5919 | 5.4964e-05 | 643.6733 | 0.0017325 | 393.1809 | 0.001 | 863.347 | 0.0020013 | 1022.2196 | 0.34857 | 722.606 | 0.0010309 | 1117.1258 | 0.02255 | 1127.0854 | 0.035386 |  |  | 1047.0183 | 0 | 1047.0118 | 0.04269
| 643.8342 | 0.00313 | 393.398 | 0 | 393.398 | -0.005474 | 394.0193 | -0.00034358 | 643.0306 | 3.0002e-05 | 393.398 | -0.00063282 | 645.7526 | 3.1695e-05 | 643.8342 | 0.0018151 | 393.398 | 0.002 | 863.4212 | 0.0020492 | 1022.4756 | 0.35129 | 722.766 | 0.0010932 | 1117.1869 | 0.022703 | 1127.2411 | 0.034416 |  |  | 1047.072 | 0 | 1047.0656 | 0.04307
| 643.9951 | 0.0058362 | 393.6151 | 0 | 393.6151 | 0.0020379 | 394.2364 | 0.00029228 | 643.1918 | 0 | 393.6151 | 0.0042057 | 645.9134 | 6.0581e-05 | 643.9951 | 0.0016324 | 393.6151 | 0.00020044 | 863.4954 | 0.0032592 | 1022.7318 | 0.35349 | 722.926 | 0.0012463 | 1117.248 | 0.022846 | 1127.3967 | 0.033656 |  |  | 1047.1257 | 0 | 1047.1193 | 0.04344
| 644.1559 | 0.0040092 | 393.8322 | 0 | 393.8322 | 0.0027302 | 394.4536 | 0.00016551 | 643.353 | 1.0001e-05 | 393.8322 | -0.0010114 | 646.0741 | 3.9117e-05 | 644.1559 | 0.0017443 | 393.8322 | 0.001 | 863.5696 | 0.0039175 | 1022.988 | 0.3569 | 723.086 | 0.0014391 | 1117.3092 | 0.022999 | 1127.5524 | 0.033153 |  |  | 1047.1794 | 0 | 1047.173 | 0.04377
| 644.3168 | 0.005678 | 394.0494 | 0 | 394.0494 | 0.006369 | 394.6708 | 0.00033632 | 643.5141 | 6.6672e-06 | 394.0494 | 0.0015014 | 646.2349 | 4.4333e-05 | 644.3168 | 0.0016182 | 394.0494 | 0.001 | 863.6438 | 0.0036329 | 1023.2445 | 0.36105 | 723.246 | 0.0010286 | 1117.3704 | 0.023153 | 1127.7081 | 0.032889 |  |  | 1047.2332 | 0 | 1047.2267 | 0.04401
| 644.4777 | 0.0043433 | 394.2665 | 0 | 394.2665 | 0.0034678 | 394.8881 | 0.00061778 | 643.6753 | 3.0002e-05 | 394.2665 | -0.0036256 | 646.3957 | 4.2728e-05 | 644.4777 | 0.0017364 | 394.2665 | 0.001 | 863.718 | 0.0038156 | 1023.501 | 0.36148 | 723.406 | 0.0010921 | 1117.4315 | 0.023306 | 1127.8639 | 0.032803 |  |  | 1047.2869 | 0 | 1047.2805 | 0.04415
| 644.6386 | 0.0056253 | 394.4837 | 0 | 394.4837 | 0.00074825 | 395.1053 | -9.2059e-06 | 643.8365 | 2.6669e-05 | 394.4837 | 0.0018107 | 646.5565 | 4.0922e-05 | 644.6386 | 0.0016368 | 394.4837 | 0.00080096 | 863.7923 | 0.0035893 | 1023.7576 | 0.36637 | 723.567 | 0.0020974 | 1117.4927 | 0.02346 | 1128.0198 | 0.032823 |  |  | 1047.3407 | 0 | 1047.3342 | 0.04419
| 644.7995 | 0.0036399 | 394.7009 | 0 | 394.7009 | -0.0054465 | 395.3226 | -8.8361e-05 | 643.9977 | 3.0002e-05 | 394.7009 | -0.0037014 | 646.7173 | 5.4162e-05 | 644.7995 | 0.0017312 | 394.7009 | -0.00060072 | 863.8665 | 0.0030837 | 1024.0144 | 0.37069 | 723.727 | 0.0015458 | 1117.5538 | 0.023613 | 1128.1757 | 0.032894 |  |  | 1047.3944 | 0 | 1047.3879 | 0.04417
| 644.9604 | 0.0047639 | 394.9181 | 0 | 394.9181 | 0.0014751 | 395.5399 | 0.00052451 | 644.1589 | 0 | 394.9181 | 0.0030185 | 646.8781 | 3.5907e-05 | 644.9604 | 0.0015924 | 394.9181 | 0.001 | 863.9408 | 0.0027449 | 1024.2714 | 0.37501 | 723.887 | 0.0010947 | 1117.615 | 0.023755 | 1128.3315 | 0.032984 |  |  | 1047.4481 | 0 | 1047.4416 | 0.04415
| 645.1213 | 0.0038685 | 395.1353 | 0 | 395.1353 | -0.0076817 | 395.7571 | -0.00041834 | 644.3201 | 0 | 395.1353 | -0.0029446 | 647.0389 | 4.2527e-05 | 645.1213 | 0.0016552 | 395.1353 | 0.00020024 | 864.0151 | 0.0030487 | 1024.5283 | 0.378 | 724.048 | 0.0015268 | 1117.6762 | 0.023909 | 1128.4874 | 0.033082 |  |  | 1047.5018 | 0 | 1047.4955 | 0.04416
| 645.2823 | 0.0044651 | 395.3525 | 0 | 395.3525 | 0.0010984 | 395.9745 | 0.00051854 | 644.4813 | 0 | 395.3525 | 0.0018442 | 647.1998 | 4.6539e-05 | 645.2823 | 0.0016265 | 395.3525 | 0 | 864.0894 | 0.0023408 | 1024.7855 | 0.37863 | 724.208 | 0.0013513 | 1117.7373 | 0.024062 | 1128.6434 | 0.033184 |  |  | 1047.5557 | 0 | 1047.5492 | 0.04426
| 645.4432 | 0.0046774 | 395.5698 | 0 | 395.5698 | -0.0023739 | 396.1918 | -0.00029876 | 644.6425 | 1.0001e-05 | 395.5698 | -0.0036326 | 647.3606 | 3.3701e-05 | 645.4432 | 0.0017504 | 395.5698 | 0.0014 | 864.1637 | 0.0028642 | 1025.0429 | 0.38488 | 724.369 | 0.001711 | 1117.7986 | 0.024216 | 1128.7994 | 0.033274 |  |  | 1047.6094 | 0 | 1047.6029 | 0.04446
| 645.6041 | 0.0044827 | 395.787 | 0 | 395.787 | 0.0061148 | 396.4091 | 0.00019346 | 644.8037 | 0 | 395.787 | 0.0018259 | 647.5215 | 6.359e-05 | 645.6041 | 0.0016608 | 395.7871 | 0.0022 | 864.238 | 0.002454 | 1025.3003 | 0.38628 | 724.53 | 0.001975 | 1117.8597 | 0.024358 | 1128.9556 | 0.033317 |  |  | 1047.6632 | 0 | 1047.6567 | 0.04474
| 645.7651 | 0.0033937 | 396.0043 | 0 | 396.0043 | -0.0026701 | 396.6265 | -0.00040189 | 644.9649 | 0 | 396.0043 | -0.0033235 | 647.6823 | 2.2668e-05 | 645.7651 | 0.0017268 | 396.0043 | 0.001 | 864.3123 | 0.0024321 | 1025.5579 | 0.39134 | 724.69 | 0.0017471 | 1117.9209 | 0.024512 | 1129.1117 | 0.033265 |  |  | 1047.7169 | 0 | 1047.7105 | 0.04505
| 645.926 | 0.0038498 | 396.2216 | 0 | 396.2216 | 0.00058564 | 396.8438 | 0.00079558 | 645.1262 | 0 | 396.2216 | 0.002631 | 647.8432 | 5.1755e-05 | 645.926 | 0.0016676 | 396.2216 | 0 | 864.3867 | 0.0028378 | 1025.8156 | 0.39383 | 724.851 | 0.00083745 | 1117.9822 | 0.024665 | 1129.2678 | 0.033065 |  |  | 1047.7707 | 0 | 1047.7643 | 0.04531
| 646.087 | 0.0054159 | 396.4389 | 0 | 396.4389 | -0.0016431 | 397.0612 | -0.00022698 | 645.2874 | 3.0002e-05 | 396.4389 | -0.0043049 | 648.004 | 4.4333e-05 | 646.087 | 0.0017494 | 396.4389 | 0 | 864.4611 | 0.0033415 | 1026.0734 | 0.39763 | 725.012 | 0.0013976 | 1118.0433 | 0.024808 | 1129.4241 | 0.032686 |  |  | 1047.8245 | 0 | 1047.8181 | 0.04545
| 646.2479 | 0.0048694 | 396.6562 | 0 | 396.6562 | 0.0058458 | 397.2786 | 0.0004561 | 645.4487 | 2.6669e-05 | 396.6562 | 0.0033761 | 648.1649 | 4.0521e-05 | 646.2479 | 0.0016114 | 396.6562 | -0.00020004 | 864.5354 | 0.0037518 | 1026.3313 | 0.40016 | 725.173 | 0.0011113 | 1118.1046 | 0.024961 | 1129.5803 | 0.032127 |  |  | 1047.8783 | 0 | 1047.8718 | 0.0454
| 646.4089 | 0.0036575 | 396.8736 | 0 | 396.8736 | -0.0044776 | 397.496 | -0.00052711 | 645.6099 | 1.0001e-05 | 396.8736 | -0.0025248 | 648.3258 | 4.8545e-05 | 646.4089 | 0.001788 | 396.8736 | 0.003 | 864.6098 | 0.0026299 | 1026.5894 | 0.4041 | 725.334 | 0.0017953 | 1118.1659 | 0.025104 | 1129.7366 | 0.03143 |  |  | 1047.9321 | 0 | 1047.9257 | 0.04509
| 646.5699 | 0.0047288 | 397.0909 | 0 | 397.0909 | 0.0019499 | 397.7134 | 0.00034394 | 645.7712 | 6.6672e-06 | 397.0909 | 0.001716 | 648.4867 | 3.1695e-05 | 646.5699 | 0.0016772 | 397.0909 | -0.00020004 | 864.6842 | 0.002439 | 1026.8475 | 0.40842 | 725.495 | 0.0022899 | 1118.227 | 0.025246 | 1129.8929 | 0.030672 |  |  | 1047.9858 | 0 | 1047.9795 | 0.04452
| 646.7309 | 0.0044136 | 397.3083 | 0 | 397.3083 | -0.0033217 | 397.9308 | -0.00028267 | 645.9324 | 1.0001e-05 | 397.3083 | -0.0035479 | 648.6476 | 4.4734e-05 | 646.7309 | 0.0018435 | 397.3083 | 0.001 | 864.7586 | 0.0033267 | 1027.106 | 0.41505 | 725.657 | 0.00086653 | 1118.2883 | 0.0254 | 1130.0493 | 0.029954 |  |  | 1048.0397 | 0 | 1048.0332 | 0.04372
| 646.8918 | 0.0040608 | 397.5257 | 0 | 397.5257 | 0.0078048 | 398.1483 | 0.00033404 | 646.0937 | 6.6672e-06 | 397.5257 | 0.00063961 | 648.8085 | 5.8976e-05 | 646.8918 | 0.0016246 | 397.5257 | 0.00080096 | 864.833 | 0.0027901 | 1027.3644 | 0.41719 | 725.818 | 0.0012078 | 1118.3496 | 0.025542 | 1130.2057 | 0.029375 |  |  | 1048.0935 | 0 | 1048.087 | 0.04279
| 647.0528 | 0.0029893 | 397.7431 | 0 | 397.7431 | -0.00030239 | 398.3657 | 0.00028192 | 646.255 | 1.0001e-05 | 397.7431 | -0.0041743 | 648.9694 | 3.0692e-05 | 647.0528 | 0.001782 | 397.7431 | 0.001 | 864.9075 | 0.0032211 | 1027.623 | 0.42081 | 725.979 | 0.0011681 | 1118.4109 | 0.025685 | 1130.3622 | 0.029019 |  |  | 1048.1473 | 0 | 1048.1409 | 0.04184
| 647.2138 | 0.0043244 | 397.9605 | 0 | 397.9605 | 0.0039131 | 398.5832 | 0.00063925 | 646.4162 | 6.6672e-06 | 397.9605 | 0.0026692 | 649.1303 | 5.0752e-05 | 647.2138 | 0.0016139 | 397.9605 | 0.00080116 | 864.9819 | 0.0036375 | 1027.8817 | 0.42316 | 726.141 | 0.0018439 | 1118.4722 | 0.025827 | 1130.5187 | 0.028934 |  |  | 1048.2012 | 0 | 1048.1947 | 0.04104
| 647.3748 | 0.0029365 | 398.1779 | 0 | 398.1779 | 0.00073396 | 398.8007 | 0.00026215 | 646.5775 | 5.0004e-05 | 398.1779 | -0.0010655 | 649.2913 | 3.35e-05 | 647.3748 | 0.0017079 | 398.1779 | 0 | 865.0563 | 0.0040882 | 1028.1406 | 0.42619 | 726.302 | 0.0013931 | 1118.5333 | 0.02597 | 1130.6753 | 0.029128 |  |  | 1048.255 | 0 | 1048.2485 | 0.04051
| 647.5359 | 0.0037443 | 398.3954 | 0 | 398.3954 | -0.0031717 | 399.0182 | 0.00048519 | 646.7388 | 6.6672e-06 | 398.3954 | 0.0023967 | 649.4522 | 4.8144e-05 | 647.5359 | 0.0015793 | 398.3954 | 0.00020044 | 865.1309 | 0.0041811 | 1028.3995 | 0.43115 | 726.464 | 0.0017413 | 1118.5946 | 0.026112 | 1130.8318 | 0.029571 |  |  | 1048.3088 | 0 | 1048.3024 | 0.04034
| 647.6969 | 0.0040795 | 398.6128 | 0 | 398.6128 | -0.0071489 | 399.2357 | -0.00026271 | 646.9001 | 3.0002e-05 | 398.6128 | -0.0020489 | 649.6132 | 3.9919e-05 | 647.6969 | 0.0017036 | 398.6128 | 0.001 | 865.2053 | 0.0030723 | 1028.6587 | 0.43453 | 726.625 | 0.0018631 | 1118.656 | 0.026255 | 1130.9885 | 0.030207 |  |  | 1048.3627 | 0 | 1048.3562 | 0.04056
| 647.8579 | 0.0054495 | 398.8303 | 0 | 398.8303 | -0.00195 | 399.4532 | 0.00043021 | 647.0614 | 6.6672e-06 | 398.8303 | 0.0022125 | 649.7741 | 4.7342e-05 | 647.8579 | 0.0016194 | 398.8303 | 0 | 865.2799 | 0.0030194 | 1028.918 | 0.43997 | 726.787 | 0.001005 | 1118.7173 | 0.026397 | 1131.1451 | 0.030963 |  |  | 1048.4165 | 0 | 1048.41 | 0.04114
| 648.0189 | 0.0043081 | 399.0478 | 0 | 399.0478 | -0.001676 | 399.6708 | -4.5162e-05 | 647.2227 | 1.0001e-05 | 399.0478 | -0.0043384 | 649.9351 | 3.6509e-05 | 648.0189 | 0.0017487 | 399.0478 | 0.0014 | 865.3543 | 0.0032217 | 1029.1774 | 0.44425 | 726.949 | 0.0016515 | 1118.7786 | 0.02654 | 1131.3019 | 0.031762 |  |  | 1048.4703 | 0 | 1048.4639 | 0.04196
| 648.18 | 0.0052561 | 399.2653 | 0 | 399.2653 | 0.0013429 | 399.8883 | 0.00039064 | 647.384 | 6.6672e-06 | 399.2653 | 0.0043671 | 650.0961 | 5.2557e-05 | 648.18 | 0.0016358 | 399.2653 | 0.001 | 865.4288 | 0.0033409 | 1029.4369 | 0.44685 | 727.111 | 0.0014962 | 1118.8398 | 0.026682 | 1131.4586 | 0.032528 |  |  | 1048.5242 | 0 | 1048.5177 | 0.0429
| 648.341 | 0.0034641 | 399.4828 | 0 | 399.4828 | -0.0043218 | 400.1059 | 0.00011908 | 647.5454 | 0 | 399.4828 | -0.0018693 | 650.257 | 3.4503e-05 | 648.341 | 0.0016933 | 399.4828 | -0.0014 | 865.5033 | 0.0042392 | 1029.6965 | 0.45061 | 727.272 | 0.0012623 | 1118.9011 | 0.026814 | 1131.6155 | 0.033193 |  |  | 1048.5781 | 0 | 1048.5717 | 0.04379
| 648.5021 | 0.0044827 | 399.7003 | 0 | 399.7003 | 0.0040795 | 400.3235 | 6.2694e-05 | 647.7067 | 6.6672e-06 | 399.7003 | 0.0027435 | 650.418 | 4.0521e-05 | 648.5021 | 0.0015744 | 399.7003 | 0 | 865.5779 | 0.0030063 | 1029.9563 | 0.45661 | 727.434 | 0.0018472 | 1118.9625 | 0.026957 | 1131.7723 | 0.033697 |  |  | 1048.632 | 0 | 1048.6255 | 0.04452
| 648.6631 | 0.0037454 | 399.9179 | 0 | 399.9179 | 0.0015396 | 400.5411 | -0.00011835 | 647.868 | 1.0001e-05 | 399.9179 | -0.0028646 | 650.579 | 4.7342e-05 | 648.6631 | 0.0016824 | 399.9179 | 0 | 865.6524 | 0.0017386 | 1030.2162 | 0.4629 | 727.596 | 0.0013544 | 1119.0238 | 0.027099 | 1131.9292 | 0.034 |  |  | 1048.6858 | 0 | 1048.6793 | 0.04501
| 648.8242 | 0.0083325 | 400.1354 | 0 | 400.1354 | 0.0021679 | 400.7587 | 2.2758e-05 | 648.0294 | 6.6672e-06 | 400.1354 | 0.003585 | 650.74 | 3.7111e-05 | 648.8242 | 0.0016972 | 400.1354 | 0.002 | 865.727 | 0.0024692 | 1030.4762 | 0.46521 | 727.759 | 0.0014097 | 1119.0851 | 0.027231 | 1132.0862 | 0.034087 |  |  | 1048.7397 | 0 | 1048.7333 | 0.04521
| 648.9853 | 0.0040268 | 400.353 | 0 | 400.353 | 0.0017303 | 400.9763 | -0.00060794 | 648.1907 | 0 | 400.353 | -0.0030919 | 650.901 | 4.1324e-05 | 648.9853 | 0.0017922 | 400.353 | 0.0016 | 865.8016 | 0.0038508 | 1030.7365 | 0.46999 | 727.921 | 0.0012721 | 1119.1465 | 0.027373 | 1132.2432 | 0.033969 |  |  | 1048.7936 | 0 | 1048.7871 | 0.04516
| 649.1464 | 0.005344 | 400.5706 | 0 | 400.5706 | -0.00017151 | 401.194 | 0.00010153 | 648.3521 | 6.6672e-06 | 400.5706 | 0.0038568 | 651.0621 | 4.9749e-05 | 649.1464 | 0.0016907 | 400.5706 | 0.001 | 865.8762 | 0.0041273 | 1030.9967 | 0.47215 | 728.083 | 0.0011382 | 1119.2079 | 0.027505 | 1132.4001 | 0.033686 |  |  | 1048.8474 | 0 | 1048.8411 | 0.0449
| 649.3075 | 0.0046949 | 400.7882 | 0 | 400.7882 | -0.0041053 | 401.4117 | 9.6335e-05 | 648.5134 | 0 | 400.7882 | -0.0057772 | 651.2231 | 2.6078e-05 | 649.3075 | 0.0017437 | 400.7882 | 0.001 | 865.9508 | 0.0034664 | 1031.2571 | 0.47979 | 728.245 | 0.0010473 | 1119.2692 | 0.027647 | 1132.5573 | 0.033296 |  |  | 1048.9014 | 0 | 1048.8949 | 0.04452
| 649.4685 | 0.0067328 | 401.0058 | 0 | 401.0058 | 0.0031735 | 401.6293 | 0.00048653 | 648.6748 | 6.6672e-06 | 401.0058 | 0.0011756 | 651.3841 | 5.9779e-05 | 649.4685 | 0.0016317 | 401.0058 | 0.0022 | 866.0255 | 0.002899 | 1031.5177 | 0.48188 | 728.408 | 0.0015039 | 1119.3306 | 0.027779 | 1132.7144 | 0.03287 |  |  | 1048.9552 | 0 | 1048.9488 | 0.04409
| 649.6296 | 0.003974 | 401.2235 | 0 | 401.2235 | 0.0054249 | 401.847 | 0.00038056 | 648.8361 | 3.0002e-05 | 401.2235 | -0.0018599 | 651.5452 | 2.7482e-05 | 649.6296 | 0.0017518 | 401.2235 | -0.001 | 866.1001 | 0.0032447 | 1031.7784 | 0.48646 | 728.57 | 0.001898 | 1119.3918 | 0.02791 | 1132.8715 | 0.032483 |  |  | 1049.0092 | 0 | 1049.0027 | 0.04371
| 649.7908 | 0.0060472 | 401.4411 | 0 | 401.4411 | 0.0059729 | 402.0647 | 0.00037301 | 648.9975 | 0 | 401.4411 | 0.0011496 | 651.7062 | 4.694e-05 | 649.7908 | 0.001624 | 401.4411 | 0.0014 | 866.1747 | 0.0024853 | 1032.0392 | 0.49037 | 728.733 | 0.0010765 | 1119.4533 | 0.028053 | 1133.0287 | 0.0322 |  |  | 1049.0631 | 0 | 1049.0566 | 0.04342
| 649.9519 | 0.0025849 | 401.6588 | 0 | 401.6588 | -0.0034608 | 402.2824 | -0.00022575 | 649.1589 | 0 | 401.6588 | -0.0021168 | 651.8673 | 4.1123e-05 | 649.9519 | 0.0017512 | 401.6588 | 0.00060072 | 866.2494 | 0.0021576 | 1032.3002 | 0.49466 | 728.896 | 0.0012134 | 1119.5147 | 0.028184 | 1133.1859 | 0.032068 |  |  | 1049.1169 | 0 | 1049.1106 | 0.0433
| 650.113 | 0.0041662 | 401.8765 | 0 | 401.8765 | 0.0025182 | 402.5002 | 0.00084404 | 649.3203 | 0 | 401.8765 | 0.0018326 | 652.0283 | 3.671e-05 | 650.113 | 0.0016956 | 401.8765 | 0.0012 | 866.3241 | 0.0022365 | 1032.5613 | 0.49794 | 729.058 | 0.00084944 | 1119.576 | 0.028316 | 1133.3433 | 0.032098 |  |  | 1049.1709 | 0 | 1049.1644 | 0.04336
| 650.2741 | 0.003974 | 402.0942 | 0 | 402.0942 | -0.0041464 | 402.7179 | 0.00049843 | 649.4817 | 1.0001e-05 | 402.0942 | -0.0037535 | 652.1894 | 4.694e-05 | 650.2741 | 0.001789 | 402.0942 | 0.00020024 | 866.3987 | 0.0022688 | 1032.8225 | 0.50489 | 729.221 | 0.0010939 | 1119.6374 | 0.028447 | 1133.5006 | 0.032259 |  |  | 1049.2249 | 0 | 1049.2184 | 0.04363
| 650.4352 | 0.0051682 | 402.3119 | 0 | 402.3119 | 0.0037509 | 402.9357 | 0.0008828 | 649.6431 | 6.6672e-06 | 402.3119 | 0.001026 | 652.3505 | 4.2327e-05 | 650.4352 | 0.0017689 | 402.3119 | 0.003 | 866.4734 | 0.0028515 | 1033.0839 | 0.51198 | 729.384 | 0.0017136 | 1119.6988 | 0.02859 | 1133.658 | 0.032475 |  |  | 1049.2788 | 0 | 1049.2723 | 0.04409
| 650.5964 | 0.0036047 | 402.5296 | 0 | 402.5296 | -0.0032179 | 403.1534 | -0.00041656 | 649.8045 | 1.0001e-05 | 402.5296 | -0.0023028 | 652.5116 | 3.691e-05 | 650.5964 | 0.0018594 | 402.5296 | 0.00040068 | 866.5482 | 0.0027248 | 1033.3453 | 0.51356 | 729.547 | 0.0013179 | 1119.7603 | 0.028721 | 1133.8154 | 0.032648 |  |  | 1049.3328 | 0 | 1049.3263 | 0.04468
| 650.7575 | 0.0074008 | 402.7474 | 0 | 402.7474 | 0.0019708 | 403.3712 | 0.00084862 | 649.9659 | 0 | 402.7474 | 0.0020517 | 652.6727 | 4.694e-05 | 650.7575 | 0.0018251 | 402.7474 | 0.002 | 866.6229 | 0.0025157 | 1033.6069 | 0.51805 | 729.71 | 0.0010175 | 1119.8217 | 0.028853 | 1133.9729 | 0.032683 |  |  | 1049.3867 | 0 | 1049.3802 | 0.04533
| 650.9187 | 0.0038509 | 402.9651 | 0 | 402.9651 | 0.0026964 | 403.589 | 8.0831e-05 | 650.1273 | 3.0002e-05 | 402.9651 | -0.00019744 | 652.8338 | 3.1895e-05 | 650.9187 | 0.0017596 | 402.9651 | 0.002 | 866.6977 | 0.0023586 | 1033.8686 | 0.5238 | 729.873 | 0.0017465 | 1119.8831 | 0.028985 | 1134.1304 | 0.03252 |  |  | 1049.4406 | 0 | 1049.4342 | 0.04592
| 651.0798 | 0.0059241 | 403.1829 | 0 | 403.1829 | -0.0017428 | 403.8068 | 0.00053365 | 650.2887 | 0 | 403.1829 | 0.0023069 | 652.9949 | 5.1554e-05 | 651.0798 | 0.0016331 | 403.1829 | 0.0022 | 866.7724 | 0.0017716 | 1034.1306 | 0.52995 | 730.036 | 0.0020206 | 1119.9445 | 0.029127 | 1134.288 | 0.03215 |  |  | 1049.4945 | 0 | 1049.4882 | 0.04637
| 651.241 | 0.0034289 | 403.4007 | 0 | 403.4007 | -0.0027287 | 404.0247 | -0.00019365 | 650.4501 | 1.0001e-05 | 403.4007 | -0.0015021 | 653.156 | 3.6108e-05 | 651.241 | 0.0017228 | 403.4007 | 0 | 866.8472 | 0.0024924 | 1034.3926 | 0.53749 | 730.199 | 0.0014743 | 1120.006 | 0.029259 | 1134.4456 | 0.031614 |  |  | 1049.5486 | 0 | 1049.5421 | 0.04658
| 651.4022 | 0.0063636 | 403.6185 | 0 | 403.6185 | 0.0048468 | 404.2425 | 0.00074014 | 650.6116 | 0 | 403.6185 | 0.0022937 | 653.3172 | 5.2156e-05 | 651.4022 | 0.0017285 | 403.6185 | 0.004 | 866.922 | 0.0029901 | 1034.6548 | 0.53978 | 730.363 | 0.0014666 | 1120.0674 | 0.02939 | 1134.6031 | 0.030985 |  |  | 1049.6025 | 0 | 1049.5961 | 0.0465
| 651.5634 | 0.0030948 | 403.8363 | 0 | 403.8363 | -0.0026086 | 404.4604 | -4.7381e-05 | 650.773 | 1.0001e-05 | 403.8363 | -0.0015861 | 653.4783 | 3.2497e-05 | 651.5634 | 0.001788 | 403.8363 | 0.00040028 | 866.9968 | 0.002676 | 1034.917 | 0.54422 | 730.526 | 0.0019923 | 1120.1288 | 0.029533 | 1134.7609 | 0.030347 |  |  | 1049.6565 | 0 | 1049.65 | 0.04612
| 651.7245 | 0.0062581 | 404.0541 | 0 | 404.0541 | 0.0014848 | 404.6782 | 4.0364e-05 | 650.9345 | 6.6672e-06 | 404.0541 | 0.0016372 | 653.6395 | 4.5536e-05 | 651.7245 | 0.0016578 | 404.0541 | 0.001 | 867.0716 | 0.0028532 | 1035.1794 | 0.55143 | 730.689 | 0.0016966 | 1120.1903 | 0.029664 | 1134.9186 | 0.02977 |  |  | 1049.7105 | 0 | 1049.704 | 0.04547
| 651.8857 | 0.0049939 | 404.272 | 0 | 404.272 | 0.0033583 | 404.8961 | -0.00016801 | 651.0959 | 1.0001e-05 | 404.272 | -0.0020552 | 653.8006 | 2.9488e-05 | 651.8857 | 0.0017193 | 404.272 | 0 | 867.1464 | 0.0027687 | 1035.442 | 0.55471 | 730.853 | 0.0017311 | 1120.2517 | 0.029796 | 1135.0763 | 0.029302 |  |  | 1049.7644 | 0 | 1049.7579 | 0.04459
| 652.0469 | 0.0045354 | 404.4898 | 0 | 404.4898 | 0.00014398 | 405.114 | 0.00025829 | 651.2574 | 0 | 404.4898 | 0.0037503 | 653.9618 | 5.677e-05 | 652.0469 | 0.0016981 | 404.4898 | 0.0016 | 867.2213 | 0.0025484 | 1035.7047 | 0.55979 | 731.016 | 0.0019768 | 1120.3132 | 0.029938 | 1135.2341 | 0.028973 |  |  | 1049.8184 | 0 | 1049.812 | 0.04359
| 652.2081 | 0.0032179 | 404.7077 | 0 | 404.7077 | -0.0027528 | 405.3319 | -4.4838e-05 | 651.4188 | 1.0001e-05 | 404.7077 | -0.001173 | 654.123 | 3.7512e-05 | 652.2081 | 0.0017741 | 404.7077 | 0.001 | 867.2961 | 0.0024275 | 1035.9675 | 0.56378 | 731.18 | 0.0017185 | 1120.3746 | 0.03007 | 1135.392 | 0.028805 |  |  | 1049.8724 | 0 | 1049.866 | 0.04255
| 652.3693 | 0.0035685 | 404.9256 | 0 | 404.9256 | 0.0048914 | 405.5498 | 0.00099333 | 651.5803 | 2.6669e-05 | 404.9256 | 0.0014975 | 654.2841 | 5.0551e-05 | 652.3693 | 0.001719 | 404.9256 | 0.0028 | 867.3709 | 0.0032878 | 1036.2305 | 0.56811 | 731.344 | 0.00088044 | 1120.4362 | 0.030212 | 1135.5499 | 0.028829 |  |  | 1049.9264 | 0 | 1049.9199 | 0.04156
| 652.5306 | 0.0032003 | 405.1435 | 0 | 405.1435 | 0.00045576 | 405.7678 | -0.00056977 | 651.7418 | 1.0001e-05 | 405.1435 | -0.003109 | 654.4453 | 3.2898e-05 | 652.5306 | 0.0017526 | 405.1435 | 0.001 | 867.4458 | 0.003549 | 1036.4935 | 0.57381 | 731.508 | 0.00075032 | 1120.4977 | 0.030355 | 1135.7079 | 0.029086 |  |  | 1049.9805 | 0 | 1049.974 | 0.0407
| 652.6918 | 0.0042541 | 405.3614 | 0 | 405.3614 | 0.0028251 | 405.9857 | 0.00080373 | 651.9032 | 6.6672e-06 | 405.3614 | 0.00036545 | 654.6065 | 3.8315e-05 | 652.6918 | 0.0016041 | 405.3614 | 0.002 | 867.5207 | 0.0033549 | 1036.7567 | 0.58135 | 731.671 | 0.0015038 | 1120.5592 | 0.030486 | 1135.8658 | 0.029619 |  |  | 1050.0344 | 0 | 1050.0279 | 0.04001
| 652.853 | 0.0039916 | 405.5794 | 0 | 405.5794 | -0.0027697 | 406.2037 | 7.5978e-05 | 652.0647 | 3.0002e-05 | 405.5794 | -0.0023421 | 654.7677 | 4.7542e-05 | 652.853 | 0.0016176 | 405.5794 | 0.00060052 | 867.5956 | 0.0028026 | 1037.0201 | 0.58751 | 731.835 | 0.0012019 | 1120.6206 | 0.030629 | 1136.0239 | 0.030453 |  |  | 1050.0885 | 0 | 1050.082 | 0.03953
| 653.0142 | 0.00501 | 405.7973 | 0 | 405.7973 | -0.0011852 | 406.4217 | -8.267e-05 | 652.2262 | 0 | 405.7973 | 0.0012585 | 654.9289 | 3.8716e-05 | 653.0142 | 0.0015328 | 405.7973 | 0.001 | 867.6704 | 0.0026003 | 1037.2836 | 0.59334 | 731.999 | 0.0015883 | 1120.6821 | 0.030771 | 1136.182 | 0.031565 |  |  | 1050.1425 | 0 | 1050.136 | 0.03924
| 653.1755 | 0.0031475 | 406.0153 | 0 | 406.0153 | -0.0055424 | 406.6397 | -0.00042193 | 652.3877 | 1.0001e-05 | 406.0153 | -0.0021797 | 655.0901 | 4.694e-05 | 653.1755 | 0.0016754 | 406.0153 | 0 | 867.7454 | 0.0032765 | 1037.5472 | 0.59758 | 732.164 | 0.0016226 | 1120.7436 | 0.030914 | 1136.3401 | 0.032872 |  |  | 1050.1965 | 0 | 1050.1901 | 0.03913
| 653.3367 | 0.0041135 | 406.2333 | 0 | 406.2333 | 0.0037193 | 406.8577 | 0.00029412 | 652.5492 | 0 | 406.2333 | 0.0020139 | 655.2514 | 3.9518e-05 | 653.3367 | 0.0016649 | 406.2333 | 0.001 | 867.8203 | 0.0042081 | 1037.8109 | 0.59887 | 732.328 | 0.0013099 | 1120.8052 | 0.031056 | 1136.4983 | 0.034226 |  |  | 1050.2505 | 0 | 1050.244 | 0.03914
| 653.498 | 0.0032706 | 406.4513 | 0 | 406.4513 | -0.00017438 | 407.0757 | -0.00044314 | 652.7107 | 3.0002e-05 | 406.4513 | -0.00090961 | 655.4126 | 4.333e-05 | 653.498 | 0.0018182 | 406.4513 | 0 | 867.8953 | 0.0039691 | 1038.0748 | 0.60658 | 732.492 | 0.00092314 | 1120.8667 | 0.03121 | 1136.6565 | 0.03545 |  |  | 1050.3046 | 0 | 1050.2981 | 0.03923
| 653.6593 | 0.0049924 | 406.6693 | 0 | 406.6693 | 0.0027684 | 407.2938 | 0.0010493 | 652.8722 | 6.6672e-06 | 406.6693 | 0.0019108 | 655.5739 | 3.8716e-05 | 653.6593 | 0.0017835 | 406.6693 | 0.0014 | 867.9702 | 0.0035913 | 1038.3389 | 0.61466 | 732.656 | 0.0011495 | 1120.9282 | 0.031352 | 1136.8147 | 0.03638 |  |  | 1050.3586 | 0 | 1050.3522 | 0.03935
| 653.8205 | 0.003974 | 406.8873 | 0 | 406.8873 | -0.0027253 | 407.5118 | -0.00095857 | 653.0338 | 3.0002e-05 | 406.8873 | -0.001654 | 655.7351 | 4.2527e-05 | 653.8205 | 0.0018424 | 406.8873 | 0.0014 | 868.0452 | 0.0028488 | 1038.603 | 0.62203 | 732.821 | 0.0011939 | 1120.9899 | 0.031506 | 1136.973 | 0.036918 |  |  | 1050.4127 | 0 | 1050.4062 | 0.03948
| 653.9818 | 0.0041311 | 407.1053 | 0 | 407.1053 | 0.0011254 | 407.7299 | 0.00044169 | 653.1953 | 2.6669e-05 | 407.1053 | 0.0014079 | 655.8964 | 4.8345e-05 | 653.9818 | 0.0017079 | 407.1053 | 0.0018 | 868.1202 | 0.0026896 | 1038.8673 | 0.62506 | 732.985 | 0.0010851 | 1121.0514 | 0.031648 | 1137.1313 | 0.037059 |  |  | 1050.4667 | 0 | 1050.4602 | 0.03959
| 654.1431 | 0.0029717 | 407.3234 | 0 | 407.3234 | 0.00011704 | 407.948 | -0.00031057 | 653.3568 | 1.0001e-05 | 407.3234 | -0.0017877 | 656.0576 | 5.4764e-05 | 654.1431 | 0.0018134 | 407.3234 | 0 | 868.1952 | 0.003131 | 1039.1317 | 0.62948 | 733.15 | 0.0015872 | 1121.1129 | 0.031802 | 1137.2898 | 0.03689 |  |  | 1050.5207 | 0 | 1050.5143 | 0.03966
| 654.3044 | 0.0047815 | 407.5415 | 0 | 407.5415 | 0.0016986 | 408.166 | -0.00016118 | 653.5184 | 4.6671e-05 | 407.5415 | 0.0015906 | 656.2189 | 6.4593e-05 | 654.3044 | 0.0016451 | 407.5415 | 0.00040068 | 868.2702 | 0.0028678 | 1039.3964 | 0.63806 | 733.314 | 0.0012705 | 1121.1744 | 0.031955 | 1137.4482 | 0.036556 |  |  | 1050.5748 | 0 | 1050.5684 | 0.03968
| 654.4657 | 0.0052049 | 407.7595 | 0 | 407.7595 | 0.0028245 | 408.3842 | -0.00040532 | 653.6799 | 3.0002e-05 | 407.7595 | -0.0010406 | 656.3802 | 6.6599e-05 | 654.4657 | 0.0017119 | 407.7595 | 0.0012 | 868.3452 | 0.0030512 | 1039.661 | 0.6487 | 733.479 | 0.0018077 | 1121.2361 | 0.032109 | 1137.6067 | 0.036206 |  |  | 1050.6289 | 0 | 1050.6224 | 0.03965
| 654.627 | 0.0051858 | 407.9776 | 0 | 407.9776 | 0.00015279 | 408.6023 | 0.00050634 | 653.8414 | 6.6672e-06 | 407.9776 | 0.0014815 | 656.5415 | 1.5045e-05 | 654.627 | 0.0015698 | 407.9776 | 0.002 | 868.4202 | 0.0034257 | 1039.9258 | 0.65379 | 733.644 | 0.0016787 | 1121.2976 | 0.032262 | 1137.7653 | 0.035946 |  |  | 1050.683 | 0 | 1050.6765 | 0.03957
| 654.7883 | 0.0038685 | 408.1958 | 0 | 408.1958 | -0.0015596 | 408.8204 | -9.7241e-05 | 654.003 | 3.0002e-05 | 408.1958 | -0.002215 | 656.7028 | 6.8003e-05 | 654.7883 | 0.0016453 | 408.1958 | 0 | 868.4953 | 0.0036624 | 1040.1908 | 0.65658 | 733.809 | 0.001031 | 1121.3592 | 0.032416 | 1137.9238 | 0.035816 |  |  | 1050.7371 | 0 | 1050.7306 | 0.03945
| 654.9496 | 0.0042014 | 408.4139 | 0 | 408.4139 | -0.0028788 | 409.0386 | -0.00017453 | 654.1646 | 0 | 408.4139 | -0.0020661 | 656.8641 | 2.2668e-05 | 654.9496 | 0.0016858 | 408.4139 | 0.001 | 868.5704 | 0.0042405 | 1040.4559 | 0.66446 | 733.973 | 0.0014447 | 1121.4208 | 0.03258 | 1138.0824 | 0.035791 |  |  | 1050.7911 | 0 | 1050.7847 | 0.03934
| 655.1109 | 0.0036575 | 408.632 | 0 | 408.632 | -0.0014454 | 409.2567 | 0.00059271 | 654.3261 | 6.9993e-05 | 408.632 | 0.0015083 | 657.0254 | 6.4192e-05 | 655.1109 | 0.0016709 | 408.632 | 0.002 | 868.6454 | 0.0044032 | 1040.7211 | 0.67115 | 734.138 | 0.0015105 | 1121.4824 | 0.032734 | 1138.2411 | 0.035808 |  |  | 1050.8452 | 0 | 1050.8389 | 0.03927
| 655.2722 | 0.0041662 | 408.8502 | 0 | 408.8502 | -0.0015489 | 409.4749 | -0.00020805 | 654.4877 | 0 | 408.8502 | -0.001819 | 657.1867 | 1.7653e-05 | 655.2722 | 0.0018408 | 408.8502 | 0.002 | 868.7205 | 0.0041773 | 1040.9865 | 0.67608 | 734.304 | 0.00081769 | 1121.5439 | 0.032898 | 1138.3998 | 0.035795 |  |  | 1050.8994 | 0 | 1050.8929 | 0.0393
| 655.4336 | 0.0047477 | 409.0684 | 0 | 409.0684 | 0.004206 | 409.6931 | 0.00015119 | 654.6493 | 6.9993e-05 | 409.0684 | 0.00090989 | 657.348 | 6.0381e-05 | 655.4336 | 0.0016634 | 409.0684 | 0.001 | 868.7957 | 0.0036216 | 1041.252 | 0.68399 | 734.469 | 0.0014961 | 1121.6056 | 0.033063 | 1138.5585 | 0.035695 |  |  | 1050.9535 | 0 | 1050.947 | 0.03946
| 655.5949 | 0.0032697 | 409.2866 | 0 | 409.2866 | -0.0034286 | 409.9113 | -0.00018339 | 654.8109 | 0 | 409.2866 | -0.002094 | 657.5094 | 3.35e-05 | 655.5949 | 0.0018199 | 409.2865 | 0 | 868.8708 | 0.0027092 | 1041.5176 | 0.68984 | 734.634 | 0.00085676 | 1121.6672 | 0.033227 | 1138.7173 | 0.035472 |  |  | 1051.0076 | 0 | 1051.0011 | 0.03978
| 655.7563 | 0.0045719 | 409.5048 | 0 | 409.5048 | 0.0033205 | 410.1295 | 0.00063925 | 654.9725 | 6.9993e-05 | 409.5048 | 0.0013407 | 657.6707 | 5.356e-05 | 655.7563 | 0.001723 | 409.5048 | 0.0024 | 868.9459 | 0.003115 | 1041.7834 | 0.6923 | 734.799 | 0.001316 | 1121.7289 | 0.033402 | 1138.8761 | 0.035112 |  |  | 1051.0617 | 0 | 1051.0553 | 0.04025
| 655.9176 | 0.0042893 | 409.723 | 0 | 409.723 | 0.0018097 | 410.3478 | -0.00018328 | 655.1341 | 0 | 409.723 | -0.0031146 | 657.8321 | 4.2928e-05 | 655.9176 | 0.001895 | 409.723 | 0.00080116 | 869.0211 | 0.0036638 | 1042.0493 | 0.7007 | 734.964 | 0.0013278 | 1121.7905 | 0.033567 | 1139.0349 | 0.034614 |  |  | 1051.1158 | 0 | 1051.1094 | 0.04084
| 656.079 | 0.004818 | 409.9412 | 0 | 409.9412 | 0.002599 | 410.566 | 0.00027651 | 655.2957 | 6.9993e-05 | 409.9412 | 0.0010785 | 657.9934 | 4.0321e-05 | 656.079 | 0.0017603 | 409.9412 | 0.002 | 869.0962 | 0.0032017 | 1042.3153 | 0.70902 | 735.13 | 0.0013688 | 1121.852 | 0.033742 | 1139.1938 | 0.033996 |  |  | 1051.1699 | 0 | 1051.1635 | 0.04148
| 656.2403 | 0.0026544 | 410.1595 | 0 | 410.1595 | -0.0050324 | 410.7843 | -0.00010307 | 655.4573 | 0 | 410.1595 | -0.0018812 | 658.1548 | 3.7111e-05 | 656.2403 | 0.001787 | 410.1595 | 0.001 | 869.1714 | 0.0030075 | 1042.5815 | 0.71405 | 735.295 | 0.0013372 | 1121.9137 | 0.033918 | 1139.3529 | 0.033292 |  |  | 1051.2241 | 0 | 1051.2177 | 0.04211
| 656.4017 | 0.0038157 | 410.3777 | 0 | 410.3777 | 0.0016363 | 411.0026 | 0.00062193 | 655.6189 | 5.0004e-05 | 410.3777 | 0.0020292 | 658.3162 | 4.3731e-05 | 656.4017 | 0.0017075 | 410.3777 | 0.0014 | 869.2466 | 0.0039988 | 1042.8479 | 0.72312 | 735.461 | 0.0011363 | 1121.9753 | 0.034093 | 1139.5118 | 0.032562 |  |  | 1051.2782 | 0 | 1051.2717 | 0.04268
| 656.5631 | 0.0069965 | 410.596 | 0 | 410.596 | 0.00085112 | 411.2209 | -4.2285e-05 | 655.7805 | 0 | 410.596 | -0.0022996 | 658.4776 | 5.0952e-05 | 656.5631 | 0.0018713 | 410.596 | 0.0018 | 869.3218 | 0.0045239 | 1043.1144 | 0.73006 | 735.627 | 0.0017583 | 1122.0371 | 0.034268 | 1139.6709 | 0.031886 |  |  | 1051.3324 | 0 | 1051.3259 | 0.04315
| 656.7245 | 0.0042026 | 410.8143 | 0 | 410.8143 | 0.0029283 | 411.4391 | 0.00030362 | 655.9421 | 5.0004e-05 | 410.8143 | 0.001318 | 658.639 | 3.2698e-05 | 656.7245 | 0.0017565 | 410.8143 | 0.002 | 869.397 | 0.0032149 | 1043.3809 | 0.73528 | 735.792 | 0.0014128 | 1122.0988 | 0.034444 | 1139.83 | 0.031357 |  |  | 1051.3865 | 0 | 1051.38 | 0.04352
| 656.8859 | 0.0036213 | 411.0326 | 0 | 411.0326 | -0.0051149 | 411.6575 | -0.00054014 | 656.1037 | 0 | 411.0326 | -0.0010542 | 658.8003 | 5.7773e-05 | 656.8859 | 0.0018398 | 411.0326 | 0.0012 | 869.4722 | 0.0033588 | 1043.6476 | 0.7441 | 735.958 | 0.0021323 | 1122.1604 | 0.03463 | 1139.9891 | 0.03106 |  |  | 1051.4407 | 0 | 1051.4342 | 0.04379
| 657.0473 | 0.004906 | 411.2509 | 0 | 411.2509 | 0.002846 | 411.8758 | 0.00024253 | 656.2654 | 5.0004e-05 | 411.2509 | 0.0016476 | 658.9618 | 2.3069e-05 | 657.0473 | 0.0016157 | 411.2509 | 0.0022 | 869.5474 | 0.0036047 | 1043.9145 | 0.7495 | 736.124 | 0.0017851 | 1122.2221 | 0.034817 | 1140.1483 | 0.031047 |  |  | 1051.4949 | 0 | 1051.4884 | 0.044
| 657.2087 | 0.0029533 | 411.4693 | 0 | 411.4693 | -0.00055707 | 412.0941 | -0.00034672 | 656.427 | 0 | 411.4693 | -0.0026879 | 659.1232 | 5.1554e-05 | 657.2087 | 0.001741 | 411.4692 | 0 | 869.6227 | 0.0026389 | 1044.1815 | 0.76049 | 736.29 | 0.0016125 | 1122.2838 | 0.035003 | 1140.3076 | 0.031319 |  |  | 1051.549 | 0 | 1051.5426 | 0.04418
| 657.3701 | 0.0052928 | 411.6876 | 0 | 411.6876 | 0.0060617 | 412.3125 | 0.00051678 | 656.5887 | 5.0004e-05 | 411.6876 | 0.00066433 | 659.2846 | 4.2928e-05 | 657.3701 | 0.0015744 | 411.6876 | 0.00080116 | 869.6979 | 0.0026574 | 1044.4486 | 0.76581 | 736.456 | 0.0015714 | 1122.3455 | 0.035189 | 1140.4668 | 0.031817 |  |  | 1051.6031 | 0 | 1051.5967 | 0.04436
| 657.5315 | 0.0036213 | 411.906 | 0 | 411.906 | -0.0016531 | 412.5309 | -0.00025558 | 656.7503 | 0 | 411.906 | -0.0011179 | 659.446 | 3.33e-05 | 657.5315 | 0.0017316 | 411.906 | 0.001 | 869.7732 | 0.0036925 | 1044.7159 | 0.76949 | 736.622 | 0.0010507 | 1122.4071 | 0.035376 | 1140.6261 | 0.032432 |  |  | 1051.6573 | 0 | 1051.6509 | 0.04453
| 657.6929 | 0.0044136 | 412.1244 | 0 | 412.1244 | 0.0018097 | 412.7493 | 0.0009684 | 656.912 | 6.9993e-05 | 412.1244 | 0.0017516 | 659.6075 | 5.7171e-05 | 657.6929 | 0.0016181 | 412.1243 | 0.0014 | 869.8485 | 0.003605 | 1044.9833 | 0.78098 | 736.788 | 0.00088698 | 1122.4689 | 0.035573 | 1140.7855 | 0.033019 |  |  | 1051.7115 | 0 | 1051.7051 | 0.0447
| 657.8543 | 0.0045354 | 412.3427 | 0 | 412.3427 | 0.00029551 | 412.9677 | -0.00035827 | 657.0737 | 0 | 412.3427 | -0.00049837 | 659.7689 | 2.8686e-05 | 657.8543 | 0.0017479 | 412.3428 | 0.001 | 869.9237 | 0.0039508 | 1045.2508 | 0.78433 | 736.955 | 0.00097423 | 1122.5305 | 0.035759 | 1140.9449 | 0.033439 |  |  | 1051.7658 | 0 | 1051.7593 | 0.04484
| 658.0158 | 0.0041147 | 412.5612 | 0 | 412.5612 | -0.0074983 | 413.1861 | 6.3248e-05 | 657.2353 | 3.0002e-05 | 412.5612 | 0.0011979 | 659.9304 | 5.1955e-05 | 658.0158 | 0.0016054 | 412.5612 | 0.001 | 869.999 | 0.0037765 | 1045.5186 | 0.79035 | 737.121 | 0.0017638 | 1122.5923 | 0.035957 | 1141.1044 | 0.033583 |  |  | 1051.82 | 0 | 1051.8135 | 0.04495
| 658.1772 | 0.0037268 | 412.7796 | 0 | 412.7796 | -0.0020265 | 413.4045 | -0.00012112 | 657.397 | 0 | 412.7796 | -0.0022604 | 660.0918 | 3.6108e-05 | 658.1772 | 0.0017506 | 412.7796 | 0 | 870.0743 | 0.002924 | 1045.7864 | 0.80097 | 737.287 | 0.0012835 | 1122.6541 | 0.036154 | 1141.2639 | 0.033402 |  |  | 1051.8742 | 0 | 1051.8677 | 0.04502
| 658.3387 | 0.0041147 | 412.998 | 0 | 412.998 | 0.00040673 | 413.623 | -9.2258e-05 | 657.5587 | 6.9993e-05 | 412.998 | 0.0007308 | 660.2533 | 4.5536e-05 | 658.3387 | 0.0016704 | 412.998 | 0.00080116 | 870.1497 | 0.0020344 | 1046.0543 | 0.80929 | 737.454 | 0.0012957 | 1122.7157 | 0.036362 | 1141.4235 | 0.03291 |  |  | 1051.9283 | 0 | 1051.9219 | 0.04503
| 658.5001 | 0.0027775 | 413.2165 | 0 | 413.2165 | -0.0038976 | 413.8414 | -0.00032334 | 657.7204 | 0 | 413.2165 | -0.00059127 | 660.4148 | 4.1524e-05 | 658.5001 | 0.0018677 | 413.2165 | 0.00060092 | 870.225 | 0.0023081 | 1046.3224 | 0.81418 | 737.62 | 0.0021489 | 1122.7775 | 0.03656 | 1141.583 | 0.03218 |  |  | 1051.9825 | 0 | 1051.9761 | 0.04498
| 658.6616 | 0.0047125 | 413.435 | 0 | 413.435 | 0.0026476 | 414.0599 | 0.00076261 | 657.8821 | 6.9993e-05 | 413.435 | 0.0015564 | 660.5763 | 4.0722e-05 | 658.6616 | 0.0017495 | 413.435 | 0.0012 | 870.3004 | 0.0020821 | 1046.5907 | 0.82156 | 737.787 | 0.0016769 | 1122.8392 | 0.036768 | 1141.7427 | 0.03132 |  |  | 1052.0367 | 0 | 1052.0303 | 0.0449
| 658.823 | 0.0042365 | 413.6534 | 0 | 413.6534 | -0.00121 | 414.2784 | -0.00076852 | 658.0438 | 0 | 413.6534 | -0.00098052 | 660.7378 | 3.7512e-05 | 658.823 | 0.0019294 | 413.6534 | 0.00040068 | 870.3758 | 0.0024508 | 1046.859 | 0.82816 | 737.954 | 0.0011929 | 1122.901 | 0.036965 | 1141.9023 | 0.030447 |  |  | 1052.0909 | 0 | 1052.0845 | 0.04478
| 658.9845 | 0.0046246 | 413.8719 | 0 | 413.8719 | -2.2017e-05 | 414.4969 | 0.00055762 | 658.2055 | 5.0004e-05 | 413.8719 | 0.0012766 | 660.8993 | 4.3731e-05 | 658.9845 | 0.0017496 | 413.8719 | 0.0018 | 870.4512 | 0.0030684 | 1047.1276 | 0.83604 | 738.12 | 0.00085868 | 1122.9628 | 0.037173 | 1142.062 | 0.029664 |  |  | 1052.1453 | 0 | 1052.1388 | 0.04464
| 659.146 | 0.0043244 | 414.0904 | 0 | 414.0904 | -0.00097699 | 414.7154 | -0.00057573 | 658.3672 | 0 | 414.0904 | -0.00095253 | 661.0608 | 3.4904e-05 | 659.146 | 0.001875 | 414.0904 | 0.0018 | 870.5266 | 0.0027168 | 1047.3962 | 0.84398 | 738.287 | 0.0011458 | 1123.0245 | 0.037393 | 1142.2218 | 0.029047 |  |  | 1052.1995 | 0 | 1052.193 | 0.04446
| 659.3075 | 0.0042026 | 414.309 | 0 | 414.309 | 0.0036418 | 414.9339 | 0.00039075 | 658.5289 | 6.9993e-05 | 414.309 | 0.0016213 | 661.2223 | 5.1755e-05 | 659.3075 | 0.0017395 | 414.309 | 0.0014 | 870.602 | 0.0023201 | 1047.6649 | 0.84807 | 738.454 | 0.0012828 | 1123.0863 | 0.037601 | 1142.3816 | 0.028634 |  |  | 1052.2537 | 0 | 1052.2472 | 0.04425
| 659.469 | 0.0027423 | 414.5275 | 0 | 414.5275 | -0.0024166 | 415.1525 | -0.00039124 | 658.6906 | 0 | 414.5275 | -0.0017781 | 661.3838 | 2.1464e-05 | 659.469 | 0.0018547 | 414.5275 | 0.00040068 | 870.6774 | 0.0020239 | 1047.9338 | 0.85772 | 738.621 | 0.0012517 | 1123.1481 | 0.03782 | 1142.5415 | 0.028429 |  |  | 1052.308 | 0 | 1052.3015 | 0.044
| 659.6305 | 0.0037278 | 414.7461 | 0 | 414.7461 | 0.0017519 | 415.371 | 0.00034231 | 658.8524 | 5.0004e-05 | 414.7461 | 0.0018787 | 661.5453 | 6.0982e-05 | 659.6305 | 0.0016811 | 414.7461 | 0.0014 | 870.7529 | 0.0023636 | 1048.203 | 0.8646 | 738.788 | 0.00098825 | 1123.2098 | 0.038029 | 1142.7014 | 0.028407 |  |  | 1052.3622 | 0 | 1052.3557 | 0.04371
| 659.792 | 0.003217 | 414.9647 | 0 | 414.9647 | -0.0034225 | 415.5896 | -0.00082462 | 659.0141 | 0 | 414.9647 | -0.002087 | 661.7069 | 1.8856e-05 | 659.792 | 0.0017802 | 414.9647 | 0.00040068 | 870.8284 | 0.0027576 | 1048.4722 | 0.86841 | 738.955 | 0.0014961 | 1123.2716 | 0.038248 | 1142.8613 | 0.028525 |  |  | 1052.4164 | 0 | 1052.41 | 0.04339
| 659.9535 | 0.0045894 | 415.1832 | 0 | 415.1832 | 0.0015671 | 415.8082 | 0.00093256 | 659.1758 | 6.9993e-05 | 415.1832 | 0.0010557 | 661.8684 | 5.7372e-05 | 659.9535 | 0.0016216 | 415.1832 | 0.001 | 870.9038 | 0.0019278 | 1048.7415 | 0.87715 | 739.123 | 0.0014894 | 1123.3334 | 0.038467 | 1143.0212 | 0.028733 |  |  | 1052.4707 | 0 | 1052.4642 | 0.04307
| 660.115 | 0.0041135 | 415.4018 | 0 | 415.4018 | -0.0032007 | 416.0268 | -0.00016139 | 659.3376 | 0 | 415.4018 | 5.7578e-05 | 662.03 | 3.009e-05 | 660.115 | 0.0017925 | 415.4018 | 0.001 | 870.9793 | 0.0034494 | 1049.011 | 0.88205 | 739.29 | 0.0010181 | 1123.3953 | 0.038686 | 1143.1813 | 0.028996 |  |  | 1052.525 | 0 | 1052.5186 | 0.0428
| 660.2765 | 0.0042729 | 415.6205 | 0 | 415.6205 | 0.00043896 | 416.2454 | 0.00032367 | 659.4993 | 6.9993e-05 | 415.6205 | 0.0012155 | 662.1915 | 4.2527e-05 | 660.2765 | 0.0016052 | 415.6205 | 0 | 871.0548 | 0.0036422 | 1049.2806 | 0.89382 | 739.457 | 0.0017296 | 1123.457 | 0.038916 | 1143.3414 | 0.0293 |  |  | 1052.5792 | 0 | 1052.5728 | 0.04262
| 660.4381 | 0.0039729 | 415.8391 | 0 | 415.8391 | -0.00080203 | 416.464 | -0.00018917 | 659.6611 | 0 | 415.8391 | -0.0020075 | 662.3531 | 4.2728e-05 | 660.4381 | 0.0018477 | 415.8391 | 0 | 871.1303 | 0.0033757 | 1049.5503 | 0.90048 | 739.625 | 0.0016445 | 1123.5189 | 0.039136 | 1143.5016 | 0.029659 |  |  | 1052.6335 | 0 | 1052.6271 | 0.04259
| 660.5996 | 0.0069105 | 416.0577 | 0 | 416.0577 | 0.0010613 | 416.6827 | 0.00061282 | 659.8228 | 6.9993e-05 | 416.0577 | 0.0019706 | 662.5147 | 4.2728e-05 | 660.5996 | 0.0017169 | 416.0577 | 0.00020044 | 871.2058 | 0.00336 | 1049.8202 | 0.90502 | 739.792 | 0.0013716 | 1123.5807 | 0.039366 | 1143.6617 | 0.030094 |  |  | 1052.6879 | 0 | 1052.6814 | 0.04272
| 660.7612 | 0.0038674 | 416.2764 | 0 | 416.2764 | -0.00054993 | 416.9013 | -0.00078657 | 659.9846 | 0 | 416.2764 | -0.00075253 | 662.6763 | 4.8144e-05 | 660.7612 | 0.0018517 | 416.2764 | 0 | 871.2814 | 0.0037725 | 1050.0902 | 0.91113 | 739.96 | 0.001129 | 1123.6426 | 0.039596 | 1143.8219 | 0.030614 |  |  | 1052.7421 | 0 | 1052.7356 | 0.04303
| 660.9227 | 0.0039388 | 416.4951 | 0 | 416.4951 | -0.0023119 | 417.12 | 0.00080841 | 660.1464 | 6.9993e-05 | 416.4951 | 0.0015189 | 662.8379 | 3.691e-05 | 660.9227 | 0.0016893 | 416.4951 | 0 | 871.3569 | 0.0043838 | 1050.3605 | 0.91847 | 740.128 | 0.0017914 | 1123.7043 | 0.039815 | 1143.9822 | 0.031189 |  |  | 1052.7964 | 0 | 1052.7899 | 0.04349
| 661.0843 | 0.0047639 | 416.7138 | 0 | 416.7138 | -0.0037184 | 417.3387 | 7.334e-05 | 660.3082 | 0 | 416.7138 | -0.0014971 | 662.9995 | 3.8114e-05 | 661.0843 | 0.001822 | 416.7138 | 0 | 871.4325 | 0.0046415 | 1050.6307 | 0.92473 | 740.295 | 0.0014243 | 1123.7662 | 0.040057 | 1144.1425 | 0.031743 |  |  | 1052.8507 | 0 | 1052.8442 | 0.04408
| 661.2458 | 0.0038685 | 416.9325 | 0 | 416.9325 | 0.0037832 | 417.5574 | 0.00076181 | 660.47 | 5.0004e-05 | 416.9325 | 0.0013455 | 663.1611 | 4.0722e-05 | 661.2458 | 0.001752 | 416.9325 | 0.002 | 871.5081 | 0.004045 | 1050.9011 | 0.93324 | 740.463 | 0.0011012 | 1123.8281 | 0.040287 | 1144.3029 | 0.032174 |  |  | 1052.905 | 0 | 1052.8986 | 0.04474
| 661.4074 | 0.0043244 | 417.1512 | 0 | 417.1512 | -0.00011905 | 417.7761 | -0.00054303 | 660.6318 | 0 | 417.1512 | -0.0024485 | 663.3227 | 4.5336e-05 | 661.4074 | 0.0018946 | 417.1512 | 0.001 | 871.5836 | 0.0035595 | 1051.1717 | 0.9349 | 740.631 | 0.0016186 | 1123.8899 | 0.040517 | 1144.4633 | 0.032381 |  |  | 1052.9594 | 0 | 1052.9529 | 0.04542
| 661.569 | 0.004396 | 417.3699 | 0 | 417.3699 | 0.0016108 | 417.9948 | 0.00054647 | 660.7936 | 6.9993e-05 | 417.3699 | 0.00041073 | 663.4843 | 4.4934e-05 | 661.569 | 0.0017498 | 417.3699 | 0.0018 | 871.6592 | 0.0028241 | 1051.4425 | 0.93738 | 740.799 | 0.0013884 | 1123.9518 | 0.040758 | 1144.6237 | 0.032313 |  |  | 1053.0137 | 0 | 1053.0072 | 0.04607
| 661.7306 | 0.0043596 | 417.5887 | 0 | 417.5887 | 0.00036006 | 418.2135 | -9.8445e-05 | 660.9554 | 0 | 417.5887 | -0.00071419 | 663.646 | 4.1123e-05 | 661.7306 | 0.0018177 | 417.5887 | 0 | 871.7349 | 0.0025143 | 1051.7134 | 0.94671 | 740.967 | 0.0014799 | 1124.0137 | 0.040988 | 1144.7842 | 0.031991 |  |  | 1053.068 | 0 | 1053.0615 | 0.04663
| 661.8921 | 0.0044312 | 417.8074 | 0 | 417.8074 | 0.0020675 | 418.4323 | 0.00069962 | 661.1172 | 3.0002e-05 | 417.8074 | 0.001405 | 663.8076 | 3.691e-05 | 661.8921 | 0.0016733 | 417.8074 | 0.00040068 | 871.8105 | 0.0031873 | 1051.9844 | 0.95069 | 741.135 | 0.0017787 | 1124.0756 | 0.04123 | 1144.9447 | 0.03151 |  |  | 1053.1223 | 0 | 1053.1158 | 0.04708
| 662.0537 | 0.0049573 | 418.0262 | 0 | 418.0262 | 0.0011092 | 418.6511 | -0.00026103 | 661.279 | 0 | 418.0262 | -0.0022717 | 663.9693 | 4.4132e-05 | 662.0537 | 0.0017905 | 418.0262 | 0.00080116 | 871.8861 | 0.0030969 | 1052.2555 | 0.95429 | 741.304 | 0.0018573 | 1124.1374 | 0.041471 | 1145.1052 | 0.031009 |  |  | 1053.1766 | 0 | 1053.1702 | 0.04736
| 662.2153 | 0.0043257 | 418.245 | 0 | 418.245 | -0.00035402 | 418.8698 | 0.0003809 | 661.4408 | 6.9993e-05 | 418.245 | 0.00041798 | 664.1309 | 3.9518e-05 | 662.2153 | 0.0016825 | 418.245 | 0.001 | 871.9618 | 0.003718 | 1052.5267 | 0.96294 | 741.472 | 0.0012312 | 1124.1993 | 0.041701 | 1145.2659 | 0.030631 |  |  | 1053.231 | 0 | 1053.2245 | 0.04748
| 662.3769 | 0.0038147 | 418.4638 | 0 | 418.4638 | -0.0068244 | 419.0886 | -5.6138e-05 | 661.6026 | 0 | 418.4638 | -0.0021482 | 664.2926 | 3.7913e-05 | 662.3769 | 0.0018095 | 418.4638 | 0.00020024 | 872.0375 | 0.0029313 | 1052.7982 | 0.96797 | 741.64 | 0.001273 | 1124.2612 | 0.041942 | 1145.4265 | 0.03048 |  |  | 1053.2853 | 0 | 1053.2788 | 0.04741
| 662.5386 | 0.0032179 | 418.6826 | 0 | 418.6826 | 0.0033235 | 419.3074 | 0.00015106 | 661.7645 | 5.0004e-05 | 418.6826 | 0.0018594 | 664.4542 | 4.5536e-05 | 662.5386 | 0.0017353 | 418.6826 | 0.0018 | 872.113 | 0.0032394 | 1053.0698 | 0.97522 | 741.809 | 0.0013949 | 1124.3231 | 0.042194 | 1145.5873 | 0.030595 |  |  | 1053.3397 | 0 | 1053.3332 | 0.04716
| 662.7002 | 0.0049397 | 418.9015 | 0 | 418.9015 | -0.0029327 | 419.5262 | -0.00054844 | 661.9263 | 0 | 418.9015 | -0.0020693 | 664.6159 | 4.333e-05 | 662.7002 | 0.0018253 | 418.9015 | 0 | 872.1887 | 0.0040389 | 1053.3414 | 0.97924 | 741.977 | 0.0017377 | 1124.385 | 0.042435 | 1145.7479 | 0.030949 |  |  | 1053.394 | 0 | 1053.3876 | 0.04674
| 662.8618 | 0.0029893 | 419.1203 | 0 | 419.1203 | 0.0011666 | 419.7451 | 0.00041317 | 662.0881 | 5.0004e-05 | 419.1203 | 0.0010353 | 664.7776 | 4.4934e-05 | 662.8618 | 0.0016551 | 419.1203 | 0 | 872.2645 | 0.0041479 | 1053.6133 | 0.98109 | 742.146 | 0.0015308 | 1124.447 | 0.042677 | 1145.9088 | 0.031467 |  |  | 1053.4484 | 0 | 1053.4419 | 0.04614
| 663.0234 | 0.0053089 | 419.3392 | 0 | 419.3392 | -0.0014991 | 419.9639 | -0.00070128 | 662.25 | 0 | 419.3392 | -0.0017815 | 664.9393 | 3.3701e-05 | 663.0234 | 0.0017182 | 419.3392 | 0 | 872.3401 | 0.002323 | 1053.8854 | 0.98164 | 742.315 | 0.001542 | 1124.5089 | 0.042918 | 1146.0696 | 0.03205 |  |  | 1053.5028 | 0 | 1053.4963 | 0.04539
| 663.1851 | 0.0053807 | 419.5581 | 0 | 419.5581 | 0.00085502 | 420.1828 | 0.00093896 | 662.4118 | 8.9995e-05 | 419.5581 | 0.0029656 | 665.101 | 3.5506e-05 | 663.1851 | 0.0016743 | 419.5581 | 0.001 | 872.4159 | 0.0021763 | 1054.1575 | 0.98851 | 742.483 | 0.002109 | 1124.5708 | 0.04317 | 1146.2305 | 0.032609 |  |  | 1053.5571 | 0 | 1053.5507 | 0.0445
| 663.3467 | 0.00334 | 419.777 | 0 | 419.777 | -0.0042733 | 420.4017 | -0.0004038 | 662.5737 | 0 | 419.777 | -0.0018291 | 665.2627 | 4.3129e-05 | 663.3467 | 0.0018176 | 419.777 | 0.001 | 872.4916 | 0.0029732 | 1054.4297 | 0.9874 | 742.652 | 0.00079444 | 1124.6328 | 0.043411 | 1146.3915 | 0.033069 |  |  | 1053.6115 | 0 | 1053.605 | 0.04352
| 663.5084 | 0.0035168 | 419.9959 | 0 | 419.9959 | 0.0025589 | 420.6206 | 0.00029031 | 662.7356 | 6.9993e-05 | 419.9959 | 0.0018412 | 665.4244 | 4.6138e-05 | 663.5084 | 0.0017052 | 419.9959 | 0.001 | 872.5674 | 0.0037451 | 1054.7022 | 0.9899 | 742.821 | 0.0013941 | 1124.6947 | 0.043663 | 1146.5524 | 0.033377 |  |  | 1053.6659 | 0 | 1053.6594 | 0.0425
| 663.67 | 0.0042541 | 420.2148 | 0 | 420.2148 | -0.0024334 | 420.8395 | -0.00068093 | 662.8974 | 0 | 420.2148 | -0.0021764 | 665.5862 | 4.8746e-05 | 663.67 | 0.0018293 | 420.2148 | 0 | 872.6432 | 0.0042692 | 1054.9746 | 0.99394 | 742.99 | 0.0019851 | 1124.7567 | 0.043904 | 1146.7135 | 0.033498 |  |  | 1053.7203 | 0 | 1053.7139 | 0.0415
| 663.8317 | 0.0043608 | 420.4338 | 0 | 420.4338 | -2.8642e-05 | 421.0584 | 0.0008082 | 663.0593 | 5.0004e-05 | 420.4338 | 0.00036813 | 665.7479 | 3.2898e-05 | 663.8317 | 0.0016594 | 420.4337 | 0.001 | 872.7191 | 0.0041559 | 1055.2473 | 0.99521 | 743.159 | 0.00083277 | 1124.8186 | 0.044156 | 1146.8745 | 0.033414 |  |  | 1053.7747 | 0 | 1053.7682 | 0.04061
| 663.9934 | 0.004008 | 420.6527 | 0 | 420.6527 | -0.0014397 | 421.2773 | 0.00010887 | 663.2212 | 0 | 420.6527 | -0.002136 | 665.9096 | 3.9117e-05 | 663.9934 | 0.0017966 | 420.6527 | 0.0018 | 872.7947 | 0.0033485 | 1055.5201 | 0.99504 | 743.328 | 0.0016987 | 1124.8806 | 0.044409 | 1147.0356 | 0.033123 |  |  | 1053.8291 | 0 | 1053.8226 | 0.03987
| 664.155 | 0.0058907 | 420.8717 | 0 | 420.8717 | -0.0010451 | 421.4963 | 0.00036883 | 663.3831 | 6.9993e-05 | 420.8717 | 0.0019635 | 666.0714 | 4.0722e-05 | 664.155 | 0.0016433 | 420.8717 | 0.001 | 872.8707 | 0.0020987 | 1055.7931 | 0.99615 | 743.497 | 0.0012254 | 1124.9426 | 0.044661 | 1147.1968 | 0.032649 |  |  | 1053.8835 | 0 | 1053.8771 | 0.03933
| 664.3167 | 0.0043772 | 421.0907 | 0 | 421.0907 | -0.0018217 | 421.7152 | -0.0001338 | 663.545 | 0 | 421.0907 | -0.001912 | 666.2331 | 4.5737e-05 | 664.3167 | 0.0018255 | 421.0907 | 0 | 872.9464 | 0.0025043 | 1056.0663 | 0.99639 | 743.667 | 0.00099094 | 1125.0046 | 0.044913 | 1147.358 | 0.032044 |  |  | 1053.9379 | 0 | 1053.9314 | 0.03901
| 664.4784 | 0.0052928 | 421.3097 | 0 | 421.3097 | -0.001579 | 421.9342 | 0.00026719 | 663.7069 | 5.0004e-05 | 421.3097 | 0.0014535 | 666.3949 | 4.9749e-05 | 664.4784 | 0.0016918 | 421.3097 | 0.001 | 873.0222 | 0.0026262 | 1056.3395 | 0.9957 | 743.836 | 0.001631 | 1125.0665 | 0.045154 | 1147.5193 | 0.031378 |  |  | 1053.9923 | 0 | 1053.9858 | 0.03891
| 664.6401 | 0.0036389 | 421.5287 | 0 | 421.5287 | -0.0029657 | 422.1532 | 0.00028722 | 663.8688 | 0 | 421.5287 | -0.0022462 | 666.5567 | 3.3701e-05 | 664.6401 | 0.0018084 | 421.5287 | 0.00040068 | 873.0981 | 0.0024416 | 1056.6129 | 0.99905 | 744.006 | 0.001157 | 1125.1285 | 0.045406 | 1147.6805 | 0.030728 |  |  | 1054.0467 | 0 | 1054.0403 | 0.039
| 664.8018 | 0.0031827 | 421.7477 | 0 | 421.7477 | 0.0026747 | 422.3722 | 0.00096589 | 664.0307 | 5.0004e-05 | 421.7477 | 0.0017551 | 666.7185 | 5.4964e-05 | 664.8018 | 0.0016637 | 421.7477 | 0.00080096 | 873.174 | 0.0026615 | 1056.8865 | 1 | 744.175 | 0.00059735 | 1125.1906 | 0.045658 | 1147.8419 | 0.030155 |  |  | 1054.1012 | 0 | 1054.0947 | 0.03925
| 664.9635 | 0.0041838 | 421.9667 | 0 | 421.9667 | -0.0021345 | 422.5912 | -0.0010357 | 664.1926 | 0 | 421.9667 | -0.0012503 | 666.8802 | 3.3099e-05 | 664.9635 | 0.0017657 | 421.9667 | 0.00060092 | 873.2498 | 0.0038468 | 1057.1602 | 0.99937 | 744.345 | 0.0018819 | 1125.2526 | 0.04591 | 1148.0033 | 0.029691 |  |  | 1054.1556 | 0 | 1054.1492 | 0.03964
| 665.1252 | 0.0041323 | 422.1858 | 0 | 422.1858 | 0.0047057 | 422.8102 | 0.00038168 | 664.3546 | 5.0004e-05 | 422.1858 | 0.0021717 | 667.042 | 4.8946e-05 | 665.1252 | 0.0016958 | 422.1858 | 0.0012 | 873.3257 | 0.0032831 | 1057.434 | 0.99683 | 744.514 | 0.0016275 | 1125.3146 | 0.046163 | 1148.1647 | 0.029331 |  |  | 1054.2101 | 0 | 1054.2036 | 0.04011
| 665.287 | 0.0046409 | 422.4049 | 0 | 422.4049 | -0.0026196 | 423.0293 | 0.00029998 | 664.5165 | 0 | 422.4049 | -0.00075697 | 667.2038 | 4.2527e-05 | 665.287 | 0.0018683 | 422.4049 | 0 | 873.4016 | 0.0029887 | 1057.7079 | 0.99246 | 744.684 | 0.0015165 | 1125.3766 | 0.046415 | 1148.3262 | 0.029044 |  |  | 1054.2645 | 0 | 1054.2581 | 0.04062
| 665.4487 | 0.0049587 | 422.624 | 0 | 422.624 | 0.00028107 | 423.2484 | 0.0010231 | 664.6784 | 6.9993e-05 | 422.624 | 0.001459 | 667.3657 | 4.6339e-05 | 665.4487 | 0.0017522 | 422.6239 | 0.001 | 873.4775 | 0.0028735 | 1057.9821 | 0.98991 | 744.854 | 0.0012535 | 1125.4387 | 0.046667 | 1148.4877 | 0.02879 |  |  | 1054.319 | 0 | 1054.3125 | 0.04115
| 665.6104 | 0.0039025 | 422.8431 | 0 | 422.8431 | -0.00035477 | 423.4674 | -3.4255e-05 | 664.8404 | 0 | 422.8431 | -0.0022556 | 667.5275 | 4.4132e-05 | 665.6104 | 0.0018104 | 422.8431 | 0.001 | 873.5535 | 0.0026237 | 1058.2562 | 0.98766 | 745.024 | 0.00068607 | 1125.5007 | 0.046919 | 1148.6493 | 0.028537 |  |  | 1054.3734 | 0 | 1054.3669 | 0.04164
| 665.7722 | 0.0052225 | 423.0622 | 0 | 423.0622 | -0.00011206 | 423.6865 | 0.0011097 | 665.0023 | 6.9993e-05 | 423.0622 | 0.00019023 | 667.6893 | 4.8345e-05 | 665.7722 | 0.0016191 | 423.0622 | 0.001 | 873.6294 | 0.0039983 | 1058.5306 | 0.98369 | 745.194 | 0.00087408 | 1125.5627 | 0.047171 | 1148.8109 | 0.028278 |  |  | 1054.4279 | 0 | 1054.4214 | 0.04207
| 665.9339 | 0.003674 | 423.2813 | 0 | 423.2813 | -0.0039044 | 423.9056 | -1.6785e-05 | 665.1643 | 0 | 423.2813 | -0.0016333 | 667.8511 | 3.2497e-05 | 665.9339 | 0.001736 | 423.2813 | 0 | 873.7054 | 0.0039625 | 1058.8052 | 0.98084 | 745.364 | 0.001739 | 1125.6248 | 0.047423 | 1148.9725 | 0.028034 |  |  | 1054.4823 | 0 | 1054.4758 | 0.0424
| 666.0957 | 0.0036223 | 423.5004 | 0 | 423.5004 | 0.0058285 | 424.1247 | 8.1423e-05 | 665.3262 | 6.9993e-05 | 423.5004 | 0.00078715 | 668.013 | 5.9979e-05 | 666.0957 | 0.0016101 | 423.5004 | 0.00020044 | 873.7814 | 0.0028375 | 1059.0798 | 0.97449 | 745.534 | 0.0014217 | 1125.6869 | 0.047675 | 1149.1343 | 0.027846 |  |  | 1054.5369 | 0 | 1054.5304 | 0.04263
| 666.2574 | 0.0044475 | 423.7196 | 0 | 423.7196 | -0.00058901 | 424.3438 | -0.00051802 | 665.4882 | 0 | 423.7196 | -0.0015758 | 668.1748 | 2.7282e-05 | 666.2574 | 0.0017732 | 423.7196 | 0.001 | 873.8573 | 0.0026433 | 1059.3546 | 0.97086 | 745.704 | 0.0011305 | 1125.7489 | 0.047928 | 1149.296 | 0.027767 |  |  | 1054.5913 | 0 | 1054.5848 | 0.04277
| 666.4192 | 0.004607 | 423.9388 | 0 | 423.9388 | 0.0061174 | 424.563 | 0.00078103 | 665.6502 | 5.0004e-05 | 423.9388 | 0.0016064 | 668.3367 | 5.9779e-05 | 666.4192 | 0.0016947 | 423.9388 | 0.001 | 873.9333 | 0.0035002 | 1059.6296 | 0.96731 | 745.875 | 0.0013792 | 1125.811 | 0.04818 | 1149.4578 | 0.027839 |  |  | 1054.6457 | 0 | 1054.6393 | 0.04284
| 666.581 | 0.0055198 | 424.158 | 0 | 424.158 | -0.0016905 | 424.7821 | -0.00032019 | 665.8121 | 0 | 424.158 | -0.0018426 | 668.4985 | 3.009e-05 | 666.581 | 0.0018867 | 424.158 | 0.00020044 | 874.0093 | 0.00364 | 1059.9047 | 0.95706 | 746.045 | 0.0010863 | 1125.873 | 0.048432 | 1149.6196 | 0.028083 |  |  | 1054.7003 | 0 | 1054.6939 | 0.0429
| 666.7427 | 0.0036399 | 424.3772 | 0 | 424.3772 | 0.0010601 | 425.0013 | 0.00044548 | 665.9741 | 6.9993e-05 | 424.3772 | 0.0012354 | 668.6604 | 5.5366e-05 | 666.7427 | 0.001782 | 424.3772 | 0.001 | 874.0854 | 0.0034578 | 1060.1799 | 0.94542 | 746.215 | 0.0014093 | 1125.9352 | 0.048684 | 1149.7815 | 0.028487 |  |  | 1054.7548 | 0 | 1054.7483 | 0.04298
| 666.9045 | 0.002883 | 424.5964 | 0 | 424.5964 | -0.0024571 | 425.2205 | -6.6648e-06 | 666.1361 | 0 | 424.5964 | -0.0014688 | 668.8223 | 3.1494e-05 | 666.9045 | 0.0018453 | 424.5964 | 0.00040048 | 874.1614 | 0.0038469 | 1060.4553 | 0.93932 | 746.386 | 0.0016387 | 1125.9973 | 0.048936 | 1149.9435 | 0.029007 |  |  | 1054.8093 | 0 | 1054.8029 | 0.04311
| 667.0663 | 0.0037278 | 424.8156 | 0 | 424.8156 | 0.0040729 | 425.4397 | 0.00021478 | 666.2981 | 8.9995e-05 | 424.8156 | 0.0011765 | 668.9842 | 4.674e-05 | 667.0663 | 0.0016714 | 424.8156 | 0 | 874.2374 | 0.0043873 | 1060.7308 | 0.93054 | 746.557 | 0.0014363 | 1126.0593 | 0.049188 | 1150.1055 | 0.029568 |  |  | 1054.8638 | 0 | 1054.8573 | 0.04332
| 667.2281 | 0.0043244 | 425.0349 | 0 | 425.0349 | -0.0029951 | 425.6589 | -0.00019162 | 666.4601 | 0 | 425.0349 | -0.0019233 | 669.1461 | 4.1524e-05 | 667.2281 | 0.001781 | 425.0349 | 0.001 | 874.3135 | 0.0044689 | 1061.0066 | 0.92583 | 746.727 | 0.0012961 | 1126.1215 | 0.04944 | 1150.2675 | 0.030087 |  |  | 1054.9183 | 0 | 1054.9119 | 0.04356
| 667.3899 | 0.0047653 | 425.2541 | 0 | 425.2541 | 0.0019803 | 425.8781 | 0.00057638 | 666.6221 | 6.9993e-05 | 425.2541 | 0.0013199 | 669.308 | 4.2928e-05 | 667.3899 | 0.001693 | 425.2541 | 0.001 | 874.3895 | 0.004874 | 1061.2823 | 0.91749 | 746.898 | 0.0015383 | 1126.1836 | 0.049693 | 1150.4296 | 0.030486 |  |  | 1054.9728 | 0 | 1054.9663 | 0.04379
| 667.5517 | 0.0039025 | 425.4734 | 0 | 425.4734 | -0.0016425 | 426.0973 | -8.2798e-05 | 666.7841 | 0 | 425.4734 | -0.0021462 | 669.4699 | 4.0922e-05 | 667.5517 | 0.0017613 | 425.4734 | 0.002 | 874.4656 | 0.0039316 | 1061.5584 | 0.90705 | 747.069 | 0.0013541 | 1126.2457 | 0.049945 | 1150.5917 | 0.030709 |  |  | 1055.0273 | 0 | 1055.0209 | 0.04395
| 667.7135 | 0.005961 | 425.6927 | 0 | 425.6927 | 0.00098034 | 426.3166 | 8.2352e-05 | 666.9461 | 5.0004e-05 | 425.6927 | 0.00080922 | 669.6318 | 4.3129e-05 | 667.7135 | 0.0016477 | 425.6927 | 0.0024 | 874.5417 | 0.0035842 | 1061.8345 | 0.89367 | 747.24 | 0.0017127 | 1126.3079 | 0.050197 | 1150.7538 | 0.030736 |  |  | 1055.0819 | 0 | 1055.0754 | 0.04397
| 667.8753 | 0.0040608 | 425.912 | 0 | 425.912 | -0.0022163 | 426.5359 | -0.00037268 | 667.1081 | 6.6672e-06 | 425.912 | -0.0017902 | 669.7937 | 3.7512e-05 | 667.8753 | 0.0018664 | 425.912 | 0.0014 | 874.6178 | 0.0040338 | 1062.1107 | 0.8795 | 747.411 | 0.001096 | 1126.37 | 0.050449 | 1150.916 | 0.030576 |  |  | 1055.1365 | 0 | 1055.13 | 0.04382
| 668.0372 | 0.004185 | 426.1313 | 0 | 426.1313 | 0.0017902 | 426.7551 | 0.00010597 | 667.2702 | 6.9993e-05 | 426.1313 | 0.0012876 | 669.9557 | 5.3159e-05 | 668.0372 | 0.0017852 | 426.1313 | 0 | 874.694 | 0.0036724 | 1062.3871 | 0.87274 | 747.582 | 0.0011765 | 1126.4321 | 0.050701 | 1151.0782 | 0.030263 |  |  | 1055.1909 | 0 | 1055.1844 | 0.04346
| 668.199 | 0.0038674 | 426.3506 | 0 | 426.3506 | -0.00054385 | 426.9744 | -7.7954e-05 | 667.4322 | 0 | 426.3506 | -0.0022092 | 670.1176 | 4.1925e-05 | 668.199 | 0.0019166 | 426.3506 | 0.001 | 874.7701 | 0.003135 | 1062.6636 | 0.86035 | 747.753 | 0.0012636 | 1126.4943 | 0.050942 | 1151.2406 | 0.029842 |  |  | 1055.2455 | 0 | 1055.239 | 0.04295
| 668.3608 | 0.0031651 | 426.57 | 0 | 426.57 | -0.0014893 | 427.1937 | -0.00024788 | 667.5942 | 6.9993e-05 | 426.57 | 0.001663 | 670.2796 | 3.691e-05 | 668.3608 | 0.0016839 | 426.57 | 0.0018 | 874.8463 | 0.0042737 | 1062.9403 | 0.8457 | 747.924 | 0.00099478 | 1126.5564 | 0.051194 | 1151.4028 | 0.029365 |  |  | 1055.3001 | 0 | 1055.2936 | 0.04233
| 668.5227 | 0.0037268 | 426.7894 | 0 | 426.7894 | -0.0010993 | 427.413 | -0.00043047 | 667.7563 | 0 | 426.7894 | -0.0029886 | 670.4415 | 5.1153e-05 | 668.5227 | 0.0018294 | 426.7894 | 0.001 | 874.9224 | 0.0042082 | 1063.217 | 0.83394 | 748.096 | 0.0014089 | 1126.6185 | 0.051446 | 1151.5653 | 0.028888 |  |  | 1055.3546 | 0 | 1055.3481 | 0.0417
| 668.6845 | 0.0043081 | 427.0087 | 0 | 427.0087 | -0.0025052 | 427.6324 | 0.00067511 | 667.9183 | 6.9993e-05 | 427.0087 | 0.00088259 | 670.6035 | 3.009e-05 | 668.6845 | 0.0016994 | 427.0087 | 0 | 874.9986 | 0.0036339 | 1063.494 | 0.82216 | 748.267 | 0.00097608 | 1126.6808 | 0.051688 | 1151.7277 | 0.028472 |  |  | 1055.4092 | 0 | 1055.4027 | 0.04115
| 668.8464 | 0.0042365 | 427.2281 | 0 | 427.2281 | 0.0016121 | 427.8517 | -0.0002382 | 668.0804 | 0 | 427.2281 | -0.0010255 | 670.7654 | 6.0581e-05 | 668.8464 | 0.0018058 | 427.2281 | -0.00040028 | 875.0748 | 0.0023204 | 1063.7712 | 0.80969 | 748.438 | 0.0017113 | 1126.7429 | 0.05194 | 1151.8901 | 0.028184 |  |  | 1055.4637 | 0 | 1055.4573 | 0.04073
| 669.0083 | 0.0070688 | 427.4475 | 0 | 427.4475 | 0.0071267 | 428.0711 | 0.00076903 | 668.2424 | 5.0004e-05 | 427.4475 | 0.0018713 | 670.9274 | 3.6309e-05 | 669.0083 | 0.0016375 | 427.4475 | 0 | 875.151 | 0.0018767 | 1064.0485 | 0.7942 | 748.61 | 0.001618 | 1126.805 | 0.052192 | 1152.0527 | 0.028088 |  |  | 1055.5183 | 0 | 1055.5118 | 0.0405
| 669.1701 | 0.0039201 | 427.6669 | 0 | 427.6669 | 0.00065399 | 428.2904 | -0.0007798 | 668.4045 | 0 | 427.6669 | -0.0019641 | 671.0894 | 3.6309e-05 | 669.1701 | 0.0016489 | 427.6669 | 0 | 875.2272 | 0.0034023 | 1064.3258 | 0.78022 | 748.782 | 0.0012637 | 1126.8673 | 0.052433 | 1152.2153 | 0.028232 |  |  | 1055.5729 | 0 | 1055.5664 | 0.04045
| 669.332 | 0.0045894 | 427.8864 | 0 | 427.8864 | 0.0018596 | 428.5098 | 0.00012001 | 668.5666 | 0.00011 | 427.8864 | 0.0016808 | 671.2514 | 4.7342e-05 | 669.332 | 0.001522 | 427.8864 | 0.00040068 | 875.3035 | 0.0041861 | 1064.6034 | 0.76627 | 748.953 | 0.0016541 | 1126.9294 | 0.052685 | 1152.3779 | 0.028633 |  |  | 1055.6276 | 0 | 1055.6211 | 0.04057
| 669.4939 | 0.003885 | 428.1058 | 0 | 428.1058 | -0.0035314 | 428.7292 | 0.00018422 | 668.7287 | 0 | 428.1058 | -0.0015245 | 671.4134 | 3.0892e-05 | 669.4939 | 0.0017544 | 428.1058 | 0 | 875.3797 | 0.0047795 | 1064.8811 | 0.74948 | 749.125 | 0.0013925 | 1126.9917 | 0.052926 | 1152.5405 | 0.029265 |  |  | 1055.6821 | 0 | 1055.6757 | 0.04082
| 669.6558 | 0.004818 | 428.3253 | 0 | 428.3253 | 0.0020892 | 428.9487 | 0.00053867 | 668.8907 | 8.9995e-05 | 428.3253 | 0.0022319 | 671.5754 | 6.0782e-05 | 669.6558 | 0.0017202 | 428.3253 | 0.001 | 875.4559 | 0.005604 | 1065.1589 | 0.7358 | 749.297 | 0.0011829 | 1127.054 | 0.053168 | 1152.7032 | 0.030056 |  |  | 1055.7367 | 0 | 1055.7302 | 0.04117
| 669.8177 | 0.0048518 | 428.5448 | 0 | 428.5448 | 0.00032234 | 429.1681 | -0.0003683 | 669.0528 | 0 | 428.5448 | -0.00067701 | 671.7374 | 1.1033e-05 | 669.8177 | 0.0018943 | 428.5448 | 0 | 875.5322 | 0.0042174 | 1065.4369 | 0.72269 | 749.469 | 0.0012806 | 1127.1161 | 0.05342 | 1152.8661 | 0.030907 |  |  | 1055.7913 | 0 | 1055.7848 | 0.04159
| 669.9796 | 0.0027607 | 428.7643 | 0 | 428.7643 | 0.0029247 | 429.3875 | -5.4087e-05 | 669.2149 | 8.9995e-05 | 428.7643 | 0.0025054 | 671.8995 | 6.5195e-05 | 669.9796 | 0.0017177 | 428.7643 | 0.00020024 | 875.6085 | 0.0035749 | 1065.715 | 0.70657 | 749.641 | 0.0017272 | 1127.1783 | 0.053661 | 1153.0288 | 0.031704 |  |  | 1055.8459 | 0 | 1055.8395 | 0.04207
| 670.1415 | 0.0037795 | 428.9838 | 0 | 428.9838 | 0.00217 | 429.607 | -0.00059343 | 669.377 | 0 | 428.9838 | -0.0014864 | 672.0615 | 2.8485e-05 | 670.1415 | 0.0018558 | 428.9838 | 0 | 875.6848 | 0.0044839 | 1065.9933 | 0.69295 | 749.813 | 0.00096875 | 1127.2406 | 0.053902 | 1153.1916 | 0.032341 |  |  | 1055.9005 | 0 | 1055.894 | 0.04259
| 670.3034 | 0.0042202 | 429.2033 | 0 | 429.2033 | 0.0013711 | 429.8264 | 0.00083997 | 669.5391 | 5.0004e-05 | 429.2033 | 0.002066 | 672.2235 | 5.6569e-05 | 670.3034 | 0.0016958 | 429.2033 | 0.001 | 875.7611 | 0.0049152 | 1066.2717 | 0.67929 | 749.985 | 0.0011011 | 1127.3029 | 0.054154 | 1153.3546 | 0.032736 |  |  | 1055.9552 | 0 | 1055.9487 | 0.04315
| 670.4653 | 0.0035861 | 429.4228 | 0 | 429.4228 | -0.0020793 | 430.0459 | -0.00081902 | 669.7012 | 0 | 429.4228 | -0.0012247 | 672.3856 | 4.0321e-05 | 670.4653 | 0.0018956 | 429.4228 | 0.0012 | 875.8375 | 0.0050522 | 1066.5503 | 0.66399 | 750.157 | 0.0012907 | 1127.365 | 0.054395 | 1153.5176 | 0.032847 |  |  | 1056.0098 | 0 | 1056.0033 | 0.04374
| 670.6272 | 0.004185 | 429.6424 | 0 | 429.6424 | -0.00046185 | 430.2654 | 0.0012607 | 669.8634 | 5.0004e-05 | 429.6424 | 0.0012069 | 672.5476 | 4.4132e-05 | 670.6272 | 0.001781 | 429.6424 | 0.0012 | 875.9138 | 0.0047097 | 1066.829 | 0.64858 | 750.33 | 0.0016938 | 1127.4272 | 0.054637 | 1153.6805 | 0.032673 |  |  | 1056.0645 | 0 | 1056.058 | 0.04436
| 670.7892 | 0.004342 | 429.8619 | 0 | 429.8619 | -0.0050374 | 430.485 | 0.00016319 | 670.0255 | 0 | 429.8619 | -0.0018146 | 672.7097 | 4.4333e-05 | 670.7892 | 0.0019368 | 429.8619 | 0.001 | 875.9902 | 0.0047992 | 1067.1078 | 0.63425 | 750.502 | 0.0014082 | 1127.4895 | 0.054878 | 1153.8435 | 0.032259 |  |  | 1056.119 | 0 | 1056.1126 | 0.045
| 670.9511 | 0.0037982 | 430.0815 | 0 | 430.0815 | -0.00038823 | 430.7045 | -1.3419e-05 | 670.1876 | 6.9993e-05 | 430.0815 | 0.0017713 | 672.8718 | 4.4734e-05 | 670.9511 | 0.0017486 | 430.0815 | 0.001 | 876.0665 | 0.0049739 | 1067.3868 | 0.61748 | 750.675 | 0.0010787 | 1127.5519 | 0.055119 | 1154.0066 | 0.031684 |  |  | 1056.1737 | 0 | 1056.1672 | 0.04563
| 671.1131 | 0.0039377 | 430.3011 | 0 | 430.3011 | -0.003889 | 430.924 | 0.00013302 | 670.3497 | 0 | 430.3011 | -0.0015511 | 673.0338 | 4.9949e-05 | 671.1131 | 0.0018964 | 430.3011 | 0 | 876.1429 | 0.004685 | 1067.6659 | 0.60317 | 750.847 | 0.0011548 | 1127.6141 | 0.05536 | 1154.1698 | 0.031048 |  |  | 1056.2284 | 0 | 1056.2219 | 0.04624
| 671.275 | 0.0031827 | 430.5207 | 0 | 430.5207 | 0.00017563 | 431.1436 | 0.0006766 | 670.5119 | 6.9993e-05 | 430.5207 | 0.0016811 | 673.1959 | 4.7141e-05 | 671.275 | 0.0017156 | 430.5207 | 0 | 876.2193 | 0.0049048 | 1067.9452 | 0.58899 | 751.02 | 0.0010448 | 1127.6764 | 0.055601 | 1154.3329 | 0.030443 |  |  | 1056.283 | 0 | 1056.2765 | 0.04678
| 671.437 | 0.0043069 | 430.7404 | 0 | 430.7404 | 4.4633e-05 | 431.3631 | -0.00040568 | 670.674 | 0 | 430.7404 | -0.0026178 | 673.358 | 4.0521e-05 | 671.437 | 0.0018152 | 430.7403 | 0.002 | 876.2957 | 0.0049139 | 1068.2247 | 0.57469 | 751.193 | 0.0018635 | 1127.7387 | 0.055842 | 1154.4961 | 0.029942 |  |  | 1056.3376 | 0 | 1056.3312 | 0.04722
| 671.5989 | 0.0037102 | 430.96 | 0 | 430.96 | 0.0012285 | 431.5827 | 0.00052086 | 670.8362 | 5.0004e-05 | 430.96 | -0.00034418 | 673.5201 | 4.9749e-05 | 671.5989 | 0.0016915 | 430.96 | 0.0014 | 876.3721 | 0.0043745 | 1068.5043 | 0.55827 | 751.366 | 0.0014215 | 1127.8009 | 0.056084 | 1154.6594 | 0.029589 |  |  | 1056.3923 | 0 | 1056.3859 | 0.04754
| 671.7609 | 0.0029357 | 431.1796 | 0 | 431.1796 | -0.00038255 | 431.8023 | -0.0012239 | 670.9983 | 0 | 431.1796 | -0.0017065 | 673.6822 | 3.4303e-05 | 671.7609 | 0.0019413 | 431.1796 | 0.00020044 | 876.4485 | 0.0045091 | 1068.7839 | 0.54566 | 751.538 | 0.001684 | 1127.8633 | 0.056325 | 1154.8228 | 0.029406 |  |  | 1056.447 | 0 | 1056.4406 | 0.04773
| 671.9229 | 0.0056972 | 431.3993 | 0 | 431.3993 | 0.0016317 | 432.0219 | 0.00079909 | 671.1605 | 6.9993e-05 | 431.3993 | 0.0016669 | 673.8443 | 6.4192e-05 | 671.9229 | 0.0018083 | 431.3993 | 0.001 | 876.525 | 0.0041817 | 1069.0638 | 0.53003 | 751.711 | 0.0011288 | 1127.9255 | 0.056566 | 1154.9861 | 0.029405 |  |  | 1056.5017 | 0 | 1056.4952 | 0.04778
| 672.0848 | 0.0038674 | 431.619 | 0 | 431.619 | 7.721e-05 | 432.2415 | 0.00014892 | 671.3227 | 0 | 431.619 | -0.00072682 | 674.0065 | 2.9689e-05 | 672.0848 | 0.0019189 | 431.619 | 0 | 876.6015 | 0.0037805 | 1069.3439 | 0.5158 | 751.884 | 0.0017544 | 1127.9879 | 0.056807 | 1155.1494 | 0.029605 |  |  | 1056.5564 | 0 | 1056.5499 | 0.04771
| 672.2468 | 0.0043608 | 431.8387 | 0 | 431.8387 | 0.0034766 | 432.4612 | 0.00115 | 671.4848 | 5.0004e-05 | 431.8387 | 0.0006601 | 674.1686 | 5.697e-05 | 672.2468 | 0.0017607 | 431.8387 | 0 | 876.6779 | 0.00315 | 1069.624 | 0.50209 | 752.058 | 0.0012045 | 1128.0502 | 0.057048 | 1155.3129 | 0.030031 |  |  | 1056.6111 | 0 | 1056.6046 | 0.04756
| 672.4088 | 0.003674 | 432.0584 | 0 | 432.0584 | 0.0014718 | 432.6808 | -0.00032743 | 671.647 | 0 | 432.0584 | -0.00065042 | 674.3307 | 2.668e-05 | 672.4088 | 0.0018994 | 432.0584 | -0.00020024 | 876.7545 | 0.0040438 | 1069.9044 | 0.48619 | 752.231 | 0.0015161 | 1128.1126 | 0.057289 | 1155.4764 | 0.030706 |  |  | 1056.6658 | 0 | 1056.6593 | 0.04736
| 672.5708 | 0.0037982 | 432.2781 | 0 | 432.2781 | -0.0015005 | 432.9005 | 0.0004556 | 671.8092 | 6.9993e-05 | 432.2781 | 0.0011848 | 674.4929 | 6.5195e-05 | 672.5708 | 0.0017475 | 432.2781 | 0.001 | 876.8309 | 0.0037596 | 1070.1848 | 0.47367 | 752.404 | 0.001097 | 1128.1748 | 0.057531 | 1155.6399 | 0.031632 |  |  | 1056.7205 | 0 | 1056.714 | 0.04715
| 672.7328 | 0.0039377 | 432.4979 | 0 | 432.4979 | -0.0037658 | 433.1201 | 0.00044143 | 671.9714 | 0 | 432.4979 | -0.0014493 | 674.655 | 3.2698e-05 | 672.7328 | 0.001901 | 432.4979 | 0.001 | 876.9075 | 0.0033632 | 1070.4654 | 0.46129 | 752.577 | 0.001307 | 1128.2372 | 0.057772 | 1155.8036 | 0.032777 |  |  | 1056.7751 | 0 | 1056.7687 | 0.04694
| 672.8948 | 0.0043784 | 432.7176 | 0 | 432.7176 | 0.0002706 | 433.3398 | 0.00042774 | 672.1336 | 6.9993e-05 | 432.7176 | 0.0021487 | 674.8172 | 6.5195e-05 | 672.8948 | 0.0018312 | 432.7176 | 0.00020044 | 876.9839 | 0.0030669 | 1070.7462 | 0.44712 | 752.751 | 0.00084747 | 1128.2996 | 0.058002 | 1155.9672 | 0.034073 |  |  | 1056.8298 | 0 | 1056.8234 | 0.04674
| 673.0569 | 0.0046584 | 432.9374 | 0 | 432.9374 | -0.00073809 | 433.5595 | -0.00034521 | 672.2958 | 0 | 432.9374 | -0.00055488 | 674.9794 | 2.7482e-05 | 673.0569 | 0.0019289 | 432.9374 | 0 | 877.0604 | 0.0028755 | 1071.0271 | 0.43312 | 752.924 | 0.0010444 | 1128.3619 | 0.058243 | 1156.1309 | 0.035419 |  |  | 1056.8846 | 0 | 1056.8782 | 0.04652
| 673.2189 | 0.0050818 | 433.1572 | 0 | 433.1572 | 0.0014816 | 433.7793 | 0.00047315 | 672.458 | 5.0004e-05 | 433.1572 | 0.00019214 | 675.1415 | 6.2587e-05 | 673.2189 | 0.0017151 | 433.1572 | 0.001 | 877.137 | 0.0024461 | 1071.3081 | 0.4217 | 753.098 | 0.0023125 | 1128.4242 | 0.058484 | 1156.2946 | 0.036704 |  |  | 1056.9393 | 0 | 1056.9329 | 0.04626
| 673.3809 | 0.0032697 | 433.377 | 0 | 433.377 | 0.0015002 | 433.999 | -3.6599e-05 | 672.6202 | 0 | 433.377 | -0.0024515 | 675.3037 | 2.347e-05 | 673.3809 | 0.0018495 | 433.377 | 0 | 877.2136 | 0.0023087 | 1071.5894 | 0.41033 | 753.272 | 0.0011028 | 1128.4866 | 0.058726 | 1156.4584 | 0.037814 |  |  | 1056.994 | 0 | 1056.9876 | 0.04592
| 673.543 | 0.0048532 | 433.5968 | 0 | 433.5968 | 0.0036046 | 434.2188 | -2.761e-05 | 672.7824 | 6.9993e-05 | 433.5968 | 0.00042925 | 675.4659 | 6.2587e-05 | 673.543 | 0.0017604 | 433.5968 | 0.002 | 877.2902 | 0.0029843 | 1071.8707 | 0.39449 | 753.446 | 0.0011211 | 1128.549 | 0.058967 | 1156.6222 | 0.038643 |  |  | 1057.0488 | 0 | 1057.0424 | 0.04548
| 673.705 | 0.0034982 | 433.8166 | 0 | 433.8166 | -0.0026102 | 434.4385 | -0.00022857 | 672.9447 | 0 | 433.8166 | -0.0023762 | 675.6281 | 3.5707e-05 | 673.705 | 0.0018932 | 433.8166 | 0.001 | 877.3668 | 0.0034066 | 1072.1522 | 0.38315 | 753.619 | 0.0012182 | 1128.6113 | 0.059197 | 1156.786 | 0.039096 |  |  | 1057.1035 | 0 | 1057.0971 | 0.0449
| 673.867 | 0.0044488 | 434.0364 | 0 | 434.0364 | 0.00028451 | 434.6583 | 0.00079955 | 673.1069 | 6.9993e-05 | 434.0364 | 0.0012221 | 675.7903 | 5.1153e-05 | 673.867 | 0.0017152 | 434.0364 | 0.00020024 | 877.4434 | 0.0035607 | 1072.4338 | 0.36925 | 753.793 | 0.0011002 | 1128.6737 | 0.059438 | 1156.95 | 0.039098 |  |  | 1057.1583 | 0 | 1057.1519 | 0.04419
| 674.0291 | 0.0067152 | 434.2563 | 0 | 434.2563 | -0.0036272 | 434.8781 | 0.00013576 | 673.2691 | 0 | 434.2563 | -0.0016395 | 675.9525 | 4.9147e-05 | 674.0291 | 0.0018438 | 434.2563 | -0.00020004 | 877.52 | 0.0037741 | 1072.7156 | 0.36029 | 753.967 | 0.00089147 | 1128.7362 | 0.059679 | 1157.1139 | 0.038608 |  |  | 1057.213 | 0 | 1057.2065 | 0.04339
| 674.1912 | 0.0053456 | 434.4761 | 0 | 434.4761 | 0.0013266 | 435.0978 | 6.4106e-05 | 673.4314 | 5.0004e-05 | 434.4761 | 0.0010347 | 676.1147 | 4.0521e-05 | 674.1912 | 0.0017081 | 434.4762 | -0.00080096 | 877.5966 | 0.0035508 | 1072.9976 | 0.3484 | 754.141 | 0.00189 | 1128.7986 | 0.05992 | 1157.278 | 0.037637 |  |  | 1057.2678 | 0 | 1057.2613 | 0.04254
| 674.3532 | 0.0048167 | 434.696 | 0 | 434.696 | -0.0011096 | 435.3177 | 9.9613e-05 | 673.5936 | 0 | 434.696 | -0.00088344 | 676.277 | 3.8315e-05 | 674.3532 | 0.0018305 | 434.696 | 0 | 877.6733 | 0.0032974 | 1073.2797 | 0.33774 | 754.316 | 0.00081375 | 1128.861 | 0.060162 | 1157.442 | 0.036262 |  |  | 1057.3225 | 0 | 1057.316 | 0.04173
| 674.5153 | 0.0040092 | 434.9159 | 0 | 434.9159 | 0.0015645 | 435.5375 | 0.00091794 | 673.7559 | 6.9993e-05 | 434.9159 | 0.00070305 | 676.4392 | 6.018e-05 | 674.5153 | 0.0017524 | 434.9159 | 0.00020044 | 877.7499 | 0.0034878 | 1073.5619 | 0.3264 | 754.49 | 0.0012063 | 1128.9233 | 0.060392 | 1157.6061 | 0.03462 |  |  | 1057.3773 | 0 | 1057.3709 | 0.04106
| 674.6774 | 0.0030763 | 435.1358 | 0 | 435.1358 | -0.0031088 | 435.7573 | -0.00042524 | 673.9181 | 0 | 435.1358 | -0.0017793 | 676.6014 | 3.3099e-05 | 674.6774 | 0.0019154 | 435.1358 | 0 | 877.8266 | 0.0034478 | 1073.8442 | 0.31673 | 754.664 | 0.0012566 | 1128.9858 | 0.060633 | 1157.7701 | 0.032891 |  |  | 1057.4321 | 0 | 1057.4257 | 0.04061
| 674.8395 | 0.0043608 | 435.3558 | 0 | 435.3558 | 0.0019634 | 435.9772 | 0.00050024 | 674.0804 | 6.9993e-05 | 435.3558 | 0.0019551 | 676.7637 | 6.339e-05 | 674.8395 | 0.0017917 | 435.3558 | 0.001 | 877.9033 | 0.0044078 | 1074.1268 | 0.3068 | 754.839 | 0.0017674 | 1129.0482 | 0.060874 | 1157.9344 | 0.03126 |  |  | 1057.4869 | 0 | 1057.4804 | 0.04044
| 675.0016 | 0.0034455 | 435.5757 | 0 | 435.5757 | -0.00092532 | 436.1971 | -0.00027131 | 674.2427 | 0 | 435.5757 | -0.0026422 | 676.926 | 3.7713e-05 | 675.0016 | 0.0018721 | 435.5757 | 0.00080116 | 877.98 | 0.0040012 | 1074.4094 | 0.29771 | 755.013 | 0.0011298 | 1129.1107 | 0.061115 | 1158.0986 | 0.029878 |  |  | 1057.5416 | 0 | 1057.5352 | 0.04059
| 675.1637 | 0.0047125 | 435.7957 | 0 | 435.7957 | 0.0047587 | 436.4169 | -2.8121e-06 | 674.4049 | 5.0004e-05 | 435.7957 | 0.0011231 | 677.0882 | 5.2758e-05 | 675.1637 | 0.0017061 | 435.7957 | 0 | 878.0567 | 0.0039415 | 1074.6923 | 0.28457 | 755.188 | 0.00097296 | 1129.1731 | 0.061356 | 1158.2629 | 0.028838 |  |  | 1057.5964 | 0 | 1057.59 | 0.04102
| 675.3258 | 0.0039904 | 436.0156 | 0 | 436.0156 | -0.00031379 | 436.6368 | 0.00022807 | 674.5672 | 0 | 436.0156 | -0.001019 | 677.2505 | 5.3761e-05 | 675.3258 | 0.001778 | 436.0156 | 0 | 878.1334 | 0.0034489 | 1074.9753 | 0.27644 | 755.362 | 0.0016752 | 1129.2356 | 0.061598 | 1158.4272 | 0.028159 |  |  | 1057.6512 | 0 | 1057.6448 | 0.04167
| 675.4879 | 0.0045543 | 436.2356 | 0 | 436.2356 | 0.00057623 | 436.8567 | 3.8566e-05 | 674.7295 | 6.9993e-05 | 436.2356 | 0.0012715 | 677.4128 | 3.8716e-05 | 675.4879 | 0.0016195 | 436.2356 | 0.001 | 878.2101 | 0.0042562 | 1075.2584 | 0.26593 | 755.537 | 0.0016483 | 1129.298 | 0.061839 | 1158.5917 | 0.027798 |  |  | 1057.7061 | 0 | 1057.6996 | 0.04244
| 675.65 | 0.0042893 | 436.4556 | 0 | 436.4556 | -0.004296 | 437.0767 | -7.5478e-05 | 674.8918 | 0 | 436.4556 | -0.00056496 | 677.5751 | 5.3961e-05 | 675.65 | 0.0017746 | 436.4556 | 0.00020044 | 878.2869 | 0.0047787 | 1075.5418 | 0.25733 | 755.712 | 0.0014183 | 1129.3605 | 0.06208 | 1158.756 | 0.027673 |  |  | 1057.7609 | 0 | 1057.7544 | 0.04323
| 675.8121 | 0.0034992 | 436.6756 | 0 | 436.6756 | 0.0011929 | 437.2966 | 0.00018078 | 675.0541 | 5.0004e-05 | 436.6756 | 0.0020687 | 677.7374 | 4.4734e-05 | 675.8121 | 0.0016086 | 436.6756 | 0.0016 | 878.3637 | 0.0041902 | 1075.8251 | 0.24979 | 755.887 | 0.00089503 | 1129.423 | 0.062321 | 1158.9205 | 0.027697 |  |  | 1057.8157 | 0 | 1057.8092 | 0.04393
| 675.9742 | 0.003885 | 436.8956 | 0 | 436.8956 | -0.00094062 | 437.5165 | -0.00017087 | 675.2164 | 0 | 436.8956 | -0.0018634 | 677.8997 | 5.7372e-05 | 675.9742 | 0.0017483 | 436.8956 | 0.0012 | 878.4405 | 0.0034684 | 1076.1086 | 0.24027 | 756.062 | 0.00095586 | 1129.4855 | 0.062562 | 1159.0851 | 0.027804 |  |  | 1057.8705 | 0 | 1057.864 | 0.04448
| 676.1364 | 0.0044664 | 437.1157 | 0 | 437.1157 | 0.00067651 | 437.7365 | 0.00021036 | 675.3787 | 5.0004e-05 | 437.1157 | 0.00043313 | 678.062 | 3.9719e-05 | 676.1364 | 0.0016506 | 437.1157 | 0.0012 | 878.5173 | 0.0038112 | 1076.3925 | 0.23252 | 756.237 | 0.00067169 | 1129.548 | 0.062814 | 1159.2496 | 0.02797 |  |  | 1057.9253 | 0 | 1057.9188 | 0.04481
| 676.2985 | 0.0039025 | 437.3357 | 0 | 437.3357 | -0.0020949 | 437.9565 | -0.00010308 | 675.541 | 0 | 437.3357 | -0.0016144 | 678.2243 | 5.8976e-05 | 676.2985 | 0.0018391 | 437.3357 | 0 | 878.5941 | 0.0041314 | 1076.6763 | 0.22237 | 756.412 | 0.00095575 | 1129.6105 | 0.063056 | 1159.4142 | 0.028208 |  |  | 1057.9802 | 0 | 1057.9736 | 0.04493
| 676.4606 | 0.0040268 | 437.5558 | 0 | 437.5558 | 0.0024039 | 438.1765 | -1.9019e-05 | 675.7033 | 6.9993e-05 | 437.5558 | 0.0015106 | 678.3866 | 4.0521e-05 | 676.4606 | 0.0017302 | 437.5558 | 0.001 | 878.6709 | 0.0041117 | 1076.9603 | 0.21522 | 756.587 | 0.0011779 | 1129.673 | 0.063297 | 1159.5789 | 0.028551 |  |  | 1058.035 | 0 | 1058.0286 | 0.04482
| 676.6228 | 0.0051682 | 437.7759 | 0 | 437.7759 | -0.0013173 | 438.3965 | -0.00066052 | 675.8656 | 0 | 437.7759 | -0.0016065 | 678.549 | 5.7773e-05 | 676.6228 | 0.00179 | 437.7759 | 0 | 878.7477 | 0.0039104 | 1077.2445 | 0.2076 | 756.763 | 0.0010571 | 1129.7355 | 0.063538 | 1159.7435 | 0.029024 |  |  | 1058.0898 | 0 | 1058.0834 | 0.04453
| 676.785 | 0.0030596 | 437.996 | 0 | 437.996 | 0.0048231 | 438.6165 | 0.00061472 | 676.028 | 5.0004e-05 | 437.996 | 0.0013664 | 678.7113 | 4.8345e-05 | 676.785 | 0.0017 | 437.996 | 0.001 | 878.8246 | 0.0033512 | 1077.5288 | 0.20102 | 756.938 | 0.000974 | 1129.798 | 0.06379 | 1159.9083 | 0.029622 |  |  | 1058.1446 | 0 | 1058.1382 | 0.04412
| 676.9471 | 0.0048342 | 438.2161 | 0 | 438.2161 | -0.0014104 | 438.8365 | 0.00011591 | 676.1903 | 0 | 438.2161 | -0.0016754 | 678.8736 | 5.336e-05 | 676.9471 | 0.0018102 | 438.2161 | 0 | 878.9014 | 0.0030079 | 1077.8132 | 0.19343 | 757.113 | 0.00084915 | 1129.8605 | 0.064031 | 1160.0731 | 0.03029 |  |  | 1058.1996 | 0 | 1058.1931 | 0.04366
| 677.1093 | 0.0053631 | 438.4362 | 0 | 438.4362 | 0.0030519 | 439.0565 | 2.9981e-05 | 676.3527 | 5.0004e-05 | 438.4362 | 0.00084114 | 679.036 | 5.2958e-05 | 677.1093 | 0.0017591 | 438.4362 | 0.001 | 878.9783 | 0.0039748 | 1078.0979 | 0.18746 | 757.289 | 0.001077 | 1129.923 | 0.064283 | 1160.2379 | 0.030931 |  |  | 1058.2544 | 0 | 1058.2479 | 0.04321
| 677.2715 | 0.0040432 | 438.6564 | 0 | 438.6564 | 0.00086095 | 439.2766 | -0.0002776 | 676.515 | 0 | 438.6564 | -0.0015388 | 679.1984 | 4.7943e-05 | 677.2715 | 0.0018859 | 438.6564 | 0 | 879.0552 | 0.0039515 | 1078.3827 | 0.18215 | 757.465 | 0.001609 | 1129.9855 | 0.064525 | 1160.4028 | 0.031427 |  |  | 1058.3093 | 0 | 1058.3027 | 0.04286
| 677.4337 | 0.004185 | 438.8765 | 0 | 438.8765 | 0.0029139 | 439.4967 | -0.00012246 | 676.6774 | 5.0004e-05 | 438.8765 | 0.0010369 | 679.3607 | 6.0581e-05 | 677.4337 | 0.0017766 | 438.8765 | 0 | 879.132 | 0.0025757 | 1078.6676 | 0.1745 | 757.64 | 0.001249 | 1130.0481 | 0.064777 | 1160.5677 | 0.031683 |  |  | 1058.3641 | 0 | 1058.3577 | 0.04266
| 677.5958 | 0.0030587 | 439.0967 | 0 | 439.0967 | -0.001122 | 439.7168 | -0.00016855 | 676.8397 | 0 | 439.0967 | -0.0018502 | 679.5231 | 4.4533e-05 | 677.5958 | 0.0018928 | 439.0967 | 0 | 879.209 | 0.00253 | 1078.9526 | 0.16971 | 757.816 | 0.00063011 | 1130.1106 | 0.065029 | 1160.7328 | 0.031655 |  |  | 1058.4191 | 0 | 1058.4126 | 0.04268
| 677.758 | 0.0043608 | 439.3169 | 0 | 439.3169 | 0.0025947 | 439.9369 | -0.00039497 | 677.0021 | 5.0004e-05 | 439.3169 | 0.00099806 | 679.6855 | 6.339e-05 | 677.758 | 0.0017499 | 439.3169 | 0.001 | 879.2859 | 0.0039125 | 1079.2379 | 0.16457 | 757.992 | 0.0012477 | 1130.1732 | 0.065281 | 1160.8978 | 0.031375 |  |  | 1058.4739 | 0 | 1058.4674 | 0.04293
| 677.9202 | 0.0034806 | 439.5371 | 0 | 439.5371 | -0.0012974 | 440.157 | 0.00028225 | 677.1644 | 0 | 439.5371 | -0.0010496 | 679.8479 | 2.9288e-05 | 677.9202 | 0.0018799 | 439.5371 | 0 | 879.3629 | 0.0048578 | 1079.5233 | 0.15855 | 758.168 | 0.0014535 | 1130.2357 | 0.065522 | 1161.0629 | 0.030946 |  |  | 1058.5288 | 0 | 1058.5223 | 0.04339
| 678.0824 | 0.0034992 | 439.7573 | 0 | 439.7573 | 0.00061391 | 440.3771 | 0.00063695 | 677.3268 | 8.9995e-05 | 439.7573 | 0.00093629 | 680.0103 | 6.9408e-05 | 678.0824 | 0.0017076 | 439.7573 | 0 | 879.4398 | 0.0048035 | 1079.8088 | 0.15164 | 758.344 | 0.0014108 | 1130.2983 | 0.065774 | 1161.228 | 0.030512 |  |  | 1058.5837 | 0 | 1058.5772 | 0.044
| 678.2447 | 0.0032697 | 439.9775 | 0 | 439.9775 | -0.0015784 | 440.5973 | -0.00043201 | 677.4892 | 0 | 439.9775 | -0.0020891 | 680.1727 | 3.6509e-05 | 678.2447 | 0.0018341 | 439.9775 | 0 | 879.5168 | 0.0049412 | 1080.0945 | 0.14616 | 758.52 | 0.001374 | 1130.3608 | 0.066026 | 1161.3932 | 0.030212 |  |  | 1058.6385 | 0 | 1058.6321 | 0.04468
| 678.4069 | 0.0045367 | 440.1977 | 0 | 440.1977 | 6.7317e-06 | 440.8174 | 0.00016091 | 677.6516 | 6.9993e-05 | 440.1977 | 0.0012432 | 680.3351 | 7.0009e-05 | 678.4069 | 0.001705 | 440.1977 | 0 | 879.5938 | 0.0042789 | 1080.3804 | 0.14203 | 758.696 | 0.000679 | 1130.4235 | 0.066279 | 1161.5584 | 0.030139 |  |  | 1058.6935 | 0 | 1058.687 | 0.04534
| 678.5691 | 0.0039377 | 440.418 | 0 | 440.418 | 0.0023436 | 441.0376 | 5.669e-05 | 677.814 | 0 | 440.418 | -0.00078148 | 680.4975 | 3.6509e-05 | 678.5691 | 0.0018889 | 440.418 | 0.001 | 879.6708 | 0.0048453 | 1080.6663 | 0.13618 | 758.873 | 0.001126 | 1130.4861 | 0.066542 | 1161.7236 | 0.030315 |  |  | 1058.7484 | 0 | 1058.7419 | 0.04587
| 678.7313 | 0.0036751 | 440.6383 | 0 | 440.6383 | 1.4594e-05 | 441.2578 | 0.00068735 | 677.9764 | 6.9993e-05 | 440.6383 | 0.0007246 | 680.66 | 6.1785e-05 | 678.7313 | 0.0017953 | 440.6383 | 0.001 | 879.7477 | 0.0041439 | 1080.9524 | 0.13185 | 759.049 | 0.001377 | 1130.5486 | 0.066794 | 1161.889 | 0.030687 |  |  | 1058.8033 | 0 | 1058.7969 | 0.04619
| 678.8936 | 0.0030939 | 440.8585 | 0 | 440.8585 | -0.0010236 | 441.4779 | -0.00023238 | 678.1388 | 0 | 440.8585 | -0.0013122 | 680.8224 | 3.7913e-05 | 678.8936 | 0.0018696 | 440.8585 | -0.00060052 | 879.8248 | 0.00344 | 1081.2388 | 0.12733 | 759.225 | 0.001219 | 1130.6112 | 0.067046 | 1162.0543 | 0.031156 |  |  | 1058.8583 | 0 | 1058.8518 | 0.04628
| 679.0558 | 0.0042905 | 441.0788 | 0 | 441.0788 | 0.0025337 | 441.6982 | 0.00030797 | 678.3012 | 8.9995e-05 | 441.0788 | 0.0010371 | 680.9849 | 5.8575e-05 | 679.0558 | 0.001755 | 441.0788 | 0.002 | 879.9018 | 0.002466 | 1081.5251 | 0.12267 | 759.402 | 0.0015832 | 1130.6738 | 0.067309 | 1162.2197 | 0.031612 |  |  | 1058.9132 | 0 | 1058.9067 | 0.04613
| 679.2181 | 0.0053089 | 441.2992 | 0 | 441.2992 | -0.0010778 | 441.9184 | -0.0010404 | 678.4636 | 0 | 441.2992 | -0.0011304 | 681.1473 | 4.674e-05 | 679.2181 | 0.0017656 | 441.2991 | 0.00020004 | 879.9789 | 0.0037715 | 1081.8118 | 0.11936 | 759.579 | 0.0014064 | 1130.7365 | 0.067561 | 1162.3853 | 0.031973 |  |  | 1058.9681 | 0 | 1058.9617 | 0.04576
| 679.3803 | 0.0030245 | 441.5195 | 0 | 441.5195 | 0.00062091 | 442.1386 | 0.0010256 | 678.626 | 6.9993e-05 | 441.5195 | 0.0014437 | 681.3098 | 6.3991e-05 | 679.3803 | 0.0017143 | 441.5195 | 0 | 880.0559 | 0.0042714 | 1082.0985 | 0.11578 | 759.755 | 0.0018556 | 1130.7991 | 0.067824 | 1162.5507 | 0.032202 |  |  | 1059.0231 | 0 | 1059.0166 | 0.04524
| 679.5426 | 0.0044475 | 441.7398 | 0 | 441.7398 | -9.3685e-05 | 442.3589 | 0.00017603 | 678.7884 | 0 | 441.7398 | -0.0013224 | 681.4722 | 5.0351e-05 | 679.5426 | 0.0017318 | 441.7398 | 0 | 880.133 | 0.0033237 | 1082.3854 | 0.11116 | 759.932 | 0.0016885 | 1130.8617 | 0.068076 | 1162.7163 | 0.032309 |  |  | 1059.078 | 0 | 1059.0715 | 0.04465
| 679.7048 | 0.0030596 | 441.9602 | 0 | 441.9602 | 0.0029673 | 442.5791 | 0.00081349 | 678.9509 | 6.9993e-05 | 441.9602 | 0.00099657 | 681.6347 | 5.3761e-05 | 679.7048 | 0.0017458 | 441.9602 | 0.00040068 | 880.2101 | 0.0032848 | 1082.6725 | 0.10833 | 760.109 | 0.0010142 | 1130.9243 | 0.06834 | 1162.8818 | 0.032336 |  |  | 1059.1329 | 0 | 1059.1265 | 0.04404
| 679.8671 | 0.0039377 | 442.1805 | 0 | 442.1805 | 0.00021031 | 442.7994 | 0.00053045 | 679.1133 | 0 | 442.1805 | -0.00094451 | 681.7972 | 5.0551e-05 | 679.8671 | 0.0018633 | 442.1805 | 0 | 880.2872 | 0.0030245 | 1082.9596 | 0.10383 | 760.286 | 0.0012014 | 1130.9871 | 0.068603 | 1163.0475 | 0.032335 |  |  | 1059.1879 | 0 | 1059.1814 | 0.0435
| 680.0294 | 0.0040619 | 442.4009 | 0 | 442.4009 | -0.00064513 | 443.0197 | 0.00020495 | 679.2758 | 6.9993e-05 | 442.4009 | 0.00086921 | 681.9597 | 5.7572e-05 | 680.0294 | 0.0018261 | 442.4009 | 0 | 880.3643 | 0.0032639 | 1083.2469 | 0.09968 | 760.463 | 0.0011178 | 1131.0497 | 0.068866 | 1163.2131 | 0.032351 |  |  | 1059.2429 | 0 | 1059.2363 | 0.04307
| 680.1917 | 0.0046584 | 442.6213 | 0 | 442.6213 | 0.00051597 | 443.24 | 9.4159e-05 | 679.4382 | 0 | 442.6213 | -0.0010706 | 682.1222 | 5.9578e-05 | 680.1917 | 0.0019481 | 442.6213 | 0.00020044 | 880.4415 | 0.0036684 | 1083.5344 | 0.09715 | 760.64 | 0.0017937 | 1131.1123 | 0.069129 | 1163.3789 | 0.032409 |  |  | 1059.2978 | 0 | 1059.2914 | 0.04278
| 680.354 | 0.0045543 | 442.8417 | 0 | 442.8417 | 3.0311e-05 | 443.4603 | 0.00049656 | 679.6007 | 8.9995e-05 | 442.8417 | 0.00059358 | 682.2847 | 5.9177e-05 | 680.354 | 0.0018447 | 442.8417 | 0 | 880.5186 | 0.0038796 | 1083.8221 | 0.09316 | 760.817 | 0.0015102 | 1131.1749 | 0.069392 | 1163.5447 | 0.032518 |  |  | 1059.3528 | 0 | 1059.3463 | 0.04266
| 680.5163 | 0.0035861 | 443.0622 | 0 | 443.0622 | -0.0031192 | 443.6806 | -0.000465 | 679.7631 | 0 | 443.0622 | -0.00076307 | 682.4472 | 4.2527e-05 | 680.5163 | 0.0019632 | 443.0622 | 0 | 880.5958 | 0.0039348 | 1084.11 | 0.08986 | 760.994 | 0.0017342 | 1131.2377 | 0.069655 | 1163.7106 | 0.032671 |  |  | 1059.4078 | 0 | 1059.4012 | 0.0427
| 680.6786 | 0.0053104 | 443.2826 | 0 | 443.2826 | 0.0017862 | 443.901 | -0.00027509 | 679.9256 | 3.0002e-05 | 443.2826 | 0.00078204 | 682.6097 | 7.0009e-05 | 680.6786 | 0.0018297 | 443.2826 | 0.001 | 880.673 | 0.0027606 | 1084.398 | 0.08734 | 761.172 | 0.0010301 | 1131.3003 | 0.069918 | 1163.8765 | 0.032849 |  |  | 1059.4628 | 0 | 1059.4563 | 0.04289
| 680.8409 | 0.0024083 | 443.5031 | 0 | 443.5031 | -0.0015588 | 444.1213 | -0.00037435 | 680.088 | 0 | 443.5031 | -0.00096308 | 682.7722 | 5.2156e-05 | 680.8409 | 0.001906 | 443.503 | 0 | 880.7501 | 0.0036056 | 1084.686 | 0.08384 | 761.349 | 0.0015339 | 1131.363 | 0.070192 | 1164.0424 | 0.033031 |  |  | 1059.5178 | 0 | 1059.5112 | 0.04323
| 681.0032 | 0.0043257 | 443.7235 | 0 | 443.7235 | -0.0005875 | 444.3417 | -4.3652e-05 | 680.2505 | 3.0002e-05 | 443.7235 | 0.00039226 | 682.9348 | 7.0009e-05 | 681.0032 | 0.0017723 | 443.7235 | 0.002 | 880.8273 | 0.0040585 | 1084.9742 | 0.08271 | 761.527 | 0.001595 | 1131.4257 | 0.070455 | 1164.2084 | 0.033194 |  |  | 1059.5728 | 0 | 1059.5663 | 0.04368
| 681.1655 | 0.0030939 | 443.944 | 0 | 443.944 | -0.0023959 | 444.5621 | -0.00019311 | 680.413 | 0 | 443.944 | -0.0010781 | 683.0973 | 4.3129e-05 | 681.1655 | 0.0018744 | 443.944 | 0.001 | 880.9045 | 0.0032554 | 1085.2627 | 0.07841 | 761.704 | 0.0016278 | 1131.4884 | 0.070729 | 1164.3744 | 0.03332 |  |  | 1059.6278 | 0 | 1059.6213 | 0.04421
| 681.3278 | 0.0039037 | 444.1645 | 0 | 444.1645 | 2.1224e-05 | 444.7825 | 0.00042017 | 680.5755 | 5.0004e-05 | 444.1645 | 0.00056703 | 683.2599 | 5.6569e-05 | 681.3278 | 0.0017276 | 444.1645 | 0 | 880.9818 | 0.0033393 | 1085.5513 | 0.07608 | 761.882 | 0.0010181 | 1131.5512 | 0.071003 | 1164.5404 | 0.033401 |  |  | 1059.6827 | 0 | 1059.6763 | 0.04479
| 681.4902 | 0.0033752 | 444.385 | 0 | 444.385 | -0.00021567 | 445.0029 | 0.00014876 | 680.738 | 0 | 444.385 | -0.0016114 | 683.4224 | 5.1955e-05 | 681.4902 | 0.0018999 | 444.385 | 0 | 881.059 | 0.0039045 | 1085.84 | 0.07279 | 762.06 | 0.0012421 | 1131.6139 | 0.071266 | 1164.7065 | 0.033434 |  |  | 1059.7378 | 0 | 1059.7313 | 0.04536
| 681.6525 | 0.0045015 | 444.6055 | 0 | 444.6055 | 0.0015435 | 445.2233 | 0.00091892 | 680.9005 | 5.0004e-05 | 444.6055 | 0.0016724 | 683.585 | 7.6027e-05 | 681.6525 | 0.0017704 | 444.6055 | 0 | 881.1363 | 0.0030839 | 1086.1289 | 0.06983 | 762.238 | 0.001088 | 1131.6765 | 0.071541 | 1164.8727 | 0.033413 |  |  | 1059.7929 | 0 | 1059.7864 | 0.04589
| 681.8148 | 0.0040959 | 444.8261 | 0 | 444.8261 | 0.00028751 | 445.4438 | -0.00029384 | 681.063 | 0 | 444.8261 | -0.00078631 | 683.7476 | 4.9548e-05 | 681.8148 | 0.0018744 | 444.8261 | 0.00040048 | 881.2134 | 0.0033243 | 1086.418 | 0.06786 | 762.416 | 0.00087967 | 1131.7393 | 0.071815 | 1165.0389 | 0.033325 |  |  | 1059.8478 | 0 | 1059.8413 | 0.04631
| 681.9772 | 0.0033586 | 445.0466 | 0 | 445.0466 | 0.002387 | 445.6642 | 0.00038123 | 681.2255 | 6.9993e-05 | 445.0466 | 0.00015697 | 683.9101 | 7.362e-05 | 681.9772 | 0.0016645 | 445.0466 | 0.001 | 881.2907 | 0.0031794 | 1086.7071 | 0.06697 | 762.594 | 0.0016683 | 1131.802 | 0.072089 | 1165.2052 | 0.033142 |  |  | 1059.9028 | 0 | 1059.8964 | 0.0466
| 682.1396 | 0.0046233 | 445.2672 | 0 | 445.2672 | -0.0024988 | 445.8847 | -0.0012068 | 681.388 | 0 | 445.2672 | -0.0024265 | 684.0727 | 3.4102e-05 | 682.1396 | 0.0017767 | 445.2672 | 0.00040068 | 881.368 | 0.0042731 | 1086.9965 | 0.06392 | 762.772 | 0.0018445 | 1131.8647 | 0.072363 | 1165.3715 | 0.032828 |  |  | 1059.9579 | 0 | 1059.9514 | 0.04675
| 682.3019 | 0.0046422 | 445.4878 | 0 | 445.4878 | 0.001417 | 446.1052 | 0.001097 | 681.5505 | 5.0004e-05 | 445.4878 | 0.0015981 | 684.2353 | 6.9207e-05 | 682.3019 | 0.0016856 | 445.4878 | 0 | 881.4454 | 0.0041628 | 1087.2859 | 0.0622 | 762.95 | 0.0012025 | 1131.9275 | 0.072648 | 1165.5378 | 0.032361 |  |  | 1060.0129 | 0 | 1060.0065 | 0.04676
| 682.4643 | 0.0041662 | 445.7084 | 0 | 445.7084 | -0.00020383 | 446.3257 | 0.00015316 | 681.713 | 0 | 445.7084 | -0.0014652 | 684.3979 | 6.0982e-05 | 682.4643 | 0.001845 | 445.7084 | 0 | 881.5226 | 0.0040607 | 1087.5756 | 0.0599 | 763.128 | 0.00087145 | 1131.9902 | 0.072922 | 1165.7042 | 0.031742 |  |  | 1060.068 | 0 | 1060.0615 | 0.04668
| 682.6267 | 0.0043784 | 445.929 | 0 | 445.929 | 0.0025567 | 446.5461 | 0.00039398 | 681.8756 | 3.0002e-05 | 445.929 | 0.00073078 | 684.5605 | 6.1384e-05 | 682.6267 | 0.0017026 | 445.929 | 0.001 | 881.6 | 0.0035274 | 1087.8654 | 0.05754 | 763.307 | 0.001303 | 1132.053 | 0.073196 | 1165.8707 | 0.031015 |  |  | 1060.123 | 0 | 1060.1166 | 0.04655
| 682.789 | 0.0037092 | 446.1496 | 0 | 446.1496 | -0.0033874 | 446.7667 | -6.0754e-05 | 682.0381 | 0 | 446.1496 | -0.0016055 | 684.7231 | 7.2617e-05 | 682.789 | 0.0018921 | 446.1496 | 0.00040068 | 881.6774 | 0.0028919 | 1088.1554 | 0.05535 | 763.485 | 0.0010184 | 1132.1158 | 0.073481 | 1166.0371 | 0.030255 |  |  | 1060.1781 | 0 | 1060.1716 | 0.04644
| 682.9514 | 0.0033761 | 446.3702 | 0 | 446.3702 | 0.0020538 | 446.9872 | 0.00075196 | 682.2006 | 6.9993e-05 | 446.3702 | 0.0014465 | 684.8858 | 3.1093e-05 | 682.9514 | 0.0017669 | 446.3702 | 0.001 | 881.7547 | 0.0030881 | 1088.4454 | 0.05519 | 763.663 | 0.0015079 | 1132.1786 | 0.073755 | 1166.2037 | 0.029564 |  |  | 1060.2332 | 0 | 1060.2267 | 0.04638
| 683.1138 | 0.0027072 | 446.5909 | 0 | 446.5909 | -0.00070532 | 447.2077 | 0.00013611 | 682.3632 | 0 | 446.5909 | -0.001033 | 685.0484 | 7.1414e-05 | 683.1138 | 0.0019232 | 446.5909 | 0 | 881.8321 | 0.0030633 | 1088.7357 | 0.05276 | 763.842 | 0.0013825 | 1132.2413 | 0.07404 | 1166.3704 | 0.029043 |  |  | 1060.2882 | 0 | 1060.2817 | 0.04641
| 683.2762 | 0.00313 | 446.8116 | 0 | 446.8116 | 0.0035352 | 447.4283 | 0.00045842 | 682.5257 | 8.9995e-05 | 446.8116 | 0.0019396 | 685.211 | 4.9749e-05 | 683.2762 | 0.0017255 | 446.8116 | 0.001 | 881.9095 | 0.0033654 | 1089.0261 | 0.05055 | 764.021 | 0.0014787 | 1132.3042 | 0.074325 | 1166.537 | 0.028771 |  |  | 1060.3433 | 0 | 1060.3368 | 0.04652
| 683.4386 | 0.0035685 | 447.0322 | 0 | 447.0322 | -0.00028726 | 447.6489 | -0.00039231 | 682.6883 | 0 | 447.0322 | -0.00055363 | 685.3737 | 7.3219e-05 | 683.4386 | 0.0018408 | 447.0322 | 0.001 | 881.9869 | 0.0034707 | 1089.3168 | 0.04913 | 764.2 | 0.00091759 | 1132.3669 | 0.07461 | 1166.7036 | 0.028795 |  |  | 1060.3984 | 0 | 1060.392 | 0.0467
| 683.601 | 0.0048708 | 447.2529 | 0 | 447.2529 | 0.0010759 | 447.8694 | 0.00033106 | 682.8509 | 8.9995e-05 | 447.2529 | 0.0013802 | 685.5363 | 4.4333e-05 | 683.601 | 0.0017141 | 447.2529 | 0.001 | 882.0643 | 0.0046013 | 1089.6074 | 0.04723 | 764.378 | 0.0013566 | 1132.4297 | 0.074895 | 1166.8704 | 0.029116 |  |  | 1060.4535 | 0 | 1060.447 | 0.04693
| 683.7634 | 0.0046057 | 447.4736 | 0 | 447.4736 | -0.0038307 | 448.0901 | -0.00056968 | 683.0134 | 0 | 447.4736 | -0.0021342 | 685.699 | 5.8575e-05 | 683.7634 | 0.0018713 | 447.4736 | 0 | 882.1417 | 0.0041609 | 1089.8983 | 0.04519 | 764.557 | 0.0011782 | 1132.4925 | 0.07518 | 1167.0371 | 0.029701 |  |  | 1060.5085 | 0 | 1060.5021 | 0.04716
| 683.9259 | 0.0047125 | 447.6944 | 0 | 447.6944 | 0.0007037 | 448.3107 | 0.00081389 | 683.176 | 6.9993e-05 | 447.6944 | 0.00061694 | 685.8616 | 4.7141e-05 | 683.9259 | 0.0017701 | 447.6944 | 0.001 | 882.2192 | 0.0031362 | 1090.1895 | 0.04441 | 764.736 | 0.00063412 | 1132.5554 | 0.075465 | 1167.204 | 0.030481 |  |  | 1060.5637 | 0 | 1060.5573 | 0.04737
| 684.0883 | 0.0034982 | 447.9151 | 0 | 447.9151 | 0.0004284 | 448.5313 | -0.00075406 | 683.3386 | 0 | 447.9151 | -0.00029081 | 686.0243 | 6.3791e-05 | 684.0883 | 0.0019124 | 447.9151 | -0.00020004 | 882.2966 | 0.0031642 | 1090.4806 | 0.04469 | 764.915 | 0.001494 | 1132.6182 | 0.075761 | 1167.3709 | 0.031364 |  |  | 1060.6188 | 0 | 1060.6123 | 0.04753
| 684.2507 | 0.0040971 | 448.1359 | 0 | 448.1359 | 0.0001803 | 448.752 | 0.00055211 | 683.5012 | 3.0002e-05 | 448.1359 | 0.00054402 | 686.187 | 5.8575e-05 | 684.2507 | 0.0017609 | 448.1359 | 0.001 | 882.3741 | 0.0031582 | 1090.772 | 0.04189 | 765.095 | 0.0012721 | 1132.681 | 0.076046 | 1167.5377 | 0.032247 |  |  | 1060.674 | 0 | 1060.6674 | 0.04763
| 684.4132 | 0.0038147 | 448.3566 | 0 | 448.3566 | -0.0031855 | 448.9726 | 0.0010236 | 683.6638 | 0 | 448.3566 | -0.0014629 | 686.3497 | 6.7602e-05 | 684.4132 | 0.0019468 | 448.3566 | 0.0012 | 882.4516 | 0.0032718 | 1091.0635 | 0.04047 | 765.274 | 0.0017286 | 1132.7439 | 0.076342 | 1167.7047 | 0.033024 |  |  | 1060.729 | 0 | 1060.7225 | 0.04766
| 684.5756 | 0.0044136 | 448.5774 | 0 | 448.5774 | 0.0026179 | 449.1933 | 0.0013074 | 683.8264 | 6.9993e-05 | 448.5774 | 0.0013343 | 686.5124 | 4.1524e-05 | 684.5756 | 0.0018206 | 448.5774 | 0.002 | 882.5291 | 0.0029272 | 1091.3551 | 0.03915 | 765.453 | 0.00099563 | 1132.8068 | 0.076627 | 1167.8718 | 0.033601 |  |  | 1060.7842 | 0 | 1060.7777 | 0.04761
| 684.7381 | 0.0018634 | 448.7982 | 0 | 448.7982 | -0.0010015 | 449.4139 | 2.757e-05 | 683.989 | 0 | 448.7982 | -0.00075229 | 686.6751 | 6.9408e-05 | 684.7381 | 0.0020091 | 448.7982 | 0 | 882.6067 | 0.0038212 | 1091.647 | 0.0383 | 765.633 | 0.0016906 | 1132.8696 | 0.076923 | 1168.0388 | 0.033911 |  |  | 1060.8392 | 0 | 1060.8328 | 0.04747
| 684.9005 | 0.0055566 | 449.019 | 0 | 449.019 | 0.00084184 | 449.6346 | 0.00092751 | 684.1516 | 5.0004e-05 | 449.019 | 0.001819 | 686.8378 | 4.353e-05 | 684.9005 | 0.0018373 | 449.019 | 0.00080116 | 882.6841 | 0.0034578 | 1091.939 | 0.0373 | 765.812 | 0.001592 | 1132.9325 | 0.077219 | 1168.2059 | 0.033932 |  |  | 1060.8944 | 0 | 1060.8879 | 0.04723
| 685.063 | 0.003885 | 449.2398 | 0 | 449.2398 | -0.0036252 | 449.8553 | -0.00024357 | 684.3142 | 0 | 449.2398 | 0.00049802 | 687.0005 | 7.3219e-05 | 685.063 | 0.0020129 | 449.2398 | 0.001 | 882.7617 | 0.0027818 | 1092.2311 | 0.03605 | 765.992 | 0.001557 | 1132.9954 | 0.077515 | 1168.3732 | 0.033691 |  |  | 1060.9496 | 0 | 1060.9431 | 0.04689
| 685.2255 | 0.0049587 | 449.4607 | 0 | 449.4607 | 0.00053362 | 450.076 | 0.00055875 | 684.4768 | 6.9993e-05 | 449.4607 | 0.0014793 | 687.1632 | 6.8405e-05 | 685.2255 | 0.0018219 | 449.4606 | 0.001 | 882.8392 | 0.0029939 | 1092.5233 | 0.03545 | 766.172 | 0.0011724 | 1133.0582 | 0.077811 | 1168.5403 | 0.03327 |  |  | 1061.0046 | 0 | 1060.9982 | 0.04645
| 685.3879 | 0.0046409 | 449.6815 | 0 | 449.6815 | -0.0018483 | 450.2968 | 3.7462e-05 | 684.6394 | 0 | 449.6815 | -0.0012512 | 687.326 | 5.3961e-05 | 685.3879 | 0.0018598 | 449.6815 | 0 | 882.9168 | 0.0027338 | 1092.8158 | 0.03399 | 766.351 | 0.0014096 | 1133.1211 | 0.078107 | 1168.7076 | 0.032784 |  |  | 1061.0598 | 0 | 1061.0533 | 0.04592
| 685.5504 | 0.0037102 | 449.9024 | 0 | 449.9024 | 0.003463 | 450.5175 | 0.00034477 | 684.802 | 6.9993e-05 | 449.9024 | 0.0002687 | 687.4887 | 6.0381e-05 | 685.5504 | 0.0016509 | 449.9024 | 0.001 | 882.9944 | 0.0037123 | 1093.1084 | 0.03304 | 766.531 | 0.0014913 | 1133.184 | 0.078403 | 1168.8749 | 0.032353 |  |  | 1061.115 | 0 | 1061.1085 | 0.04533
| 685.7129 | 0.003885 | 450.1232 | 0 | 450.1232 | -0.0037806 | 450.7383 | 5.1601e-06 | 684.9647 | 0 | 450.1232 | -0.0010016 | 687.6515 | 5.7773e-05 | 685.7129 | 0.0017916 | 450.1232 | -0.00020004 | 883.072 | 0.0038844 | 1093.4011 | 0.03283 | 766.711 | 0.0016692 | 1133.2468 | 0.07871 | 1169.0422 | 0.032077 |  |  | 1061.1702 | 0 | 1061.1637 | 0.04471
| 685.8754 | 0.0046774 | 450.3441 | 0 | 450.3441 | 0.00089407 | 450.9591 | 0.0011768 | 685.1273 | 8.9995e-05 | 450.3441 | 0.0012016 | 687.8142 | 5.5366e-05 | 685.8754 | 0.0017532 | 450.3441 | 0.001 | 883.1495 | 0.0037729 | 1093.6941 | 0.03037 | 766.891 | 0.0019454 | 1133.3097 | 0.079006 | 1169.2097 | 0.032006 |  |  | 1061.2253 | 0 | 1061.2189 | 0.04409
| 686.0379 | 0.0046057 | 450.565 | 0 | 450.565 | -0.00066739 | 451.1799 | -8.7038e-05 | 685.29 | 0 | 450.565 | -0.00088463 | 687.977 | 6.8405e-05 | 686.0379 | 0.0019269 | 450.565 | 0.001 | 883.2272 | 0.0032 | 1093.9872 | 0.03077 | 767.071 | 0.0017439 | 1133.3727 | 0.079313 | 1169.3771 | 0.03214 |  |  | 1061.2805 | 0 | 1061.274 | 0.04351
| 686.2004 | 0.0049587 | 450.786 | 0 | 450.786 | 0.0020882 | 451.4007 | -0.00062166 | 685.4526 | 6.9993e-05 | 450.786 | -0.00031996 | 688.1398 | 6.1183e-05 | 686.2004 | 0.0018389 | 450.786 | 0.001 | 883.3048 | 0.0033448 | 1094.2804 | 0.0292 | 767.251 | 0.0013231 | 1133.4355 | 0.07962 | 1169.5446 | 0.032434 |  |  | 1061.3357 | 0 | 1061.3292 | 0.04297
| 686.3629 | 0.0037619 | 451.0069 | 0 | 451.0069 | -0.0026829 | 451.6215 | 3.8355e-05 | 685.6153 | 0 | 451.0069 | -0.00061553 | 688.3025 | 5.4563e-05 | 686.3629 | 0.0018869 | 451.0069 | 0 | 883.3824 | 0.0039412 | 1094.5737 | 0.02864 | 767.432 | 0.00095813 | 1133.4985 | 0.079916 | 1169.7122 | 0.032825 |  |  | 1061.3909 | 0 | 1061.3844 | 0.04248
| 686.5254 | 0.0049939 | 451.2278 | 0 | 451.2278 | -0.00090172 | 451.8423 | 0.00052669 | 685.7779 | 6.9993e-05 | 451.2278 | 0.0010117 | 688.4653 | 6.8204e-05 | 686.5254 | 0.0017062 | 451.2278 | 0.0014 | 883.4601 | 0.0045672 | 1094.8673 | 0.02659 | 767.612 | 0.00089684 | 1133.5614 | 0.080223 | 1169.8798 | 0.03325 |  |  | 1061.446 | 0 | 1061.4396 | 0.04205
| 686.6879 | 0.0027423 | 451.4488 | 0 | 451.4488 | -0.0017881 | 452.0631 | -0.00034445 | 685.9406 | 0 | 451.4488 | -0.00064273 | 688.6281 | 5.0952e-05 | 686.6879 | 0.0017806 | 451.4488 | 0.0014 | 883.5377 | 0.0042754 | 1095.161 | 0.02702 | 767.793 | 0.0012901 | 1133.6244 | 0.08053 | 1170.0474 | 0.033664 |  |  | 1061.5012 | 0 | 1061.4948 | 0.04168
| 686.8505 | 0.0044488 | 451.6698 | 0 | 451.6698 | 0.0012582 | 452.284 | 0.00066708 | 686.1033 | 5.0004e-05 | 451.6698 | 0.0010536 | 688.7909 | 6.7402e-05 | 686.8505 | 0.0017362 | 451.6698 | 0.001 | 883.6154 | 0.004042 | 1095.455 | 0.02588 | 767.973 | 0.00090068 | 1133.6873 | 0.080837 | 1170.2151 | 0.034042 |  |  | 1061.5565 | 0 | 1061.5499 | 0.04141
| 687.013 | 0.0031115 | 451.8908 | 0 | 451.8908 | -0.0016306 | 452.5049 | -6.3093e-05 | 686.266 | 0 | 451.8908 | -0.0020124 | 688.9537 | 6.8003e-05 | 687.013 | 0.001942 | 451.8908 | 0 | 883.6931 | 0.0037089 | 1095.7489 | 0.02465 | 768.154 | 0.0010476 | 1133.7502 | 0.081155 | 1170.3828 | 0.034381 |  |  | 1061.6117 | 0 | 1061.6052 | 0.04125
| 687.1756 | 0.0035344 | 452.1118 | 0 | 452.1118 | 0.00093577 | 452.7258 | 0.0005205 | 686.4286 | 8.9995e-05 | 452.1118 | 0.0013271 | 689.1165 | 6.2186e-05 | 687.1756 | 0.0018913 | 452.1118 | 0 | 883.7708 | 0.0038403 | 1096.0431 | 0.02398 | 768.335 | 0.0013182 | 1133.8132 | 0.081462 | 1170.5507 | 0.034699 |  |  | 1061.6669 | 0 | 1061.6604 | 0.04125
| 687.3381 | 0.0045881 | 452.3328 | 0 | 452.3328 | -0.0028562 | 452.9467 | -2.3157e-05 | 686.5913 | 0 | 452.3328 | -0.0022692 | 689.2793 | 5.6369e-05 | 687.3381 | 0.0019985 | 452.3328 | 0 | 883.8486 | 0.0045058 | 1096.3374 | 0.02431 | 768.515 | 0.00125 | 1133.8762 | 0.081779 | 1170.7185 | 0.035025 |  |  | 1061.7222 | 0 | 1061.7156 | 0.0414
| 687.5006 | 0.0049763 | 452.5538 | 0 | 452.5538 | 0.0020342 | 453.1676 | 0.00041713 | 686.754 | 6.9993e-05 | 452.5538 | 0.00084158 | 689.4422 | 6.7803e-05 | 687.5006 | 0.0018087 | 452.5538 | 0.00020044 | 883.9263 | 0.0049255 | 1096.632 | 0.02241 | 768.696 | 0.0013011 | 1133.9392 | 0.082086 | 1170.8864 | 0.035394 |  |  | 1061.7773 | 0 | 1061.7709 | 0.04173
| 687.6632 | 0.004887 | 452.7749 | 0 | 452.7749 | 1.5621e-05 | 453.3885 | -2.8819e-05 | 686.9167 | 0 | 452.7749 | -0.00030447 | 689.605 | 6.5596e-05 | 687.6632 | 0.0019768 | 452.7749 | 0.00040048 | 884.0041 | 0.0039943 | 1096.9266 | 0.02299 | 768.877 | 0.0015151 | 1134.0021 | 0.082404 | 1171.0543 | 0.035828 |  |  | 1061.8325 | 0 | 1061.826 | 0.04221
| 687.8258 | 0.0037982 | 452.9959 | 0 | 452.9959 | -0.0014601 | 453.6094 | 0.00020807 | 687.0794 | 3.0002e-05 | 452.9959 | 0.00051193 | 689.7678 | 7.342e-05 | 687.8258 | 0.0018527 | 452.9959 | 0.00020044 | 884.0818 | 0.0028107 | 1097.2214 | 0.02209 | 769.058 | 0.0011809 | 1134.0651 | 0.082722 | 1171.2223 | 0.036321 |  |  | 1061.8878 | 0 | 1061.8814 | 0.0428
| 687.9883 | 0.0047463 | 453.217 | 0 | 453.217 | -0.0011806 | 453.8304 | -0.00039152 | 687.2421 | 0 | 453.217 | -0.0011897 | 689.9307 | 5.8174e-05 | 687.9883 | 0.0019508 | 453.217 | 0 | 884.1596 | 0.0038019 | 1097.5164 | 0.02113 | 769.239 | 0.0011265 | 1134.1281 | 0.08304 | 1171.3903 | 0.036827 |  |  | 1061.943 | 0 | 1061.9365 | 0.04343
| 688.1509 | 0.0048532 | 453.4381 | 0 | 453.4381 | -0.0030787 | 454.0513 | 0.00042957 | 687.4049 | 8.9995e-05 | 453.4381 | 0.0017588 | 690.0936 | 5.8375e-05 | 688.1509 | 0.0017404 | 453.4381 | 0 | 884.2374 | 0.0039178 | 1097.8115 | 0.02035 | 769.421 | 0.0014184 | 1134.1912 | 0.083358 | 1171.5584 | 0.037267 |  |  | 1061.9983 | 0 | 1061.9918 | 0.04404
| 688.3135 | 0.0045178 | 453.6592 | 0 | 453.6592 | -0.0013922 | 454.2723 | 0.00010513 | 687.5676 | 0 | 453.6592 | -0.00099026 | 690.2564 | 7.1414e-05 | 688.3135 | 0.0018431 | 453.6592 | 0 | 884.3152 | 0.0033389 | 1098.1068 | 0.02013 | 769.602 | 0.0010024 | 1134.2541 | 0.083676 | 1171.7264 | 0.037545 |  |  | 1062.0536 | 0 | 1062.047 | 0.04456
| 688.4761 | 0.0046949 | 453.8803 | 0 | 453.8803 | 0.00049532 | 454.4933 | 0.00031501 | 687.7303 | 5.0004e-05 | 453.8803 | 0.00059286 | 690.4193 | 5.2357e-05 | 688.4761 | 0.0017999 | 453.8803 | 0.00020044 | 884.3931 | 0.0029513 | 1098.4022 | 0.01933 | 769.783 | 0.00085669 | 1134.3171 | 0.084005 | 1171.8947 | 0.037579 |  |  | 1062.1088 | 0 | 1062.1023 | 0.04493
| 688.6387 | 0.0046584 | 454.1015 | 0 | 454.1015 | -0.0019856 | 454.7143 | -0.00052266 | 687.893 | 0 | 454.1015 | -0.00010548 | 690.5822 | 8.2647e-05 | 688.6387 | 0.0020174 | 454.1015 | 0.001 | 884.4709 | 0.0027977 | 1098.6979 | 0.01894 | 769.965 | 0.00078459 | 1134.3801 | 0.084323 | 1172.0629 | 0.037324 |  |  | 1062.1641 | 0 | 1062.1576 | 0.04512
| 688.8013 | 0.0048004 | 454.3226 | 0 | 454.3226 | 0.0029887 | 454.9353 | 0.0003704 | 688.0558 | 3.0002e-05 | 454.3226 | 0.0014165 | 690.7451 | 4.3931e-05 | 688.8013 | 0.0019468 | 454.3226 | 0.00080096 | 884.5488 | 0.0036226 | 1098.9935 | 0.01895 | 770.146 | 0.0016524 | 1134.4432 | 0.084652 | 1172.2311 | 0.036788 |  |  | 1062.2194 | 0 | 1062.2129 | 0.04511
| 688.9639 | 0.0036037 | 454.5438 | 0 | 454.5438 | -0.00035906 | 455.1563 | -0.00011524 | 688.2185 | 0 | 454.5438 | -0.00071612 | 690.908 | 6.68e-05 | 688.9639 | 0.0020962 | 454.5438 | 0.00080076 | 884.6266 | 0.0043139 | 1099.2895 | 0.01817 | 770.328 | 0.0011865 | 1134.5062 | 0.084969 | 1172.3994 | 0.036027 |  |  | 1062.2747 | 0 | 1062.2682 | 0.0449
| 689.1265 | 0.0045367 | 454.7649 | 0 | 454.7649 | 0.0038018 | 455.3774 | 0.00024378 | 688.3813 | 6.9993e-05 | 454.7649 | 0.00066441 | 691.0709 | 7.5225e-05 | 689.1265 | 0.0019039 | 454.7649 | 0.00080116 | 884.7045 | 0.0051821 | 1099.5856 | 0.01886 | 770.51 | 0.0010823 | 1134.5692 | 0.085298 | 1172.5679 | 0.035132 |  |  | 1062.33 | 0 | 1062.3234 | 0.04451
| 689.2891 | 0.0039729 | 454.9861 | 0 | 454.9861 | -0.0033301 | 455.5984 | 2.0292e-05 | 688.544 | 0 | 454.9861 | -0.0013509 | 691.2338 | 5.2357e-05 | 689.2891 | 0.0020216 | 454.9861 | 0 | 884.7824 | 0.0047769 | 1099.8818 | 0.01845 | 770.691 | 0.0012073 | 1134.6323 | 0.085627 | 1172.7362 | 0.034221 |  |  | 1062.3853 | 0 | 1062.3787 | 0.04397
| 689.4517 | 0.0043433 | 455.2073 | 0 | 455.2073 | 0.0042052 | 455.8195 | -1.2818e-05 | 688.7068 | 6.9993e-05 | 455.2073 | 0.001019 | 691.3967 | 7.1414e-05 | 689.4517 | 0.001794 | 455.2073 | 0.00040048 | 884.8603 | 0.004356 | 1100.1782 | 0.01689 | 770.873 | 0.0011062 | 1134.6953 | 0.085956 | 1172.9047 | 0.033421 |  |  | 1062.4406 | 0 | 1062.434 | 0.04335
| 689.6144 | 0.0029357 | 455.4285 | 0 | 455.4285 | 0.0036865 | 456.0406 | -0.0002288 | 688.8695 | 0 | 455.4285 | -0.0016326 | 691.5596 | 5.6168e-05 | 689.6144 | 0.0019316 | 455.4285 | 0 | 884.9382 | 0.0044899 | 1100.4747 | 0.01698 | 771.055 | 0.0011707 | 1134.7584 | 0.086285 | 1173.0732 | 0.032849 |  |  | 1062.4959 | 0 | 1062.4893 | 0.04268
| 689.777 | 0.004396 | 455.6498 | 0 | 455.6498 | 0.0010414 | 456.2617 | 0.00025501 | 689.0323 | 5.0004e-05 | 455.6498 | 0.0014508 | 691.7225 | 5.4363e-05 | 689.777 | 0.0018059 | 455.6498 | 0 | 885.0162 | 0.0040683 | 1100.7715 | 0.01676 | 771.237 | 0.0011349 | 1134.8215 | 0.086625 | 1173.2418 | 0.03259 |  |  | 1062.5512 | 0 | 1062.5446 | 0.04204
| 689.9396 | 0.0034806 | 455.871 | 0 | 455.871 | -0.0024968 | 456.4828 | -0.00010563 | 689.1951 | 0 | 455.871 | -0.00068118 | 691.8855 | 8.7863e-05 | 689.9396 | 0.0019663 | 455.871 | 0.00080076 | 885.0941 | 0.0045669 | 1101.0684 | 0.01521 | 771.42 | 0.0013289 | 1134.8845 | 0.086954 | 1173.4104 | 0.032674 |  |  | 1062.6064 | 0 | 1062.6 | 0.04147
| 690.1023 | 0.0045719 | 456.0923 | 0 | 456.0923 | 0.0039988 | 456.7039 | 0.00087481 | 689.3579 | 3.0002e-05 | 456.0923 | 0.0013449 | 692.0484 | 3.5105e-05 | 690.1023 | 0.0018084 | 456.0923 | 0.001 | 885.1721 | 0.0037387 | 1101.3655 | 0.01578 | 771.602 | 0.0012796 | 1134.9476 | 0.087293 | 1173.579 | 0.033062 |  |  | 1062.6617 | 0 | 1062.6553 | 0.04099
| 690.2649 | 0.0038147 | 456.3135 | 0 | 456.3135 | -0.0010512 | 456.925 | -0.0004876 | 689.5207 | 0 | 456.3135 | -0.00067378 | 692.2114 | 7.4824e-05 | 690.2649 | 0.0018529 | 456.3135 | 0 | 885.2501 | 0.0029377 | 1101.6626 | 0.01496 | 771.784 | 0.0013069 | 1135.0107 | 0.087633 | 1173.7477 | 0.033651 |  |  | 1062.717 | 0 | 1062.7106 | 0.04062
| 690.4276 | 0.0044136 | 456.5348 | 0 | 456.5348 | 0.0017911 | 457.1462 | -5.5992e-05 | 689.6835 | 8.9995e-05 | 456.5348 | 0.0010307 | 692.3743 | 5.1554e-05 | 690.4276 | 0.0017558 | 456.5348 | 0.001 | 885.3281 | 0.002194 | 1101.96 | 0.01548 | 771.967 | 0.00088724 | 1135.0738 | 0.087962 | 1173.9165 | 0.0343 |  |  | 1062.7723 | 0 | 1062.7659 | 0.04035
| 690.5902 | 0.0041662 | 456.7561 | 0 | 456.7561 | 0.0025291 | 457.3674 | -3.2959e-05 | 689.8463 | 0 | 456.7561 | -0.0014141 | 692.5373 | 7.9237e-05 | 690.5902 | 0.0019455 | 456.7561 | 0 | 885.4061 | 0.0029616 | 1102.2576 | 0.01516 | 772.149 | 0.00077045 | 1135.137 | 0.088302 | 1174.0853 | 0.034872 |  |  | 1062.8278 | 0 | 1062.8212 | 0.04014
| 690.7529 | 0.0052576 | 456.9774 | 0 | 456.9774 | 0.0025925 | 457.5886 | 0.00081668 | 690.0091 | 3.0002e-05 | 456.9774 | 0.0012511 | 692.7003 | 6.6599e-05 | 690.7529 | 0.0018826 | 456.9774 | 0.001 | 885.4841 | 0.0030899 | 1102.5552 | 0.01434 | 772.332 | 0.0014474 | 1135.2001 | 0.088653 | 1174.2541 | 0.035272 |  |  | 1062.8831 | 0 | 1062.8766 | 0.03997
| 690.9156 | 0.0051858 | 457.1988 | 0 | 457.1988 | -0.0025114 | 457.8098 | 0.0002338 | 690.1719 | 0 | 457.1988 | -0.0012233 | 692.8632 | 4.0521e-05 | 690.9156 | 0.0020174 | 457.1988 | 0 | 885.5621 | 0.0032504 | 1102.853 | 0.01391 | 772.514 | 0.00076104 | 1135.2632 | 0.088993 | 1174.4231 | 0.035466 |  |  | 1062.9383 | 0 | 1062.9319 | 0.03981
| 691.0783 | 0.005539 | 457.4201 | 0 | 457.4201 | -0.0021135 | 458.0309 | 0.00046483 | 690.3347 | 6.9993e-05 | 457.4201 | 0.00089878 | 693.0262 | 8.1845e-05 | 691.0783 | 0.001764 | 457.4201 | 0 | 885.6401 | 0.0035347 | 1103.151 | 0.01447 | 772.697 | 0.0015069 | 1135.3263 | 0.089333 | 1174.592 | 0.035477 |  |  | 1062.9938 | 0 | 1062.9873 | 0.03967
| 691.241 | 0.0041311 | 457.6415 | 0 | 457.6415 | -0.0010012 | 458.2522 | -9.3272e-05 | 690.4975 | 0 | 457.6415 | -0.00087863 | 693.1892 | 4.5135e-05 | 691.241 | 0.001936 | 457.6415 | -0.00040028 | 885.7182 | 0.0031411 | 1103.4492 | 0.01505 | 772.88 | 0.0015065 | 1135.3894 | 0.089683 | 1174.761 | 0.035359 |  |  | 1063.0491 | 0 | 1063.0426 | 0.03954
| 691.4036 | 0.0045015 | 457.8628 | 0 | 457.8628 | -0.0012252 | 458.4734 | 0.00013377 | 690.6603 | 8.9995e-05 | 457.8628 | 0.00060793 | 693.3522 | 9.1474e-05 | 691.4036 | 0.0017989 | 457.8628 | 0.00020004 | 885.7963 | 0.0027112 | 1103.7476 | 0.01292 | 773.063 | 0.00094676 | 1135.4526 | 0.090023 | 1174.9301 | 0.035174 |  |  | 1063.1045 | 0 | 1063.098 | 0.03944
| 691.5663 | 0.0041838 | 458.0842 | 0 | 458.0842 | -0.0012116 | 458.6946 | 6.0261e-05 | 690.8232 | 0 | 458.0842 | -0.00084829 | 693.5152 | 5.4764e-05 | 691.5663 | 0.0020476 | 458.0842 | -0.00080096 | 885.8743 | 0.003456 | 1104.046 | 0.01273 | 773.246 | 0.0015544 | 1135.5158 | 0.090374 | 1175.0991 | 0.034976 |  |  | 1063.1599 | 0 | 1063.1533 | 0.03938
| 691.729 | 0.0044312 | 458.3056 | 0 | 458.3056 | 0.0016994 | 458.9159 | 8.5245e-05 | 690.986 | 3.0002e-05 | 458.3056 | 0.00066143 | 693.6782 | 6.5797e-05 | 691.729 | 0.0018272 | 458.3056 | 0 | 885.9524 | 0.0033395 | 1104.3447 | 0.0119 | 773.429 | 0.001158 | 1135.5789 | 0.090725 | 1175.2683 | 0.03481 |  |  | 1063.2152 | 0 | 1063.2087 | 0.0394
| 691.8918 | 0.0032521 | 458.527 | 0 | 458.527 | 0.00025998 | 459.1371 | -0.00021641 | 691.1488 | 0 | 458.527 | -0.00010513 | 693.8413 | 5.7572e-05 | 691.8918 | 0.0019545 | 458.527 | 0.00040068 | 886.0305 | 0.0029001 | 1104.6434 | 0.01312 | 773.612 | 0.00099501 | 1135.6421 | 0.091076 | 1175.4375 | 0.034717 |  |  | 1063.2706 | 0 | 1063.2642 | 0.0395
| 692.0545 | 0.0047125 | 458.7484 | 0 | 458.7484 | 0.0012206 | 459.3584 | -4.4514e-05 | 691.3117 | 6.9993e-05 | 458.7484 | 0.00096922 | 694.0043 | 7.9839e-05 | 692.0545 | 0.001738 | 458.7484 | 0.001 | 886.1086 | 0.0027269 | 1104.9425 | 0.01206 | 773.796 | 0.0014831 | 1135.7052 | 0.091426 | 1175.6067 | 0.03473 |  |  | 1063.326 | 0 | 1063.3195 | 0.03966
| 692.2172 | 0.0045002 | 458.9699 | 0 | 458.9699 | -0.0025734 | 459.5797 | -0.00028433 | 691.4745 | 0 | 458.9699 | -0.00098973 | 694.1673 | 5.1153e-05 | 692.2172 | 0.0019351 | 458.9699 | 0.00020024 | 886.1868 | 0.0039185 | 1105.2416 | 0.01237 | 773.979 | 0.00099677 | 1135.7684 | 0.091788 | 1175.776 | 0.034868 |  |  | 1063.3814 | 0 | 1063.3749 | 0.03987
| 692.3799 | 0.0057148 | 459.1913 | 0 | 459.1913 | 0.0049362 | 459.8011 | 0.00040403 | 691.6374 | 6.9993e-05 | 459.1913 | 0.0019657 | 694.3304 | 0.0001007 | 692.3799 | 0.0017973 | 459.1913 | 0 | 886.265 | 0.0043806 | 1105.5409 | 0.01155 | 774.162 | 0.0017126 | 1135.8315 | 0.092139 | 1175.9453 | 0.035111 |  |  | 1063.4368 | 0 | 1063.4303 | 0.04009
| 692.5427 | 0.0050452 | 459.4128 | 0 | 459.4128 | 0.00042324 | 460.0224 | -0.00031775 | 691.8002 | 0 | 459.4128 | -0.00048158 | 694.4934 | 3.671e-05 | 692.5427 | 0.0019521 | 459.4128 | 0 | 886.3431 | 0.0039929 | 1105.8403 | 0.01222 | 774.346 | 0.001229 | 1135.8948 | 0.092501 | 1176.1147 | 0.035395 |  |  | 1063.4922 | 0 | 1063.4857 | 0.04028
| 692.7054 | 0.0053807 | 459.6343 | 0 | 459.6343 | 0.0014524 | 460.2437 | 0.00089286 | 691.9631 | 3.0002e-05 | 459.6343 | 0.0013392 | 694.6565 | 8.4653e-05 | 692.7054 | 0.0017951 | 459.6343 | 0.00020024 | 886.4213 | 0.0038647 | 1106.14 | 0.01112 | 774.53 | 0.0010139 | 1135.958 | 0.092862 | 1176.2842 | 0.035609 |  |  | 1063.5476 | 0 | 1063.5411 | 0.04042
| 692.8681 | 0.0061175 | 459.8558 | 0 | 459.8558 | -0.0034533 | 460.4651 | -3.8361e-05 | 692.126 | 0 | 459.8558 | -0.00042283 | 694.8196 | 6.5195e-05 | 692.8681 | 0.0019248 | 459.8558 | 0.001 | 886.4995 | 0.0050941 | 1106.4397 | 0.01144 | 774.713 | 0.0016227 | 1136.0211 | 0.093213 | 1176.4536 | 0.035628 |  |  | 1063.603 | 0 | 1063.5966 | 0.04052
| 693.0309 | 0.0056445 | 460.0773 | 0 | 460.0773 | 0.0025888 | 460.6864 | 0.00045291 | 692.2889 | 6.9993e-05 | 460.0773 | 0.00067121 | 694.9826 | 7.2818e-05 | 693.0309 | 0.0018648 | 460.0773 | 0.001 | 886.5777 | 0.0054087 | 1106.7397 | 0.01079 | 774.897 | 0.0017733 | 1136.0844 | 0.093575 | 1176.6232 | 0.035348 |  |  | 1063.6584 | 0 | 1063.652 | 0.04062
| 693.1936 | 0.0044299 | 460.2988 | 0 | 460.2988 | -0.0012589 | 460.9078 | -0.00066525 | 692.4518 | 0 | 460.2988 | -0.00093937 | 695.1457 | 7.8836e-05 | 693.1936 | 0.0020443 | 460.2988 | 0 | 886.6559 | 0.0045987 | 1107.0398 | 0.01051 | 775.081 | 0.0011597 | 1136.1476 | 0.093948 | 1176.7927 | 0.034729 |  |  | 1063.7139 | 0 | 1063.7074 | 0.04078
| 693.3564 | 0.0058555 | 460.5203 | 0 | 460.5203 | 0.00067179 | 461.1292 | 0.00064654 | 692.6146 | 0.00011 | 460.5203 | 0.00093906 | 695.3088 | 6.9408e-05 | 693.3564 | 0.0018685 | 460.5203 | 0 | 886.7342 | 0.0038984 | 1107.3401 | 0.0108 | 775.265 | 0.0011309 | 1136.2108 | 0.094309 | 1176.9624 | 0.033812 |  |  | 1063.7693 | 0 | 1063.7628 | 0.04106
| 693.5192 | 0.0041135 | 460.7419 | 0 | 460.7419 | -0.00026817 | 461.3506 | -0.00046375 | 692.7775 | 0 | 460.7419 | -0.00022733 | 695.4719 | 6.3991e-05 | 693.5192 | 0.0019778 | 460.7419 | 0.001 | 886.8124 | 0.003355 | 1107.6405 | 0.01151 | 775.449 | 0.0016212 | 1136.274 | 0.094671 | 1177.1321 | 0.032711 |  |  | 1063.8247 | 0 | 1063.8182 | 0.04152
| 693.6819 | 0.0064533 | 460.9634 | 0 | 460.9634 | 0.0016871 | 461.572 | 0.00022824 | 692.9404 | 8.9995e-05 | 460.9634 | 0.0011813 | 695.635 | 8.7662e-05 | 693.6819 | 0.0017986 | 460.9635 | 0 | 886.8907 | 0.0035532 | 1107.9412 | 0.01097 | 775.633 | 0.0015308 | 1136.3373 | 0.095044 | 1177.3018 | 0.031582 |  |  | 1063.8802 | 0 | 1063.8737 | 0.04216
| 693.8447 | 0.0043948 | 461.185 | 0 | 461.185 | -0.0011433 | 461.7934 | -0.00038866 | 693.1033 | 0 | 461.185 | -0.00048925 | 695.7981 | 5.8976e-05 | 693.8447 | 0.0020101 | 461.185 | -0.001 | 886.969 | 0.0039942 | 1108.2418 | 0.01164 | 775.817 | 0.0014824 | 1136.4005 | 0.095417 | 1177.4716 | 0.030582 |  |  | 1063.9357 | 0 | 1063.9292 | 0.04293
| 694.0075 | 0.0047829 | 461.4066 | 0 | 461.4066 | 0.002006 | 462.0149 | 0.0002829 | 693.2663 | 6.9993e-05 | 461.4066 | 9.7877e-05 | 695.9612 | 8.8264e-05 | 694.0075 | 0.0018173 | 461.4066 | 0.001 | 887.0472 | 0.0042071 | 1108.5429 | 0.01098 | 776.002 | 0.0010797 | 1136.4637 | 0.095778 | 1177.6414 | 0.029824 |  |  | 1063.9911 | 0 | 1063.9846 | 0.04376
| 694.1703 | 0.0056077 | 461.6282 | 0 | 461.6282 | 0.00058514 | 462.2363 | -7.1981e-05 | 693.4292 | 0 | 461.6282 | -0.00065314 | 696.1244 | 6.0381e-05 | 694.1703 | 0.0019424 | 461.6282 | 0 | 887.1255 | 0.0033505 | 1108.8439 | 0.00975 | 776.186 | 0.0013193 | 1136.5271 | 0.096151 | 1177.8113 | 0.029366 |  |  | 1064.0465 | 0 | 1064.04 | 0.04454
| 694.3331 | 0.0039564 | 461.8498 | 0 | 461.8498 | 5.6725e-05 | 462.4578 | 0.00079637 | 693.5921 | 6.9993e-05 | 461.8498 | 0.00095806 | 696.2875 | 8.7462e-05 | 694.3331 | 0.0018177 | 461.8498 | 0 | 887.2039 | 0.0027356 | 1109.1451 | 0.00978 | 776.371 | 0.0009661 | 1136.5903 | 0.096524 | 1177.9812 | 0.02921 |  |  | 1064.102 | 0 | 1064.0956 | 0.0452
| 694.4959 | 0.0048167 | 462.0715 | 0 | 462.0715 | -0.00085638 | 462.6793 | -0.00078195 | 693.755 | 0 | 462.0715 | -0.0010823 | 696.4506 | 5.8976e-05 | 694.4959 | 0.0019765 | 462.0715 | 0.00040048 | 887.2822 | 0.0033821 | 1109.4465 | 0.01093 | 776.555 | 0.001659 | 1136.6536 | 0.096908 | 1178.1511 | 0.02932 |  |  | 1064.1575 | 0 | 1064.151 | 0.04568
| 694.6587 | 0.0061896 | 462.2931 | 0 | 462.2931 | 0.0014276 | 462.9008 | 0.00095907 | 693.918 | 6.9993e-05 | 462.2931 | 0.0010395 | 696.6138 | 8.4051e-05 | 694.6587 | 0.0018763 | 462.2931 | 0.001 | 887.3606 | 0.0039981 | 1109.7482 | 0.01037 | 776.74 | 0.0013842 | 1136.7169 | 0.09728 | 1178.3212 | 0.02965 |  |  | 1064.213 | 0 | 1064.2065 | 0.04598
| 694.8215 | 0.0050803 | 462.5148 | 0 | 462.5148 | 0.00049738 | 463.1223 | -0.00012214 | 694.0809 | 0 | 462.5148 | -0.00090816 | 696.7769 | 6.8003e-05 | 694.8215 | 0.0020714 | 462.5148 | -0.00040028 | 887.439 | 0.0034718 | 1110.0499 | 0.00985 | 776.925 | 0.00118 | 1136.7802 | 0.097664 | 1178.4912 | 0.030164 |  |  | 1064.2684 | 0 | 1064.262 | 0.04611
| 694.9843 | 0.0068402 | 462.7365 | 0 | 462.7365 | 0.0015827 | 463.3438 | 0.0001312 | 694.2438 | 5.0004e-05 | 462.7365 | 0.00085602 | 696.9401 | 6.6399e-05 | 694.9843 | 0.0020144 | 462.7364 | 0.00040028 | 887.5173 | 0.0030675 | 1110.3518 | 0.00977 | 777.11 | 0.0015242 | 1136.8435 | 0.098037 | 1178.6614 | 0.03084 |  |  | 1064.324 | 0 | 1064.3175 | 0.04613
| 695.1472 | 0.0048167 | 462.9581 | 0 | 462.9581 | -0.0026808 | 463.5653 | -0.00049086 | 694.4068 | 0 | 462.9581 | -0.0012758 | 697.1032 | 8.1644e-05 | 695.1472 | 0.0021274 | 462.9581 | 0 | 887.5957 | 0.0034192 | 1110.6538 | 0.00894 | 777.295 | 0.0011486 | 1136.9067 | 0.09842 | 1178.8315 | 0.031664 |  |  | 1064.3795 | 0 | 1064.3729 | 0.04612
| 695.31 | 0.0052752 | 463.1798 | 0 | 463.1798 | 0.0014583 | 463.7869 | 0.00057973 | 694.5697 | 6.9993e-05 | 463.1798 | 0.0010461 | 697.2664 | 9.3078e-05 | 695.31 | 0.0018687 | 463.1798 | 0.00040048 | 887.6741 | 0.0029387 | 1110.9561 | 0.00868 | 777.48 | 0.0015274 | 1136.9701 | 0.098804 | 1179.0018 | 0.032624 |  |  | 1064.4349 | 0 | 1064.4285 | 0.04611
| 695.4728 | 0.0056253 | 463.4016 | 0 | 463.4016 | -0.0008312 | 464.0085 | 0.00033802 | 694.7327 | 0 | 463.4016 | -0.00087107 | 697.4296 | 8.5255e-05 | 695.4728 | 0.001978 | 463.4016 | 0.00060092 | 887.7526 | 0.0033654 | 1111.2585 | 0.0095 | 777.665 | 0.0010607 | 1137.0333 | 0.099188 | 1179.172 | 0.033695 |  |  | 1064.4905 | 0 | 1064.484 | 0.04613
| 695.6357 | 0.0064006 | 463.6233 | 0 | 463.6233 | 0.0023245 | 464.23 | 0.0003055 | 694.8957 | 3.0002e-05 | 463.6233 | 0.0011365 | 697.5928 | 8.0842e-05 | 695.6357 | 0.0018682 | 463.6233 | 0.001 | 887.831 | 0.0040661 | 1111.561 | 0.00966 | 777.85 | 0.00061194 | 1137.0967 | 0.099571 | 1179.3424 | 0.034832 |  |  | 1064.546 | 0 | 1064.5394 | 0.04619
| 695.7985 | 0.0065921 | 463.845 | 0 | 463.845 | 0.0012397 | 464.4516 | 0.00013905 | 695.0586 | 0 | 463.845 | -0.00042689 | 697.756 | 7.8033e-05 | 695.7985 | 0.0021265 | 463.845 | 0.001 | 887.9094 | 0.0041221 | 1111.8638 | 0.00996 | 778.035 | 0.00080854 | 1137.16 | 0.099955 | 1179.5127 | 0.035976 |  |  | 1064.6016 | 0 | 1064.595 | 0.04627
| 695.9614 | 0.0069985 | 464.0668 | 0 | 464.0668 | -0.0015063 | 464.6732 | 0.0010292 | 695.2216 | 6.9993e-05 | 464.0668 | 0.00066448 | 697.9192 | 7.6027e-05 | 695.9614 | 0.0019498 | 464.0668 | 0 | 887.9879 | 0.003833 | 1112.1666 | 0.00933 | 778.221 | 0.0013779 | 1137.2234 | 0.10035 | 1179.6831 | 0.037049 |  |  | 1064.657 | 0 | 1064.6505 | 0.04631
| 696.1242 | 0.0052034 | 464.2886 | 0 | 464.2886 | -0.00090694 | 464.8948 | 0.00032562 | 695.3846 | 0 | 464.2886 | -0.0011377 | 698.0824 | 7.8033e-05 | 696.1242 | 0.0021281 | 464.2886 | 0.001 | 888.0663 | 0.0032268 | 1112.4697 | 0.0095 | 778.406 | 0.00099326 | 1137.2867 | 0.10073 | 1179.8536 | 0.037971 |  |  | 1064.7125 | 0 | 1064.7061 | 0.04628
| 696.2871 | 0.0066468 | 464.5103 | 0 | 464.5103 | 0.0018325 | 465.1165 | 0.00040196 | 695.5476 | 3.0002e-05 | 464.5103 | 0.0010222 | 698.2456 | 7.6228e-05 | 696.2871 | 0.0020397 | 464.5104 | 0 | 888.1448 | 0.0037735 | 1112.773 | 0.00943 | 778.592 | 0.00070605 | 1137.3501 | 0.10113 | 1180.0242 | 0.038664 |  |  | 1064.7681 | 0 | 1064.7616 | 0.04612
| 696.45 | 0.0067152 | 464.7321 | 0 | 464.7321 | -0.0013442 | 465.3381 | 0.00075377 | 695.7106 | 0 | 464.7321 | 0.00068716 | 698.4088 | 6.9207e-05 | 696.45 | 0.0020816 | 464.7321 | 0.001 | 888.2233 | 0.0042446 | 1113.0764 | 0.00793 | 778.777 | 0.0015447 | 1137.4135 | 0.10152 | 1180.1947 | 0.039065 |  |  | 1064.8236 | 0 | 1064.8171 | 0.04583
| 696.6128 | 0.0055566 | 464.954 | 0 | 464.954 | -0.0012049 | 465.5598 | -6.9685e-05 | 695.8736 | 1.0001e-05 | 464.954 | -0.00049554 | 698.5721 | 7.021e-05 | 696.6128 | 0.0020388 | 464.954 | -0.001 | 888.3018 | 0.0041038 | 1113.3799 | 0.00945 | 778.963 | 0.0017752 | 1137.4768 | 0.10192 | 1180.3652 | 0.039134 |  |  | 1064.8791 | 0 | 1064.8727 | 0.04541
| 696.7757 | 0.0066976 | 465.1758 | 0 | 465.1758 | -6.2959e-05 | 465.7814 | 0.00061504 | 696.0366 | 6.6672e-06 | 465.1758 | 0.00073558 | 698.7353 | 6.5997e-05 | 696.7757 | 0.0019338 | 465.1758 | 0.001 | 888.3803 | 0.0042735 | 1113.6836 | 0.00921 | 779.149 | 0.0019538 | 1137.5402 | 0.10231 | 1180.536 | 0.038857 |  |  | 1064.9347 | 0 | 1064.9282 | 0.04489
| 696.9386 | 0.0056972 | 465.3976 | 0 | 465.3976 | -0.0014673 | 466.0031 | -0.00013672 | 696.1996 | 3.0002e-05 | 465.3976 | -0.0011696 | 698.8986 | 6.4593e-05 | 696.9386 | 0.0020143 | 465.3976 | 0.001 | 888.4589 | 0.0038983 | 1113.9876 | 0.00926 | 779.335 | 0.0016377 | 1137.6035 | 0.10271 | 1180.7067 | 0.038248 |  |  | 1064.9904 | 0 | 1064.9838 | 0.04434
| 697.1015 | 0.0091411 | 465.6195 | 0 | 465.6195 | -0.00030001 | 466.2248 | 0.00056664 | 696.3626 | 0 | 465.6195 | 0.0007059 | 699.0618 | 9.3279e-05 | 697.1015 | 0.0019201 | 465.6195 | 0.001 | 888.5374 | 0.0034067 | 1114.2916 | 0.00794 | 779.521 | 0.0013989 | 1137.6669 | 0.1031 | 1180.8774 | 0.037344 |  |  | 1065.0459 | 0 | 1065.0394 | 0.04378
| 697.2644 | 0.0071215 | 465.8414 | 0 | 465.8414 | -0.0016198 | 466.4465 | -0.00020065 | 696.5256 | 3.0002e-05 | 465.8414 | -0.00078666 | 699.2251 | 3.7713e-05 | 697.2644 | 0.0019823 | 465.8413 | 0.00060052 | 888.616 | 0.0039319 | 1114.5958 | 0.00891 | 779.707 | 0.0014065 | 1137.7304 | 0.10351 | 1181.0482 | 0.036207 |  |  | 1065.1014 | 0 | 1065.095 | 0.04326
| 697.4273 | 0.0064515 | 466.0632 | 0 | 466.0632 | 0.0013235 | 466.6682 | 0.00039587 | 696.6886 | 0 | 466.0632 | 0.0012517 | 699.3883 | 0.00011494 | 697.4273 | 0.001879 | 466.0632 | 0.001 | 888.6946 | 0.0048186 | 1114.9001 | 0.00823 | 779.893 | 0.0014276 | 1137.7937 | 0.1039 | 1181.2191 | 0.034922 |  |  | 1065.157 | 0 | 1065.1505 | 0.04279
| 697.5902 | 0.0054686 | 466.2851 | 0 | 466.2851 | 0.00017452 | 466.89 | 0.00049402 | 696.8517 | 1.0001e-05 | 466.2851 | -0.0015887 | 699.5516 | 3.2898e-05 | 697.5902 | 0.0019566 | 466.2851 | 0 | 888.7733 | 0.0047869 | 1115.2047 | 0.00812 | 780.079 | 0.00084985 | 1137.8572 | 0.10431 | 1181.39 | 0.033594 |  |  | 1065.2126 | 0 | 1065.2061 | 0.04235
| 697.7531 | 0.0079106 | 466.507 | 0 | 466.507 | 0.0005114 | 467.1117 | 1.4658e-05 | 697.0147 | 0 | 466.507 | 0.0011109 | 699.7149 | 9.6689e-05 | 697.7531 | 0.0018884 | 466.507 | 0.001 | 888.8519 | 0.0049738 | 1115.5094 | 0.00881 | 780.266 | 0.0020124 | 1137.9205 | 0.10471 | 1181.5609 | 0.032344 |  |  | 1065.2682 | 0 | 1065.2617 | 0.04192
| 697.916 | 0.0064358 | 466.729 | 0 | 466.729 | -0.0016824 | 467.3335 | -0.00067128 | 697.1777 | 3.0002e-05 | 466.729 | -0.00065682 | 699.8782 | 5.1354e-05 | 697.916 | 0.0020034 | 466.729 | 0.001 | 888.9304 | 0.004014 | 1115.8143 | 0.00854 | 780.452 | 0.00094519 | 1137.984 | 0.10512 | 1181.7319 | 0.031289 |  |  | 1065.3238 | 0 | 1065.3173 | 0.04146
| 698.079 | 0.0087368 | 466.9509 | 0 | 466.9509 | 0.0018123 | 467.5552 | 0.00096275 | 697.3408 | 6.6672e-06 | 466.9509 | 0.00081674 | 700.0415 | 7.9237e-05 | 698.079 | 0.0019256 | 466.9509 | 0.001 | 889.009 | 0.0035423 | 1116.1194 | 0.0084 | 780.639 | 0.00097268 | 1138.0474 | 0.10552 | 1181.9031 | 0.030519 |  |  | 1065.3794 | 0 | 1065.3729 | 0.04095
| 698.2419 | 0.0068578 | 467.1728 | 0 | 467.1728 | -0.001276 | 467.777 | -0.00057127 | 697.5038 | 3.0002e-05 | 467.1728 | -0.00022342 | 700.2048 | 7.7632e-05 | 698.2419 | 0.0020395 | 467.1728 | 0 | 889.0877 | 0.004183 | 1116.4246 | 0.00793 | 780.825 | 0.00098536 | 1138.1108 | 0.10593 | 1182.0741 | 0.030074 |  |  | 1065.4351 | 0 | 1065.4285 | 0.04037
| 698.4048 | 0.0079457 | 467.3948 | 0 | 467.3948 | -0.0019032 | 467.9988 | 0.00050254 | 697.6669 | 6.6672e-06 | 467.3948 | 0.00094178 | 700.3681 | 7.6629e-05 | 698.4048 | 0.0019575 | 467.3948 | 0.001 | 889.1664 | 0.0043161 | 1116.73 | 0.00806 | 781.012 | 0.00098405 | 1138.1743 | 0.10634 | 1182.2452 | 0.029933 |  |  | 1065.4906 | 0 | 1065.4841 | 0.03976
| 698.5678 | 0.0070512 | 467.6168 | 0 | 467.6168 | -0.0035777 | 468.2206 | -0.00010914 | 697.8299 | 1.0001e-05 | 467.6168 | -0.00077975 | 700.5314 | 6.2186e-05 | 698.5678 | 0.0019674 | 467.6168 | 0.001 | 889.2451 | 0.0036959 | 1117.0355 | 0.00878 | 781.199 | 0.0014788 | 1138.2377 | 0.10674 | 1182.4165 | 0.030025 |  |  | 1065.5463 | 0 | 1065.5397 | 0.03913
| 698.7307 | 0.010794 | 467.8388 | 0 | 467.8388 | 0.0011515 | 468.4425 | 0.00064044 | 697.993 | 6.6672e-06 | 467.8388 | 0.0007799 | 700.6947 | 8.8063e-05 | 698.7307 | 0.0018126 | 467.8388 | 0.00020044 | 889.3237 | 0.0034774 | 1117.3413 | 0.00808 | 781.386 | 0.0015564 | 1138.3012 | 0.10716 | 1182.5878 | 0.030255 |  |  | 1065.6018 | 0 | 1065.5953 | 0.03856
| 698.8937 | 0.0065413 | 468.0608 | 0 | 468.0608 | -0.0025981 | 468.6643 | 5.7424e-05 | 698.1561 | 1.0001e-05 | 468.0608 | -0.0011738 | 700.8581 | 5.1955e-05 | 698.8937 | 0.0019401 | 468.0608 | 0.001 | 889.4025 | 0.0039562 | 1117.6471 | 0.00832 | 781.573 | 0.0014249 | 1138.3646 | 0.10756 | 1182.759 | 0.030537 |  |  | 1065.6575 | 0 | 1065.651 | 0.03808
| 699.0567 | 0.0094048 | 468.2828 | 0 | 468.2828 | 2.4333e-05 | 468.8862 | 0.00069354 | 698.3192 | 0 | 468.2828 | 0.0010884 | 701.0214 | 0.00011214 | 699.0567 | 0.0019013 | 468.2828 | 0.002 | 889.4812 | 0.0041782 | 1117.9533 | 0.00777 | 781.76 | 0.0013003 | 1138.4281 | 0.10798 | 1182.9304 | 0.030812 |  |  | 1065.7131 | 0 | 1065.7067 | 0.03778
| 699.2196 | 0.0080887 | 468.5048 | 0 | 468.5048 | -0.0012582 | 469.108 | -0.00059588 | 698.4822 | 1.0001e-05 | 468.5048 | -0.00071633 | 701.1847 | 3.8916e-05 | 699.2196 | 0.0021165 | 468.5048 | 0 | 889.5599 | 0.003549 | 1118.2594 | 0.00754 | 781.947 | 0.0012863 | 1138.4916 | 0.1084 | 1183.1018 | 0.031058 |  |  | 1065.7688 | 0 | 1065.7622 | 0.03768
| 699.3826 | 0.011743 | 468.7269 | 0 | 468.7269 | -0.0012804 | 469.3299 | 0.00048518 | 698.6453 | 0 | 468.7269 | 0.00043077 | 701.3481 | 0.00010531 | 699.3826 | 0.0020306 | 468.7269 | 0.001 | 889.6387 | 0.0048202 | 1118.5658 | 0.00815 | 782.134 | 0.0016438 | 1138.555 | 0.10881 | 1183.2733 | 0.031276 |  |  | 1065.8245 | 0 | 1065.8179 | 0.03781
| 699.5456 | 0.0089854 | 468.949 | 0 | 468.949 | -0.0012164 | 469.5518 | -0.00035332 | 698.8084 | 0 | 468.949 | -1.8021e-05 | 701.5114 | 6.4192e-05 | 699.5456 | 0.0021068 | 468.949 | 0.001 | 889.7175 | 0.0045417 | 1118.8723 | 0.0087 | 782.322 | 0.0015392 | 1138.6185 | 0.10923 | 1183.4448 | 0.031473 |  |  | 1065.8801 | 0 | 1065.8735 | 0.0382
| 699.7086 | 0.011479 | 469.171 | 0 | 469.171 | 0.0011878 | 469.7737 | 0.00082039 | 698.9715 | 6.6672e-06 | 469.171 | 0.00029755 | 701.6748 | 6.2988e-05 | 699.7086 | 0.0019221 | 469.171 | 0.001 | 889.7962 | 0.0036984 | 1119.1791 | 0.00883 | 782.509 | 0.0016746 | 1138.6821 | 0.10965 | 1183.6163 | 0.031651 |  |  | 1065.9358 | 0 | 1065.9292 | 0.03881
| 699.8716 | 0.0090734 | 469.3931 | 0 | 469.3931 | -0.0015242 | 469.9956 | -0.00029784 | 699.1346 | 1.0001e-05 | 469.3931 | -0.00025402 | 701.8382 | 0.00010572 | 699.8716 | 0.0020065 | 469.3931 | 0 | 889.875 | 0.0040833 | 1119.486 | 0.00758 | 782.697 | 0.0011372 | 1138.7456 | 0.11006 | 1183.788 | 0.03181 |  |  | 1065.9915 | 0 | 1065.9849 | 0.03963
| 700.0345 | 0.011567 | 469.6152 | 0 | 469.6152 | 0.0002457 | 470.2176 | 0.00055169 | 699.2977 | 6.6672e-06 | 469.6152 | 0.00075893 | 702.0016 | 4.7943e-05 | 700.0345 | 0.0019864 | 469.6152 | 0 | 889.9538 | 0.0043658 | 1119.7931 | 0.0076 | 782.884 | 0.0010585 | 1138.8091 | 0.11048 | 1183.9596 | 0.03195 |  |  | 1066.0471 | 0 | 1066.0405 | 0.04059
| 700.1975 | 0.0078249 | 469.8373 | 0 | 469.8373 | -0.002018 | 470.4395 | -0.00068238 | 699.4609 | 1.0001e-05 | 469.8373 | -0.00099947 | 702.165 | 0.0001011 | 700.1975 | 0.0021685 | 469.8373 | 0 | 890.0327 | 0.0037946 | 1120.1003 | 0.00761 | 783.072 | 0.0010239 | 1138.8727 | 0.1109 | 1184.1313 | 0.032081 |  |  | 1066.1028 | 0 | 1066.0962 | 0.04164
| 700.3606 | 0.011057 | 470.0595 | 0 | 470.0595 | -0.00010835 | 470.6615 | 0.00029638 | 699.624 | 6.6672e-06 | 470.0595 | 6.8682e-05 | 702.3283 | 5.8174e-05 | 700.3606 | 0.0020479 | 470.0595 | 0 | 890.1115 | 0.0034921 | 1120.4077 | 0.00803 | 783.26 | 0.00095821 | 1138.9362 | 0.11132 | 1184.3031 | 0.032228 |  |  | 1066.1584 | 0 | 1066.152 | 0.04271
| 700.5236 | 0.012766 | 470.2816 | 0 | 470.2816 | -0.00036088 | 470.8834 | 4.8157e-05 | 699.7871 | 3.0002e-05 | 470.2816 | -0.001696 | 702.4918 | 5.8776e-05 | 700.5236 | 0.0020972 | 470.2816 | 0 | 890.1903 | 0.0033593 | 1120.7152 | 0.00767 | 783.448 | 0.0013839 | 1138.9996 | 0.11174 | 1184.4749 | 0.032421 |  |  | 1066.2141 | 0 | 1066.2076 | 0.04372
| 700.6866 | 0.012217 | 470.5038 | 0 | 470.5038 | 0.0014179 | 471.1054 | 0.0001627 | 699.9502 | 6.6672e-06 | 470.5038 | 0.00096294 | 702.6552 | 0.0001017 | 700.6866 | 0.0019128 | 470.5038 | 0.0018 | 890.2692 | 0.0039649 | 1121.023 | 0.0075 | 783.636 | 0.0016732 | 1139.0632 | 0.11217 | 1184.6467 | 0.032685 |  |  | 1066.2698 | 0 | 1066.2633 | 0.04462
| 700.8496 | 0.013329 | 470.7259 | 0 | 470.7259 | -0.0022297 | 471.3274 | -2.1431e-05 | 700.1134 | 1.0001e-05 | 470.7259 | -0.00027394 | 702.8186 | 5.2758e-05 | 700.8496 | 0.0019752 | 470.7259 | 0.001 | 890.3481 | 0.0039675 | 1121.3309 | 0.0078 | 783.824 | 0.0012193 | 1139.1268 | 0.11259 | 1184.8186 | 0.03303 |  |  | 1066.3256 | 0 | 1066.319 | 0.04536
| 701.0126 | 0.010706 | 470.9481 | 0 | 470.9481 | 0.00059162 | 471.5494 | 0.00051197 | 700.2765 | 4.6671e-05 | 470.9481 | 0.00084265 | 702.982 | 9.4683e-05 | 701.0126 | 0.0018933 | 470.9481 | 0.0012 | 890.4269 | 0.0036424 | 1121.6389 | 0.00803 | 784.012 | 0.00083482 | 1139.1903 | 0.11302 | 1184.9906 | 0.033447 |  |  | 1066.3812 | 0 | 1066.3748 | 0.04591
| 701.1757 | 0.010761 | 471.1703 | 0 | 471.1703 | 0.0002046 | 471.7715 | -0.00076905 | 700.4397 | 1.0001e-05 | 471.1703 | -0.00079647 | 703.1454 | 5.0351e-05 | 701.1757 | 0.0019972 | 471.1703 | 0 | 890.5059 | 0.0032338 | 1121.9473 | 0.00777 | 784.2 | 0.0015995 | 1139.2539 | 0.11345 | 1185.1626 | 0.033915 |  |  | 1066.4369 | 0 | 1066.4304 | 0.04628
| 701.3387 | 0.0138 | 471.3925 | 0 | 471.3925 | 0.0025948 | 471.9935 | 0.00066524 | 700.6028 | 0 | 471.3925 | 0.00030528 | 703.3089 | 8.3851e-05 | 701.3387 | 0.0019026 | 471.3925 | 0.001 | 890.5847 | 0.0045106 | 1122.2556 | 0.00786 | 784.388 | 0.0010645 | 1139.3175 | 0.11387 | 1185.3346 | 0.034412 |  |  | 1066.4927 | 0 | 1066.4861 | 0.04647
| 701.5018 | 0.01259 | 471.6148 | 0 | 471.6148 | 0.00026461 | 472.2155 | -0.00071334 | 700.766 | 3.0002e-05 | 471.6148 | -0.0012193 | 703.4723 | 6.4393e-05 | 701.5018 | 0.0020573 | 471.6148 | 0.001 | 890.6636 | 0.0060101 | 1122.5642 | 0.00808 | 784.577 | 0.0013846 | 1139.3811 | 0.1143 | 1185.5067 | 0.034932 |  |  | 1066.5483 | 0 | 1066.5419 | 0.04653
| 701.6648 | 0.013342 | 471.837 | 0 | 471.837 | 3.3054e-05 | 472.4376 | 6.212e-06 | 700.9291 | 6.6672e-06 | 471.837 | 0.00013254 | 703.6358 | 9.7692e-05 | 701.6648 | 0.0020054 | 471.837 | 0.001 | 890.7426 | 0.0056076 | 1122.8729 | 0.00733 | 784.765 | 0.0017063 | 1139.4446 | 0.11473 | 1185.6788 | 0.035492 |  |  | 1066.6041 | 0 | 1066.5975 | 0.04645
| 701.8279 | 0.013012 | 472.0592 | 0 | 472.0592 | -0.0015479 | 472.6597 | -0.00025378 | 701.0923 | 1.0001e-05 | 472.0592 | -0.0014604 | 703.7992 | 5.8575e-05 | 701.8279 | 0.0021 | 472.0593 | 0.001 | 890.8215 | 0.0053741 | 1123.1819 | 0.00715 | 784.954 | 0.0018031 | 1139.5082 | 0.11516 | 1185.8511 | 0.036129 |  |  | 1066.6598 | 0 | 1066.6533 | 0.04624
| 701.9909 | 0.013782 | 472.2815 | 0 | 472.2815 | 0.001829 | 472.8818 | 4.2474e-05 | 701.2555 | 0 | 472.2815 | 0.00055561 | 703.9627 | 9.0872e-05 | 701.9909 | 0.0019612 | 472.2815 | 0.001 | 890.9005 | 0.0045439 | 1123.491 | 0.00745 | 785.143 | 0.0013406 | 1139.5718 | 0.11559 | 1186.0233 | 0.036886 |  |  | 1066.7156 | 0 | 1066.7091 | 0.0459
| 702.154 | 0.010744 | 472.5038 | 0 | 472.5038 | -0.001319 | 473.1039 | -0.0001648 | 701.4186 | 0 | 472.5038 | -0.0010488 | 704.1262 | 5.6369e-05 | 702.154 | 0.0020767 | 472.5038 | 0.001 | 890.9795 | 0.0044104 | 1123.8003 | 0.00748 | 785.332 | 0.0011426 | 1139.6354 | 0.11603 | 1186.1957 | 0.037784 |  |  | 1066.7714 | 0 | 1066.7648 | 0.04541
| 702.3171 | 0.014468 | 472.7261 | 0 | 472.7261 | -0.00054284 | 473.326 | 0.00030529 | 701.5818 | 0 | 472.7261 | 0.00025352 | 704.2896 | 8.9468e-05 | 702.3171 | 0.0020166 | 472.7261 | 0.00080116 | 891.0585 | 0.0048447 | 1124.1097 | 0.00829 | 785.52 | 0.0017066 | 1139.6991 | 0.11645 | 1186.3679 | 0.0388 |  |  | 1066.827 | 0 | 1066.8206 | 0.04476
| 702.4802 | 0.012467 | 472.9484 | 0 | 472.9484 | -0.0010275 | 473.5481 | -5.2107e-05 | 701.745 | 1.0001e-05 | 472.9484 | -0.00085636 | 704.4531 | 6.1785e-05 | 702.4802 | 0.0020664 | 472.9484 | 0 | 891.1375 | 0.0045419 | 1124.4193 | 0.00806 | 785.709 | 0.0012335 | 1139.7627 | 0.11689 | 1186.5404 | 0.039857 |  |  | 1066.8828 | 0 | 1066.8763 | 0.04397
| 702.6432 | 0.014274 | 473.1707 | 0 | 473.1707 | 0.00082044 | 473.7703 | 0.00033753 | 701.9082 | 6.6672e-06 | 473.1707 | 0.00060968 | 704.6166 | 0.0001011 | 702.6432 | 0.0019203 | 473.1707 | 0.00080096 | 891.2166 | 0.0042811 | 1124.7291 | 0.00769 | 785.898 | 0.001613 | 1139.8263 | 0.11732 | 1186.7129 | 0.040829 |  |  | 1066.9386 | 0 | 1066.9321 | 0.04306
| 702.8063 | 0.012784 | 473.3931 | 0 | 473.3931 | -0.0026046 | 473.9924 | 0.0003244 | 702.0714 | 1.0001e-05 | 473.3931 | -0.00084022 | 704.7801 | 3.7913e-05 | 702.8063 | 0.0019632 | 473.3931 | 0 | 891.2956 | 0.0038196 | 1125.0391 | 0.00765 | 786.088 | 0.0011329 | 1139.8899 | 0.11776 | 1186.8854 | 0.041575 |  |  | 1066.9944 | 0 | 1066.9879 | 0.04208
| 702.9694 | 0.01496 | 473.6154 | 0 | 473.6154 | 0.00090814 | 474.2146 | 0.0007363 | 702.2346 | 0 | 473.6154 | 0.0011055 | 704.9436 | 0.00010271 | 702.9694 | 0.0019067 | 473.6154 | 0 | 891.3747 | 0.0047859 | 1125.3491 | 0.00692 | 786.277 | 0.0014759 | 1139.9536 | 0.1182 | 1187.0579 | 0.04197 |  |  | 1067.0502 | 0 | 1067.0436 | 0.04109
| 703.1325 | 0.011271 | 473.8378 | 0 | 473.8378 | -0.002248 | 474.4368 | 0.00022727 | 702.3978 | 1.0001e-05 | 473.8378 | -0.00069719 | 705.1071 | 4.1925e-05 | 703.1325 | 0.0020309 | 473.8378 | 0.001 | 891.4537 | 0.0053031 | 1125.6594 | 0.00756 | 786.466 | 0.0012326 | 1140.0172 | 0.11862 | 1187.2305 | 0.041943 |  |  | 1067.106 | 0 | 1067.0994 | 0.04015
| 703.2956 | 0.014661 | 474.0601 | 0 | 474.0601 | 0.0011116 | 474.659 | 0.00071758 | 702.561 | 0 | 474.0601 | 0.00062602 | 705.2707 | 9.7492e-05 | 703.2956 | 0.0020459 | 474.0601 | 0 | 891.5328 | 0.0049929 | 1125.9698 | 0.00761 | 786.656 | 0.00071592 | 1140.0809 | 0.11906 | 1187.4032 | 0.041492 |  |  | 1067.1617 | 0 | 1067.1552 | 0.03932
| 703.4588 | 0.015368 | 474.2825 | 0 | 474.2825 | 3.1817e-05 | 474.8812 | 0.00034196 | 702.7243 | 1.0001e-05 | 474.2825 | -0.00070552 | 705.4342 | 7.2818e-05 | 703.4588 | 0.0021924 | 474.2825 | 0.00020024 | 891.6119 | 0.0050362 | 1126.2805 | 0.00778 | 786.845 | 0.0010984 | 1140.1445 | 0.1195 | 1187.5758 | 0.040682 |  |  | 1067.2175 | 0 | 1067.2109 | 0.03863
| 703.6219 | 0.014661 | 474.5049 | 0 | 474.5049 | 0.0011651 | 475.1034 | 0.00019265 | 702.8875 | 0 | 474.5049 | 0.00099573 | 705.5977 | 7.6027e-05 | 703.6219 | 0.0020291 | 474.5049 | 0.001 | 891.691 | 0.0047262 | 1126.5913 | 0.00761 | 787.035 | 0.0011217 | 1140.2082 | 0.11994 | 1187.7487 | 0.039622 |  |  | 1067.2733 | 0 | 1067.2668 | 0.03813
| 703.785 | 0.015017 | 474.7274 | 0 | 474.7274 | -0.00035839 | 475.3256 | -0.00036322 | 703.0507 | 1.0001e-05 | 474.7274 | -0.00018243 | 705.7613 | 6.0782e-05 | 703.785 | 0.0020401 | 474.7274 | 0 | 891.7702 | 0.0042795 | 1126.9022 | 0.0071 | 787.224 | 0.00081897 | 1140.2719 | 0.12038 | 1187.9214 | 0.03844 |  |  | 1067.3291 | 0 | 1067.3226 | 0.03782
| 703.9481 | 0.015241 | 474.9498 | 0 | 474.9498 | -0.001126 | 475.5479 | 0.00043874 | 703.214 | 6.6672e-06 | 474.9498 | 0.0010654 | 705.9248 | 9.0471e-05 | 703.9481 | 0.0019171 | 474.9498 | 0 | 891.8493 | 0.0038899 | 1127.2134 | 0.0075 | 787.414 | 0.0021436 | 1140.3356 | 0.12083 | 1188.0942 | 0.037254 |  |  | 1067.3849 | 0 | 1067.3784 | 0.03771
| 704.1113 | 0.014911 | 475.1722 | 0 | 475.1722 | -0.0012115 | 475.7701 | 0.00011537 | 703.3772 | 3.0002e-05 | 475.1722 | -0.00058184 | 706.0884 | 5.356e-05 | 704.1113 | 0.002103 | 475.1722 | 0.001 | 891.9285 | 0.0046798 | 1127.5248 | 0.00792 | 787.604 | 0.0019647 | 1140.3993 | 0.12127 | 1188.2672 | 0.036161 |  |  | 1067.4408 | 0 | 1067.4342 | 0.03781
| 704.2744 | 0.014872 | 475.3947 | 0 | 475.3947 | 0.0021356 | 475.9924 | 0.00098409 | 703.5404 | 0 | 475.3947 | 0.0013965 | 706.2519 | 0.00010471 | 704.2744 | 0.002021 | 475.3947 | 0.001 | 892.0077 | 0.0049169 | 1127.8362 | 0.00668 | 787.794 | 0.0014521 | 1140.463 | 0.1217 | 1188.4401 | 0.035233 |  |  | 1067.4966 | 0 | 1067.49 | 0.03812
| 704.4376 | 0.014946 | 475.6172 | 0 | 475.6172 | -0.0010289 | 476.2147 | -0.00048352 | 703.7037 | 3.0002e-05 | 475.6172 | -0.00058476 | 706.4155 | 6.0381e-05 | 704.4376 | 0.0021754 | 475.6172 | 0 | 892.0869 | 0.0046923 | 1128.148 | 0.00752 | 787.984 | 0.0009675 | 1140.5266 | 0.12214 | 1188.6132 | 0.034521 |  |  | 1067.5524 | 0 | 1067.5459 | 0.03863
| 704.6007 | 0.015188 | 475.8396 | 0 | 475.8396 | 0.00078779 | 476.437 | 0.0012653 | 703.8669 | 0 | 475.8396 | 0.00055741 | 706.5791 | 7.8635e-05 | 704.6007 | 0.0020044 | 475.8396 | 0.001 | 892.1661 | 0.0040139 | 1128.4597 | 0.00758 | 788.174 | 0.0010816 | 1140.5903 | 0.12259 | 1188.7861 | 0.034069 |  |  | 1067.6083 | 0 | 1067.6017 | 0.03932
| 704.7639 | 0.015439 | 476.0621 | 0 | 476.0621 | -0.0024425 | 476.6593 | 0.00037999 | 704.0302 | 1.0001e-05 | 476.0621 | -0.001519 | 706.7427 | 7.9237e-05 | 704.7639 | 0.0020753 | 476.0621 | 0 | 892.2452 | 0.0040945 | 1128.7717 | 0.0078 | 788.365 | 0.0011043 | 1140.6541 | 0.12304 | 1188.9592 | 0.033915 |  |  | 1067.6641 | 0 | 1067.6576 | 0.04021
| 704.927 | 0.015136 | 476.2847 | 0 | 476.2847 | 0.0017702 | 476.8816 | 0.00063124 | 704.1935 | 0 | 476.2847 | 0.00086283 | 706.9062 | 5.7171e-05 | 704.927 | 0.0018817 | 476.2846 | 0 | 892.3245 | 0.0050615 | 1129.0839 | 0.00716 | 788.555 | 0.00095313 | 1140.7178 | 0.12348 | 1189.1324 | 0.034084 |  |  | 1067.72 | 0 | 1067.7134 | 0.04125
| 705.0902 | 0.015843 | 476.5072 | 0 | 476.5072 | 0.00015792 | 477.104 | -0.00011859 | 704.3568 | 3.0002e-05 | 476.5072 | -0.00040425 | 707.0698 | 9.368e-05 | 705.0902 | 0.0020792 | 476.5072 | 0 | 892.4037 | 0.0041998 | 1129.3962 | 0.00762 | 788.745 | 0.0014369 | 1140.7816 | 0.12393 | 1189.3057 | 0.034583 |  |  | 1067.7758 | 0 | 1067.7693 | 0.04241
| 705.2534 | 0.015048 | 476.7297 | 0 | 476.7297 | 0.0019661 | 477.3263 | 0.00038208 | 704.52 | 0 | 476.7297 | 0.00068676 | 707.2334 | 5.8575e-05 | 705.2534 | 0.0020111 | 476.7297 | 0.001 | 892.483 | 0.0033196 | 1129.7087 | 0.00706 | 788.936 | 0.0013907 | 1140.8453 | 0.12438 | 1189.4789 | 0.035383 |  |  | 1067.8317 | 0 | 1067.8251 | 0.04361
| 705.4165 | 0.01521 | 476.9523 | 0 | 476.9523 | -0.001355 | 477.5487 | -0.00015032 | 704.6833 | 3.0002e-05 | 476.9523 | -0.00059721 | 707.3971 | 6.9207e-05 | 705.4165 | 0.0021386 | 476.9523 | 0 | 892.5623 | 0.004466 | 1130.0215 | 0.0075 | 789.127 | 0.0011792 | 1140.9091 | 0.12482 | 1189.6522 | 0.036419 |  |  | 1067.8874 | 0 | 1067.881 | 0.04476
| 705.5797 | 0.014538 | 477.1748 | 0 | 477.1748 | 0.003193 | 477.7711 | 0.00032286 | 704.8466 | 0 | 477.1748 | 0.00033606 | 707.5607 | 7.4021e-05 | 705.5797 | 0.0019602 | 477.1748 | 0.00020024 | 892.6415 | 0.0050083 | 1130.3344 | 0.0074 | 789.317 | 0.0011702 | 1140.9728 | 0.12527 | 1189.8256 | 0.037585 |  |  | 1067.9434 | 0 | 1067.9369 | 0.04575
| 705.7429 | 0.015984 | 477.3974 | 0 | 477.3974 | -0.00078917 | 477.9934 | -0.000169 | 705.0099 | 1.0001e-05 | 477.3974 | -0.00056545 | 707.7243 | 7.7432e-05 | 705.7429 | 0.0021014 | 477.3974 | 0 | 892.7208 | 0.0044746 | 1130.6473 | 0.00699 | 789.508 | 0.0009551 | 1141.0366 | 0.12572 | 1189.999 | 0.038749 |  |  | 1067.9993 | 0 | 1067.9927 | 0.0465
| 705.9061 | 0.014854 | 477.62 | 0 | 477.62 | 0.0014134 | 478.2159 | 0.00011584 | 705.1732 | 0 | 477.62 | 0.00064213 | 707.8879 | 6.8405e-05 | 705.9061 | 0.0019513 | 477.62 | 0.001 | 892.8002 | 0.0044861 | 1130.9606 | 0.00693 | 789.699 | 0.00083004 | 1141.1003 | 0.12617 | 1190.1725 | 0.039775 |  |  | 1068.055 | 0 | 1068.0486 | 0.04693
| 706.0693 | 0.016072 | 477.8426 | 0 | 477.8426 | -0.00018742 | 478.4383 | -0.00062848 | 705.3365 | 3.0002e-05 | 477.8426 | -0.00047826 | 708.0516 | 9.3881e-05 | 706.0693 | 0.0021226 | 477.8426 | 0.00020024 | 892.8796 | 0.0048599 | 1131.274 | 0.00799 | 789.89 | 0.0012354 | 1141.1641 | 0.12663 | 1190.3459 | 0.040542 |  |  | 1068.111 | 0 | 1068.1045 | 0.04702
| 706.2325 | 0.014907 | 478.0652 | 0 | 478.0652 | -0.00013197 | 478.6607 | 0.00032233 | 705.4998 | 6.6672e-06 | 478.0652 | 0.00126 | 708.2152 | 3.33e-05 | 706.2325 | 0.0019453 | 478.0652 | 0 | 892.9587 | 0.0046603 | 1131.5875 | 0.00679 | 790.081 | 0.0010842 | 1141.2279 | 0.12708 | 1190.5195 | 0.040967 |  |  | 1068.1669 | 0 | 1068.1604 | 0.04679
| 706.3957 | 0.015826 | 478.2879 | 0 | 478.2879 | -0.0028635 | 478.8831 | -2.6567e-05 | 705.6631 | 3.0002e-05 | 478.2879 | -0.0012394 | 708.3789 | 0.00011835 | 706.3957 | 0.0020962 | 478.2879 | 0 | 893.0381 | 0.0045906 | 1131.9012 | 0.00734 | 790.272 | 0.0012546 | 1141.2918 | 0.12753 | 1190.6931 | 0.041019 |  |  | 1068.2228 | 0 | 1068.2163 | 0.04631
| 706.559 | 0.01496 | 478.5105 | 0 | 478.5105 | -0.00031998 | 479.1056 | 0.00047562 | 705.8264 | 0 | 478.5105 | 0.00055692 | 708.5425 | 5.2557e-05 | 706.559 | 0.0019321 | 478.5105 | 0.00080116 | 893.1175 | 0.0040335 | 1132.2152 | 0.00718 | 790.463 | 0.0011525 | 1141.3555 | 0.12799 | 1190.8668 | 0.040721 |  |  | 1068.2787 | 0 | 1068.2722 | 0.04566
| 706.7222 | 0.015632 | 478.7332 | 0 | 478.7332 | -0.0011562 | 479.3281 | -0.00011446 | 705.9898 | 1.0001e-05 | 478.7332 | -0.00086947 | 708.7062 | 8.4854e-05 | 706.7222 | 0.0021543 | 478.7332 | 0.001 | 893.1968 | 0.0039773 | 1132.5293 | 0.00688 | 790.655 | 0.00092692 | 1141.4193 | 0.12844 | 1191.0405 | 0.040137 |  |  | 1068.3346 | 0 | 1068.3281 | 0.04495
| 706.8854 | 0.014344 | 478.9559 | 0 | 478.9559 | -0.001607 | 479.5505 | 0.00017443 | 706.1531 | 0 | 478.9559 | 0.00032984 | 708.8699 | 8.1845e-05 | 706.8854 | 0.0020727 | 478.9559 | 0.001 | 893.2762 | 0.0041199 | 1132.8435 | 0.00688 | 790.846 | 0.0011554 | 1141.4832 | 0.1289 | 1191.2142 | 0.03936 |  |  | 1068.3905 | 0 | 1068.384 | 0.04427
| 707.0487 | 0.01579 | 479.1786 | 0 | 479.1786 | -0.0027022 | 479.773 | -5.9425e-05 | 706.3164 | 1.0001e-05 | 479.1786 | -0.00043145 | 709.0336 | 4.7141e-05 | 707.0487 | 0.0021975 | 479.1785 | 0 | 893.3557 | 0.0036663 | 1133.158 | 0.00707 | 791.038 | 0.0010873 | 1141.5469 | 0.12935 | 1191.3881 | 0.03849 |  |  | 1068.4464 | 0 | 1068.4399 | 0.04366
| 707.2119 | 0.013694 | 479.4013 | 0 | 479.4013 | -0.00044318 | 479.9955 | 0.00057709 | 706.4798 | 0 | 479.4013 | 0.0010186 | 709.1972 | 0.00011655 | 707.2119 | 0.0020608 | 479.4013 | 0.001 | 893.4351 | 0.0036986 | 1133.4727 | 0.00737 | 791.229 | 0.00078345 | 1141.6107 | 0.12981 | 1191.5619 | 0.037625 |  |  | 1068.5023 | 0 | 1068.4959 | 0.04317
| 707.3751 | 0.015562 | 479.624 | 0 | 479.624 | 0.0011503 | 480.2181 | -0.00036488 | 706.6431 | 1.0001e-05 | 479.624 | -0.00046182 | 709.3609 | 4.3129e-05 | 707.3751 | 0.0021107 | 479.624 | 0 | 893.5145 | 0.003897 | 1133.7874 | 0.00765 | 791.421 | 0.0010555 | 1141.6746 | 0.13027 | 1191.7358 | 0.036844 |  |  | 1068.5584 | 0 | 1068.5518 | 0.04279
| 707.5384 | 0.013694 | 479.8467 | 0 | 479.8467 | 0.0019228 | 480.4406 | 0.00086331 | 706.8065 | 0 | 479.8467 | 0.001152 | 709.5246 | 0.00010471 | 707.5384 | 0.0020036 | 479.8467 | 0.00040028 | 893.594 | 0.003733 | 1134.1023 | 0.00657 | 791.613 | 0.0010197 | 1141.7384 | 0.13073 | 1191.9098 | 0.03621 |  |  | 1068.6143 | 0 | 1068.6077 | 0.04251
| 707.7017 | 0.015685 | 480.0694 | 0 | 480.0694 | -0.0017588 | 480.6631 | -0.0003566 | 706.9698 | 0 | 480.0694 | -0.00066371 | 709.6884 | 4.8545e-05 | 707.7017 | 0.0020895 | 480.0695 | 0 | 893.6735 | 0.0032963 | 1134.4175 | 0.00666 | 791.805 | 0.0010213 | 1141.8022 | 0.13119 | 1192.0839 | 0.035768 |  |  | 1068.6702 | 0 | 1068.6637 | 0.04229
| 707.8649 | 0.01394 | 480.2922 | 0 | 480.2922 | 0.0018408 | 480.8857 | 0.00052379 | 707.1332 | 0 | 480.2922 | 0.00032995 | 709.8521 | 9.709e-05 | 707.8649 | 0.001973 | 480.2922 | 0 | 893.7529 | 0.0044075 | 1134.7328 | 0.00681 | 791.997 | 0.0013177 | 1141.8661 | 0.13165 | 1192.2579 | 0.035548 |  |  | 1068.7262 | 0 | 1068.7196 | 0.04208
| 708.0282 | 0.015562 | 480.515 | 0 | 480.515 | -0.0019866 | 481.1083 | -0.00020881 | 707.2966 | 1.0001e-05 | 480.515 | -0.0004135 | 710.0158 | 7.3821e-05 | 708.0282 | 0.0020815 | 480.515 | 0 | 893.8325 | 0.0046947 | 1135.0482 | 0.00692 | 792.189 | 0.0011349 | 1141.93 | 0.13212 | 1192.432 | 0.03557 |  |  | 1068.7821 | 0 | 1068.7756 | 0.04185
| 708.1915 | 0.013835 | 480.7378 | 0 | 480.7378 | 0.00048284 | 481.3309 | 0.000175 | 707.4599 | 2.6669e-05 | 480.7378 | -1.018e-05 | 710.1795 | 8.2246e-05 | 708.1915 | 0.0019925 | 480.7378 | 0.00080096 | 893.9119 | 0.0040308 | 1135.3639 | 0.00642 | 792.381 | 0.0012305 | 1141.9939 | 0.13258 | 1192.6062 | 0.035842 |  |  | 1068.838 | 0 | 1068.8315 | 0.04157
| 708.3547 | 0.015755 | 480.9606 | 0 | 480.9606 | -0.0019188 | 481.5535 | -7.4953e-05 | 707.6233 | 0 | 480.9606 | -0.0005592 | 710.3433 | 7.4021e-05 | 708.3547 | 0.0021595 | 480.9606 | 0 | 893.9915 | 0.0036453 | 1135.6798 | 0.0077 | 792.573 | 0.0016558 | 1142.0577 | 0.13305 | 1192.7804 | 0.03637 |  |  | 1068.894 | 0 | 1068.8874 | 0.04123
| 708.518 | 0.0138 | 481.1834 | 0 | 481.1834 | 0.00048681 | 481.7761 | 0.00037479 | 707.7867 | 6.6672e-06 | 481.1834 | 0.0012957 | 710.507 | 8.3249e-05 | 708.518 | 0.002091 | 481.1834 | 0 | 894.071 | 0.0038755 | 1135.9957 | 0.00716 | 792.766 | 0.00098893 | 1142.1216 | 0.13351 | 1192.9547 | 0.037156 |  |  | 1068.9499 | 0 | 1068.9435 | 0.04086
| 708.6813 | 0.015421 | 481.4062 | 0 | 481.4062 | -0.0018689 | 481.9987 | -0.00049154 | 707.9501 | 5.0004e-05 | 481.4062 | -0.0012274 | 710.6707 | 8.6057e-05 | 708.6813 | 0.0022367 | 481.4062 | 0 | 894.1506 | 0.0043973 | 1136.312 | 0.00677 | 792.958 | 0.0013111 | 1142.1855 | 0.13398 | 1193.129 | 0.0382 |  |  | 1069.006 | 0 | 1068.9995 | 0.04048
| 708.8446 | 0.013641 | 481.629 | 0 | 481.629 | 0.00057345 | 482.2213 | 0.00046462 | 708.1135 | 0 | 481.629 | 0.00086538 | 710.8345 | 0.0001001 | 708.8446 | 0.0022027 | 481.629 | 0.001 | 894.2301 | 0.0047122 | 1136.6283 | 0.00769 | 793.151 | 0.0010516 | 1142.2494 | 0.13445 | 1193.3033 | 0.039491 |  |  | 1069.062 | 0 | 1069.0554 | 0.04013
| 709.0079 | 0.015597 | 481.8519 | 0 | 481.8519 | -0.00043481 | 482.444 | -0.00016376 | 708.2769 | 0 | 481.8519 | -0.00052534 | 710.9983 | 6.4593e-05 | 709.0079 | 0.0022712 | 481.8519 | 0.00040068 | 894.3097 | 0.0037655 | 1136.9448 | 0.00695 | 793.344 | 0.0011984 | 1142.3133 | 0.13493 | 1193.4778 | 0.041002 |  |  | 1069.1179 | 0 | 1069.1115 | 0.03986
| 709.1712 | 0.013659 | 482.0747 | 0 | 482.0747 | 0.0010097 | 482.6667 | 0.00096337 | 708.4403 | 6.6672e-06 | 482.0747 | 0.00086948 | 711.162 | 8.345e-05 | 709.1712 | 0.0020275 | 482.0747 | 0.00020024 | 894.3893 | 0.0039003 | 1137.2616 | 0.00663 | 793.536 | 0.0011258 | 1142.3772 | 0.1354 | 1193.6522 | 0.04268 |  |  | 1069.174 | 0 | 1069.1675 | 0.03967
| 709.3345 | 0.016775 | 482.2976 | 0 | 482.2976 | -0.00062505 | 482.8893 | -0.00019394 | 708.6037 | 1.0001e-05 | 482.2976 | -0.00021375 | 711.3258 | 7.9237e-05 | 709.3345 | 0.0020225 | 482.2976 | 0.00060072 | 894.4689 | 0.0043586 | 1137.5785 | 0.00701 | 793.729 | 0.0013264 | 1142.4412 | 0.13587 | 1193.8268 | 0.044443 |  |  | 1069.23 | 0 | 1069.2234 | 0.03958
| 709.4979 | 0.013624 | 482.5205 | 0 | 482.5205 | 0.0016039 | 483.112 | 0.00056387 | 708.7671 | 0 | 482.5205 | 0.00014358 | 711.4896 | 6.3991e-05 | 709.4979 | 0.0019236 | 482.5205 | 0.001 | 894.5485 | 0.005868 | 1137.8955 | 0.00725 | 793.922 | 0.0012272 | 1142.5051 | 0.13635 | 1194.0013 | 0.046189 |  |  | 1069.286 | 0 | 1069.2794 | 0.03957
| 709.6612 | 0.016336 | 482.7434 | 0 | 482.7434 | -0.001267 | 483.3347 | 0.00024051 | 708.9305 | 3.0002e-05 | 482.7434 | -0.00075377 | 711.6534 | 0.00011775 | 709.6612 | 0.0021624 | 482.7434 | 0.001 | 894.6282 | 0.0065753 | 1138.2128 | 0.00658 | 794.115 | 0.00099134 | 1142.569 | 0.13682 | 1194.176 | 0.047813 |  |  | 1069.342 | 0 | 1069.3355 | 0.03962
| 709.8245 | 0.013747 | 482.9663 | 0 | 482.9663 | -0.0021441 | 483.5575 | 0.00043239 | 709.094 | 2.6669e-05 | 482.9663 | 0.00073621 | 711.8172 | 4.9949e-05 | 709.8245 | 0.0020762 | 482.9663 | 0.001 | 894.7078 | 0.0052609 | 1138.5303 | 0.00716 | 794.308 | 0.00096128 | 1142.6329 | 0.1373 | 1194.3507 | 0.04922 |  |  | 1069.3981 | 0 | 1069.3915 | 0.03969
| 709.9878 | 0.016037 | 483.1893 | 0 | 483.1893 | -0.0011651 | 483.7802 | -0.00041277 | 709.2574 | 3.0002e-05 | 483.1893 | -0.0012331 | 711.981 | 9.7291e-05 | 709.9878 | 0.0021834 | 483.1893 | 0 | 894.7875 | 0.0036884 | 1138.8478 | 0.00657 | 794.502 | 0.00092827 | 1142.6969 | 0.13779 | 1194.5254 | 0.050348 |  |  | 1069.4541 | 0 | 1069.4475 | 0.03975
| 710.1512 | 0.013501 | 483.4122 | 0 | 483.4122 | 0.0005278 | 484.0029 | 0.00081598 | 709.4208 | 6.6672e-06 | 483.4122 | 0.00093001 | 712.1448 | 6.2587e-05 | 710.1512 | 0.0020076 | 483.4122 | 0 | 894.8672 | 0.0033456 | 1139.1656 | 0.00713 | 794.695 | 0.00095317 | 1142.7609 | 0.13826 | 1194.7002 | 0.051161 |  |  | 1069.5101 | 0 | 1069.5035 | 0.03976
| 710.3145 | 0.017303 | 483.6352 | 0 | 483.6352 | -0.00051266 | 484.2257 | -0.00048106 | 709.5843 | 1.0001e-05 | 483.6352 | -0.0014042 | 712.3086 | 8.024e-05 | 710.3145 | 0.0021052 | 483.6352 | 0 | 894.9469 | 0.0035584 | 1139.4835 | 0.00683 | 794.888 | 0.0010961 | 1142.8248 | 0.13874 | 1194.875 | 0.051651 |  |  | 1069.5662 | 0 | 1069.5596 | 0.0397
| 710.4779 | 0.015821 | 483.8582 | 0 | 483.8582 | 0.00024219 | 484.4485 | 0.00032928 | 709.7477 | 0 | 483.8582 | 0.001415 | 712.4725 | 7.2818e-05 | 710.4779 | 0.0020253 | 483.8582 | 0 | 895.0266 | 0.0037757 | 1139.8016 | 0.00671 | 795.082 | 0.0012309 | 1142.8888 | 0.13923 | 1195.0499 | 0.05183 |  |  | 1069.6222 | 0 | 1069.6156 | 0.03956
| 710.6412 | 0.017496 | 484.0811 | 0 | 484.0811 | 0.00010154 | 484.6712 | -0.00052673 | 709.9112 | 0 | 484.0811 | -0.0011566 | 712.6363 | 8.1042e-05 | 710.6412 | 0.0021332 | 484.0811 | 0.00020024 | 895.1063 | 0.003453 | 1140.12 | 0.00648 | 795.275 | 0.00075582 | 1142.9528 | 0.13972 | 1195.2249 | 0.051723 |  |  | 1069.6782 | 0 | 1069.6716 | 0.03933
| 710.8046 | 0.013712 | 484.3041 | 0 | 484.3041 | -0.00085867 | 484.894 | 0.00036269 | 710.0746 | 6.6672e-06 | 484.3041 | 0.0005129 | 712.8001 | 8.7462e-05 | 710.8046 | 0.0020031 | 484.3041 | 0 | 895.186 | 0.004369 | 1140.4385 | 0.00671 | 795.469 | 0.0011758 | 1143.0167 | 0.14021 | 1195.3999 | 0.051376 |  |  | 1069.7342 | 0 | 1069.7278 | 0.03904
| 710.968 | 0.017479 | 484.5272 | 0 | 484.5272 | -0.0011569 | 485.1168 | -0.00059787 | 710.2381 | 0 | 484.5272 | -0.0015591 | 712.964 | 9.1273e-05 | 710.968 | 0.0021011 | 484.5272 | 0 | 895.2658 | 0.0054389 | 1140.7572 | 0.00653 | 795.663 | 0.0015783 | 1143.0808 | 0.14069 | 1195.5748 | 0.050862 |  |  | 1069.7903 | 0 | 1069.7838 | 0.03873
| 711.1313 | 0.016647 | 484.7502 | 0 | 484.7502 | 0.00116 | 485.3397 | 0.00021841 | 710.4015 | 0 | 484.7502 | 0.00035822 | 713.1278 | 6.4393e-05 | 711.1313 | 0.0020405 | 484.7502 | 0.00020024 | 895.3455 | 0.0060746 | 1141.076 | 0.00734 | 795.857 | 0.0012264 | 1143.1448 | 0.14118 | 1195.75 | 0.050284 |  |  | 1069.8464 | 0 | 1069.8398 | 0.03847
| 711.2947 | 0.017619 | 484.9732 | 0 | 484.9732 | -0.00027902 | 485.5625 | -0.00040284 | 710.565 | 3.0002e-05 | 484.9732 | -0.00052183 | 713.2917 | 8.0842e-05 | 711.2947 | 0.0022098 | 484.9732 | 0.00040028 | 895.4252 | 0.0054963 | 1141.395 | 0.00663 | 796.051 | 0.001434 | 1143.2087 | 0.14168 | 1195.9252 | 0.049771 |  |  | 1069.9025 | 0 | 1069.896 | 0.03829
| 711.4581 | 0.016313 | 485.1963 | 0 | 485.1963 | 0.0015139 | 485.7853 | 0.00040694 | 710.7285 | 0 | 485.1963 | 0.00077739 | 713.4556 | 6.0982e-05 | 711.4581 | 0.0021079 | 485.1963 | 0.001 | 895.5051 | 0.0049231 | 1141.7142 | 0.00712 | 796.245 | 0.0011269 | 1143.2728 | 0.14217 | 1196.1003 | 0.049451 |  |  | 1069.9585 | 0 | 1069.952 | 0.03825
| 711.6215 | 0.013962 | 485.4193 | 0 | 485.4193 | -0.00080565 | 486.0082 | 4.9194e-05 | 710.892 | 1.0001e-05 | 485.4193 | -0.0010078 | 713.6194 | 9.0671e-05 | 711.6215 | 0.0022443 | 485.4193 | 0.001 | 895.5848 | 0.0051702 | 1142.0336 | 0.00724 | 796.439 | 0.0013374 | 1143.3368 | 0.14266 | 1196.2755 | 0.04943 |  |  | 1070.0147 | 0 | 1070.0081 | 0.03837
| 711.7849 | 0.018106 | 485.6424 | 0 | 485.6424 | 0.00075982 | 486.231 | 0.00039291 | 711.0555 | 0 | 485.6424 | 0.0014008 | 713.7833 | 8.8665e-05 | 711.7849 | 0.0020426 | 485.6424 | 0 | 895.6647 | 0.004907 | 1142.3531 | 0.00654 | 796.633 | 0.0012164 | 1143.4008 | 0.14317 | 1196.4508 | 0.04977 |  |  | 1070.0707 | 0 | 1070.0642 | 0.03864
| 711.9483 | 0.01616 | 485.8655 | 0 | 485.8655 | -0.0012641 | 486.4539 | -0.00016372 | 711.219 | 1.0001e-05 | 485.8655 | -0.00030415 | 713.9472 | 6.6599e-05 | 711.9483 | 0.0021553 | 485.8655 | 0 | 895.7445 | 0.0050674 | 1142.6728 | 0.00627 | 796.828 | 0.001209 | 1143.4648 | 0.14366 | 1196.6262 | 0.050472 |  |  | 1070.1268 | 0 | 1070.1204 | 0.03902
| 712.1117 | 0.017808 | 486.0886 | 0 | 486.0886 | 0.00083781 | 486.6768 | 0.00035658 | 711.3825 | 0 | 486.0886 | 0.0013104 | 714.1111 | 9.9096e-05 | 712.1117 | 0.0019835 | 486.0886 | 0.00040048 | 895.8244 | 0.0057853 | 1142.9928 | 0.00689 | 797.022 | 0.0010912 | 1143.5289 | 0.14417 | 1196.8016 | 0.051488 |  |  | 1070.183 | 0 | 1070.1764 | 0.03948
| 712.2751 | 0.014401 | 486.3117 | 0 | 486.3117 | 0.00013408 | 486.8997 | -0.00021455 | 711.546 | 3.0002e-05 | 486.3117 | -0.00045594 | 714.275 | 4.7943e-05 | 712.2751 | 0.002177 | 486.3118 | 0.001 | 895.9042 | 0.0056193 | 1143.3129 | 0.00675 | 797.217 | 0.0016288 | 1143.5929 | 0.14467 | 1196.9771 | 0.052729 |  |  | 1070.239 | 0 | 1070.2325 | 0.03993
| 712.4385 | 0.01735 | 486.5349 | 0 | 486.5349 | 0.00047241 | 487.1227 | 0.00048884 | 711.7095 | 6.6672e-06 | 486.5349 | 0.00056739 | 714.4389 | 9.709e-05 | 712.4385 | 0.0019608 | 486.5349 | 0.001 | 895.9841 | 0.0044517 | 1143.6332 | 0.00673 | 797.411 | 0.00091297 | 1143.657 | 0.14517 | 1197.1526 | 0.054089 |  |  | 1070.2952 | 0 | 1070.2886 | 0.0403
| 712.6019 | 0.012959 | 486.758 | 0 | 486.758 | -0.0015431 | 487.3456 | -0.00035181 | 711.873 | 1.0001e-05 | 486.758 | -0.0012804 | 714.6028 | 5.7372e-05 | 712.6019 | 0.0020688 | 486.758 | 0.001 | 896.064 | 0.0046037 | 1143.9536 | 0.00681 | 797.606 | 0.00096369 | 1143.7211 | 0.14568 | 1197.3281 | 0.055452 |  |  | 1070.3513 | 0 | 1070.3447 | 0.04054
| 712.7654 | 0.017544 | 486.9812 | 0 | 486.9812 | -0.0019449 | 487.5686 | 0.00087377 | 712.0365 | 0 | 486.9812 | 0.00038768 | 714.7667 | 0.00010311 | 712.7654 | 0.0019573 | 486.9812 | 0.00080116 | 896.1439 | 0.0058853 | 1144.2743 | 0.00704 | 797.801 | 0.0011854 | 1143.7852 | 0.14619 | 1197.5037 | 0.056706 |  |  | 1070.4073 | 0 | 1070.4009 | 0.04061
| 712.9288 | 0.013522 | 487.2044 | 0 | 487.2044 | -0.00034475 | 487.7915 | 0.00013313 | 712.2 | 1.0001e-05 | 487.2044 | -0.00065783 | 714.9307 | 6.9207e-05 | 712.9288 | 0.0021398 | 487.2044 | 0.00040068 | 896.2238 | 0.0052059 | 1144.5951 | 0.00696 | 797.996 | 0.00091608 | 1143.8492 | 0.1467 | 1197.6793 | 0.057737 |  |  | 1070.4635 | 0 | 1070.457 | 0.0405
| 713.0922 | 0.016999 | 487.4276 | 0 | 487.4276 | 0.0013033 | 488.0145 | 0.00041108 | 712.3635 | 0 | 487.4276 | 0.00068107 | 715.0946 | 7.9036e-05 | 713.0922 | 0.0020415 | 487.4276 | 0 | 896.3038 | 0.004433 | 1144.916 | 0.00689 | 798.191 | 0.0011678 | 1143.9133 | 0.14721 | 1197.8551 | 0.058439 |  |  | 1070.5196 | 0 | 1070.5132 | 0.04025
| 713.2557 | 0.014718 | 487.6508 | 0 | 487.6508 | -0.0014902 | 488.2375 | 4.4052e-05 | 712.5271 | 3.0002e-05 | 487.6508 | -0.00087189 | 715.2586 | 8.1042e-05 | 713.2557 | 0.0021475 | 487.6508 | 0 | 896.3837 | 0.0053056 | 1145.2372 | 0.00696 | 798.386 | 0.0014428 | 1143.9774 | 0.14773 | 1198.0308 | 0.058726 |  |  | 1070.5758 | 0 | 1070.5693 | 0.03992
| 713.4191 | 0.017755 | 487.874 | 0 | 487.874 | 0.00049332 | 488.4605 | 0.00046723 | 712.6906 | 6.6672e-06 | 487.874 | 0.0012398 | 715.4225 | 7.6629e-05 | 713.4191 | 0.0020631 | 487.874 | 0 | 896.4637 | 0.0057108 | 1145.5586 | 0.00712 | 798.581 | 0.0011765 | 1144.0415 | 0.14824 | 1198.2067 | 0.058559 |  |  | 1070.632 | 0 | 1070.6255 | 0.03958
| 713.5826 | 0.013434 | 488.0972 | 0 | 488.0972 | -0.0039621 | 488.6835 | -9.1438e-05 | 712.8542 | 1.0001e-05 | 488.0972 | -0.00081873 | 715.5865 | 6.8605e-05 | 713.5826 | 0.0022165 | 488.0972 | 0.00020004 | 896.5437 | 0.0053824 | 1145.8801 | 0.00671 | 798.776 | 0.0013046 | 1144.1056 | 0.14876 | 1198.3824 | 0.057968 |  |  | 1070.6881 | 0 | 1070.6816 | 0.03932
| 713.7461 | 0.014872 | 488.3204 | 0 | 488.3204 | 0.0016233 | 488.9065 | 0.0002803 | 713.0177 | 6.6672e-06 | 488.3204 | 0.00094785 | 715.7504 | 8.6659e-05 | 713.7461 | 0.0021716 | 488.3204 | 0 | 896.6237 | 0.0047078 | 1146.2019 | 0.00635 | 798.972 | 0.00083658 | 1144.1697 | 0.14929 | 1198.5584 | 0.057066 |  |  | 1070.7443 | 0 | 1070.7378 | 0.0392
| 713.9095 | 0.013135 | 488.5437 | 0 | 488.5437 | 0.00074857 | 489.1296 | -0.00065018 | 713.1813 | 1.0001e-05 | 488.5437 | -0.00098306 | 715.9144 | 7.0411e-05 | 713.9095 | 0.00221 | 488.5437 | 0.001 | 896.7037 | 0.0047151 | 1146.5237 | 0.00694 | 799.167 | 0.0010762 | 1144.2338 | 0.1498 | 1198.7344 | 0.05603 |  |  | 1070.8004 | 0 | 1070.7939 | 0.03926
| 714.073 | 0.016032 | 488.767 | 0 | 488.767 | -8.3887e-06 | 489.3526 | -5.0028e-05 | 713.3448 | 2.6669e-05 | 488.767 | 0.00023952 | 716.0784 | 8.1042e-05 | 714.073 | 0.0020319 | 488.767 | 0.001 | 896.7837 | 0.0044174 | 1146.8458 | 0.00612 | 799.363 | 0.0015419 | 1144.298 | 0.15033 | 1198.9104 | 0.055068 |  |  | 1070.8567 | 0 | 1070.8501 | 0.0395
| 714.2365 | 0.013153 | 488.9902 | 0 | 488.9902 | -0.0034269 | 489.5757 | -4.3696e-05 | 713.5084 | 0 | 488.9902 | -0.00097092 | 716.2424 | 7.5626e-05 | 714.2365 | 0.0020715 | 488.9903 | 0 | 896.8637 | 0.0043356 | 1147.1681 | 0.00685 | 799.559 | 0.0012574 | 1144.3621 | 0.15085 | 1199.0864 | 0.054361 |  |  | 1070.9128 | 0 | 1070.9062 | 0.03989
| 714.3999 | 0.015417 | 489.2135 | 0 | 489.2135 | 0.0012 | 489.7988 | 0.00073807 | 713.672 | 6.6672e-06 | 489.2135 | 0.00047808 | 716.4063 | 7.9036e-05 | 714.3999 | 0.0020258 | 489.2135 | 0 | 896.9438 | 0.0052345 | 1147.4905 | 0.0071 | 799.754 | 0.0019863 | 1144.4263 | 0.15138 | 1199.2626 | 0.054024 |  |  | 1070.969 | 0 | 1070.9625 | 0.0404
| 714.5634 | 0.013012 | 489.4369 | 0 | 489.4369 | -0.00026127 | 490.0219 | -0.00029906 | 713.8355 | 1.0001e-05 | 489.4369 | -0.0013167 | 716.5703 | 7.9237e-05 | 714.5634 | 0.0022228 | 489.4368 | 0.00060092 | 897.0239 | 0.0052492 | 1147.8131 | 0.00663 | 799.95 | 0.0014047 | 1144.4904 | 0.15191 | 1199.4387 | 0.054088 |  |  | 1071.0251 | 0 | 1071.0187 | 0.04094
| 714.7269 | 0.01568 | 489.6602 | 0 | 489.6602 | 0.00085867 | 490.245 | 0.0004126 | 713.9991 | 0 | 489.6602 | 0.00023584 | 716.7343 | 0.0001009 | 714.7269 | 0.0020706 | 489.6602 | 0 | 897.1039 | 0.0060658 | 1148.136 | 0.00663 | 800.146 | 0.00097811 | 1144.5546 | 0.15244 | 1199.615 | 0.054515 |  |  | 1071.0814 | 0 | 1071.0748 | 0.04147
| 714.8904 | 0.012959 | 489.8835 | 0 | 489.8835 | -9.2392e-06 | 490.4681 | -8.5631e-05 | 714.1627 | 0 | 489.8835 | -0.0011687 | 716.8984 | 4.1725e-05 | 714.8904 | 0.0022294 | 489.8835 | 0 | 897.184 | 0.0065949 | 1148.4589 | 0.00679 | 800.342 | 0.00062753 | 1144.6186 | 0.15297 | 1199.7913 | 0.05523 |  |  | 1071.1376 | 0 | 1071.1311 | 0.04195
| 715.0539 | 0.0151 | 490.1069 | 0 | 490.1069 | -0.00086458 | 490.6912 | 9.4661e-05 | 714.3263 | 0 | 490.1069 | 0.0010822 | 717.0624 | 0.00011193 | 715.0539 | 0.002083 | 490.1069 | 0 | 897.2642 | 0.0068531 | 1148.7821 | 0.00714 | 800.539 | 0.0015196 | 1144.6829 | 0.15351 | 1199.9675 | 0.056153 |  |  | 1071.1939 | 0 | 1071.1873 | 0.04235
| 715.2174 | 0.013716 | 490.3302 | 0 | 490.3302 | -0.0010636 | 490.9144 | 9.2549e-05 | 714.4899 | 1.0001e-05 | 490.3302 | -0.00065856 | 717.2264 | 4.0922e-05 | 715.2174 | 0.0019599 | 490.3302 | 0 | 897.3442 | 0.0064397 | 1149.1055 | 0.00663 | 800.735 | 0.0011032 | 1144.7471 | 0.15404 | 1200.1439 | 0.057209 |  |  | 1071.25 | 0 | 1071.2435 | 0.04267
| 715.3809 | 0.015698 | 490.5536 | 0 | 490.5536 | 0.0010411 | 491.1375 | 0.00068762 | 714.6535 | 6.6672e-06 | 490.5536 | 0.0015453 | 717.3904 | 0.0001326 | 715.3809 | 0.001811 | 490.5536 | 0 | 897.4244 | 0.0055186 | 1149.429 | 0.00673 | 800.931 | 0.00079038 | 1144.8113 | 0.15458 | 1200.3203 | 0.058323 |  |  | 1071.3063 | 0 | 1071.2997 | 0.04291
| 715.5445 | 0.01841 | 490.777 | 0 | 490.777 | -0.0020876 | 491.3607 | -0.00057158 | 714.8171 | 3.0002e-05 | 490.777 | -0.00057956 | 717.5545 | 3.9919e-05 | 715.5445 | 0.001892 | 490.777 | 0 | 897.5045 | 0.0056303 | 1149.7527 | 0.0067 | 801.128 | 0.0016153 | 1144.8754 | 0.15512 | 1200.4968 | 0.059406 |  |  | 1071.3624 | 0 | 1071.356 | 0.04308
| 715.708 | 0.02716 | 491.0004 | 0 | 491.0004 | 8.1581e-05 | 491.5839 | 0.00038282 | 714.9807 | 6.6672e-06 | 491.0004 | 0.00095389 | 717.7185 | 0.00011394 | 715.708 | 0.0020959 | 491.0004 | 0.00040048 | 897.5847 | 0.0058512 | 1150.0765 | 0.00676 | 801.324 | 0.00162 | 1144.9396 | 0.15567 | 1200.6733 | 0.060343 |  |  | 1071.4187 | 0 | 1071.4122 | 0.0432
| 715.8715 | 0.022455 | 491.2238 | 0 | 491.2238 | -0.00062546 | 491.8071 | -0.00021452 | 715.1443 | 0 | 491.2238 | -0.00079157 | 717.8826 | 5.4964e-05 | 715.8715 | 0.0021892 | 491.2238 | 0.001 | 897.665 | 0.0054621 | 1150.4006 | 0.00738 | 801.521 | 0.0011353 | 1145.0038 | 0.15621 | 1200.85 | 0.061008 |  |  | 1071.475 | 0 | 1071.4684 | 0.04327
| 716.0351 | 0.027792 | 491.4472 | 0 | 491.4472 | -8.8506e-05 | 492.0303 | 0.0007188 | 715.3079 | 2.6669e-05 | 491.4472 | 0.00060711 | 718.0466 | 0.00010371 | 716.0351 | 0.0021228 | 491.4472 | 0.00020024 | 897.745 | 0.0061576 | 1150.7249 | 0.00712 | 801.718 | 0.00072128 | 1145.068 | 0.15675 | 1201.0266 | 0.061289 |  |  | 1071.5312 | 0 | 1071.5247 | 0.0433
| 716.1986 | 0.021453 | 491.6707 | 0 | 491.6707 | 0.0011087 | 492.2535 | -0.00060802 | 715.4716 | 3.0002e-05 | 491.6707 | -0.00019186 | 718.2107 | 6.68e-05 | 716.1986 | 0.0022674 | 491.6707 | 0 | 897.8252 | 0.0061466 | 1151.0493 | 0.00678 | 801.914 | 0.0011574 | 1145.1323 | 0.1573 | 1201.2032 | 0.06112 |  |  | 1071.5874 | 0 | 1071.5809 | 0.04331
| 716.3621 | 0.028232 | 491.8941 | 0 | 491.8941 | 0.00080424 | 492.4767 | -9.8252e-05 | 715.6352 | 2.6669e-05 | 491.8941 | 0.00050918 | 718.3748 | 9.3881e-05 | 716.3621 | 0.0021757 | 491.8941 | 0 | 897.9055 | 0.006211 | 1151.3739 | 0.0062 | 802.111 | 0.00096356 | 1145.1965 | 0.15786 | 1201.38 | 0.060509 |  |  | 1071.6437 | 0 | 1071.6372 | 0.04331
| 716.5257 | 0.018833 | 492.1176 | 0 | 492.1176 | -2.6693e-05 | 492.7 | 0.00010428 | 715.7988 | 0 | 492.1176 | -0.00087496 | 718.5388 | 7.021e-05 | 716.5257 | 0.0021945 | 492.1176 | 0 | 897.9857 | 0.0068802 | 1151.6987 | 0.00724 | 802.308 | 0.00085513 | 1145.2607 | 0.15841 | 1201.5568 | 0.059545 |  |  | 1071.6999 | 0 | 1071.6935 | 0.0433
| 716.6893 | 0.029146 | 492.3411 | 0 | 492.3411 | -0.00029366 | 492.9232 | 6.0552e-06 | 715.9625 | 2.6669e-05 | 492.3411 | 0.00074888 | 718.7029 | 9.5285e-05 | 716.6893 | 0.0020561 | 492.3411 | 0 | 898.0659 | 0.0075449 | 1152.0238 | 0.00658 | 802.506 | 0.0012672 | 1145.3249 | 0.15895 | 1201.7336 | 0.058389 |  |  | 1071.7562 | 0 | 1071.7498 | 0.04332
| 716.8528 | 0.022912 | 492.5646 | 0 | 492.5646 | -0.0024238 | 493.1465 | 7.0592e-05 | 716.1261 | 0 | 492.5646 | -0.0004704 | 718.867 | 8.1644e-05 | 716.8528 | 0.002147 | 492.5646 | 0 | 898.1462 | 0.0071419 | 1152.3489 | 0.00671 | 802.703 | 0.0011527 | 1145.3893 | 0.15951 | 1201.9105 | 0.057247 |  |  | 1071.8125 | 0 | 1071.806 | 0.04337
| 717.0164 | 0.030728 | 492.7881 | 0 | 492.7881 | -0.00050103 | 493.3698 | 0.0012412 | 716.2898 | 6.6672e-06 | 492.7881 | 0.00027936 | 719.0311 | 8.4854e-05 | 717.0164 | 0.0021398 | 492.7881 | 0.001 | 898.2264 | 0.0065213 | 1152.6743 | 0.0066 | 802.9 | 0.0011631 | 1145.4535 | 0.16007 | 1202.0875 | 0.056326 |  |  | 1071.8688 | 0 | 1071.8623 | 0.04345
| 717.18 | 0.024829 | 493.0116 | 0 | 493.0116 | -0.0012898 | 493.5931 | 0.00051753 | 716.4534 | 1.0001e-05 | 493.0116 | -0.0015161 | 719.1952 | 8.5656e-05 | 717.18 | 0.0022846 | 493.0116 | 0.001 | 898.3068 | 0.0068216 | 1152.9999 | 0.00576 | 803.098 | 0.00081234 | 1145.5177 | 0.16063 | 1202.2645 | 0.055795 |  |  | 1071.9251 | 0 | 1071.9186 | 0.04353
| 717.3435 | 0.027898 | 493.2351 | 0 | 493.2351 | 0.0010301 | 493.8164 | 0.00011549 | 716.6171 | 0 | 493.2351 | 0.0007785 | 719.3593 | 7.703e-05 | 717.3435 | 0.0021319 | 493.2351 | 0 | 898.3871 | 0.0071206 | 1153.3256 | 0.00676 | 803.295 | 0.001578 | 1145.582 | 0.16119 | 1202.4415 | 0.055748 |  |  | 1071.9813 | 0 | 1071.9749 | 0.04361
| 717.5071 | 0.02416 | 493.4587 | 0 | 493.4587 | -0.0020945 | 494.0397 | -0.00039343 | 716.7808 | 3.0002e-05 | 493.4587 | -0.00045321 | 719.5235 | 7.8033e-05 | 717.5071 | 0.0021856 | 493.4587 | 0 | 898.4674 | 0.0064271 | 1153.6515 | 0.00662 | 803.493 | 0.0011875 | 1145.6462 | 0.16176 | 1202.6187 | 0.056177 |  |  | 1072.0377 | 0 | 1072.0311 | 0.04365
| 717.6707 | 0.031923 | 493.6823 | 0 | 493.6823 | 0.0031256 | 494.263 | 0.00052923 | 716.9444 | 6.6672e-06 | 493.6823 | 0.0010625 | 719.6876 | 8.0441e-05 | 717.6707 | 0.0020502 | 493.6823 | 0 | 898.5477 | 0.005833 | 1153.9775 | 0.00681 | 803.69 | 0.0015844 | 1145.7106 | 0.16232 | 1202.7958 | 0.056975 |  |  | 1072.094 | 0 | 1072.0874 | 0.04361
| 717.8343 | 0.026956 | 493.9058 | 0 | 493.9058 | -0.00068332 | 494.4864 | -0.00013925 | 717.1081 | 1.0001e-05 | 493.9058 | -0.0015709 | 719.8517 | 8.8866e-05 | 717.8343 | 0.002191 | 493.9058 | 0.001 | 898.6282 | 0.0058734 | 1154.3038 | 0.00681 | 803.888 | 0.0014613 | 1145.7749 | 0.16289 | 1202.973 | 0.05796 |  |  | 1072.1503 | 0 | 1072.1438 | 0.04349
| 717.9979 | 0.032099 | 494.1294 | 0 | 494.1294 | 0.00054209 | 494.7097 | 0.00045937 | 717.2718 | 2.6669e-05 | 494.1294 | 0.0010251 | 720.0159 | 5.677e-05 | 717.9979 | 0.0021253 | 494.1294 | 0 | 898.7084 | 0.0060044 | 1154.6302 | 0.00686 | 804.086 | 0.00098217 | 1145.8392 | 0.16346 | 1203.1503 | 0.058926 |  |  | 1072.2065 | 0 | 1072.2001 | 0.04328
| 718.1615 | 0.027255 | 494.353 | 0 | 494.353 | 0.00023035 | 494.9331 | -0.00086631 | 717.4355 | 3.0002e-05 | 494.353 | -0.00094912 | 720.18 | 8.6258e-05 | 718.1615 | 0.0022522 | 494.353 | 0 | 898.7888 | 0.0062987 | 1154.9569 | 0.00692 | 804.284 | 0.00073424 | 1145.9034 | 0.16403 | 1203.3276 | 0.059701 |  |  | 1072.2629 | 0 | 1072.2564 | 0.04299
| 718.3251 | 0.027915 | 494.5766 | 0 | 494.5766 | 0.0011384 | 495.1565 | 0.00011439 | 717.5992 | 6.6672e-06 | 494.5766 | 0.00010428 | 720.3442 | 7.342e-05 | 718.3251 | 0.0021943 | 494.5766 | 0 | 898.8692 | 0.006922 | 1155.2838 | 0.0069 | 804.482 | 0.0017381 | 1145.9678 | 0.1646 | 1203.505 | 0.060194 |  |  | 1072.3192 | 0 | 1072.3127 | 0.04264
| 718.4887 | 0.027044 | 494.8003 | 0 | 494.8003 | -0.0013804 | 495.3799 | -9.1629e-05 | 717.7629 | 1.0001e-05 | 494.8003 | -0.0006306 | 720.5083 | 9.2878e-05 | 718.4887 | 0.0023019 | 494.8003 | 0.001 | 898.9496 | 0.0072947 | 1155.6108 | 0.00631 | 804.68 | 0.001081 | 1146.0321 | 0.16517 | 1203.6824 | 0.060415 |  |  | 1072.3756 | 0 | 1072.369 | 0.04228
| 718.6524 | 0.029111 | 495.0239 | 0 | 495.0239 | 0.00032908 | 495.6033 | 0.00045657 | 717.9266 | 6.6672e-06 | 495.0239 | 0.00058072 | 720.6725 | 6.5997e-05 | 718.6524 | 0.0021667 | 495.0239 | 0.001 | 899.03 | 0.0066655 | 1155.938 | 0.00666 | 804.879 | 0.00090022 | 1146.0964 | 0.16575 | 1203.8599 | 0.060465 |  |  | 1072.4319 | 0 | 1072.4254 | 0.04195
| 718.816 | 0.026446 | 495.2476 | 0 | 495.2476 | -0.0019799 | 495.8268 | -4.1381e-05 | 718.0903 | 1.0001e-05 | 495.2476 | -0.00057227 | 720.8367 | 6.7201e-05 | 718.816 | 0.0022708 | 495.2476 | 0.00080116 | 899.1105 | 0.0052356 | 1156.2654 | 0.00672 | 805.077 | 0.0010738 | 1146.1608 | 0.16633 | 1204.0374 | 0.060488 |  |  | 1072.4883 | 0 | 1072.4817 | 0.04168
| 718.9796 | 0.028302 | 495.4712 | 0 | 495.4712 | -0.00099357 | 496.0502 | 0.00060267 | 718.254 | 0 | 495.4712 | 0.00045093 | 721.0008 | 6.9006e-05 | 718.9796 | 0.0021603 | 495.4712 | 0 | 899.1909 | 0.004902 | 1156.5929 | 0.00586 | 805.276 | 0.0010668 | 1146.2251 | 0.16691 | 1204.215 | 0.060613 |  |  | 1072.5447 | 0 | 1072.5381 | 0.0415
| 719.1432 | 0.034043 | 495.6949 | 0 | 495.6949 | -0.00091154 | 496.2737 | -0.0013014 | 718.4177 | 0 | 495.6949 | -0.00073987 | 721.165 | 0.0001005 | 719.1432 | 0.0022516 | 495.6949 | 0.001 | 899.2714 | 0.0061486 | 1156.9207 | 0.00643 | 805.474 | 0.0013984 | 1146.2894 | 0.16749 | 1204.3926 | 0.060897 |  |  | 1072.601 | 0 | 1072.5945 | 0.04142
| 719.3069 | 0.029076 | 495.9186 | 0 | 495.9186 | 0.00035643 | 496.4971 | 0.00037677 | 718.5815 | 0 | 495.9186 | 0.00056216 | 721.3292 | 5.7372e-05 | 719.3069 | 0.0021114 | 495.9186 | 0.001 | 899.3519 | 0.0064804 | 1157.2487 | 0.00666 | 805.673 | 0.00097946 | 1146.3539 | 0.16808 | 1204.5703 | 0.061309 |  |  | 1072.6573 | 0 | 1072.6508 | 0.04145
| 719.4705 | 0.028609 | 496.1423 | 0 | 496.1423 | -0.0025801 | 496.7206 | -0.00014286 | 718.7452 | 3.0002e-05 | 496.1423 | -0.0013221 | 721.4934 | 9.5285e-05 | 719.4705 | 0.0021809 | 496.1423 | 0.001 | 899.4324 | 0.0062986 | 1157.5768 | 0.00604 | 805.872 | 0.0011863 | 1146.4182 | 0.16866 | 1204.748 | 0.061744 |  |  | 1072.7137 | 0 | 1072.7071 | 0.04156
| 719.6342 | 0.029181 | 496.366 | 0 | 496.366 | 0.0012257 | 496.9441 | 0.00038958 | 718.9089 | 0 | 496.366 | 0.00088046 | 721.6576 | 5.4563e-05 | 719.6342 | 0.0020578 | 496.366 | 0.001 | 899.5129 | 0.006443 | 1157.9052 | 0.00658 | 806.071 | 0.00083822 | 1146.4825 | 0.16925 | 1204.9258 | 0.062062 |  |  | 1072.7701 | 0 | 1072.7635 | 0.04171
| 719.7979 | 0.038544 | 496.5898 | 0 | 496.5898 | 0.0011396 | 497.1676 | -0.00055318 | 719.0727 | 1.0001e-05 | 496.5898 | -0.00050839 | 721.8218 | 9.9096e-05 | 719.7979 | 0.0022357 | 496.5898 | 0.001 | 899.5934 | 0.0066555 | 1158.2336 | 0.0061 | 806.27 | 0.0010432 | 1146.547 | 0.16984 | 1205.1036 | 0.062148 |  |  | 1072.8264 | 0 | 1072.82 | 0.04189
| 719.9615 | 0.02897 | 496.8135 | 0 | 496.8135 | -0.00016229 | 497.3911 | 0.00064017 | 719.2364 | 0 | 496.8135 | 0.00089041 | 721.9861 | 6.6198e-05 | 719.9615 | 0.0021611 | 496.8135 | 0 | 899.674 | 0.0070074 | 1158.5623 | 0.00668 | 806.469 | 0.0014921 | 1146.6113 | 0.17043 | 1205.2815 | 0.061947 |  |  | 1072.8828 | 0 | 1072.8763 | 0.04204
| 720.1252 | 0.038316 | 497.0373 | 0 | 497.0373 | 0.0010156 | 497.6146 | -0.00050868 | 719.4001 | 3.0002e-05 | 497.0373 | -0.000377 | 722.1503 | 8.8665e-05 | 720.1252 | 0.0022839 | 497.0373 | 0 | 899.7545 | 0.0069146 | 1158.8911 | 0.00702 | 806.668 | 0.0011732 | 1146.6758 | 0.17102 | 1205.4595 | 0.061482 |  |  | 1072.9392 | 0 | 1072.9327 | 0.04214
| 720.2889 | 0.033963 | 497.2611 | 0 | 497.2611 | 0.0013027 | 497.8382 | 0.00093375 | 719.5639 | 6.6672e-06 | 497.2611 | 0.00032634 | 722.3145 | 6.7602e-05 | 720.2889 | 0.0021702 | 497.2611 | 0 | 899.8351 | 0.0062458 | 1159.2202 | 0.00581 | 806.867 | 0.0014913 | 1146.7401 | 0.17162 | 1205.6375 | 0.060847 |  |  | 1072.9956 | 0 | 1072.9891 | 0.04217
| 720.4525 | 0.038456 | 497.4849 | 0 | 497.4849 | -0.00082345 | 498.0617 | -0.00038103 | 719.7277 | 5.0004e-05 | 497.4849 | -0.00034151 | 722.4788 | 8.2246e-05 | 720.4525 | 0.0023078 | 497.4848 | 0 | 899.9156 | 0.00601 | 1159.5494 | 0.00623 | 807.067 | 0.0012853 | 1146.8046 | 0.17221 | 1205.8156 | 0.06017 |  |  | 1073.052 | 0 | 1073.0455 | 0.04212
| 720.6162 | 0.034525 | 497.7087 | 0 | 497.7087 | -3.6692e-06 | 498.2853 | 3.894e-06 | 719.8914 | 0 | 497.7087 | 0.00080974 | 722.643 | 7.9036e-05 | 720.6162 | 0.0021902 | 497.7087 | 0 | 899.9963 | 0.0054335 | 1159.8789 | 0.00658 | 807.266 | 0.0010941 | 1146.869 | 0.17281 | 1205.9937 | 0.059589 |  |  | 1073.1085 | 0 | 1073.1019 | 0.04199
| 720.7799 | 0.038404 | 497.9325 | 0 | 497.9325 | -0.00031014 | 498.5089 | 0.00028543 | 720.0552 | 3.0002e-05 | 497.9325 | -0.00076607 | 722.8073 | 7.9237e-05 | 720.7799 | 0.0022361 | 497.9325 | 0 | 900.0769 | 0.0053718 | 1160.2085 | 0.00649 | 807.466 | 0.0010895 | 1146.9334 | 0.17341 | 1206.1718 | 0.059217 |  |  | 1073.1649 | 0 | 1073.1583 | 0.04178
| 720.9436 | 0.036758 | 498.1563 | 0 | 498.1563 | -0.00061832 | 498.7325 | 0.00038091 | 720.219 | 0 | 498.1563 | 0.00030972 | 722.9715 | 7.9839e-05 | 720.9436 | 0.0021157 | 498.1563 | 0 | 900.1574 | 0.0055825 | 1160.5383 | 0.0063 | 807.665 | 0.001515 | 1146.9978 | 0.17402 | 1206.35 | 0.059125 |  |  | 1073.2213 | 0 | 1073.2147 | 0.04151
| 721.1073 | 0.034183 | 498.3801 | 0 | 498.3801 | -0.00080503 | 498.9561 | -0.00067218 | 720.3828 | 3.0002e-05 | 498.3801 | -0.0010961 | 723.1358 | 7.1012e-05 | 721.1073 | 0.0022715 | 498.3801 | 0.00020024 | 900.238 | 0.0060208 | 1160.8684 | 0.00666 | 807.865 | 0.0012623 | 1147.0623 | 0.17462 | 1206.5282 | 0.059343 |  |  | 1073.2777 | 0 | 1073.2712 | 0.04118
| 721.271 | 0.037092 | 498.604 | 0 | 498.604 | 8.5868e-05 | 499.1797 | 0.00054605 | 720.5465 | 6.6672e-06 | 498.604 | 0.0011633 | 723.3001 | 7.703e-05 | 721.271 | 0.0022323 | 498.604 | 0 | 900.3187 | 0.0057857 | 1161.1985 | 0.00654 | 808.065 | 0.0010666 | 1147.1267 | 0.17522 | 1206.7065 | 0.059862 |  |  | 1073.3342 | 0 | 1073.3276 | 0.04081
| 721.4347 | 0.037577 | 498.8279 | 0 | 498.8279 | -0.0022583 | 499.4033 | -0.0006053 | 720.7103 | 1.0001e-05 | 498.8279 | -0.00089798 | 723.4643 | 7.1213e-05 | 721.4347 | 0.0022602 | 498.8279 | 0 | 900.3994 | 0.0062852 | 1161.5289 | 0.0062 | 808.265 | 0.0011313 | 1147.1912 | 0.17583 | 1206.8849 | 0.060653 |  |  | 1073.3906 | 0 | 1073.384 | 0.0404
| 721.5984 | 0.037936 | 499.0517 | 0 | 499.0517 | -0.00075685 | 499.627 | 0.00023718 | 720.8741 | 0 | 499.0517 | 0.00058482 | 723.6286 | 7.8435e-05 | 721.5984 | 0.002114 | 499.0517 | 0.001 | 900.48 | 0.0066233 | 1161.8595 | 0.00633 | 808.465 | 0.00095034 | 1147.2556 | 0.17644 | 1207.0634 | 0.061683 |  |  | 1073.447 | 0 | 1073.4406 | 0.03995
| 721.7622 | 0.033972 | 499.2756 | 0 | 499.2756 | -0.00014058 | 499.8506 | -0.00050211 | 721.0379 | 3.0002e-05 | 499.2756 | -0.00077389 | 723.7929 | 6.6599e-05 | 721.7622 | 0.0022097 | 499.2756 | 0.001 | 900.5608 | 0.0070008 | 1162.1902 | 0.00678 | 808.665 | 0.0013082 | 1147.3201 | 0.17705 | 1207.2418 | 0.062922 |  |  | 1073.5035 | 0 | 1073.4969 | 0.03945
| 721.9259 | 0.033857 | 499.4995 | 0 | 499.4995 | -0.0010912 | 500.0743 | -0.0003581 | 721.2017 | 6.6672e-06 | 499.4995 | 0.00067614 | 723.9572 | 8.7462e-05 | 721.9259 | 0.0021767 | 499.4995 | 0.001 | 900.6415 | 0.0067358 | 1162.5211 | 0.00588 | 808.866 | 0.00068802 | 1147.3845 | 0.17767 | 1207.4203 | 0.064342 |  |  | 1073.5599 | 0 | 1073.5535 | 0.03894
| 722.0896 | 0.033533 | 499.7235 | 0 | 499.7235 | 4.6143e-05 | 500.2979 | -6.0217e-05 | 721.3655 | 3.0002e-05 | 499.7235 | -0.00093895 | 724.1215 | 6.7402e-05 | 722.0896 | 0.0023553 | 499.7235 | 0.00020024 | 900.7222 | 0.0066192 | 1162.8523 | 0.00655 | 809.066 | 0.0011078 | 1147.4491 | 0.17828 | 1207.5989 | 0.065915 |  |  | 1073.6165 | 0 | 1073.6099 | 0.03844
| 722.2534 | 0.034191 | 499.9474 | 0 | 499.9474 | 9.0313e-05 | 500.5216 | 0.00073288 | 721.5294 | 6.6672e-06 | 499.9474 | 0.00099829 | 724.2858 | 7.4824e-05 | 722.2534 | 0.002232 | 499.9474 | 0 | 900.8029 | 0.0064519 | 1163.1836 | 0.00628 | 809.266 | 0.0012384 | 1147.5135 | 0.1789 | 1207.7776 | 0.067601 |  |  | 1073.6728 | 0 | 1073.6664 | 0.038
| 722.4171 | 0.033023 | 500.1713 | -0.0012464 | 500.1713 | 0.00012244 | 500.7454 | 7.0286e-05 | 721.6932 | 3.0002e-05 | 500.1713 | -0.0006504 | 724.4502 | 8.5255e-05 | 722.4171 | 0.002353 | 500.1713 | 0.00080116 | 900.8837 | 0.0073445 | 1163.5151 | 0.00661 | 809.467 | 0.001026 | 1147.578 | 0.17952 | 1207.9562 | 0.069339 |  |  | 1073.7294 | 0 | 1073.7229 | 0.03768
| 722.5809 | 0.03449 | 500.3953 | 0.0003438 | 500.3953 | 0.0010703 | 500.9691 | 0.00078917 | 721.857 | 6.6672e-06 | 500.3953 | 0.00054995 | 724.6145 | 5.7171e-05 | 722.5809 | 0.0021979 | 500.3953 | 0.00060092 | 900.9645 | 0.0082318 | 1163.8468 | 0.00557 | 809.668 | 0.0014602 | 1147.6426 | 0.18013 | 1208.135 | 0.071048 |  |  | 1073.7859 | 0 | 1073.7793 | 0.03753
| 722.7446 | 0.033164 | 500.6193 | -0.00081357 | 500.6193 | -0.00013892 | 501.1928 | -0.00020927 | 722.0208 | 3.0002e-05 | 500.6193 | -0.00043583 | 724.7788 | 0.00010491 | 722.7446 | 0.0023184 | 500.6193 | 0.001 | 901.0452 | 0.007812 | 1164.1787 | 0.00682 | 809.868 | 0.0014042 | 1147.707 | 0.18076 | 1208.3137 | 0.07263 |  |  | 1073.8424 | 0 | 1073.8358 | 0.0376
| 722.9084 | 0.034701 | 500.8433 | 0.00024833 | 500.8433 | -0.0019541 | 501.4165 | 0.00046049 | 722.1847 | 0 | 500.8433 | 0.00061179 | 724.9432 | 6.0782e-05 | 722.9084 | 0.0021691 | 500.8433 | 0 | 901.126 | 0.0072761 | 1164.5107 | 0.00646 | 810.069 | 0.0010962 | 1147.7716 | 0.18138 | 1208.4926 | 0.073982 |  |  | 1073.8988 | 0 | 1073.8923 | 0.03791
| 723.0721 | 0.033709 | 501.0673 | -0.00085114 | 501.0673 | 9.144e-05 | 501.6403 | 0.00010927 | 722.3485 | 1.0001e-05 | 501.0673 | -0.00090888 | 725.1075 | 9.5486e-05 | 723.0721 | 0.0022267 | 501.0673 | 0.001 | 901.2068 | 0.0077296 | 1164.843 | 0.00602 | 810.27 | 0.0012099 | 1147.8361 | 0.18201 | 1208.6715 | 0.075017 |  |  | 1073.9553 | 0 | 1073.9488 | 0.03843
| 723.2359 | 0.035756 | 501.2913 | 0.00042767 | 501.2913 | 0.001417 | 501.8641 | 0.0001895 | 722.5124 | 6.6672e-06 | 501.2913 | 0.00048059 | 725.2719 | 6.9408e-05 | 723.2359 | 0.002069 | 501.2913 | 0 | 901.2877 | 0.0082497 | 1165.1755 | 0.00681 | 810.471 | 0.0012011 | 1147.9006 | 0.18264 | 1208.8505 | 0.075685 |  |  | 1074.0118 | 0 | 1074.0054 | 0.03914
| 723.3997 | 0.034113 | 501.5153 | -0.00059036 | 501.5153 | -0.0020245 | 502.0879 | -0.00029901 | 722.6762 | 0 | 501.5153 | -0.0005646 | 725.4362 | 7.0009e-05 | 723.3997 | 0.0022066 | 501.5153 | 0.001 | 901.3685 | 0.007132 | 1165.5082 | 0.0061 | 810.672 | 0.0010491 | 1147.9652 | 0.18327 | 1209.0294 | 0.075997 |  |  | 1074.0684 | 0 | 1074.0618 | 0.03996
| 723.5634 | 0.036652 | 501.7393 | 0.00025229 | 501.7393 | 0.00079812 | 502.3116 | 0.00064799 | 722.8401 | 2.6669e-05 | 501.7393 | 0.00057054 | 725.6006 | 8.706e-05 | 723.5634 | 0.0021419 | 501.7393 | 0 | 901.4494 | 0.0050048 | 1165.8409 | 0.00638 | 810.874 | 0.0012756 | 1148.0297 | 0.18391 | 1209.2085 | 0.076023 |  |  | 1074.1249 | 0 | 1074.1183 | 0.0408
| 723.7272 | 0.033691 | 501.9634 | -0.00094377 | 501.9634 | -0.0011177 | 502.5355 | -0.0002 | 723.0039 | 0 | 501.9634 | -0.0005512 | 725.765 | 7.5827e-05 | 723.7272 | 0.0023209 | 501.9634 | 0.001 | 901.5303 | 0.00521 | 1166.174 | 0.0063 | 811.075 | 0.0010424 | 1148.0942 | 0.18454 | 1209.3876 | 0.075888 |  |  | 1074.1814 | 0 | 1074.1749 | 0.04156
| 723.891 | 0.039236 | 502.1875 | 0.00030986 | 502.1875 | -0.00036623 | 502.7593 | 0.00089967 | 723.1678 | 6.6672e-06 | 502.1875 | 0.00055217 | 725.9293 | 7.1614e-05 | 723.891 | 0.0022454 | 502.1875 | 0.00020044 | 901.6111 | 0.0060454 | 1166.5072 | 0.00691 | 811.277 | 0.0015285 | 1148.1588 | 0.18518 | 1209.5668 | 0.075734 |  |  | 1074.2379 | 0 | 1074.2314 | 0.04217
| 724.0548 | 0.037999 | 502.4115 | -0.00087063 | 502.4115 | 0.0010275 | 502.9831 | 0.00023169 | 723.3317 | 1.0001e-05 | 502.4115 | -0.0001653 | 726.0937 | 7.4423e-05 | 724.0548 | 0.0024124 | 502.4115 | 0 | 901.6921 | 0.0057614 | 1166.8406 | 0.0063 | 811.478 | 0.0010413 | 1148.2234 | 0.18581 | 1209.746 | 0.07568 |  |  | 1074.2944 | 0 | 1074.288 | 0.04256
| 724.2186 | 0.039447 | 502.6356 | 0.00062915 | 502.6356 | 0.00083452 | 503.207 | 0.00042584 | 723.4955 | 2.6669e-05 | 502.6356 | 0.00075178 | 726.2581 | 7.0411e-05 | 724.2186 | 0.0022685 | 502.6356 | 0 | 901.7729 | 0.0058103 | 1167.1742 | 0.00661 | 811.68 | 0.00074861 | 1148.288 | 0.18645 | 1209.9252 | 0.075783 |  |  | 1074.3511 | 0 | 1074.3445 | 0.04271
| 724.3824 | 0.037296 | 502.8597 | -0.00084345 | 502.8597 | -0.0019581 | 503.4308 | -0.00041482 | 723.6594 | 0 | 502.8597 | -0.00042593 | 726.4225 | 7.8033e-05 | 724.3824 | 0.0023527 | 502.8597 | 0.00040048 | 901.8539 | 0.0062017 | 1167.5079 | 0.00728 | 811.882 | 0.00101 | 1148.3525 | 0.1871 | 1210.1045 | 0.076019 |  |  | 1074.4076 | 0 | 1074.401 | 0.04264
| 724.5462 | 0.042383 | 503.0838 | 0.00047235 | 503.0838 | 0.00092993 | 503.6547 | 0.00065438 | 723.8233 | 0 | 503.0838 | 0.00059408 | 726.5869 | 6.4393e-05 | 724.5462 | 0.0021694 | 503.0838 | 0 | 901.9348 | 0.0058898 | 1167.8419 | 0.00624 | 812.083 | 0.0011147 | 1148.4171 | 0.18773 | 1210.2839 | 0.076293 |  |  | 1074.4641 | 0 | 1074.4575 | 0.04239
| 724.7101 | 0.038896 | 503.308 | -0.00048512 | 503.308 | -0.0018144 | 503.8786 | -0.00013712 | 723.9872 | 1.0001e-05 | 503.308 | -0.00068314 | 726.7513 | 7.8033e-05 | 724.7101 | 0.0022202 | 503.308 | 0.00040048 | 902.0158 | 0.0067567 | 1168.1762 | 0.00646 | 812.285 | 0.0013186 | 1148.4817 | 0.18838 | 1210.4634 | 0.07648 |  |  | 1074.5206 | 0 | 1074.5142 | 0.04201
| 724.8739 | 0.041592 | 503.5321 | 0.00053793 | 503.5321 | -0.0010064 | 504.1025 | 0.00056628 | 724.1511 | 0 | 503.5321 | 0.00040889 | 726.9158 | 6.339e-05 | 724.8739 | 0.0020912 | 503.5321 | 0 | 902.0968 | 0.0079817 | 1168.5105 | 0.00649 | 812.488 | 0.0011252 | 1148.5464 | 0.18902 | 1210.6428 | 0.076474 |  |  | 1074.5773 | 0 | 1074.5707 | 0.04155
| 725.0377 | 0.042026 | 503.7563 | -0.00074929 | 503.7563 | 0.0015159 | 504.3264 | -0.00016998 | 724.315 | 3.0002e-05 | 503.7563 | -0.00026594 | 727.0802 | 9.0471e-05 | 725.0377 | 0.0022671 | 503.7563 | 0.001 | 902.1777 | 0.0084745 | 1168.845 | 0.00609 | 812.69 | 0.0015681 | 1148.611 | 0.18967 | 1210.8224 | 0.076247 |  |  | 1074.6338 | 0 | 1074.6273 | 0.04105
| 725.2015 | 0.041785 | 503.9804 | 0.00065248 | 503.9804 | -0.0012619 | 504.5503 | 0.00016525 | 724.4789 | 6.6672e-06 | 503.9804 | 0.00034981 | 727.2446 | 6.4192e-05 | 725.2015 | 0.0022217 | 503.9805 | -0.00040028 | 902.2588 | 0.0078643 | 1169.1798 | 0.00609 | 812.892 | 0.00081679 | 1148.6755 | 0.19032 | 1211.002 | 0.075866 |  |  | 1074.6904 | 0 | 1074.6838 | 0.0405
| 725.3654 | 0.039933 | 504.2046 | -0.00097332 | 504.2046 | 0.00030353 | 504.7742 | -0.00030868 | 724.6428 | 1.0001e-05 | 504.2046 | -0.00042487 | 727.4091 | 7.6629e-05 | 725.3654 | 0.0023437 | 504.2046 | 0.00080096 | 902.3398 | 0.0065728 | 1169.5147 | 0.00608 | 813.094 | 0.0013685 | 1148.7402 | 0.19098 | 1211.1815 | 0.075483 |  |  | 1074.7469 | 0 | 1074.7405 | 0.03993
| 725.5292 | 0.045231 | 504.4288 | 0.00050433 | 504.4288 | 5.2066e-05 | 504.9982 | 0.00060206 | 724.8067 | 6.6672e-06 | 504.4288 | 0.00089117 | 727.5735 | 7.2818e-05 | 725.5292 | 0.0021793 | 504.4288 | 0.00080096 | 902.4208 | 0.0068122 | 1169.8499 | 0.00651 | 813.297 | 0.0014353 | 1148.8048 | 0.19163 | 1211.3612 | 0.075282 |  |  | 1074.8036 | 0 | 1074.797 | 0.03934
| 725.6931 | 0.042923 | 504.653 | -0.00093162 | 504.653 | -0.0011671 | 505.2221 | -4.812e-05 | 724.9706 | 0 | 504.653 | -0.00078696 | 727.738 | 0.00010251 | 725.6931 | 0.0022538 | 504.653 | 0.001 | 902.5018 | 0.0079907 | 1170.1852 | 0.00628 | 813.499 | 0.00096508 | 1148.8695 | 0.19228 | 1211.541 | 0.075411 |  |  | 1074.8601 | 0 | 1074.8536 | 0.03878
| 725.8569 | 0.046022 | 504.8773 | 0.0002536 | 504.8773 | -0.0010955 | 505.4461 | 0.00045313 | 725.1346 | 6.6672e-06 | 504.8773 | 0.00080943 | 727.9024 | 4.4533e-05 | 725.8569 | 0.0021939 | 504.8773 | 0 | 902.5828 | 0.0080808 | 1170.5206 | 0.0065 | 813.702 | 0.0015517 | 1148.9341 | 0.19294 | 1211.7208 | 0.075929 |  |  | 1074.9168 | 0 | 1074.9103 | 0.03828
| 726.0208 | 0.045314 | 505.1015 | -0.0010268 | 505.1015 | -1.2857e-05 | 505.6701 | -2.2408e-05 | 725.2985 | 1.0001e-05 | 505.1015 | -0.00098725 | 728.0669 | 0.00011755 | 726.0208 | 0.002393 | 505.1015 | 0.00040048 | 902.6639 | 0.0072761 | 1170.8563 | 0.00616 | 813.905 | 0.0010584 | 1148.9988 | 0.1936 | 1211.9006 | 0.076773 |  |  | 1074.9734 | 0 | 1074.9668 | 0.03789
| 726.1846 | 0.045653 | 505.3257 | 0.0007307 | 505.3257 | 0.0014334 | 505.8941 | 0.00071776 | 725.4624 | 0 | 505.3257 | 0.00045513 | 728.2314 | 3.9318e-05 | 726.1846 | 0.0023906 | 505.3258 | 0 | 902.745 | 0.0066463 | 1171.1923 | 0.00624 | 814.108 | 0.0010097 | 1149.0635 | 0.19426 | 1212.0806 | 0.077784 |  |  | 1075.03 | 0 | 1075.0234 | 0.03766
| 726.3485 | 0.050343 | 505.55 | -0.00078445 | 505.55 | -0.0002684 | 506.1181 | -0.00011215 | 725.6264 | 0 | 505.55 | -0.00058454 | 728.3958 | 0.00011013 | 726.3485 | 0.0024772 | 505.55 | 0 | 902.8261 | 0.0070796 | 1171.5283 | 0.00608 | 814.311 | 0.0012402 | 1149.1282 | 0.19492 | 1212.2605 | 0.078755 |  |  | 1075.0865 | 0 | 1075.0801 | 0.03757
| 726.5124 | 0.049186 | 505.7743 | 0.0001343 | 505.7743 | 0.00096015 | 506.3421 | 0.0001933 | 725.7903 | 6.6672e-06 | 505.7743 | 0.000461 | 728.5603 | 6.9207e-05 | 726.5124 | 0.0023147 | 505.7743 | 0.00040048 | 902.9072 | 0.0076494 | 1171.8646 | 0.00627 | 814.514 | 0.0010631 | 1149.1927 | 0.19558 | 1212.4406 | 0.079495 |  |  | 1075.1432 | 0 | 1075.1367 | 0.0376
| 726.6763 | 0.050607 | 505.9986 | -0.00083854 | 505.9986 | -0.0010439 | 506.5662 | -2.668e-05 | 725.9543 | 3.0002e-05 | 505.9986 | -0.00015777 | 728.7248 | 7.6629e-05 | 726.6763 | 0.0023688 | 505.9986 | 0 | 902.9883 | 0.0075607 | 1172.201 | 0.00635 | 814.717 | 0.001097 | 1149.2575 | 0.19625 | 1212.6206 | 0.079885 |  |  | 1075.1998 | 0 | 1075.1934 | 0.03769
| 726.8401 | 0.050909 | 506.2229 | 0.00049657 | 506.2229 | 0.00027697 | 506.7902 | 0.00054832 | 726.1182 | 6.6672e-06 | 506.2229 | 0.00032774 | 728.8893 | 7.8435e-05 | 726.8401 | 0.0022811 | 506.2229 | 0.001 | 903.0695 | 0.0071503 | 1172.5377 | 0.0064 | 814.92 | 0.0011791 | 1149.3221 | 0.19692 | 1212.8007 | 0.079903 |  |  | 1075.2565 | 0 | 1075.25 | 0.03779
| 727.004 | 0.051117 | 506.4472 | -0.00084965 | 506.4472 | -0.00086164 | 507.0143 | 0.0001438 | 726.2822 | 0 | 506.4472 | -0.00055528 | 729.0538 | 8.8665e-05 | 727.004 | 0.0023702 | 506.4472 | 0.00040048 | 903.1507 | 0.0076055 | 1172.8746 | 0.0065 | 815.124 | 0.0012697 | 1149.3868 | 0.19759 | 1212.9808 | 0.079615 |  |  | 1075.3131 | 0 | 1075.3066 | 0.03784
| 727.1679 | 0.050083 | 506.6715 | 0.00017795 | 506.6715 | -0.00031827 | 507.2384 | 0.00064687 | 726.4462 | 2.6669e-05 | 506.6715 | 0.00086143 | 729.2183 | 6.7402e-05 | 727.1679 | 0.0022425 | 506.6715 | 0 | 903.2319 | 0.0074154 | 1173.2117 | 0.0061 | 815.327 | 0.00094727 | 1149.4515 | 0.19825 | 1213.1611 | 0.079144 |  |  | 1075.3698 | 0 | 1075.3633 | 0.03782
| 727.3318 | 0.048725 | 506.8959 | -0.00059624 | 506.8959 | -0.00030641 | 507.4625 | -0.00033471 | 726.6101 | 0 | 506.8959 | -0.00076705 | 729.3829 | 8.0641e-05 | 727.3318 | 0.0023641 | 506.8958 | 0.001 | 903.313 | 0.0071116 | 1173.549 | 0.00608 | 815.531 | 0.00078545 | 1149.5162 | 0.19892 | 1213.3413 | 0.07863 |  |  | 1075.4264 | 0 | 1075.4199 | 0.03774
| 727.4957 | 0.053264 | 507.1202 | 0.00023789 | 507.1202 | -0.00040249 | 507.6866 | 0.00093434 | 726.7741 | 0 | 507.1202 | 0.00028336 | 729.5474 | 7.4423e-05 | 727.4957 | 0.0022688 | 507.1202 | 0 | 903.3942 | 0.0079177 | 1173.8863 | 0.00683 | 815.734 | 0.00064094 | 1149.5811 | 0.19959 | 1213.5217 | 0.078195 |  |  | 1075.4832 | 0 | 1075.4766 | 0.03762
| 727.6596 | 0.053262 | 507.3446 | -0.00031469 | 507.3446 | -0.00073039 | 507.9107 | -0.00034383 | 726.9381 | 1.0001e-05 | 507.3446 | -0.00055705 | 729.7119 | 6.359e-05 | 727.6596 | 0.0024422 | 507.3446 | 0 | 903.4755 | 0.0083287 | 1174.224 | 0.00608 | 815.938 | 0.0010471 | 1149.6457 | 0.20027 | 1213.702 | 0.077922 |  |  | 1075.5398 | 0 | 1075.5332 | 0.03753
| 727.8235 | 0.053159 | 507.569 | 4.9189e-05 | 507.569 | -0.0008172 | 508.1348 | -9.3635e-06 | 727.1021 | 6.6672e-06 | 507.569 | 0.00060435 | 729.8765 | 8.8465e-05 | 727.8235 | 0.0022677 | 507.5689 | 0 | 903.5567 | 0.0079966 | 1174.5618 | 0.00629 | 816.142 | 0.00083706 | 1149.7105 | 0.20095 | 1213.8826 | 0.077859 |  |  | 1075.5964 | 0 | 1075.5898 | 0.0375
| 727.9875 | 0.053561 | 507.7933 | -0.000462 | 507.7933 | -0.00062254 | 508.3589 | -4.398e-05 | 727.2661 | 1.0001e-05 | 507.7933 | -0.00050415 | 730.041 | 6.9408e-05 | 727.9875 | 0.002408 | 507.7933 | 0.00020044 | 903.6379 | 0.0080835 | 1174.8998 | 0.00636 | 816.346 | 0.00092314 | 1149.7753 | 0.20162 | 1214.063 | 0.078031 |  |  | 1075.6531 | 0 | 1075.6466 | 0.03755
| 728.1514 | 0.054776 | 508.0178 | -9.0105e-05 | 508.0178 | 0.0014286 | 508.5831 | 0.00082466 | 727.4301 | 0 | 508.0178 | 0.00025267 | 730.2056 | 8.4653e-05 | 728.1514 | 0.0022284 | 508.0177 | 0 | 903.7192 | 0.0079863 | 1175.238 | 0.00584 | 816.55 | 0.00097413 | 1149.84 | 0.2023 | 1214.2435 | 0.078445 |  |  | 1075.7098 | 0 | 1075.7033 | 0.03769
| 728.3153 | 0.053051 | 508.2422 | -0.0008498 | 508.2422 | -0.001636 | 508.8073 | -0.00051129 | 727.5941 | 1.0001e-05 | 508.2422 | -0.00047833 | 730.3701 | 6.5797e-05 | 728.3153 | 0.0023752 | 508.2422 | 0.001 | 903.8005 | 0.0078143 | 1175.5764 | 0.00628 | 816.755 | 0.0011817 | 1149.9048 | 0.20298 | 1214.4242 | 0.079099 |  |  | 1075.7665 | 0 | 1075.76 | 0.03789
| 728.4793 | 0.05497 | 508.4666 | 6.0442e-05 | 508.4666 | 0.0011796 | 509.0314 | 0.00075421 | 727.7581 | 0 | 508.4666 | 0.00051807 | 730.5347 | 5.8174e-05 | 728.4793 | 0.0022054 | 508.4666 | 0 | 903.8818 | 0.0078957 | 1175.915 | 0.0064 | 816.959 | 0.0009197 | 1149.9695 | 0.20366 | 1214.6049 | 0.079974 |  |  | 1075.8232 | 0 | 1075.8166 | 0.0381
| 728.6432 | 0.05597 | 508.691 | -0.00099705 | 508.691 | 0.00037088 | 509.2556 | 3.4766e-05 | 727.9221 | 3.0002e-05 | 508.691 | -0.00063193 | 730.6993 | 6.9809e-05 | 728.6432 | 0.002281 | 508.6911 | 0 | 903.9631 | 0.0079598 | 1176.2539 | 0.00648 | 817.163 | 0.0013715 | 1150.0343 | 0.20434 | 1214.7855 | 0.081033 |  |  | 1075.8799 | 0 | 1075.8733 | 0.03829
| 728.8071 | 0.058784 | 508.9155 | 5.1999e-05 | 508.9155 | -0.00019369 | 509.4798 | 0.00034098 | 728.0861 | 0 | 508.9155 | 0.00061589 | 730.8638 | 7.5426e-05 | 728.8071 | 0.0021519 | 508.9155 | 0 | 904.0444 | 0.0074984 | 1176.5929 | 0.00587 | 817.368 | 0.00101 | 1150.099 | 0.20503 | 1214.9663 | 0.082221 |  |  | 1075.9367 | 0 | 1075.93 | 0.0384
| 728.9711 | 0.057904 | 509.14 | -0.00075693 | 509.14 | -0.0011051 | 509.704 | -0.00032252 | 728.2501 | 6.9993e-05 | 509.14 | -0.0010622 | 731.0284 | 8.9066e-05 | 728.9711 | 0.0023453 | 509.14 | 0 | 904.1257 | 0.0069665 | 1176.932 | 0.00614 | 817.572 | 0.00057626 | 1150.1638 | 0.20571 | 1215.1471 | 0.083475 |  |  | 1075.9933 | 0 | 1075.9868 | 0.03841
| 729.1351 | 0.05831 | 509.3645 | 0.00043802 | 509.3645 | -2.4289e-05 | 509.9283 | 0.00025866 | 728.4142 | 0 | 509.3645 | 0.00016454 | 731.193 | 4.9548e-05 | 729.1351 | 0.0023462 | 509.3645 | 0 | 904.2071 | 0.0065446 | 1177.2715 | 0.00559 | 817.777 | 0.0013413 | 1150.2286 | 0.2064 | 1215.328 | 0.084734 |  |  | 1076.0501 | 0 | 1076.0435 | 0.03832
| 729.299 | 0.058924 | 509.589 | -0.00095395 | 509.589 | -0.00072388 | 510.1525 | -5.4817e-05 | 728.5782 | 5.0004e-05 | 509.589 | -0.00060066 | 731.3576 | 8.2045e-05 | 729.299 | 0.002503 | 509.589 | 0.001 | 904.2885 | 0.0056086 | 1177.6111 | 0.00657 | 817.982 | 0.0012166 | 1150.2935 | 0.20708 | 1215.5089 | 0.085946 |  |  | 1076.1068 | 0 | 1076.1002 | 0.03816
| 729.463 | 0.059769 | 509.8135 | 0.00029628 | 509.8135 | 0.00084317 | 510.3767 | 0.00046211 | 728.7422 | 0 | 509.8135 | 0.0006194 | 731.5222 | 4.1324e-05 | 729.463 | 0.0023487 | 509.8135 | 0.001 | 904.3699 | 0.0044935 | 1177.9508 | 0.00644 | 818.187 | 0.001088 | 1150.3583 | 0.20777 | 1215.6898 | 0.087061 |  |  | 1076.1635 | 0 | 1076.157 | 0.03797
| 729.627 | 0.059118 | 510.038 | -0.00044459 | 510.038 | -0.00095721 | 510.601 | -0.00077942 | 728.9063 | 1.0001e-05 | 510.038 | -0.00096258 | 731.6868 | 9.9498e-05 | 729.627 | 0.0024283 | 510.038 | 0.00020024 | 904.4512 | 0.0047402 | 1178.2908 | 0.00658 | 818.392 | 0.0011303 | 1150.4231 | 0.20846 | 1215.8709 | 0.088035 |  |  | 1076.2202 | 0 | 1076.2137 | 0.0378
| 729.7909 | 0.061527 | 510.2625 | 0.00012625 | 510.2625 | -0.0011336 | 510.8253 | 0.00061238 | 729.0703 | 0 | 510.2625 | 0.0003165 | 731.8514 | 5.7372e-05 | 729.7909 | 0.002264 | 510.2625 | 0 | 904.5327 | 0.0061598 | 1178.631 | 0.00604 | 818.597 | 0.00095928 | 1150.4879 | 0.20915 | 1216.052 | 0.08882 |  |  | 1076.277 | 0 | 1076.2704 | 0.03767
| 729.9549 | 0.059645 | 510.4871 | -0.00057731 | 510.4871 | -0.00074982 | 511.0496 | -0.00069161 | 729.2344 | 0 | 510.4871 | -0.00046504 | 732.0161 | 7.2015e-05 | 729.9549 | 0.0023045 | 510.4871 | 0.00020024 | 904.6141 | 0.0075619 | 1178.9713 | 0.00576 | 818.802 | 0.0011374 | 1150.5527 | 0.20984 | 1216.2332 | 0.089382 |  |  | 1076.3337 | 0 | 1076.3272 | 0.03762
| 730.1189 | 0.061474 | 510.7116 | -9.5027e-05 | 510.7116 | 0.00032679 | 511.2739 | 0.00014671 | 729.3984 | 0 | 510.7116 | 0.00027883 | 732.1807 | 8.4453e-05 | 730.1189 | 0.00214 | 510.7116 | 0.00020024 | 904.6956 | 0.008771 | 1179.3119 | 0.00633 | 819.007 | 0.0015071 | 1150.6175 | 0.21053 | 1216.4143 | 0.089708 |  |  | 1076.3905 | 0 | 1076.3839 | 0.03763
| 730.2829 | 0.06077 | 510.9362 | -0.00027606 | 510.9362 | 7.5367e-05 | 511.4982 | -0.00019577 | 729.5625 | 5.0004e-05 | 510.9362 | -0.00055284 | 732.3453 | 4.3931e-05 | 730.2829 | 0.0023119 | 510.9362 | 0 | 904.777 | 0.0083443 | 1179.6527 | 0.00596 | 819.213 | 0.0010845 | 1150.6824 | 0.21122 | 1216.5956 | 0.089822 |  |  | 1076.4473 | 0 | 1076.4407 | 0.0377
| 730.4469 | 0.06172 | 511.1608 | 0.00045066 | 511.1608 | 0.00062154 | 511.7225 | 0.00056922 | 729.7266 | 0 | 511.1608 | 0.00054173 | 732.51 | 0.00010531 | 730.4469 | 0.0023211 | 511.1608 | 0 | 904.8585 | 0.0075314 | 1179.9936 | 0.00609 | 819.418 | 0.0012975 | 1150.7472 | 0.21191 | 1216.7769 | 0.089777 |  |  | 1076.504 | 0 | 1076.4974 | 0.03779
| 730.6109 | 0.063021 | 511.3854 | -0.00021509 | 511.3854 | -0.00032026 | 511.9468 | 0.00048012 | 729.8906 | 1.0001e-05 | 511.3854 | -0.0011755 | 732.6746 | 3.4303e-05 | 730.6109 | 0.0024595 | 511.3854 | 0.001 | 904.9399 | 0.0086698 | 1180.3348 | 0.00592 | 819.624 | 0.0015796 | 1150.8121 | 0.21262 | 1216.9583 | 0.089641 |  |  | 1076.5608 | 0 | 1076.5542 | 0.03786
| 730.7749 | 0.062441 | 511.61 | 4.3635e-05 | 511.61 | 0.0021828 | 512.1712 | 0.00039024 | 730.0547 | 0 | 511.61 | 0.00050031 | 732.8393 | 0.00010852 | 730.7749 | 0.0023111 | 511.61 | 0 | 905.0214 | 0.0096179 | 1180.6762 | 0.0061 | 819.83 | 0.00071164 | 1150.877 | 0.21331 | 1217.1396 | 0.08947 |  |  | 1076.6175 | 0 | 1076.6111 | 0.03787
| 730.9389 | 0.060331 | 511.8346 | -0.0002038 | 511.8346 | -0.0014974 | 512.3956 | 0.00016874 | 730.2188 | 1.0001e-05 | 511.8346 | -0.00082423 | 733.0039 | 4.8946e-05 | 730.9389 | 0.0023862 | 511.8346 | 0 | 905.1029 | 0.0084934 | 1181.0177 | 0.00665 | 820.036 | 0.0010583 | 1150.9419 | 0.21401 | 1217.321 | 0.089298 |  |  | 1076.6743 | 0 | 1076.6679 | 0.03782
| 731.1029 | 0.06571 | 512.0593 | 0.00043153 | 512.0593 | 0.00015114 | 512.6199 | -2.0368e-05 | 730.3829 | 0 | 512.0593 | 0.00053396 | 733.1686 | 8.5857e-05 | 731.1029 | 0.0023024 | 512.0593 | 0 | 905.1844 | 0.0073801 | 1181.3595 | 0.00601 | 820.242 | 0.0006503 | 1151.0067 | 0.21471 | 1217.5026 | 0.089138 |  |  | 1076.7312 | 0 | 1076.7246 | 0.0377
| 731.2669 | 0.063654 | 512.2839 | -0.00047696 | 512.2839 | -0.0003864 | 512.8444 | -0.00069846 | 730.547 | 3.0002e-05 | 512.2839 | -0.00083785 | 733.3333 | 6.5596e-05 | 731.2669 | 0.0023769 | 512.2839 | 0 | 905.2659 | 0.0079457 | 1181.7014 | 0.00659 | 820.448 | 0.00098547 | 1151.0717 | 0.21541 | 1217.6842 | 0.089006 |  |  | 1076.788 | 0 | 1076.7814 | 0.03756
| 731.431 | 0.064779 | 512.5086 | 0.00028055 | 512.5086 | 0.00066106 | 513.0687 | 0.00055443 | 730.7111 | 0 | 512.5086 | 0.00076444 | 733.498 | 7.5024e-05 | 731.431 | 0.0022599 | 512.5086 | 0 | 905.3475 | 0.0087323 | 1182.0436 | 0.00575 | 820.654 | 0.0012483 | 1151.1365 | 0.21611 | 1217.8658 | 0.08895 |  |  | 1076.8447 | 0 | 1076.8383 | 0.03745
| 731.595 | 0.066046 | 512.7333 | -0.00062494 | 512.7333 | -0.00087316 | 513.2932 | -0.0004844 | 730.8752 | 1.0001e-05 | 512.7333 | -0.00088521 | 733.6627 | 7.2216e-05 | 731.595 | 0.0023018 | 512.7333 | 0 | 905.4291 | 0.0080028 | 1182.3859 | 0.00575 | 820.86 | 0.0014858 | 1151.2014 | 0.21681 | 1218.0475 | 0.089056 |  |  | 1076.9016 | 0 | 1076.895 | 0.03743
| 731.759 | 0.06673 | 512.958 | 0.00023464 | 512.958 | 0.00086396 | 513.5176 | 0.00034269 | 731.0393 | 6.6672e-06 | 512.958 | 0.00052741 | 733.8274 | 6.9207e-05 | 731.759 | 0.0022928 | 512.958 | 0.001 | 905.5107 | 0.007368 | 1182.7284 | 0.00611 | 821.066 | 0.0017418 | 1151.2664 | 0.21752 | 1218.2292 | 0.089432 |  |  | 1076.9584 | 0 | 1076.9518 | 0.03755
| 731.9231 | 0.066397 | 513.1827 | -0.0010644 | 513.1827 | -0.00058896 | 513.742 | 0.00041366 | 731.2034 | 1.0001e-05 | 513.1827 | -0.00087418 | 733.9921 | 7.7432e-05 | 731.9231 | 0.0024346 | 513.1827 | 0.001 | 905.5923 | 0.0078701 | 1183.0712 | 0.00667 | 821.273 | 0.0011836 | 1151.3313 | 0.21822 | 1218.411 | 0.090171 |  |  | 1077.0153 | 0 | 1077.0087 | 0.03786
| 732.0871 | 0.067802 | 513.4074 | 0.00014158 | 513.4074 | 0.00085908 | 513.9665 | 0.0003488 | 731.3675 | 0 | 513.4074 | 0.00053234 | 734.1568 | 7.5827e-05 | 732.0871 | 0.0023531 | 513.4074 | 0 | 905.6739 | 0.0079179 | 1183.4141 | 0.00551 | 821.479 | 0.0011041 | 1151.3961 | 0.21892 | 1218.5928 | 0.0913 |  |  | 1077.072 | 0 | 1077.0654 | 0.03834
| 732.2512 | 0.068209 | 513.6321 | -0.00082909 | 513.6321 | 5.7977e-05 | 514.1909 | -0.00038006 | 731.5316 | 3.0002e-05 | 513.6321 | -0.00067903 | 734.3215 | 6.4192e-05 | 732.2512 | 0.0023825 | 513.6321 | 0.001 | 905.7555 | 0.0077074 | 1183.7572 | 0.00566 | 821.686 | 0.00070745 | 1151.4611 | 0.21963 | 1218.7748 | 0.092755 |  |  | 1077.1289 | 0 | 1077.1223 | 0.03897
| 732.4152 | 0.069754 | 513.8569 | 0.00028445 | 513.8569 | 0.0013798 | 514.4154 | 0.00047462 | 731.6957 | 6.6672e-06 | 513.8569 | 0.00070775 | 734.4862 | 8.0641e-05 | 732.4152 | 0.0022245 | 513.8569 | 0 | 905.8372 | 0.0076116 | 1184.1006 | 0.00615 | 821.893 | 0.00092512 | 1151.526 | 0.22033 | 1218.9567 | 0.094377 |  |  | 1077.1857 | 0 | 1077.1792 | 0.03971
| 732.5793 | 0.071848 | 514.0816 | -0.00063348 | 514.0816 | 0.00056065 | 514.6399 | -0.00034752 | 731.8599 | 0 | 514.0816 | -0.00027066 | 734.6509 | 5.1955e-05 | 732.5793 | 0.0023633 | 514.0816 | 0 | 905.9188 | 0.007373 | 1184.4441 | 0.00651 | 822.1 | 0.00068113 | 1151.5909 | 0.22105 | 1219.1387 | 0.09596 |  |  | 1077.2425 | 0 | 1077.236 | 0.04049
| 732.7434 | 0.070105 | 514.3064 | 0.00087171 | 514.3064 | 0.0012511 | 514.8644 | 0.00021776 | 732.024 | 6.6672e-06 | 514.3064 | 0.00035509 | 734.8157 | 0.00010351 | 732.7434 | 0.0022562 | 514.3064 | 0.001 | 906.0005 | 0.0077965 | 1184.7878 | 0.00627 | 822.307 | 0.00088336 | 1151.656 | 0.22176 | 1219.3208 | 0.097305 |  |  | 1077.2994 | 0 | 1077.2929 | 0.04126
| 732.9075 | 0.071391 | 514.5312 | -0.00083928 | 514.5312 | -0.0023309 | 515.0889 | -0.00036083 | 732.1881 | 0 | 514.5312 | -0.00049139 | 734.9804 | 3.0291e-05 | 732.9075 | 0.0023976 | 514.5312 | 0 | 906.0822 | 0.0076133 | 1185.1318 | 0.00593 | 822.514 | 0.00095057 | 1151.7209 | 0.22247 | 1219.5028 | 0.098271 |  |  | 1077.3563 | 0 | 1077.3497 | 0.04197
| 733.0715 | 0.074517 | 514.756 | 0.00010498 | 514.756 | 0.00067246 | 515.3135 | 0.00044139 | 732.3523 | 0 | 514.756 | 0.00072251 | 735.1452 | 0.00011334 | 733.0715 | 0.002333 | 514.756 | 0 | 906.1639 | 0.0071672 | 1185.476 | 0.00569 | 822.721 | 0.001073 | 1151.7859 | 0.22318 | 1219.6851 | 0.098811 |  |  | 1077.4131 | 0 | 1077.4066 | 0.04261
| 733.2356 | 0.074451 | 514.9808 | -0.0012451 | 514.9808 | -0.0010419 | 515.538 | -0.00043214 | 732.5164 | 3.0002e-05 | 514.9808 | -0.00077673 | 735.3099 | 2.668e-05 | 733.2356 | 0.0024988 | 514.9808 | 0 | 906.2456 | 0.0071 | 1185.8203 | 0.0057 | 822.928 | 0.00092769 | 1151.8508 | 0.2239 | 1219.8672 | 0.098973 |  |  | 1077.47 | 0 | 1077.4635 | 0.04315
| 733.3997 | 0.07406 | 515.2056 | -0.00010724 | 515.2056 | 0.0015085 | 515.7626 | 0.00040768 | 732.6806 | 0 | 515.2056 | 0.00040364 | 735.4747 | 0.00010411 | 733.3997 | 0.0023666 | 515.2056 | 0 | 906.3273 | 0.0076981 | 1186.1648 | 0.00578 | 823.136 | 0.0010827 | 1151.9159 | 0.22461 | 1220.0496 | 0.09888 |  |  | 1077.5269 | 0 | 1077.5204 | 0.0436
| 733.5638 | 0.074398 | 515.4304 | -0.00058265 | 515.4304 | -0.00020631 | 515.9871 | -0.00024063 | 732.8448 | 0 | 515.4304 | -0.00063691 | 735.6394 | 4.7542e-05 | 733.5638 | 0.0024674 | 515.4304 | 0.001 | 906.4091 | 0.0083068 | 1186.5095 | 0.00573 | 823.343 | 0.0013725 | 1151.9808 | 0.22533 | 1220.2318 | 0.098691 |  |  | 1077.5837 | 0 | 1077.5773 | 0.04397
| 733.7279 | 0.077488 | 515.6553 | 0.00048281 | 515.6553 | 0.001036 | 516.2117 | 0.0012913 | 733.0089 | 0 | 515.6553 | 0.0010492 | 735.8042 | 7.5225e-05 | 733.7279 | 0.002297 | 515.6553 | 0.00080076 | 906.4908 | 0.0088692 | 1186.8545 | 0.00589 | 823.551 | 0.0010549 | 1152.0458 | 0.22604 | 1220.4142 | 0.098574 |  |  | 1077.6406 | 0 | 1077.6342 | 0.04428
| 733.892 | 0.07737 | 515.8801 | -0.00060659 | 515.8801 | -0.0008074 | 516.4363 | -0.00029859 | 733.1731 | 3.0002e-05 | 515.8801 | -0.00096724 | 735.969 | 6.8806e-05 | 733.892 | 0.0024918 | 515.8801 | 0.001 | 906.5726 | 0.0092417 | 1187.1996 | 0.00597 | 823.759 | 0.0010829 | 1152.1108 | 0.22677 | 1220.5967 | 0.098665 |  |  | 1077.6975 | 0 | 1077.691 | 0.0445
| 734.0561 | 0.077945 | 516.105 | 0.00041033 | 516.105 | 0.0012554 | 516.6609 | 0.00054402 | 733.3373 | 0 | 516.105 | 0.00077907 | 736.1338 | 6.8003e-05 | 734.0561 | 0.0023746 | 516.105 | 0 | 906.6544 | 0.0093907 | 1187.5449 | 0.00558 | 823.966 | 0.00067631 | 1152.1759 | 0.22749 | 1220.7792 | 0.099051 |  |  | 1077.7544 | 0 | 1077.7479 | 0.04463
| 734.2202 | 0.077018 | 516.3299 | -0.00068544 | 516.3299 | -5.975e-06 | 516.8855 | -0.00030483 | 733.5015 | 1.0001e-05 | 516.3299 | -0.00057245 | 736.2986 | 6.1985e-05 | 734.2202 | 0.0025665 | 516.3299 | 0 | 906.7363 | 0.0085512 | 1187.8905 | 0.00624 | 824.174 | 0.0010964 | 1152.2408 | 0.22821 | 1220.9617 | 0.09976 |  |  | 1077.8114 | 0 | 1077.8048 | 0.04465
| 734.3843 | 0.081321 | 516.5548 | 0.0010818 | 516.5548 | 0.00036636 | 517.1101 | -1.1188e-05 | 733.6656 | 6.6672e-06 | 516.5548 | 0.00062533 | 736.4634 | 7.1012e-05 | 734.3843 | 0.0024162 | 516.5548 | 0 | 906.8181 | 0.0073611 | 1188.2362 | 0.00551 | 824.382 | 0.0013672 | 1152.3059 | 0.22894 | 1221.1443 | 0.10077 |  |  | 1077.8683 | 0 | 1077.8617 | 0.04454
| 734.5485 | 0.079128 | 516.7797 | -0.00097593 | 516.7797 | -0.0015825 | 517.3348 | -0.00018227 | 733.8298 | 1.0001e-05 | 516.7797 | -0.0013725 | 736.6282 | 6.8806e-05 | 734.5485 | 0.0025264 | 516.7797 | 0.001 | 906.8999 | 0.0081203 | 1188.5821 | 0.00619 | 824.59 | 0.00063211 | 1152.371 | 0.22966 | 1221.327 | 0.10201 |  |  | 1077.9252 | 0 | 1077.9186 | 0.04429
| 734.7126 | 0.081953 | 517.0046 | 0.00088401 | 517.0046 | 0.0022653 | 517.5594 | -0.00036233 | 733.994 | 0 | 517.0046 | 0.00042158 | 736.793 | 7.1815e-05 | 734.7126 | 0.0023998 | 517.0046 | 0 | 906.9818 | 0.0090032 | 1188.9283 | 0.00629 | 824.799 | 0.0011312 | 1152.436 | 0.2304 | 1221.5096 | 0.10343 |  |  | 1077.9821 | 0 | 1077.9756 | 0.04393
| 734.8767 | 0.080201 | 517.2296 | -0.00029186 | 517.2296 | -0.00023413 | 517.7841 | -5.3645e-05 | 734.1582 | 1.0001e-05 | 517.2296 | -0.00046303 | 736.9578 | 6.7e-05 | 734.8767 | 0.0024932 | 517.2296 | 0 | 907.0636 | 0.0086494 | 1189.2747 | 0.00599 | 825.007 | 0.0012644 | 1152.501 | 0.23112 | 1221.6925 | 0.10495 |  |  | 1078.0391 | 0 | 1078.0325 | 0.04349
| 735.0409 | 0.082323 | 517.4545 | 0.00023651 | 517.4545 | -0.00050101 | 518.0088 | 0.0001879 | 734.3224 | 6.6672e-06 | 517.4545 | 0.00021081 | 737.1226 | 7.8234e-05 | 735.0409 | 0.0023589 | 517.4545 | 0 | 907.1455 | 0.0093954 | 1189.6212 | 0.00581 | 825.216 | 0.0013417 | 1152.566 | 0.23185 | 1221.8752 | 0.10653 |  |  | 1078.0959 | 0 | 1078.0895 | 0.04302
| 735.205 | 0.080975 | 517.6795 | -0.00049916 | 517.6795 | -0.00065818 | 518.2335 | 0.00010687 | 734.4866 | 0 | 517.6795 | -0.0012523 | 737.2875 | 4.7342e-05 | 735.205 | 0.0025043 | 517.6795 | 0 | 907.2274 | 0.0093943 | 1189.9679 | 0.00555 | 825.424 | 0.0012495 | 1152.6311 | 0.23259 | 1222.0582 | 0.10812 |  |  | 1078.1529 | 0 | 1078.1464 | 0.04258
| 735.3692 | 0.083078 | 517.9045 | 0.0002142 | 517.9045 | 0.0012136 | 518.4581 | -0.00020011 | 734.6509 | 0 | 517.9045 | 0.00029979 | 737.4523 | 0.00010291 | 735.3692 | 0.0023602 | 517.9045 | 0 | 907.3093 | 0.0083797 | 1190.3149 | 0.00574 | 825.633 | 0.00091096 | 1152.6963 | 0.23332 | 1222.2411 | 0.10963 |  |  | 1078.2098 | 0 | 1078.2034 | 0.04222
| 735.5333 | 0.08268 | 518.1295 | -0.00058127 | 518.1295 | -0.0009447 | 518.6829 | -0.00059385 | 734.8151 | 0 | 518.1295 | -0.00064754 | 737.6172 | 6.1584e-05 | 735.5333 | 0.002538 | 518.1295 | 0 | 907.3912 | 0.008575 | 1190.6621 | 0.00523 | 825.841 | 0.00053999 | 1152.7613 | 0.23406 | 1222.4241 | 0.111 |  |  | 1078.2668 | 0 | 1078.2603 | 0.04197
| 735.6975 | 0.08234 | 518.3545 | 0.00058913 | 518.3545 | 0.00095945 | 518.9076 | 0.00040789 | 734.9793 | 6.6672e-06 | 518.3545 | 0.00049511 | 737.782 | 8.1644e-05 | 735.6975 | 0.0023667 | 518.3545 | 0.001 | 907.4731 | 0.0086265 | 1191.0094 | 0.00564 | 826.05 | 0.00091898 | 1152.8264 | 0.2348 | 1222.6072 | 0.11211 |  |  | 1078.3237 | 0 | 1078.3173 | 0.0418
| 735.8616 | 0.085546 | 518.5795 | -0.00060242 | 518.5795 | -0.00097768 | 519.1323 | -0.00039215 | 735.1435 | 1.0001e-05 | 518.5795 | -0.00067421 | 737.9469 | 7.703e-05 | 735.8616 | 0.0025582 | 518.5795 | 0.00020024 | 907.5551 | 0.0087342 | 1191.3569 | 0.00582 | 826.259 | 0.00088432 | 1152.8915 | 0.23554 | 1222.7903 | 0.11289 |  |  | 1078.3807 | 0 | 1078.3742 | 0.04167
| 736.0258 | 0.086102 | 518.8045 | 0.00051695 | 518.8045 | -0.00096187 | 519.3571 | 0.00065493 | 735.3078 | 0 | 518.8045 | 0.00054226 | 738.1117 | 6.5997e-05 | 736.0258 | 0.002422 | 518.8045 | 0 | 907.637 | 0.0089729 | 1191.7047 | 0.00565 | 826.468 | 0.0010093 | 1152.9565 | 0.23628 | 1222.9734 | 0.11332 |  |  | 1078.4377 | 0 | 1078.4311 | 0.04154
| 736.19 | 0.08741 | 519.0295 | -0.00082165 | 519.0295 | -0.0008575 | 519.5818 | -0.00010233 | 735.472 | 5.0004e-05 | 519.0295 | -0.00093135 | 738.2766 | 8.4854e-05 | 736.19 | 0.0024715 | 519.0295 | 0 | 907.719 | 0.0088255 | 1192.0527 | 0.00596 | 826.678 | 0.0011529 | 1153.0217 | 0.23703 | 1223.1566 | 0.11342 |  |  | 1078.4948 | 0 | 1078.4882 | 0.04134
| 736.3542 | 0.089319 | 519.2546 | 0.00023886 | 519.2546 | 0.0014652 | 519.8066 | -6.6114e-05 | 735.6363 | 0 | 519.2546 | 0.00036008 | 738.4415 | 6.7602e-05 | 736.3542 | 0.0023235 | 519.2546 | 0.001 | 907.801 | 0.0086366 | 1192.4009 | 0.00591 | 826.887 | 0.00097964 | 1153.0868 | 0.23779 | 1223.3398 | 0.11332 |  |  | 1078.5516 | 0 | 1078.5452 | 0.04103
| 736.5184 | 0.090312 | 519.4797 | -0.00089563 | 519.4797 | -0.0013937 | 520.0314 | 0.00036334 | 735.8005 | 3.0002e-05 | 519.4797 | -0.00073077 | 738.6064 | 7.0611e-05 | 736.5184 | 0.0024118 | 519.4797 | 0.001 | 907.8831 | 0.0091064 | 1192.7493 | 0.00558 | 827.096 | 0.0011507 | 1153.152 | 0.23853 | 1223.5232 | 0.11315 |  |  | 1078.6086 | 0 | 1078.6022 | 0.04061
| 736.6825 | 0.088686 | 519.7047 | 0.00054423 | 519.7047 | -0.00034003 | 520.2562 | 0.00050137 | 735.9648 | 0 | 519.7047 | 0.00069878 | 738.7713 | 8.6659e-05 | 736.6825 | 0.0023893 | 519.7047 | 0 | 907.9651 | 0.0096166 | 1193.0978 | 0.00559 | 827.306 | 0.0011297 | 1153.217 | 0.23929 | 1223.7065 | 0.11306 |  |  | 1078.6656 | 0 | 1078.6592 | 0.0401
| 736.8467 | 0.088835 | 519.9298 | -0.0012236 | 519.9298 | -0.00061914 | 520.4811 | 6.2096e-05 | 736.129 | 3.0002e-05 | 519.9298 | -0.00097477 | 738.9361 | 8.1644e-05 | 736.8467 | 0.0025249 | 519.9298 | 0 | 908.0471 | 0.0086308 | 1193.4465 | 0.00582 | 827.515 | 0.0011172 | 1153.2822 | 0.24004 | 1223.89 | 0.11314 |  |  | 1078.7227 | 0 | 1078.7161 | 0.03956
| 737.0109 | 0.091692 | 520.1549 | 0.00035222 | 520.1549 | 0.00079001 | 520.7059 | 0.00076504 | 736.2933 | 2.6669e-05 | 520.1549 | 0.00044129 | 739.101 | 6.9408e-05 | 737.0109 | 0.0023892 | 520.1549 | 0 | 908.1292 | 0.0077645 | 1193.7955 | 0.00613 | 827.725 | 0.0010609 | 1153.3474 | 0.2408 | 1224.0735 | 0.11341 |  |  | 1078.7797 | 0 | 1078.7732 | 0.03903
| 737.1751 | 0.092615 | 520.3801 | -0.0005815 | 520.3801 | 0.00052269 | 520.9307 | -0.00058258 | 736.4575 | 1.0001e-05 | 520.3801 | -0.00064878 | 739.266 | 8.2848e-05 | 737.1751 | 0.0025252 | 520.38 | 0 | 908.2112 | 0.0078223 | 1194.1448 | 0.00621 | 827.935 | 0.0012493 | 1153.4125 | 0.24157 | 1224.257 | 0.11381 |  |  | 1078.8367 | 0 | 1078.8302 | 0.03859
| 737.3394 | 0.092096 | 520.6052 | 4.7641e-05 | 520.6052 | 0.00083917 | 521.1556 | 0.000652 | 736.6218 | 0 | 520.6052 | -3.1209e-05 | 739.4309 | 7.9237e-05 | 737.3394 | 0.0023818 | 520.6052 | 0 | 908.2933 | 0.0082816 | 1194.4941 | 0.00616 | 828.145 | 0.0013478 | 1153.4777 | 0.24232 | 1224.4406 | 0.11426 |  |  | 1078.8937 | 0 | 1078.8872 | 0.03829
| 737.5036 | 0.09207 | 520.8303 | -0.0010643 | 520.8303 | -0.00040424 | 521.3804 | 0.00048454 | 736.7861 | 3.0002e-05 | 520.8303 | -0.00098033 | 739.5958 | 7.5024e-05 | 737.5036 | 0.0025773 | 520.8303 | 0 | 908.3754 | 0.0085832 | 1194.8438 | 0.00561 | 828.355 | 0.0011551 | 1153.5429 | 0.24309 | 1224.6243 | 0.11469 |  |  | 1078.9508 | 0 | 1078.9442 | 0.03814
| 737.6678 | 0.094839 | 521.0555 | 0.00060374 | 521.0555 | 0.0015105 | 521.6053 | 0.00062497 | 736.9504 | 6.6672e-06 | 521.0555 | 0.00046094 | 739.7607 | 9.1072e-05 | 737.6678 | 0.0024289 | 521.0555 | 0 | 908.4576 | 0.0091364 | 1195.1935 | 0.00616 | 828.565 | 0.0008541 | 1153.608 | 0.24386 | 1224.8079 | 0.11506 |  |  | 1079.0078 | 0 | 1079.0012 | 0.03816
| 737.832 | 0.095956 | 521.2807 | -0.0010093 | 521.2807 | -0.00058763 | 521.8302 | -0.00018052 | 737.1147 | 1.0001e-05 | 521.2807 | -0.00073495 | 739.9257 | 7.8033e-05 | 737.832 | 0.0025121 | 521.2807 | 0 | 908.5397 | 0.0097677 | 1195.5436 | 0.00522 | 828.775 | 0.0015461 | 1153.6732 | 0.24464 | 1224.9917 | 0.11542 |  |  | 1079.0648 | 0 | 1079.0582 | 0.03836
| 737.9962 | 0.097054 | 521.5058 | -0.00020809 | 521.5058 | 0.001049 | 522.0551 | 0.0010432 | 737.279 | 6.6672e-06 | 521.5058 | 5.9446e-05 | 740.0906 | 6.4794e-05 | 737.9962 | 0.002385 | 521.5058 | 0 | 908.6218 | 0.0093212 | 1195.8938 | 0.00606 | 828.986 | 0.00074863 | 1153.7384 | 0.2454 | 1225.1755 | 0.11587 |  |  | 1079.1218 | 0 | 1079.1154 | 0.03871
| 738.1605 | 0.099385 | 521.731 | -0.0013556 | 521.731 | -0.0021784 | 522.28 | 0.00017602 | 737.4433 | 3.0002e-05 | 521.731 | -0.0012451 | 740.2555 | 7.5827e-05 | 738.1605 | 0.0024056 | 521.731 | 0 | 908.704 | 0.0091066 | 1196.2441 | 0.00581 | 829.196 | 0.00076608 | 1153.8036 | 0.24618 | 1225.3594 | 0.11652 |  |  | 1079.179 | 0 | 1079.1724 | 0.0392
| 738.3247 | 0.10076 | 521.9562 | -0.00062236 | 521.9562 | -0.00083764 | 522.5049 | -0.00010989 | 737.6076 | 0 | 521.9562 | -0.00046039 | 740.4205 | 6.0581e-05 | 738.3247 | 0.0024049 | 521.9562 | 0 | 908.7862 | 0.0099257 | 1196.5947 | 0.00583 | 829.407 | 0.00099968 | 1153.8688 | 0.24696 | 1225.5432 | 0.11746 |  |  | 1079.236 | 0 | 1079.2294 | 0.0398
| 738.489 | 0.10255 | 522.1815 | 0.00013153 | 522.1815 | -9.4911e-06 | 522.7299 | 0.00091463 | 737.7719 | 6.9993e-05 | 522.1815 | 0.0010144 | 740.5855 | 8.3851e-05 | 738.489 | 0.0023868 | 522.1815 | 0 | 908.8683 | 0.010119 | 1196.9456 | 0.00595 | 829.617 | 0.0011296 | 1153.934 | 0.24774 | 1225.7273 | 0.11872 |  |  | 1079.2931 | 0 | 1079.2865 | 0.04049
| 738.6532 | 0.1021 | 522.4067 | -0.0012134 | 522.4067 | -0.00091174 | 522.9548 | -3.9343e-05 | 737.9362 | 0 | 522.4067 | -0.00068061 | 740.7504 | 4.5135e-05 | 738.6532 | 0.002525 | 522.4067 | 0.00020044 | 908.9506 | 0.0099108 | 1197.2966 | 0.00566 | 829.828 | 0.0011232 | 1153.9993 | 0.24853 | 1225.9113 | 0.12027 |  |  | 1079.3501 | 0 | 1079.3435 | 0.04125
| 738.8175 | 0.10165 | 522.6319 | 0.00045524 | 522.6319 | 0.0010473 | 523.1798 | 0.0002967 | 738.1005 | 6.9993e-05 | 522.6319 | 0.00043259 | 740.9154 | 9.5686e-05 | 738.8175 | 0.0024308 | 522.6319 | 0 | 909.0328 | 0.0098174 | 1197.6478 | 0.00529 | 830.039 | 0.0010568 | 1154.0645 | 0.24932 | 1226.0953 | 0.12201 |  |  | 1079.4072 | 0 | 1079.4006 | 0.04204
| 738.9817 | 0.10635 | 522.8572 | -0.0010633 | 522.8572 | -0.0012099 | 523.4048 | -0.00031098 | 738.2648 | 0 | 522.8572 | -0.0010639 | 741.0804 | 5.0351e-05 | 738.9817 | 0.0025564 | 522.8572 | 0 | 909.1151 | 0.0095572 | 1197.9993 | 0.00584 | 830.25 | 0.00091641 | 1154.1296 | 0.25011 | 1226.2795 | 0.12386 |  |  | 1079.4642 | 0 | 1079.4578 | 0.04282
| 739.146 | 0.10652 | 523.0825 | 0.00017121 | 523.0825 | -0.0017602 | 523.6298 | 0.00059928 | 738.4292 | 8.9995e-05 | 523.0825 | 0.0004271 | 741.2454 | 8.9668e-05 | 739.146 | 0.0024206 | 523.0825 | 0 | 909.1973 | 0.0094321 | 1198.351 | 0.00534 | 830.461 | 0.00095667 | 1154.195 | 0.2509 | 1226.4637 | 0.12572 |  |  | 1079.5214 | 0 | 1079.5148 | 0.04353
| 739.3103 | 0.10878 | 523.3077 | -0.00091577 | 523.3077 | -0.00095358 | 523.8548 | -0.00042598 | 738.5935 | 0 | 523.3077 | -0.00077824 | 741.4104 | 5.2557e-05 | 739.3103 | 0.0025978 | 523.3077 | 0 | 909.2795 | 0.0094958 | 1198.7029 | 0.00578 | 830.672 | 0.00065965 | 1154.2601 | 0.2517 | 1226.6479 | 0.12753 |  |  | 1079.5785 | 0 | 1079.5719 | 0.0441
| 739.4745 | 0.10821 | 523.533 | 0.0011892 | 523.533 | -0.0010112 | 524.0798 | 0.00013312 | 738.7578 | 6.9993e-05 | 523.533 | 0.0004087 | 741.5754 | 8.0039e-05 | 739.4745 | 0.0024905 | 523.533 | 0 | 909.3618 | 0.0095467 | 1199.0549 | 0.00608 | 830.884 | 0.0012638 | 1154.3254 | 0.2525 | 1226.8323 | 0.12923 |  |  | 1079.6355 | 0 | 1079.629 | 0.04448
| 739.6388 | 0.11207 | 523.7584 | -0.00076818 | 523.7584 | -0.0013159 | 524.3048 | 0.0001447 | 738.9222 | 0 | 523.7584 | -0.00080109 | 741.7404 | 6.9408e-05 | 739.6388 | 0.0025779 | 523.7583 | 0 | 909.4442 | 0.0093793 | 1199.4071 | 0.00573 | 831.095 | 0.0011935 | 1154.3908 | 0.2533 | 1227.0166 | 0.13083 |  |  | 1079.6926 | 0 | 1079.686 | 0.04461
| 739.8031 | 0.1095 | 523.9837 | 0.00032356 | 523.9837 | 0.00085618 | 524.5298 | 0.00029162 | 739.0865 | 5.0004e-05 | 523.9837 | 0.00070005 | 741.9054 | 8.2647e-05 | 739.8031 | 0.0024042 | 523.9837 | 0 | 909.5264 | 0.0088736 | 1199.7596 | 0.00576 | 831.307 | 0.00092526 | 1154.4559 | 0.2541 | 1227.2011 | 0.13233 |  |  | 1079.7498 | 0 | 1079.7432 | 0.04447
| 739.9674 | 0.11263 | 524.209 | -0.0016867 | 524.209 | -0.002759 | 524.7549 | 3.2445e-05 | 739.2509 | 0 | 524.209 | -0.00081258 | 742.0704 | 7.2417e-05 | 739.9674 | 0.0024853 | 524.209 | 0 | 909.6088 | 0.0088425 |  |  | 831.518 | 0.0013361 | 1154.5212 | 0.25491 | 1227.3855 | 0.13378 |  |  | 1079.8069 | 0 | 1079.8003 | 0.04409
| 740.1317 | 0.11277 | 524.4344 | 0.00038937 | 524.4344 | -0.00016687 | 524.98 | 0.00082768 | 739.4152 | 6.9993e-05 | 524.4344 | 0.00038966 | 742.2354 | 7.5626e-05 | 740.1317 | 0.0023502 | 524.4344 | 0 | 909.6911 | 0.0099798 |  |  | 831.73 | 0.0010937 | 1154.5865 | 0.25572 | 1227.5701 | 0.1352 |  |  | 1079.864 | 0 | 1079.8574 | 0.04352
| 740.296 | 0.11701 | 524.6597 | -0.00062804 | 524.6597 | 0.00098692 | 525.2051 | 0.00010044 | 739.5796 | 0 | 524.6597 | -0.00086507 | 742.4004 | 7.1213e-05 | 740.296 | 0.0025311 | 524.6597 | 0.001 | 909.7735 | 0.010662 |  |  | 831.942 | 0.00078081 | 1154.6519 | 0.25653 | 1227.7546 | 0.13662 |  |  | 1079.9211 | 0 | 1079.9145 | 0.04285
| 740.4603 | 0.11521 | 524.8851 | 0.00048783 | 524.8851 | -0.00024069 | 525.4301 | 0.00014025 | 739.744 | 5.0004e-05 | 524.8851 | -0.00013067 | 742.5655 | 7.7432e-05 | 740.4603 | 0.0024322 | 524.8851 | 0.001 | 909.8558 | 0.010431 |  |  | 832.154 | 0.00050826 | 1154.7172 | 0.25734 | 1227.9393 | 0.13801 |  |  | 1079.9783 | 0 | 1079.9717 | 0.04218
| 740.6246 | 0.11943 | 525.1105 | -0.00080822 | 525.1105 | -0.0017248 | 525.6552 | -0.00020809 | 739.9083 | 0 | 525.1105 | -0.0010043 | 742.7305 | 8.6659e-05 | 740.6246 | 0.0026225 | 525.1105 | 0.001 | 909.9382 | 0.0099539 |  |  | 832.366 | 0.0015388 | 1154.7825 | 0.25815 | 1228.124 | 0.13928 |  |  | 1080.0354 | 0 | 1080.0288 | 0.04159
| 740.7889 | 0.1159 | 525.3359 | 5.5506e-05 | 525.3359 | 0.00088124 | 525.8804 | 0.0003643 | 740.0727 | 6.9993e-05 | 525.3359 | 0.00090183 | 742.8956 | 4.9949e-05 | 740.7889 | 0.0025398 | 525.3359 | 0 | 910.0206 | 0.010184 |  |  | 832.578 | 0.0012771 | 1154.8478 | 0.25898 | 1228.3087 | 0.14035 |  |  | 1080.0925 | 0 | 1080.0861 | 0.04114
| 740.9532 | 0.11945 | 525.5613 | -0.00094226 | 525.5613 | -0.00053288 | 526.1055 | -0.00037739 | 740.2371 | 0 | 525.5613 | -0.0010542 | 743.0606 | 0.00010612 | 740.9532 | 0.0026682 | 525.5613 | 0 | 910.103 | 0.0095367 |  |  | 832.791 | 0.0016509 | 1154.9131 | 0.2598 | 1228.4935 | 0.14109 |  |  | 1080.1497 | 0 | 1080.1432 | 0.04086
| 741.1175 | 0.11968 | 525.7867 | 0.00048807 | 525.7867 | 0.00045365 | 526.3306 | 0.00070773 | 740.4015 | 5.0004e-05 | 525.7867 | 0.00044403 | 743.2257 | 5.356e-05 | 741.1175 | 0.0024879 | 525.7867 | 0 | 910.1854 | 0.0086966 |  |  | 833.003 | 0.00064905 | 1154.9784 | 0.26063 | 1228.6785 | 0.14145 |  |  | 1080.2069 | 0 | 1080.2003 | 0.04073
| 741.2819 | 0.11998 | 526.0121 | -0.0010526 | 526.0121 | 0.00014146 | 526.5558 | 0.0003317 | 740.5659 | 0 | 526.0121 | -0.0011752 | 743.3908 | 0.00010411 | 741.2819 | 0.0026083 | 526.0122 | 0 | 910.2679 | 0.0090325 |  |  | 833.216 | 0.0010948 | 1155.0437 | 0.26145 | 1228.8633 | 0.14142 |  |  | 1080.264 | 0 | 1080.2575 | 0.04074
| 741.4462 | 0.12244 | 526.2376 | 8.9965e-05 | 526.2376 | 0.00042482 | 526.7809 | 0.00013479 | 740.7303 | 5.0004e-05 | 526.2376 | 0.00063062 | 743.5558 | 5.0351e-05 | 741.4462 | 0.0024776 | 526.2376 | 0 | 910.3503 | 0.0090673 |  |  | 833.428 | 0.0010726 | 1155.1091 | 0.26229 | 1229.0483 | 0.14106 |  |  | 1080.3212 | 0 | 1080.3147 | 0.04082
| 741.6105 | 0.12486 | 526.4631 | -0.00064101 | 526.4631 | -0.00072102 | 527.0061 | -0.00038063 | 740.8947 | 0 | 526.4631 | -0.0010462 | 743.7209 | 7.0611e-05 | 741.6105 | 0.0026863 | 526.4631 | 0 | 910.4328 | 0.009774 |  |  | 833.641 | 0.00044161 | 1155.1744 | 0.26312 | 1229.2334 | 0.14048 |  |  | 1080.3784 | 0 | 1080.3718 | 0.04093
| 741.7749 | 0.12622 | 526.6885 | 0.0010327 | 526.6885 | 0.0012247 | 527.2313 | 0.00051672 | 741.0591 | 3.0002e-05 | 526.6885 | 0.00064945 | 743.886 | 9.7692e-05 | 741.7749 | 0.0024747 | 526.6885 | 0 | 910.5153 | 0.01076 |  |  | 833.854 | 0.00090805 | 1155.2399 | 0.26395 | 1229.4185 | 0.13981 |  |  | 1080.4355 | 0 | 1080.429 | 0.04103
| 741.9392 | 0.12471 | 526.914 | -0.0010227 | 526.914 | 0.0015294 | 527.4565 | -0.00055014 | 741.2235 | 0 | 526.914 | -0.00096668 | 744.0511 | 5.4764e-05 | 741.9392 | 0.0026196 | 526.914 | 0.00020044 | 910.5978 | 0.010431 |  |  | 834.067 | 0.00085058 | 1155.3052 | 0.26479 | 1229.6035 | 0.13917 |  |  | 1080.4928 | 0 | 1080.4862 | 0.04109
| 742.1036 | 0.1278 | 527.1395 | 0.00029151 | 527.1395 | -0.00070529 | 527.6817 | 0.00091174 | 741.3879 | 6.9993e-05 | 527.1395 | 2.4579e-05 | 744.2162 | 0.00011855 | 742.1036 | 0.0024603 | 527.1395 | 0.001 | 910.6803 | 0.01047 |  |  | 834.28 | 0.0010686 | 1155.3706 | 0.26562 | 1229.7888 | 0.13864 |  |  | 1080.5499 | 0 | 1080.5435 | 0.04113
| 742.2679 | 0.12877 | 527.365 | -0.00067243 | 527.365 | -0.0011614 | 527.9069 | 2.744e-05 | 741.5523 | 0 | 527.365 | -0.00090814 | 744.3813 | 1.7853e-05 | 742.2679 | 0.0027424 | 527.365 | 0.00060072 | 910.7629 | 0.010737 |  |  | 834.493 | 0.00098266 | 1155.4359 | 0.26646 | 1229.974 | 0.13827 |  |  | 1080.6072 | 0 | 1080.6006 | 0.04114
| 742.4323 | 0.13185 | 527.5906 | 0.00090259 | 527.5906 | 0.00010774 | 528.1322 | 0.00069417 | 741.7167 | 5.0004e-05 | 527.5906 | 0.00045427 | 744.5464 | 0.00012778 | 742.4323 | 0.0026726 | 527.5906 | 0.00040048 | 910.8454 | 0.010298 |  |  | 834.706 | 0.00090174 | 1155.5013 | 0.26731 | 1230.1593 | 0.13812 |  |  | 1080.6644 | 0 | 1080.6578 | 0.04116
| 742.5967 | 0.13144 | 527.8161 | -0.001128 | 527.8161 | -0.0020252 | 528.3574 | 2.1502e-05 | 741.8812 | 0 | 527.8161 | -0.0005565 | 744.7115 | 3.7713e-05 | 742.5967 | 0.0028091 | 527.8161 | 0.001 | 910.928 | 0.0098218 |  |  | 834.919 | 0.00047083 | 1155.5668 | 0.26815 | 1230.3447 | 0.13819 |  |  | 1080.7216 | 0 | 1080.715 | 0.04119
| 742.7611 | 0.12995 | 528.0417 | 0.00066463 | 528.0417 | -0.00071466 | 528.5827 | 0.00034205 | 742.0456 | 8.9995e-05 | 528.0417 | 0.00024016 | 744.8767 | 0.00010612 | 742.7611 | 0.0025721 | 528.0417 | 0 | 911.0106 | 0.010137 |  |  | 835.133 | 0.00077308 | 1155.6321 | 0.269 | 1230.5302 | 0.1385 |  |  | 1080.7788 | 0 | 1080.7722 | 0.04124
| 742.9254 | 0.13226 | 528.2672 | -0.00075512 | 528.2672 | -0.0023086 | 528.808 | -0.00062613 | 742.21 | 0 | 528.2672 | -0.00023988 | 745.0418 | 5.0952e-05 | 742.9254 | 0.0027073 | 528.2672 | 0 | 911.0931 | 0.010313 |  |  | 835.347 | 0.0010366 | 1155.6975 | 0.26984 | 1230.7156 | 0.13904 |  |  | 1080.8361 | 0 | 1080.8295 | 0.04132
| 743.0898 | 0.13332 | 528.4928 | 0.00051816 | 528.4928 | -0.00084081 | 529.0333 | 0.00025392 | 742.3745 | 6.9993e-05 | 528.4928 | 0.00031296 | 745.2069 | 9.2677e-05 | 743.0898 | 0.0025918 | 528.4928 | 0.001 | 911.1758 | 0.009948 |  |  | 835.56 | 0.00084706 | 1155.7629 | 0.27069 | 1230.9011 | 0.13981 |  |  | 1080.8933 | 0 | 1080.8867 | 0.04141
| 743.2542 | 0.13538 | 528.7184 | -0.00090391 | 528.7184 | -0.0034348 | 529.2585 | -0.00034775 | 742.5389 | 0 | 528.7184 | -0.00089367 | 745.3721 | 6.2788e-05 | 743.2542 | 0.0027833 | 528.7184 | 0.001 | 911.2584 | 0.010206 |  |  | 835.774 | 0.0012746 | 1155.8284 | 0.27154 | 1231.0867 | 0.14078 |  |  | 1080.9506 | 0 | 1080.944 | 0.04149
| 743.4186 | 0.13563 | 528.944 | 0.00062886 | 528.944 | 0.0015367 | 529.4839 | 0.00042121 | 742.7034 | 5.0004e-05 | 528.944 | 0.00057001 | 745.5372 | 0.0001019 | 743.4186 | 0.0026574 | 528.944 | 0.001 | 911.341 | 0.010169 |  |  | 835.988 | 0.00068194 | 1155.8938 | 0.27239 | 1231.2723 | 0.14195 |  |  | 1081.0077 | 0 | 1081.0012 | 0.04154
| 743.583 | 0.14053 | 529.1696 | -0.0011151 | 529.1696 | -0.0012153 | 529.7092 | -0.00025384 | 742.8679 | 0 | 529.1696 | -0.0012681 | 745.7024 | 5.356e-05 | 743.583 | 0.0028126 | 529.1696 | 0 | 911.4237 | 0.0099029 |  |  | 836.202 | 0.001526 | 1155.9592 | 0.27325 | 1231.458 | 0.1433 |  |  | 1081.0649 | 0 | 1081.0585 | 0.04152
| 743.7474 | 0.14 | 529.3952 | 0.00082928 | 529.3952 | 0.002414 | 529.9345 | 0.00040869 | 743.0323 | 6.9993e-05 | 529.3952 | 0.0011056 | 745.8675 | 9.9899e-05 | 743.7474 | 0.0026386 | 529.3952 | 0 | 911.5063 | 0.011149 |  |  | 836.416 | 0.0013613 | 1156.0247 | 0.2741 | 1231.6438 | 0.14481 |  |  | 1081.1223 | 0 | 1081.1157 | 0.04142
| 743.9118 | 0.14149 | 529.6209 | -0.000816 | 529.6209 | -0.0016866 | 530.1599 | 3.7637e-06 | 743.1968 | 0 | 529.6209 | -0.00010586 | 746.0327 | 7.021e-05 | 743.9118 | 0.0027643 | 529.6209 | 0 | 911.5891 | 0.011148 |  |  | 836.63 | 0.0012354 | 1156.0902 | 0.27496 | 1231.8296 | 0.14646 |  |  | 1081.1796 | 0 | 1081.173 | 0.0412
| 744.0762 | 0.14143 | 529.8465 | 0.00048922 | 529.8465 | 0.0012651 | 530.3853 | 0.00031531 | 743.3613 | 3.0002e-05 | 529.8465 | 0.00031008 | 746.1979 | 8.7261e-05 | 744.0762 | 0.0025805 | 529.8465 | 0.001 | 911.6718 | 0.0097689 |  |  | 836.845 | 0.00040232 | 1156.1556 | 0.27581 | 1232.0155 | 0.14816 |  |  | 1081.2368 | 0 | 1081.2302 | 0.04087
| 744.2406 | 0.14278 | 530.0722 | -0.0010001 | 530.0722 | -0.00021844 | 530.6106 | -0.00031067 | 743.5257 | 0 | 530.0722 | -0.00044109 | 746.3631 | 7.703e-05 | 744.2406 | 0.0026879 | 530.0722 | 0.001 | 911.7545 | 0.010352 |  |  | 837.059 | 0.0010066 | 1156.2211 | 0.27668 | 1232.2014 | 0.1498 |  |  | 1081.2941 | 0 | 1081.2875 | 0.04043
| 744.4051 | 0.14517 | 530.2979 | 0.00045466 | 530.2979 | 0.0012691 | 530.836 | 0.0012407 | 743.6902 | 6.9993e-05 | 530.2979 | 0.00010846 | 746.5282 | 9.1875e-05 | 744.4051 | 0.0025305 | 530.2979 | 0.001 | 911.8372 | 0.011206 |  |  | 837.274 | 0.0012112 | 1156.2866 | 0.27753 | 1232.3875 | 0.15122 |  |  | 1081.3513 | 0 | 1081.3447 | 0.03991
| 744.5695 | 0.14596 | 530.5236 | -0.0007522 | 530.5236 | -0.00069547 | 531.0614 | 0.00026242 | 743.8547 | 0 | 530.5236 | -0.00086434 | 746.6934 | 7.1614e-05 | 744.5695 | 0.0027248 | 530.5236 | 0.001 | 911.9199 | 0.01074 |  |  | 837.489 | 0.0010724 | 1156.352 | 0.2784 | 1232.5735 | 0.15226 |  |  | 1081.4086 | 0 | 1081.4021 | 0.03935
| 744.7339 | 0.14667 | 530.7493 | 0.00072495 | 530.7493 | 0.00063423 | 531.2868 | 0.00018593 | 744.0192 | 6.9993e-05 | 530.7493 | 0.00091373 | 746.8586 | 0.0001003 | 744.7339 | 0.0025859 | 530.7493 | 0.001 | 912.0027 | 0.010408 |  |  | 837.703 | 0.0010904 | 1156.4176 | 0.27926 | 1232.7595 | 0.15285 |  |  | 1081.4659 | 0 | 1081.4594 | 0.03881
| 744.8983 | 0.15023 | 530.975 | -0.0013066 | 530.975 | -0.00048371 | 531.5122 | -0.00028987 | 744.1837 | 0 | 530.975 | -0.00099768 | 747.0239 | 5.8174e-05 | 744.8983 | 0.0027936 | 530.975 | 0 | 912.0854 | 0.01116 |  |  | 837.918 | 0.0011631 | 1156.483 | 0.28012 | 1232.9457 | 0.15298 |  |  | 1081.5232 | 0 | 1081.5166 | 0.03833
| 745.0628 | 0.15611 | 531.2007 | 0.00076591 | 531.2007 | 0.00098725 | 531.7377 | 0.00080838 | 744.3482 | 5.0004e-05 | 531.2007 | 0.0003472 | 747.1891 | 8.9066e-05 | 745.0628 | 0.0026428 | 531.2007 | 0 | 912.1683 | 0.011372 |  |  | 838.133 | 0.001124 | 1156.5486 | 0.28099 | 1233.132 | 0.1528 |  |  | 1081.5806 | 0 | 1081.574 | 0.03795
| 745.2272 | 0.15471 | 531.4264 | -0.0012695 | 531.4264 | -0.0019519 | 531.9631 | -0.00048797 | 744.5127 | 0 | 531.4264 | -0.00049286 | 747.3543 | 7.8234e-05 | 745.2272 | 0.0028568 | 531.4264 | 0.001 | 912.2512 | 0.010735 |  |  | 838.349 | 0.00060368 | 1156.6141 | 0.28184 | 1233.3181 | 0.1525 |  |  | 1081.6378 | 0 | 1081.6312 | 0.0377
| 745.3917 | 0.15829 | 531.6522 | 0.00033373 | 531.6522 | -0.00029328 | 532.1885 | 6.0852e-05 | 744.6772 | 6.9993e-05 | 531.6522 | 0.00024242 | 747.5195 | 8.4051e-05 | 745.3917 | 0.0026397 | 531.6522 | 0.001 | 912.3339 | 0.011265 |  |  | 838.564 | 0.00047976 | 1156.6796 | 0.28271 | 1233.5045 | 0.15231 |  |  | 1081.6952 | 0 | 1081.6886 | 0.03759
| 745.5561 | 0.15427 | 531.878 | -0.0011286 | 531.878 | -0.0031178 | 532.414 | 8.3777e-05 | 744.8417 | 0 | 531.878 | -0.00056548 | 747.6847 | 7.9036e-05 | 745.5561 | 0.0028287 | 531.878 | 0.001 | 912.4166 | 0.011929 |  |  | 838.779 | 0.0011176 | 1156.7451 | 0.28358 | 1233.6909 | 0.1524 |  |  | 1081.7524 | 0 | 1081.746 | 0.03759
| 745.7206 | 0.15805 | 532.1037 | 0.00032708 | 532.1037 | 0.0025434 | 532.6395 | 0.00033293 | 745.0063 | 8.9995e-05 | 532.1037 | 0.00088941 | 747.85 | 7.6429e-05 | 745.7206 | 0.002726 | 532.1037 | 0.00020024 | 912.4995 | 0.011413 |  |  | 838.995 | 0.00086116 | 1156.8107 | 0.28444 | 1233.8773 | 0.15281 |  |  | 1081.8098 | 0 | 1081.8032 | 0.03766
| 745.8851 | 0.16041 | 532.3295 | -0.00082629 | 532.3295 | -0.0011273 | 532.865 | 0.00014869 | 745.1708 | 0 | 532.3295 | -0.00061863 | 748.0152 | 6.8605e-05 | 745.8851 | 0.0028781 | 532.3295 | 0.00020044 | 912.5823 | 0.011915 |  |  | 839.21 | 0.00099311 | 1156.8762 | 0.28531 | 1234.0637 | 0.15354 |  |  | 1081.8672 | 0 | 1081.8606 | 0.03776
| 746.0495 | 0.16156 | 532.5553 | 0.00027098 | 532.5553 | 0.0015227 | 533.0905 | 0.0005463 | 745.3353 | 5.0004e-05 | 532.5553 | -3.7934e-05 | 748.1805 | 8.4653e-05 | 746.0495 | 0.0026717 | 532.5553 | 0 | 912.6652 | 0.012915 |  |  | 839.426 | 0.00094337 | 1156.9418 | 0.28617 | 1234.2504 | 0.15448 |  |  | 1081.9244 | 0 | 1081.918 | 0.03783
| 746.214 | 0.16287 | 532.7812 | -0.0010722 | 532.7812 | -0.00029421 | 533.316 | -0.00096702 | 745.4999 | 0 | 532.7812 | -0.00036314 | 748.3457 | 7.5024e-05 | 746.214 | 0.0027635 | 532.7812 | 0 | 912.7482 | 0.013297 |  |  | 839.642 | 0.00086268 | 1157.0073 | 0.28704 | 1234.4369 | 0.15556 |  |  | 1081.9818 | 0 | 1081.9752 | 0.0378
| 746.3785 | 0.16805 | 533.007 | 0.0004208 | 533.007 | 0.001306 | 533.5416 | 0.0010078 | 745.6644 | 6.9993e-05 | 533.007 | 0.00087537 | 748.511 | 7.4623e-05 | 746.3785 | 0.0025941 | 533.007 | 0.001 | 912.8311 | 0.012999 |  |  | 839.858 | 0.000721 | 1157.0729 | 0.28791 | 1234.6235 | 0.1567 |  |  | 1082.0392 | 0 | 1082.0326 | 0.03765
| 746.543 | 0.16864 | 533.2328 | -0.00092362 | 533.2328 | -0.0022145 | 533.7672 | 0.00016769 | 745.8289 | 0 | 533.2328 | -0.00035153 | 748.6763 | 9.7291e-05 | 746.543 | 0.0028475 | 533.2328 | 0.00060092 | 912.914 | 0.012175 |  |  | 840.074 | 0.0012063 | 1157.1384 | 0.28877 | 1234.8103 | 0.15789 |  |  | 1082.0966 | 0 | 1082.09 | 0.03734
| 746.7075 | 0.169 | 533.4587 | 0.00032946 | 533.4587 | 0.0019544 | 533.9927 | 0.00050546 | 745.9935 | 6.9993e-05 | 533.4587 | 0.00026571 | 748.8415 | 4.6339e-05 | 746.7075 | 0.0026974 | 533.4587 | 0 | 912.9969 | 0.011946 |  |  | 840.29 | 0.00075178 | 1157.2041 | 0.28964 | 1234.9971 | 0.15911 |  |  | 1082.1539 | 0 | 1082.1473 | 0.03687
| 746.872 | 0.17129 | 533.6845 | -0.00056134 | 533.6845 | -0.00071769 | 534.2183 | 8.5554e-05 | 746.1581 | 0 | 533.6845 | -0.00044734 | 749.0068 | 0.00011013 | 746.872 | 0.0028509 | 533.6845 | 0.00020044 | 913.0799 | 0.012334 |  |  | 840.506 | 0.0010941 | 1157.2696 | 0.2905 | 1235.1838 | 0.16033 |  |  | 1082.2113 | 0 | 1082.2047 | 0.03627
| 747.0365 | 0.16981 | 533.9104 | 0.00069901 | 533.9104 | 0.00034816 | 534.4438 | 3.1679e-05 | 746.3226 | 6.9993e-05 | 533.9104 | 0.00058812 | 749.1721 | 5.3761e-05 | 747.0365 | 0.0026855 | 533.9104 | 0.001 | 913.1628 | 0.012488 |  |  | 840.722 | 0.00071683 | 1157.3352 | 0.29137 | 1235.3707 | 0.1615 |  |  | 1082.2687 | 0 | 1082.2621 | 0.03562
| 747.201 | 0.17421 | 534.1363 | -0.00084856 | 534.1363 | -0.0019446 | 534.6694 | -0.00026992 | 746.4872 | 0 | 534.1363 | -0.0010341 | 749.3374 | 9.6288e-05 | 747.201 | 0.0028031 | 534.1363 | 0 | 913.2458 | 0.012796 |  |  | 840.939 | 0.0006162 | 1157.4009 | 0.29224 | 1235.5577 | 0.16255 |  |  | 1082.326 | 0 | 1082.3195 | 0.03499
| 747.3655 | 0.17431 | 534.3622 | 0.00039055 | 534.3622 | 2.0977e-05 | 534.895 | -6.5358e-06 | 746.6517 | 8.9995e-05 | 534.3622 | 0.00011221 | 749.5027 | 6.9408e-05 | 747.3655 | 0.0026743 | 534.3622 | 0 | 913.3289 | 0.01235 |  |  | 841.155 | 0.00090913 | 1157.4664 | 0.2931 | 1235.7448 | 0.16346 |  |  | 1082.3834 | 0 | 1082.3768 | 0.0345
| 747.53 | 0.17509 | 534.5881 | -0.0008797 | 534.5881 | -0.00098878 | 535.1207 | -0.00048402 | 746.8163 | 0 | 534.5881 | -0.0011507 | 749.668 | 8.6258e-05 | 747.53 | 0.0028155 | 534.5882 | 0 | 913.4119 | 0.010979 |  |  | 841.372 | 0.00091247 | 1157.5321 | 0.29397 | 1235.9318 | 0.16425 |  |  | 1082.4408 | 0 | 1082.4343 | 0.03424
| 747.6945 | 0.17883 | 534.8141 | 0.00029602 | 534.8141 | -0.001526 | 535.3463 | 0.00049708 | 746.9809 | 0.00011 | 534.8141 | 0.00086159 | 749.8333 | 7.3018e-05 | 747.6945 | 0.0026796 | 534.8141 | 0 | 913.4949 | 0.011401 |  |  | 841.589 | 0.0010344 | 1157.5977 | 0.29483 | 1236.1189 | 0.16498 |  |  | 1082.4983 | 0 | 1082.4917 | 0.03426
| 747.859 | 0.1853 | 535.04 | -0.00095175 | 535.04 | -0.00042662 | 535.5719 | -0.00081199 | 747.1455 | 0 | 535.04 | -0.00022155 | 749.9986 | 9.2677e-05 | 747.859 | 0.0028648 | 535.04 | 0 | 913.5779 | 0.012558 |  |  | 841.806 | 0.00093339 | 1157.6633 | 0.2957 | 1236.306 | 0.16576 |  |  | 1082.5557 | 0 | 1082.5491 | 0.03459
| 748.0236 | 0.18571 | 535.266 | 0.00054976 | 535.266 | -0.00041752 | 535.7976 | 0.00092955 | 747.3101 | 8.9995e-05 | 535.266 | 0.00048269 | 750.164 | 5.6168e-05 | 748.0236 | 0.002695 | 535.266 | 0 | 913.661 | 0.012512 |  |  | 842.023 | 0.00096525 | 1157.729 | 0.29657 | 1236.4933 | 0.16669 |  |  | 1082.613 | 0 | 1082.6064 | 0.03519
| 748.1881 | 0.18567 | 535.4919 | -0.00089416 | 535.4919 | 8.6632e-05 | 536.0233 | -0.00056661 | 747.4747 | 0 | 535.4919 | -0.00054956 | 750.3293 | 0.0001017 | 748.1881 | 0.0029178 | 535.4919 | 0 | 913.7441 | 0.012015 |  |  | 842.24 | 0.00076127 | 1157.7947 | 0.29743 | 1236.6805 | 0.16778 |  |  | 1082.6705 | 0 | 1082.6639 | 0.03597
| 748.3526 | 0.18637 | 535.7179 | 0.00022628 | 535.7179 | 0.0019841 | 536.2489 | 0.00046258 | 747.6393 | 8.9995e-05 | 535.7179 | 0.00030265 | 750.4946 | 6.7e-05 | 748.3526 | 0.0027486 | 535.7179 | 0.001 | 913.8271 | 0.012199 |  |  | 842.457 | 0.0011876 | 1157.8602 | 0.2983 | 1236.8679 | 0.169 |  |  | 1082.7279 | 0 | 1082.7213 | 0.03682
| 748.5172 | 0.1905 | 535.9439 | -0.00091468 | 535.9439 | 0.00042286 | 536.4746 | -0.00056619 | 747.8039 | 0 | 535.9439 | -0.00061388 | 750.66 | 9.689e-05 | 748.5172 | 0.0028857 | 535.9439 | 0 | 913.9103 | 0.013645 |  |  | 842.675 | 0.0012007 | 1157.9259 | 0.29916 | 1237.0553 | 0.17025 |  |  | 1082.7854 | 0 | 1082.7788 | 0.03762
| 748.6817 | 0.18935 | 536.1699 | 0.00035621 | 536.1699 | 0.0018022 | 536.7003 | 0.00083076 | 747.9685 | 6.9993e-05 | 536.1699 | 0.0011992 | 750.8253 | 5.336e-05 | 748.6817 | 0.0027145 | 536.1699 | 0.001 | 913.9934 | 0.013807 |  |  | 842.892 | 0.0012169 | 1157.9916 | 0.30003 | 1237.2427 | 0.17144 |  |  | 1082.8428 | 0 | 1082.8362 | 0.03827
| 748.8463 | 0.19293 | 536.3959 | -0.00061687 | 536.3959 | -0.0010127 | 536.926 | 0.00029607 | 748.1331 | 0 | 536.3959 | -0.0010025 | 750.9907 | 9.9096e-05 | 748.8463 | 0.0029423 | 536.3959 | 0 | 914.0765 | 0.012504 |  |  | 843.11 | 0.0011561 | 1158.0573 | 0.3009 | 1237.4302 | 0.17252 |  |  | 1082.9003 | 0 | 1082.8937 | 0.03869
| 749.0108 | 0.19332 | 536.622 | 0.00034085 | 536.622 | 0.0012451 | 537.1518 | 0.00011017 | 748.2977 | 3.0002e-05 | 536.622 | 0.00045419 | 751.1561 | 6.0381e-05 | 749.0108 | 0.0027835 | 536.622 | 0 | 914.1597 | 0.011492 |  |  | 843.327 | 0.00093815 | 1158.123 | 0.30176 | 1237.6178 | 0.17351 |  |  | 1082.9576 | 0 | 1082.951 | 0.03888
| 749.1754 | 0.19163 | 536.848 | -0.00072467 | 536.848 | 0.00019456 | 537.3775 | 0.00010354 | 748.4623 | 0 | 536.848 | -8.3696e-06 | 751.3214 | 0.00011274 | 749.1754 | 0.0029627 | 536.848 | 0.00080116 | 914.2429 | 0.011814 |  |  | 843.545 | 0.0011605 | 1158.1887 | 0.30263 | 1237.8054 | 0.17451 |  |  | 1083.0151 | 0 | 1083.0085 | 0.03885
| 749.34 | 0.19998 | 537.0741 | 0.00021764 | 537.0741 | 0.0012131 | 537.6033 | 0.00060544 | 748.627 | 6.9993e-05 | 537.0741 | 0.0005745 | 751.4868 | 4.9949e-05 | 749.34 | 0.002692 | 537.0741 | 0 | 914.326 | 0.012607 |  |  | 843.763 | 0.00077568 | 1158.2544 | 0.30349 | 1237.993 | 0.17565 |  |  | 1083.0726 | 0 | 1083.066 | 0.03867
| 749.5045 | 0.19525 | 537.3001 | -0.00057417 | 537.3001 | -0.00022658 | 537.829 | -0.0006846 | 748.7916 | 0 | 537.3001 | -0.00091024 | 751.6522 | 0.00010371 | 749.5045 | 0.0029008 | 537.3001 | 0.001 | 914.4092 | 0.011987 |  |  | 843.981 | 0.00085503 | 1158.3201 | 0.30435 | 1238.1808 | 0.17708 |  |  | 1083.1301 | 0 | 1083.1235 | 0.03839
| 749.6691 | 0.20151 | 537.5262 | 0.00072424 | 537.5262 | -0.00027656 | 538.0548 | 1.203e-05 | 748.9562 | 6.9993e-05 | 537.5262 | 0.00083164 | 751.8176 | 6.2788e-05 | 749.6691 | 0.0026825 | 537.5262 | 0 | 914.4924 | 0.011873 |  |  | 844.199 | 0.0013713 | 1158.3859 | 0.30521 | 1238.3687 | 0.17886 |  |  | 1083.1875 | 0 | 1083.181 | 0.0381
| 749.8337 | 0.2068 | 537.7523 | 7.0611e-05 | 537.7523 | 0.00044803 | 538.2806 | -0.00025445 | 749.1209 | 0 | 537.7523 | -0.00075733 | 751.983 | 8.4653e-05 | 749.8337 | 0.0029118 | 537.7523 | 0 | 914.5757 | 0.012336 |  |  | 844.418 | 0.0010468 | 1158.4515 | 0.30608 | 1238.5565 | 0.18099 |  |  | 1083.245 | 0 | 1083.2384 | 0.03783
| 749.9983 | 0.20777 | 537.9784 | 0.00036924 | 537.9784 | 0.0020076 | 538.5064 | 0.00074498 | 749.2855 | 3.0002e-05 | 537.9784 | 5.7295e-05 | 752.1484 | 9.5686e-05 | 749.9983 | 0.0027114 | 537.9784 | 0 | 914.6589 | 0.012126 |  |  | 844.636 | 0.0013731 | 1158.5172 | 0.30695 | 1238.7444 | 0.18336 |  |  | 1083.3025 | 0 | 1083.2959 | 0.03761
| 750.1629 | 0.21028 | 538.2045 | -0.00027467 | 538.2045 | -0.0010328 | 538.7322 | 8.9707e-05 | 749.4502 | 0 | 538.2045 | -0.00033526 | 752.3138 | 6.9207e-05 | 750.1629 | 0.0029276 | 538.2045 | 0.001 | 914.7422 | 0.012797 |  |  | 844.854 | 0.00099923 | 1158.583 | 0.3078 | 1238.9324 | 0.18581 |  |  | 1083.36 | 0 | 1083.3534 | 0.03745
| 750.3275 | 0.20811 | 538.4307 | 3.6369e-05 | 538.4307 | 0.00012729 | 538.9581 | 0.00026619 | 749.6148 | 3.0002e-05 | 538.4307 | 0.00056504 | 752.4792 | 7.8635e-05 | 750.3275 | 0.002752 | 538.4307 | 0.001 | 914.8254 | 0.013958 |  |  | 845.073 | 0.00079778 | 1158.6488 | 0.30867 | 1239.1204 | 0.18819 |  |  | 1083.4175 | 0 | 1083.4109 | 0.03735
| 750.4921 | 0.21441 | 538.6568 | -0.0011982 | 538.6568 | 0.00024945 | 539.1839 | -0.00033001 | 749.7795 | 0 | 538.6568 | -0.00081292 | 752.6446 | 8.8665e-05 | 750.4921 | 0.0029111 | 538.6568 | 0.00080076 | 914.9087 | 0.014966 |  |  | 845.292 | 0.0009152 | 1158.7145 | 0.30953 | 1239.3085 | 0.19036 |  |  | 1083.475 | 0 | 1083.4684 | 0.0373
| 750.6567 | 0.21555 | 538.883 | 0.00046594 | 538.883 | 0.0014738 | 539.4097 | 0.00031309 | 749.9441 | 6.9993e-05 | 538.883 | 0.00056523 | 752.81 | 4.9348e-05 | 750.6567 | 0.0027241 | 538.883 | 0.001 | 914.9919 | 0.014883 |  |  | 845.511 | 0.00095616 | 1158.7803 | 0.31039 | 1239.4966 | 0.19223 |  |  | 1083.5325 | 0 | 1083.526 | 0.0373
| 750.8213 | 0.2184 | 539.1091 | -0.0011931 | 539.1091 | -0.001652 | 539.6356 | -0.00016604 | 750.1088 | 0 | 539.1091 | -0.0007621 | 752.9755 | 0.00012377 | 750.8213 | 0.002963 | 539.1091 | 0 | 915.0753 | 0.013554 |  |  | 845.73 | 0.0010609 | 1158.8461 | 0.31126 | 1239.6848 | 0.19378 |  |  | 1083.5901 | 0 | 1083.5835 | 0.03738
| 750.9859 | 0.214 | 539.3353 | 0.00062763 | 539.3353 | -0.00092622 | 539.8615 | 0.00014723 | 750.2735 | 3.0002e-05 | 539.3353 | 0.00054963 | 753.1409 | 4.1324e-05 | 750.9859 | 0.0027879 | 539.3353 | 0 | 915.1586 | 0.01312 |  |  | 845.949 | 0.0014557 | 1158.9119 | 0.31212 | 1239.873 | 0.19503 |  |  | 1083.6476 | 0 | 1083.641 | 0.03754
| 751.1505 | 0.22287 | 539.5615 | -0.00082113 | 539.5615 | 0.00027838 | 540.0873 | -0.00026207 | 750.4382 | 0 | 539.5615 | -0.00030779 | 753.3063 | 0.00011575 | 751.1505 | 0.0030128 | 539.5615 | 0 | 915.242 | 0.01386 |  |  | 846.168 | 0.00079401 | 1158.9775 | 0.31298 | 1240.0613 | 0.19599 |  |  | 1083.7051 | 0 | 1083.6985 | 0.03781
| 751.3151 | 0.22319 | 539.7877 | 0.00025222 | 539.7877 | 0.0003082 | 540.3133 | 0.00061074 | 750.6029 | 5.0004e-05 | 539.7877 | 0.00035614 | 753.4718 | 5.7773e-05 | 751.3151 | 0.0028281 | 539.7877 | 0 | 915.3253 | 0.01447 |  |  | 846.387 | 0.0012912 | 1159.0433 | 0.31384 | 1240.2496 | 0.1967 |  |  | 1083.7627 | 0 | 1083.7561 | 0.0382
| 751.4798 | 0.22651 | 540.0139 | -0.0010788 | 540.0139 | -0.00057447 | 540.5392 | 0.00024205 | 750.7675 | 0 | 540.0139 | -0.00060031 | 753.6372 | 9.9899e-05 | 751.4798 | 0.0030361 | 540.0139 | 0 | 915.4088 | 0.014002 |  |  | 846.606 | 0.0011581 | 1159.1091 | 0.3147 | 1240.4381 | 0.19716 |  |  | 1083.8202 | 0 | 1083.8136 | 0.0387
| 751.6444 | 0.22497 | 540.2402 | 0.00081813 | 540.2402 | 0.0014089 | 540.7651 | -2.4528e-05 | 750.9322 | 5.0004e-05 | 540.2402 | 0.00042422 | 753.8027 | 7.5225e-05 | 751.6444 | 0.0028218 | 540.2402 | 0 | 915.4921 | 0.013008 |  |  | 846.826 | 0.0010266 | 1159.1751 | 0.31556 | 1240.6266 | 0.19735 |  |  | 1083.8777 | 0 | 1083.8712 | 0.03929
| 751.809 | 0.22955 | 540.4664 | -0.00034461 | 540.4664 | 0.00011283 | 540.991 | -7.0883e-05 | 751.0969 | 0 | 540.4664 | -0.0006778 | 753.9682 | 0.00010531 | 751.809 | 0.0029514 | 540.4664 | 0.00020044 | 915.5756 | 0.013704 |  |  | 847.046 | 0.00064141 | 1159.2408 | 0.31643 | 1240.8151 | 0.19729 |  |  | 1083.9353 | 0 | 1083.9287 | 0.03992
| 751.9737 | 0.23461 | 540.6927 | 0.00010475 | 540.6927 | 0.00050507 | 541.217 | 0.00022925 | 751.2616 | 3.0002e-05 | 540.6927 | 0.00075214 | 754.1336 | 5.4363e-05 | 751.9737 | 0.0027689 | 540.6927 | 0.001 | 915.6589 | 0.014587 |  |  | 847.265 | 0.0014616 | 1159.3066 | 0.31728 | 1241.0037 | 0.19703 |  |  | 1083.9928 | 0 | 1083.9863 | 0.04054
| 752.1383 | 0.23589 | 540.9189 | -0.0005904 | 540.9189 | -0.00093964 | 541.4429 | -0.00024503 | 751.4263 | 0 | 540.9189 | -0.00090189 | 754.2991 | 0.00012056 | 752.1383 | 0.0028753 | 540.9189 | 0.00040048 | 915.7424 | 0.014775 |  |  | 847.485 | 0.0011406 | 1159.3724 | 0.31815 | 1241.1924 | 0.19667 |  |  | 1084.0504 | 0 | 1084.0438 | 0.0411
| 752.303 | 0.23719 | 541.1452 | 0.0006963 | 541.1452 | -0.0016017 | 541.6689 | 0.00024136 | 751.5911 | 6.9993e-05 | 541.1452 | 0.00036913 | 754.4646 | 3.8916e-05 | 752.303 | 0.002746 | 541.1452 | 0.001 | 915.8259 | 0.015476 |  |  | 847.705 | 0.0012482 | 1159.4383 | 0.31901 | 1241.3811 | 0.19635 |  |  | 1084.108 | 0 | 1084.1014 | 0.04155
| 752.4676 | 0.2422 | 541.3715 | -0.00060453 | 541.3715 | 0.00029633 | 541.8949 | -0.00019742 | 751.7558 | 0 | 541.3715 | -0.001313 | 754.6301 | 0.00014102 | 752.4676 | 0.002945 | 541.3715 | 0.00060092 | 915.9093 | 0.015454 |  |  | 847.925 | 0.0014014 | 1159.5041 | 0.31987 | 1241.5698 | 0.19623 |  |  | 1084.1655 | 0 | 1084.1589 | 0.04186
| 752.6323 | 0.24477 | 541.5978 | 0.00042088 | 541.5978 | 0.0002923 | 542.1209 | 0.00055132 | 751.9205 | 5.0004e-05 | 541.5978 | 0.00074767 | 754.7956 | 3.9719e-05 | 752.6323 | 0.0028843 | 541.5978 | 0 | 915.9928 | 0.014622 |  |  | 848.145 | 0.0010936 | 1159.57 | 0.32073 | 1241.7587 | 0.19645 |  |  | 1084.2231 | 0 | 1084.2166 | 0.04201
| 752.797 | 0.24665 | 541.8241 | -0.00061872 | 541.8241 | 0.00055229 | 542.3469 | -0.0007273 | 752.0852 | 0 | 541.8241 | -0.00051349 | 754.9611 | 0.0001354 | 752.797 | 0.0030303 | 541.8241 | 0 | 916.0763 | 0.014835 |  |  | 848.366 | 0.00085759 | 1159.6359 | 0.32159 | 1241.9475 | 0.19712 |  |  | 1084.2808 | 0 | 1084.2742 | 0.04199
| 752.9616 | 0.25281 | 542.0505 | 9.2614e-05 | 542.0505 | 0.0014017 | 542.5729 | 0.00046039 | 752.25 | 5.0004e-05 | 542.0505 | 0.00067818 | 755.1266 | 3.7512e-05 | 752.9616 | 0.0028307 | 542.0505 | 0 | 916.1599 | 0.015053 |  |  | 848.586 | 0.0010225 | 1159.7017 | 0.32245 | 1242.1365 | 0.19826 |  |  | 1084.3384 | 0 | 1084.3318 | 0.04182
| 753.1263 | 0.24707 | 542.2768 | -0.00072972 | 542.2768 | -0.0003195 | 542.799 | -0.00032906 | 752.4147 | 0 | 542.2768 | -0.00062295 | 755.2921 | 0.00012778 | 753.1263 | 0.0029858 | 542.2768 | 0.001 | 916.2433 | 0.014484 |  |  | 848.807 | 0.00096463 | 1159.7676 | 0.32331 | 1242.3254 | 0.19988 |  |  | 1084.396 | 0 | 1084.3894 | 0.04153
| 753.291 | 0.25091 | 542.5032 | 0.00018556 | 542.5032 | -0.00098235 | 543.025 | -0.00010636 | 752.5794 | 3.0002e-05 | 542.5032 | -0.00013195 | 755.4576 | 4.353e-05 | 753.291 | 0.0028513 | 542.5032 | 0.001 | 916.3269 | 0.014256 |  |  | 849.027 | 0.0010624 | 1159.8335 | 0.32418 | 1242.5145 | 0.20193 |  |  | 1084.4536 | 0 | 1084.447 | 0.04114
| 753.4557 | 0.25604 | 542.7295 | -0.0010448 | 542.7295 | -0.00083147 | 543.2511 | 0.0002133 | 752.7442 | 0 | 542.7295 | -0.00069513 | 755.6232 | 0.0001344 | 753.4557 | 0.0030298 | 542.7295 | 0 | 916.4105 | 0.015275 |  |  | 849.248 | 0.0012118 | 1159.8994 | 0.32503 | 1242.7036 | 0.20433 |  |  | 1084.5112 | 0 | 1084.5046 | 0.04069
| 753.6204 | 0.26058 | 542.9559 | 9.3493e-05 | 542.9559 | 0.00079363 | 543.4772 | 0.00020947 | 752.9089 | 3.0002e-05 | 542.9559 | 0.00032733 | 755.7887 | 4.2928e-05 | 753.6204 | 0.0028764 | 542.9559 | 0.00060052 | 916.4941 | 0.01631 |  |  | 849.469 | 0.00077225 | 1159.9652 | 0.3259 | 1242.8927 | 0.20694 |  |  | 1084.5689 | 0 | 1084.5623 | 0.04022
| 753.7851 | 0.26291 | 543.1823 | -0.00054913 | 543.1823 | 0.00034358 | 543.7032 | -3.4467e-05 | 753.0737 | 0 | 543.1823 | -0.00089871 | 755.9543 | 0.00014443 | 753.7851 | 0.0030546 | 543.1823 | 0.00060052 | 916.5776 | 0.016209 |  |  | 849.69 | 0.00068354 | 1160.0311 | 0.32676 | 1243.082 | 0.20963 |  |  | 1084.6265 | 0 | 1084.6199 | 0.03974
| 753.9498 | 0.26584 | 543.4087 | 0.00061584 | 543.4087 | 0.0006084 | 543.9293 | 0.0011501 | 753.2384 | 6.9993e-05 | 543.4087 | 8.5995e-05 | 756.1198 | 3.009e-05 | 753.9498 | 0.0029293 | 543.4087 | 0 | 916.6613 | 0.016231 |  |  | 849.911 | 0.00055337 | 1160.0971 | 0.32762 | 1243.2712 | 0.21224 |  |  | 1084.6841 | 0 | 1084.6775 | 0.03927
| 754.1145 | 0.26052 | 543.6351 | -0.00060691 | 543.6351 | -0.0012365 | 544.1555 | -0.00070308 | 753.4032 | 0 | 543.6351 | -0.00051213 | 756.2854 | 0.00013661 | 754.1145 | 0.0031229 | 543.6351 | 0 | 916.7449 | 0.017145 |  |  | 850.132 | 0.00074023 | 1160.163 | 0.32849 | 1243.4606 | 0.21464 |  |  | 1084.7417 | 0 | 1084.7351 | 0.03879
| 754.2792 | 0.2665 | 543.8616 | 0.00036797 | 543.8616 | 0.001696 | 544.3815 | 0.0011509 | 753.568 | 6.9993e-05 | 543.8616 | 0.00051968 | 756.4509 | 5.1755e-05 | 754.2792 | 0.0029594 | 543.8616 | 0 | 916.8286 | 0.017027 |  |  | 850.354 | 0.0011993 | 1160.2289 | 0.32935 | 1243.65 | 0.21676 |  |  | 1084.7993 | 0 | 1084.7927 | 0.03827
| 754.4439 | 0.27012 | 544.088 | -0.00063966 | 544.088 | 0.00021595 | 544.6077 | -0.00055112 | 753.7328 | 0 | 544.088 | -0.00041013 | 756.6165 | 0.00011153 | 754.4439 | 0.003164 | 544.088 | 0 | 916.9122 | 0.015567 |  |  | 850.575 | 0.00090348 | 1160.2948 | 0.33021 | 1243.8395 | 0.21853 |  |  | 1084.8571 | 0 | 1084.8505 | 0.03768
| 754.6086 | 0.27254 | 544.3145 | 0.00025291 | 544.3145 | 0.0020475 | 544.8339 | 0.00018759 | 753.8975 | 0.00011 | 544.3145 | 0.00075904 | 756.7821 | 5.5566e-05 | 754.6086 | 0.002952 | 544.3144 | 0.001 | 916.9958 | 0.014848 |  |  | 850.797 | 0.0008551 | 1160.3608 | 0.33108 | 1244.0289 | 0.21996 |  |  | 1084.9147 | 0 | 1084.9081 | 0.037
| 754.7733 | 0.27318 | 544.5409 | -0.00080122 | 544.5409 | -0.00061784 | 545.06 | -0.00085611 | 754.0623 | 0 | 544.5409 | -0.00073433 | 756.9476 | 0.00012558 | 754.7733 | 0.0031574 | 544.5409 | 0 | 917.0795 | 0.015025 |  |  | 851.018 | 0.0014174 | 1160.4268 | 0.33194 | 1244.2185 | 0.22107 |  |  | 1084.9723 | 0 | 1084.9657 | 0.03621
| 754.9381 | 0.2767 | 544.7674 | 0.000329 | 544.7674 | 0.0011201 | 545.2861 | 0.0006155 | 754.2271 | 6.9993e-05 | 544.7674 | 0.00068683 | 757.1132 | 2.2868e-05 | 754.9381 | 0.0029586 | 544.7674 | 0.001 | 917.1632 | 0.015119 |  |  | 851.24 | 0.0011362 | 1160.4927 | 0.33281 | 1244.4082 | 0.2219 |  |  | 1085.03 | 0 | 1085.0234 | 0.03534
| 755.1028 | 0.27687 | 544.9939 | -0.0003837 | 544.9939 | -0.0010098 | 545.5123 | 4.3634e-05 | 754.3919 | 0 | 544.9939 | -0.00073337 | 757.2788 | 0.00017532 | 755.1028 | 0.0031229 | 544.9939 | 0 | 917.2469 | 0.01617 |  |  | 851.462 | 0.0014058 | 1160.5586 | 0.33367 | 1244.5979 | 0.22252 |  |  | 1085.0876 | 0 | 1085.0811 | 0.03446
| 755.2675 | 0.28384 | 545.2204 | 0.00038941 | 545.2204 | -8.7344e-05 | 545.7385 | 0.00051365 | 754.5567 | 6.9993e-05 | 545.2204 | 0.00046998 | 757.4444 | 7.8234e-06 | 755.2675 | 0.0029223 | 545.2204 | 0 | 917.3307 | 0.017322 |  |  | 851.684 | 0.00047342 | 1160.6246 | 0.33454 | 1244.7876 | 0.22304 |  |  | 1085.1454 | 0 | 1085.1388 | 0.03364
| 755.4323 | 0.28671 | 545.4469 | -0.00062135 | 545.4469 | 0.00058501 | 545.9647 | -0.00050587 | 754.7215 | 0 | 545.4469 | -0.00030479 | 757.61 | 0.00018034 | 755.4323 | 0.0030819 | 545.4469 | 0 | 917.4144 | 0.017036 |  |  | 851.906 | 0.0011759 | 1160.6906 | 0.33541 | 1244.9774 | 0.22359 |  |  | 1085.203 | 0 | 1085.1964 | 0.03297
| 755.597 | 0.28687 | 545.6734 | 0.00048009 | 545.6734 | 0.0013173 | 546.191 | 0.00068375 | 754.8863 | 6.9993e-05 | 545.6734 | 0.00022814 | 757.7756 | 3.2096e-06 | 755.597 | 0.0029374 | 545.6734 | 0 | 917.4981 | 0.016722 |  |  | 852.129 | 0.00058151 | 1160.7566 | 0.33627 | 1245.1672 | 0.22431 |  |  | 1085.2607 | 0 | 1085.2541 | 0.03255
| 755.7618 | 0.28657 | 545.9 | -0.00069824 | 545.9 | -0.0014642 | 546.4172 | -0.00041441 | 755.0511 | 0 | 545.9 | -0.00058072 | 757.9412 | 0.00018094 | 755.7618 | 0.0030977 | 545.9 | 0 | 917.5819 | 0.016501 |  |  | 852.351 | 0.0011437 | 1160.8226 | 0.33714 | 1245.3572 | 0.22531 |  |  | 1085.3185 | 0 | 1085.3119 | 0.03242
| 755.9265 | 0.2919 | 546.1265 | 0.00036989 | 546.1265 | -0.00090038 | 546.6434 | 0.00038664 | 755.2159 | 6.9993e-05 | 546.1265 | 0.00034365 | 758.1068 | 1.0431e-05 | 755.9265 | 0.0029217 | 546.1265 | 0 | 917.6656 | 0.015868 |  |  | 852.574 | 0.0010662 | 1160.8885 | 0.338 | 1245.5471 | 0.22661 |  |  | 1085.3761 | 0 | 1085.3696 | 0.03262
| 756.0913 | 0.29441 | 546.3531 | -0.00048223 | 546.3531 | -0.00033347 | 546.8697 | -0.00033041 | 755.3808 | 0 | 546.3531 | -0.00048824 | 758.2725 | 0.00018435 | 756.0913 | 0.0031817 | 546.3531 | 0 | 917.7495 | 0.016226 |  |  | 852.796 | 0.00074142 | 1160.9546 | 0.33888 | 1245.7372 | 0.22817 |  |  | 1085.4338 | 0 | 1085.4272 | 0.03315
| 756.2561 | 0.29928 | 546.5797 | 0.00048313 | 546.5797 | 0.0003947 | 547.0959 | 0.00035266 | 755.5456 | 5.0004e-05 | 546.5797 | 0.00039551 | 758.4381 | 1.0431e-05 | 756.2561 | 0.0029699 | 546.5797 | 0.00080096 | 917.8333 | 0.017023 |  |  | 853.019 | 0.00083943 | 1161.0206 | 0.33975 | 1245.9272 | 0.22987 |  |  | 1085.4916 | 0 | 1085.485 | 0.03395
| 756.4208 | 0.29884 | 546.8063 | -0.00023551 | 546.8063 | -0.00084055 | 547.3222 | 0.00030276 | 755.7104 | 0 | 546.8063 | -0.00018492 | 758.6037 | 0.00018957 | 756.4208 | 0.003127 | 546.8063 | 0.00040048 | 917.9171 | 0.016557 |  |  | 853.242 | 0.00075912 | 1161.0867 | 0.34061 | 1246.1174 | 0.2315 |  |  | 1085.5493 | 0 | 1085.5427 | 0.03496
| 756.5856 | 0.30447 | 547.0329 | 0.00012122 | 547.0329 | -0.00046834 | 547.5485 | 0.00039306 | 755.8752 | 5.0004e-05 | 547.0329 | 0.00030523 | 758.7694 | 4.4132e-06 | 756.5856 | 0.0028872 | 547.0329 | 0.001 | 918.001 | 0.015895 |  |  | 853.465 | 0.0014518 | 1161.1527 | 0.34149 | 1246.3076 | 0.23286 |  |  | 1085.6071 | 0 | 1085.6005 | 0.0361
| 756.7504 | 0.30389 | 547.2595 | -0.00039492 | 547.2595 | -0.0010116 | 547.7748 | -0.00056695 | 756.0401 | 0 | 547.2595 | -0.00053403 | 758.935 | 0.00018255 | 756.7504 | 0.0030905 | 547.2595 | 0.001 | 918.0848 | 0.016454 |  |  | 853.688 | 0.001266 | 1161.2188 | 0.34236 | 1246.4979 | 0.23377 |  |  | 1085.6648 | 0 | 1085.6582 | 0.03727
| 756.9152 | 0.30955 | 547.4861 | 0.00024721 | 547.4861 | -0.0010963 | 548.0011 | 0.00056788 | 756.2049 | 5.0004e-05 | 547.4861 | 2.5728e-05 | 759.1007 | 8.4252e-06 | 756.9152 | 0.0029289 | 547.4861 | 0.00060072 | 918.1688 | 0.01742 |  |  | 853.911 | 0.00097531 | 1161.2848 | 0.34323 | 1246.6882 | 0.23412 |  |  | 1085.7225 | 0 | 1085.7159 | 0.03842
| 757.08 | 0.31693 | 547.7128 | -0.00067501 | 547.7128 | -0.00068653 | 548.2274 | -5.9804e-05 | 756.3698 | 0 | 547.7128 | -0.00071573 | 759.2664 | 0.00017693 | 757.08 | 0.0031223 | 547.7128 | 0 | 918.2526 | 0.017205 |  |  | 854.134 | 0.00082469 | 1161.3508 | 0.34411 | 1246.8785 | 0.2339 |  |  | 1085.7803 | 0 | 1085.7737 | 0.03946
| 757.2448 | 0.32165 | 547.9394 | 0.00015167 | 547.9394 | 0.00043979 | 548.4538 | -0.00020862 | 756.5346 | 3.0002e-05 | 547.9394 | 0.00027857 | 759.432 | 1.0632e-05 | 757.2448 | 0.003012 | 547.9394 | 0 | 918.3365 | 0.016966 |  |  | 854.358 | 0.0011049 | 1161.4169 | 0.34498 | 1247.069 | 0.23319 |  |  | 1085.838 | 0 | 1085.8314 | 0.04037
| 757.4096 | 0.31922 | 548.1661 | -0.00045948 | 548.1661 | 0.00026045 | 548.6801 | -0.00037928 | 756.6995 | 0 | 548.1661 | -0.0004877 | 759.5977 | 0.00018596 | 757.4096 | 0.0032519 | 548.1661 | 0 | 918.4205 | 0.017196 |  |  | 854.581 | 0.0012431 | 1161.4829 | 0.34585 | 1247.2595 | 0.23219 |  |  | 1085.8957 | 0 | 1085.8892 | 0.04111
| 757.5744 | 0.31852 | 548.3928 | 0.000169 | 548.3928 | 0.00035414 | 548.9065 | 0.00021432 | 756.8644 | 8.9995e-05 | 548.3928 | 0.00051994 | 759.7634 | 1.7252e-05 | 757.5744 | 0.0030654 | 548.3928 | 0 | 918.5045 | 0.016742 |  |  | 854.805 | 0.0014298 | 1161.549 | 0.34673 | 1247.4501 | 0.23116 |  |  | 1085.9536 | 0 | 1085.947 | 0.04168
| 757.7392 | 0.32716 | 548.6194 | -0.00065507 | 548.6194 | 0.00070582 | 549.1329 | 0.00015591 | 757.0292 | 0 | 548.6194 | 2.0656e-05 | 759.9291 | 0.00022447 | 757.7392 | 0.0032953 | 548.6195 | 0 | 918.5884 | 0.01665 |  |  | 855.029 | 0.00081968 | 1161.6151 | 0.34761 | 1247.6407 | 0.23039 |  |  | 1086.0113 | 0 | 1086.0048 | 0.04208
| 757.904 | 0.32212 | 548.8462 | 0.00022268 | 548.8462 | 0.0015093 | 549.3593 | 0.00096112 | 757.1941 | 1.0001e-05 | 548.8462 | 0.00043931 | 760.0948 | 2.7081e-05 | 757.904 | 0.0031316 | 548.8461 | 0 | 918.6724 | 0.017823 |  |  | 855.253 | 0.0013101 | 1161.6811 | 0.34849 | 1247.8314 | 0.23014 |  |  | 1086.0691 | 0 | 1086.0625 | 0.04233
| 758.0688 | 0.33889 | 549.0729 | -0.00085941 | 549.0729 | 0.00031673 | 549.5856 | 4.2701e-05 | 757.359 | 0 | 549.0729 | -0.00058028 | 760.2605 | 0.00024032 | 758.0688 | 0.003342 | 549.0729 | 0 | 918.7563 | 0.018645 |  |  | 855.477 | 0.00079243 | 1161.7473 | 0.34937 | 1248.0221 | 0.2306 |  |  | 1086.127 | 0 | 1086.1204 | 0.04248
| 758.2336 | 0.34466 | 549.2996 | 0.00017522 | 549.2996 | -1.2583e-05 | 549.8121 | 0.00082304 | 757.5239 | 5.0004e-05 | 549.2996 | 0.00019741 | 760.4262 | 4.8946e-05 | 758.2336 | 0.0030499 | 549.2996 | 0 | 918.8404 | 0.01821 |  |  | 855.701 | 0.00092833 | 1161.8133 | 0.35025 | 1248.2129 | 0.23187 |  |  | 1086.1847 | 0 | 1086.1781 | 0.04256
| 758.3984 | 0.34564 | 549.5263 | -0.00093515 | 549.5263 | -0.00035343 | 550.0385 | -0.00021114 | 757.6887 | 0 | 549.5263 | -0.00044868 | 760.5919 | 0.00025095 | 758.3984 | 0.0032224 | 549.5263 | 0 | 918.9244 | 0.017795 |  |  | 855.925 | 0.00087597 | 1161.8795 | 0.35114 | 1248.4037 | 0.23389 |  |  | 1086.2425 | 0 | 1086.236 | 0.04262
| 758.5633 | 0.34746 | 549.7531 | -3.5669e-05 | 549.7531 | 0.00041156 | 550.2649 | 0.00058553 | 757.8536 | 3.0002e-05 | 549.7531 | 0.00040474 | 760.7576 | 5.4162e-05 | 758.5633 | 0.0030379 | 549.7531 | 0 | 919.0084 | 0.018524 |  |  | 856.149 | 0.00091585 | 1161.9456 | 0.35201 | 1248.5946 | 0.2365 |  |  | 1086.3003 | 0 | 1086.2937 | 0.04268
| 758.7281 | 0.34727 | 549.9798 | -0.0003091 | 549.9798 | 0.00067219 | 550.4913 | -4.0516e-05 | 758.0185 | 0 | 549.9798 | -0.00043919 | 760.9233 | 0.00024293 | 758.7281 | 0.0032527 | 549.9799 | 0 | 919.0925 | 0.019058 |  |  | 856.374 | 0.00093346 | 1162.0117 | 0.3529 | 1248.7856 | 0.23948 |  |  | 1086.3582 | 0 | 1086.3516 | 0.04274
| 758.893 | 0.35282 | 550.2066 | 0.00032933 | 550.2066 | -0.00016835 | 550.7178 | 0.00011179 | 758.1834 | 6.9993e-05 | 550.2066 | 0.0008757 | 761.0891 | 6.5396e-05 | 758.893 | 0.0030672 | 550.2066 | 0.001 | 919.1766 | 0.018911 |  |  | 856.598 | 0.0011813 | 1162.0779 | 0.35379 | 1248.9766 | 0.24258 |  |  | 1086.4159 | 0 | 1086.4094 | 0.04281
| 759.0578 | 0.35452 | 550.4334 | -0.00078314 | 550.4334 | -0.0014641 | 550.9443 | -0.00051108 | 758.3483 | 0 | 550.4334 | -0.00083165 | 761.2548 | 0.00027843 | 759.0578 | 0.0032323 | 550.4334 | 0.001 | 919.2606 | 0.019181 |  |  | 856.823 | 0.0010911 | 1162.144 | 0.35468 | 1249.1677 | 0.24556 |  |  | 1086.4738 | 0 | 1086.4672 | 0.04285
| 759.2226 | 0.36079 | 550.6602 | 0.00020855 | 550.6602 | -0.00028786 | 551.1708 | 4.4828e-05 | 758.5132 | 5.0004e-05 | 550.6602 | 0.0009241 | 761.4205 | 7.4222e-05 | 759.2226 | 0.0030878 | 550.6602 | 0.00080096 | 919.3447 | 0.019473 |  |  | 857.048 | 0.00092366 | 1162.2102 | 0.35558 | 1249.3589 | 0.24825 |  |  | 1086.5316 | 0 | 1086.525 | 0.04281
| 759.3875 | 0.36441 | 550.887 | -0.00067769 | 550.887 | 0.00028768 | 551.3973 | 0.00036621 | 758.6782 | 0 | 550.887 | -0.0004365 | 761.5863 | 0.00027482 | 759.3875 | 0.0033302 | 550.887 | 0 | 919.4288 | 0.020264 |  |  | 857.273 | 0.00080893 | 1162.2764 | 0.35646 | 1249.55 | 0.25057 |  |  | 1086.5895 | 0 | 1086.5829 | 0.04267
| 759.5524 | 0.37115 | 551.1139 | 0.00024497 | 551.1139 | 0.00087136 | 551.6238 | 0.00045095 | 758.8431 | 6.9993e-05 | 551.1139 | 0.00058188 | 761.752 | 0.0001015 | 759.5524 | 0.003202 | 551.1138 | 0 | 919.513 | 0.021322 |  |  | 857.498 | 0.0010222 | 1162.3425 | 0.35736 | 1249.7413 | 0.25252 |  |  | 1086.6473 | 0 | 1086.6408 | 0.0424
| 759.7172 | 0.37104 | 551.3407 | -0.00079247 | 551.3407 | -0.00094098 | 551.8503 | 9.0746e-05 | 759.008 | 0 | 551.3407 | -0.00054242 | 761.9178 | 0.00029328 | 759.7172 | 0.0033927 | 551.3407 | 0 | 919.5971 | 0.02111 |  |  | 857.723 | 0.0014111 | 1162.4087 | 0.35825 | 1249.9326 | 0.25415 |  |  | 1086.7051 | 0 | 1086.6986 | 0.04202
| 759.8821 | 0.37834 | 551.5675 | 0.00034076 | 551.5675 | -0.00091562 | 552.0768 | 0.0002488 | 759.1729 | 3.0002e-05 | 551.5675 | 0.00060603 | 762.0836 | 9.2477e-05 | 759.8821 | 0.0031898 | 551.5675 | 0 | 919.6813 | 0.020075 |  |  | 857.949 | 0.00088592 | 1162.4749 | 0.35915 | 1250.124 | 0.25559 |  |  | 1086.7629 | 0 | 1086.7564 | 0.04156
| 760.047 | 0.38064 | 551.7944 | -0.00060247 | 551.7944 | -0.0015805 | 552.3033 | -0.00038262 | 759.3379 | 0 | 551.7944 | -0.00047989 | 762.2493 | 0.00032256 | 760.047 | 0.0033659 | 551.7944 | 0 | 919.7654 | 0.019241 |  |  | 858.174 | 0.0006167 | 1162.541 | 0.36005 | 1250.3154 | 0.25693 |  |  | 1086.8208 | 0 | 1086.8142 | 0.04106
| 760.2118 | 0.38124 | 552.0213 | 0.00030107 | 552.0213 | -0.00068769 | 552.5299 | -0.00024738 | 759.5028 | 6.9993e-05 | 552.0213 | 0.00035722 | 762.4151 | 0.00013561 | 760.2118 | 0.0032174 | 552.0213 | 0 | 919.8497 | 0.018272 |  |  | 858.4 | 0.0012343 | 1162.6073 | 0.36096 | 1250.507 | 0.25828 |  |  | 1086.8787 | 0 | 1086.8722 | 0.04055
| 760.3767 | 0.38132 | 552.2482 | -0.00050892 | 552.2482 | -0.00025778 | 552.7565 | -0.00018776 | 759.6677 | 0 | 552.2482 | 3.501e-05 | 762.5809 | 0.00036569 | 760.3767 | 0.0033874 | 552.2482 | 0 | 919.9338 | 0.017722 |  |  | 858.625 | 0.001037 | 1162.6735 | 0.36186 | 1250.6985 | 0.25967 |  |  | 1086.9367 | 0 | 1086.93 | 0.04008
| 760.5416 | 0.38984 | 552.4751 | 0.00018475 | 552.4751 | 0.0011798 | 552.983 | 0.00029509 | 759.8327 | 5.0004e-05 | 552.4751 | 0.00031063 | 762.7467 | 0.00016971 | 760.5416 | 0.0031396 | 552.4751 | 0.00080076 | 920.018 | 0.018635 |  |  | 858.851 | 0.00082916 | 1162.7396 | 0.36277 | 1250.89 | 0.26111 |  |  | 1086.9945 | 0 | 1086.9879 | 0.03966
| 760.7065 | 0.39124 | 552.702 | -0.00039108 | 552.702 | -0.00050217 | 553.2097 | -0.00048468 | 759.9976 | 0 | 552.702 | -0.0007084 | 762.9125 | 0.0003687 | 760.7065 | 0.0033596 | 552.702 | 0 | 920.1022 | 0.01974 |  |  | 859.077 | 0.0010484 | 1162.8059 | 0.36368 | 1251.0818 | 0.26258 |  |  | 1087.0524 | 0 | 1087.0458 | 0.03928
| 760.8714 | 0.40158 | 552.9289 | 0.00057751 | 552.9289 | 0.00037553 | 553.4363 | 0.00067595 | 760.1626 | 5.0004e-05 | 552.9289 | 0.00032922 | 763.0783 | 0.00015767 | 760.8714 | 0.003211 | 552.9289 | 0.001 | 920.1865 | 0.019705 |  |  | 859.303 | 0.00054543 | 1162.8721 | 0.36459 | 1251.2734 | 0.26407 |  |  | 1087.1102 | 0 | 1087.1036 | 0.03893
| 761.0363 | 0.40383 | 553.1558 | -0.00056129 | 553.1558 | -0.00071839 | 553.6628 | -0.00054436 | 760.3276 | 0 | 553.1558 | -0.00033544 | 763.2441 | 0.00036228 | 761.0363 | 0.0034115 | 553.1558 | 0.001 | 920.2708 | 0.020079 |  |  | 859.529 | 0.0012296 | 1162.9383 | 0.36551 | 1251.4652 | 0.26557 |  |  | 1087.1682 | 0 | 1087.1616 | 0.03859
| 761.2012 | 0.40586 | 553.3828 | 0.00033369 | 553.3828 | 0.0017789 | 553.8895 | -0.00041392 | 760.4925 | 5.0004e-05 | 553.3828 | 0.00068635 | 763.4099 | 0.00016048 | 761.2012 | 0.0031988 | 553.3828 | 0 | 920.355 | 0.020522 |  |  | 859.755 | 0.0014051 | 1163.0045 | 0.36642 | 1251.6571 | 0.2671 |  |  | 1087.2261 | 0 | 1087.2195 | 0.03824
| 761.3661 | 0.40957 | 553.6097 | -0.00055928 | 553.6097 | -0.00070951 | 554.1161 | -5.0353e-05 | 760.6575 | 0 | 553.6097 | -0.00029614 | 763.5757 | 0.00037653 | 761.3661 | 0.0033672 | 553.6097 | 0 | 920.4393 | 0.020312 |  |  | 859.982 | 0.0010264 | 1163.0708 | 0.36734 | 1251.849 | 0.2687 |  |  | 1087.2839 | 0 | 1087.2773 | 0.03788
| 761.531 | 0.40918 | 553.8367 | 0.00018309 | 553.8367 | -0.00069419 | 554.3428 | 0.00030426 | 760.8225 | 5.0004e-05 | 553.8367 | 0.0003181 | 763.7415 | 0.0001677 | 761.531 | 0.0031753 | 553.8367 | 0 | 920.5237 | 0.020567 |  |  | 860.208 | 0.0010833 | 1163.1371 | 0.36826 | 1252.0409 | 0.27044 |  |  | 1087.3419 | 0 | 1087.3353 | 0.0375
| 761.6959 | 0.41828 | 554.0637 | -0.00090025 | 554.0637 | -0.0013039 | 554.5695 | -0.00077139 | 760.9875 | 0 | 554.0637 | -0.00042788 | 763.9074 | 0.00037472 | 761.6959 | 0.0033247 | 554.0637 | 0 | 920.608 | 0.020598 |  |  | 860.435 | 0.0013917 | 1163.2034 | 0.36919 | 1252.2329 | 0.27236 |  |  | 1087.3998 | 0 | 1087.3932 | 0.03713
| 761.8609 | 0.4214 | 554.2907 | 0.00022393 | 554.2907 | 0.0012163 | 554.7961 | 0.00011168 | 761.1524 | 6.9993e-05 | 554.2907 | 0.00020429 | 764.0732 | 0.00018014 | 761.8609 | 0.0030617 | 554.2907 | 0 | 920.6923 | 0.020036 |  |  | 860.662 | 0.00065305 | 1163.2696 | 0.37011 | 1252.425 | 0.27449 |  |  | 1087.4578 | 0 | 1087.4512 | 0.0368
| 762.0258 | 0.42942 | 554.5177 | -0.00054649 | 554.5177 | -0.00033255 | 555.0228 | -0.00024132 | 761.3174 | 0 | 554.5177 | -0.00052844 | 764.2391 | 0.00035948 | 762.0258 | 0.0033418 | 554.5177 | 0 | 920.7767 | 0.020583 |  |  | 860.888 | 0.00089821 | 1163.3359 | 0.37104 | 1252.6172 | 0.2768 |  |  | 1087.5156 | 0 | 1087.509 | 0.03655
| 762.1907 | 0.43327 | 554.7447 | 0.00040217 | 554.7447 | 0.00077888 | 555.2495 | 0.0010593 | 761.4824 | 6.9993e-05 | 554.7447 | 0.00022631 | 764.4049 | 0.00014804 | 762.1907 | 0.0031877 | 554.7447 | 0 | 920.8611 | 0.02133 |  |  | 861.116 | 0.00098455 | 1163.4022 | 0.37199 | 1252.8093 | 0.27925 |  |  | 1087.5736 | 0 | 1087.567 | 0.03639
| 762.3557 | 0.43121 | 554.9718 | -0.00054986 | 554.9718 | -0.001004 | 555.4762 | -0.00053442 | 761.6474 | 0 | 554.9718 | -0.00055831 | 764.5708 | 0.00039438 | 762.3557 | 0.0035402 | 554.9718 | 0 | 920.9455 | 0.020835 |  |  | 861.343 | 0.0013438 | 1163.4685 | 0.37292 | 1253.0016 | 0.28176 |  |  | 1087.6316 | 0 | 1087.625 | 0.03636
| 762.5206 | 0.43863 | 555.1988 | 0.0002105 | 555.1988 | -0.00040497 | 555.7029 | 3.1497e-05 | 761.8124 | 6.9993e-05 | 555.1988 | 0.00014221 | 764.7366 | 0.0001992 | 762.5206 | 0.0033218 | 555.1988 | 0 | 921.0298 | 0.020395 |  |  | 861.57 | 0.00095603 | 1163.5348 | 0.37386 | 1253.194 | 0.28426 |  |  | 1087.6896 | 0 | 1087.683 | 0.03644
| 762.6855 | 0.44155 | 555.4259 | -0.00056732 | 555.4259 | 0.00038336 | 555.9297 | -0.00028579 | 761.9774 | 0 | 555.4259 | -0.00042736 | 764.9025 | 0.00040862 | 762.6855 | 0.0035613 | 555.4259 | 0 | 921.1143 | 0.020353 |  |  | 861.797 | 0.00099003 | 1163.6011 | 0.3748 | 1253.3864 | 0.28668 |  |  | 1087.7474 | 0 | 1087.7408 | 0.03663
| 762.8505 | 0.45212 | 555.6529 | 2.9149e-05 | 555.6529 | 0.00083819 | 556.1564 | 0.00024352 | 762.1424 | 3.0002e-05 | 555.6529 | 0.00036283 | 765.0684 | 0.00022547 | 762.8505 | 0.0033431 | 555.6529 | 0 | 921.1987 | 0.020665 |  |  | 862.025 | 0.00097824 | 1163.6674 | 0.37576 | 1253.5787 | 0.28901 |  |  | 1087.8054 | 0 | 1087.7988 | 0.03687
| 763.0154 | 0.45269 | 555.88 | -0.00067089 | 555.88 | -0.0010653 | 556.3832 | -0.00022007 | 762.3075 | 0 | 555.88 | -0.0002806 | 765.2342 | 0.00044694 | 763.0154 | 0.003599 | 555.88 | 0 | 921.2832 | 0.021 |  |  | 862.252 | 0.00067567 | 1163.7338 | 0.37671 | 1253.7712 | 0.29125 |  |  | 1087.8634 | 0 | 1087.8568 | 0.03714
| 763.1804 | 0.45875 | 556.1071 | 0.00064035 | 556.1071 | -0.00046328 | 556.6099 | 0.00051586 | 762.4725 | 6.9993e-05 | 556.1071 | 0.00068996 | 765.4001 | 0.00022668 | 763.1804 | 0.003322 | 556.1071 | 0 | 921.3677 | 0.020868 |  |  | 862.48 | 0.00062614 | 1163.8001 | 0.37767 | 1253.9637 | 0.29344 |  |  | 1087.9214 | 0 | 1087.9148 | 0.0374
| 763.3454 | 0.46256 | 556.3342 | -0.000629 | 556.3342 | -0.00090334 | 556.8367 | -0.00014362 | 762.6375 | 0 | 556.3342 | -0.00073656 | 765.566 | 0.00041785 | 763.3454 | 0.003488 | 556.3342 | 0 | 921.4521 | 0.020702 |  |  | 862.708 | 0.00050367 | 1163.8665 | 0.37862 | 1254.1564 | 0.29559 |  |  | 1087.9794 | 0 | 1087.9728 | 0.03763
| 763.5103 | 0.46988 | 556.5613 | 0.00031245 | 556.5613 | 0.0013144 | 557.0635 | -0.00020739 | 762.8025 | 5.0004e-05 | 556.5613 | 0.00014144 | 765.7319 | 0.00019779 | 763.5103 | 0.0032888 | 556.5613 | 0 | 921.5366 | 0.021177 |  |  | 862.936 | 0.00088169 | 1163.9327 | 0.37958 | 1254.3491 | 0.29768 |  |  | 1088.0374 | 0 | 1088.0308 | 0.03781
| 763.6753 | 0.4723 | 556.7885 | -0.00067754 | 556.7885 | -0.0010494 | 557.2903 | -0.00015057 | 762.9676 | 0 | 556.7885 | -0.00038758 | 765.8978 | 0.00039117 | 763.6753 | 0.0036232 | 556.7885 | 0 | 921.6212 | 0.021914 |  |  | 863.164 | 0.0014724 | 1163.9992 | 0.38055 | 1254.5417 | 0.29966 |  |  | 1088.0953 | 0 | 1088.0887 | 0.03792
| 763.8403 | 0.47647 | 557.0156 | 9.221e-05 | 557.0156 | 0.00022597 | 557.5172 | 0.00047971 | 763.1326 | 6.9993e-05 | 557.0156 | 0.00040786 | 766.0637 | 0.00018555 | 763.8403 | 0.0034182 | 557.0156 | 0 | 921.7057 | 0.022136 |  |  | 863.392 | 0.0010443 | 1164.0654 | 0.38152 | 1254.7346 | 0.30143 |  |  | 1088.1534 | 0 | 1088.1469 | 0.03795
| 764.0053 | 0.48151 | 557.2428 | -0.00057774 | 557.2428 | -0.00097958 | 557.744 | -8.4801e-05 | 763.2977 | 0 | 557.2428 | -0.00050323 | 766.2296 | 0.00040642 | 764.0053 | 0.0035973 | 557.2428 | 0.00060092 | 921.7902 | 0.022171 |  |  | 863.62 | 0.00056537 | 1164.1318 | 0.3825 | 1254.9275 | 0.30292 |  |  | 1088.2114 | 0 | 1088.2048 | 0.03791
| 764.1703 | 0.48442 | 557.4699 | 0.00044224 | 557.4699 | 0.00065866 | 557.9708 | 0.00086648 | 763.4627 | 3.0002e-05 | 557.4699 | 0.00063207 | 766.3956 | 0.00019759 | 764.1703 | 0.0033157 | 557.4699 | 0.00040068 | 921.8748 | 0.022041 |  |  | 863.849 | 0.0014638 | 1164.1982 | 0.38348 | 1255.1204 | 0.30405 |  |  | 1088.2694 | 0 | 1088.2628 | 0.03779
| 764.3353 | 0.48525 | 557.6971 | -0.00076873 | 557.6971 | -0.00040861 | 558.1977 | 0.00029375 | 763.6278 | 0 | 557.6971 | -0.00036981 | 766.5615 | 0.00041966 | 764.3353 | 0.0036195 | 557.6971 | 0.001 | 921.9594 | 0.022219 |  |  | 864.077 | 0.0011194 | 1164.2647 | 0.38446 | 1255.3134 | 0.30485 |  |  | 1088.3274 | 0 | 1088.3208 | 0.03761
| 764.5002 | 0.49098 | 557.9243 | 0.00019422 | 557.9243 | 0.00064993 | 558.4246 | 0.00015494 | 763.7928 | 6.9993e-05 | 557.9243 | 1.6956e-05 | 766.7274 | 0.00022608 | 764.5002 | 0.0034584 | 557.9243 | 0 | 922.0439 | 0.022679 |  |  | 864.306 | 0.00064175 | 1164.3311 | 0.38545 | 1255.5063 | 0.30539 |  |  | 1088.3855 | 0 | 1088.3789 | 0.03739
| 764.6652 | 0.50186 | 558.1515 | -0.00039156 | 558.1515 | -0.00048956 | 558.6514 | -0.00071192 | 763.9579 | 0 | 558.1515 | -0.00063293 | 766.8934 | 0.00042587 | 764.6652 | 0.0037158 | 558.1515 | 0 | 922.1286 | 0.022676 |  |  | 864.535 | 0.0011104 | 1164.3973 | 0.38644 | 1255.6995 | 0.30582 |  |  | 1088.4435 | 0 | 1088.4369 | 0.03715
| 764.8303 | 0.50428 | 558.3787 | 3.894e-05 | 558.3787 | -8.3439e-05 | 558.8783 | 0.00095148 | 764.1229 | 8.9995e-05 | 558.3787 | 0.00027583 | 767.0593 | 0.00022387 | 764.8303 | 0.0034723 | 558.3787 | 0.00060052 | 922.2132 | 0.02278 |  |  | 864.764 | 0.0012685 | 1164.4637 | 0.38743 | 1255.8926 | 0.30631 |  |  | 1088.5016 | 0 | 1088.495 | 0.03693
| 764.9953 | 0.51137 | 558.606 | -0.00014056 | 558.606 | 6.4511e-05 | 559.1052 | -0.00020833 | 764.288 | 0 | 558.606 | -0.00080336 | 767.2252 | 0.00042808 | 764.9953 | 0.0036501 | 558.606 | 0.001 | 922.2979 | 0.022306 |  |  | 864.993 | 0.00082072 | 1164.5303 | 0.38844 | 1256.0858 | 0.30701 |  |  | 1088.5596 | 0 | 1088.553 | 0.03674
| 765.1603 | 0.51718 | 558.8332 | 0.00037639 | 558.8332 | 0.00079058 | 559.3321 | 0.00064588 | 764.4531 | 6.9993e-05 | 558.8332 | 0.00026977 | 767.3912 | 0.00021906 | 765.1603 | 0.0034499 | 558.8332 | 0 | 922.3825 | 0.022533 |  |  | 865.222 | 0.0012624 | 1164.5967 | 0.38944 | 1256.2791 | 0.30801 |  |  | 1088.6177 | 0 | 1088.6111 | 0.03661
| 765.3253 | 0.5206 | 559.0604 | -0.00061854 | 559.0604 | -0.00093681 | 559.559 | -0.00057202 | 764.6182 | 0 | 559.0604 | -0.00047714 | 767.5572 | 0.00045055 | 765.3253 | 0.0037213 | 559.0604 | 0 | 922.4672 | 0.023397 |  |  | 865.451 | 0.0011814 | 1164.6631 | 0.39045 | 1256.4723 | 0.30937 |  |  | 1088.6757 | 0 | 1088.6691 | 0.03655
| 765.4903 | 0.52801 | 559.2877 | 0.00034854 | 559.2877 | -0.00014592 | 559.7859 | 0.000867 | 764.7833 | 3.0002e-05 | 559.2877 | 0.00043737 | 767.7231 | 0.00026158 | 765.4903 | 0.0035692 | 559.2877 | 0 | 922.5518 | 0.023479 |  |  | 865.68 | 0.0010196 | 1164.7295 | 0.39147 | 1256.6658 | 0.3111 |  |  | 1088.7338 | 0 | 1088.7272 | 0.03653
| 765.6553 | 0.5325 | 559.515 | -0.00035927 | 559.515 | -0.0010791 | 560.0129 | -0.00022824 | 764.9483 | 0 | 559.515 | -0.00051423 | 767.8891 | 0.00045717 | 765.6553 | 0.0038047 | 559.515 | 0 | 922.6365 | 0.023261 |  |  | 865.91 | 0.00092795 | 1164.7959 | 0.39249 | 1256.8591 | 0.31322 |  |  | 1088.7919 | 0 | 1088.7853 | 0.03655
| 765.8204 | 0.53424 | 559.7423 | 0.0002131 | 559.7423 | 0.00018846 | 560.2399 | 0.00014834 | 765.1134 | 5.0004e-05 | 559.7423 | 0.00053304 | 768.0551 | 0.00025476 | 765.8204 | 0.0035335 | 559.7423 | 0.00020024 | 922.7212 | 0.023414 |  |  | 866.14 | 0.00060726 | 1164.8624 | 0.39351 | 1257.0526 | 0.31575 |  |  | 1088.8499 | 0 | 1088.8433 | 0.03658
| 765.9854 | 0.54658 | 559.9696 | -0.00072478 | 559.9696 | 0.00027138 | 560.4669 | -0.00014626 | 765.2785 | 0 | 559.9696 | -0.00074382 | 768.2211 | 0.00046319 | 765.9854 | 0.0036862 | 559.9696 | 0.001 | 922.8059 | 0.024109 |  |  | 866.369 | 0.00092169 | 1164.9288 | 0.39454 | 1257.2462 | 0.3187 |  |  | 1088.908 | 0 | 1088.9014 | 0.0366
| 766.1505 | 0.54593 | 560.1969 | 0.00036311 | 560.1969 | -0.00062757 | 560.6938 | 0.00015406 | 765.4436 | 6.9993e-05 | 560.1969 | 0.00028664 | 768.3871 | 0.00021805 | 766.1505 | 0.0034854 | 560.1969 | 0.001 | 922.8907 | 0.023987 |  |  | 866.599 | 0.0017827 | 1164.9954 | 0.39557 | 1257.4398 | 0.32202 |  |  | 1088.9661 | 0 | 1088.9595 | 0.03657
| 766.3155 | 0.55304 | 560.4242 | -0.00024836 | 560.4242 | -0.00064706 | 560.9208 | -0.00026317 | 765.6088 | 0 | 560.4242 | -0.00041948 | 768.5531 | 0.00042487 | 766.3155 | 0.0037262 | 560.4242 | 0.00040028 | 922.9755 | 0.023575 |  |  | 866.829 | 0.0010991 | 1165.0618 | 0.3966 | 1257.6335 | 0.32559 |  |  | 1089.0242 | 0 | 1089.0176 | 0.0365
| 766.4805 | 0.55583 | 560.6516 | 0.00045155 | 560.6516 | 0.00044245 | 561.1478 | 8.3008e-05 | 765.7739 | 5.0004e-05 | 560.6516 | 0.00019641 | 768.7191 | 0.00022808 | 766.4805 | 0.0036264 | 560.6516 | 0.00080076 | 923.0602 | 0.023432 |  |  | 867.059 | 0.00098789 | 1165.1283 | 0.39764 | 1257.8273 | 0.32921 |  |  | 1089.0823 | 0 | 1089.0757 | 0.03636
| 766.6456 | 0.56339 | 560.8789 | -0.00038 | 560.8789 | -0.00093449 | 561.3749 | -0.00042152 | 765.939 | 0 | 560.8789 | -0.0010201 | 768.8851 | 0.00044333 | 766.6456 | 0.0038129 | 560.8789 | 0 | 923.145 | 0.022929 |  |  | 867.29 | 0.00073728 | 1165.1948 | 0.39868 | 1258.0211 | 0.33262 |  |  | 1089.1404 | 0 | 1089.1338 | 0.03617
| 766.8107 | 0.56719 | 561.1063 | 0.00072932 | 561.1063 | 0.00024004 | 561.6019 | -2.4435e-05 | 766.1041 | 5.0004e-05 | 561.1063 | 0.00024223 | 769.0511 | 0.00024253 | 766.8107 | 0.0036629 | 561.1063 | 0 | 923.2299 | 0.023883 |  |  | 867.52 | 0.001163 | 1165.2613 | 0.39973 | 1258.215 | 0.33559 |  |  | 1089.1985 | 0 | 1089.1919 | 0.03595
| 766.9757 | 0.57833 | 561.3336 | -0.0011261 | 561.3336 | -0.00048905 | 561.8289 | -0.00055399 | 766.2692 | 0 | 561.3336 | -0.00065237 | 769.2171 | 0.00046038 | 766.9757 | 0.0038258 | 561.3337 | 0 | 923.3146 | 0.025268 |  |  | 867.75 | 0.001297 | 1165.3278 | 0.40078 | 1258.4088 | 0.33799 |  |  | 1089.2566 | 0 | 1089.25 | 0.03575
| 767.1408 | 0.58259 | 561.561 | 0.00036901 | 561.561 | -0.001049 | 562.056 | 0.00014132 | 766.4344 | 6.9993e-05 | 561.561 | 0.00052069 | 769.3831 | 0.00023631 | 767.1408 | 0.0036924 | 561.561 | 0 | 923.3995 | 0.025676 |  |  | 867.981 | 0.00071734 | 1165.3943 | 0.40185 | 1258.6028 | 0.33981 |  |  | 1089.3148 | 0 | 1089.3081 | 0.0356
| 767.3059 | 0.58955 | 561.7884 | -0.00079412 | 561.7884 | -0.0010082 | 562.2831 | -0.00031799 | 766.5995 | 0 | 561.7884 | -0.00057531 | 769.5492 | 0.00044533 | 767.3059 | 0.0039116 | 561.7884 | 0 | 923.4844 | 0.02546 |  |  | 868.212 | 0.0011859 | 1165.4608 | 0.40291 | 1258.7969 | 0.34115 |  |  | 1089.3729 | 0 | 1089.3663 | 0.03556
| 767.4709 | 0.59501 | 562.0158 | 0.00046627 | 562.0158 | 0.00085939 | 562.5101 | 0.00036072 | 766.7646 | 5.0004e-05 | 562.0158 | 0.00047025 | 769.7152 | 0.00024293 | 767.4709 | 0.0037814 | 562.0158 | 0 | 923.5692 | 0.025156 |  |  | 868.443 | 0.00068052 | 1165.5273 | 0.40397 | 1258.991 | 0.34221 |  |  | 1089.431 | 0 | 1089.4244 | 0.03565
| 767.636 | 0.60625 | 562.2433 | -0.00064958 | 562.2433 | -0.00016454 | 562.7372 | -0.00020567 | 766.9298 | 0 | 562.2433 | -0.00035045 | 769.8813 | 0.00045255 | 767.636 | 0.0039654 | 562.2433 | 0 | 923.6541 | 0.025243 |  |  | 868.674 | 0.0012005 | 1165.5939 | 0.40505 | 1259.1851 | 0.34319 |  |  | 1089.4891 | 0 | 1089.4825 | 0.03591
| 767.8011 | 0.6079 | 562.4707 | 0.0005215 | 562.4707 | -0.00022551 | 562.9644 | 5.0945e-05 | 767.0949 | 6.9993e-05 | 562.4707 | 0.00048671 | 770.0473 | 0.00024433 | 767.8011 | 0.0037599 | 562.4707 | 0 | 923.739 | 0.024668 |  |  | 868.905 | 0.00086453 | 1165.6604 | 0.40612 | 1259.3793 | 0.34423 |  |  | 1089.5474 | 0 | 1089.5408 | 0.03632
| 767.9662 | 0.61331 | 562.6981 | -0.00051932 | 562.6981 | -0.0019554 | 563.1915 | -0.00023209 | 767.2601 | 0 | 562.6981 | -0.00026434 | 770.2134 | 0.00045536 | 767.9662 | 0.0039218 | 562.6982 | 0 | 923.824 | 0.024001 |  |  | 869.136 | 0.00080213 | 1165.727 | 0.40721 | 1259.5736 | 0.34536 |  |  | 1089.6055 | 0 | 1089.5989 | 0.03687
| 768.1313 | 0.6176 | 562.9256 | 3.0587e-05 | 562.9256 | 0.001059 | 563.4186 | 0.00029297 | 767.4253 | 5.0004e-05 | 562.9256 | -0.00023205 | 770.3794 | 0.00023069 | 768.1313 | 0.0036985 | 562.9256 | 0.00020004 | 923.9089 | 0.024668 |  |  | 869.367 | 0.00088587 | 1165.7936 | 0.40828 | 1259.7679 | 0.34657 |  |  | 1089.6637 | 0 | 1089.6571 | 0.03752
| 768.2964 | 0.6239 | 563.1531 | -0.00033224 | 563.1531 | -0.00028513 | 563.6458 | -0.00010532 | 767.5904 | 0 | 563.1531 | -0.00030403 | 770.5455 | 0.00045737 | 768.2964 | 0.0038325 | 563.1531 | 0 | 923.9938 | 0.025732 |  |  | 869.599 | 0.0007195 | 1165.8601 | 0.40938 | 1259.9623 | 0.34778 |  |  | 1089.7218 | 0 | 1089.7152 | 0.03821
| 768.4615 | 0.63294 | 563.3806 | 0.00039985 | 563.3806 | -0.00020175 | 563.8729 | 0.00019397 | 767.7556 | 5.0004e-05 | 563.3806 | 0.00043055 | 770.7116 | 0.00023651 | 768.4615 | 0.0037405 | 563.3806 | 0 | 924.0788 | 0.026311 |  |  | 869.83 | 0.00086829 | 1165.9268 | 0.41046 | 1260.1567 | 0.34895 |  |  | 1089.78 | 0 | 1089.7734 | 0.03889
| 768.6266 | 0.63764 | 563.6081 | -0.00060108 | 563.6081 | -0.0012726 | 564.1 | -0.00072496 | 767.9208 | 0 | 563.6081 | -0.00062132 | 770.8777 | 0.00045316 | 768.6266 | 0.0040271 | 563.6081 | 0 | 924.1638 | 0.027028 |  |  | 870.062 | 0.00076399 | 1165.9933 | 0.41156 | 1260.3513 | 0.35011 |  |  | 1089.8381 | 0 | 1089.8315 | 0.03954
| 768.7917 | 0.63978 | 563.8356 | 0.00027084 | 563.8356 | -9.8302e-05 | 564.3272 | 0.00019932 | 768.0859 | 3.0002e-05 | 563.8356 | 0.00021161 | 771.0437 | 0.00024333 | 768.7917 | 0.0039065 | 563.8356 | 0 | 924.2488 | 0.027897 |  |  | 870.294 | 0.0013138 | 1166.0598 | 0.41267 | 1260.5459 | 0.35136 |  |  | 1089.8964 | 0 | 1089.8898 | 0.0401
| 768.9568 | 0.64408 | 564.0631 | -0.00069922 | 564.0631 | 0.00044665 | 564.5544 | -0.00025121 | 768.2511 | 0 | 564.0631 | 0.00017163 | 771.2098 | 0.00047763 | 768.9568 | 0.0040876 | 564.0631 | 0 | 924.3338 | 0.027661 |  |  | 870.526 | 0.0010757 | 1166.1265 | 0.41376 | 1260.7405 | 0.3528 |  |  | 1089.9546 | 0 | 1089.948 | 0.04058
| 769.122 | 0.65873 | 564.2906 | 0.00039763 | 564.2906 | -0.0011929 | 564.7816 | 0.0004215 | 768.4163 | 5.0004e-05 | 564.2906 | 0.00044143 | 771.3759 | 0.00025396 | 769.122 | 0.0038781 | 564.2906 | 0.00060072 | 924.4188 | 0.026475 |  |  | 870.758 | 0.0011534 | 1166.1931 | 0.41487 | 1260.9352 | 0.35456 |  |  | 1090.0128 | 0 | 1090.0062 | 0.04098
| 769.2871 | 0.665 | 564.5182 | -0.00043984 | 564.5182 | -0.00033778 | 565.0088 | -7.825e-05 | 768.5815 | 0 | 564.5182 | -0.00080617 | 771.542 | 0.00047903 | 769.2871 | 0.0041874 | 564.5181 | 0 | 924.5039 | 0.026029 |  |  | 870.99 | 0.00096454 | 1166.2596 | 0.41599 | 1261.13 | 0.3567 |  |  | 1090.071 | 0 | 1090.0643 | 0.04129
| 769.4522 | 0.67241 | 564.7457 | 0.00011575 | 564.7457 | 0.00059871 | 565.236 | 0.000295 | 768.7467 | 5.0004e-05 | 564.7457 | 0.00040508 | 771.7081 | 0.00025697 | 769.4522 | 0.0040217 | 564.7457 | 0 | 924.5889 | 0.026521 |  |  | 871.223 | 0.0008714 | 1166.3263 | 0.4171 | 1261.3248 | 0.35921 |  |  | 1090.1291 | 0 | 1090.1226 | 0.04153
| 769.6173 | 0.67479 | 564.9733 | -0.00085734 | 564.9733 | -0.00098045 | 565.4633 | 0.00054422 | 768.9119 | 0 | 564.9733 | -0.00059774 | 771.8743 | 0.00048766 | 769.6173 | 0.0042035 | 564.9733 | 0.001 | 924.674 | 0.026773 |  |  | 871.455 | 0.00083004 | 1166.3929 | 0.41822 | 1261.5197 | 0.36201 |  |  | 1090.1874 | 0 | 1090.1808 | 0.04172
| 769.7825 | 0.67955 | 565.2009 | 0.00024549 | 565.2009 | 0.00035303 | 565.6905 | 8.2167e-05 | 769.0771 | 3.0002e-05 | 565.2009 | 0.00011107 | 772.0404 | 0.0002682 | 769.7825 | 0.0038681 | 565.2009 | 0 | 924.7591 | 0.026354 |  |  | 871.688 | 0.00079909 | 1166.4596 | 0.41933 | 1261.7146 | 0.36494 |  |  | 1090.2456 | 0 | 1090.239 | 0.04185
| 769.9476 | 0.68737 | 565.4284 | -0.00063263 | 565.4284 | -0.00063264 | 565.9178 | -0.00034421 | 769.2423 | 0 | 565.4284 | -0.00080848 | 772.2065 | 0.00046459 | 769.9476 | 0.0041397 | 565.4284 | 0 | 924.8442 | 0.025911 |  |  | 871.92 | 0.0009214 | 1166.5262 | 0.42046 | 1261.9097 | 0.36784 |  |  | 1090.3038 | 0 | 1090.2972 | 0.04193
| 770.1128 | 0.69081 | 565.6561 | 0.00042301 | 565.6561 | 0.001819 | 566.145 | 0.00057549 | 769.4075 | 6.9993e-05 | 565.6561 | 0.000473 | 772.3726 | 0.0002357 | 770.1128 | 0.0040106 | 565.6561 | 0 | 924.9293 | 0.026286 |  |  | 872.153 | 0.0013786 | 1166.5929 | 0.42158 | 1262.1046 | 0.37053 |  |  | 1090.3622 | 0 | 1090.3555 | 0.04195
| 770.2779 | 0.70524 | 565.8837 | -0.0007004 | 565.8837 | -0.0018655 | 566.3723 | -1.4454e-05 | 769.5727 | 0 | 565.8837 | -0.00017259 | 772.5388 | 0.00047863 | 770.2779 | 0.0042958 | 565.8837 | 0.001 | 925.0145 | 0.026932 |  |  | 872.386 | 0.00079405 | 1166.6596 | 0.42271 | 1262.2998 | 0.37289 |  |  | 1090.4204 | 0 | 1090.4138 | 0.04188
| 770.4431 | 0.70697 | 566.1113 | 0.00014389 | 566.1113 | 0.0013122 | 566.5996 | 0.00014889 | 769.738 | 5.0004e-05 | 566.1113 | 0.00048164 | 772.7049 | 0.00025015 | 770.4431 | 0.0040306 | 566.1113 | 0 | 925.0995 | 0.027273 |  |  | 872.619 | 0.0016138 | 1166.7262 | 0.42384 | 1262.495 | 0.37489 |  |  | 1090.4786 | 0 | 1090.4721 | 0.04172
| 770.6082 | 0.72076 | 566.3389 | -0.0010275 | 566.3389 | -0.00024332 | 566.8269 | -0.00046438 | 769.9032 | 0 | 566.3389 | -0.00064437 | 772.8711 | 0.00043269 | 770.6082 | 0.0042797 | 566.3389 | 0 | 925.1847 | 0.027294 |  |  | 872.852 | 0.00088162 | 1166.7929 | 0.42498 | 1262.6902 | 0.37655 |  |  | 1090.5369 | 0 | 1090.5303 | 0.04144
| 770.7734 | 0.72701 | 566.5666 | 6.534e-05 | 566.5666 | -0.00039525 | 567.0543 | 0.00071058 | 770.0684 | 5.0004e-05 | 566.5666 | 0.0006174 | 773.0372 | 0.00021424 | 770.7734 | 0.0041165 | 566.5666 | 0 | 925.2699 | 0.027199 |  |  | 873.086 | 0.0011932 | 1166.8595 | 0.42611 | 1262.8855 | 0.37799 |  |  | 1090.5951 | 0 | 1090.5885 | 0.04106
| 770.9386 | 0.73264 | 566.7942 | -0.0008881 | 566.7942 | -0.0014333 | 567.2816 | -0.00056916 | 770.2337 | 0 | 566.7942 | -0.00072731 | 773.2034 | 0.00044834 | 770.9386 | 0.0043306 | 566.7943 | 0.00080116 | 925.3551 | 0.027234 |  |  | 873.319 | 0.00088606 | 1166.9263 | 0.42725 | 1263.0808 | 0.37932 |  |  | 1090.6534 | 0 | 1090.6469 | 0.04059
| 771.1038 | 0.73582 | 567.0219 | 5.8398e-05 | 567.0219 | -0.00026301 | 567.5089 | 0.00038839 | 770.3989 | 5.0004e-05 | 567.0219 | 8.1554e-05 | 773.3696 | 0.00022868 | 771.1038 | 0.0040739 | 567.0219 | 0 | 925.4403 | 0.026984 |  |  | 873.553 | 0.00078476 | 1166.9929 | 0.42839 | 1263.2762 | 0.38068 |  |  | 1090.7117 | 0 | 1090.7051 | 0.04006
| 771.2689 | 0.74092 | 567.2496 | -0.00051104 | 567.2496 | -0.00089305 | 567.7363 | -0.0007982 | 770.5641 | 0 | 567.2496 | -0.0005694 | 773.5357 | 0.00044453 | 771.2689 | 0.0042552 | 567.2496 | 0.00020024 | 925.5256 | 0.026983 |  |  | 873.787 | 0.00067172 | 1167.0597 | 0.42953 | 1263.4718 | 0.38214 |  |  | 1090.77 | 0 | 1090.7634 | 0.03952
| 771.4341 | 0.75073 | 567.4773 | 0.00047694 | 567.4773 | 0.00076362 | 567.9636 | 0.00052199 | 770.7294 | 6.9993e-05 | 567.4773 | 0.0006348 | 773.7019 | 0.00024694 | 771.4341 | 0.0040981 | 567.4773 | 0 | 925.6108 | 0.028002 |  |  | 874.02 | 0.0012984 | 1167.1263 | 0.43067 | 1263.6674 | 0.38373 |  |  | 1090.8283 | 0 | 1090.8217 | 0.039
| 771.5993 | 0.752 | 567.705 | -0.00079654 | 567.705 | 0.00021585 | 568.191 | -0.00015875 | 770.8946 | 0 | 567.705 | -0.00043387 | 773.8681 | 0.00049307 | 771.5993 | 0.004346 | 567.705 | 0 | 925.6961 | 0.028525 |  |  | 874.254 | 0.00092451 | 1167.1931 | 0.43182 | 1263.8629 | 0.38546 |  |  | 1090.8866 | 0 | 1090.88 | 0.03853
| 771.7645 | 0.76424 | 567.9327 | 0.00053407 | 567.9327 | 0.00020572 | 568.4184 | 0.00017831 | 771.0599 | 6.9993e-05 | 567.9327 | 0.00047578 | 774.0343 | 0.00025797 | 771.7645 | 0.0041709 | 567.9328 | 0 | 925.7814 | 0.028096 |  |  | 874.488 | 0.00094122 | 1167.2598 | 0.43296 | 1264.0586 | 0.3873 |  |  | 1090.9448 | 0 | 1090.9382 | 0.03812
| 771.9297 | 0.77358 | 568.1605 | -0.00045865 | 568.1605 | -0.00059414 | 568.6458 | -0.00065061 | 771.2252 | 0 | 568.1605 | -0.00069303 | 774.2005 | 0.00045857 | 771.9297 | 0.0043839 | 568.1605 | 0 | 925.8666 | 0.02796 |  |  | 874.723 | 0.00068897 | 1167.3265 | 0.43411 | 1264.2543 | 0.38925 |  |  | 1091.0032 | 0 | 1090.9966 | 0.03776
| 772.0949 | 0.78071 | 568.3882 | 2.9819e-05 | 568.3882 | 0.00080435 | 568.8732 | -0.00015374 | 771.3904 | 5.0004e-05 | 568.3882 | 0.00058302 | 774.3667 | 0.00021404 | 772.0949 | 0.0041809 | 568.3882 | 0 | 925.952 | 0.028268 |  |  | 874.957 | 0.00083877 | 1167.3933 | 0.43526 | 1264.4501 | 0.39136 |  |  | 1091.0615 | 0 | 1091.0549 | 0.03744
| 772.2601 | 0.78432 | 568.616 | -0.00065601 | 568.616 | -0.00026025 | 569.1006 | -0.00050223 | 771.5557 | 0 | 568.616 | -0.00042825 | 774.5329 | 0.00043911 | 772.2601 | 0.0044485 | 568.616 | 0 | 926.0373 | 0.028339 |  |  | 875.191 | 0.0010414 | 1167.4601 | 0.43641 | 1264.6459 | 0.39369 |  |  | 1091.1198 | 0 | 1091.1132 | 0.03714
| 772.4253 | 0.79162 | 568.8438 | 0.00019206 | 568.8438 | -0.00034385 | 569.3281 | 0.00030863 | 771.721 | 8.9995e-05 | 568.8438 | -0.00021385 | 774.6991 | 0.0001994 | 772.4253 | 0.0042228 | 568.8438 | 0 | 926.1226 | 0.028393 |  |  | 875.426 | 0.00081139 | 1167.5267 | 0.43755 | 1264.8418 | 0.39633 |  |  | 1091.1781 | 0 | 1091.1715 | 0.03685
| 772.5905 | 0.79663 | 569.0715 | -0.00071158 | 569.0715 | -0.00070523 | 569.5555 | 2.4458e-05 | 771.8863 | 0 | 569.0715 | -0.00046894 | 774.8653 | 0.00042126 | 772.5905 | 0.0045743 | 569.0716 | 0 | 926.208 | 0.029137 |  |  | 875.661 | 0.00071956 | 1167.5935 | 0.4387 | 1265.0378 | 0.39937 |  |  | 1091.2365 | 0 | 1091.2299 | 0.03657
| 772.7557 | 0.80727 | 569.2993 | 0.00051679 | 569.2993 | 0.00080297 | 569.783 | 0.00058049 | 772.0515 | 1.0001e-05 | 569.2993 | 0.00033905 | 775.0315 | 0.00017994 | 772.7557 | 0.0043906 | 569.2993 | 0 | 926.2934 | 0.029234 |  |  | 875.896 | 0.00099989 | 1167.6603 | 0.43985 | 1265.2338 | 0.40284 |  |  | 1091.2948 | 0 | 1091.2882 | 0.03631
| 772.921 | 0.81196 | 569.5271 | -0.00049162 | 569.5271 | -0.0002969 | 570.0104 | -0.00069898 | 772.2168 | 0 | 569.5271 | -0.00081287 | 775.1978 | 0.00040862 | 772.921 | 0.004739 | 569.5272 | 0.001 | 926.3788 | 0.028995 |  |  | 876.131 | 0.00093859 | 1167.727 | 0.44101 | 1265.4299 | 0.40674 |  |  | 1091.3531 | 0 | 1091.3466 | 0.03611
| 773.0862 | 0.81303 | 569.755 | 0.00019134 | 569.755 | 0.0010705 | 570.2379 | 0.00054679 | 772.3821 | 6.9993e-05 | 569.755 | 0.0006632 | 775.364 | 0.00017091 | 773.0862 | 0.0044384 | 569.755 | 0 | 926.4642 | 0.029595 |  |  | 876.366 | 0.00078401 | 1167.7939 | 0.44216 | 1265.6261 | 0.41097 |  |  | 1091.4115 | 0 | 1091.4049 | 0.03598
| 773.2514 | 0.81589 | 569.9828 | -0.00095373 | 569.9828 | -0.000856 | 570.4654 | 8.3673e-05 | 772.5474 | 0 | 569.9828 | -0.00079135 | 775.5303 | 0.00041645 | 773.2514 | 0.0047121 | 569.9828 | 0 | 926.5496 | 0.030317 |  |  | 876.601 | 0.0012119 | 1167.8607 | 0.44331 | 1265.8223 | 0.41538 |  |  | 1091.4698 | 0 | 1091.4633 | 0.03597
| 773.4167 | 0.82402 | 570.2106 | 0.00054105 | 570.2106 | -0.00029392 | 570.6929 | 0.00059655 | 772.7127 | 5.0004e-05 | 570.2106 | 0.00061794 | 775.6965 | 0.00019197 | 773.4167 | 0.0044341 | 570.2106 | 0.001 | 926.635 | 0.030772 |  |  | 876.836 | 0.0011537 | 1167.9275 | 0.44446 | 1266.0186 | 0.41978 |  |  | 1091.5282 | 0 | 1091.5216 | 0.0361
| 773.5819 | 0.83135 | 570.4385 | -0.00028074 | 570.4385 | -0.0015466 | 570.9205 | -7.7035e-05 | 772.878 | 0 | 570.4385 | -0.00059343 | 775.8628 | 0.00042266 | 773.5819 | 0.0047191 | 570.4385 | 0 | 926.7205 | 0.030714 |  |  | 877.072 | 0.0010202 | 1167.9943 | 0.44561 | 1266.2148 | 0.42401 |  |  | 1091.5865 | 0 | 1091.58 | 0.03638
| 773.7471 | 0.83893 | 570.6664 | 0.0002923 | 570.6664 | 0.00074464 | 571.1479 | 0.00029198 | 773.0434 | 5.0004e-05 | 570.6664 | 0.00015413 | 776.029 | 0.00019879 | 773.7471 | 0.0044467 | 570.6664 | 0 | 926.806 | 0.030118 |  |  | 877.307 | 0.0011842 | 1168.0612 | 0.44676 | 1266.4113 | 0.42791 |  |  | 1091.645 | 0 | 1091.6383 | 0.03681
| 773.9124 | 0.84058 | 570.8942 | -0.001173 | 570.8942 | -0.00077037 | 571.3755 | -0.0002479 | 773.2087 | 0 | 570.8942 | -0.00091247 | 776.1953 | 0.0004339 | 773.9124 | 0.0047215 | 570.8942 | 0 | 926.8914 | 0.029756 |  |  | 877.543 | 0.00079359 | 1168.1279 | 0.44791 | 1266.6077 | 0.43143 |  |  | 1091.7034 | 0 | 1091.6968 | 0.03734
| 774.0776 | 0.85184 | 571.1221 | 0.00038979 | 571.1221 | -0.00022755 | 571.6031 | 1.6411e-05 | 773.374 | 6.9993e-05 | 571.1221 | 0.00027615 | 776.3616 | 0.00018455 | 774.0776 | 0.004486 | 571.1221 | 0 | 926.9769 | 0.030016 |  |  | 877.779 | 0.0014394 | 1168.1948 | 0.44905 | 1266.8042 | 0.43456 |  |  | 1091.7617 | 0 | 1091.7551 | 0.03795
| 774.2429 | 0.8565 | 571.35 | -0.00032843 | 571.35 | 0.00037018 | 571.8306 | -0.00051719 | 773.5393 | 0 | 571.35 | -0.0008619 | 776.5278 | 0.00041745 | 774.2429 | 0.0047738 | 571.35 | 0.00080096 | 927.0624 | 0.030515 |  |  | 878.015 | 0.0015653 | 1168.2616 | 0.4502 | 1267.0009 | 0.43737 |  |  | 1091.8202 | 0 | 1091.8135 | 0.03857
| 774.4082 | 0.86547 | 571.578 | 0.00078066 | 571.578 | -0.00071615 | 572.0582 | 0.00098989 | 773.7047 | 5.0004e-05 | 571.578 | 0.00052216 | 776.6941 | 0.00019478 | 774.4082 | 0.0044979 | 571.5779 | 0 | 927.148 | 0.030693 |  |  | 878.251 | 0.0009932 | 1168.3285 | 0.45135 | 1267.1974 | 0.43995 |  |  | 1091.8785 | 0 | 1091.8719 | 0.03913
| 774.5734 | 0.87007 | 571.8059 | -0.00069295 | 571.8059 | -0.00037239 | 572.2858 | 0.00036611 | 773.87 | 0 | 571.8059 | -0.00068296 | 776.8604 | 0.00044373 | 774.5734 | 0.0047188 | 571.8059 | 0 | 927.2335 | 0.030337 |  |  | 878.487 | 0.00098689 | 1168.3954 | 0.45249 | 1267.3942 | 0.4424 |  |  | 1091.9369 | 0 | 1091.9303 | 0.03958
| 774.7387 | 0.87753 | 572.0338 | 0.0002337 | 572.0338 | -9.6835e-06 | 572.5134 | 0.00029731 | 774.0353 | 3.0002e-05 | 572.0338 | 0.00032043 | 777.0267 | 0.00020281 | 774.7387 | 0.0044298 | 572.0338 | 0 | 927.3191 | 0.030809 |  |  | 878.724 | 0.00121 | 1168.4622 | 0.45363 | 1267.5909 | 0.44476 |  |  | 1091.9954 | 0 | 1091.9888 | 0.03987
| 774.904 | 0.87948 | 572.2618 | -0.001131 | 572.2618 | -0.00086071 | 572.741 | -9.6371e-05 | 774.2007 | 0 | 572.2618 | -0.00091397 | 777.193 | 0.00043931 | 774.904 | 0.0048175 | 572.2618 | 0 | 927.4047 | 0.031665 |  |  | 878.96 | 0.0010979 | 1168.5291 | 0.45477 | 1267.7877 | 0.44705 |  |  | 1092.0538 | 0 | 1092.0471 | 0.04
| 775.0693 | 0.892 | 572.4897 | -3.9225e-05 | 572.4897 | 0.00067774 | 572.9686 | 0.00047988 | 774.366 | 1.0001e-05 | 572.4897 | 0.00033727 | 777.3593 | 0.00018576 | 775.0693 | 0.0045952 | 572.4897 | 0 | 927.4903 | 0.031756 |  |  | 879.197 | 0.00075294 | 1168.5959 | 0.45593 | 1267.9846 | 0.44923 |  |  | 1092.1122 | 0 | 1092.1056 | 0.03995
| 775.2345 | 0.89416 | 572.7177 | -0.00060621 | 572.7177 | -0.00083286 | 573.1963 | -0.00060266 | 774.5314 | 0 | 572.7177 | -0.00029288 | 777.5256 | 0.00044433 | 775.2345 | 0.0049224 | 572.7177 | 0 | 927.5759 | 0.032375 |  |  | 879.433 | 0.000961 | 1168.6628 | 0.45705 | 1268.1815 | 0.45122 |  |  | 1092.1707 | 0 | 1092.1641 | 0.03976
| 775.3998 | 0.90125 | 572.9457 | 0.000729 | 572.9457 | 3.2191e-05 | 573.4239 | 0.00079189 | 774.6967 | 5.0004e-05 | 572.9457 | 0.00025263 | 777.6919 | 0.00018616 | 775.3998 | 0.0046631 | 572.9457 | 0 | 927.6615 | 0.033071 |  |  | 879.67 | 0.00093984 | 1168.7297 | 0.45819 | 1268.3785 | 0.45294 |  |  | 1092.2291 | 0 | 1092.2225 | 0.03945
| 775.5651 | 0.9069 | 573.1737 | -0.0010755 | 573.1737 | -0.0001365 | 573.6516 | -0.00030494 | 774.8621 | 0 | 573.1737 | -0.0009487 | 777.8583 | 0.0004345 | 775.5651 | 0.0050074 | 573.1737 | 0 | 927.7471 | 0.033042 |  |  | 879.907 | 0.0013679 | 1168.7966 | 0.45934 | 1268.5756 | 0.45437 |  |  | 1092.2875 | 0 | 1092.2809 | 0.03906
| 775.7304 | 0.91743 | 573.4017 | 0.00025106 | 573.4017 | 0.0014112 | 573.8793 | 0.00046442 | 775.0275 | 6.9993e-05 | 573.4017 | 0.00060724 | 778.0246 | 0.00017532 | 775.7304 | 0.0047905 | 573.4017 | 0 | 927.8328 | 0.032584 |  |  | 880.144 | 0.0011314 | 1168.8635 | 0.46046 | 1268.7727 | 0.45555 |  |  | 1092.3459 | 0 | 1092.3394 | 0.03866
| 775.8957 | 0.92362 | 573.6297 | -0.00042228 | 573.6297 | -0.00052995 | 574.1069 | 7.7247e-05 | 775.1928 | 0 | 573.6297 | -0.00025177 | 778.1909 | 0.00040541 | 775.8957 | 0.0050965 | 573.6297 | 0 | 927.9184 | 0.031694 |  |  | 880.382 | 0.0010488 | 1168.9304 | 0.46159 | 1268.97 | 0.45659 |  |  | 1092.4044 | 0 | 1092.3978 | 0.03828
| 776.061 | 0.92334 | 573.8578 | 0.00043842 | 573.8578 | 0.00015769 | 574.3346 | 0.0005312 | 775.3582 | 5.0004e-05 | 573.8578 | 0.00052062 | 778.3573 | 0.00013119 | 776.061 | 0.0048606 | 573.8578 | 0 | 928.0041 | 0.031414 |  |  | 880.619 | 0.0012108 | 1168.9974 | 0.46273 | 1269.1671 | 0.45763 |  |  | 1092.4629 | 0 | 1092.4563 | 0.03798
| 776.2263 | 0.93666 | 574.0858 | -0.0010678 | 574.0858 | -0.00057771 | 574.5623 | -0.00041859 | 775.5236 | 0 | 574.0858 | -0.0004984 | 778.5236 | 0.00040581 | 776.2263 | 0.0051194 | 574.0858 | 0.00040048 | 928.0898 | 0.032025 |  |  | 880.856 | 0.0010273 | 1169.0643 | 0.46385 | 1269.3645 | 0.45886 |  |  | 1092.5214 | 0 | 1092.5148 | 0.03779
| 776.3917 | 0.93373 | 574.3139 | -0.0001042 | 574.3139 | 0.00078098 | 574.79 | -0.00010454 | 775.689 | 3.0002e-05 | 574.3139 | 0.00050572 | 778.69 | 0.00015767 | 776.3917 | 0.0048002 | 574.3139 | 0.001 | 928.1755 | 0.031928 |  |  | 881.094 | 0.00081223 | 1169.1312 | 0.46498 | 1269.5619 | 0.46038 |  |  | 1092.5798 | 0 | 1092.5732 | 0.03775
| 776.557 | 0.94536 | 574.5419 | -0.00063075 | 574.5419 | -0.00050132 | 575.0178 | -0.00036892 | 775.8544 | 0 | 574.5419 | -0.00065236 | 778.8563 | 0.00043189 | 776.557 | 0.0050826 | 574.5419 | 0 | 928.2613 | 0.031768 |  |  | 881.332 | 0.0011004 | 1169.1982 | 0.46611 | 1269.7593 | 0.46228 |  |  | 1092.6383 | 0 | 1092.6317 | 0.03785
| 776.7223 | 0.93925 | 574.77 | 0.00039137 | 574.77 | 0.0013971 | 575.2455 | -8.2533e-05 | 776.0198 | 1.0001e-05 | 574.77 | 0.00027839 | 779.0227 | 0.00019398 | 776.7223 | 0.0048337 | 574.77 | 0 | 928.347 | 0.032248 |  |  | 881.57 | 0.0010073 | 1169.2651 | 0.46723 | 1269.9568 | 0.4645 |  |  | 1092.6968 | 0 | 1092.6902 | 0.03808
| 776.8876 | 0.94594 | 574.9981 | -0.00097006 | 574.9981 | 0.00045508 | 575.4733 | -0.00031794 | 776.1852 | 0 | 574.9981 | -0.00072627 | 779.189 | 0.00044433 | 776.8876 | 0.0051916 | 574.9981 | 0 | 928.4328 | 0.032599 |  |  | 881.808 | 0.0010136 | 1169.3321 | 0.46835 | 1270.1543 | 0.46698 |  |  | 1092.7554 | 0 | 1092.7487 | 0.03838
| 777.053 | 0.95223 | 575.2262 | 0.00024544 | 575.2262 | 0.00093134 | 575.701 | 0.00064371 | 776.3506 | 5.0004e-05 | 575.2262 | 0.00027458 | 779.3554 | 0.0001663 | 777.053 | 0.0049905 | 575.2262 | 0 | 928.5186 | 0.033059 |  |  | 882.046 | 0.0010941 | 1169.399 | 0.46946 | 1270.3519 | 0.4696 |  |  | 1092.8138 | 0 | 1092.8073 | 0.03871
| 777.2183 | 0.95419 | 575.4543 | -0.00049142 | 575.4543 | -0.00098825 | 575.9288 | -0.00046749 | 776.516 | 0 | 575.4543 | -0.00066824 | 779.5218 | 0.00042307 | 777.2183 | 0.0053982 | 575.4543 | 0 | 928.6044 | 0.033247 |  |  | 882.284 | 0.00083855 | 1169.4661 | 0.47058 | 1270.5496 | 0.47227 |  |  | 1092.8723 | 0 | 1092.8657 | 0.03902
| 777.3836 | 0.96049 | 575.6825 | 0.00021061 | 575.6825 | 8.3456e-05 | 576.1566 | 0.00035472 | 776.6814 | 5.0004e-05 | 575.6825 | 0.00074575 | 779.6882 | 0.00015226 | 777.3836 | 0.0051507 | 575.6825 | 0 | 928.6902 | 0.032954 |  |  | 882.523 | 0.0013221 | 1169.5331 | 0.47169 | 1270.7473 | 0.47499 |  |  | 1092.9308 | 0 | 1092.9242 | 0.03926
| 777.549 | 0.96934 | 575.9106 | -0.00071929 | 575.9106 | -0.00095204 | 576.3844 | 0.00042741 | 776.8468 | 0 | 575.9106 | -0.00046631 | 779.8546 | 0.00042307 | 777.549 | 0.0054826 | 575.9106 | 0.00040068 | 928.776 | 0.03297 |  |  | 882.761 | 0.001171 | 1169.6001 | 0.47281 | 1270.9452 | 0.47778 |  |  | 1092.9894 | 0 | 1092.9828 | 0.03943
| 777.7143 | 0.96702 | 576.1388 | 0.00019158 | 576.1388 | 0.00081406 | 576.6122 | -0.00033985 | 777.0122 | 6.9993e-05 | 576.1388 | 0.00042937 | 780.021 | 0.00017031 | 777.7143 | 0.0051657 | 576.1387 | 0 | 928.8619 | 0.033967 |  |  | 883 | 0.0015222 | 1169.6671 | 0.47391 | 1271.1431 | 0.48074 |  |  | 1093.0478 | 0 | 1093.0413 | 0.03951
| 777.8797 | 0.97541 | 576.3669 | -0.00046847 | 576.3669 | -0.0021812 | 576.84 | -0.00072549 | 777.1776 | 0 | 576.3669 | -0.00039511 | 780.1874 | 0.00043771 | 777.8797 | 0.0054671 | 576.3669 | 0 | 928.9478 | 0.035458 |  |  | 883.239 | 0.001033 | 1169.7341 | 0.47502 | 1271.3409 | 0.48391 |  |  | 1093.1064 | 0 | 1093.0999 | 0.03953
| 778.045 | 0.98274 | 576.5951 | 0.00083415 | 576.5951 | 0.00092255 | 577.0679 | 0.000425 | 777.3431 | 5.0004e-05 | 576.5951 | 0.00045412 | 780.3538 | 0.00018576 | 778.045 | 0.0052079 | 576.5951 | 0 | 929.0336 | 0.035904 |  |  | 883.477 | 0.00075421 | 1169.8012 | 0.47612 | 1271.5389 | 0.48731 |  |  | 1093.1649 | 0 | 1093.1583 | 0.03951
| 778.2104 | 0.9733 | 576.8233 | -0.00080935 | 576.8233 | -9.2613e-05 | 577.2957 | -0.00060119 | 777.5085 | 0 | 576.8233 | -0.00042109 | 780.5202 | 0.00044954 | 778.2104 | 0.0056116 | 576.8233 | 0 | 929.1195 | 0.035057 |  |  | 883.717 | 0.00083521 | 1169.8682 | 0.47723 | 1271.7369 | 0.49086 |  |  | 1093.2235 | 0 | 1093.2169 | 0.03947
| 778.3758 | 0.97968 | 577.0515 | -0.00018611 | 577.0515 | 0.0013316 | 577.5236 | 0.00061014 | 777.6739 | 8.9995e-05 | 577.0515 | 0.00073338 | 780.6866 | 0.00018134 | 778.3758 | 0.0053378 | 577.0515 | 0 | 929.2054 | 0.033949 |  |  | 883.956 | 0.00078141 | 1169.9352 | 0.47832 | 1271.9351 | 0.49447 |  |  | 1093.2821 | 0 | 1093.2754 | 0.03941
| 778.5411 | 0.97898 | 577.2797 | -0.0010571 | 577.2797 | 0.00047971 | 577.7515 | -0.00017572 | 777.8394 | 0 | 577.2797 | -0.00038654 | 780.8531 | 0.00045877 | 778.5411 | 0.0056759 | 577.2797 | 0.00060052 | 929.2914 | 0.034101 |  |  | 884.195 | 0.0013958 | 1170.0022 | 0.47942 | 1272.1333 | 0.498 |  |  | 1093.3406 | 0 | 1093.334 | 0.03934
| 778.7065 | 0.98173 | 577.5079 | 0.00030264 | 577.5079 | 0.00068705 | 577.9793 | 0.00044053 | 778.0048 | 5.0004e-05 | 577.5079 | 0.00060309 | 781.0195 | 0.00021926 | 778.7065 | 0.0053962 | 577.5079 | 0.00080096 | 929.3773 | 0.035082 |  |  | 884.435 | 0.0013105 | 1170.0692 | 0.48051 | 1272.3314 | 0.50134 |  |  | 1093.3992 | 0 | 1093.3926 | 0.03923
| 778.8719 | 0.98856 | 577.7362 | -0.00018377 | 577.7362 | -0.0014288 | 578.2072 | -0.00011087 | 778.1703 | 0 | 577.7362 | -0.00080282 | 781.1859 | 0.00049348 | 778.8719 | 0.0058599 | 577.7361 | 0 | 929.4633 | 0.035104 |  |  | 884.674 | 0.0010336 | 1170.1363 | 0.48161 | 1272.5298 | 0.50444 |  |  | 1093.4578 | 0 | 1093.4512 | 0.03905
| 779.0373 | 0.98571 | 577.9644 | 0.00030312 | 577.9644 | 0.0020571 | 578.4351 | 0.00032674 | 778.3357 | 5.0004e-05 | 577.9644 | 0.00044975 | 781.3524 | 0.00021625 | 779.0373 | 0.0056558 | 577.9644 | 0 | 929.5493 | 0.03566 |  |  | 884.914 | 0.0010634 | 1170.2034 | 0.4827 | 1272.7281 | 0.50729 |  |  | 1093.5164 | 0 | 1093.5098 | 0.03878
| 779.2027 | 0.99205 | 578.1927 | -0.00097337 | 578.1927 | -0.0013704 | 578.663 | 8.2773e-05 | 778.5012 | 0 | 578.1927 | -0.00061666 | 781.5188 | 0.00047442 | 779.2027 | 0.0060083 | 578.1927 | 0 | 929.6353 | 0.036535 |  |  | 885.154 | 0.0012471 | 1170.2704 | 0.48379 | 1272.9265 | 0.50994 |  |  | 1093.5749 | 0 | 1093.5684 | 0.03841
| 779.368 | 0.99733 | 578.4209 | 0.00028831 | 578.4209 | 0.00077096 | 578.8909 | 0.00052882 | 778.6667 | 3.0002e-05 | 578.4209 | 0.00051529 | 781.6853 | 0.00049669 | 779.368 | 0.0056441 | 578.4209 | 0 | 929.7213 | 0.035857 |  |  | 885.394 | 0.0011785 | 1170.3375 | 0.48488 | 1273.125 | 0.51248 |  |  | 1093.6335 | 0 | 1093.6268 | 0.03795
| 779.5334 | 0.9949 | 578.6492 | -0.0013007 | 578.6492 | -0.00086784 | 579.1189 | -0.0002057 | 778.8321 | 0 | 578.6492 | -0.00050057 | 781.8517 | 0.00047763 | 779.5334 | 0.0058603 | 578.6492 | 0 | 929.8073 | 0.035356 |  |  | 885.634 | 0.001132 | 1170.4047 | 0.48596 | 1273.3236 | 0.515 |  |  | 1093.6921 | 0 | 1093.6855 | 0.03744
| 779.6988 | 0.99396 | 578.8775 | 0.00032226 | 578.8775 | 0.0004618 | 579.3469 | 0.00029952 | 778.9976 | 6.9993e-05 | 578.8775 | 0.00022725 | 782.0182 | 0.00045536 | 779.6988 | 0.0055534 | 578.8775 | 0 | 929.8933 | 0.03565 |  |  | 885.874 | 0.00066103 | 1170.4717 | 0.48705 | 1273.5222 | 0.51755 |  |  | 1093.7507 | 0 | 1093.7441 | 0.0369
| 779.8642 | 0.99084 | 579.1058 | -0.0010929 | 579.1058 | -0.0020042 | 579.5748 | -0.00052792 | 779.1631 | 0 | 579.1058 | -0.00058479 | 782.1847 | 0.00047562 | 779.8642 | 0.0059093 | 579.1058 | 0 | 929.9794 | 0.035644 |  |  | 886.114 | 0.0011393 | 1170.5388 | 0.48813 | 1273.7208 | 0.52019 |  |  | 1093.8093 | 0 | 1093.8027 | 0.03641
| 780.0297 | 0.99496 | 579.3341 | 0.00081338 | 579.3341 | 0.00076272 | 579.8028 | 0.00025999 | 779.3286 | 1.0001e-05 | 579.3341 | 0.00083525 | 782.3511 | 0.0004678 | 780.0297 | 0.0057081 | 579.3341 | 0 | 930.0654 | 0.036245 |  |  | 886.355 | 0.00095396 | 1170.606 | 0.48921 | 1273.9196 | 0.52294 |  |  | 1093.8679 | 0 | 1093.8613 | 0.036
| 780.1951 | 0.99314 | 579.5625 | -0.00055484 | 579.5625 | -0.00076969 | 580.0308 | -0.0006157 | 779.4941 | 0 | 579.5625 | -0.00065457 | 782.5176 | 0.0002 | 780.1951 | 0.0059509 | 579.5625 | 0 | 930.1516 | 0.036821 |  |  | 886.595 | 0.0011711 | 1170.673 | 0.49029 | 1274.1184 | 0.52583 |  |  | 1093.9265 | 0 | 1093.9199 | 0.03571
| 780.3605 | 0.99434 | 579.7908 | 0.00063528 | 579.7908 | -0.000518 | 580.2588 | 0.00019623 | 779.6595 | 1.0001e-05 | 579.7908 | 0.00036 | 782.6841 | 0.00045175 | 780.3605 | 0.0060321 | 579.7908 | 0 | 930.2376 | 0.036751 |  |  | 886.836 | 0.00064631 | 1170.7401 | 0.49137 | 1274.3173 | 0.52888 |  |  | 1093.9852 | 0 | 1093.9785 | 0.03555
| 780.5259 | 0.99801 | 580.0192 | 0.00027239 | 580.0192 | 0.00078844 | 580.4868 | 0.00022119 | 779.825 | 0 | 580.0192 | 0.00035608 | 782.8506 | 0.00018997 | 780.5259 | 0.0061283 | 580.0192 | 0 | 930.3237 | 0.037462 |  |  | 887.077 | 0.00084513 | 1170.8073 | 0.49244 | 1274.5161 | 0.53212 |  |  | 1094.0438 | 0 | 1094.0372 | 0.0355
| 780.6913 | 0.99877 | 580.2475 | -0.0007325 | 580.2475 | -0.0010898 | 580.7148 | -0.00025786 | 779.9905 | 0 | 580.2475 | -0.00023152 | 783.0171 | 0.00049528 | 780.6913 | 0.0062797 | 580.2475 | 0 | 930.4098 | 0.038559 |  |  | 887.318 | 0.00092928 | 1170.8744 | 0.49352 | 1274.7151 | 0.53558 |  |  | 1094.1024 | 0 | 1094.0958 | 0.03555
| 780.8568 | 1 | 580.4759 | 0.00041033 | 580.4759 | 0.00064449 | 580.9428 | 0.00093704 | 780.1561 | 0 | 580.4759 | 0.00070415 | 783.1836 | 0.00026499 | 780.8568 | 0.0059946 | 580.4759 | 0 | 930.496 | 0.038772 |  |  | 887.559 | 0.00065009 | 1170.9415 | 0.49459 | 1274.9142 | 0.53924 |  |  | 1094.1611 | 0 | 1094.1544 | 0.03566
| 781.0222 | 0.99965 | 580.7043 | -0.0008667 | 580.7043 | -0.00063048 | 581.1709 | -0.00071707 | 780.3216 | 0 | 580.7043 | -0.00032297 | 783.3501 | 0.00051133 | 781.0222 | 0.0062901 | 580.7043 | 0 | 930.5821 | 0.038691 |  |  | 887.8 | 0.0011497 | 1171.0088 | 0.49566 | 1275.1133 | 0.54305 |  |  | 1094.2197 | 0 | 1094.2131 | 0.03579
| 781.1876 | 0.99445 | 580.9327 | 0.00032221 | 580.9327 | -0.00021055 | 581.3989 | 0.00036659 | 780.4871 | 0 | 580.9327 | 0.00053727 | 783.5166 | 0.00028786 | 781.1876 | 0.0061251 | 580.9327 | 0 | 930.6683 | 0.037877 |  |  | 888.042 | 0.0013661 | 1171.0759 | 0.49674 | 1275.3124 | 0.54691 |  |  | 1094.2784 | 0 | 1094.2717 | 0.03589
| 781.3531 | 0.99112 | 581.1611 | -0.00033619 | 581.1611 | -0.00075759 | 581.627 | -0.00037757 | 780.6526 | 0 | 581.1611 | -0.00071508 | 783.6832 | 0.00056629 | 781.3531 | 0.0065267 | 581.1611 | 0 | 930.7545 | 0.03643 |  |  | 888.283 | 0.00058637 | 1171.1431 | 0.4978 | 1275.5116 | 0.55072 |  |  | 1094.337 | 0 | 1094.3304 | 0.03592
| 781.5185 | 0.98866 | 581.3895 | 0.00019891 | 581.3895 | 0.00056445 | 581.8551 | 0.00062917 | 780.8181 | 0 | 581.3895 | 0.00019534 | 783.8497 | 0.00027482 | 781.5185 | 0.0063544 | 581.3895 | 0 | 930.8407 | 0.036348 |  |  | 888.525 | 0.00064416 | 1171.2102 | 0.49888 | 1275.7109 | 0.55436 |  |  | 1094.3957 | 0 | 1094.3892 | 0.03584
| 781.684 | 0.98128 | 581.618 | -0.00044611 | 581.618 | 6.022e-05 | 582.0832 | -0.00057443 | 780.9836 | 0 | 581.618 | -0.00043878 | 784.0162 | 0.00052236 | 781.684 | 0.0066904 | 581.618 | 0 | 930.9269 | 0.037731 |  |  | 888.767 | 0.0012544 | 1171.2775 | 0.49994 | 1275.9103 | 0.55771 |  |  | 1094.4545 | 0 | 1094.4478 | 0.0356
| 781.8494 | 0.98066 | 581.8464 | 0.00028156 | 581.8464 | 0.0007533 | 582.3113 | 0.00017592 | 781.1492 | 0 | 581.8464 | 0.00033855 | 784.1828 | 0.00029428 | 781.8494 | 0.0064849 | 581.8464 | 0 | 931.0132 | 0.038545 |  |  | 889.009 | 0.00097028 | 1171.3446 | 0.501 | 1276.1096 | 0.56074 |  |  | 1094.5131 | 0 | 1094.5065 | 0.03519
| 782.0149 | 0.9829 | 582.0749 | -0.00039133 | 582.0749 | -0.0016713 | 582.5394 | -0.00048139 | 781.3147 | 0 | 582.0749 | -0.00059292 | 784.3493 | 0.00053179 | 782.0149 | 0.0067758 | 582.0749 | 0 | 931.0995 | 0.038063 |  |  | 889.251 | 0.0010172 | 1171.4119 | 0.50207 | 1276.3091 | 0.56344 |  |  | 1094.5718 | 0 | 1094.5652 | 0.0346
| 782.1804 | 0.99246 | 582.3033 | 0.00057539 | 582.3033 | 0.00072312 | 582.7675 | 0.00030639 | 781.4802 | 0 | 582.3033 | 0.0011865 | 784.5159 | 0.00024654 | 782.1804 | 0.0065405 | 582.3033 | 0 | 931.1857 | 0.038185 |  |  | 889.493 | 0.00052386 | 1171.479 | 0.50314 | 1276.5087 | 0.56583 |  |  | 1094.6305 | 0 | 1094.6239 | 0.03386
| 782.3458 | 0.9805 | 582.5318 | -0.00089535 | 582.5318 | -0.00060086 | 582.9957 | 0.00017812 | 781.6458 | 0 | 582.5318 | -0.00059207 | 784.6824 | 0.0005366 | 782.3458 | 0.0069555 | 582.5318 | 0.00040028 | 931.272 | 0.039441 |  |  | 889.735 | 0.00064059 | 1171.5463 | 0.5042 | 1276.7083 | 0.56796 |  |  | 1094.6892 | 0 | 1094.6826 | 0.03305
| 782.5113 | 0.98207 | 582.7603 | 0.00018972 | 582.7603 | 1.5545e-05 | 583.2238 | 0.00019305 | 781.8113 | 0 | 582.7603 | 6.6934e-05 | 784.849 | 0.00031514 | 782.5113 | 0.006816 | 582.7603 | 0 | 931.3583 | 0.040103 |  |  | 889.978 | 0.0013354 | 1171.6135 | 0.50527 | 1276.908 | 0.56989 |  |  | 1094.7479 | 0 | 1094.7413 | 0.03224
| 782.6768 | 0.97846 | 582.9888 | -0.00077142 | 582.9888 | -0.00092843 | 583.452 | -0.00041742 | 781.9769 | 0 | 582.9888 | -0.00069358 | 785.0155 | 0.00055767 | 782.6768 | 0.0069666 | 582.9888 | 0 | 931.4446 | 0.040335 |  |  | 890.22 | 0.0012768 | 1171.6808 | 0.50632 | 1277.1077 | 0.57169 |  |  | 1094.8066 | 0 | 1094.8001 | 0.03154
| 782.8423 | 0.97523 | 583.2173 | 0.00041303 | 583.2173 | 0.0025963 | 583.6801 | 0.00061729 | 782.1425 | 0 | 583.2173 | 0.00027352 | 785.1821 | 0.00032256 | 782.8423 | 0.0066475 | 583.2173 | 0 | 931.531 | 0.040471 |  |  | 890.463 | 0.001436 | 1171.7479 | 0.50738 | 1277.3075 | 0.57345 |  |  | 1094.8654 | 0 | 1094.8588 | 0.03102
| 783.0077 | 0.97124 | 583.4459 | -0.00088185 | 583.4459 | -0.00079719 | 583.9083 | -0.00060214 | 782.308 | 0 | 583.4459 | -0.00081725 | 785.3487 | 0.00066298 | 783.0077 | 0.0070172 | 583.4459 | 0 | 931.6174 | 0.04031 |  |  | 890.706 | 0.0014081 | 1171.8152 | 0.50845 | 1277.5073 | 0.57529 |  |  | 1094.9241 | 0 | 1094.9175 | 0.03074
| 783.1732 | 0.96658 | 583.6744 | 0.00041685 | 583.6744 | 0.0012291 | 584.1365 | 0.0009703 | 782.4736 | 0 | 583.6744 | 0.00043473 | 785.5153 | 0.00039699 | 783.1732 | 0.0068829 | 583.6744 | 0 | 931.7037 | 0.040746 |  |  | 890.949 | 0.0013032 | 1171.8825 | 0.50951 | 1277.7072 | 0.57738 |  |  | 1094.9828 | 0 | 1094.9762 | 0.03072
| 783.3387 | 0.96658 | 583.903 | -0.0008138 | 583.903 | -0.0008005 | 584.3647 | -0.00022096 | 782.6392 | 0 | 583.903 | -0.00067706 | 785.6819 | 0.0006698 | 783.3387 | 0.0071753 | 583.903 | 0 | 931.7902 | 0.040673 |  |  | 891.192 | 0.00079001 | 1171.9497 | 0.51056 | 1277.9072 | 0.57988 |  |  | 1095.0415 | 0 | 1095.0349 | 0.03093
| 783.5042 | 0.9673 | 584.1315 | 0.00014021 | 584.1315 | 0.001201 | 584.593 | -0.00026052 | 782.8047 | 0 | 584.1315 | 0.00021082 | 785.8485 | 0.00045344 | 783.5042 | 0.0069134 | 584.1315 | 0 | 931.8765 | 0.039667 |  |  | 891.435 | 0.00095425 | 1172.017 | 0.51163 | 1278.1072 | 0.58293 |  |  | 1095.1003 | 0 | 1095.0936 | 0.03133
| 783.6697 | 0.96686 | 584.3601 | -0.00075558 | 584.3601 | -0.00012281 | 584.8212 | -0.00055177 | 782.9703 | 0 | 584.3601 | -0.0010037 | 786.0151 | 0.00073187 | 783.6697 | 0.0072715 | 584.3601 | 0 | 931.963 | 0.039222 |  |  | 891.678 | 0.00039551 | 1172.0844 | 0.51268 | 1278.3073 | 0.58659 |  |  | 1095.1591 | 0 | 1095.1525 | 0.03187
| 783.8352 | 0.96656 | 584.5887 | 0.00068158 | 584.5887 | 0.00072997 | 585.0494 | 0.00031685 | 783.1359 | 0 | 584.5887 | 0.00022667 | 786.1817 | 0.00047029 | 783.8352 | 0.0071081 | 584.5887 | 0 | 932.0494 | 0.039363 |  |  | 891.922 | 0.0011328 | 1172.1516 | 0.51373 | 1278.5074 | 0.59082 |  |  | 1095.2178 | 0 | 1095.2112 | 0.03249
| 784.0007 | 0.95898 | 584.8173 | -0.00052151 | 584.8173 | -0.00050772 | 585.2776 | -0.00061181 | 783.3015 | 0 | 584.8173 | -0.00035097 | 786.3483 | 0.00076637 | 784.0007 | 0.0074285 | 584.8173 | 0 | 932.1359 | 0.040207 |  |  | 892.166 | 0.0013354 | 1172.2189 | 0.51479 | 1278.7076 | 0.59547 |  |  | 1095.2766 | 0 | 1095.2699 | 0.03317
| 784.1662 | 0.95962 | 585.0459 | 0.00016836 | 585.0459 | -0.0010677 | 585.5059 | 0.00014636 | 783.4671 | 0 | 585.0459 | 0.00085141 | 786.5149 | 0.00051045 | 784.1662 | 0.0074541 | 585.0459 | 0 | 932.2224 | 0.041147 |  |  | 892.409 | 0.0006909 | 1172.2861 | 0.51585 | 1278.908 | 0.60034 |  |  | 1095.3353 | 0 | 1095.3287 | 0.03387
| 784.3318 | 0.94212 | 585.2745 | -0.0011846 | 585.2745 | -0.00032352 | 585.7342 | -0.00038655 | 783.6327 | 0 | 585.2745 | -0.00021606 | 786.6815 | 0.00077175 | 784.3318 | 0.007864 | 585.2745 | 0 | 932.3088 | 0.040295 |  |  | 892.653 | 0.00085329 | 1172.3535 | 0.5169 | 1279.1083 | 0.60521 |  |  | 1095.3942 | 0 | 1095.3874 | 0.0346
| 784.4973 | 0.93636 | 585.5032 | 0.00038368 | 585.5032 | -0.00041465 | 585.9625 | -0.00036569 | 783.7983 | 0 | 585.5032 | 0.00029444 | 786.8482 | 0.00052263 | 784.4973 | 0.0077973 | 585.5032 | 0 | 932.3953 | 0.039848 |  |  | 892.897 | 0.00064083 | 1172.4208 | 0.51795 | 1279.3087 | 0.60989 |  |  | 1095.4529 | 0 | 1095.4463 | 0.03532
| 784.6628 | 0.9268 | 585.7318 | -0.00049187 | 585.7318 | -0.0010935 | 586.1908 | -0.00041811 | 783.9639 | 0 | 585.7318 | -0.0011473 | 787.0148 | 0.00082774 | 784.6628 | 0.0080715 | 585.7318 | 0 | 932.4819 | 0.041103 |  |  | 893.142 | 0.0016084 | 1172.4882 | 0.519 | 1279.5093 | 0.61424 |  |  | 1095.5117 | 0 | 1095.5051 | 0.03601
| 784.8283 | 0.92636 | 585.9605 | 0.00054437 | 585.9605 | 0.00099057 | 586.4191 | 0.00054749 | 784.1295 | 0 | 585.9605 | 1.6984e-05 | 787.1814 | 0.00057034 | 784.8283 | 0.0080282 | 585.9605 | 0 | 932.5684 | 0.04125 |  |  | 893.386 | 0.00065705 | 1172.5554 | 0.52006 | 1279.7097 | 0.61822 |  |  | 1095.5704 | 0 | 1095.5638 | 0.03664
| 784.9939 | 0.92568 | 586.1891 | -0.00047069 | 586.1891 | -0.00029059 | 586.6474 | -0.00043341 | 784.2951 | 0 | 586.1891 | -0.00032887 | 787.3481 | 0.00086939 | 784.9939 | 0.0084844 | 586.1891 | 0 | 932.6549 | 0.040851 |  |  | 893.63 | 0.00098503 | 1172.6228 | 0.52111 | 1279.9104 | 0.62189 |  |  | 1095.6293 | 0 | 1095.6227 | 0.03716
| 785.1594 | 0.92471 | 586.4178 | 0.00039909 | 586.4178 | 6.3205e-05 | 586.8757 | 0.00062754 | 784.4607 | 0 | 586.4178 | 0.00042921 | 787.5147 | 0.00061486 | 785.1594 | 0.0082965 | 586.4178 | 0 | 932.7415 | 0.041241 |  |  | 893.875 | 0.00089842 | 1172.6902 | 0.52215 | 1280.111 | 0.62536 |  |  | 1095.6881 | 0 | 1095.6815 | 0.0375
| 785.325 | 0.91525 | 586.6465 | -0.00068054 | 586.6465 | 0.00071702 | 587.1041 | -0.00085136 | 784.6263 | 0 | 586.6465 | -0.00075715 | 787.6814 | 0.00090791 | 785.325 | 0.0085847 | 586.6465 | 0 | 932.8281 | 0.042079 |  |  | 894.12 | 0.00060372 | 1172.7576 | 0.5232 | 1280.3118 | 0.6288 |  |  | 1095.7469 | 0 | 1095.7404 | 0.0376
| 785.4905 | 0.90249 | 586.8752 | 0.00066129 | 586.8752 | 0.00072122 | 587.3325 | 0.00024534 | 784.792 | 0 | 586.8752 | 0.00086848 | 787.848 | 0.00062306 | 785.4905 | 0.0083505 | 586.8752 | 0 | 932.9146 | 0.042279 |  |  | 894.364 | 0.00087806 | 1172.8248 | 0.52424 | 1280.5126 | 0.63236 |  |  | 1095.8058 | 0 | 1095.7991 | 0.03744
| 785.6561 | 0.88952 | 587.1039 | -0.00058393 | 587.1039 | 0.00056631 | 587.5609 | -3.8093e-05 | 784.9576 | 0 | 587.1039 | -0.00057666 | 788.0147 | 0.00092279 | 785.6561 | 0.0087311 | 587.1039 | 0 | 933.0012 | 0.04177 |  |  | 894.609 | 0.00092008 | 1172.8922 | 0.5253 | 1280.7134 | 0.63611 |  |  | 1095.8646 | 0 | 1095.8579 | 0.03699
| 785.8216 | 0.88772 | 587.3327 | 0.00029832 | 587.3327 | 0.001692 | 587.7892 | 0.00032402 | 785.1232 | 0 | 587.3327 | 0.00031659 | 788.1814 | 0.00068828 | 785.8216 | 0.0084537 | 587.3327 | 0 | 933.0878 | 0.04223 |  |  | 894.854 | 0.00086319 | 1172.9596 | 0.52634 | 1280.9143 | 0.64002 |  |  | 1095.9235 | 0 | 1095.9168 | 0.03628
| 785.9872 | 0.88138 | 587.5614 | -4.1288e-05 | 587.5614 | 0.00024094 | 588.0176 | -0.00018508 | 785.2889 | 0 | 587.5614 | -0.00045096 | 788.3481 | 0.001018 | 785.9872 | 0.0085573 | 587.5614 | 0 | 933.1745 | 0.04248 |  |  | 895.1 | 0.0010805 | 1173.027 | 0.52738 | 1281.1152 | 0.64395 |  |  | 1095.9823 | 0 | 1095.9756 | 0.03537
| 786.1527 | 0.86283 | 587.7902 | 4.1619e-05 | 587.7902 | -0.00043251 | 588.246 | -0.00036341 | 785.4545 | 0 | 587.7902 | 0.00046108 | 788.5147 | 0.00077712 | 786.1527 | 0.0084214 | 587.7902 | 0 | 933.2612 | 0.042205 |  |  | 895.345 | 0.0011833 | 1173.0944 | 0.52842 | 1281.3163 | 0.64766 |  |  | 1096.0411 | 0 | 1096.0344 | 0.03433
| 786.3183 | 0.85995 | 588.0189 | -0.00078175 | 588.0189 | -0.00098183 | 588.4744 | -7.6822e-05 | 785.6202 | 0 | 588.0189 | -0.00044572 | 788.6814 | 0.0010746 | 786.3183 | 0.0089277 | 588.0189 | 0 | 933.3478 | 0.042183 |  |  | 895.591 | 0.00078884 | 1173.1619 | 0.52945 | 1281.5175 | 0.65089 |  |  | 1096.1 | 0 | 1096.0934 | 0.03326
| 786.4839 | 0.85656 | 588.2477 | 0.00026302 | 588.2477 | 0.0012568 | 588.7028 | 0.00055338 | 785.7858 | 0 | 588.2477 | 0.00023288 | 788.8481 | 0.00082146 | 786.4839 | 0.0090589 | 588.2477 | 0 | 933.4346 | 0.042244 |  |  | 895.836 | 0.0009609 | 1173.2293 | 0.53049 | 1281.7186 | 0.65345 |  |  | 1096.1588 | 0 | 1096.1522 | 0.03224
| 786.6495 | 0.85047 | 588.4765 | -0.00028773 | 588.4765 | -8.1572e-06 | 588.9313 | -0.00063645 | 785.9515 | 0 | 588.4765 | -0.00017153 | 789.0148 | 0.0011406 | 786.6495 | 0.009425 | 588.4765 | 0 | 933.5212 | 0.043383 |  |  | 896.082 | 0.00067871 | 1173.2966 | 0.53152 | 1281.9198 | 0.65527 |  |  | 1096.2177 | 0 | 1096.2111 | 0.03137
| 786.815 | 0.84907 | 588.7053 | 0.00058707 | 588.7053 | -0.00021061 | 589.1597 | -0.00029292 | 786.1172 | 0 | 588.7053 | 0.0002425 | 789.1815 | 0.00088886 | 786.815 | 0.0093499 | 588.7053 | 0 | 933.608 | 0.044964 |  |  | 896.328 | 0.00099606 | 1173.3641 | 0.53255 | 1282.1211 | 0.65642 |  |  | 1096.2765 | 0 | 1096.2699 | 0.03071
| 786.9806 | 0.8328 | 588.9341 | -0.00069321 | 588.9341 | -0.00048544 | 589.3882 | -0.00028854 | 786.2828 | 0 | 588.9341 | -0.00053438 | 789.3483 | 0.001218 | 786.9806 | 0.0097433 | 588.9341 | 0 | 933.6947 | 0.045065 |  |  | 896.574 | 0.001154 | 1173.4315 | 0.53358 | 1282.3225 | 0.65711 |  |  | 1096.3355 | 0 | 1096.3289 | 0.03033
| 787.1462 | 0.82727 | 589.1629 | 0.00026899 | 589.1629 | 0.0019267 | 589.6166 | -0.0001221 | 786.4485 | 0 | 589.1629 | 0.00039162 | 789.515 | 0.00099959 | 787.1462 | 0.0097168 | 589.1629 | 0 | 933.7815 | 0.044653 |  |  | 896.82 | 0.00090213 | 1173.4989 | 0.53461 | 1282.5239 | 0.65762 |  |  | 1096.3943 | 0 | 1096.3877 | 0.03025
| 787.3118 | 0.821 | 589.3917 | -0.0005279 | 589.3917 | 0.00040476 | 589.8452 | -0.00045567 | 786.6142 | 0 | 589.3917 | -0.00063339 | 789.6817 | 0.001322 | 787.3118 | 0.0099909 | 589.3918 | 0 | 933.8683 | 0.0448 |  |  | 897.067 | 0.0011057 | 1173.5664 | 0.53564 | 1282.7253 | 0.65822 |  |  | 1096.4533 | 0 | 1096.4465 | 0.03047
| 787.4774 | 0.8119 | 589.6206 | 0.00041876 | 589.6206 | 0.0010056 | 590.0737 | 0.00015509 | 786.7798 | 0 | 589.6206 | 0.00067061 | 789.8484 | 0.0010754 | 787.4774 | 0.0099497 | 589.6206 | 0 | 933.9551 | 0.044764 |  |  | 897.313 | 0.00084493 | 1173.6339 | 0.53666 | 1282.9269 | 0.65911 |  |  | 1096.5121 | 0 | 1096.5055 | 0.03097
| 787.643 | 0.80401 | 589.8494 | -0.00078703 | 589.8494 | 0.00048746 | 590.3021 | 7.8516e-05 | 786.9455 | 0 | 589.8494 | -0.00025226 | 790.0152 | 0.0013922 | 787.643 | 0.010341 | 589.8495 | 0.00020024 | 934.0419 | 0.045266 |  |  | 897.56 | 0.00070509 | 1173.7013 | 0.53768 | 1283.1285 | 0.66038 |  |  | 1096.571 | 0 | 1096.5643 | 0.03169
| 787.8086 | 0.80449 | 590.0783 | 0.00023159 | 590.0783 | 0.00076466 | 590.5306 | 0.00066824 | 787.1112 | 0 | 590.0783 | 0.00028078 | 790.1819 | 0.0011426 | 787.8086 | 0.010314 | 590.0783 | 0 | 934.1287 | 0.046101 |  |  | 897.806 | 0.0006349 | 1173.7688 | 0.5387 | 1283.3302 | 0.66206 |  |  | 1096.6299 | 0 | 1096.6233 | 0.03253
| 787.9742 | 0.78977 | 590.3072 | -0.00029432 | 590.3072 | 0.0002389 | 590.7592 | -8.1298e-07 | 787.2769 | 0 | 590.3072 | -0.00036756 | 790.3486 | 0.0014927 | 787.9742 | 0.010597 | 590.3072 | 0 | 934.2155 | 0.045705 |  |  | 898.053 | 0.0011641 | 1173.8363 | 0.53971 | 1283.532 | 0.66411 |  |  | 1096.6888 | 0 | 1096.6823 | 0.03341
| 788.1398 | 0.78228 | 590.5361 | 0.00033955 | 590.5361 | -0.00020616 | 590.9877 | 0.0001812 | 787.4426 | 0 | 590.5361 | 8.4288e-05 | 790.5154 | 0.0012989 | 788.1398 | 0.010613 | 590.5361 | 0 | 934.3024 | 0.044815 |  |  | 898.3 | 0.0012075 | 1173.9038 | 0.54072 | 1283.7338 | 0.66649 |  |  | 1096.7478 | 0 | 1096.7411 | 0.03423
| 788.3055 | 0.78177 | 590.765 | -0.00064027 | 590.765 | -0.00047268 | 591.2163 | -9.1888e-05 | 787.6083 | 0 | 590.765 | -0.00017386 | 790.6821 | 0.0016084 | 788.3055 | 0.010986 | 590.765 | 0 | 934.3893 | 0.045148 |  |  | 898.547 | 0.0013649 | 1173.9713 | 0.54173 | 1283.9357 | 0.66917 |  |  | 1096.8066 | 0 | 1096.8001 | 0.0349
| 788.4711 | 0.77015 | 590.9939 | 0.00072037 | 590.9939 | 0.00080699 | 591.4449 | 0.00028489 | 787.774 | 0 | 590.9939 | 0.00082706 | 790.8489 | 0.0014192 | 788.4711 | 0.011019 | 590.9939 | 0 | 934.4761 | 0.045646 |  |  | 898.795 | 0.00071355 | 1174.0388 | 0.54274 | 1284.1376 | 0.67215 |  |  | 1096.8656 | 0 | 1096.859 | 0.0354
| 788.6367 | 0.76236 | 591.2228 | -0.00092234 | 591.2228 | -0.00047611 | 591.6735 | -0.00045132 | 787.9397 | 0 | 591.2228 | -0.00049243 | 791.0157 | 0.0017771 | 788.6367 | 0.011219 | 591.2228 | 0 | 934.563 | 0.045082 |  |  | 899.042 | 0.00085767 | 1174.1063 | 0.54373 | 1284.3396 | 0.67541 |  |  | 1096.9246 | 0 | 1096.918 | 0.03574
| 788.8023 | 0.75512 | 591.4518 | -7.9176e-05 | 591.4518 | 0.00089012 | 591.902 | 0.00026793 | 788.1054 | 0 | 591.4518 | 0.00063063 | 791.1824 | 0.0015316 | 788.8023 | 0.011224 | 591.4518 | 0 | 934.65 | 0.04469 |  |  | 899.29 | 0.00093001 | 1174.1738 | 0.54473 | 1284.5416 | 0.67895 |  |  | 1096.9835 | 0 | 1096.9769 | 0.03594
| 788.968 | 0.73927 | 591.6807 | -0.00071484 | 591.6807 | -0.0017475 | 592.1306 | -0.00077141 | 788.2712 | 0 | 591.6807 | -0.00083449 | 791.3492 | 0.0018433 | 788.968 | 0.011545 | 591.6807 | 0 | 934.7369 | 0.044796 |  |  | 899.537 | 0.00084643 | 1174.2413 | 0.54573 | 1284.7437 | 0.68276 |  |  | 1097.0425 | 0 | 1097.0359 | 0.03608
| 789.1336 | 0.73777 | 591.9097 | 0.00011174 | 591.9097 | 0.00054032 | 592.3593 | 0.00035738 | 788.4369 | 0 | 591.9097 | 5.2105e-05 | 791.516 | 0.0016644 | 789.1336 | 0.011575 | 591.9097 | 0 | 934.8239 | 0.045422 |  |  | 899.785 | 0.0010435 | 1174.3088 | 0.54672 | 1284.9459 | 0.68681 |  |  | 1097.1014 | 0 | 1097.0948 | 0.03624
| 789.2993 | 0.7271 | 592.1386 | -0.00054637 | 592.1386 | -0.00082597 | 592.5878 | -0.00061119 | 788.6026 | 0 | 592.1386 | -0.00056047 | 791.6828 | 0.001994 | 789.2993 | 0.011848 | 592.1386 | 0 | 934.9108 | 0.047031 |  |  | 900.033 | 0.0010333 | 1174.3765 | 0.5477 | 1285.1482 | 0.69109 |  |  | 1097.1604 | 0 | 1097.1538 | 0.03648
| 789.4649 | 0.71575 | 592.3676 | 0.00018484 | 592.3676 | 0.00051839 | 592.8165 | 0.00067224 | 788.7683 | 0 | 592.3676 | -5.903e-05 | 791.8496 | 0.0017757 | 789.4649 | 0.0117 | 592.3676 | 0 | 934.9979 | 0.048003 |  |  | 900.281 | 0.00067828 | 1174.444 | 0.54868 | 1285.3505 | 0.69556 |  |  | 1097.2194 | 0 | 1097.2128 | 0.03684
| 789.6306 | 0.70862 | 592.5966 | -0.00051955 | 592.5966 | 6.8533e-05 | 593.0451 | -0.00025782 | 788.9341 | 0 | 592.5966 | -0.0005397 | 792.0164 | 0.0021213 | 789.6306 | 0.012011 | 592.5966 | 0.001 | 935.0848 | 0.047409 |  |  | 900.529 | 0.0011254 | 1174.5115 | 0.54967 | 1285.5529 | 0.70017 |  |  | 1097.2783 | 0 | 1097.2717 | 0.03733
| 789.7962 | 0.70582 | 592.8256 | 7.3508e-05 | 592.8256 | 0.00054818 | 593.2738 | 0.0006605 | 789.0998 | 0 | 592.8256 | 0.00094457 | 792.1832 | 0.001927 | 789.7962 | 0.012061 | 592.8256 | 0.001 | 935.1719 | 0.046669 |  |  | 900.778 | 0.001124 | 1174.5791 | 0.55063 | 1285.7552 | 0.70485 |  |  | 1097.3374 | 0 | 1097.3307 | 0.0379
| 789.9619 | 0.69016 | 593.0547 | -0.00041452 | 593.0547 | -0.0012543 | 593.5024 | -0.00055945 | 789.2656 | 0 | 593.0547 | -0.00056887 | 792.35 | 0.0022592 | 789.9619 | 0.012368 | 593.0547 | 0 | 935.2589 | 0.047451 |  |  | 901.026 | 0.00052002 | 1174.6466 | 0.55161 | 1285.9578 | 0.70948 |  |  | 1097.3964 | 0 | 1097.3898 | 0.03851
| 790.1275 | 0.6846 | 593.2837 | 0.000567 | 593.2837 | 5.8008e-05 | 593.7311 | 0.00012102 | 789.4313 | 0 | 593.2837 | 0.00047702 | 792.5168 | 0.0020858 | 790.1275 | 0.012403 | 593.2837 | 0 | 935.3459 | 0.049039 |  |  | 901.275 | 0.00073615 | 1174.7142 | 0.55257 | 1286.1603 | 0.71391 |  |  | 1097.4553 | 0 | 1097.4487 | 0.03908
| 790.2932 | 0.6725 | 593.5127 | -0.00054964 | 593.5127 | 0.00028296 | 593.9598 | 0.00024957 | 789.5971 | 0 | 593.5127 | -0.00052175 | 792.6836 | 0.0024431 | 790.2932 | 0.012673 | 593.5127 | -0.00080096 | 935.433 | 0.0496 |  |  | 901.524 | 0.00096802 | 1174.7819 | 0.55352 | 1286.3629 | 0.71802 |  |  | 1097.5144 | 0 | 1097.5077 | 0.03955
| 790.4589 | 0.66125 | 593.7418 | 0.00077792 | 593.7418 | 0.0010682 | 594.1885 | 0.00062419 | 789.7628 | 0 | 593.7418 | 0.00024042 | 792.8505 | 0.0023007 | 790.4589 | 0.012806 | 593.7418 | 0 | 935.5201 | 0.049016 |  |  | 901.773 | 0.0012303 | 1174.8495 | 0.55448 | 1286.5657 | 0.7217 |  |  | 1097.5734 | 0 | 1097.5668 | 0.03988
| 790.6245 | 0.65861 | 593.9708 | -0.00045123 | 593.9708 | -0.0001354 | 594.4172 | -0.00037071 | 789.9286 | 0 | 593.9708 | -0.00018951 | 793.0173 | 0.0026604 | 790.6245 | 0.013052 | 593.9708 | 0.001 | 935.6071 | 0.048171 |  |  | 902.022 | 0.00061914 | 1174.917 | 0.55543 | 1286.7684 | 0.72494 |  |  | 1097.6323 | 0 | 1097.6257 | 0.04006
| 790.7902 | 0.64378 | 594.1999 | 0.00039577 | 594.1999 | 0.0012329 | 594.6459 | 0.00056162 | 790.0944 | 0 | 594.1999 | 0.0003658 | 793.1841 | 0.0025237 | 790.7902 | 0.013017 | 594.1999 | 0 | 935.6942 | 0.048938 |  |  | 902.271 | 0.00076235 | 1174.9846 | 0.55637 | 1286.9712 | 0.72781 |  |  | 1097.6914 | 0 | 1097.6848 | 0.04012
| 790.9559 | 0.63399 | 594.429 | -0.00033232 | 594.429 | -0.0015481 | 594.8747 | -0.0001747 | 790.2601 | 0 | 594.429 | -0.00055352 | 793.351 | 0.0028782 | 790.9559 | 0.013199 | 594.429 | 0.00040048 | 935.7814 | 0.049827 |  |  | 902.52 | 0.0014567 | 1175.0522 | 0.55732 | 1287.1741 | 0.73045 |  |  | 1097.7505 | 0 | 1097.7438 | 0.04009
| 791.1216 | 0.62824 | 594.6581 | 0.00053548 | 594.6581 | 0.00074072 | 595.1035 | 0.00098043 | 790.4259 | 0 | 594.6581 | 0.00038387 | 793.5178 | 0.002732 | 791.1216 | 0.013252 | 594.6581 | 0 | 935.8685 | 0.04903 |  |  | 902.77 | 0.0012728 | 1175.1199 | 0.55826 | 1287.3771 | 0.73304 |  |  | 1097.8094 | 0 | 1097.8029 | 0.04001
| 791.2873 | 0.61525 | 594.8872 | -0.00052577 | 594.8872 | 0.00044244 | 595.3322 | -0.00061399 | 790.5917 | 0 | 594.8872 | -0.00038922 | 793.6847 | 0.0030806 | 791.2873 | 0.013477 | 594.8872 | 0 | 935.9557 | 0.048645 |  |  | 903.019 | 0.0011366 | 1175.1875 | 0.55919 | 1287.5801 | 0.73574 |  |  | 1097.8685 | 0 | 1097.8619 | 0.0399
| 791.453 | 0.61006 | 595.1163 | 9.3217e-05 | 595.1163 | 0.0014229 | 595.561 | 0.0011369 | 790.7575 | 0 | 595.1163 | 0.00037074 | 793.8516 | 0.0029697 | 791.453 | 0.01346 | 595.1163 | 0 | 936.0428 | 0.04849 |  |  | 903.269 | 0.00090703 | 1175.2551 | 0.56011 | 1287.7831 | 0.73864 |  |  | 1097.9276 | 0 | 1097.9209 | 0.03975
| 791.6187 | 0.59948 | 595.3455 | -0.00053909 | 595.3455 | -0.0006606 | 595.7897 | -0.00038032 | 790.9233 | 0 | 595.3455 | -0.00037468 | 794.0184 | 0.0033261 | 791.6187 | 0.01357 | 595.3455 | 0 | 936.1301 | 0.048916 |  |  | 903.519 | 0.0010023 | 1175.3229 | 0.56103 | 1287.9863 | 0.74174 |  |  | 1097.9866 | 0 | 1097.98 | 0.03953
| 791.7844 | 0.58714 | 595.5746 | 0.00039894 | 595.5746 | 9.1653e-05 | 596.0186 | 0.00035169 | 791.0891 | 0.0017667 | 595.5746 | 0.00041182 | 794.1853 | 0.0032146 | 791.7844 | 0.013639 | 595.5746 | 0.00020024 | 936.2173 | 0.049635 |  |  | 903.769 | 0.00099637 | 1175.3905 | 0.56195 | 1288.1895 | 0.74493 |  |  | 1098.0457 | 0 | 1098.0391 | 0.03924
| 791.9501 | 0.58539 | 595.8038 | -0.00073294 | 595.8038 | -0.00050631 | 596.2474 | -0.00019705 | 791.2549 | 0 | 595.8038 | -0.00058681 | 794.3522 | 0.0036361 | 791.9501 | 0.013813 | 595.8038 | 0.00060052 | 936.3045 | 0.049169 |  |  | 904.019 | 0.00083815 | 1175.4581 | 0.56286 | 1288.3927 | 0.74807 |  |  | 1098.1047 | 0 | 1098.0981 | 0.03885
| 792.1158 | 0.57461 | 596.0329 | 0.00056314 | 596.0329 | 0.00067295 | 596.4762 | -0.00014057 | 791.4207 | 0.0046468 | 596.0329 | 0.00016549 | 794.5191 | 0.0035189 | 792.1158 | 0.013918 | 596.0329 | 0 | 936.3917 | 0.04956 |  |  | 904.269 | 0.0010868 | 1175.5259 | 0.56377 | 1288.5961 | 0.75103 |  |  | 1098.1638 | 0 | 1098.1572 | 0.03837
| 792.2815 | 0.56724 | 596.2621 | -0.00021772 | 596.2621 | -0.00045953 | 596.705 | -0.00063489 | 791.5865 | 0.00056998 | 596.2621 | -0.0005513 | 794.6859 | 0.0038924 | 792.2815 | 0.014033 | 596.2621 | 0 | 936.479 | 0.050805 |  |  | 904.52 | 0.0012572 | 1175.5935 | 0.56467 | 1288.7994 | 0.75379 |  |  | 1098.2229 | 0 | 1098.2163 | 0.03784
| 792.4472 | 0.55381 | 596.4913 | 0.00014855 | 596.4913 | 0.00083281 | 596.9338 | -0.00017977 | 791.7523 | 0.0064668 | 596.4913 | 0.00028463 | 794.8528 | 0.0037976 | 792.4472 | 0.014221 | 596.4913 | 0 | 936.5663 | 0.051027 |  |  | 904.77 | 0.00077412 | 1175.6613 | 0.56557 | 1289.0029 | 0.7564 |  |  | 1098.282 | 0 | 1098.2754 | 0.0373
| 792.613 | 0.54127 | 596.7205 | -0.00040512 | 596.7205 | -0.00080717 | 597.1627 | -0.00030486 | 791.9181 | 0.0049899 | 596.7205 | -0.00037116 | 795.0197 | 0.0041516 | 792.613 | 0.014269 | 596.7205 | 0 | 936.6536 | 0.050034 |  |  | 905.021 | 0.0009458 | 1175.7289 | 0.56646 | 1289.2064 | 0.75902 |  |  | 1098.3411 | 0 | 1098.3345 | 0.03682
| 792.7787 | 0.53305 | 596.9497 | 0.00061083 | 596.9497 | -0.00013662 | 597.3915 | 0.00044764 | 792.0839 | 0.0096869 | 596.9497 | 8.5946e-05 | 795.1866 | 0.0040403 | 792.7787 | 0.014407 | 596.9497 | 0 | 936.7409 | 0.049698 |  |  | 905.272 | 0.0011378 | 1175.7966 | 0.56735 | 1289.41 | 0.76186 |  |  | 1098.4001 | 0 | 1098.3936 | 0.03645
| 792.9444 | 0.52031 | 597.179 | -0.00052892 | 597.179 | -0.0013019 | 597.6204 | -0.00026069 | 792.2497 | 0.0051698 | 597.179 | -0.00061885 | 795.3535 | 0.0044463 | 792.9444 | 0.014386 | 597.179 | 0 | 936.8282 | 0.051126 |  |  | 905.523 | 0.00072129 | 1175.8644 | 0.56824 | 1289.6138 | 0.76504 |  |  | 1098.4594 | 0 | 1098.4526 | 0.03623
| 793.1102 | 0.50895 | 597.4082 | 0.00046077 | 597.4082 | 0.00048511 | 597.8493 | 0.00069306 | 792.4155 | 0.0070268 | 597.4082 | 0.00067077 | 795.5205 | 0.0044144 | 793.1102 | 0.01457 | 597.4082 | 0 | 936.9156 | 0.051645 |  |  | 905.774 | 0.00076272 | 1175.932 | 0.56911 | 1289.8174 | 0.76862 |  |  | 1098.5184 | 0 | 1098.5118 | 0.03617
| 793.2759 | 0.5026 | 597.6374 | -0.00058102 | 597.6374 | -0.00030662 | 598.0782 | -0.00075189 | 792.5814 | 0.0078098 | 597.6374 | -0.00061008 | 795.6874 | 0.0048124 | 793.2759 | 0.01449 | 597.6374 | 0 | 937.0029 | 0.051408 |  |  | 906.025 | 0.00092956 | 1175.9998 | 0.56999 | 1290.0212 | 0.77251 |  |  | 1098.5775 | 0 | 1098.5709 | 0.03627
| 793.4416 | 0.49604 | 597.8667 | 0.00052126 | 597.8667 | 0.00038671 | 598.3071 | 0.00031408 | 792.7472 | 0.010527 | 597.8667 | 0.00025092 | 795.8543 | 0.0047863 | 793.4416 | 0.014643 | 597.8667 | 0 | 937.0903 | 0.05206 |  |  | 906.277 | 0.00082751 | 1176.0675 | 0.57086 | 1290.2251 | 0.77653 |  |  | 1098.6367 | 0 | 1098.63 | 0.03651
| 793.6074 | 0.48112 | 598.096 | -0.00040007 | 598.096 | -0.00099741 | 598.536 | 1.3683e-05 | 792.9131 | 0.0091497 | 598.096 | -0.0003627 | 796.0212 | 0.0051817 | 793.6074 | 0.014583 | 598.096 | 0 | 937.1777 | 0.051629 |  |  | 906.528 | 0.00082217 | 1176.1353 | 0.57172 | 1290.429 | 0.78042 |  |  | 1098.6958 | 0 | 1098.6892 | 0.03688
| 793.7731 | 0.47982 | 598.3253 | 0.00017484 | 598.3253 | 0.001298 | 598.765 | 0.00029068 | 793.0789 | 0.010707 | 598.3253 | 0.00059427 | 796.1882 | 0.0051673 | 793.7731 | 0.014852 | 598.3253 | 0 | 937.2651 | 0.050892 |  |  | 906.78 | 0.0011668 | 1176.203 | 0.57258 | 1290.6329 | 0.78395 |  |  | 1098.7549 | 0 | 1098.7483 | 0.03734
| 793.9389 | 0.47282 | 598.5546 | -0.00036459 | 598.5546 | 4.3198e-05 | 598.9939 | -0.00064632 | 793.2447 | 0.01277 | 598.5546 | -0.00034282 | 796.3551 | 0.0055424 | 793.9389 | 0.014726 | 598.5545 | 0 | 937.3525 | 0.051489 |  |  | 907.032 | 0.0012232 | 1176.2707 | 0.57343 | 1290.837 | 0.78693 |  |  | 1098.8141 | 0 | 1098.8075 | 0.03787
| 794.1047 | 0.46252 | 598.7839 | 6.315e-05 | 598.7839 | 0.00050178 | 599.2228 | 0.00063735 | 793.4106 | 0.012427 | 598.7839 | 0.00027612 | 796.5221 | 0.005546 | 794.1047 | 0.014969 | 598.7839 | 0.001 | 937.44 | 0.052201 |  |  | 907.284 | 0.00088771 | 1176.3385 | 0.57429 | 1291.0411 | 0.78929 |  |  | 1098.8733 | 0 | 1098.8666 | 0.03841
| 794.2704 | 0.4534 | 599.0132 | -0.00057209 | 599.0132 | -0.0014636 | 599.4518 | -0.00082537 | 793.5765 | 0.01325 | 599.0132 | -0.00045777 | 796.689 | 0.0059446 | 794.2704 | 0.014763 | 599.0132 | 0 | 937.5275 | 0.051956 |  |  | 907.536 | 0.00086662 | 1176.4064 | 0.57513 | 1291.2452 | 0.79107 |  |  | 1098.9324 | 0 | 1098.9258 | 0.03895
| 794.4362 | 0.44106 | 599.2425 | 0.00025159 | 599.2425 | 0.00015135 | 599.6808 | 0.00044656 | 793.7423 | 0.015707 | 599.2425 | 0.00071187 | 796.856 | 0.0059731 | 794.4362 | 0.015027 | 599.2425 | 0 | 937.6149 | 0.05166 |  |  | 907.788 | 0.0017581 | 1176.4741 | 0.57597 | 1291.4495 | 0.7924 |  |  | 1098.9916 | 0 | 1098.985 | 0.03943
| 794.602 | 0.43153 | 599.4718 | -0.00073688 | 599.4718 | -0.00073051 | 599.9098 | 5.721e-07 | 793.9082 | 0.01197 | 599.4718 | -0.00028439 | 797.0229 | 0.006348 | 794.602 | 0.014774 | 599.4719 | 0 | 937.7024 | 0.052785 |  |  | 908.041 | 0.00074547 | 1176.5419 | 0.57682 | 1291.6538 | 0.79353 |  |  | 1099.0508 | 0 | 1099.0441 | 0.03982
| 794.7677 | 0.4206 | 599.7012 | 0.00043904 | 599.7012 | -0.00027559 | 600.1388 | -0.00012778 | 794.0741 | 0.018007 | 599.7012 | 0.00051129 | 797.1899 | 0.0063522 | 794.7677 | 0.015039 | 599.7012 | 0 | 937.7899 | 0.054297 |  |  | 908.293 | 0.00072846 | 1176.6097 | 0.57765 | 1291.8582 | 0.79472 |  |  | 1099.1099 | 0 | 1099.1033 | 0.04009
| 794.9335 | 0.42346 | 599.9306 | -0.0003372 | 599.9306 | -0.0012784 | 600.3678 | -8.4212e-05 | 794.2399 | 0.016709 | 599.9306 | -0.00033147 | 797.3569 | 0.0067157 | 794.9335 | 0.014737 | 599.9306 | 0.001 | 937.8774 | 0.054371 |  |  | 908.546 | 0.00090924 | 1176.6775 | 0.57849 | 1292.0626 | 0.79621 |  |  | 1099.1691 | 0 | 1099.1625 | 0.04021
| 795.0993 | 0.41332 | 600.1599 | 0.00042668 | 600.1599 | 0.00080384 | 600.5968 | 0.00032867 | 794.4058 | 0.020367 | 600.1599 | 7.479e-05 | 797.5239 | 0.0067394 | 795.0993 | 0.015078 | 600.1599 | 0.0014 | 937.965 | 0.053138 |  |  | 908.799 | 0.0011875 | 1176.7454 | 0.57932 | 1292.2671 | 0.79815 |  |  | 1099.2283 | 0 | 1099.2217 | 0.04016
| 795.2651 | 0.40545 | 600.3893 | -0.00039289 | 600.3893 | -0.0016149 | 600.8259 | -0.00024831 | 794.5717 | 0.017469 | 600.3893 | -0.00038184 | 797.6908 | 0.0071486 | 795.2651 | 0.01478 | 600.3893 | 0 | 938.0526 | 0.053727 |  |  | 909.052 | 0.0011109 | 1176.8131 | 0.58014 | 1292.4717 | 0.80058 |  |  | 1099.2875 | 0 | 1099.2809 | 0.03995
| 795.4309 | 0.39581 | 600.6187 | 0.00028385 | 600.6187 | 0.0011222 | 601.0549 | 0.00044841 | 794.7376 | 0.021647 | 600.6187 | 0.00055497 | 797.8578 | 0.0072011 | 795.4309 | 0.015178 | 600.6187 | 0 | 938.1401 | 0.055834 |  |  | 909.305 | 0.00083531 | 1176.881 | 0.58096 | 1292.6763 | 0.80342 |  |  | 1099.3467 | 0 | 1099.3401 | 0.03959
| 795.5967 | 0.38768 | 600.8481 | -0.00044469 | 600.8481 | -0.00048806 | 601.2839 | -0.00023658 | 794.9035 | 0.022669 | 600.8481 | -8.8345e-05 | 798.0248 | 0.0076752 | 795.5967 | 0.014742 | 600.8481 | 0 | 938.2276 | 0.056519 |  |  | 909.558 | 0.00052788 | 1176.9488 | 0.58178 | 1292.881 | 0.80653 |  |  | 1099.4059 | 0 | 1099.3993 | 0.03911
| 795.7625 | 0.38139 | 601.0775 | 0.00030472 | 601.0775 | 4.3106e-05 | 601.513 | -8.2373e-05 | 795.0694 | 0.022827 | 601.0775 | 0.0004946 | 798.1918 | 0.00776 | 795.7625 | 0.015141 | 601.0775 | 0.00060052 | 938.3152 | 0.055799 |  |  | 909.811 | 0.0011664 | 1177.0167 | 0.5826 | 1293.0857 | 0.80976 |  |  | 1099.4651 | 0 | 1099.4585 | 0.03855
| 795.9283 | 0.37535 | 601.307 | -0.0003673 | 601.307 | -0.00055804 | 601.7421 | -0.00027122 | 795.2353 | 0.024749 | 601.307 | -0.00058995 | 798.3588 | 0.0082501 | 795.9283 | 0.014716 | 601.307 | 0 | 938.4028 | 0.055584 |  |  | 910.065 | 0.00089493 | 1177.0846 | 0.58341 | 1293.2905 | 0.81302 |  |  | 1099.5243 | 0 | 1099.5177 | 0.03797
| 796.0941 | 0.36483 | 601.5364 | 0.00030452 | 601.5364 | 0.000393 | 601.9712 | 0.00065743 | 795.4012 | 0.022327 | 601.5364 | 7.3054e-05 | 798.5259 | 0.0083171 | 796.0941 | 0.015169 | 601.5364 | 0 | 938.4905 | 0.055678 |  |  | 910.318 | 0.0012618 | 1177.1523 | 0.58422 | 1293.4954 | 0.81632 |  |  | 1099.5836 | 0 | 1099.5769 | 0.03742
| 796.2599 | 0.35718 | 601.7659 | -0.00028663 | 601.7659 | -0.00067991 | 602.2003 | -0.00054799 | 795.5671 | 0.026109 | 601.7659 | -0.0004576 | 798.6929 | 0.0087702 | 796.2599 | 0.014686 | 601.7659 | 0 | 938.5781 | 0.055408 |  |  | 910.572 | 0.00049326 | 1177.2202 | 0.58503 | 1293.7003 | 0.81973 |  |  | 1099.6428 | 0 | 1099.6361 | 0.03695
| 796.4257 | 0.35123 | 601.9953 | 0.00026207 | 601.9953 | -0.00027283 | 602.4294 | 0.0006597 | 795.733 | 0.025967 | 601.9953 | 0.00046911 | 798.8599 | 0.0088918 | 796.4257 | 0.015133 | 601.9953 | 0 | 938.6658 | 0.05599 |  |  | 910.826 | 0.0011234 | 1177.2882 | 0.58583 | 1293.9054 | 0.82336 |  |  | 1099.702 | 0 | 1099.6954 | 0.03659
| 796.5915 | 0.34122 | 602.2248 | -0.00044004 | 602.2248 | -0.00050197 | 602.6585 | -9.6826e-06 | 795.8989 | 0.025509 | 602.2248 | -0.0002229 | 799.0269 | 0.0093566 | 796.5915 | 0.014653 | 602.2248 | 0 | 938.7535 | 0.056072 |  |  | 911.08 | 0.00076196 | 1177.3561 | 0.58663 | 1294.1105 | 0.82728 |  |  | 1099.7612 | 0 | 1099.7546 | 0.03632
| 796.7574 | 0.33599 | 602.4543 | 6.2969e-05 | 602.4543 | -0.00025013 | 602.8876 | 0.00023201 | 796.0648 | 0.023127 | 602.4543 | 0.0004413 | 799.194 | 0.0094451 | 796.7574 | 0.01513 | 602.4543 | 0 | 938.8412 | 0.05596 |  |  | 911.334 | 0.001179 | 1177.424 | 0.58743 | 1294.3156 | 0.83147 |  |  | 1099.8206 | 0 | 1099.814 | 0.03612
| 796.9232 | 0.32812 | 602.6838 | -0.00063703 | 602.6838 | 0.00010531 | 603.1168 | -0.00040241 | 796.2308 | 0.027189 | 602.6838 | -0.00039789 | 799.361 | 0.0098765 | 796.9232 | 0.014585 | 602.6838 | 0 | 938.9289 | 0.056577 |  |  | 911.589 | 0.00065163 | 1177.4918 | 0.58823 | 1294.5208 | 0.83579 |  |  | 1099.8798 | 0 | 1099.8732 | 0.03595
| 797.089 | 0.32736 | 602.9133 | 1.99e-05 | 602.9133 | 1.2435e-05 | 603.3459 | 0.00067006 | 796.3967 | 0.027947 | 602.9133 | 0.00016789 | 799.528 | 0.010032 | 797.089 | 0.01506 | 602.9133 | 0 | 939.0167 | 0.057115 |  |  | 911.843 | 0.0010807 | 1177.5597 | 0.58903 | 1294.7261 | 0.84008 |  |  | 1099.9391 | 0 | 1099.9325 | 0.03576
| 797.2549 | 0.31938 | 603.1428 | 5.5711e-06 | 603.1428 | -0.00032025 | 603.5751 | 3.6751e-05 | 796.5626 | 0.022749 | 603.1428 | -0.00064007 | 799.6951 | 0.010396 | 797.2549 | 0.014445 | 603.1428 | 0 | 939.1044 | 0.057241 |  |  | 912.098 | 0.0006224 | 1177.6277 | 0.58982 | 1294.9314 | 0.84415 |  |  | 1099.9983 | 0 | 1099.9917 | 0.03551
| 797.4207 | 0.30572 | 603.3724 | 0.00031112 | 603.3724 | -0.00019102 | 603.8043 | 0.00054487 | 796.7286 | 0.030107 | 603.3724 | 7.7036e-05 | 799.8621 | 0.010532 | 797.4207 | 0.01497 | 603.3724 | 0 | 939.1921 | 0.057414 |  |  | 912.353 | 0.0012342 | 1177.6956 | 0.59062 | 1295.1367 | 0.84785 |  |  | 1100.0576 | 0 | 1100.051 | 0.03521
| 797.5866 | 0.30582 | 603.6019 | -0.00036199 | 603.6019 | -0.00067768 | 604.0335 | -0.00030494 | 796.8945 | 0.026289 | 603.6019 | -0.00044974 | 800.0292 | 0.010979 | 797.5866 | 0.014386 | 603.6019 | 0 | 939.28 | 0.057981 |  |  | 912.608 | 0.0013716 | 1177.7635 | 0.59141 | 1295.3423 | 0.85114 |  |  | 1100.1169 | 0 | 1100.1102 | 0.03485
| 797.7524 | 0.29781 | 603.8315 | 0.00048443 | 603.8315 | 0.00052156 | 604.2627 | 0.00048475 | 797.0604 | 0.029767 | 603.8315 | 0.00065971 | 800.1963 | 0.011241 | 797.7524 | 0.014984 | 603.8315 | 0 | 939.3677 | 0.057579 |  |  | 912.863 | 0.00080087 | 1177.8314 | 0.5922 | 1295.5477 | 0.85402 |  |  | 1100.1762 | 0 | 1100.1696 | 0.03447
| 797.9183 | 0.29075 | 604.061 | -0.00045751 | 604.061 | -0.00050412 | 604.4919 | -0.00032563 | 797.2264 | 0.024589 | 604.061 | -0.00034555 | 800.3633 | 0.011716 | 797.9183 | 0.014398 | 604.0611 | 0 | 939.4556 | 0.057805 |  |  | 913.118 | 0.00099436 | 1177.8994 | 0.59299 | 1295.7534 | 0.85657 |  |  | 1100.2355 | 0 | 1100.2289 | 0.03409
| 798.0841 | 0.29185 | 604.2906 | 0.00038519 | 604.2906 | 0.00038553 | 604.7211 | -2.508e-05 | 797.3923 | 0.025687 | 604.2906 | 0.00022762 | 800.5304 | 0.011962 | 798.0841 | 0.014989 | 604.2906 | 0 | 939.5434 | 0.059513 |  |  | 913.373 | 0.00089199 | 1177.9674 | 0.59377 | 1295.959 | 0.8589 |  |  | 1100.2948 | 0 | 1100.2882 | 0.03376
| 798.25 | 0.27908 | 604.5202 | -0.00060932 | 604.5202 | -0.00093446 | 604.9504 | -0.00033202 | 797.5583 | 0.023449 | 604.5202 | -0.00039034 | 800.6975 | 0.012458 | 798.25 | 0.014315 | 604.5202 | 0 | 939.6313 | 0.060288 |  |  | 913.629 | 0.00072185 | 1178.0353 | 0.59456 | 1296.1648 | 0.86112 |  |  | 1100.3541 | 0 | 1100.3475 | 0.03351
| 798.4158 | 0.27814 | 604.7498 | 0.00020075 | 604.7498 | -0.00017016 | 605.1796 | 2.8393e-06 | 797.7243 | 0.025327 | 604.7498 | 0.00023386 | 800.8646 | 0.012661 | 798.4158 | 0.014868 | 604.7498 | 0 | 939.7191 | 0.060026 |  |  | 913.885 | 0.00078867 | 1178.1033 | 0.59533 | 1296.3706 | 0.86329 |  |  | 1100.4135 | 0 | 1100.4069 | 0.03334
| 798.5817 | 0.26527 | 604.9794 | -0.00036651 | 604.9794 | -0.0006153 | 605.4089 | -0.00030745 | 797.8902 | 0.027049 | 604.9794 | -0.00044663 | 801.0317 | 0.013066 | 798.5817 | 0.014156 | 604.9794 | 0 | 939.807 | 0.059376 |  |  | 914.14 | 0.00048995 | 1178.1713 | 0.59612 | 1296.5764 | 0.86546 |  |  | 1100.4728 | 0 | 1100.4662 | 0.03327
| 798.7476 | 0.2626 | 605.2091 | 0.00035429 | 605.2091 | 0.0012734 | 605.6382 | 0.0004223 | 798.0562 | 0.039947 | 605.2091 | 0.00049075 | 801.1988 | 0.013364 | 798.7476 | 0.014782 | 605.2091 | 0 | 939.8949 | 0.05905 |  |  | 914.396 | 0.00087417 | 1178.2393 | 0.5969 | 1296.7823 | 0.86764 |  |  | 1100.5321 | 0 | 1100.5255 | 0.03329
| 798.9134 | 0.25813 | 605.4387 | -0.00041837 | 605.4387 | 8.8572e-06 | 605.8674 | 0.00020164 | 798.2222 | 0.029749 | 605.4387 | -0.00048193 | 801.3659 | 0.013827 | 798.9134 | 0.014094 | 605.4387 | 0 | 939.9828 | 0.058875 |  |  | 914.652 | 0.00079814 | 1178.3073 | 0.59768 | 1296.9883 | 0.86981 |  |  | 1100.5914 | 0 | 1100.5848 | 0.03339
| 799.0793 | 0.2543 | 605.6683 | 2.7018e-05 | 605.6683 | 0.00058787 | 606.0967 | 0.00020849 | 798.3882 | 0.038587 | 605.6683 | 0.00039892 | 801.533 | 0.014134 | 799.0793 | 0.014768 | 605.6684 | 0 | 940.0707 | 0.058621 |  |  | 914.909 | 0.00087391 | 1178.3752 | 0.59846 | 1297.1943 | 0.87196 |  |  | 1100.6508 | 0 | 1100.6442 | 0.03355
| 799.2452 | 0.24743 | 605.898 | -0.00045898 | 605.898 | -0.001428 | 606.326 | -0.00013137 | 798.5541 | 0.033129 | 605.898 | -0.00033203 | 801.7001 | 0.014687 | 799.2452 | 0.014066 | 605.898 | 0 | 940.1587 | 0.059321 |  |  | 915.165 | 0.00076288 | 1178.4432 | 0.59924 | 1297.4005 | 0.87409 |  |  | 1100.7101 | 0 | 1100.7035 | 0.03376
| 799.4111 | 0.24277 | 606.1277 | 0.00030577 | 606.1277 | 0.00087113 | 606.5554 | -0.00014896 | 798.7201 | 0.034427 | 606.1277 | 0.00050794 | 801.8672 | 0.01504 | 799.4111 | 0.014762 | 606.1277 | 0 | 940.2467 | 0.060238 |  |  | 915.421 | 0.0011321 | 1178.5113 | 0.60002 | 1297.6067 | 0.87619 |  |  | 1100.7695 | 0 | 1100.7628 | 0.034
| 799.577 | 0.2342 | 606.3574 | -0.00033285 | 606.3574 | -0.00051095 | 606.7847 | -2.4377e-05 | 798.8861 | 0.034149 | 606.3574 | -0.00064214 | 802.0343 | 0.015459 | 799.577 | 0.014015 | 606.3574 | 0 | 940.3347 | 0.060436 |  |  | 915.678 | 0.0011312 | 1178.5793 | 0.60079 | 1297.813 | 0.87831 |  |  | 1100.8289 | 0 | 1100.8223 | 0.03428
| 799.7429 | 0.22835 | 606.5871 | 7.3522e-05 | 606.5871 | 0.00109 | 607.014 | 0.00025167 | 799.0521 | 0.046248 | 606.5871 | 0.00038882 | 802.2015 | 0.015752 | 799.7429 | 0.014723 | 606.587 | 0 | 940.4227 | 0.06029 |  |  | 915.935 | 0.00080802 | 1178.6473 | 0.60157 | 1298.0193 | 0.88046 |  |  | 1100.8882 | 0 | 1100.8816 | 0.03458
| 799.9088 | 0.22358 | 606.8168 | -0.00020088 | 606.8168 | 2.7769e-06 | 607.2433 | -0.00066731 | 799.2181 | 0.047109 | 606.8168 | -0.00034068 | 802.3686 | 0.016194 | 799.9088 | 0.013989 | 606.8167 | 0 | 940.5107 | 0.059924 |  |  | 916.192 | 0.0011903 | 1178.7154 | 0.60235 | 1298.2256 | 0.88264 |  |  | 1100.9476 | 0 | 1100.9409 | 0.0349
| 800.0747 | 0.21949 | 607.0465 | 0.00028684 | 607.0465 | -0.00042933 | 607.4727 | 0.00020076 | 799.3841 | 0.053848 | 607.0465 | 0.00027526 | 802.5357 | 0.016453 | 800.0747 | 0.01479 | 607.0465 | 0 | 940.5987 | 0.059635 |  |  | 916.449 | 0.0012179 | 1178.7834 | 0.60312 | 1298.4321 | 0.88486 |  |  | 1101.007 | 0 | 1101.0004 | 0.03522
| 800.2406 | 0.21576 | 607.2762 | -0.00023461 | 607.2762 | -0.00096059 | 607.7021 | -0.00021355 | 799.5501 | 0.053608 | 607.2762 | -0.00061166 | 802.7029 | 0.016913 | 800.2406 | 0.01409 | 607.2762 | 0 | 940.6868 | 0.060106 |  |  | 916.706 | 0.00094969 | 1178.8516 | 0.6039 | 1298.6386 | 0.88711 |  |  | 1101.0664 | 0 | 1101.0597 | 0.03555
| 800.4065 | 0.21128 | 607.5059 | 0.00037559 | 607.5059 | 0.00021661 | 607.9315 | 0.00057225 | 799.7162 | 0.050608 | 607.5059 | 0.00061373 | 802.87 | 0.017332 | 800.4065 | 0.014855 | 607.5059 | 0 | 940.7748 | 0.060739 |  |  | 916.964 | 0.0012941 | 1178.9196 | 0.60467 | 1298.8452 | 0.88939 |  |  | 1101.1257 | 0 | 1101.1191 | 0.03587
| 800.5724 | 0.20855 | 607.7357 | -0.00051021 | 607.7357 | -0.00090241 | 608.1609 | -0.00034021 | 799.8822 | 0.050508 | 607.7357 | -0.00050801 | 803.0372 | 0.017858 | 800.5724 | 0.014126 | 607.7357 | 0 | 940.8629 | 0.061649 |  |  | 917.221 | 0.00089767 | 1178.9877 | 0.60544 | 1299.0519 | 0.89173 |  |  | 1101.1852 | 0 | 1101.1785 | 0.0362
| 800.7383 | 0.20673 | 607.9654 | 0.00048201 | 607.9654 | -0.00086434 | 608.3903 | 0.00011973 | 800.0482 | 0.052168 | 607.9654 | 0.00059349 | 803.2044 | 0.018265 | 800.7383 | 0.014938 | 607.9655 | 0 | 940.9509 | 0.062908 |  |  | 917.479 | 0.00073384 | 1179.0558 | 0.60622 | 1299.2585 | 0.89419 |  |  | 1101.2445 | 0 | 1101.2379 | 0.03653
| 800.9043 | 0.19671 | 608.1952 | -0.00036741 | 608.1952 | -0.00045532 | 608.6197 | -0.00029642 | 800.2142 | 0.049209 | 608.1952 | -0.00029133 | 803.3715 | 0.018787 | 800.9043 | 0.014317 | 608.1952 | 0 | 941.0391 | 0.062993 |  |  | 917.736 | 0.00079363 | 1179.1238 | 0.60699 | 1299.4653 | 0.89684 |  |  | 1101.304 | 0 | 1101.2974 | 0.03688
| 801.0702 | 0.1921 | 608.425 | 0.00048674 | 608.425 | -0.00037605 | 608.8491 | 0.00093871 | 800.3803 | 0.055888 | 608.425 | 0.00046889 | 803.5387 | 0.019202 | 801.0702 | 0.015116 | 608.425 | 0 | 941.1271 | 0.062665 |  |  | 917.994 | 0.00096256 | 1179.1919 | 0.60775 | 1299.6721 | 0.89974 |  |  | 1101.3634 | 0 | 1101.3568 | 0.03725
| 801.2361 | 0.18998 | 608.6548 | -0.0001752 | 608.6548 | -0.00061027 | 609.0786 | 0.00010731 | 800.5463 | 0.050328 | 608.6548 | -0.00018214 | 803.7059 | 0.019653 | 801.2361 | 0.014425 | 608.6548 | 0 | 941.2153 | 0.062691 |  |  | 918.253 | 0.0007234 | 1179.26 | 0.60852 | 1299.879 | 0.9029 |  |  | 1101.4228 | 0 | 1101.4161 | 0.03762
| 801.4021 | 0.18752 | 608.8846 | 0.00026023 | 608.8846 | 0.00073635 | 609.308 | 0.00069996 | 800.7123 | 0.055228 | 608.8846 | 0.00022849 | 803.8731 | 0.02014 | 801.4021 | 0.015265 | 608.8846 | 0 | 941.3035 | 0.063233 |  |  | 918.511 | 0.00091391 | 1179.3281 | 0.6093 | 1300.0861 | 0.90631 |  |  | 1101.4823 | 0 | 1101.4756 | 0.03797
| 801.568 | 0.18196 | 609.1144 | -0.00042093 | 609.1144 | 0.00053531 | 609.5375 | -5.5692e-05 | 800.8784 | 0.056488 | 609.1144 | -0.00073121 | 804.0403 | 0.020782 | 801.568 | 0.014593 | 609.1144 | 0 | 941.3917 | 0.064434 |  |  | 918.769 | 0.00087638 | 1179.3962 | 0.61007 | 1300.2931 | 0.9099 |  |  | 1101.5418 | 0 | 1101.535 | 0.03824
| 801.7339 | 0.18316 | 609.3442 | 0.00044914 | 609.3442 | -0.00024619 | 609.767 | 0.00034606 | 801.0444 | 0.060868 | 609.3442 | 0.00037805 | 804.2074 | 0.021287 | 801.7339 | 0.015506 | 609.3442 | 0 | 941.4799 | 0.06525 |  |  | 919.028 | 0.0011352 | 1179.4644 | 0.61084 | 1300.5002 | 0.9136 |  |  | 1101.6012 | 0 | 1101.5945 | 0.03841
| 801.8999 | 0.17598 | 609.5741 | -0.00070624 | 609.5741 | -0.00063788 | 609.9965 | -0.001163 | 801.2105 | 0.060348 | 609.5741 | -0.00039781 | 804.3746 | 0.021839 | 801.8999 | 0.014804 | 609.5741 | 0 | 941.5681 | 0.06534 |  |  | 919.286 | 0.00090031 | 1179.5326 | 0.6116 | 1300.7074 | 0.91732 |  |  | 1101.6606 | 0 | 1101.6539 | 0.03844
| 802.0658 | 0.16911 | 609.8039 | 0.00022701 | 609.8039 | 0.00080069 | 610.226 | -0.00018491 | 801.3765 | 0.063308 | 609.8039 | 0.00043305 | 804.5418 | 0.022252 | 802.0658 | 0.015776 | 609.8039 | 0 | 941.6563 | 0.064692 |  |  | 919.545 | 0.00055054 | 1179.6007 | 0.61236 | 1300.9146 | 0.921 |  |  | 1101.7201 | 0 | 1101.7134 | 0.03833
| 802.2318 | 0.16566 | 610.0338 | -0.00044794 | 610.0338 | -0.00037827 | 610.4554 | 0.00034226 | 801.5426 | 0.067988 | 610.0338 | -0.00042007 | 804.7091 | 0.022644 | 802.2318 | 0.015208 | 610.0338 | 0 | 941.7446 | 0.064138 |  |  | 919.804 | 0.0007547 | 1179.6688 | 0.61313 | 1301.1219 | 0.9246 |  |  | 1101.7795 | 0 | 1101.7728 | 0.03812
| 802.3977 | 0.16232 | 610.2637 | 0.00026617 | 610.2637 | 0.0006029 | 610.685 | 0.00039001 | 801.7086 | 0.071228 | 610.2637 | 0.00042641 | 804.8763 | 0.022958 | 802.3977 | 0.016103 | 610.2637 | 0 | 941.8328 | 0.064666 |  |  | 920.063 | 0.00062388 | 1179.7371 | 0.61389 | 1301.3292 | 0.92807 |  |  | 1101.839 | 0 | 1101.8324 | 0.03785
| 802.5637 | 0.1594 | 610.4936 | -0.00061278 | 610.4936 | 9.8089e-05 | 610.9145 | -0.00045854 | 801.8747 | 0.070848 | 610.4936 | -0.00065521 | 805.0435 | 0.023455 | 802.5637 | 0.015542 | 610.4936 | 0 | 941.9211 | 0.064772 |  |  | 920.323 | 0.000876 | 1179.8052 | 0.61466 | 1301.5367 | 0.93136 |  |  | 1101.8984 | 0 | 1101.8918 | 0.03759
| 802.7297 | 0.15285 | 610.7235 | 0.0002347 | 610.7235 | -0.00035299 | 611.144 | 0.00074685 | 802.0408 | 0.072528 | 610.7235 | 7.2586e-05 | 805.2107 | 0.023959 | 802.7297 | 0.016271 | 610.7235 | 0 | 942.0094 | 0.064737 |  |  | 920.582 | 0.00072312 | 1179.8733 | 0.61542 | 1301.7443 | 0.93441 |  |  | 1101.958 | 0 | 1101.9513 | 0.03739
| 802.8956 | 0.15221 | 610.9534 | -0.00039854 | 610.9534 | 0.00024376 | 611.3736 | -0.00044137 | 802.2069 | 0.074168 | 610.9534 | -0.00034727 | 805.3779 | 0.024652 | 802.8956 | 0.015717 | 610.9534 | 0.00060052 | 942.0977 | 0.065608 |  |  | 920.842 | 0.00085177 | 1179.9415 | 0.61618 | 1301.9518 | 0.93718 |  |  | 1102.0175 | 0 | 1102.0109 | 0.03732
| 803.0616 | 0.15162 | 611.1833 | 0.00055426 | 611.1833 | 0.00077421 | 611.6031 | 0.00049395 | 802.3729 | 0.075288 | 611.1833 | 0.0004009 | 805.5452 | 0.025174 | 803.0616 | 0.016363 | 611.1833 | 0 | 942.186 | 0.06565 |  |  | 921.101 | 0.0013775 | 1180.0098 | 0.61694 | 1302.1594 | 0.93961 |  |  | 1102.0769 | 0 | 1102.0703 | 0.03738
| 803.2276 | 0.14716 | 611.4132 | -0.00025007 | 611.4132 | -0.00017234 | 611.8327 | 0.00059211 | 802.539 | 0.074808 | 611.4132 | -0.00045774 | 805.7124 | 0.025672 | 803.2276 | 0.015871 | 611.4132 | 0 | 942.2744 | 0.065242 |  |  | 921.361 | 0.0011773 | 1180.0779 | 0.6177 | 1302.3671 | 0.94168 |  |  | 1102.1365 | 0 | 1102.1298 | 0.03757
| 803.3936 | 0.14617 | 611.6432 | 0.00020725 | 611.6432 | 0.0011993 | 612.0623 | 0.00040333 | 802.7051 | 0.080688 | 611.6432 | 0.00075405 | 805.8797 | 0.026171 | 803.3936 | 0.01641 | 611.6431 | 0 | 942.3627 | 0.065803 |  |  | 921.621 | 0.0010419 | 1180.1461 | 0.61845 | 1302.5748 | 0.9434 |  |  | 1102.1959 | 0 | 1102.1893 | 0.03787
| 803.5596 | 0.13877 | 611.8731 | -0.00030842 | 611.8731 | 0.00072188 | 612.2919 | 0.0002223 | 802.8712 | 0.078588 | 611.8731 | -3.8466e-06 | 806.0469 | 0.026551 | 803.5596 | 0.016073 | 611.8731 | 0 | 942.4511 | 0.066785 |  |  | 921.881 | 0.00081331 | 1180.2144 | 0.61921 | 1302.7827 | 0.9448 |  |  | 1102.2555 | 0 | 1102.2489 | 0.03823
| 803.7255 | 0.13785 | 612.1031 | 0.0003175 | 612.1031 | 0.00049945 | 612.5215 | -0.00049608 | 803.0373 | 0.082048 | 612.1031 | 0.00035445 | 806.2142 | 0.026952 | 803.7255 | 0.016417 | 612.1031 | 0 | 942.5395 | 0.068214 |  |  | 922.141 | 0.0014131 | 1180.2826 | 0.61997 | 1302.9906 | 0.94599 |  |  | 1102.3151 | 0 | 1102.3084 | 0.03861
| 803.8915 | 0.13526 | 612.333 | -0.00044471 | 612.333 | -0.00068033 | 612.7512 | -0.0002483 | 803.2034 | 0.083008 | 612.333 | -0.00043583 | 806.3814 | 0.027563 | 803.8915 | 0.016182 | 612.333 | 0 | 942.6279 | 0.068712 |  |  | 922.402 | 0.00066645 | 1180.3508 | 0.62072 | 1303.1986 | 0.94707 |  |  | 1102.3745 | 0 | 1102.3679 | 0.03895
| 804.0575 | 0.13165 | 612.563 | 0.00066592 | 612.563 | 0.00030286 | 612.9808 | -0.0001383 | 803.3695 | 0.086948 | 612.563 | 0.00023027 | 806.5487 | 0.028148 | 804.0575 | 0.016225 | 612.563 | 0 | 942.7164 | 0.067843 |  |  | 922.662 | 0.0012558 | 1180.4191 | 0.62148 | 1303.4066 | 0.94816 |  |  | 1102.4341 | 0 | 1102.4275 | 0.03919
| 804.2235 | 0.13211 | 612.793 | -0.00052534 | 612.793 | -0.00032616 | 613.2104 | -0.00049441 | 803.5356 | 0.082908 | 612.793 | -0.00057304 | 806.716 | 0.028707 | 804.2235 | 0.016283 | 612.793 | 0 | 942.8048 | 0.067604 |  |  | 922.923 | 0.0012098 | 1180.4873 | 0.62224 | 1303.6147 | 0.9494 |  |  | 1102.4936 | 0 | 1102.4869 | 0.03932
| 804.3895 | 0.13042 | 613.023 | 0.0003887 | 613.023 | 0.00024276 | 613.4401 | 0.00041727 | 803.7017 | 0.090888 | 613.023 | 0.00014783 | 806.8832 | 0.029343 | 804.3895 | 0.016257 | 613.023 | 0 | 942.8932 | 0.066969 |  |  | 923.184 | 0.00068081 | 1180.5555 | 0.62298 | 1303.8229 | 0.95088 |  |  | 1102.5532 | 0 | 1102.5465 | 0.0393
| 804.5555 | 0.12699 | 613.2531 | -0.00072564 | 613.2531 | -0.00052741 | 613.6697 | -0.00030917 | 803.8679 | 0.088307 | 613.2531 | -0.00073286 | 807.0505 | 0.029905 | 804.5555 | 0.016472 | 613.2531 | 0 | 942.9818 | 0.066671 |  |  | 923.445 | 0.00080089 | 1180.6238 | 0.62373 | 1304.0311 | 0.95271 |  |  | 1102.6127 | 0 | 1102.6061 | 0.03916
| 804.7216 | 0.12203 | 613.4831 | 0.00049797 | 613.4831 | -0.00041485 | 613.8994 | 0.00029178 | 804.034 | 0.093269 | 613.4831 | 0.00018554 | 807.2178 | 0.030424 | 804.7216 | 0.015831 | 613.4831 | 0 | 943.0703 | 0.068705 |  |  | 923.706 | 0.0010018 | 1180.6921 | 0.62448 | 1304.2394 | 0.95493 |  |  | 1102.6722 | 0 | 1102.6656 | 0.03892
| 804.8876 | 0.12026 | 613.7131 | -0.00045752 | 613.7131 | 0.00012308 | 614.1291 | -0.0011006 | 804.2001 | 0.093667 | 613.7131 | -0.00055515 | 807.3851 | 0.030964 | 804.8876 | 0.016131 | 613.7131 | 0 | 943.1588 | 0.070828 |  |  | 923.968 | 0.001092 | 1180.7604 | 0.62523 | 1304.4478 | 0.95757 |  |  | 1102.7318 | 0 | 1102.7252 | 0.03861
| 805.0536 | 0.1201 | 613.9432 | 0.00037835 | 613.9432 | -0.00014559 | 614.3588 | 0.00082012 | 804.3662 | 0.095189 | 613.9432 | 0.00024647 | 807.5524 | 0.031569 | 805.0536 | 0.01555 | 613.9432 | 0 | 943.2473 | 0.071275 |  |  | 924.229 | 0.0013811 | 1180.8286 | 0.62597 | 1304.6562 | 0.96061 |  |  | 1102.7914 | 0 | 1102.7848 | 0.03828
| 805.2196 | 0.11285 | 614.1732 | -0.00040143 | 614.1732 | -0.00083084 | 614.5885 | -0.00073295 | 804.5324 | 0.095807 | 614.1732 | -0.00037822 | 807.7197 | 0.032243 | 805.2196 | 0.016211 | 614.1733 | 0 | 943.3358 | 0.071189 |  |  | 924.491 | 0.0012573 | 1180.897 | 0.62672 | 1304.8647 | 0.96396 |  |  | 1102.851 | 0 | 1102.8444 | 0.03794
| 805.3856 | 0.11249 | 614.4033 | 0.00035084 | 614.4033 | 0.0001931 | 614.8182 | 0.00038127 | 804.6985 | 0.10115 | 614.4033 | 0.00019678 | 807.887 | 0.03282 | 805.3856 | 0.015301 | 614.4033 | 0 | 943.4244 | 0.071495 |  |  | 924.752 | 0.001237 | 1180.9652 | 0.62747 | 1305.0732 | 0.96746 |  |  | 1102.9106 | 0 | 1102.9039 | 0.03762
| 805.5517 | 0.10823 | 614.6334 | -0.00054258 | 614.6334 | -0.000348 | 615.048 | 7.1279e-05 | 804.8647 | 0.099887 | 614.6334 | -0.00032092 | 808.0543 | 0.033445 | 805.5517 | 0.015777 | 614.6334 | 0 | 943.5129 | 0.070946 |  |  | 925.014 | 0.001262 | 1181.0336 | 0.62821 | 1305.2819 | 0.97091 |  |  | 1102.9702 | 0 | 1102.9635 | 0.03733
| 805.7177 | 0.1086 | 614.8635 | 0.00040386 | 614.8635 | 0.00019589 | 615.2777 | 0.00043382 | 805.0308 | 0.10203 | 614.8635 | 0.00044765 | 808.2217 | 0.034079 | 805.7177 | 0.015007 | 614.8635 | 0 | 943.6015 | 0.069694 |  |  | 925.276 | 0.0015037 | 1181.1019 | 0.62896 | 1305.4906 | 0.9741 |  |  | 1103.0298 | 0 | 1103.0232 | 0.03707
| 805.8837 | 0.10783 | 615.0936 | -0.00032777 | 615.0936 | 0.00026111 | 615.5074 | -0.000247 | 805.197 | 0.10163 | 615.0936 | -0.00052926 | 808.389 | 0.034764 | 805.8837 | 0.01569 | 615.0936 | 0 | 943.6901 | 0.069778 |  |  | 925.539 | 0.0014976 | 1181.1702 | 0.62969 | 1305.6993 | 0.97684 |  |  | 1103.0894 | 0 | 1103.0828 | 0.03686
| 806.0498 | 0.10628 | 615.3237 | 0.00015443 | 615.3237 | 0.00049156 | 615.7372 | 0.00019932 | 805.3631 | 0.10763 | 615.3237 | 1.2658e-05 | 808.5563 | 0.035318 | 806.0498 | 0.01478 | 615.3237 | 0 | 943.7787 | 0.07105 |  |  | 925.801 | 0.0013881 | 1181.2385 | 0.63044 | 1305.9082 | 0.979 |  |  | 1103.149 | 0 | 1103.1423 | 0.03672
| 806.2158 | 0.10186 | 615.5539 | -0.0004414 | 615.5539 | -0.00082706 | 615.967 | -0.00018675 | 805.5293 | 0.10645 | 615.5539 | -0.00064095 | 808.7236 | 0.035998 | 806.2158 | 0.015208 | 615.5539 | 0 | 943.8674 | 0.07228 |  |  | 926.064 | 0.0016011 | 1181.3069 | 0.63117 | 1306.1171 | 0.98052 |  |  | 1103.2086 | 0 | 1103.202 | 0.03667
| 806.3819 | 0.10099 | 615.784 | 0.0005222 | 615.784 | -0.00052973 | 616.1968 | 0.00095581 | 805.6954 | 0.11133 | 615.784 | 0.00033509 | 808.891 | 0.036692 | 806.3819 | 0.014283 | 615.784 | 0 | 943.956 | 0.072657 |  |  | 926.326 | 0.0011915 | 1181.3752 | 0.63192 | 1306.3261 | 0.98143 |  |  | 1103.2683 | 0 | 1103.2616 | 0.03672
| 806.5479 | 0.09782 | 616.0142 | -0.00038886 | 616.0142 | -0.0004293 | 616.4266 | -0.00020112 | 805.8616 | 0.10515 | 616.0142 | -0.00075002 | 809.0583 | 0.037361 | 806.5479 | 0.014823 | 616.0142 | 0 | 944.0447 | 0.071881 |  |  | 926.589 | 0.0013844 | 1181.4436 | 0.63265 | 1306.535 | 0.98185 |  |  | 1103.3279 | 0 | 1103.3213 | 0.03686
| 806.714 | 0.095894 | 616.2443 | 0.00022571 | 616.2443 | 0.0011642 | 616.6564 | 0.00029194 | 806.0278 | 0.11267 | 616.2443 | 0.00079347 | 809.2257 | 0.037826 | 806.714 | 0.013983 | 616.2443 | 0 | 944.1334 | 0.071512 |  |  | 926.852 | 0.0013292 | 1181.512 | 0.63338 | 1306.7441 | 0.9819 |  |  | 1103.3876 | 0 | 1103.3809 | 0.03706
| 806.8801 | 0.094039 | 616.4745 | -0.00015452 | 616.4745 | -0.00049449 | 616.8862 | -0.00048071 | 806.194 | 0.10995 | 616.4745 | -0.00068284 | 809.393 | 0.038546 | 806.8801 | 0.014457 | 616.4745 | 0 | 944.2221 | 0.071189 |  |  | 927.115 | 0.0014466 | 1181.5803 | 0.63413 | 1306.9534 | 0.98173 |  |  | 1103.4471 | 0 | 1103.4406 | 0.03727
| 807.0461 | 0.092606 | 616.7047 | 0.0003583 | 616.7047 | 0.00093033 | 617.116 | 0.0005875 | 806.3601 | 0.11545 | 616.7047 | 1.3474e-05 | 809.5604 | 0.039129 | 807.0461 | 0.013775 | 616.7047 | 0 | 944.3109 | 0.071063 |  |  | 927.378 | 0.0018157 | 1181.6487 | 0.63486 | 1307.1626 | 0.9815 |  |  | 1103.5068 | 0 | 1103.5001 | 0.03741
| 807.2122 | 0.089134 | 616.9349 | -0.00019698 | 616.9349 | -0.00045784 | 617.3459 | -2.4004e-05 | 806.5263 | 0.11509 | 616.9349 | -0.00064266 | 809.7278 | 0.039769 | 807.2122 | 0.01428 | 616.9349 | 0 | 944.3996 | 0.07245 |  |  | 927.642 | 0.0014845 | 1181.7172 | 0.6356 | 1307.3719 | 0.98131 |  |  | 1103.5665 | 0 | 1103.5598 | 0.03745
| 807.3783 | 0.086542 | 617.1651 | 0.00021862 | 617.1651 | 0.00071188 | 617.5757 | 0.00054766 | 806.6925 | 0.11819 | 617.1651 | 0.00029638 | 809.8951 | 0.040401 | 807.3783 | 0.013792 | 617.1651 | 0 | 944.4883 | 0.072899 |  |  | 927.905 | 0.0011144 | 1181.7855 | 0.63633 | 1307.5813 | 0.98126 |  |  | 1103.6261 | 0 | 1103.6195 | 0.03736
| 807.5443 | 0.087111 | 617.3953 | -0.00030884 | 617.3953 | -0.0005825 | 617.8056 | 6.6822e-06 | 806.8587 | 0.11995 | 617.3953 | -0.00064541 | 810.0625 | 0.041088 | 807.5443 | 0.014271 | 617.3953 | 0 | 944.5771 | 0.072247 |  |  | 928.169 | 0.0017694 | 1181.8539 | 0.63708 | 1307.7906 | 0.98142 |  |  | 1103.6858 | 0 | 1103.6792 | 0.03715
| 807.7104 | 0.085575 | 617.6256 | 0.00061965 | 617.6256 | 0.0010297 | 618.0355 | 0.00094513 | 807.0249 | 0.12329 | 617.6256 | 0.00037972 | 810.2299 | 0.041627 | 807.7104 | 0.013898 | 617.6255 | 0 | 944.6659 | 0.073016 |  |  | 928.433 | 0.001496 | 1181.9224 | 0.63781 | 1308.0002 | 0.98186 |  |  | 1103.7455 | 0 | 1103.7389 | 0.03686
| 807.8765 | 0.082487 | 617.8558 | -0.0010339 | 617.8558 | 0.00011957 | 618.2654 | -6.231e-05 | 807.1911 | 0.12139 | 617.8558 | -0.0006136 | 810.3973 | 0.042425 | 807.8765 | 0.014456 | 617.8558 | 0 | 944.7547 | 0.074649 |  |  | 928.697 | 0.0014442 | 1181.9907 | 0.63855 | 1308.2097 | 0.98261 |  |  | 1103.8052 | 0 | 1103.7986 | 0.03654
| 808.0426 | 0.080248 | 618.086 | 3.5716e-05 | 618.086 | 0.00037938 | 618.4952 | 0.00067632 | 807.3573 | 0.12523 | 618.086 | 0.00016809 | 810.5647 | 0.043062 | 808.0426 | 0.014259 | 618.0861 | 0 | 944.8436 | 0.075195 |  |  | 928.961 | 0.0018885 | 1182.0592 | 0.63928 | 1308.4194 | 0.98366 |  |  | 1103.8649 | 0 | 1103.8583 | 0.03623
| 808.2087 | 0.078794 | 618.3163 | -0.00021783 | 618.3163 | -0.0003295 | 618.7252 | -0.00038118 | 807.5235 | 0.12301 | 618.3163 | -0.00016541 | 810.7321 | 0.043808 | 808.2087 | 0.014878 | 618.3163 | 0 | 944.9324 | 0.075004 |  |  | 929.225 | 0.0016201 | 1182.1277 | 0.64003 | 1308.6291 | 0.98492 |  |  | 1103.9246 | 0 | 1103.918 | 0.03597
| 808.3748 | 0.081074 | 618.5466 | 0.00057051 | 618.5466 | -0.00018712 | 618.9551 | 0.00050823 | 807.6897 | 0.12981 | 618.5466 | 0.00034421 | 810.8995 | 0.044586 | 808.3748 | 0.014631 | 618.5466 | 0 | 945.0212 | 0.075668 |  |  | 929.49 | 0.0015701 | 1182.196 | 0.64076 | 1308.8389 | 0.98629 |  |  | 1103.9842 | 0 | 1103.9777 | 0.03575
| 808.5409 | 0.074468 | 618.7769 | -0.00045179 | 618.7769 | -0.0016898 | 619.185 | 0.00018685 | 807.856 | 0.13203 | 618.7769 | -0.00043415 | 811.0669 | 0.045415 | 808.5409 | 0.015252 | 618.7769 | 0 | 945.1102 | 0.076617 |  |  | 929.754 | 0.0017129 | 1182.2645 | 0.64151 | 1309.0487 | 0.98762 |  |  | 1104.0439 | 0 | 1104.0374 | 0.03555
| 808.707 | 0.073656 | 619.0072 | 0.00044537 | 619.0072 | 0.0013254 | 619.415 | 5.5654e-05 | 808.0222 | 0.13537 | 619.0072 | 0.00032748 | 811.2343 | 0.046017 | 808.707 | 0.015094 | 619.0072 | 0 | 945.199 | 0.076538 |  |  | 930.019 | 0.0020463 | 1182.333 | 0.64225 | 1309.2587 | 0.98877 |  |  | 1104.1038 | 0 | 1104.0971 | 0.03536
| 808.8731 | 0.072429 | 619.2375 | -0.0005741 | 619.2375 | -0.00022368 | 619.6449 | -0.00032649 | 808.1884 | 0.13115 | 619.2375 | -0.00048646 | 811.4017 | 0.04683 | 808.8731 | 0.01615 | 619.2375 | 0 | 945.288 | 0.075585 |  |  | 930.284 | 0.0018272 | 1182.4015 | 0.64299 | 1309.4686 | 0.98962 |  |  | 1104.1635 | 0 | 1104.1567 | 0.03516
| 809.0392 | 0.073129 | 619.4678 | 0.00055479 | 619.4678 | 0.0013588 | 619.8749 | 5.9985e-05 | 808.3546 | 0.13811 | 619.4678 | 0.00038167 | 811.5691 | 0.047503 | 809.0392 | 0.016175 | 619.4678 | 0 | 945.3769 | 0.075254 |  |  | 930.549 | 0.0024239 | 1182.47 | 0.64373 | 1309.6786 | 0.99013 |  |  | 1104.2231 | 0 | 1104.2166 | 0.03498
| 809.2053 | 0.070037 | 619.6981 | -0.0004763 | 619.6981 | 0.00029336 | 620.1049 | -0.00054768 | 808.5209 | 0.13721 | 619.6981 | -0.00080219 | 811.7366 | 0.048191 | 809.2053 | 0.017311 | 619.6981 | 0 | 945.4658 | 0.076389 |  |  | 930.814 | 0.002044 | 1182.5385 | 0.64448 | 1309.8888 | 0.99033 |  |  | 1104.2828 | 0 | 1104.2762 | 0.03484
| 809.3714 | 0.069771 | 619.9285 | 0.00037777 | 619.9285 | -8.1382e-05 | 620.3348 | 8.5009e-05 | 808.6871 | 0.14131 | 619.9285 | 0.00059359 | 811.904 | 0.048715 | 809.3714 | 0.016898 | 619.9285 | 0 | 945.5548 | 0.078127 |  |  | 931.08 | 0.0022275 | 1182.6069 | 0.64524 | 1310.0989 | 0.99032 |  |  | 1104.3427 | 0 | 1104.3359 | 0.0348
| 809.5375 | 0.067224 | 620.1588 | -0.00056168 | 620.1588 | -0.00040885 | 620.5648 | -0.00038527 | 808.8533 | 0.14071 | 620.1588 | -0.00089476 | 812.0714 | 0.049405 | 809.5375 | 0.017836 | 620.1588 | 0 | 945.6437 | 0.078735 |  |  | 931.345 | 0.0017038 | 1182.6754 | 0.64598 | 1310.3092 | 0.99026 |  |  | 1104.4023 | 0 | 1104.3957 | 0.03489
| 809.7037 | 0.066958 | 620.3892 | 0.00059515 | 620.3892 | -5.0555e-05 | 620.7949 | 0.00092717 | 809.0196 | 0.14443 | 620.3892 | 0.0003702 | 812.2389 | 0.049982 | 809.7037 | 0.017379 | 620.3892 | 0 | 945.7328 | 0.077797 |  |  | 931.611 | 0.0019137 | 1182.7439 | 0.64674 | 1310.5194 | 0.99035 |  |  | 1104.4622 | 0 | 1104.4554 | 0.03514
| 809.8698 | 0.063988 | 620.6196 | -0.00021461 | 620.6196 | -0.0006682 | 621.0249 | -0.00023707 | 809.1858 | 0.14147 | 620.6196 | -0.00066075 | 812.4063 | 0.050814 | 809.8698 | 0.018862 | 620.6196 | 0 | 945.8218 | 0.077302 |  |  | 931.877 | 0.0022844 | 1182.8125 | 0.64749 | 1310.7299 | 0.99077 |  |  | 1104.5219 | 0 | 1104.5153 | 0.03556
| 810.0359 | 0.0639 | 620.85 | 0.00016466 | 620.85 | 0.00058703 | 621.2549 | 0.00092382 | 809.3521 | 0.14995 | 620.85 | 0.00023864 | 812.5738 | 0.051464 | 810.0359 | 0.018734 | 620.85 | 0 | 945.9108 | 0.07841 |  |  | 932.143 | 0.0022969 | 1182.881 | 0.64825 | 1310.9403 | 0.99164 |  |  | 1104.5817 | 0 | 1104.5751 | 0.03609
| 810.2021 | 0.062898 | 621.0804 | -0.00055082 | 621.0804 | -0.00049141 | 621.4849 | -0.00054225 | 809.5184 | 0.15057 | 621.0804 | -0.00049862 | 812.7412 | 0.052289 | 810.2021 | 0.020936 | 621.0804 | 0 | 945.9999 | 0.079535 |  |  | 932.409 | 0.0021058 | 1182.9495 | 0.64902 | 1311.1508 | 0.99295 |  |  | 1104.6415 | 0 | 1104.6348 | 0.03668
| 810.3682 | 0.062564 | 621.3108 | 0.0006514 | 621.3108 | 9.0094e-05 | 621.715 | 0.00043265 | 809.6846 | 0.15529 | 621.3108 | 0.00065959 | 812.9087 | 0.053077 | 810.3682 | 0.020562 | 621.3108 | 0 | 946.0889 | 0.079248 |  |  | 932.675 | 0.0019023 | 1183.0181 | 0.64978 | 1311.3613 | 0.99459 |  |  | 1104.7012 | 0 | 1104.6946 | 0.03725
| 810.5344 | 0.061878 | 621.5412 | -0.00059944 | 621.5412 | -0.00061429 | 621.9451 | -0.00086069 | 809.8509 | 0.15197 | 621.5412 | -0.00056504 | 813.0762 | 0.05405 | 810.5344 | 0.022697 | 621.5412 | 0 | 946.178 | 0.078697 |  |  | 932.941 | 0.0021125 | 1183.0865 | 0.65055 | 1311.572 | 0.99635 |  |  | 1104.761 | 0 | 1104.7544 | 0.03772
| 810.7005 | 0.057677 | 621.7716 | 0.00055068 | 621.7716 | 0.00025259 | 622.1752 | 0.00014751 | 810.0172 | 0.15685 | 621.7716 | 0.0001389 | 813.2436 | 0.054745 | 810.7005 | 0.021696 | 621.7716 | 0 | 946.2671 | 0.079257 |  |  | 933.208 | 0.001862 | 1183.1552 | 0.65133 | 1311.7827 | 0.99798 |  |  | 1104.8208 | 0 | 1104.8142 | 0.03805
| 810.8667 | 0.058819 | 622.0021 | -0.00070814 | 622.0021 | -0.00037318 | 622.4052 | -7.633e-05 | 810.1834 | 0.16107 | 622.0021 | -0.00061499 | 813.4111 | 0.055687 | 810.8667 | 0.023879 | 622.0021 | 0 | 946.3561 | 0.080014 |  |  | 933.475 | 0.0018798 | 1183.2238 | 0.65211 | 1311.9935 | 0.99924 |  |  | 1104.8806 | 0 | 1104.8739 | 0.03819
| 811.0328 | 0.056165 | 622.2325 | 0.0003532 | 622.2325 | 0.0005819 | 622.6353 | 0.0004722 | 810.3497 | 0.16257 | 622.2325 | 0.00070021 | 813.5786 | 0.056547 | 811.0328 | 0.022728 | 622.2325 | 0 | 946.4453 | 0.080802 |  |  | 933.742 | 0.0024566 | 1183.2922 | 0.65289 | 1312.2043 | 0.99991 |  |  | 1104.9404 | 0 | 1104.9337 | 0.03816
| 811.199 | 0.053983 | 622.463 | -0.00058323 | 622.463 | -0.00020839 | 622.8654 | -0.00037841 | 810.516 | 0.16365 | 622.463 | -0.00029647 | 813.7461 | 0.057532 | 811.199 | 0.025202 | 622.463 | 0 | 946.5344 | 0.081704 |  |  | 934.009 | 0.0022974 | 1183.3608 | 0.65368 | 1312.4153 | 0.99992 |  |  | 1105.0002 | 0 | 1104.9935 | 0.03799
| 811.3651 | 0.053968 | 622.6935 | 0.00054406 | 622.6935 | 0.00093605 | 623.0956 | 0.00073104 | 810.6823 | 0.16973 | 622.6935 | 0.00048085 | 813.9136 | 0.058237 | 811.3651 | 0.023939 | 622.6934 | 0 | 946.6235 | 0.081849 |  |  | 934.276 | 0.0019512 | 1183.4294 | 0.65448 | 1312.6262 | 0.99928 |  |  | 1105.0601 | 0 | 1105.0533 | 0.03771
| 811.5313 | 0.051732 | 622.9239 | -0.00030255 | 622.9239 | 0.0002701 | 623.3257 | -0.00031936 | 810.8486 | 0.16541 | 622.9239 | -0.00034309 | 814.0811 | 0.059058 | 811.5313 | 0.026206 | 622.9239 | 0 | 946.7128 | 0.082037 |  |  | 934.543 | 0.0018013 | 1183.498 | 0.65528 | 1312.8373 | 0.99813 |  |  | 1105.1199 | 0 | 1105.1133 | 0.0374
| 811.6975 | 0.05221 | 623.1544 | 0.00030755 | 623.1544 | -0.00020746 | 623.5558 | 0.00011809 | 811.0149 | 0.17067 | 623.1544 | 0.00071053 | 814.2486 | 0.059899 | 811.6975 | 0.024615 | 623.1544 | 0 | 946.8019 | 0.082794 |  |  | 934.811 | 0.0022053 | 1183.5666 | 0.65608 | 1313.0485 | 0.99672 |  |  | 1105.1797 | 0 | 1105.1731 | 0.03709
| 811.8636 | 0.051556 | 623.3849 | -0.00061524 | 623.3849 | -0.00061426 | 623.786 | 6.7632e-05 | 811.1812 | 0.1749 | 623.3849 | -0.00066714 | 814.4161 | 0.060791 | 811.8636 | 0.026806 | 623.385 | 0.00060052 | 946.8912 | 0.08347 |  |  | 935.078 | 0.0027064 | 1183.6353 | 0.65689 | 1313.2596 | 0.99532 |  |  | 1105.2395 | 0 | 1105.2329 | 0.03683
| 812.0298 | 0.049643 | 623.6155 | -1.942e-05 | 623.6155 | 0.00038799 | 624.0162 | -0.00011389 | 811.3475 | 0.17631 | 623.6155 | 0.00036018 | 814.5836 | 0.06142 | 812.0298 | 0.025611 | 623.6155 | 0 | 946.9804 | 0.084006 |  |  | 935.346 | 0.0021386 | 1183.7039 | 0.6577 | 1313.4709 | 0.99418 |  |  | 1105.2994 | 0 | 1105.2927 | 0.03666
| 812.196 | 0.049657 | 623.846 | -0.000326 | 623.846 | 0.00046476 | 624.2463 | -7.3818e-05 | 811.5138 | 0.17542 | 623.846 | -0.00058401 | 814.7511 | 0.062235 | 812.196 | 0.027716 | 623.846 | 0 | 947.0696 | 0.083816 |  |  | 935.614 | 0.0025087 | 1183.7725 | 0.65852 | 1313.6823 | 0.99348 |  |  | 1105.3592 | 0 | 1105.3525 | 0.03657
| 812.3622 | 0.048606 | 624.0765 | 0.00047814 | 624.0765 | 0.0011333 | 624.4765 | 0.00056435 | 811.6801 | 0.17979 | 624.0765 | 0.0004204 | 814.9187 | 0.06299 | 812.3622 | 0.026509 | 624.0765 | 0 | 947.1589 | 0.083198 |  |  | 935.882 | 0.0026649 | 1183.8412 | 0.65935 | 1313.8937 | 0.99333 |  |  | 1105.4191 | 0 | 1105.4125 | 0.03655
| 812.5284 | 0.049288 | 624.3071 | 6.8573e-05 | 624.3071 | -0.0006996 | 624.7067 | -0.00069994 | 811.8464 | 0.1833 | 624.3071 | -0.0004302 | 815.0862 | 0.063647 | 812.5284 | 0.028069 | 624.3071 | 0 | 947.2482 | 0.083205 |  |  | 936.15 | 0.0020861 | 1183.9098 | 0.66019 | 1314.1051 | 0.99369 |  |  | 1105.479 | 0 | 1105.4723 | 0.0366
| 812.6946 | 0.044211 | 624.5377 | 0.00029648 | 624.5377 | 0.0013824 | 624.9369 | -0.00016381 | 812.0127 | 0.19055 | 624.5377 | 0.00052122 | 815.2537 | 0.064242 | 812.6946 | 0.026752 | 624.5377 | 0 | 947.3375 | 0.083347 |  |  | 936.419 | 0.0021596 | 1183.9784 | 0.66103 | 1314.3166 | 0.99447 |  |  | 1105.5388 | 0 | 1105.5322 | 0.0367
| 812.8608 | 0.045068 | 624.7682 | -0.00010908 | 624.7682 | -0.00040005 | 625.1671 | 0.0001107 | 812.1791 | 0.18878 | 624.7682 | -0.00039561 | 815.4213 | 0.065194 | 812.8608 | 0.02811 | 624.7682 | 0 | 947.4268 | 0.083729 |  |  | 936.687 | 0.0024076 | 1184.0471 | 0.66188 | 1314.5282 | 0.99545 |  |  | 1105.5988 | 0 | 1105.592 | 0.03681
| 813.027 | 0.040274 | 624.9988 | 0.00047821 | 624.9988 | 0.00073389 | 625.3973 | 0.00071588 | 812.3454 | 0.19295 | 624.9988 | 0.0005388 | 815.5888 | 0.066058 | 813.027 | 0.026919 | 624.9988 | 0 | 947.5161 | 0.08475 |  |  | 936.956 | 0.002424 | 1184.1157 | 0.66273 | 1314.7399 | 0.99639 |  |  | 1105.6586 | 0 | 1105.652 | 0.03692
| 813.1932 | 0.038333 | 625.2294 | -0.00056003 | 625.2294 | -0.00061894 | 625.6276 | 8.953e-05 | 812.5117 | 0.19628 | 625.2294 | -0.00059046 | 815.7564 | 0.067093 | 813.1932 | 0.028047 | 625.2294 | 0 | 947.6055 | 0.085106 |  |  | 937.225 | 0.0024385 | 1184.1844 | 0.6636 | 1314.9517 | 0.99702 |  |  | 1105.7185 | 0 | 1105.7118 | 0.03702
| 813.3594 | 0.040801 | 625.46 | 0.00034225 | 625.46 | 0.00011834 | 625.8578 | 0.00086503 | 812.6781 | 0.19811 | 625.46 | 0.00038241 | 815.9239 | 0.068064 | 813.3594 | 0.026922 | 625.46 | 0 | 947.6948 | 0.085293 |  |  | 937.494 | 0.002886 | 1184.2532 | 0.66447 | 1315.1635 | 0.99708 |  |  | 1105.7784 | 0 | 1105.7717 | 0.03708
| 813.5256 | 0.035151 | 625.6906 | -0.00058304 | 625.6906 | -0.00072603 | 626.0881 | -0.00041213 | 812.8444 | 0.19646 | 625.6906 | -0.00046355 | 816.0915 | 0.06916 | 813.5256 | 0.027837 | 625.6906 | 0 | 947.7842 | 0.086483 |  |  | 937.763 | 0.0026159 | 1184.3218 | 0.66535 | 1315.3752 | 0.99645 |  |  | 1105.8383 | 0 | 1105.8317 | 0.03711
| 813.6918 | 0.037936 | 625.9213 | 0.00076899 | 625.9213 | 0.000584 | 626.3184 | 0.00057122 | 813.0107 | 0.20303 | 625.9213 | 0.0008172 | 816.259 | 0.070067 | 813.6918 | 0.026837 | 625.9213 | 0 | 947.8736 | 0.087907 |  |  | 938.032 | 0.0023175 | 1184.3905 | 0.66625 | 1315.5872 | 0.99512 |  |  | 1105.8982 | 0 | 1105.8916 | 0.03708
| 813.858 | 0.037349 | 626.1519 | -0.00060289 | 626.1519 | -0.00087486 | 626.5487 | -0.00046074 | 813.1771 | 0.20248 | 626.1519 | -0.00050261 | 816.4266 | 0.071097 | 813.858 | 0.027508 | 626.1519 | 0 | 947.963 | 0.088179 |  |  | 938.302 | 0.0022507 | 1184.4592 | 0.66714 | 1315.7992 | 0.99323 |  |  | 1105.9581 | 0 | 1105.9515 | 0.03701
| 814.0242 | 0.035474 | 626.3826 | 0.00035379 | 626.3826 | 0.00060847 | 626.779 | 0.00081236 | 813.3434 | 0.20905 | 626.3826 | 0.00037664 | 816.5942 | 0.071874 | 814.0242 | 0.026718 | 626.3826 | 0 | 948.0525 | 0.087379 |  |  | 938.572 | 0.0028791 | 1184.5279 | 0.66805 | 1316.0114 | 0.991 |  |  | 1106.0181 | 0 | 1106.0113 | 0.03689
| 814.1905 | 0.034482 | 626.6132 | -0.00064072 | 626.6132 | -0.0010622 | 627.0093 | -0.00015195 | 813.5098 | 0.20754 | 626.6132 | -0.00077435 | 816.7618 | 0.072847 | 814.1905 | 0.027291 | 626.6132 | 0 | 948.1419 | 0.087606 |  |  | 938.841 | 0.0030413 | 1184.5967 | 0.66897 | 1316.2234 | 0.98871 |  |  | 1106.078 | 0 | 1106.0713 | 0.03674
| 814.3567 | 0.033787 | 626.8439 | 0.00067504 | 626.8439 | 0.00035601 | 627.2396 | -9.091e-05 | 813.6762 | 0.21261 | 626.8439 | 0.00068793 | 816.9294 | 0.073708 | 814.3567 | 0.026695 | 626.8439 | 0 | 948.2314 | 0.089028 |  |  | 939.111 | 0.002483 | 1184.6654 | 0.66989 | 1316.4357 | 0.9866 |  |  | 1106.1379 | 0 | 1106.1312 | 0.03657
| 814.5229 | 0.033058 | 627.0746 | -0.00042119 | 627.0746 | -0.0012875 | 627.47 | -0.00019663 | 813.8425 | 0.21748 | 627.0746 | -0.00059903 | 817.0969 | 0.074644 | 814.5229 | 0.02706 | 627.0746 | 0 | 948.3209 | 0.089238 |  |  | 939.381 | 0.0024347 | 1184.7341 | 0.67082 | 1316.6479 | 0.98485 |  |  | 1106.1979 | 0 | 1106.1912 | 0.03639
| 814.6892 | 0.033928 | 627.3053 | 0.00050284 | 627.3053 | 0.0015692 | 627.7003 | 0.00089984 | 814.0089 | 0.22169 | 627.3053 | 0.0003943 | 817.2645 | 0.075421 | 814.6892 | 0.026867 | 627.3053 | 0 | 948.4103 | 0.088749 |  |  | 939.652 | 0.0025844 | 1184.8029 | 0.67176 | 1316.8602 | 0.98352 |  |  | 1106.2578 | 0 | 1106.2512 | 0.03621
| 814.8554 | 0.035344 | 627.536 | -0.0001282 | 627.536 | 0.00071385 | 627.9307 | -0.00019704 | 814.1753 | 0.2233 | 627.536 | -0.00055856 | 817.4321 | 0.076409 | 814.8554 | 0.027195 | 627.536 | 0 | 948.4999 | 0.089366 |  |  | 939.922 | 0.0024016 | 1184.8717 | 0.67272 | 1317.0728 | 0.98259 |  |  | 1106.3177 | 0 | 1106.3112 | 0.03603
| 815.0216 | 0.036881 | 627.7667 | 0.00035715 | 627.7667 | 4.9996e-05 | 628.161 | 0.00011636 | 814.3416 | 0.22739 | 627.7667 | 0.00028674 | 817.5997 | 0.077317 | 815.0216 | 0.027511 | 627.7667 | 0 | 948.5894 | 0.090258 |  |  | 940.193 | 0.0034051 | 1184.9404 | 0.67368 | 1317.2852 | 0.9819 |  |  | 1106.3777 | 0 | 1106.3711 | 0.03587
| 815.1879 | 0.036329 | 627.9974 | -0.00089099 | 627.9974 | -0.00051953 | 628.3914 | -0.00070755 | 814.508 | 0.22782 | 627.9974 | -0.00016928 | 817.7674 | 0.078502 | 815.1879 | 0.027524 | 627.9974 | 0 | 948.679 | 0.090453 |  |  | 940.463 | 0.0033255 | 1185.0092 | 0.67466 | 1317.4978 | 0.98127 |  |  | 1106.4377 | 0 | 1106.431 | 0.03571
| 815.3541 | 0.038076 | 628.2282 | 0.0004178 | 628.2282 | 0.00089948 | 628.6218 | 5.1644e-05 | 814.6744 | 0.23269 | 628.2282 | 0.00062789 | 817.935 | 0.079405 | 815.3541 | 0.028452 | 628.2282 | 0 | 948.7686 | 0.090667 |  |  | 940.734 | 0.0028141 | 1185.078 | 0.67563 | 1317.7103 | 0.98049 |  |  | 1106.4977 | 0 | 1106.491 | 0.03555
| 815.5204 | 0.038597 | 628.4589 | -0.0003413 | 628.4589 | -0.00081292 | 628.8522 | -0.00016306 | 814.8408 | 0.23152 | 628.4589 | -0.00038151 | 818.1026 | 0.080518 | 815.5204 | 0.028441 | 628.4589 | 0 | 948.8581 | 0.091208 |  |  | 941.005 | 0.0028341 | 1185.1467 | 0.67663 | 1317.9231 | 0.97939 |  |  | 1106.5576 | 0 | 1106.551 | 0.03538
| 815.6867 | 0.030043 | 628.6897 | 0.00051683 | 628.6897 | -0.00040143 | 629.0826 | 0.00022908 | 815.0072 | 0.23099 | 628.6897 | 0.00055501 | 818.2702 | 0.08162 | 815.6867 | 0.02985 | 628.6897 | 0 | 948.9478 | 0.091504 |  |  | 941.277 | 0.003095 | 1185.2156 | 0.67764 | 1318.1359 | 0.97788 |  |  | 1106.6177 | 0 | 1106.611 | 0.0352
| 815.8529 | 0.038404 | 628.9205 | -0.00035523 | 628.9205 | -0.00042982 | 629.313 | 0.00033911 | 815.1736 | 0.23394 | 628.9205 | -0.00029951 | 818.4379 | 0.082694 | 815.8529 | 0.029305 | 628.9204 | 0 | 949.0372 | 0.09132 |  |  | 941.548 | 0.0027838 | 1185.2843 | 0.67865 | 1318.3486 | 0.97599 |  |  | 1106.6776 | 0 | 1106.671 | 0.03502
| 816.0192 | 0.028373 | 629.1512 | 0.00055292 | 629.1512 | 0.00072805 | 629.5434 | 1.7401e-05 | 815.34 | 0.23825 | 629.1512 | 0.00048822 | 818.6055 | 0.083546 | 816.0192 | 0.030399 | 629.1512 | 0 | 949.1269 | 0.09154 |  |  | 941.819 | 0.0028578 | 1185.3531 | 0.67967 | 1318.5615 | 0.97378 |  |  | 1106.7377 | 0 | 1106.731 | 0.03483
| 816.1855 | 0.036276 | 629.382 | -0.00069418 | 629.382 | -0.00070425 | 629.7739 | -0.00046562 | 815.5064 | 0.2424 | 629.382 | -0.00038972 | 818.7731 | 0.084668 | 816.1855 | 0.029268 | 629.382 | 0 | 949.2166 | 0.092946 |  |  | 942.091 | 0.0035125 | 1185.422 | 0.68071 | 1318.7745 | 0.97137 |  |  | 1106.7976 | 0 | 1106.791 | 0.03467
| 816.3517 | 0.028249 | 629.6128 | 0.00034462 | 629.6128 | 0.00019386 | 630.0043 | 0.00055991 | 815.6728 | 0.24965 | 629.6128 | 0.00046846 | 818.9408 | 0.085465 | 816.3517 | 0.030745 | 629.6128 | 0 | 949.3062 | 0.093704 |  |  | 942.363 | 0.0030558 | 1185.4908 | 0.68175 | 1318.9875 | 0.96888 |  |  | 1106.8577 | 0 | 1106.8511 | 0.03455
| 816.518 | 0.02613 | 629.8436 | -0.00056969 | 629.8436 | -0.00020975 | 630.2347 | -0.00056822 | 815.8392 | 0.24678 | 629.8436 | -0.00043331 | 819.1084 | 0.086402 | 816.518 | 0.030253 | 629.8437 | 0 | 949.3959 | 0.093843 |  |  | 942.635 | 0.0028933 | 1185.5597 | 0.68281 | 1319.2007 | 0.96638 |  |  | 1106.9177 | 0 | 1106.911 | 0.03447
| 816.6843 | 0.027599 | 630.0745 | 0.00060195 | 630.0745 | -0.00052183 | 630.4652 | 0.00037521 | 816.0056 | 0.25305 | 630.0745 | 7.4838e-05 | 819.2761 | 0.087262 | 816.6843 | 0.032581 | 630.0745 | 0 | 949.4856 | 0.09424 |  |  | 942.907 | 0.0033807 | 1185.6285 | 0.68388 | 1319.4138 | 0.96393 |  |  | 1106.9778 | 0 | 1106.9711 | 0.03444
| 816.8506 | 0.025356 | 630.3053 | -0.00060244 | 630.3053 | -0.0014792 | 630.6957 | -0.00058973 | 816.1721 | 0.2527 | 630.3053 | -0.00088199 | 819.4437 | 0.088266 | 816.8506 | 0.031952 | 630.3053 | 0 | 949.5753 | 0.093925 |  |  | 943.179 | 0.0031916 | 1185.6974 | 0.68495 | 1319.6271 | 0.96156 |  |  | 1107.0377 | 0 | 1107.0311 | 0.03446
| 817.0169 | 0.0289 | 630.5362 | 0.00018097 | 630.5362 | 5.2804e-05 | 630.9262 | 0.0002055 | 816.3385 | 0.25361 | 630.5362 | 0.00085639 | 819.6114 | 0.089067 | 817.0169 | 0.033793 | 630.5362 | 0 | 949.665 | 0.093324 |  |  | 943.452 | 0.0035784 | 1185.7662 | 0.68605 | 1319.8403 | 0.95929 |  |  | 1107.0978 | 0 | 1107.0912 | 0.03452
| 817.1831 | 0.027326 | 630.767 | -0.00055806 | 630.767 | 0.00031849 | 631.1567 | -0.00031646 | 816.5049 | 0.2529 | 630.767 | -0.00072915 | 819.7791 | 0.090193 | 817.1831 | 0.032611 | 630.767 | 0 | 949.7548 | 0.093366 |  |  | 943.724 | 0.0030626 | 1185.8351 | 0.68714 | 1320.0537 | 0.95713 |  |  | 1107.1578 | 0 | 1107.1512 | 0.03459
| 817.3494 | 0.031431 | 630.9979 | 3.7414e-05 | 630.9979 | -0.00010319 | 631.3872 | 0.0005159 | 816.6713 | 0.25673 | 630.9979 | 0.00063565 | 819.9468 | 0.091053 | 817.3494 | 0.034351 | 630.9979 | 0 | 949.8446 | 0.094349 |  |  | 943.997 | 0.0032739 | 1185.9039 | 0.68825 | 1320.2672 | 0.95508 |  |  | 1107.2179 | 0 | 1107.2113 | 0.03466
| 817.5157 | 0.026183 | 631.2288 | -0.0010074 | 631.2288 | -0.0011424 | 631.6177 | -0.00048817 | 816.8378 | 0.25714 | 631.2288 | -0.00024024 | 820.1144 | 0.09224 | 817.5157 | 0.033427 | 631.2288 | 0 | 949.9344 | 0.095296 |  |  | 944.27 | 0.0032095 | 1185.9728 | 0.68938 | 1320.4807 | 0.95309 |  |  | 1107.2779 | 0 | 1107.2714 | 0.03472
| 817.682 | 0.030886 | 631.4597 | 0.00062334 | 631.4597 | 0.00014691 | 631.8483 | 0.00041701 | 817.0042 | 0.26453 | 631.4597 | 2.816e-05 | 820.2821 | 0.093304 | 817.682 | 0.034958 | 631.4597 | 0 | 950.0242 | 0.095973 |  |  | 944.543 | 0.0036988 | 1186.0418 | 0.69051 | 1320.6943 | 0.95108 |  |  | 1107.338 | 0 | 1107.3314 | 0.03475
| 817.8483 | 0.020661 | 631.6906 | -0.00028611 | 631.6906 | -0.0010815 | 632.0789 | -0.00050072 | 817.1707 | 0.2633 | 631.6906 | -0.00048889 | 820.4498 | 0.094503 | 817.8483 | 0.034105 | 631.6906 | 0 | 950.114 | 0.096241 |  |  | 944.816 | 0.0036596 | 1186.1106 | 0.69166 | 1320.908 | 0.94892 |  |  | 1107.3981 | 0 | 1107.3915 | 0.03475
| 818.0147 | 0.029849 | 631.9215 | 0.00023516 | 631.9215 | 0.0009897 | 632.3094 | 0.00070279 | 817.3371 | 0.26245 | 631.9215 | 0.00053028 | 820.6175 | 0.095358 | 818.0147 | 0.035117 | 631.9215 | 0.00020024 | 950.2039 | 0.096458 |  |  | 945.09 | 0.0033397 | 1186.1796 | 0.69281 | 1321.1217 | 0.9465 |  |  | 1107.4581 | 0 | 1107.4515 | 0.03473
| 818.181 | 0.020011 | 632.1524 | -0.00035409 | 632.1524 | -0.00080943 | 632.54 | -0.00052923 | 817.5036 | 0.26982 | 632.1524 | -0.00060418 | 820.7852 | 0.096461 | 818.181 | 0.034738 | 632.1524 | 0 | 950.2937 | 0.097581 |  |  | 945.363 | 0.0033914 | 1186.2484 | 0.69397 | 1321.3354 | 0.94372 |  |  | 1107.5183 | 0 | 1107.5116 | 0.0347
| 818.3473 | 0.021148 | 632.3833 | 0.00026486 | 632.3833 | -0.00083397 | 632.7706 | 0.00084751 | 817.67 | 0.27547 | 632.3833 | 0.00058425 | 820.9529 | 0.097442 | 818.3473 | 0.035433 | 632.3833 | 0 | 950.3835 | 0.098352 |  |  | 945.637 | 0.0035365 | 1186.3174 | 0.69516 | 1321.5493 | 0.94058 |  |  | 1107.5784 | 0 | 1107.5717 | 0.03468
| 818.5136 | 0.018938 | 632.6143 | -0.0005837 | 632.6143 | -0.0018767 | 633.0012 | -1.1774e-05 | 817.8365 | 0.27314 | 632.6143 | -0.00060813 | 821.1206 | 0.098411 | 818.5136 | 0.03514 | 632.6143 | 0 | 950.4734 | 0.09892 |  |  | 945.911 | 0.003719 | 1186.3863 | 0.69634 | 1321.7633 | 0.93712 |  |  | 1107.6384 | 0 | 1107.6318 | 0.03469
| 818.6799 | 0.019442 | 632.8452 | 0.00025257 | 632.8452 | -0.00018904 | 633.2318 | 0.00074849 | 818.003 | 0.27401 | 632.8452 | 0.00028596 | 821.2884 | 0.099574 | 818.6799 | 0.035144 | 632.8452 | 0 | 950.5634 | 0.099395 |  |  | 946.185 | 0.0040066 | 1186.4552 | 0.69755 | 1321.9773 | 0.93347 |  |  | 1107.6986 | 0 | 1107.6919 | 0.03473
| 818.8463 | 0.015298 | 633.0762 | -0.00021229 | 633.0762 | -0.00073529 | 633.4623 | -0.0002973 | 818.1694 | 0.27756 | 633.0762 | -0.00032605 | 821.4561 | 0.10099 | 818.8463 | 0.03478 | 633.0762 | 0 | 950.6533 | 0.099264 |  |  | 946.459 | 0.0038495 | 1186.5242 | 0.69875 | 1322.1914 | 0.92978 |  |  | 1107.7587 | 0 | 1107.7521 | 0.03484
| 819.0126 | 0.017808 | 633.3072 | 0.00045589 | 633.3072 | 0.00035365 | 633.693 | 0.00095851 | 818.3359 | 0.28007 | 633.3072 | 0.00088104 | 821.6238 | 0.10233 | 819.0126 | 0.034622 | 633.3072 | 0.001 | 950.7432 | 0.099443 |  |  | 946.734 | 0.004023 | 1186.5931 | 0.69998 | 1322.4055 | 0.92621 |  |  | 1107.8189 | 0 | 1107.8121 | 0.035
| 819.1789 | 0.013258 | 633.5382 | -0.00035282 | 633.5382 | 0.00021185 | 633.9236 | -0.0013604 | 818.5024 | 0.28302 | 633.5382 | -0.00030075 | 821.7915 | 0.10366 | 819.1789 | 0.034467 | 633.5382 | 0 | 950.8332 | 0.10016 |  |  | 947.008 | 0.0042119 | 1186.6621 | 0.70121 | 1322.6198 | 0.92287 |  |  | 1107.8789 | 0 | 1107.8723 | 0.0352
| 819.3453 | 0.014415 | 633.7692 | 0.00042382 | 633.7692 | -0.001038 | 634.1543 | 0.00072649 | 818.6689 | 0.28695 | 633.7692 | 0.00021152 | 821.9593 | 0.10475 | 819.3453 | 0.034325 | 633.7692 | 0 | 950.9232 | 0.10093 |  |  | 947.283 | 0.0042015 | 1186.7311 | 0.70246 | 1322.834 | 0.91979 |  |  | 1107.9391 | 0 | 1107.9324 | 0.03543
| 819.5116 | 0.013083 | 634.0002 | -0.0009194 | 634.0002 | -0.00066489 | 634.3849 | -0.00010591 | 818.8353 | 0.28054 | 634.0002 | -0.00058349 | 822.127 | 0.10577 | 819.5116 | 0.03435 | 634.0002 | 0 | 951.0132 | 0.1011 |  |  | 947.558 | 0.0042372 | 1186.8001 | 0.70371 | 1323.0483 | 0.91695 |  |  | 1107.9992 | 0 | 1107.9925 | 0.03567
| 819.6779 | 0.016014 | 634.2312 | 0.00057537 | 634.2312 | 0.00038616 | 634.6156 | 0.0010449 | 819.0018 | 0.28949 | 634.2312 | 0.00031391 | 822.2948 | 0.10671 | 819.6779 | 0.034112 | 634.2312 | 0 | 951.1031 | 0.10069 |  |  | 947.833 | 0.004048 | 1186.869 | 0.70497 | 1323.2628 | 0.91423 |  |  | 1108.0593 | 0 | 1108.0527 | 0.03587
| 819.8443 | 0.016195 | 634.4622 | -0.0006414 | 634.4622 | -0.00077597 | 634.8463 | 0.00018133 | 819.1683 | 0.29118 | 634.4622 | -0.00063826 | 822.4625 | 0.10778 | 819.8443 | 0.034009 | 634.4623 | 0 | 951.1932 | 0.10133 |  |  | 948.108 | 0.0042147 | 1186.9381 | 0.70625 | 1323.4773 | 0.91149 |  |  | 1108.1195 | 0 | 1108.1128 | 0.03601
| 820.0106 | 0.017808 | 634.6933 | -7.9481e-05 | 634.6933 | 0.00021024 | 635.077 | 0.00014551 | 819.3348 | 0.29395 | 634.6933 | 0.00038321 | 822.6303 | 0.10876 | 820.0106 | 0.033693 | 634.6933 | 0 | 951.2833 | 0.10311 |  |  | 948.383 | 0.0039474 | 1187.0071 | 0.70753 | 1323.6918 | 0.90858 |  |  | 1108.1797 | 0 | 1108.173 | 0.03607
| 820.177 | 0.014612 | 634.9243 | -0.00076813 | 634.9243 | -0.0010785 | 635.3077 | 0.00020456 | 819.5013 | 0.29362 | 634.9243 | -0.00063127 | 822.798 | 0.11014 | 820.177 | 0.033698 | 634.9244 | 0.001 | 951.3733 | 0.10379 |  |  | 948.659 | 0.0045785 | 1187.076 | 0.70884 | 1323.9065 | 0.90538 |  |  | 1108.2399 | 0 | 1108.2332 | 0.03602
| 820.3434 | 0.01677 | 635.1554 | 0.00067676 | 635.1554 | 0.0016514 | 635.5384 | 0.00051131 | 819.6678 | 0.29747 | 635.1554 | 0.00059957 | 822.9658 | 0.11147 | 820.3434 | 0.033428 | 635.1554 | 0 | 951.4634 | 0.10362 |  |  | 948.934 | 0.0046277 | 1187.1451 | 0.71014 | 1324.1211 | 0.90182 |  |  | 1108.3001 | 0 | 1108.2933 | 0.03586
| 820.5097 | 0.015281 | 635.3865 | -0.00068268 | 635.3865 | -0.00089014 | 635.7691 | -0.00023336 | 819.8343 | 0.29898 | 635.3865 | -0.00031595 | 823.1336 | 0.11306 | 820.5097 | 0.033341 | 635.3865 | 0 | 951.5535 | 0.10414 |  |  | 949.21 | 0.0047292 | 1187.2141 | 0.71146 | 1324.3359 | 0.8979 |  |  | 1108.3602 | 0 | 1108.3535 | 0.03557
| 820.6761 | 0.017843 | 635.6176 | 0.0007441 | 635.6176 | 0.001246 | 635.9999 | 0.00013657 | 820.0009 | 0.30621 | 635.6176 | 0.00064555 | 823.3013 | 0.11429 | 820.6761 | 0.032892 | 635.6176 | 0 | 951.6436 | 0.10458 |  |  | 949.486 | 0.0043941 | 1187.2832 | 0.71279 | 1324.5508 | 0.89364 |  |  | 1108.4204 | 0 | 1108.4137 | 0.03516
| 820.8425 | 0.01732 | 635.8487 | -0.0007292 | 635.8487 | -0.00011 | 636.2306 | -0.00023256 | 820.1674 | 0.30616 | 635.8487 | -0.00058637 | 823.4691 | 0.11565 | 820.8425 | 0.032889 | 635.8487 | 0.001 | 951.7337 | 0.10475 |  |  | 949.762 | 0.0049424 | 1187.3522 | 0.71413 | 1324.7656 | 0.88905 |  |  | 1108.4806 | 0 | 1108.4739 | 0.03463
| 821.0088 | 0.014942 | 636.0798 | 0.0002358 | 636.0798 | 0.00040399 | 636.4614 | 0.00093582 | 820.3339 | 0.31381 | 636.0798 | 0.00057252 | 823.6369 | 0.11686 | 821.0088 | 0.032561 | 636.0798 | 0.001 | 951.8238 | 0.10523 |  |  | 950.038 | 0.0047295 | 1187.4213 | 0.71548 | 1324.9806 | 0.88417 |  |  | 1108.5408 | 0 | 1108.5341 | 0.034
| 821.1752 | 0.017514 | 636.3109 | -0.00068956 | 636.3109 | -0.00016487 | 636.6921 | -0.00039507 | 820.5004 | 0.30506 | 636.3109 | -0.00055965 | 823.8047 | 0.1182 | 821.1752 | 0.03283 | 636.3109 | 0 | 951.9139 | 0.10539 |  |  | 950.315 | 0.0046909 | 1187.4904 | 0.71684 | 1325.1957 | 0.879 |  |  | 1108.601 | 0 | 1108.5942 | 0.03331
| 821.3416 | 0.015962 | 636.542 | 0.00023962 | 636.542 | -0.00028019 | 636.9229 | 0.0006432 | 820.6669 | 0.31829 | 636.542 | 0.00011655 | 823.9725 | 0.11923 | 821.3416 | 0.032583 | 636.542 | 0 | 952.0041 | 0.10636 |  |  | 950.591 | 0.0045879 | 1187.5593 | 0.71821 | 1325.4108 | 0.87355 |  |  | 1108.6611 | 0 | 1108.6545 | 0.03261
| 821.508 | 0.017619 | 636.7732 | -0.00039324 | 636.7732 | -1.4068e-06 | 637.1537 | -0.00050981 | 820.8335 | 0.31174 | 636.7732 | -0.00066918 | 824.1403 | 0.12066 | 821.508 | 0.032926 | 636.7732 | 0 | 952.0943 | 0.10838 |  |  | 950.868 | 0.0051376 | 1187.6284 | 0.71959 | 1325.626 | 0.86786 |  |  | 1108.7214 | 0 | 1108.7147 | 0.03195
| 821.6744 | 0.017403 | 637.0043 | 0.00075448 | 637.0043 | 0.0013053 | 637.3845 | 8.0311e-05 | 821 | 0.31941 | 637.0043 | 0.00043946 | 824.3081 | 0.12206 | 821.6744 | 0.032664 | 637.0043 | 0 | 952.1845 | 0.10851 |  |  | 951.145 | 0.0051282 | 1187.6975 | 0.72097 | 1325.8412 | 0.86202 |  |  | 1108.7816 | 0 | 1108.7749 | 0.03138
| 821.8408 | 0.017338 | 637.2355 | 5.6903e-05 | 637.2355 | -0.0008715 | 637.6153 | 1.5444e-05 | 821.1666 | 0.32264 | 637.2355 | -0.00041915 | 824.4759 | 0.12361 | 821.8408 | 0.033189 | 637.2355 | 0 | 952.2748 | 0.10753 |  |  | 951.422 | 0.0048958 | 1187.7666 | 0.72238 | 1326.0565 | 0.85614 |  |  | 1108.8418 | 0 | 1108.8352 | 0.03095
| 822.0072 | 0.014573 | 637.4667 | 0.00013967 | 637.4667 | 0.0010368 | 637.8461 | 0.00052844 | 821.3331 | 0.32701 | 637.4667 | 0.00033144 | 824.6437 | 0.12515 | 822.0072 | 0.032888 | 637.4667 | 0 | 952.365 | 0.10799 |  |  | 951.699 | 0.0052528 | 1187.8357 | 0.72379 | 1326.272 | 0.85041 |  |  | 1108.9021 | 0 | 1108.8954 | 0.03069
| 822.1736 | 0.016494 | 637.6978 | -0.00045835 | 637.6978 | -0.00033502 | 638.077 | 0.00014148 | 821.4997 | 0.32694 | 637.6978 | -0.00058986 | 824.8115 | 0.12678 | 822.1736 | 0.033321 | 637.6979 | 0 | 952.4553 | 0.10923 |  |  | 951.977 | 0.0049907 | 1187.9048 | 0.72521 | 1326.4874 | 0.84496 |  |  | 1108.9623 | 0 | 1108.9557 | 0.03058
| 822.34 | 0.013747 | 637.929 | 0.00024432 | 637.929 | 0.000727 | 638.3078 | 0.0010954 | 821.6662 | 0.33389 | 637.929 | 0.00015609 | 824.9794 | 0.12835 | 822.34 | 0.032911 | 637.929 | 0 | 952.5455 | 0.10993 |  |  | 952.254 | 0.0054383 | 1187.974 | 0.72663 | 1326.703 | 0.83992 |  |  | 1109.0226 | 0 | 1109.0159 | 0.0306
| 822.5064 | 0.015544 | 638.1602 | -0.00022295 | 638.1602 | -0.00062879 | 638.5386 | 0.00013891 | 821.8328 | 0.33736 | 638.1602 | -0.00042337 | 825.1472 | 0.12986 | 822.5064 | 0.033352 | 638.1603 | 0 | 952.6359 | 0.11016 |  |  | 952.532 | 0.0053421 | 1188.0431 | 0.72807 | 1326.9186 | 0.83534 |  |  | 1109.0828 | 0 | 1109.0762 | 0.03071
| 822.6728 | 0.014063 | 638.3915 | 0.00067881 | 638.3915 | 0.0014445 | 638.7695 | 0.00062761 | 821.9993 | 0.34411 | 638.3915 | 0.00067661 | 825.315 | 0.13144 | 822.6728 | 0.032986 | 638.3915 | 0 | 952.7262 | 0.11057 |  |  | 952.81 | 0.0053205 | 1188.1122 | 0.72951 | 1327.1343 | 0.83117 |  |  | 1109.1431 | 0 | 1109.1365 | 0.03087
| 822.8392 | 0.015544 | 638.6227 | -0.00044213 | 638.6227 | 0.00022394 | 639.0004 | 0.00055303 | 822.1659 | 0.33906 | 638.6227 | -0.00056985 | 825.4829 | 0.13291 | 822.8392 | 0.033218 | 638.6227 | 0 | 952.8165 | 0.11093 |  |  | 953.088 | 0.0056543 | 1188.1814 | 0.73097 | 1327.35 | 0.82732 |  |  | 1109.2034 | 0 | 1109.1967 | 0.03106
| 823.0056 | 0.015751 | 638.8539 | -0.00040761 | 638.8539 | 0.00064008 | 639.2313 | -0.00038211 | 822.3325 | 0.34863 | 638.8539 | -0.00047768 | 825.6507 | 0.13455 | 823.0056 | 0.033804 | 638.8539 | 0 | 952.9069 | 0.11107 |  |  | 953.366 | 0.0054483 | 1188.2505 | 0.73244 | 1327.5658 | 0.82363 |  |  | 1109.2637 | 0 | 1109.257 | 0.03126
| 823.172 | 0.013751 | 639.0852 | 0.00010793 | 639.0852 | 0.0024987 | 639.4622 | -0.00013639 | 822.499 | 0.35914 | 639.0852 | 0.00021772 | 825.8186 | 0.13587 | 823.172 | 0.034152 | 639.0852 | 0 | 952.9973 | 0.11136 |  |  | 953.645 | 0.0057648 | 1188.3197 | 0.73391 | 1327.7816 | 0.81996 |  |  | 1109.3238 | 0 | 1109.3173 | 0.03146
| 823.3384 | 0.015786 | 639.3164 | -0.00042955 | 639.3164 | -0.00061954 | 639.6931 | -0.00029558 | 822.6656 | 0.36333 | 639.3164 | -0.00076313 | 825.9864 | 0.1374 | 823.3384 | 0.035169 | 639.3164 | 0 | 953.0876 | 0.11219 |  |  | 953.923 | 0.0062659 | 1188.3888 | 0.7354 | 1327.9977 | 0.81616 |  |  | 1109.3842 | 0 | 1109.3776 | 0.03166
| 823.5049 | 0.013522 | 639.5477 | 0.00062285 | 639.5477 | 0.0017761 | 639.924 | 0.00038433 | 822.8322 | 0.36674 | 639.5477 | 0.00038757 | 826.1543 | 0.13872 | 823.5049 | 0.034698 | 639.5477 | 0.001 | 953.178 | 0.11359 |  |  | 954.202 | 0.0056904 | 1188.458 | 0.73689 | 1328.2136 | 0.8121 |  |  | 1109.4445 | 0 | 1109.4379 | 0.03186
| 823.6713 | 0.016067 | 639.779 | -0.00072833 | 639.779 | -0.00019113 | 640.1549 | -0.00052215 | 822.9988 | 0.37159 | 639.779 | -0.00070588 | 826.3222 | 0.14019 | 823.6713 | 0.035691 | 639.779 | 0.00020024 | 953.2684 | 0.11373 |  |  | 954.481 | 0.0058163 | 1188.5272 | 0.73839 | 1328.4298 | 0.80766 |  |  | 1109.5048 | 0 | 1109.4982 | 0.03206
| 823.8377 | 0.013663 | 640.0103 | 0.0010063 | 640.0103 | 0.00083114 | 640.3859 | 0.00051804 | 823.1654 | 0.37162 | 640.0103 | 0.0004023 | 826.49 | 0.14119 | 823.8377 | 0.035034 | 640.0103 | 0 | 953.3589 | 0.11332 |  |  | 954.76 | 0.0061328 | 1188.5963 | 0.7399 | 1328.6459 | 0.80276 |  |  | 1109.5651 | 0 | 1109.5585 | 0.03225
| 824.0042 | 0.015856 | 640.2416 | -0.00074915 | 640.2416 | -0.00030759 | 640.6168 | 0.00012451 | 823.332 | 0.37525 | 640.2416 | -0.00051499 | 826.6579 | 0.14253 | 824.0042 | 0.03611 | 640.2416 | 0 | 953.4493 | 0.11408 |  |  | 955.039 | 0.0062997 | 1188.6655 | 0.74142 | 1328.8622 | 0.79735 |  |  | 1109.6254 | 0 | 1109.6188 | 0.03244
| 824.1706 | 0.014982 | 640.4729 | 0.0004036 | 640.4729 | 0.00099808 | 640.8478 | 0.00035376 | 823.4986 | 0.37986 | 640.4729 | 0.00067128 | 826.8258 | 0.14372 | 824.1706 | 0.035647 | 640.4729 | 0 | 953.5398 | 0.11504 |  |  | 955.318 | 0.0066198 | 1188.7347 | 0.74294 | 1329.0785 | 0.79143 |  |  | 1109.6858 | 0 | 1109.6791 | 0.03262
| 824.3371 | 0.016102 | 640.7042 | -0.00067747 | 640.7042 | -0.00083335 | 641.0787 | -0.00016598 | 823.6652 | 0.38629 | 640.7042 | -0.00070326 | 826.9937 | 0.14501 | 824.3371 | 0.036788 | 640.7042 | 0 | 953.6303 | 0.11522 |  |  | 955.598 | 0.0059644 | 1188.804 | 0.74448 | 1329.2948 | 0.78507 |  |  | 1109.7461 | 0 | 1109.7394 | 0.0328
| 824.5035 | 0.014472 | 640.9356 | 0.00017036 | 640.9356 | 0.0014945 | 641.3098 | 0.00031943 | 823.8318 | 0.39304 | 640.9356 | 0.00049298 | 827.1616 | 0.14604 | 824.5035 | 0.036139 | 640.9356 | 0.001 | 953.7208 | 0.11483 |  |  | 955.877 | 0.0067373 | 1188.8732 | 0.74602 | 1329.5114 | 0.77843 |  |  | 1109.8064 | 0 | 1109.7997 | 0.033
| 824.67 | 0.015856 | 641.1669 | -0.0006797 | 641.1669 | -6.3891e-05 | 641.5407 | -0.00035677 | 823.9984 | 0.39457 | 641.1669 | -0.00053652 | 827.3294 | 0.14774 | 824.67 | 0.037047 | 641.1669 | 0 | 953.8113 | 0.11527 |  |  | 956.157 | 0.0063113 | 1188.9424 | 0.74757 | 1329.7278 | 0.77173 |  |  | 1109.8667 | 0 | 1109.8601 | 0.03322
| 824.8364 | 0.013733 | 641.3983 | 0.00048884 | 641.3983 | 0.0013755 | 641.7717 | 0.00041922 | 824.165 | 0.39878 | 641.3983 | 0.00038422 | 827.4973 | 0.14936 | 824.8364 | 0.03635 | 641.3983 | 0 | 953.9019 | 0.11675 |  |  | 956.437 | 0.0063591 | 1189.0117 | 0.74913 | 1329.9445 | 0.76521 |  |  | 1109.9271 | 0 | 1109.9204 | 0.03346
| 825.0029 | 0.015962 | 641.6296 | -0.00050388 | 641.6296 | -0.00042729 | 642.0027 | -0.00013885 | 824.3316 | 0.40541 | 641.6296 | -0.0004815 | 827.6652 | 0.15119 | 825.0029 | 0.037356 | 641.6296 | 0 | 953.9924 | 0.1179 |  |  | 956.717 | 0.0071056 | 1189.0809 | 0.75069 | 1330.161 | 0.75909 |  |  | 1109.9874 | 0 | 1109.9808 | 0.03372
| 825.1693 | 0.014489 | 641.861 | 0.00038025 | 641.861 | 0.0011069 | 642.2338 | 0.00056842 | 824.4982 | 0.41194 | 641.861 | 0.00068867 | 827.8332 | 0.15277 | 825.1693 | 0.037046 | 641.861 | 0 | 954.083 | 0.11886 |  |  | 956.998 | 0.0068663 | 1189.1501 | 0.75227 | 1330.3778 | 0.75354 |  |  | 1110.0478 | 0 | 1110.0411 | 0.03399
| 825.3358 | 0.016243 | 642.0924 | -0.00035602 | 642.0924 | -0.00043263 | 642.4648 | -0.00073223 | 824.6648 | 0.41227 | 642.0924 | -0.0004683 | 828.0011 | 0.15461 | 825.3358 | 0.038098 | 642.0924 | 0 | 954.1736 | 0.11975 |  |  | 957.278 | 0.0069653 | 1189.2195 | 0.75385 | 1330.5946 | 0.74858 |  |  | 1110.1082 | 0 | 1110.1016 | 0.03424
| 825.5023 | 0.014683 | 642.3238 | 0.00088337 | 642.3238 | 0.0024267 | 642.6959 | 0.00013879 | 824.8315 | 0.41752 | 642.3238 | 0.00065588 | 828.169 | 0.15615 | 825.5023 | 0.03773 | 642.3238 | 0 | 954.2642 | 0.12004 |  |  | 957.559 | 0.0068783 | 1189.2887 | 0.75544 | 1330.8115 | 0.74413 |  |  | 1110.1686 | 0 | 1110.1619 | 0.03446
| 825.6687 | 0.01612 | 642.5552 | -0.00059358 | 642.5552 | 0.00029219 | 642.9269 | -8.4791e-05 | 824.9981 | 0.42284 | 642.5552 | -0.00034481 | 828.3369 | 0.15767 | 825.6687 | 0.038405 | 642.5552 | 0 | 954.3548 | 0.12011 |  |  | 957.84 | 0.0067288 | 1189.358 | 0.75704 | 1331.0284 | 0.73999 |  |  | 1110.2289 | 0 | 1110.2223 | 0.03462
| 825.8352 | 0.015087 | 642.7866 | 0.00022385 | 642.7866 | 0.0011617 | 643.158 | 0.00067892 | 825.1647 | 0.43358 | 642.7866 | 0.00061671 | 828.5048 | 0.15895 | 825.8352 | 0.038107 | 642.7866 | 0 | 954.4454 | 0.12075 |  |  | 958.121 | 0.0072358 | 1189.4272 | 0.75864 | 1331.2454 | 0.73586 |  |  | 1110.2893 | 0 | 1110.2827 | 0.0347
| 826.0017 | 0.016313 | 643.0181 | -0.0005083 | 643.0181 | 0.00066075 | 643.3891 | 0.00038497 | 825.3314 | 0.42946 | 643.0181 | -0.0007902 | 828.6728 | 0.16052 | 826.0017 | 0.03895 | 643.0181 | 0 | 954.5361 | 0.12157 |  |  | 958.402 | 0.0072795 | 1189.4966 | 0.76025 | 1331.4625 | 0.73147 |  |  | 1110.3497 | 0 | 1110.343 | 0.03469
| 826.1682 | 0.01463 | 643.2495 | 0.00040103 | 643.2495 | 0.00065873 | 643.6202 | 0.0002814 | 825.498 | 0.44012 | 643.2495 | 0.00016914 | 828.8407 | 0.16188 | 826.1682 | 0.038964 | 643.2495 | 0 | 954.6267 | 0.1218 |  |  | 958.683 | 0.0067588 | 1189.5658 | 0.76186 | 1331.6797 | 0.72662 |  |  | 1110.4102 | 0 | 1110.4034 | 0.03459
| 826.3347 | 0.015575 | 643.4809 | -0.00065462 | 643.4809 | -0.00038462 | 643.8513 | 0.0001453 | 825.6647 | 0.44136 | 643.4809 | -0.00085252 | 829.0087 | 0.16361 | 826.3347 | 0.039798 | 643.481 | 0 | 954.7174 | 0.1226 |  |  | 958.965 | 0.007504 | 1189.6351 | 0.7635 | 1331.8969 | 0.72123 |  |  | 1110.4706 | 0 | 1110.4639 | 0.03441
| 826.5011 | 0.014894 | 643.7124 | 5.3097e-06 | 643.7124 | -0.00088039 | 644.0824 | -0.00012191 | 825.8313 | 0.44878 | 643.7124 | 0.00091409 | 829.1766 | 0.16521 | 826.5011 | 0.039851 | 643.7124 | 0.001 | 954.8081 | 0.12328 |  |  | 959.246 | 0.0075136 | 1189.7045 | 0.76513 | 1332.1141 | 0.71539 |  |  | 1110.5309 | 0 | 1110.5243 | 0.03418
| 826.6676 | 0.015944 | 643.9439 | -0.00073183 | 643.9439 | 0.0007118 | 644.3135 | 0.00020663 | 825.998 | 0.44968 | 643.9439 | -0.00067462 | 829.3446 | 0.16698 | 826.6676 | 0.040418 | 643.9439 | 0.001 | 954.8989 | 0.12328 |  |  | 959.528 | 0.00739 | 1189.7738 | 0.76676 | 1332.3315 | 0.7093 |  |  | 1110.5913 | 0 | 1110.5847 | 0.0339
| 826.8341 | 0.015105 | 644.1754 | 0.0004163 | 644.1754 | 0.00017819 | 644.5447 | 0.00026033 | 826.1646 | 0.45524 | 644.1754 | 0.00039765 | 829.5125 | 0.16874 | 826.8341 | 0.040541 | 644.1754 | 0.00020024 | 954.9896 | 0.12359 |  |  | 959.81 | 0.007861 | 1189.8431 | 0.76841 | 1332.549 | 0.70322 |  |  | 1110.6517 | 0 | 1110.6451 | 0.0336
| 827.0006 | 0.016067 | 644.4069 | -0.00065383 | 644.4069 | -0.0015911 | 644.7758 | 0.00027909 | 826.3313 | 0.4619 | 644.4069 | -0.00085553 | 829.6805 | 0.17054 | 827.0006 | 0.041084 | 644.4069 | 0 | 955.0803 | 0.12411 |  |  | 960.092 | 0.0078912 | 1189.9125 | 0.77006 | 1332.7665 | 0.6974 |  |  | 1110.7123 | 0 | 1110.7056 | 0.03327
| 827.1671 | 0.014823 | 644.6384 | 0.00030432 | 644.6384 | 0.00027265 | 645.007 | 3.1097e-05 | 826.498 | 0.46544 | 644.6384 | 0.00010619 | 829.8484 | 0.17182 | 827.1671 | 0.04131 | 644.6384 | 0 | 955.1711 | 0.12548 |  |  | 960.375 | 0.008011 | 1189.9818 | 0.77172 | 1332.9841 | 0.69203 |  |  | 1110.7727 | 0 | 1110.766 | 0.03293
| 827.3336 | 0.014872 | 644.8699 | -0.0002977 | 644.8699 | -0.0016858 | 645.2381 | -8.0859e-05 | 826.6646 | 0.4683 | 644.8699 | -0.00059822 | 830.0164 | 0.17351 | 827.3336 | 0.041735 | 644.8699 | 0 | 955.2619 | 0.12705 |  |  | 960.657 | 0.0077996 | 1190.0512 | 0.77339 | 1333.2018 | 0.68715 |  |  | 1110.8331 | 0 | 1110.8264 | 0.03256
| 827.5002 | 0.015052 | 645.1014 | 0.00062149 | 645.1014 | 0.00042176 | 645.4693 | 6.4112e-06 | 826.8313 | 0.47208 | 645.1014 | 0.0001745 | 830.1844 | 0.17517 | 827.5002 | 0.04204 | 645.1014 | 0 | 955.3527 | 0.1276 |  |  | 960.94 | 0.0083347 | 1190.1206 | 0.77506 | 1333.4194 | 0.68272 |  |  | 1110.8936 | 0 | 1110.8868 | 0.03219
| 827.6667 | 0.015874 | 645.333 | -0.00065974 | 645.333 | -0.00066386 | 645.7005 | -0.00036211 | 826.998 | 0.48502 | 645.333 | -0.00057962 | 830.3524 | 0.17695 | 827.6667 | 0.042451 | 645.3329 | 0 | 955.4436 | 0.12771 |  |  | 961.223 | 0.0086108 | 1190.1899 | 0.77674 | 1333.6372 | 0.67862 |  |  | 1110.954 | 0 | 1110.9474 | 0.03182
| 827.8332 | 0.014823 | 645.5645 | 0.00029714 | 645.5645 | 0.00059553 | 645.9317 | 0.00031731 | 827.1647 | 0.47874 | 645.5645 | 0.00079082 | 830.5204 | 0.17851 | 827.8332 | 0.042802 | 645.5645 | 0 | 955.5344 | 0.12713 |  |  | 961.505 | 0.0083305 | 1190.2593 | 0.77842 | 1333.8551 | 0.67471 |  |  | 1111.0145 | 0 | 1111.0078 | 0.03148
| 827.9997 | 0.014766 | 645.7961 | -0.00038254 | 645.7961 | -0.0009362 | 646.1629 | -0.00037772 | 827.3314 | 0.48252 | 645.7961 | -0.00072786 | 830.6883 | 0.18036 | 827.9997 | 0.043205 | 645.7961 | 0 | 955.6253 | 0.12647 |  |  | 961.789 | 0.0084606 | 1190.3287 | 0.78012 | 1334.073 | 0.67089 |  |  | 1111.0749 | 0 | 1111.0682 | 0.0312
| 828.1662 | 0.014436 | 646.0276 | 4.601e-05 | 646.0276 | 0.00059907 | 646.3941 | 0.00019243 | 827.4981 | 0.48708 | 646.0276 | 0.00023297 | 830.8563 | 0.18223 | 828.1662 | 0.043702 | 646.0276 | 0 | 955.7162 | 0.12752 |  |  | 962.072 | 0.0086008 | 1190.3981 | 0.7818 | 1334.291 | 0.6671 |  |  | 1111.1355 | 0 | 1111.1288 | 0.03101
| 828.3328 | 0.014872 | 646.2592 | -7.2201e-05 | 646.2592 | -0.00062026 | 646.6254 | 0.00024744 | 827.6648 | 0.48658 | 646.2592 | -0.00023564 | 831.0243 | 0.18422 | 828.3328 | 0.044001 | 646.2592 | 0 | 955.8071 | 0.1292 |  |  | 962.355 | 0.0088695 | 1190.4675 | 0.7835 | 1334.5092 | 0.66337 |  |  | 1111.1959 | 0 | 1111.1892 | 0.03095
| 828.4993 | 0.012573 | 646.4908 | 0.00059958 | 646.4908 | 0.0015816 | 646.8566 | 0.00068987 | 827.8314 | 0.49284 | 646.4908 | 0.00070657 | 831.1923 | 0.1857 | 828.4993 | 0.044318 | 646.4908 | 0 | 955.898 | 0.13004 |  |  | 962.639 | 0.0084597 | 1190.537 | 0.78521 | 1334.7273 | 0.6597 |  |  | 1111.2565 | 0 | 1111.2498 | 0.03102
| 828.6658 | 0.014573 | 646.7224 | 0.00031097 | 646.7224 | -0.00020626 | 647.0878 | 0.00012189 | 827.9982 | 0.49818 | 646.7224 | -0.00054497 | 831.3604 | 0.18769 | 828.6658 | 0.0446 | 646.7224 | 0 | 955.989 | 0.13034 |  |  | 962.923 | 0.0084696 | 1190.6063 | 0.78692 | 1334.9456 | 0.65609 |  |  | 1111.3169 | 0 | 1111.3103 | 0.03122
| 828.8324 | 0.014489 | 646.954 | 0.00042782 | 646.954 | 0.0016499 | 647.3191 | 1.8281e-05 | 828.1649 | 0.50217 | 646.954 | 0.00050612 | 831.5284 | 0.18959 | 828.8324 | 0.045573 | 646.954 | 0.00020024 | 956.0799 | 0.13043 |  |  | 963.207 | 0.0096454 | 1190.6758 | 0.78865 | 1335.1638 | 0.65247 |  |  | 1111.3774 | 0 | 1111.3707 | 0.03156
| 828.9989 | 0.015259 | 647.1856 | -0.00050795 | 647.1856 | 0.0005211 | 647.5504 | -0.00038804 | 828.3316 | 0.49954 | 647.1856 | 0.00012441 | 831.6964 | 0.19153 | 828.9989 | 0.046369 | 647.1856 | 0 | 956.1708 | 0.13046 |  |  | 963.491 | 0.0087518 | 1190.7452 | 0.79037 | 1335.3822 | 0.64873 |  |  | 1111.438 | 0 | 1111.4313 | 0.032
| 829.1654 | 0.012256 | 647.4173 | 0.00026493 | 647.4173 | 0.00073427 | 647.7817 | 0.000981 | 828.4983 | 0.50523 | 647.4173 | 0.00040903 | 831.8644 | 0.19298 | 829.1654 | 0.047449 | 647.4173 | 0 | 956.2618 | 0.13114 |  |  | 963.775 | 0.0092934 | 1190.8147 | 0.79209 | 1335.6006 | 0.64473 |  |  | 1111.4984 | 0 | 1111.4918 | 0.03254
| 829.332 | 0.01445 | 647.6489 | -0.00037659 | 647.6489 | -0.00033757 | 648.013 | -0.00050669 | 828.665 | 0.50808 | 647.6489 | -0.00098163 | 832.0324 | 0.19479 | 829.332 | 0.04787 | 647.6489 | 0 | 956.3528 | 0.13272 |  |  | 964.06 | 0.0092036 | 1190.8842 | 0.79382 | 1335.8191 | 0.64034 |  |  | 1111.559 | 0 | 1111.5524 | 0.03312
| 829.4985 | 0.01456 | 647.8806 | 0.0007349 | 647.8806 | -0.0007765 | 648.2443 | 0.00059283 | 828.8317 | 0.51567 | 647.8806 | 0.00020199 | 832.2005 | 0.19637 | 829.4985 | 0.048298 | 647.8806 | 0 | 956.4439 | 0.13416 |  |  | 964.345 | 0.0097803 | 1190.9536 | 0.79556 | 1336.0377 | 0.63546 |  |  | 1111.6195 | 0 | 1111.6128 | 0.03371
| 829.6651 | 0.013237 | 648.1122 | -0.00033095 | 648.1122 | -0.0013241 | 648.4756 | -0.00098743 | 828.9984 | 0.5099 | 648.1122 | -0.00088371 | 832.3685 | 0.19812 | 829.6651 | 0.048261 | 648.1122 | 0 | 956.5349 | 0.13443 |  |  | 964.629 | 0.0096431 | 1191.0231 | 0.79729 | 1336.2563 | 0.63006 |  |  | 1111.68 | 0 | 1111.6733 | 0.03427
| 829.8317 | 0.012221 | 648.3439 | 0.00044451 | 648.3439 | 0.00087275 | 648.7069 | 2.3703e-05 | 829.1652 | 0.51751 | 648.3439 | 0.00039877 | 832.5366 | 0.19955 | 829.8317 | 0.048413 | 648.3439 | 0 | 956.626 | 0.13393 |  |  | 964.914 | 0.0097711 | 1191.0925 | 0.79905 | 1336.4751 | 0.62416 |  |  | 1111.7406 | 0 | 1111.7339 | 0.03474
| 829.9982 | 0.011813 | 648.5756 | -0.00064634 | 648.5756 | -0.0015246 | 648.9383 | 7.6058e-05 | 829.3319 | 0.5226 | 648.5756 | -0.00069782 | 832.7046 | 0.20156 | 829.9982 | 0.048319 | 648.5756 | 0 | 956.717 | 0.13469 |  |  | 965.199 | 0.0093941 | 1191.162 | 0.80079 | 1336.6938 | 0.61784 |  |  | 1111.8012 | 0 | 1111.7944 | 0.03511
| 830.1648 | 0.012643 | 648.8073 | 0.00063978 | 648.8073 | 0.00082187 | 649.1696 | 0.00090679 | 829.4987 | 0.52507 | 648.8073 | 0.00065607 | 832.8727 | 0.20365 | 830.1648 | 0.048566 | 648.8073 | 0 | 956.8082 | 0.13707 |  |  | 965.485 | 0.010102 | 1191.2316 | 0.80255 | 1336.9127 | 0.61119 |  |  | 1111.8617 | 0 | 1111.855 | 0.03535
| 830.3313 | 0.011778 | 649.039 | -0.00056724 | 649.039 | -0.00017938 | 649.401 | -0.00031364 | 829.6654 | 0.51826 | 649.039 | -0.00040338 | 833.0407 | 0.20591 | 830.3313 | 0.048945 | 649.039 | 0 | 956.8992 | 0.13798 |  |  | 965.77 | 0.010272 | 1191.301 | 0.8043 | 1337.1317 | 0.60434 |  |  | 1111.9222 | 0 | 1111.9156 | 0.03546
| 830.4979 | 0.01004 | 649.2707 | 0.00049436 | 649.2707 | 0.0012529 | 649.6323 | 0.00049416 | 829.8321 | 0.52657 | 649.2707 | 0.00016728 | 833.2088 | 0.20778 | 830.4979 | 0.049547 | 649.2707 | 0 | 956.9904 | 0.1375 |  |  | 966.056 | 0.010186 | 1191.3705 | 0.80606 | 1337.3507 | 0.59743 |  |  | 1111.9829 | 0 | 1111.9762 | 0.03546
| 830.6645 | 0.012587 | 649.5025 | -0.00029708 | 649.5025 | -0.0010851 | 649.8637 | -0.00072725 | 829.9989 | 0.52058 | 649.5025 | -0.0004552 | 833.3769 | 0.20978 | 830.6645 | 0.049842 | 649.5024 | 0 | 957.0815 | 0.13807 |  |  | 966.342 | 0.010469 | 1191.4401 | 0.80783 | 1337.5697 | 0.59058 |  |  | 1112.0435 | 0 | 1112.0367 | 0.03535
| 830.8311 | 0.013522 | 649.7342 | 0.00068825 | 649.7342 | 1.6128e-05 | 650.0952 | 0.00029827 | 830.1656 | 0.53017 | 649.7342 | 0.00060615 | 833.5449 | 0.21157 | 830.8311 | 0.049856 | 649.7342 | 0 | 957.1727 | 0.1388 |  |  | 966.628 | 0.010669 | 1191.5096 | 0.80959 | 1337.7889 | 0.58393 |  |  | 1112.104 | 0 | 1112.0973 | 0.03517
| 830.9977 | 0.0093696 | 649.9659 | -0.00045393 | 649.9659 | -0.00039338 | 650.3265 | -0.00012584 | 830.3324 | 0.5262 | 649.9659 | -0.00046889 | 833.713 | 0.21347 | 830.9977 | 0.049837 | 649.9659 | 0 | 957.2639 | 0.13917 |  |  | 966.914 | 0.010567 | 1191.5791 | 0.81137 | 1338.0082 | 0.57759 |  |  | 1112.1645 | 0 | 1112.158 | 0.03494
| 831.1642 | 0.010533 | 650.1977 | 0.00038595 | 650.1977 | 0.00075949 | 650.5579 | 0.00071263 | 830.4992 | 0.52385 | 650.1977 | 0.00062079 | 833.8811 | 0.21501 | 831.1642 | 0.049889 | 650.1977 | 0 | 957.355 | 0.13971 |  |  | 967.2 | 0.010827 | 1191.6487 | 0.81314 | 1338.2274 | 0.57162 |  |  | 1112.2252 | 0 | 1112.2185 | 0.03467
| 831.3308 | 0.0081918 | 650.4295 | -0.00044656 | 650.4295 | -0.0013281 | 650.7894 | -0.00052297 | 830.6659 | 0.53182 | 650.4295 | -0.00047765 | 834.0492 | 0.21696 | 831.3308 | 0.050136 | 650.4295 | 0 | 957.4462 | 0.1402 |  |  | 967.487 | 0.011209 | 1191.7183 | 0.81491 | 1338.4468 | 0.56603 |  |  | 1112.2858 | 0 | 1112.2792 | 0.03439
| 831.4974 | 0.0088975 | 650.6613 | 0.00071747 | 650.6613 | -1.2315e-06 | 651.0208 | 0.00037099 | 830.8327 | 0.53105 | 650.6613 | 0.0010992 | 834.2173 | 0.21898 | 831.4974 | 0.050465 | 650.6613 | 0.00080096 | 957.5374 | 0.14005 |  |  | 967.774 | 0.011241 | 1191.7878 | 0.8167 | 1338.6663 | 0.56073 |  |  | 1112.3464 | 0 | 1112.3397 | 0.03412
| 831.664 | 0.010512 | 650.893 | -0.00063205 | 650.893 | -0.0017193 | 651.2523 | -5.8379e-05 | 830.9995 | 0.53036 | 650.893 | -0.00092238 | 834.3854 | 0.22113 | 831.664 | 0.050901 | 650.8931 | 0.001 | 957.6287 | 0.13971 |  |  | 968.06 | 0.011432 | 1191.8573 | 0.81847 | 1338.8857 | 0.5556 |  |  | 1112.4071 | 0 | 1112.4004 | 0.03388
| 831.8306 | 0.009935 | 651.1249 | 0.00038414 | 651.1249 | 0.00082277 | 651.4837 | 0.00035819 | 831.1662 | 0.53247 | 651.1249 | 0.00022737 | 834.5535 | 0.22295 | 831.8306 | 0.051138 | 651.1249 | 0 | 957.7199 | 0.14029 |  |  | 968.347 | 0.011529 | 1191.9269 | 0.82026 | 1339.1053 | 0.55045 |  |  | 1112.4677 | 0 | 1112.4609 | 0.03368
| 831.9972 | 0.010741 | 651.3567 | -0.00055071 | 651.3567 | -0.0014982 | 651.7151 | -0.00018211 | 831.333 | 0.53004 | 651.3567 | -0.00053509 | 834.7216 | 0.22519 | 831.9972 | 0.051483 | 651.3567 | 0 | 957.8112 | 0.14188 |  |  | 968.635 | 0.011382 | 1191.9965 | 0.82205 | 1339.325 | 0.54516 |  |  | 1112.5283 | 0 | 1112.5216 | 0.03353
| 832.1638 | 0.010463 | 651.5885 | 0.00015425 | 651.5885 | 0.00051195 | 651.9467 | 0.00089177 | 831.4998 | 0.53431 | 651.5885 | 0.00071906 | 834.8897 | 0.22728 | 832.1638 | 0.051613 | 651.5885 | 0.001 | 957.9025 | 0.14287 |  |  | 968.922 | 0.01214 | 1192.0662 | 0.82383 | 1339.5447 | 0.53967 |  |  | 1112.589 | 0 | 1112.5823 | 0.03341
| 832.3304 | 0.0082797 | 651.8203 | -0.00081048 | 651.8203 | -0.00031192 | 652.1782 | -0.00021211 | 831.6666 | 0.53584 | 651.8203 | -0.00070426 | 835.0578 | 0.22959 | 832.3304 | 0.051927 | 651.8203 | 0 | 957.9938 | 0.14298 |  |  | 969.209 | 0.011783 | 1192.1357 | 0.82562 | 1339.7645 | 0.534 |  |  | 1112.6495 | 0 | 1112.6429 | 0.0333
| 832.497 | 0.0096361 | 652.0522 | 0.0002048 | 652.0522 | 2.7669e-05 | 652.4097 | 0.00080547 | 831.8334 | 0.53847 | 652.0522 | 0.00047754 | 835.2259 | 0.23136 | 832.497 | 0.051981 | 652.0522 | 0 | 958.0852 | 0.14451 |  |  | 969.497 | 0.011679 | 1192.2053 | 0.82741 | 1339.9844 | 0.5283 |  |  | 1112.7102 | 0 | 1112.7036 | 0.03316
| 832.6637 | 0.0081215 | 652.284 | -0.00056148 | 652.284 | 0.00090775 | 652.6412 | -0.00062358 | 832.0002 | 0.53826 | 652.284 | -0.00066187 | 835.394 | 0.2335 | 832.6637 | 0.052433 | 652.284 | 0 | 958.1765 | 0.14686 |  |  | 969.785 | 0.01214 | 1192.2749 | 0.8292 | 1340.2043 | 0.52272 |  |  | 1112.7709 | 0 | 1112.7642 | 0.03295
| 832.8303 | 0.0075436 | 652.5159 | 0.00011235 | 652.5159 | 0.00073101 | 652.8727 | 0.0011313 | 832.167 | 0.53909 | 652.5159 | 0.00023418 | 835.5622 | 0.23557 | 832.8303 | 0.052733 | 652.5159 | 0 | 958.2679 | 0.14762 |  |  | 970.073 | 0.012291 | 1192.3446 | 0.83098 | 1340.4243 | 0.5174 |  |  | 1112.8315 | 0 | 1112.8248 | 0.03266
| 832.9969 | 0.009897 | 652.7478 | 2.5857e-05 | 652.7478 | -0.00055694 | 653.1042 | -4.2441e-05 | 832.3338 | 0.54312 | 652.7478 | -0.00076526 | 835.7303 | 0.2378 | 832.9969 | 0.053298 | 652.7478 | 0 | 958.3593 | 0.14743 |  |  | 970.361 | 0.012262 | 1192.4142 | 0.83278 | 1340.6444 | 0.51241 |  |  | 1112.8922 | 0 | 1112.8855 | 0.03229
| 833.1635 | 0.011869 | 652.9797 | 0.00082946 | 652.9797 | 0.00070224 | 653.3358 | 0.00019812 | 832.5006 | 0.54621 | 652.9797 | 0.00057017 | 835.8984 | 0.2396 | 833.1635 | 0.053351 | 652.9796 | 0 | 958.4507 | 0.14762 |  |  | 970.65 | 0.012569 | 1192.4839 | 0.83457 | 1340.8646 | 0.50775 |  |  | 1112.9529 | 0 | 1112.9462 | 0.03186
| 833.3301 | 0.0089653 | 653.2115 | -0.00048558 | 653.2115 | -0.00057845 | 653.5673 | -0.00012167 | 832.6674 | 0.54554 | 653.2115 | -0.00057358 | 836.0666 | 0.24199 | 833.3301 | 0.053589 | 653.2115 | 0 | 958.5421 | 0.14827 |  |  | 970.938 | 0.012946 | 1192.5535 | 0.83636 | 1341.0848 | 0.50331 |  |  | 1113.0135 | 0 | 1113.007 | 0.03143
| 833.4968 | 0.0090382 | 653.4435 | 0.00099537 | 653.4435 | 0.0015986 | 653.7989 | 0.00050833 | 832.8342 | 0.55501 | 653.4435 | 0.00016542 | 836.2347 | 0.24418 | 833.4968 | 0.053387 | 653.4435 | 0 | 958.6335 | 0.14908 |  |  | 971.227 | 0.013024 | 1192.6232 | 0.83815 | 1341.3052 | 0.49897 |  |  | 1113.0743 | 0 | 1113.0676 | 0.03104
| 833.6634 | 0.0081215 | 653.6754 | -0.00021635 | 653.6754 | -0.00122 | 654.0305 | -4.5007e-05 | 833.001 | 0.553 | 653.6754 | -0.0010373 | 836.4029 | 0.24673 | 833.6634 | 0.053533 | 653.6754 | 0 | 958.725 | 0.15001 |  |  | 971.516 | 0.013062 | 1192.6929 | 0.83995 | 1341.5255 | 0.49462 |  |  | 1113.135 | 0 | 1113.1283 | 0.03075
| 833.8301 | 0.010251 | 653.9073 | 0.00087885 | 653.9073 | -0.00039373 | 654.262 | 0.00013759 | 833.1679 | 0.55153 | 653.9073 | 0.00065619 | 836.571 | 0.24877 | 833.8301 | 0.053357 | 653.9073 | 0 | 958.8165 | 0.15111 |  |  | 971.805 | 0.012819 | 1192.7624 | 0.84174 | 1341.746 | 0.49018 |  |  | 1113.1957 | 0 | 1113.189 | 0.03057
| 833.9967 | 0.0073305 | 654.1392 | -0.00066378 | 654.1392 | -0.00032523 | 654.4936 | 0.00011007 | 833.3347 | 0.548 | 654.1392 | -0.00027229 | 836.7392 | 0.25109 | 833.9967 | 0.053727 | 654.1392 | 0 | 958.908 | 0.15168 |  |  | 972.094 | 0.013741 | 1192.8321 | 0.84352 | 1341.9664 | 0.48564 |  |  | 1113.2564 | 0 | 1113.2498 | 0.03054
| 834.1633 | 0.007737 | 654.3712 | 0.00069982 | 654.3712 | 0.001228 | 654.7252 | 0.00017663 | 833.5015 | 0.55291 | 654.3712 | 0.00044157 | 836.9074 | 0.25316 | 834.1633 | 0.053868 | 654.3712 | 0 | 958.9995 | 0.15182 |  |  | 972.384 | 0.013892 | 1192.9019 | 0.84531 | 1342.187 | 0.48102 |  |  | 1113.3171 | 0 | 1113.3104 | 0.03062
| 834.33 | 0.0078227 | 654.6032 | -0.0005597 | 654.6032 | -8.092e-05 | 654.9568 | -0.00029983 | 833.6684 | 0.55474 | 654.6032 | -0.00015536 | 837.0756 | 0.25528 | 834.33 | 0.054317 | 654.6032 | 0 | 959.091 | 0.15149 |  |  | 972.673 | 0.013681 | 1192.9716 | 0.8471 | 1342.4077 | 0.47637 |  |  | 1113.3778 | 0 | 1113.3712 | 0.03079
| 834.4966 | 0.0074556 | 654.8351 | 0.00064393 | 654.8351 | 0.00063125 | 655.1885 | 0.00015523 | 833.8352 | 0.55789 | 654.8351 | 0.00056331 | 837.2437 | 0.25689 | 834.4966 | 0.054447 | 654.8351 | 0 | 959.1826 | 0.15176 |  |  | 972.963 | 0.014079 | 1193.0413 | 0.84888 | 1342.6284 | 0.47171 |  |  | 1113.4386 | 0 | 1113.4319 | 0.031
| 834.6633 | 0.0052913 | 655.0671 | -0.00046398 | 655.0671 | 0.00063306 | 655.4201 | -0.00077535 | 834.002 | 0.5574 | 655.0671 | -0.00074733 | 837.4119 | 0.25907 | 834.6633 | 0.05485 | 655.0671 | 0 | 959.2741 | 0.1533 |  |  | 973.253 | 0.014146 | 1193.111 | 0.85067 | 1342.8492 | 0.46701 |  |  | 1113.4993 | 0 | 1113.4927 | 0.03123
| 834.83 | 0.0067874 | 655.2991 | 0.00073318 | 655.2991 | 0.00088426 | 655.6517 | 0.00068767 | 834.1689 | 0.56507 | 655.2991 | 0.00063562 | 837.5801 | 0.26128 | 834.83 | 0.054961 | 655.2991 | 0 | 959.3657 | 0.15326 |  |  | 973.543 | 0.014723 | 1193.1807 | 0.85245 | 1343.0702 | 0.46221 |  |  | 1113.5601 | 0 | 1113.5533 | 0.03145
| 834.9966 | 0.0070492 | 655.5311 | -0.0007677 | 655.5311 | -0.001424 | 655.8834 | 0.00011758 | 834.3357 | 0.55534 | 655.5311 | -0.00071323 | 837.7483 | 0.2637 | 834.9966 | 0.05535 | 655.5311 | 0 | 959.4573 | 0.153 |  |  | 973.833 | 0.014831 | 1193.2505 | 0.85422 | 1343.2911 | 0.4572 |  |  | 1113.6209 | 0 | 1113.6141 | 0.03164
| 835.1633 | 0.0085634 | 655.7631 | 0.00041137 | 655.7631 | 0.001624 | 656.1151 | -3.5391e-06 | 834.5026 | 0.56853 | 655.7631 | 0.0011747 | 837.9165 | 0.26595 | 835.1633 | 0.055476 | 655.7631 | 0 | 959.549 | 0.15484 |  |  | 974.124 | 0.014618 | 1193.3202 | 0.856 | 1343.5122 | 0.45191 |  |  | 1113.6815 | 0 | 1113.6749 | 0.03183
| 835.33 | 0.007225 | 655.9951 | -0.00058249 | 655.9951 | -0.00092211 | 656.3467 | -0.00020194 | 834.6694 | 0.56712 | 655.9951 | -0.00031359 | 838.0847 | 0.26849 | 835.33 | 0.055851 | 655.9951 | 0 | 959.6406 | 0.15615 |  |  | 974.414 | 0.015105 | 1193.3899 | 0.85777 | 1343.7333 | 0.4463 |  |  | 1113.7423 | 0 | 1113.7356 | 0.03203
| 835.4966 | 0.0064006 | 656.2272 | 0.00033753 | 656.2272 | 9.9573e-05 | 656.5784 | 0.00029651 | 834.8363 | 0.56971 | 656.2272 | 0.00039212 | 838.2529 | 0.27083 | 835.4966 | 0.055779 | 656.2272 | 0 | 959.7322 | 0.15633 |  |  | 974.705 | 0.014967 | 1193.4597 | 0.85954 | 1343.9545 | 0.44041 |  |  | 1113.8031 | 0 | 1113.7964 | 0.03226
| 835.6633 | 0.0064163 | 656.4592 | -0.00030423 | 656.4592 | -0.0010887 | 656.8102 | -0.00044941 | 835.0032 | 0.57304 | 656.4592 | -0.00067962 | 838.4211 | 0.27332 | 835.6633 | 0.055925 | 656.4592 | 0.001 | 959.8239 | 0.15723 |  |  | 974.996 | 0.015809 | 1193.5294 | 0.8613 | 1344.1757 | 0.43437 |  |  | 1113.8639 | 0 | 1113.8572 | 0.03254
| 835.83 | 0.0071743 | 656.6913 | 0.00050345 | 656.6913 | 0.00027963 | 657.0419 | 0.0002394 | 835.17 | 0.57229 | 656.6913 | 0.00038608 | 838.5893 | 0.27543 | 835.83 | 0.055759 | 656.6913 | 0 | 959.9155 | 0.159 |  |  | 975.287 | 0.015529 | 1193.5992 | 0.86307 | 1344.397 | 0.42835 |  |  | 1113.9247 | 0 | 1113.918 | 0.03285
| 835.9967 | 0.0080863 | 656.9233 | -0.00034479 | 656.9233 | -0.00089954 | 657.2736 | 0.00016253 | 835.3369 | 0.5684 | 656.9233 | -0.00056185 | 838.7575 | 0.27776 | 835.9967 | 0.056248 | 656.9233 | 0.00060052 | 960.0073 | 0.1596 |  |  | 975.579 | 0.015867 | 1193.6691 | 0.86482 | 1344.6184 | 0.42254 |  |  | 1113.9855 | 0 | 1113.9788 | 0.03317
| 836.1633 | 0.007948 | 657.1554 | 0.00042509 | 657.1554 | 0.001392 | 657.5053 | 0.00095391 | 835.5038 | 0.58139 | 657.1554 | 0.00043139 | 838.9258 | 0.28019 | 836.1633 | 0.056365 | 657.1554 | 0 | 960.099 | 0.1592 |  |  | 975.87 | 0.016121 | 1193.7388 | 0.86658 | 1344.8398 | 0.41709 |  |  | 1114.0463 | 0 | 1114.0395 | 0.03348
| 836.33 | 0.0076996 | 657.3875 | -0.00066152 | 657.3875 | -0.00038569 | 657.7371 | -0.00040979 | 835.6707 | 0.57368 | 657.3875 | -0.00042918 | 839.094 | 0.28292 | 836.33 | 0.056875 | 657.3875 | 0.00040048 | 960.1906 | 0.1599 |  |  | 976.162 | 0.016031 | 1193.8086 | 0.86833 | 1345.0614 | 0.41208 |  |  | 1114.1071 | 0 | 1114.1003 | 0.03376
| 836.4967 | 0.0064006 | 657.6196 | 0.00013375 | 657.6196 | 0.00026351 | 657.9688 | 0.00018281 | 835.8375 | 0.57701 | 657.6196 | 0.00023142 | 839.2622 | 0.28514 | 836.4967 | 0.056825 | 657.6196 | 0 | 960.2824 | 0.16083 |  |  | 976.454 | 0.016471 | 1193.8784 | 0.87007 | 1345.2831 | 0.40755 |  |  | 1114.1679 | 0 | 1114.1611 | 0.03397
| 836.6634 | 0.0065218 | 657.8517 | -0.0004604 | 657.8517 | -0.00081896 | 658.2006 | -9.8227e-05 | 836.0044 | 0.57576 | 657.8517 | -0.00056803 | 839.4305 | 0.28766 | 836.6634 | 0.057283 | 657.8517 | 0.00020004 | 960.3741 | 0.16069 |  |  | 976.746 | 0.016626 | 1193.9482 | 0.87181 | 1345.5048 | 0.40342 |  |  | 1114.2286 | 0 | 1114.2221 | 0.03412
| 836.8301 | 0.0066292 | 658.0838 | 0.00016713 | 658.0838 | -0.00012762 | 658.4324 | 0.00074456 | 836.1713 | 0.58569 | 658.0838 | 0.00058878 | 839.5987 | 0.29013 | 836.8301 | 0.057483 | 658.0838 | 0 | 960.4659 | 0.16068 |  |  | 977.038 | 0.016515 | 1194.0181 | 0.87354 | 1345.7264 | 0.39961 |  |  | 1114.2895 | 0 | 1114.2828 | 0.03419
| 836.9968 | 0.0068558 | 658.3159 | -0.00052688 | 658.3159 | 0.00057835 | 658.6641 | 0.00022156 | 836.3382 | 0.5826 | 658.3159 | -0.00063596 | 839.7669 | 0.29263 | 836.9968 | 0.058082 | 658.316 | 0 | 960.5577 | 0.1616 |  |  | 977.33 | 0.017122 | 1194.0879 | 0.87527 | 1345.9484 | 0.39598 |  |  | 1114.3503 | 0 | 1114.3436 | 0.03419
| 837.1635 | 0.0070688 | 658.5481 | 0.00058041 | 658.5481 | 0.00031243 | 658.8959 | 0.00039277 | 836.5051 | 0.59055 | 658.5481 | 0.00031139 | 839.9352 | 0.29429 | 837.1635 | 0.058255 | 658.5481 | 0 | 960.6496 | 0.16282 |  |  | 977.623 | 0.017538 | 1194.1577 | 0.87699 | 1346.1702 | 0.3924 |  |  | 1114.4111 | 0 | 1114.4044 | 0.0341
| 837.3302 | 0.0065042 | 658.7802 | -0.00012554 | 658.7802 | -1.6996e-05 | 659.1277 | -0.00016374 | 836.672 | 0.58538 | 658.7802 | -0.00079908 | 840.1035 | 0.2965 | 837.3302 | 0.058644 | 658.7802 | 0 | 960.7414 | 0.16333 |  |  | 977.916 | 0.017673 | 1194.2275 | 0.8787 | 1346.3922 | 0.38873 |  |  | 1114.4721 | 0 | 1114.4653 | 0.03394
| 837.4969 | 0.0063127 | 659.0124 | 0.0006039 | 659.0124 | 0.0018522 | 659.3596 | 0.00040055 | 836.8389 | 0.58767 | 659.0124 | 0.00078768 | 840.2717 | 0.29878 | 837.4969 | 0.058699 | 659.0124 | 0 | 960.8333 | 0.16373 |  |  | 978.208 | 0.017749 | 1194.2974 | 0.88041 | 1346.6143 | 0.38487 |  |  | 1114.5328 | 0 | 1114.5261 | 0.03371
| 837.6637 | 0.0062406 | 659.2446 | -0.00031777 | 659.2446 | -0.00090763 | 659.5914 | 0.00026261 | 837.0058 | 0.59276 | 659.2446 | -0.0003404 | 840.44 | 0.30155 | 837.6637 | 0.059153 | 659.2446 | 0 | 960.9252 | 0.16542 |  |  | 978.502 | 0.018268 | 1194.3673 | 0.88211 | 1346.8364 | 0.38072 |  |  | 1114.5938 | 0 | 1114.587 | 0.03341
| 837.8304 | 0.0049939 | 659.4767 | 0.00081578 | 659.4767 | 0.0012496 | 659.8232 | 0.0015682 | 837.1728 | 0.59521 | 659.4767 | 0.00074167 | 840.6082 | 0.30366 | 837.8304 | 0.05927 | 659.4767 | 0 | 961.017 | 0.16675 |  |  | 978.795 | 0.018974 | 1194.4371 | 0.8838 | 1347.0586 | 0.37624 |  |  | 1114.6545 | 0 | 1114.648 | 0.03308
| 837.9971 | 0.0073129 | 659.7089 | -0.00044579 | 659.7089 | 0.0011271 | 660.0551 | -6.1347e-05 | 837.3397 | 0.59596 | 659.7089 | -0.00054181 | 840.7765 | 0.30669 | 837.9971 | 0.059655 | 659.7089 | 0 | 961.1089 | 0.16693 |  |  | 979.088 | 0.018282 | 1194.507 | 0.88549 | 1347.2809 | 0.37149 |  |  | 1114.7154 | 0 | 1114.7087 | 0.03276
| 838.1638 | 0.0052049 | 659.9411 | 0.00053665 | 659.9411 | 0.0011641 | 660.2869 | 0.00064413 | 837.5066 | 0.59945 | 659.9411 | 0.00075121 | 840.9448 | 0.30954 | 838.1638 | 0.059734 | 659.9411 | 0 | 961.2009 | 0.16711 |  |  | 979.382 | 0.019695 | 1194.5769 | 0.88716 | 1347.5032 | 0.36657 |  |  | 1114.7764 | 0 | 1114.7696 | 0.03248
| 838.3306 | 0.0053792 | 660.1733 | -0.00037781 | 660.1733 | 0.00029415 | 660.5188 | 6.2194e-05 | 837.6735 | 0.59762 | 660.1733 | -0.00016367 | 841.1131 | 0.31299 | 838.3306 | 0.060337 | 660.1733 | 0.00020024 | 961.2928 | 0.1675 |  |  | 979.676 | 0.019686 | 1194.6469 | 0.88883 | 1347.7256 | 0.36161 |  |  | 1114.8372 | 0 | 1114.8306 | 0.03229
| 838.4973 | 0.0078952 | 660.4056 | 0.00047933 | 660.4056 | 3.3204e-05 | 660.7507 | 0.0007309 | 837.8404 | 0.60407 | 660.4056 | 0.00067446 | 841.2814 | 0.31568 | 838.4973 | 0.060579 | 660.4056 | 0 | 961.3848 | 0.16793 |  |  | 979.97 | 0.019931 | 1194.7167 | 0.8905 | 1347.9481 | 0.35678 |  |  | 1114.8981 | 0 | 1114.8914 | 0.0322
| 838.664 | 0.0046584 | 660.6378 | -8.9825e-05 | 660.6378 | -0.00056779 | 660.9826 | -0.00035692 | 838.0074 | 0.6029 | 660.6378 | -0.00042161 | 841.4497 | 0.31898 | 838.664 | 0.061286 | 660.6378 | 0.00080076 | 961.4768 | 0.16865 |  |  | 980.264 | 0.019599 | 1194.7866 | 0.89215 | 1348.1707 | 0.35217 |  |  | 1114.959 | 0 | 1114.9523 | 0.03223
| 838.8308 | 0.0061544 | 660.87 | 0.00059271 | 660.87 | 0.00062042 | 661.2145 | 0.00042216 | 838.1743 | 0.60899 | 660.87 | 0.00049316 | 841.618 | 0.32177 | 838.8308 | 0.061374 | 660.87 | 0 | 961.5688 | 0.16981 |  |  | 980.558 | 0.020184 | 1194.8566 | 0.8938 | 1348.3933 | 0.34784 |  |  | 1115.0199 | 0 | 1115.0132 | 0.03235
| 838.9975 | 0.0043948 | 661.1023 | -0.00039232 | 661.1023 | -0.00087371 | 661.4464 | 9.5289e-05 | 838.3413 | 0.6064 | 661.1023 | -0.00041252 | 841.7863 | 0.32472 | 838.9975 | 0.062005 | 661.1023 | 0 | 961.6608 | 0.1702 |  |  | 980.852 | 0.020377 | 1194.9265 | 0.89543 | 1348.616 | 0.34377 |  |  | 1115.0808 | 0 | 1115.0741 | 0.03253
| 839.1642 | 0.0058555 | 661.3346 | 0.00094922 | 661.3346 | -0.00017319 | 661.6783 | 0.00010075 | 838.5082 | 0.61431 | 661.3346 | 0.00074999 | 841.9546 | 0.32681 | 839.1642 | 0.062099 | 661.3346 | 0 | 961.7529 | 0.17069 |  |  | 981.147 | 0.020557 | 1194.9963 | 0.89705 | 1348.8389 | 0.3399 |  |  | 1115.1417 | 0 | 1115.135 | 0.03275
| 839.331 | 0.0047112 | 661.5668 | -0.00013977 | 661.5668 | -0.001089 | 661.9103 | -0.00028742 | 838.6751 | 0.60778 | 661.5668 | -0.00061513 | 842.1229 | 0.32936 | 839.331 | 0.062777 | 661.5668 | 0 | 961.8449 | 0.17214 |  |  | 981.442 | 0.0215 | 1195.0663 | 0.89866 | 1349.0616 | 0.33613 |  |  | 1115.2026 | 0 | 1115.1959 | 0.03296
| 839.4977 | 0.0052049 | 661.7991 | 0.00070969 | 661.7991 | 0.0018722 | 662.1422 | 0.00068817 | 838.8421 | 0.61541 | 661.7991 | 0.00028867 | 842.2912 | 0.33207 | 839.4977 | 0.062976 | 661.7991 | 0 | 961.937 | 0.17284 |  |  | 981.737 | 0.021521 | 1195.1362 | 0.90028 | 1349.2845 | 0.3324 |  |  | 1115.2635 | 0 | 1115.2568 | 0.03317
| 839.6645 | 0.0045881 | 662.0314 | -0.00031442 | 662.0314 | -0.00063178 | 662.3741 | -0.00057771 | 839.0091 | 0.61412 | 662.0314 | -0.00042271 | 842.4595 | 0.3348 | 839.6645 | 0.063527 | 662.0314 | 0 | 962.0291 | 0.17397 |  |  | 982.032 | 0.021821 | 1195.2063 | 0.90188 | 1349.5076 | 0.32865 |  |  | 1115.3245 | 0 | 1115.3179 | 0.03336
| 839.8312 | 0.0067874 | 662.2637 | 0.00078629 | 662.2637 | 0.0016024 | 662.6061 | 4.646e-05 | 839.176 | 0.62651 | 662.2637 | 0.00043629 | 842.6279 | 0.33711 | 839.8312 | 0.063539 | 662.2637 | 0 | 962.1212 | 0.17568 |  |  | 982.328 | 0.021904 | 1195.2762 | 0.90345 | 1349.7307 | 0.32484 |  |  | 1115.3855 | 0 | 1115.3788 | 0.03354
| 839.998 | 0.0050979 | 662.496 | -0.0001738 | 662.496 | -0.00033698 | 662.8381 | -0.00031713 | 839.343 | 0.62168 | 662.496 | -0.00046273 | 842.7962 | 0.33992 | 839.998 | 0.0639 | 662.496 | 0 | 962.2133 | 0.17568 |  |  | 982.623 | 0.021983 | 1195.3462 | 0.90503 | 1349.9539 | 0.32094 |  |  | 1115.4464 | 0 | 1115.4397 | 0.03371
| 840.1648 | 0.0040795 | 662.7284 | 0.00049264 | 662.7284 | -0.00044771 | 663.0701 | 0.00064172 | 839.5099 | 0.62719 | 662.7284 | 0.00038233 | 842.9645 | 0.34286 | 840.1648 | 0.063993 | 662.7283 | 0 | 962.3054 | 0.17537 |  |  | 982.919 | 0.022558 | 1195.4161 | 0.9066 | 1350.1771 | 0.31692 |  |  | 1115.5073 | 0 | 1115.5007 | 0.03385
| 840.3315 | 0.004676 | 662.9607 | -0.00024788 | 662.9607 | 7.5235e-05 | 663.3021 | 0.00069097 | 839.6769 | 0.6239 | 662.9607 | -0.00050884 | 843.1329 | 0.34548 | 840.3315 | 0.064391 | 662.9607 | 0 | 962.3976 | 0.17571 |  |  | 983.215 | 0.02324 | 1195.4862 | 0.90815 | 1350.4004 | 0.31277 |  |  | 1115.5684 | 0 | 1115.5617 | 0.03397
| 840.4983 | 0.0052576 | 663.193 | 0.00042405 | 663.193 | 0.00065979 | 663.5341 | 0.00053698 | 839.8439 | 0.62893 | 663.193 | -7.3243e-05 | 843.3012 | 0.34762 | 840.4983 | 0.064378 | 663.193 | 0 | 962.4898 | 0.17635 |  |  | 983.511 | 0.023142 | 1195.5561 | 0.90969 | 1350.6238 | 0.30848 |  |  | 1115.6293 | 0 | 1115.6226 | 0.03404
| 840.6651 | 0.0053968 | 663.4254 | -0.00078396 | 663.4254 | -0.00057775 | 663.7661 | 4.6515e-06 | 840.0109 | 0.63224 | 663.4254 | -0.00037848 | 843.4696 | 0.35011 | 840.6651 | 0.064554 | 663.4254 | 0 | 962.582 | 0.17781 |  |  | 983.807 | 0.023125 | 1195.6262 | 0.91123 | 1350.8472 | 0.30406 |  |  | 1115.6903 | 0 | 1115.6836 | 0.03408
| 840.8319 | 0.0064885 | 663.6578 | 0.00064317 | 663.6578 | 0.0016646 | 663.9982 | 0.00071838 | 840.1779 | 0.63461 | 663.6578 | 0.00036562 | 843.6379 | 0.35249 | 840.8319 | 0.064583 | 663.6577 | 0 | 962.6742 | 0.17877 |  |  | 984.103 | 0.024056 | 1195.6962 | 0.91275 | 1351.0707 | 0.29958 |  |  | 1115.7512 | 0 | 1115.7445 | 0.03408
| 840.9986 | 0.0059944 | 663.8901 | -0.00027061 | 663.8901 | -0.00063068 | 664.2302 | -0.00036912 | 840.3448 | 0.63102 | 663.8901 | -0.00012316 | 843.8063 | 0.35478 | 840.9986 | 0.06506 | 663.8901 | 0 | 962.7664 | 0.17897 |  |  | 984.4 | 0.023793 | 1195.7662 | 0.91425 | 1351.2943 | 0.29513 |  |  | 1115.8123 | 0 | 1115.8055 | 0.03408
| 841.1654 | 0.0062951 | 664.1225 | 0.00048194 | 664.1225 | -0.00013269 | 664.4622 | 0.0012255 | 840.5118 | 0.64017 | 664.1225 | 0.00052546 | 843.9746 | 0.35675 | 841.1654 | 0.065375 | 664.1225 | 0 | 962.8586 | 0.17969 |  |  | 984.697 | 0.024315 | 1195.8363 | 0.91575 | 1351.5179 | 0.29082 |  |  | 1115.8733 | 0 | 1115.8666 | 0.03409
| 841.3322 | 0.0045178 | 664.3549 | -8.4692e-05 | 664.3549 | -0.0006777 | 664.6943 | 0.0001905 | 840.6788 | 0.63462 | 664.3549 | -0.00089325 | 844.143 | 0.35949 | 841.3322 | 0.065889 | 664.3549 | 0 | 962.9509 | 0.18044 |  |  | 984.994 | 0.024843 | 1195.9062 | 0.91723 | 1351.7417 | 0.28675 |  |  | 1115.9342 | 0 | 1115.9276 | 0.03413
| 841.499 | 0.0048884 | 664.5873 | 0.00065836 | 664.5873 | -0.00043515 | 664.9264 | -0.00035591 | 840.8458 | 0.64675 | 664.5873 | -5.0348e-05 | 844.3114 | 0.36247 | 841.499 | 0.06604 | 664.5873 | 0 | 963.0432 | 0.18133 |  |  | 985.291 | 0.025091 | 1195.9763 | 0.9187 | 1351.9656 | 0.28302 |  |  | 1115.9952 | 0 | 1115.9885 | 0.03422
| 841.6658 | 0.0054846 | 664.8197 | 3.2664e-05 | 664.8197 | -0.00042372 | 665.1584 | -9.8958e-05 | 841.0128 | 0.64502 | 664.8197 | -0.00057689 | 844.4797 | 0.36574 | 841.6658 | 0.066359 | 664.8197 | 0 | 963.1354 | 0.1819 |  |  | 985.588 | 0.025377 | 1196.0464 | 0.92016 | 1352.1895 | 0.27965 |  |  | 1116.0563 | 0 | 1116.0496 | 0.03434
| 841.8326 | 0.0048004 | 665.0522 | 0.00083247 | 665.0522 | 0.00044886 | 665.3906 | 0.00015347 | 841.1798 | 0.64475 | 665.0522 | 0.00047663 | 844.6481 | 0.3684 | 841.8326 | 0.066447 | 665.0522 | 0 | 963.2277 | 0.18176 |  |  | 985.886 | 0.025426 | 1196.1165 | 0.92161 | 1352.4135 | 0.27662 |  |  | 1116.1173 | 0 | 1116.1106 | 0.03449
| 841.9994 | 0.0052385 | 665.2846 | -1.9015e-05 | 665.2846 | -0.001093 | 665.6226 | 0.00013269 | 841.3468 | 0.65002 | 665.2846 | -0.00046287 | 844.8165 | 0.37147 | 841.9994 | 0.066798 | 665.2846 | 0 | 963.3201 | 0.18292 |  |  | 986.184 | 0.025893 | 1196.1865 | 0.92304 | 1352.6375 | 0.27384 |  |  | 1116.1783 | 0 | 1116.1716 | 0.03463
| 842.1662 | 0.0051873 | 665.5171 | 0.00070835 | 665.5171 | 0.00081372 | 665.8547 | 0.00055311 | 841.5138 | 0.65685 | 665.5171 | 5.3887e-05 | 844.9849 | 0.37454 | 842.1662 | 0.066848 | 665.5171 | 0.00040048 | 963.4124 | 0.18512 |  |  | 986.481 | 0.025982 | 1196.2566 | 0.92446 | 1352.8616 | 0.27116 |  |  | 1116.2394 | 0 | 1116.2327 | 0.03476
| 842.333 | 0.0053968 | 665.7495 | -0.00037112 | 665.7495 | -0.0011195 | 666.0869 | -0.00055167 | 841.6809 | 0.65842 | 665.7495 | -0.00036915 | 845.1533 | 0.3774 | 842.333 | 0.067401 | 665.7495 | 0 | 963.5048 | 0.18679 |  |  | 986.779 | 0.026757 | 1196.3268 | 0.92587 | 1353.0858 | 0.26842 |  |  | 1116.3004 | 0 | 1116.2937 | 0.03487
| 842.4998 | 0.005117 | 665.982 | 0.00083962 | 665.982 | 0.0013392 | 666.319 | 0.00049152 | 841.8479 | 0.65265 | 665.982 | 0.00064354 | 845.3217 | 0.37932 | 842.4998 | 0.067607 | 665.982 | 0 | 963.5972 | 0.18757 |  |  | 987.078 | 0.027129 | 1196.3969 | 0.92726 | 1353.3101 | 0.26548 |  |  | 1116.3615 | 0 | 1116.3547 | 0.03495
| 842.6666 | 0.0045705 | 666.2145 | -0.0001705 | 666.2145 | -0.000156 | 666.5511 | -5.9608e-05 | 842.0149 | 0.66496 | 666.2145 | -0.00053287 | 845.4901 | 0.38215 | 842.6666 | 0.068379 | 666.2145 | 0 | 963.6896 | 0.18791 |  |  | 987.376 | 0.02712 | 1196.4669 | 0.92865 | 1353.5344 | 0.26229 |  |  | 1116.4225 | 0 | 1116.4158 | 0.03499
| 842.8334 | 0.0056269 | 666.447 | 0.00099039 | 666.447 | 0.00016727 | 666.7833 | 0.00051311 | 842.1819 | 0.66385 | 666.447 | 0.00039817 | 845.6585 | 0.38511 | 842.8334 | 0.068683 | 666.447 | 0 | 963.782 | 0.1882 |  |  | 987.675 | 0.027529 | 1196.5371 | 0.93002 | 1353.7588 | 0.25887 |  |  | 1116.4835 | 0 | 1116.4769 | 0.03499
| 843.0002 | 0.0061702 | 666.6795 | -7.7129e-05 | 666.6795 | -1.5864e-05 | 667.0155 | -0.00011818 | 842.349 | 0.66498 | 666.6795 | -0.00035579 | 845.8269 | 0.38843 | 843.0002 | 0.069516 | 666.6795 | 0 | 963.8745 | 0.18847 |  |  | 987.973 | 0.027854 | 1196.6072 | 0.93136 | 1353.9833 | 0.25532 |  |  | 1116.5447 | 0 | 1116.538 | 0.03497
| 843.1671 | 0.0047653 | 666.912 | 0.00070723 | 666.912 | 0.00056695 | 667.2477 | 0.00022594 | 842.516 | 0.67271 | 666.912 | -6.3413e-05 | 845.9953 | 0.39121 | 843.1671 | 0.069854 | 666.912 | 0 | 963.9669 | 0.18905 |  |  | 988.272 | 0.028325 | 1196.6774 | 0.9327 | 1354.2079 | 0.25179 |  |  | 1116.6057 | 0 | 1116.599 | 0.03491
| 843.3339 | 0.0036916 | 667.1445 | -1.1673e-05 | 667.1445 | -0.00071225 | 667.4799 | 0.00031292 | 842.683 | 0.6696 | 667.1445 | -0.00026482 | 846.1638 | 0.39504 | 843.3339 | 0.070481 | 667.1445 | 0 | 964.0594 | 0.18966 |  |  | 988.572 | 0.028683 | 1196.7474 | 0.93403 | 1354.4325 | 0.24842 |  |  | 1116.6669 | 0 | 1116.6602 | 0.03483
| 843.5007 | 0.0046422 | 667.377 | 0.00065834 | 667.377 | 0.00064778 | 667.712 | 0.00024095 | 842.8501 | 0.66779 | 667.377 | 0.00053876 | 846.3322 | 0.39849 | 843.5007 | 0.070507 | 667.377 | 0 | 964.1519 | 0.19062 |  |  | 988.871 | 0.029038 | 1196.8176 | 0.93534 | 1354.6572 | 0.24528 |  |  | 1116.7279 | 0 | 1116.7212 | 0.03473
| 843.6675 | 0.0056253 | 667.6096 | -0.00014535 | 667.6096 | -0.00091011 | 667.9442 | 0.00020369 | 843.0171 | 0.67418 | 667.6096 | -0.0003445 | 846.5006 | 0.40236 | 843.6675 | 0.070675 | 667.6096 | 0 | 964.2444 | 0.19228 |  |  | 989.17 | 0.029316 | 1196.8878 | 0.93664 | 1354.882 | 0.24234 |  |  | 1116.7889 | 0 | 1116.7823 | 0.03463
| 843.8344 | 0.0056269 | 667.8421 | 0.00069729 | 667.8421 | 0.00092943 | 668.1765 | 0.00042794 | 843.1842 | 0.68239 | 667.8421 | 0.00044995 | 846.6691 | 0.40561 | 843.8344 | 0.070576 | 667.8421 | 0 | 964.337 | 0.19416 |  |  | 989.47 | 0.029716 | 1196.9579 | 0.93792 | 1355.1068 | 0.23949 |  |  | 1116.8501 | 0 | 1116.8434 | 0.03454
| 844.0012 | 0.0044299 | 668.0747 | -0.0001849 | 668.0747 | -0.00012399 | 668.4087 | -0.0001094 | 843.3512 | 0.6824 | 668.0747 | -0.00070565 | 846.8375 | 0.4096 | 844.0012 | 0.070987 | 668.0747 | 0 | 964.4295 | 0.1952 |  |  | 989.77 | 0.02974 | 1197.0281 | 0.93919 | 1355.3318 | 0.23656 |  |  | 1116.9113 | 0 | 1116.9045 | 0.03446
| 844.1681 | 0.0066644 | 668.3072 | 0.00092709 | 668.3072 | 0.00092827 | 668.6409 | 0.0005159 | 843.5183 | 0.68809 | 668.3072 | 0.00037928 | 847.0059 | 0.41337 | 844.1681 | 0.07128 | 668.3072 | 0 | 964.5221 | 0.19504 |  |  | 990.07 | 0.030625 | 1197.0983 | 0.94044 | 1355.5568 | 0.2334 |  |  | 1116.9723 | 0 | 1116.9656 | 0.0344
| 844.3349 | 0.0053968 | 668.5398 | 8.6085e-05 | 668.5398 | -0.00096123 | 668.8732 | -0.00031081 | 843.6854 | 0.69326 | 668.5398 | -0.00068533 | 847.1744 | 0.41737 | 844.3349 | 0.071779 | 668.5398 | 0 | 964.6147 | 0.19526 |  |  | 990.37 | 0.031379 | 1197.1685 | 0.94168 | 1355.7819 | 0.22994 |  |  | 1117.0334 | 0 | 1117.0267 | 0.03436
| 844.5017 | 0.0047653 | 668.7724 | 0.00099621 | 668.7724 | 0.00057847 | 669.1054 | 0.00047476 | 843.8524 | 0.69873 | 668.7724 | 0.00050183 | 847.3429 | 0.42006 | 844.5017 | 0.071959 | 668.7724 | 0.00020024 | 964.7073 | 0.1959 |  |  | 990.671 | 0.031573 | 1197.2387 | 0.94291 | 1356.0071 | 0.22622 |  |  | 1117.0946 | 0 | 1117.0879 | 0.03431
| 844.6686 | 0.0038147 | 669.005 | -0.00016839 | 669.005 | -0.0012773 | 669.3377 | 7.6201e-05 | 844.0195 | 0.70286 | 669.005 | -0.0005291 | 847.5113 | 0.42329 | 844.6686 | 0.072395 | 669.005 | 0 | 964.7999 | 0.19631 |  |  | 990.971 | 0.031941 | 1197.3088 | 0.94411 | 1356.2323 | 0.22242 |  |  | 1117.1558 | 0 | 1117.149 | 0.03425
| 844.8354 | 0.0057324 | 669.2376 | 0.00065127 | 669.2376 | 0.0011054 | 669.57 | 0.00058647 | 844.1866 | 0.71195 | 669.2376 | 0.0006906 | 847.6798 | 0.42611 | 844.8354 | 0.07267 | 669.2376 | 0 | 964.8925 | 0.19752 |  |  | 991.272 | 0.032279 | 1197.3791 | 0.94531 | 1356.4576 | 0.21875 |  |  | 1117.2169 | 0 | 1117.2102 | 0.03417
| 845.0023 | 0.0041311 | 669.4703 | 0.00014298 | 669.4703 | -0.00088314 | 669.8022 | -0.00045739 | 844.3536 | 0.70442 | 669.4703 | -0.00082732 | 847.8482 | 0.42862 | 845.0023 | 0.073056 | 669.4703 | 0 | 964.9852 | 0.19867 |  |  | 991.573 | 0.033075 | 1197.4493 | 0.94649 | 1356.683 | 0.21546 |  |  | 1117.2779 | 0 | 1117.2714 | 0.03407
| 845.1692 | 0.0034992 | 669.7029 | 0.0011358 | 669.7029 | 9.2876e-05 | 670.0345 | 0.00073301 | 844.5207 | 0.71547 | 669.7029 | 0.0003588 | 848.0167 | 0.43083 | 845.1692 | 0.073211 | 669.7029 | 0 | 965.0778 | 0.19885 |  |  | 991.874 | 0.033143 | 1197.5195 | 0.94765 | 1356.9084 | 0.21266 |  |  | 1117.3391 | 0 | 1117.3325 | 0.03398
| 845.336 | 0.0043244 | 669.9355 | -3.4407e-05 | 669.9355 | -7.5525e-05 | 670.2669 | 0.00024902 | 844.6878 | 0.71458 | 669.9355 | -0.00023502 | 848.1852 | 0.43432 | 845.336 | 0.073534 | 669.9355 | 0 | 965.1705 | 0.1997 |  |  | 992.175 | 0.033148 | 1197.5898 | 0.94881 | 1357.134 | 0.21038 |  |  | 1117.4004 | 0 | 1117.3937 | 0.03391
| 845.5029 | 0.0068578 | 670.1682 | 0.00094337 | 670.1682 | -0.00030774 | 670.4992 | 0.00042831 | 844.8549 | 0.72345 | 670.1682 | 0.00034688 | 848.3537 | 0.43726 | 845.5029 | 0.07385 | 670.1682 | 0 | 965.2632 | 0.20125 |  |  | 992.477 | 0.0344 | 1197.66 | 0.94995 | 1357.3596 | 0.20851 |  |  | 1117.4615 | 0 | 1117.4548 | 0.03391
| 845.6698 | 0.0043948 | 670.4009 | -2.0416e-05 | 670.4009 | -0.0018009 | 670.7316 | -0.00013898 | 845.022 | 0.72186 | 670.4009 | -0.00039846 | 848.5222 | 0.44067 | 845.6698 | 0.07439 | 670.4009 | 0 | 965.356 | 0.20245 |  |  | 992.779 | 0.034645 | 1197.7304 | 0.95106 | 1357.5853 | 0.20687 |  |  | 1117.5227 | 0 | 1117.516 | 0.034
| 845.8366 | 0.0048532 | 670.6335 | 0.00083701 | 670.6335 | 0.00047871 | 670.9639 | 0.00047023 | 845.1891 | 0.72727 | 670.6335 | 0.0002333 | 848.6906 | 0.44368 | 845.8366 | 0.074745 | 670.6335 | 0 | 965.4487 | 0.20258 |  |  | 993.08 | 0.034815 | 1197.8005 | 0.95217 | 1357.811 | 0.20528 |  |  | 1117.5839 | 0 | 1117.5772 | 0.03422
| 846.0035 | 0.0047991 | 670.8662 | 0.0001986 | 670.8662 | -0.0008981 | 671.1962 | -0.00015023 | 845.3562 | 0.7311 | 670.8662 | -0.00046785 | 848.8591 | 0.44699 | 846.0035 | 0.075268 | 670.8662 | 0 | 965.5415 | 0.20243 |  |  | 993.382 | 0.035379 | 1197.8709 | 0.95327 | 1358.0369 | 0.2036 |  |  | 1117.645 | 0 | 1117.6383 | 0.03456
| 846.1704 | 0.005328 | 671.0989 | 0.00091662 | 671.0989 | -0.00015762 | 671.4286 | 0.00085769 | 845.5233 | 0.73579 | 671.0989 | 0.00022352 | 849.0276 | 0.4499 | 846.1704 | 0.07554 | 671.0989 | 0 | 965.6343 | 0.20348 |  |  | 993.685 | 0.036594 | 1197.9412 | 0.95434 | 1358.2628 | 0.20175 |  |  | 1117.7063 | 0 | 1117.6996 | 0.035
| 846.3373 | 0.004008 | 671.3316 | 4.6406e-06 | 671.3316 | 0.00086272 | 671.6609 | -0.00039823 | 845.6904 | 0.7431 | 671.3316 | -0.00039837 | 849.1961 | 0.45347 | 846.3373 | 0.076045 | 671.3316 | 0 | 965.7271 | 0.20512 |  |  | 993.987 | 0.03638 | 1198.0113 | 0.95541 | 1358.4888 | 0.19975 |  |  | 1117.7675 | 0 | 1117.7607 | 0.03551
| 846.5041 | 0.0046774 | 671.5643 | 0.00086405 | 671.5643 | -6.9414e-05 | 671.8934 | 0.0012253 | 845.8575 | 0.74985 | 671.5643 | 0.00043125 | 849.3647 | 0.45662 | 846.5041 | 0.076354 | 671.5643 | 0 | 965.8198 | 0.20596 |  |  | 994.29 | 0.037211 | 1198.0817 | 0.95646 | 1358.7148 | 0.19764 |  |  | 1117.8286 | 0 | 1117.822 | 0.03603
| 846.671 | 0.0049749 | 671.7971 | 0.0003964 | 671.7971 | -0.0008803 | 672.1257 | -0.00017069 | 846.0246 | 0.7543 | 671.7971 | -0.00066393 | 849.5332 | 0.46099 | 846.671 | 0.077118 | 671.7971 | 0 | 965.9126 | 0.20598 |  |  | 994.593 | 0.037858 | 1198.152 | 0.95749 | 1358.9409 | 0.19548 |  |  | 1117.8899 | 0 | 1117.8832 | 0.03652
| 846.8379 | 0.0042202 | 672.0298 | 0.0014602 | 672.0298 | 0.00052608 | 672.3582 | 0.00085699 | 846.1917 | 0.76455 | 672.0298 | 0.00049491 | 849.7017 | 0.46528 | 846.8379 | 0.077591 | 672.0298 | 0 | 966.0055 | 0.20685 |  |  | 994.896 | 0.037869 | 1198.2223 | 0.95851 | 1359.1672 | 0.19332 |  |  | 1117.951 | 0 | 1117.9445 | 0.03691
| 847.0048 | 0.0043948 | 672.2625 | 0.00037344 | 672.2625 | -0.00067429 | 672.5906 | -2.9153e-05 | 846.3588 | 0.76568 | 672.2625 | -0.00056833 | 849.8702 | 0.47007 | 847.0048 | 0.078319 | 672.2625 | 0 | 966.0983 | 0.20778 |  |  | 995.199 | 0.038335 | 1198.2926 | 0.9595 | 1359.3934 | 0.19121 |  |  | 1118.0123 | 0 | 1118.0056 | 0.03719
| 847.1717 | 0.0044488 | 672.4953 | 0.0009326 | 672.4953 | -0.0017208 | 672.823 | 0.00029534 | 846.526 | 0.77919 | 672.4953 | 0.00043451 | 850.0387 | 0.47396 | 847.1717 | 0.078584 | 672.4953 | 0 | 966.1912 | 0.20751 |  |  | 995.502 | 0.039395 | 1198.3629 | 0.96049 | 1359.6199 | 0.18914 |  |  | 1118.0736 | 0 | 1118.0669 | 0.03734
| 847.3386 | 0.0039377 | 672.7281 | 0.00066029 | 672.7281 | -0.0023801 | 673.0554 | 9.0557e-05 | 846.6931 | 0.7815 | 672.7281 | -0.00042733 | 850.2073 | 0.47827 | 847.3386 | 0.079103 | 672.7281 | 0 | 966.2841 | 0.20863 |  |  | 995.806 | 0.039066 | 1198.4334 | 0.96147 | 1359.8463 | 0.18711 |  |  | 1118.1348 | 0 | 1118.1282 | 0.03736
| 847.5055 | 0.0045191 | 672.9608 | 0.00095412 | 672.9608 | 0.0010358 | 673.2879 | 2.2403e-05 | 846.8602 | 0.78731 | 672.9608 | 0.00055058 | 850.3758 | 0.48179 | 847.5055 | 0.079423 | 672.9608 | 0 | 966.3771 | 0.21067 |  |  | 996.109 | 0.03983 | 1198.5037 | 0.96243 | 1360.0728 | 0.18506 |  |  | 1118.196 | 0 | 1118.1893 | 0.03728
| 847.6724 | 0.0051507 | 673.1936 | 0.00023535 | 673.1936 | -0.001329 | 673.5203 | -8.6016e-05 | 847.0274 | 0.79188 | 673.1936 | -0.00012167 | 850.5443 | 0.48564 | 847.6724 | 0.07988 | 673.1936 | 0 | 966.47 | 0.2112 |  |  | 996.413 | 0.039935 | 1198.574 | 0.96337 | 1360.2993 | 0.18297 |  |  | 1118.2573 | 0 | 1118.2506 | 0.03711
| 847.8393 | 0.0043433 | 673.4264 | 0.0015263 | 673.4264 | 0.00038602 | 673.7528 | 0.00075146 | 847.1945 | 0.80245 | 673.4264 | 0.00087362 | 850.7129 | 0.48814 | 847.8393 | 0.080266 | 673.4264 | 0 | 966.563 | 0.21178 |  |  | 996.717 | 0.041156 | 1198.6444 | 0.96431 | 1360.526 | 0.18079 |  |  | 1118.3186 | 0 | 1118.3119 | 0.03689
| 848.0062 | 0.0040959 | 673.6592 | 0.00043759 | 673.6592 | -0.00060708 | 673.9853 | -0.00045905 | 847.3616 | 0.80708 | 673.6592 | -0.00046516 | 850.8814 | 0.49125 | 848.0062 | 0.080684 | 673.6592 | 0 | 966.6559 | 0.21254 |  |  | 997.022 | 0.041562 | 1198.7147 | 0.96523 | 1360.7528 | 0.17852 |  |  | 1118.3799 | 0 | 1118.3732 | 0.03665
| 848.1732 | 0.0043433 | 673.892 | 0.0016166 | 673.892 | 0.00094204 | 674.2178 | 0.00036178 | 847.5288 | 0.81689 | 673.892 | 0.00058965 | 851.05 | 0.49463 | 848.1732 | 0.08076 | 673.8921 | 0 | 966.749 | 0.21344 |  |  | 997.326 | 0.041951 | 1198.7852 | 0.96613 | 1360.9796 | 0.1762 |  |  | 1118.4412 | 0 | 1118.4344 | 0.03643
| 848.3401 | 0.0061878 | 674.1249 | 0.00071251 | 674.1249 | -0.00074347 | 674.4503 | 0.00022173 | 847.6959 | 0.82128 | 674.1249 | -0.00065958 | 851.2185 | 0.49855 | 848.3401 | 0.080986 | 674.1249 | 0 | 966.8419 | 0.21463 |  |  | 997.631 | 0.042431 | 1198.8555 | 0.96701 | 1361.2064 | 0.17389 |  |  | 1118.5024 | 0 | 1118.4957 | 0.03623
| 848.507 | 0.0049587 | 674.3577 | 0.0012733 | 674.3577 | 0.00010344 | 674.6828 | 0.00081515 | 847.8631 | 0.82801 | 674.3577 | 0.00016267 | 851.3871 | 0.5017 | 848.507 | 0.081158 | 674.3577 | 0 | 966.935 | 0.21473 |  |  | 997.935 | 0.0432 | 1198.9259 | 0.96789 | 1361.4335 | 0.17167 |  |  | 1118.5637 | 0 | 1118.557 | 0.03606
| 848.6739 | 0.0055901 | 674.5906 | 0.00090104 | 674.5906 | -3.754e-05 | 674.9153 | -8.3149e-05 | 848.0302 | 0.83706 | 674.5906 | -0.00068594 | 851.5557 | 0.50547 | 848.6739 | 0.081797 | 674.5906 | 0 | 967.028 | 0.2146 |  |  | 998.24 | 0.043633 | 1198.9963 | 0.96875 | 1361.6605 | 0.16961 |  |  | 1118.625 | 0 | 1118.6183 | 0.03591
| 848.8408 | 0.0040268 | 674.8234 | 0.0015116 | 674.8234 | 0.00075501 | 675.1478 | 0.0001175 | 848.1974 | 0.84912 | 674.8234 | 0.00011284 | 851.7242 | 0.50905 | 848.8408 | 0.082232 | 674.8234 | 0 | 967.1211 | 0.21544 |  |  | 998.546 | 0.044351 | 1199.0668 | 0.96959 | 1361.8876 | 0.16778 |  |  | 1118.6863 | 0 | 1118.6796 | 0.03573
| 849.0078 | 0.005555 | 675.0563 | 0.00080242 | 675.0563 | -0.0011546 | 675.3804 | -7.1235e-05 | 848.3646 | 0.8482 | 675.0563 | -0.00050216 | 851.8928 | 0.51238 | 849.0078 | 0.083022 | 675.0563 | 0 | 967.2142 | 0.21635 |  |  | 998.851 | 0.044667 | 1199.1372 | 0.97042 | 1362.1147 | 0.1662 |  |  | 1118.7477 | 0 | 1118.741 | 0.0355
| 849.1747 | 0.0033937 | 675.2892 | 0.0014225 | 675.2892 | 0.00082187 | 675.6129 | 0.0013262 | 848.5317 | 0.85928 | 675.2892 | 5.0407e-05 | 852.0614 | 0.51484 | 849.1747 | 0.083553 | 675.2892 | 0 | 967.3073 | 0.21623 |  |  | 999.157 | 0.04526 | 1199.2076 | 0.97125 | 1362.342 | 0.16482 |  |  | 1118.809 | 0 | 1118.8022 | 0.0352
| 849.3416 | 0.0051858 | 675.522 | 0.00065369 | 675.522 | -0.00014004 | 675.8455 | -0.0002051 | 848.6989 | 0.85984 | 675.522 | -0.00081763 | 852.23 | 0.51756 | 849.3416 | 0.084303 | 675.5221 | 0.00080096 | 967.4004 | 0.2167 |  |  | 999.462 | 0.045907 | 1199.2781 | 0.97205 | 1362.5695 | 0.16358 |  |  | 1118.8702 | 0 | 1118.8635 | 0.03483
| 849.5086 | 0.0056972 | 675.7549 | 0.0016926 | 675.7549 | -0.00090378 | 676.0781 | 0.0013087 | 848.8661 | 0.87136 | 675.7549 | 0.00038302 | 852.3986 | 0.52051 | 849.5086 | 0.0846 | 675.755 | 0 | 967.4935 | 0.21854 |  |  | 999.768 | 0.046148 | 1199.3485 | 0.97285 | 1362.7969 | 0.16237 |  |  | 1118.9316 | 0 | 1118.9249 | 0.03441
| 849.6755 | 0.0044299 | 675.9879 | 0.0006077 | 675.9879 | -0.00084027 | 676.3106 | 0.00023613 | 849.0333 | 0.8803 | 675.9879 | -0.00042562 | 852.5672 | 0.52371 | 849.6755 | 0.085265 | 675.9879 | 0 | 967.5867 | 0.22008 |  |  | 1000.074 | 0.046909 | 1199.4189 | 0.97362 | 1363.0243 | 0.16105 |  |  | 1118.9929 | 0 | 1118.9862 | 0.03399
| 849.8425 | 0.0049763 | 676.2208 | 0.0016568 | 676.2208 | 0.00056426 | 676.5432 | 0.00040797 | 849.2004 | 0.88452 | 676.2208 | 0.0005654 | 852.7358 | 0.52638 | 849.8425 | 0.085782 | 676.2208 | 0 | 967.6799 | 0.22082 |  |  | 1000.381 | 0.047118 | 1199.4894 | 0.97438 | 1363.252 | 0.15951 |  |  | 1119.0543 | 0 | 1119.0476 | 0.03363
| 850.0094 | 0.0033752 | 676.4537 | 0.00099157 | 676.4537 | -0.00051971 | 676.7758 | -0.0003991 | 849.3676 | 0.88854 | 676.4537 | -0.00028037 | 852.9044 | 0.53009 | 850.0094 | 0.08644 | 676.4537 | 0 | 967.7731 | 0.22144 |  |  | 1000.687 | 0.048443 | 1199.5598 | 0.97514 | 1363.4796 | 0.15771 |  |  | 1119.1156 | 0 | 1119.1089 | 0.03336
| 850.1764 | 0.0053104 | 676.6866 | 0.001921 | 676.6866 | 0.00075383 | 677.0084 | 0.00046428 | 849.5348 | 0.90236 | 676.6866 | 0.00052567 | 853.073 | 0.53408 | 850.1764 | 0.086751 | 676.6866 | 0 | 967.8663 | 0.22241 |  |  | 1000.994 | 0.048579 | 1199.6304 | 0.97587 | 1363.7073 | 0.15564 |  |  | 1119.177 | 0 | 1119.1703 | 0.03321
| 850.3433 | 0.0043772 | 676.9196 | 0.00071296 | 676.9196 | -0.0011794 | 677.2411 | -0.00074775 | 849.702 | 0.90352 | 676.9196 | -0.0004007 | 853.2416 | 0.53818 | 850.3433 | 0.087142 | 676.9196 | 0 | 967.9595 | 0.22325 |  |  | 1001.301 | 0.049373 | 1199.7008 | 0.97661 | 1363.9351 | 0.15338 |  |  | 1119.2384 | 0 | 1119.2317 | 0.03316
| 850.5103 | 0.0058027 | 677.1525 | 0.0015268 | 677.1525 | 0.001238 | 677.4737 | 0.00070016 | 849.8692 | 0.91398 | 677.1525 | 0.00027679 | 853.4102 | 0.54164 | 850.5103 | 0.087441 | 677.1526 | 0 | 968.0527 | 0.2239 |  |  | 1001.608 | 0.050018 | 1199.7714 | 0.97732 | 1364.163 | 0.1511 |  |  | 1119.2997 | 0 | 1119.2931 | 0.03322
| 850.6772 | 0.0043596 | 677.3855 | 0.00085545 | 677.3855 | -0.0010945 | 677.7064 | 0.00015603 | 850.0364 | 0.92067 | 677.3855 | -0.00024557 | 853.5788 | 0.54573 | 850.6772 | 0.088141 | 677.3855 | 0 | 968.146 | 0.22464 |  |  | 1001.915 | 0.050415 | 1199.8418 | 0.97802 | 1364.3909 | 0.14896 |  |  | 1119.3611 | 0 | 1119.3544 | 0.03336
| 850.8442 | 0.0058027 | 677.6185 | 0.0018439 | 677.6185 | 0.00068294 | 677.939 | 0.00099853 | 850.2036 | 0.9269 | 677.6185 | 0.00044219 | 853.7474 | 0.54979 | 850.8442 | 0.088366 | 677.6185 | 0.001 | 968.2393 | 0.22499 |  |  | 1002.223 | 0.051122 | 1199.9124 | 0.9787 | 1364.6189 | 0.14709 |  |  | 1119.4225 | 0 | 1119.4158 | 0.03356
| 851.0112 | 0.0029709 | 677.8515 | 0.00055286 | 677.8515 | 0.00054897 | 678.1716 | -0.000448 | 850.3708 | 0.93585 | 677.8515 | -0.00033442 | 853.9161 | 0.5538 | 851.0112 | 0.088692 | 677.8515 | 0 | 968.3326 | 0.22527 |  |  | 1002.53 | 0.051806 | 1199.9829 | 0.97938 | 1364.847 | 0.14556 |  |  | 1119.4839 | 0 | 1119.4772 | 0.03382
| 851.1781 | 0.0052401 | 678.0845 | 0.001923 | 678.0845 | -0.00022424 | 678.4043 | 0.00094966 | 850.538 | 0.93966 | 678.0845 | 0.00025954 | 854.0847 | 0.55741 | 851.1781 | 0.08859 | 678.0845 | 0.00040068 | 968.4259 | 0.22656 |  |  | 1002.838 | 0.05251 | 1200.0533 | 0.98005 | 1365.0752 | 0.14435 |  |  | 1119.5453 | 0 | 1119.5386 | 0.03411
| 851.3451 | 0.0049221 | 678.3175 | 0.00094713 | 678.3175 | -9.8249e-05 | 678.637 | 0.00028167 | 850.7053 | 0.94515 | 678.3175 | -0.00042549 | 854.2533 | 0.56158 | 851.3451 | 0.08908 | 678.3175 | 0 | 968.5192 | 0.22866 |  |  | 1003.146 | 0.052996 | 1200.1239 | 0.9807 | 1365.3035 | 0.14333 |  |  | 1119.6067 | 0 | 1119.6 | 0.03444
| 851.5121 | 0.0039037 | 678.5505 | 0.0021688 | 678.5505 | 0.00058769 | 678.8697 | 0.00043657 | 850.8725 | 0.95194 | 678.5505 | 0.00086185 | 854.422 | 0.56538 | 851.5121 | 0.089407 | 678.5505 | 0 | 968.6126 | 0.22994 |  |  | 1003.454 | 0.053686 | 1200.1945 | 0.98134 | 1365.5319 | 0.14231 |  |  | 1119.6681 | 0 | 1119.6614 | 0.03479
| 851.6791 | 0.0034279 | 678.7835 | 0.0011012 | 678.7835 | -0.00055929 | 679.1024 | -0.00026778 | 851.0397 | 0.95555 | 678.7835 | -0.00059634 | 854.5906 | 0.56942 | 851.6791 | 0.090063 | 678.7835 | 0.00040048 | 968.7059 | 0.22993 |  |  | 1003.763 | 0.054754 | 1200.265 | 0.98197 | 1365.7603 | 0.14111 |  |  | 1119.7295 | 0 | 1119.7228 | 0.03513
| 851.8461 | 0.0024442 | 679.0166 | 0.0018994 | 679.0166 | -0.00019968 | 679.3351 | 0.00072444 | 851.2069 | 0.95888 | 679.0166 | 0.0004681 | 854.7593 | 0.57302 | 851.8461 | 0.090525 | 679.0166 | 0.00040048 | 968.7993 | 0.22996 |  |  | 1004.071 | 0.055778 | 1200.3356 | 0.98258 | 1365.9888 | 0.1396 |  |  | 1119.7909 | 0 | 1119.7843 | 0.03543
| 852.013 | 0.0043948 | 679.2496 | 0.00070126 | 679.2496 | -0.00071341 | 679.5679 | -5.128e-05 | 851.3742 | 0.96213 | 679.2496 | -0.00022815 | 854.9279 | 0.57717 | 852.013 | 0.091124 | 679.2496 | 0 | 968.8927 | 0.23078 |  |  | 1004.38 | 0.056481 | 1200.4061 | 0.98318 | 1366.2173 | 0.1377 |  |  | 1119.8524 | 0 | 1119.8457 | 0.03565
| 852.18 | 0.0044664 | 679.4827 | 0.0016836 | 679.4827 | -0.00033688 | 679.8006 | 0.00056887 | 851.5414 | 0.96914 | 679.4827 | 0.00020621 | 855.0966 | 0.58172 | 852.18 | 0.091319 | 679.4827 | 0 | 968.9861 | 0.23174 |  |  | 1004.689 | 0.056895 | 1200.4767 | 0.98378 | 1366.4459 | 0.13544 |  |  | 1119.9138 | 0 | 1119.9071 | 0.03575
| 852.347 | 0.0041487 | 679.7158 | 0.001319 | 679.7158 | -0.00040363 | 680.0333 | -0.00028813 | 851.7086 | 0.96827 | 679.7158 | -0.0001174 | 855.2653 | 0.58626 | 852.347 | 0.091412 | 679.7158 | 0 | 969.0795 | 0.23247 |  |  | 1004.998 | 0.057882 | 1200.5474 | 0.98436 | 1366.6747 | 0.13291 |  |  | 1119.9752 | 0 | 1119.9685 | 0.03568
| 852.514 | 0.0045015 | 679.9488 | 0.0020762 | 679.9488 | 4.5781e-05 | 680.2661 | 0.0001994 | 851.8759 | 0.98164 | 679.9488 | 0.00074884 | 855.4339 | 0.5891 | 852.514 | 0.09129 | 679.9488 | 0 | 969.173 | 0.23302 |  |  | 1005.308 | 0.058536 | 1200.6179 | 0.98493 | 1366.9034 | 0.13028 |  |  | 1120.0367 | 0 | 1120.03 | 0.03545
| 852.681 | 0.0038147 | 680.1819 | 0.0012528 | 680.1819 | 0.00021748 | 680.4988 | 0.00042601 | 852.0431 | 0.97629 | 680.1819 | -0.0006416 | 855.6026 | 0.59261 | 852.681 | 0.091648 | 680.1819 | 0 | 969.2665 | 0.23392 |  |  | 1005.617 | 0.059284 | 1200.6885 | 0.98549 | 1367.1323 | 0.12775 |  |  | 1120.0981 | 0 | 1120.0914 | 0.03507
| 852.848 | 0.0051521 | 680.415 | 0.0020806 | 680.415 | 0.00034055 | 680.7316 | -0.00044733 | 852.2104 | 0.98368 | 680.415 | 0.00053734 | 855.7713 | 0.59608 | 852.848 | 0.091889 | 680.415 | 0 | 969.36 | 0.2352 |  |  | 1005.927 | 0.060041 | 1200.7592 | 0.98603 | 1367.3612 | 0.12551 |  |  | 1120.1597 | 0 | 1120.1529 | 0.03457
| 853.015 | 0.0041135 | 680.6481 | 0.0012495 | 680.6481 | 0.00086072 | 680.9644 | -0.00057866 | 852.3776 | 0.98855 | 680.6481 | -0.00080831 | 855.94 | 0.5993 | 853.015 | 0.092618 | 680.6481 | 0 | 969.4535 | 0.23526 |  |  | 1006.237 | 0.060981 | 1200.8297 | 0.98657 | 1367.5903 | 0.12375 |  |  | 1120.2211 | 0 | 1120.2144 | 0.03402
| 853.182 | 0.0033761 | 680.8813 | 0.0028476 | 680.8813 | 0.0018812 | 681.1972 | 0.00056821 | 852.5449 | 0.9891 | 680.8813 | 0.00075393 | 856.1087 | 0.60185 | 853.182 | 0.092966 | 680.8813 | 0 | 969.5471 | 0.23494 |  |  | 1006.547 | 0.061808 | 1200.9004 | 0.9871 | 1367.8193 | 0.12259 |  |  | 1120.2826 | 0 | 1120.2759 | 0.03349
| 853.349 | 0.0043069 | 681.1144 | 0.00098805 | 681.1144 | 7.306e-05 | 681.4301 | 2.7244e-05 | 852.7121 | 0.99259 | 681.1144 | -0.00077372 | 856.2773 | 0.6055 | 853.349 | 0.093881 | 681.1144 | 0 | 969.6406 | 0.23615 |  |  | 1006.857 | 0.063076 | 1200.9711 | 0.98761 | 1368.0486 | 0.12204 |  |  | 1120.3441 | 0 | 1120.3374 | 0.03305
| 853.516 | 0.0042026 | 681.3475 | 0.0023714 | 681.3475 | 0.0004338 | 681.6628 | 0.00038151 | 852.8794 | 0.9943 | 681.3475 | 0.00024633 | 856.446 | 0.60875 | 853.516 | 0.094618 | 681.3475 | 0 | 969.7341 | 0.23776 |  |  | 1007.168 | 0.063567 | 1201.0416 | 0.98812 | 1368.2778 | 0.12202 |  |  | 1120.4056 | 0 | 1120.3989 | 0.03275
| 853.6831 | 0.0041311 | 681.5807 | 0.0014889 | 681.5807 | -0.00085102 | 681.8957 | 9.0705e-05 | 853.0467 | 0.98749 | 681.5807 | -0.00035513 | 856.6147 | 0.61253 | 853.6831 | 0.095689 | 681.5807 | 0 | 969.8278 | 0.23853 |  |  | 1007.478 | 0.064331 | 1201.1123 | 0.98861 | 1368.5072 | 0.12234 |  |  | 1120.467 | 0 | 1120.4603 | 0.03264
| 853.8501 | 0.0051697 | 681.8138 | 0.002251 | 681.8138 | 0.00071409 | 682.1285 | 9.4003e-05 | 853.2139 | 1 | 681.8138 | 0.0003867 | 856.7834 | 0.61604 | 853.8501 | 0.096055 | 681.8138 | 0 | 969.9213 | 0.23851 |  |  | 1007.789 | 0.065024 | 1201.183 | 0.98909 | 1368.7366 | 0.12277 |  |  | 1120.5286 | 0 | 1120.5219 | 0.0327
| 854.0171 | 0.0053792 | 682.047 | 0.0017655 | 682.047 | 0.00039551 | 682.3614 | -3.4792e-05 | 853.3812 | 0.98749 | 682.047 | -0.0011894 | 856.9521 | 0.62063 | 854.0171 | 0.096554 | 682.047 | 0 | 970.015 | 0.23866 |  |  | 1008.1 | 0.066243 | 1201.2537 | 0.98956 | 1368.9661 | 0.12307 |  |  | 1120.5901 | 0 | 1120.5834 | 0.03292
| 854.1841 | 0.0047829 | 682.2802 | 0.0023893 | 682.2802 | 0.00046324 | 682.5942 | 0.0005261 | 853.5485 | 0.99604 | 682.2802 | 0.00052381 | 857.1209 | 0.62544 | 854.1841 | 0.096732 | 682.2802 | 0 | 970.1086 | 0.23956 |  |  | 1008.412 | 0.067024 | 1201.3243 | 0.99002 | 1369.1956 | 0.12302 |  |  | 1120.6516 | 0 | 1120.6449 | 0.03322
| 854.3512 | 0.0039377 | 682.5134 | 0.0013122 | 682.5134 | -0.0010347 | 682.8271 | -0.0011871 | 853.7158 | 0.99737 | 682.5134 | -0.00076567 | 857.2896 | 0.63048 | 854.3512 | 0.097474 | 682.5134 | 0.00080096 | 970.2023 | 0.24024 |  |  | 1008.723 | 0.068064 | 1201.395 | 0.99047 | 1369.4253 | 0.12251 |  |  | 1120.7131 | 0 | 1120.7064 | 0.03354
| 854.5182 | 0.005029 | 682.7466 | 0.0025712 | 682.7466 | 0.001377 | 683.06 | 0.00037473 | 853.883 | 0.99932 | 682.7466 | 0.00017838 | 857.4583 | 0.63443 | 854.5182 | 0.098147 | 682.7466 | 0.001 | 970.296 | 0.24059 |  |  | 1009.035 | 0.069119 | 1201.4657 | 0.99092 | 1369.6549 | 0.12152 |  |  | 1120.7747 | 0 | 1120.7679 | 0.03381
| 854.6852 | 0.0038322 | 682.9798 | 0.0016728 | 682.9798 | -0.0011158 | 683.2928 | -0.00094805 | 854.0503 | 0.99373 | 682.9798 | -0.00061922 | 857.627 | 0.63858 | 854.6852 | 0.099355 | 682.9798 | 0 | 970.3896 | 0.24102 |  |  | 1009.346 | 0.069614 | 1201.5364 | 0.99135 | 1369.8848 | 0.12012 |  |  | 1120.8362 | 0 | 1120.8295 | 0.03397
| 854.8522 | 0.0060665 | 683.213 | 0.0028804 | 683.213 | 0.0010622 | 683.5258 | 0.00030283 | 854.2176 | 0.99946 | 683.213 | 0.00048384 | 857.7958 | 0.64295 | 854.8522 | 0.10012 | 683.213 | 0.001 | 970.4834 | 0.24211 |  |  | 1009.659 | 0.0707 | 1201.6072 | 0.99177 | 1370.1146 | 0.11845 |  |  | 1120.8978 | 0 | 1120.8911 | 0.034
| 855.0193 | 0.0037092 | 683.4462 | 0.001575 | 683.4462 | -0.00037557 | 683.7587 | 2.5482e-06 | 854.3849 | 0.99519 | 683.4462 | -0.00055515 | 857.9645 | 0.64709 | 855.0193 | 0.1009 | 683.4462 | 0 | 970.5771 | 0.24397 |  |  | 1009.971 | 0.071215 | 1201.6779 | 0.99217 | 1370.3446 | 0.11667 |  |  | 1120.9594 | 0 | 1120.9526 | 0.03387
| 855.1863 | 0.0048884 | 683.6795 | 0.0028279 | 683.6795 | 0.00023441 | 683.9916 | 0.00019287 | 854.5522 | 0.9904 | 683.6795 | 0.00060811 | 858.1332 | 0.651 | 855.1863 | 0.10113 | 683.6795 | 0 | 970.6708 | 0.24455 |  |  | 1010.283 | 0.072716 | 1201.7485 | 0.99258 | 1370.5746 | 0.11493 |  |  | 1121.0209 | 0 | 1121.0142 | 0.03361
| 855.3534 | 0.003885 | 683.9127 | 0.0017731 | 683.9127 | -0.00089876 | 684.2245 | -0.00028237 | 854.7195 | 0.98943 | 683.9127 | -0.00028946 | 858.302 | 0.65533 | 855.3534 | 0.1016 | 683.9127 | 0 | 970.7646 | 0.24477 |  |  | 1010.596 | 0.073206 | 1201.8193 | 0.99296 | 1370.8047 | 0.11335 |  |  | 1121.0824 | 0 | 1121.0757 | 0.03324
| 855.5204 | 0.0050642 | 684.146 | 0.0028777 | 684.146 | -0.00044308 | 684.4575 | 0.00084093 | 854.8868 | 0.99016 | 684.146 | 0.00058614 | 858.4707 | 0.65972 | 855.5204 | 0.10169 | 684.146 | 0 | 970.8584 | 0.24618 |  |  | 1010.909 | 0.074106 | 1201.89 | 0.99335 | 1371.0349 | 0.11199 |  |  | 1121.144 | 0 | 1121.1373 | 0.03281
| 855.6875 | 0.0034806 | 684.3793 | 0.0017851 | 684.3793 | -3.2615e-05 | 684.6904 | 0.00026357 | 855.0541 | 0.98371 | 684.3793 | -0.000186 | 858.6395 | 0.66383 | 855.6875 | 0.10187 | 684.3793 | 0 | 970.9522 | 0.24768 |  |  | 1011.222 | 0.075562 | 1201.9608 | 0.99372 | 1371.2651 | 0.11086 |  |  | 1121.2056 | 0 | 1121.1988 | 0.03233
| 855.8545 | 0.0051345 | 684.6125 | 0.0024061 | 684.6125 | 0.0015189 | 684.9234 | 0.0001656 | 855.2215 | 0.98182 | 684.6125 | 0.00068251 | 858.8082 | 0.6672 | 855.8545 | 0.10188 | 684.6125 | 0 | 971.046 | 0.24801 |  |  | 1011.535 | 0.075901 | 1202.0316 | 0.99407 | 1371.4955 | 0.10993 |  |  | 1121.2672 | 0 | 1121.2605 | 0.03184
| 856.0216 | 0.0036564 | 684.8458 | 0.0019668 | 684.8458 | -0.0012234 | 685.1564 | -0.00019516 | 855.3888 | 0.97403 | 684.8458 | -0.00053727 | 858.977 | 0.67094 | 856.0216 | 0.10237 | 684.8458 | 0 | 971.1399 | 0.24753 |  |  | 1011.848 | 0.077042 | 1202.1023 | 0.99442 | 1371.7258 | 0.10913 |  |  | 1121.3287 | 0 | 1121.322 | 0.03137
| 856.1886 | 0.0054511 | 685.0791 | 0.0026483 | 685.0791 | 0.0015699 | 685.3893 | 0.00074096 | 855.5561 | 0.97484 | 685.0791 | 0.00098066 | 859.1457 | 0.6748 | 856.1886 | 0.10287 | 685.0791 | 0 | 971.2338 | 0.24802 |  |  | 1012.162 | 0.077684 | 1202.1731 | 0.99476 | 1371.9563 | 0.10834 |  |  | 1121.3904 | 0 | 1121.3837 | 0.03093
| 856.3557 | 0.003885 | 685.3124 | 0.0022628 | 685.3124 | -1.801e-05 | 685.6223 | -0.0003616 | 855.7234 | 0.97075 | 685.3124 | -0.0002768 | 859.3145 | 0.67918 | 856.3557 | 0.10364 | 685.3124 | 0 | 971.3276 | 0.24885 |  |  | 1012.476 | 0.078669 | 1202.2439 | 0.99509 | 1372.1869 | 0.10747 |  |  | 1121.452 | 0 | 1121.4453 | 0.03057
| 856.5228 | 0.0051345 | 685.5458 | 0.0032425 | 685.5458 | 0.0013791 | 685.8553 | 5.9187e-05 | 855.8907 | 0.97376 | 685.5458 | 0.00035051 | 859.4833 | 0.68212 | 856.5228 | 0.10398 | 685.5458 | 0 | 971.4215 | 0.24942 |  |  | 1012.789 | 0.079522 | 1202.3147 | 0.99541 | 1372.4176 | 0.1064 |  |  | 1121.5137 | 0 | 1121.507 | 0.03028
| 856.6898 | 0.0047288 | 685.7791 | 0.0019754 | 685.7791 | -0.00095185 | 686.0883 | 0.00016453 | 856.0581 | 0.96157 | 685.7791 | -0.0005593 | 859.6521 | 0.68621 | 856.6898 | 0.10454 | 685.7791 | 0 | 971.5154 | 0.24999 |  |  | 1013.104 | 0.080761 | 1202.3855 | 0.99571 | 1372.6483 | 0.1051 |  |  | 1121.5752 | 0 | 1121.5685 | 0.03008
| 856.8569 | 0.0047477 | 686.0124 | 0.0031229 | 686.0124 | -0.00019144 | 686.3214 | 0.00067297 | 856.2254 | 0.95188 | 686.0124 | 0.00071609 | 859.8208 | 0.69005 | 856.8569 | 0.10491 | 686.0124 | 0 | 971.6093 | 0.25016 |  |  | 1013.418 | 0.081554 | 1202.4563 | 0.99601 | 1372.879 | 0.10355 |  |  | 1121.6368 | 0 | 1121.6301 | 0.02998
| 857.024 | 0.0048167 | 686.2458 | 0.0021969 | 686.2458 | -0.0001176 | 686.5544 | 0.00023464 | 856.3928 | 0.94765 | 686.2458 | -0.00067064 | 859.9896 | 0.69356 | 857.024 | 0.10567 | 686.2458 | 0 | 971.7032 | 0.25058 |  |  | 1013.733 | 0.082449 | 1202.5271 | 0.99629 | 1373.11 | 0.10182 |  |  | 1121.6985 | 0 | 1121.6918 | 0.02995
| 857.1911 | 0.0057148 | 686.4791 | 0.0037009 | 686.4791 | 0.00083014 | 686.7874 | 0.00078524 | 856.5601 | 0.94398 | 686.4791 | 0.00020833 | 860.1584 | 0.69607 | 857.1911 | 0.10608 | 686.4791 | 0 | 971.7972 | 0.25164 |  |  | 1014.047 | 0.083243 | 1202.598 | 0.99657 | 1373.3409 | 0.099975 |  |  | 1121.7601 | 0 | 1121.7534 | 0.02999
| 857.3581 | 0.0056253 | 686.7125 | 0.0020431 | 686.7125 | -0.002097 | 687.0205 | 7.7004e-05 | 856.7274 | 0.93235 | 686.7125 | -0.00054684 | 860.3272 | 0.70013 | 857.3581 | 0.10675 | 686.7125 | 0 | 971.8912 | 0.25272 |  |  | 1014.362 | 0.084393 | 1202.6688 | 0.99684 | 1373.5719 | 0.098116 |  |  | 1121.8218 | 0 | 1121.8151 | 0.03007
| 857.5252 | 0.0057676 | 686.9459 | 0.0034335 | 686.9459 | 0.0019504 | 687.2535 | 0.00086359 | 856.8948 | 0.9317 | 686.9459 | 0.00088876 | 860.496 | 0.70435 | 857.5252 | 0.10706 | 686.9459 | 0 | 971.9852 | 0.25328 |  |  | 1014.677 | 0.085697 | 1202.7396 | 0.99709 | 1373.8031 | 0.096315 |  |  | 1121.8834 | 0 | 1121.8767 | 0.03017
| 857.6923 | 0.0039025 | 687.1793 | 0.0023093 | 687.1793 | 0.00079369 | 687.4866 | -0.00043319 | 857.0621 | 0.92715 | 687.1793 | -0.00016505 | 860.6648 | 0.70899 | 857.6923 | 0.10775 | 687.1793 | 0 | 972.0792 | 0.25375 |  |  | 1014.993 | 0.086407 | 1202.8105 | 0.99734 | 1374.0343 | 0.09462 |  |  | 1121.9451 | 0 | 1121.9383 | 0.03027
| 857.8594 | 0.0046598 | 687.4127 | 0.0035643 | 687.4127 | 0.00068689 | 687.7197 | 0.00064322 | 857.2295 | 0.91324 | 687.4127 | 0.00092179 | 860.8336 | 0.71304 | 857.8594 | 0.10808 | 687.4127 | 0.00080076 | 972.1733 | 0.25505 |  |  | 1015.308 | 0.087818 | 1202.8814 | 0.99758 | 1374.2655 | 0.093054 |  |  | 1122.0068 | 0 | 1122.0001 | 0.03036
| 858.0265 | 0.0039729 | 687.6461 | 0.0027405 | 687.6461 | -0.00073428 | 687.9528 | -0.00039006 | 857.3969 | 0.90116 | 687.6461 | -0.0006996 | 861.0024 | 0.717 | 858.0265 | 0.10904 | 687.6461 | 0.00080076 | 972.2673 | 0.25644 |  |  | 1015.624 | 0.088544 | 1202.9523 | 0.9978 | 1374.4968 | 0.091619 |  |  | 1122.0685 | 0 | 1122.0618 | 0.03043
| 858.1936 | 0.0047477 | 687.8795 | 0.0036995 | 687.8795 | 0.00033048 | 688.1859 | 6.7414e-05 | 857.5642 | 0.9024 | 687.8795 | 0.0011071 | 861.1713 | 0.72121 | 858.1936 | 0.10972 | 687.8795 | 0 | 972.3614 | 0.25686 |  |  | 1015.94 | 0.088791 | 1203.0231 | 0.99802 | 1374.7283 | 0.0903 |  |  | 1122.1301 | 0 | 1122.1234 | 0.03044
| 858.3607 | 0.0039025 | 688.1129 | 0.0023894 | 688.1129 | -0.0014503 | 688.419 | -5.5178e-05 | 857.7316 | 0.88704 | 688.1129 | -0.00026413 | 861.3401 | 0.72532 | 858.3607 | 0.1106 | 688.1129 | 0 | 972.4555 | 0.25722 |  |  | 1016.256 | 0.090575 | 1203.094 | 0.99821 | 1374.9597 | 0.089076 |  |  | 1122.1918 | 0 | 1122.1851 | 0.0304
| 858.5278 | 0.0045543 | 688.3464 | 0.0041168 | 688.3464 | 0.0005193 | 688.6522 | 0.00071164 | 857.899 | 0.87472 | 688.3464 | 0.00085713 | 861.5089 | 0.72783 | 858.5278 | 0.11081 | 688.3464 | 0 | 972.5496 | 0.25792 |  |  | 1016.572 | 0.091702 | 1203.1649 | 0.99841 | 1375.1913 | 0.087918 |  |  | 1122.2535 | 0 | 1122.2468 | 0.03028
| 858.6949 | 0.0030763 | 688.5798 | 0.0029646 | 688.5798 | 0.0001335 | 688.8853 | -0.00055765 | 858.0663 | 0.86726 | 688.5798 | -0.00055243 | 861.6777 | 0.73149 | 858.6949 | 0.11141 | 688.5798 | 0 | 972.6437 | 0.25871 |  |  | 1016.889 | 0.092742 | 1203.2358 | 0.9986 | 1375.423 | 0.086796 |  |  | 1122.3152 | 0 | 1122.3085 | 0.03007
| 858.862 | 0.0020925 | 688.8133 | 0.0037331 | 688.8133 | 0.0012047 | 689.1185 | 0.00017018 | 858.2337 | 0.8528 | 688.8133 | 0.00054225 | 861.8466 | 0.7357 | 858.862 | 0.11194 | 688.8133 | 0 | 972.7379 | 0.25996 |  |  | 1017.206 | 0.093252 | 1203.3068 | 0.99876 | 1375.6548 | 0.08569 |  |  | 1122.377 | 0 | 1122.3702 | 0.02977
| 859.0291 | 0.0029357 | 689.0468 | 0.0028578 | 689.0468 | 0.00028195 | 689.3516 | -0.00017889 | 858.4011 | 0.84916 | 689.0468 | -0.00096924 | 862.0154 | 0.73975 | 859.0291 | 0.11287 | 689.0467 | 0 | 972.832 | 0.26161 |  |  | 1017.523 | 0.094938 | 1203.3777 | 0.99893 | 1375.8866 | 0.084596 |  |  | 1122.4386 | 0 | 1122.4319 | 0.02939
| 859.1962 | 0.0047829 | 689.2802 | 0.0041482 | 689.2802 | 0.0011982 | 689.5848 | 0.00074362 | 858.5685 | 0.83794 | 689.2802 | 0.00023467 | 862.1842 | 0.74254 | 859.1962 | 0.11339 | 689.2802 | 0 | 972.9262 | 0.26247 |  |  | 1017.84 | 0.096101 | 1203.4486 | 0.99907 | 1376.1184 | 0.083534 |  |  | 1122.5004 | 0 | 1122.4936 | 0.02895
| 859.3633 | 0.0038147 | 689.5137 | 0.0033071 | 689.5137 | -0.00023128 | 689.8179 | 0.00024026 | 858.7359 | 0.81722 | 689.5137 | -0.00087738 | 862.3531 | 0.74648 | 859.3633 | 0.11404 | 689.5137 | 0 | 973.0204 | 0.26236 |  |  | 1018.157 | 0.096919 | 1203.5195 | 0.99921 | 1376.3503 | 0.082548 |  |  | 1122.5621 | 0 | 1122.5554 | 0.02851
| 859.5305 | 0.0036575 | 689.7472 | 0.0042866 | 689.7472 | 0.0010927 | 690.0511 | 0.00061567 | 858.9033 | 0.82021 | 689.7472 | 0.00012219 | 862.5219 | 0.75022 | 859.5305 | 0.11449 | 689.7472 | 0 | 973.1147 | 0.26251 |  |  | 1018.474 | 0.09871 | 1203.5904 | 0.99934 | 1376.5824 | 0.081699 |  |  | 1122.6238 | 0 | 1122.6171 | 0.0281
| 859.6976 | 0.0032345 | 689.9807 | 0.0032895 | 689.9807 | -0.0012621 | 690.2843 | -0.00032321 | 859.0707 | 0.79742 | 689.9807 | -0.00038988 | 862.6908 | 0.75377 | 859.6976 | 0.11537 | 689.9807 | 0 | 973.2089 | 0.26354 |  |  | 1018.792 | 0.099294 | 1203.6614 | 0.99945 | 1376.8146 | 0.081049 |  |  | 1122.6855 | 0 | 1122.6788 | 0.02775
| 859.8647 | 0.0062248 | 690.2142 | 0.0047165 | 690.2142 | 0.00021596 | 690.5175 | 0.00076906 | 859.2381 | 0.78829 | 690.2142 | 0.000269 | 862.8597 | 0.75652 | 859.8647 | 0.11589 | 690.2142 | 0 | 973.3032 | 0.26474 |  |  | 1019.11 | 0.10109 | 1203.7324 | 0.99956 | 1377.0468 | 0.080636 |  |  | 1122.7473 | 0 | 1122.7406 | 0.02749
| 860.0318 | 0.0042014 | 690.4478 | 0.003545 | 690.4478 | -0.0014664 | 690.7507 | -0.00017949 | 859.4055 | 0.77262 | 690.4478 | -0.00013206 | 863.0285 | 0.76034 | 860.0318 | 0.11655 | 690.4478 | 0 | 973.3975 | 0.26454 |  |  | 1019.428 | 0.10237 | 1203.8033 | 0.99966 | 1377.2791 | 0.080455 |  |  | 1122.8091 | 0 | 1122.8024 | 0.02733
| 860.199 | 0.0053807 | 690.6813 | 0.0051198 | 690.6813 | 7.9152e-05 | 690.9839 | 0.0004104 | 859.5729 | 0.76811 | 690.6813 | 0.00026898 | 863.1974 | 0.76455 | 860.199 | 0.11674 | 690.6813 | 0 | 973.4918 | 0.26383 |  |  | 1019.746 | 0.10408 | 1203.8743 | 0.99974 | 1377.5114 | 0.080451 |  |  | 1122.8709 | 0 | 1122.8641 | 0.02726
| 860.3661 | 0.0034455 | 690.9149 | 0.0037777 | 690.9149 | 0.0013778 | 691.2172 | -0.00064629 | 859.7403 | 0.74248 | 690.9149 | -0.0006734 | 863.3663 | 0.7696 | 860.3661 | 0.11767 | 690.9149 | 0 | 973.5861 | 0.26496 |  |  | 1020.065 | 0.10477 | 1203.9453 | 0.99981 | 1377.7439 | 0.080517 |  |  | 1122.9326 | 0 | 1122.9259 | 0.02726
| 860.5332 | 0.0024794 | 691.1484 | 0.0044126 | 691.1484 | -0.00012981 | 691.4504 | 0.0010089 | 859.9077 | 0.73797 | 691.1484 | 0.00046335 | 863.5351 | 0.77461 | 860.5332 | 0.11832 | 691.1484 | 0 | 973.6804 | 0.26687 |  |  | 1020.384 | 0.106 | 1204.0162 | 0.99987 | 1377.9763 | 0.080518 |  |  | 1122.9944 | 0 | 1122.9877 | 0.02734
| 860.7004 | 0.0041135 | 691.382 | 0.0035224 | 691.382 | -0.0005238 | 691.6837 | 0.00016276 | 860.0751 | 0.71924 | 691.382 | -0.00030607 | 863.704 | 0.78017 | 860.7004 | 0.11939 | 691.382 | 0 | 973.7747 | 0.2675 |  |  | 1020.703 | 0.10817 | 1204.0873 | 0.99992 | 1378.209 | 0.080315 |  |  | 1123.0561 | 0 | 1123.0494 | 0.02746
| 860.8675 | 0.0046422 | 691.6156 | 0.0049736 | 691.6156 | -0.00024606 | 691.917 | 0.00058283 | 860.2425 | 0.71429 | 691.6156 | 0.00072399 | 863.8729 | 0.78568 | 860.8675 | 0.11995 | 691.6156 | 0 | 973.8691 | 0.2677 |  |  | 1021.022 | 0.10904 | 1204.1583 | 0.99996 | 1378.4416 | 0.079802 |  |  | 1123.1179 | 0 | 1123.1112 | 0.02763
| 861.0347 | 0.0037092 | 691.8491 | 0.0038587 | 691.8491 | 6.75e-05 | 692.1503 | -0.00046735 | 860.41 | 0.70052 | 691.8491 | -0.00021795 | 864.0418 | 0.79162 | 861.0347 | 0.12086 | 691.8492 | 0 | 973.9635 | 0.26816 |  |  | 1021.341 | 0.11083 | 1204.2294 | 0.99998 | 1378.6743 | 0.078928 |  |  | 1123.1798 | 0 | 1123.1731 | 0.02784
| 861.2018 | 0.0061368 | 692.0827 | 0.0048252 | 692.0827 | -0.00014306 | 692.3835 | 0.00072234 | 860.5774 | 0.68885 | 692.0827 | 0.0005529 | 864.2107 | 0.79513 | 861.2018 | 0.12166 | 692.0827 | 0 | 974.0579 | 0.2686 |  |  | 1021.66 | 0.11219 | 1204.3004 | 0.99999 | 1378.9072 | 0.077712 |  |  | 1123.2416 | 0 | 1123.2349 | 0.02809
| 861.3689 | 0.0057132 | 692.3164 | 0.0034264 | 692.3164 | 0.00081392 | 692.6168 | -0.00038586 | 860.7448 | 0.66786 | 692.3164 | -0.00082694 | 864.3796 | 0.79901 | 861.3689 | 0.12285 | 692.3164 | 0 | 974.1523 | 0.26893 |  |  | 1021.98 | 0.11387 | 1204.3715 | 1 | 1379.1401 | 0.076242 |  |  | 1123.3033 | 0 | 1123.2966 | 0.02836
| 861.5361 | 0.0037982 | 692.55 | 0.0047342 | 692.55 | -0.00030444 | 692.8502 | 0.0003105 | 860.9123 | 0.65977 | 692.55 | 0.00084107 | 864.5485 | 0.80216 | 861.5361 | 0.12359 | 692.55 | 0 | 974.2468 | 0.26906 |  |  | 1022.3 | 0.11523 | 1204.4425 | 0.99999 | 1379.373 | 0.074658 |  |  | 1123.3652 | 0 | 1123.3585 | 0.02867
| 861.7033 | 0.0049573 | 692.7836 | 0.0041342 | 692.7836 | -0.00030161 | 693.0834 | 0.00050094 | 861.0797 | 0.64346 | 692.7836 | -0.00068205 | 864.7174 | 0.80482 | 861.7033 | 0.12446 | 692.7836 | 0.00080076 | 974.3412 | 0.26959 |  |  | 1022.62 | 0.11639 | 1204.5135 | 0.99997 | 1379.6062 | 0.07312 |  |  | 1123.427 | 0 | 1123.4203 | 0.02898
| 861.8704 | 0.0051521 | 693.0172 | 0.0055748 | 693.0172 | 0.00083301 | 693.3168 | -3.4113e-05 | 861.2471 | 0.63259 | 693.0172 | 0.00046774 | 864.8863 | 0.8057 | 861.8704 | 0.12481 | 693.0172 | 0 | 974.4357 | 0.27015 |  |  | 1022.94 | 0.11813 | 1204.5846 | 0.99993 | 1379.8394 | 0.071774 |  |  | 1123.4889 | 0 | 1123.4822 | 0.0293
| 862.0376 | 0.0033927 | 693.2509 | 0.0039998 | 693.2509 | -0.00044022 | 693.5501 | -0.00020136 | 861.4146 | 0.61478 | 693.2509 | -0.00030989 | 865.0552 | 0.80836 | 862.0376 | 0.12586 | 693.2509 | 0 | 974.5302 | 0.27036 |  |  | 1023.261 | 0.11971 | 1204.6556 | 0.99989 | 1380.0725 | 0.070716 |  |  | 1123.5507 | 0 | 1123.5439 | 0.02961
| 862.2047 | 0.0058027 | 693.4845 | 0.0056436 | 693.4845 | 0.001117 | 693.7835 | 0.0016816 | 861.582 | 0.60939 | 693.4845 | 0.00050686 | 865.2241 | 0.81128 | 862.2047 | 0.12629 | 693.4845 | 0 | 974.6246 | 0.27095 |  |  | 1023.582 | 0.12168 | 1204.7267 | 0.99984 | 1380.3058 | 0.069976 |  |  | 1123.6126 | 0 | 1123.6058 | 0.02987
| 862.3719 | 0.0047463 | 693.7182 | 0.0045713 | 693.7182 | -0.0007483 | 694.0168 | 5.8127e-05 | 861.7495 | 0.59508 | 693.7182 | -0.00044392 | 865.3931 | 0.81482 | 862.3719 | 0.12732 | 693.7182 | 0 | 974.7192 | 0.27254 |  |  | 1023.902 | 0.12301 | 1204.7978 | 0.99976 | 1380.5392 | 0.069509 |  |  | 1123.6744 | 0 | 1123.6677 | 0.0301
| 862.5391 | 0.0052928 | 693.9519 | 0.0055745 | 693.9519 | 4.9258e-05 | 694.2502 | 0.00059643 | 861.9169 | 0.57817 | 693.9519 | 0.00093565 | 865.562 | 0.81795 | 862.5391 | 0.12801 | 693.9519 | 0 | 974.8137 | 0.27414 |  |  | 1024.224 | 0.12489 | 1204.8689 | 0.99968 | 1380.7727 | 0.069213 |  |  | 1123.7362 | 0 | 1123.7295 | 0.03026
| 862.7063 | 0.004342 | 694.1856 | 0.0048028 | 694.1856 | 9.6331e-05 | 694.4836 | 1.2312e-05 | 862.0844 | 0.56298 | 694.1856 | -0.00089044 | 865.7309 | 0.82224 | 862.7063 | 0.12917 | 694.1856 | 0.00020024 | 974.9083 | 0.27475 |  |  | 1024.545 | 0.12624 | 1204.9401 | 0.99959 | 1381.0062 | 0.068962 |  |  | 1123.7981 | 0 | 1123.7914 | 0.03036
| 862.8734 | 0.0046422 | 694.4193 | 0.0058717 | 694.4193 | -0.00014061 | 694.717 | 0.00097544 | 862.2519 | 0.54893 | 694.4193 | 0.00080493 | 865.8999 | 0.82533 | 862.8734 | 0.12978 | 694.4193 | 0 | 975.0029 | 0.27527 |  |  | 1024.866 | 0.12785 | 1205.0111 | 0.99948 | 1381.2399 | 0.068641 |  |  | 1123.86 | 0 | 1123.8533 | 0.0304
| 863.0406 | 0.0054143 | 694.653 | 0.0049964 | 694.653 | -0.0011619 | 694.9504 | 4.0542e-05 | 862.4193 | 0.53288 | 694.653 | -0.00075067 | 866.0688 | 0.8287 | 863.0406 | 0.13046 | 694.653 | 0 | 975.0975 | 0.27616 |  |  | 1025.188 | 0.12913 | 1205.0823 | 0.99936 | 1381.4735 | 0.068179 |  |  | 1123.9219 | 0 | 1123.9152 | 0.03039
| 863.2078 | 0.0037278 | 694.8867 | 0.0057521 | 694.8867 | 0.0018601 | 695.1838 | 0.00073532 | 862.5868 | 0.52295 | 694.8867 | 0.00044051 | 866.2377 | 0.83086 | 863.2078 | 0.13081 | 694.8867 | 0 | 975.1921 | 0.27709 |  |  | 1025.51 | 0.1309 | 1205.1533 | 0.99924 | 1381.7073 | 0.06756 |  |  | 1123.9838 | 0 | 1123.977 | 0.03035
| 863.375 | 0.0042541 | 695.1204 | 0.0050143 | 695.1204 | -0.00020648 | 695.4172 | -0.00038213 | 862.7543 | 0.50628 | 695.1204 | -0.00041816 | 866.4067 | 0.83326 | 863.375 | 0.13161 | 695.1204 | 0.00020024 | 975.2867 | 0.27771 |  |  | 1025.832 | 0.13233 | 1205.2245 | 0.9991 | 1381.9412 | 0.06682 |  |  | 1124.0457 | 0 | 1124.0389 | 0.03028
| 863.5422 | 0.0046949 | 695.3541 | 0.0063516 | 695.3541 | -3.1999e-05 | 695.6506 | 0.00093525 | 862.9218 | 0.49798 | 695.3541 | 0.00069385 | 866.5756 | 0.83583 | 863.5422 | 0.13177 | 695.3541 | 0 | 975.3814 | 0.27856 |  |  | 1026.154 | 0.13412 | 1205.2957 | 0.99895 | 1382.175 | 0.06602 |  |  | 1124.1075 | 0 | 1124.1008 | 0.03021
| 863.7093 | 0.0034103 | 695.5879 | 0.0049683 | 695.5879 | -0.00026042 | 695.8841 | -0.00072825 | 863.0892 | 0.48026 | 695.5879 | -0.00084672 | 866.7446 | 0.83952 | 863.7093 | 0.13229 | 695.5879 | 0 | 975.4761 | 0.2795 |  |  | 1026.477 | 0.13587 | 1205.3668 | 0.99878 | 1382.4091 | 0.065221 |  |  | 1124.1694 | 0 | 1124.1627 | 0.03014
| 863.8765 | 0.0050115 | 695.8216 | 0.0066629 | 695.8216 | 0.00098012 | 696.1175 | 8.9576e-05 | 863.2567 | 0.47548 | 695.8216 | 0.00079337 | 866.9136 | 0.84225 | 863.8765 | 0.13223 | 695.8216 | 0.00040028 | 975.5708 | 0.27988 |  |  | 1026.8 | 0.1372 | 1205.438 | 0.99861 | 1382.6432 | 0.064464 |  |  | 1124.2314 | 0 | 1124.2246 | 0.0301
| 864.0437 | 0.0049397 | 696.0554 | 0.0052072 | 696.0554 | -0.00040518 | 696.351 | -0.00031447 | 863.4242 | 0.45902 | 696.0554 | -0.00060718 | 867.0825 | 0.84706 | 864.0437 | 0.1328 | 696.0554 | 0 | 975.6655 | 0.28063 |  |  | 1027.122 | 0.13849 | 1205.5092 | 0.99841 | 1382.8773 | 0.063761 |  |  | 1124.2933 | 0 | 1124.2866 | 0.0301
| 864.2109 | 0.004607 | 696.2892 | 0.0063972 | 696.2892 | 0.00049654 | 696.5845 | 0.00083048 | 863.5917 | 0.4556 | 696.2892 | 0.00064133 | 867.2515 | 0.85224 | 864.2109 | 0.13307 | 696.2892 | 0 | 975.7603 | 0.28103 |  |  | 1027.446 | 0.14077 | 1205.5803 | 0.99821 | 1383.1116 | 0.063101 |  |  | 1124.3552 | 0 | 1124.3485 | 0.03014
| 864.3781 | 0.0042893 | 696.523 | 0.0056492 | 696.523 | -0.0002154 | 696.8179 | -2.2271e-05 | 863.7592 | 0.4305 | 696.523 | -0.00052699 | 867.4205 | 0.8577 | 864.3781 | 0.13375 | 696.523 | 0 | 975.855 | 0.28094 |  |  | 1027.769 | 0.14208 | 1205.6515 | 0.998 | 1383.3459 | 0.062471 |  |  | 1124.4171 | 0 | 1124.4104 | 0.03023
| 864.5453 | 0.0050642 | 696.7567 | 0.0070626 | 696.7567 | -0.00086627 | 697.0514 | 0.00069943 | 863.9267 | 0.42748 | 696.7567 | 0.00020479 | 867.5894 | 0.86211 | 864.5453 | 0.13434 | 696.7568 | 0 | 975.9498 | 0.28208 |  |  | 1028.092 | 0.14385 | 1205.7227 | 0.99777 | 1383.5803 | 0.061866 |  |  | 1124.4791 | 0 | 1124.4724 | 0.03038
| 864.7125 | 0.0039729 | 696.9905 | 0.0057093 | 696.9905 | 0.00095143 | 697.2849 | -0.00033418 | 864.0942 | 0.40851 | 696.9905 | -0.00062191 | 867.7584 | 0.8667 | 864.7125 | 0.13559 | 696.9905 | 0 | 976.0446 | 0.28334 |  |  | 1028.416 | 0.14538 | 1205.7939 | 0.99753 | 1383.8148 | 0.061301 |  |  | 1124.541 | 0 | 1124.5343 | 0.03056
| 864.8798 | 0.0049411 | 697.2244 | 0.0070248 | 697.2244 | 0.00096382 | 697.5184 | 0.00019399 | 864.2617 | 0.39932 | 697.2244 | 0.00062316 | 867.9274 | 0.87032 | 864.8798 | 0.13679 | 697.2244 | 0 | 976.1394 | 0.28301 |  |  | 1028.74 | 0.14775 | 1205.8651 | 0.99729 | 1384.0494 | 0.060815 |  |  | 1124.603 | 0 | 1124.5963 | 0.03078
| 865.047 | 0.0047288 | 697.4582 | 0.0066294 | 697.4582 | -8.1455e-06 | 697.752 | 0.00015759 | 864.4292 | 0.38791 | 697.4582 | -0.00098845 | 868.0964 | 0.87367 | 865.047 | 0.13852 | 697.4582 | 0 | 976.2343 | 0.28265 |  |  | 1029.064 | 0.14905 | 1205.9364 | 0.99703 | 1384.2841 | 0.060464 |  |  | 1124.6649 | 0 | 1124.6582 | 0.03101
| 865.2142 | 0.0030069 | 697.692 | 0.0074838 | 697.692 | 0.00039016 | 697.9855 | 0.00076696 | 864.5967 | 0.37574 | 697.692 | 0.0011428 | 868.2654 | 0.87705 | 865.2142 | 0.13968 | 697.692 | 0 | 976.3291 | 0.28354 |  |  | 1029.389 | 0.15118 | 1206.0076 | 0.99676 | 1384.5188 | 0.060314 |  |  | 1124.7269 | 0 | 1124.7202 | 0.03123
| 865.3814 | 0.0040783 | 697.9259 | 0.0069729 | 697.9259 | -0.00038583 | 698.219 | -0.00014524 | 864.7642 | 0.36413 | 697.9259 | -0.0004651 | 868.4344 | 0.8807 | 865.3814 | 0.14108 | 697.9259 | 0.00060092 | 976.424 | 0.2848 |  |  | 1029.713 | 0.15302 | 1206.0789 | 0.99647 | 1384.7537 | 0.060423 |  |  | 1124.7889 | 0 | 1124.7822 | 0.03141
| 865.5486 | 0.0041323 | 698.1597 | 0.0079285 | 698.1597 | 0.00045107 | 698.4526 | 0.00050116 | 864.9318 | 0.35798 | 698.1597 | 0.001034 | 868.6034 | 0.88401 | 865.5486 | 0.14222 | 698.1597 | 0 | 976.5188 | 0.28628 |  |  | 1030.038 | 0.15489 | 1206.15 | 0.99617 | 1384.9885 | 0.060823 |  |  | 1124.851 | 0 | 1124.8441 | 0.03154
| 865.7158 | 0.0053264 | 698.3936 | 0.0077357 | 698.3936 | 0.0014324 | 698.6861 | 0.00031165 | 865.0993 | 0.33793 | 698.3936 | 0.00089606 | 868.7724 | 0.88616 | 865.7158 | 0.14339 | 698.3936 | 0 | 976.6137 | 0.28765 |  |  | 1030.363 | 0.15673 | 1206.2213 | 0.99587 | 1385.2235 | 0.061496 |  |  | 1124.9128 | 0 | 1124.9061 | 0.03161
| 865.8831 | 0.0032706 | 698.6274 | 0.0068955 | 698.6274 | 0.00060999 | 698.9197 | -0.00010527 | 865.2668 | 0.32422 | 698.6274 | -0.0003976 | 868.9414 | 0.88808 | 865.8831 | 0.14443 | 698.6274 | 0 | 976.7086 | 0.28859 |  |  | 1030.688 | 0.15818 | 1206.2926 | 0.99554 | 1385.4585 | 0.062354 |  |  | 1124.9749 | 0 | 1124.9681 | 0.03163
| 866.0503 | 0.0044475 | 698.8613 | 0.008369 | 698.8613 | 0.00087891 | 699.1533 | 0.0012365 | 865.4343 | 0.32105 | 698.8613 | 0.0002943 | 869.1104 | 0.8899 | 866.0503 | 0.14475 | 698.8613 | 0 | 976.8036 | 0.28882 |  |  | 1031.013 | 0.16024 | 1206.3639 | 0.99521 | 1385.6936 | 0.063238 |  |  | 1125.0369 | 0 | 1125.0302 | 0.0316
| 866.2175 | 0.0032003 | 699.0952 | 0.0074018 | 699.0952 | -0.0011545 | 699.3868 | -0.00015493 | 865.6019 | 0.30574 | 699.0952 | -0.00054897 | 869.2794 | 0.89205 | 866.2175 | 0.14499 | 699.0952 | 0.00080076 | 976.8986 | 0.2887 |  |  | 1031.339 | 0.16245 | 1206.4352 | 0.99487 | 1385.9288 | 0.063937 |  |  | 1125.0989 | 0 | 1125.0922 | 0.03155
| 866.3848 | 0.0049045 | 699.3291 | 0.0084089 | 699.3291 | -0.00053042 | 699.6205 | 0.0010315 | 865.7694 | 0.29341 | 699.3291 | 0.00065787 | 869.4485 | 0.89337 | 866.3848 | 0.14518 | 699.3291 | 0 | 976.9935 | 0.28917 |  |  | 1031.665 | 0.16427 | 1206.5065 | 0.99451 | 1386.1642 | 0.064234 |  |  | 1125.1609 | 0 | 1125.1542 | 0.03152
| 866.552 | 0.0042905 | 699.563 | 0.0076977 | 699.563 | 0.00072249 | 699.8541 | -0.00059912 | 865.9369 | 0.2901 | 699.563 | -0.0005381 | 869.6175 | 0.8963 | 866.552 | 0.14612 | 699.563 | 0 | 977.0885 | 0.28948 |  |  | 1031.991 | 0.16651 | 1206.5778 | 0.99414 | 1386.3995 | 0.063962 |  |  | 1125.2229 | 0 | 1125.2162 | 0.03152
| 866.7192 | 0.0040959 | 699.7969 | 0.008704 | 699.7969 | -0.00038649 | 700.0877 | 0.00070683 | 866.1045 | 0.28181 | 699.7969 | 0.00023468 | 869.7865 | 0.89979 | 866.7192 | 0.14713 | 699.7969 | 0 | 977.1835 | 0.28988 |  |  | 1032.317 | 0.16868 | 1206.649 | 0.99376 | 1386.6349 | 0.063057 |  |  | 1125.2849 | 0 | 1125.2782 | 0.03157
| 866.8865 | 0.0039564 | 700.0309 | 0.0081257 | 700.0309 | 0.00058949 | 700.3213 | 0.00021387 | 866.272 | 0.27476 | 700.0309 | -0.00059365 | 869.9556 | 0.90325 | 866.8865 | 0.14823 | 700.0309 | 0 | 977.2786 | 0.29082 |  |  | 1032.643 | 0.17077 | 1206.7203 | 0.99337 | 1386.8705 | 0.061578 |  |  | 1125.3471 | 0 | 1125.3403 | 0.03168
| 867.0537 | 0.0053264 | 700.2648 | 0.0093936 | 700.2648 | 0.00016872 | 700.5549 | 0.00036754 | 866.4396 | 0.26509 | 700.2648 | 0.0006885 | 870.1246 | 0.90559 | 867.0537 | 0.14835 | 700.2648 | 0 | 977.3736 | 0.29193 |  |  | 1032.97 | 0.17278 | 1206.7916 | 0.99297 | 1387.1061 | 0.0597 |  |  | 1125.4091 | 0 | 1125.4023 | 0.03184
| 867.221 | 0.0051521 | 700.4988 | 0.0074995 | 700.4988 | -0.0012573 | 700.7886 | -0.00030118 | 866.6071 | 0.2515 | 700.4988 | -0.00044248 | 870.2937 | 0.90903 | 867.221 | 0.14858 | 700.4988 | 0 | 977.4686 | 0.29247 |  |  | 1033.297 | 0.17506 | 1206.863 | 0.99256 | 1387.3418 | 0.057671 |  |  | 1125.4711 | 0 | 1125.4644 | 0.03204
| 867.3882 | 0.0051331 | 700.7327 | 0.0094348 | 700.7327 | -0.00079379 | 701.0223 | 0.0001983 | 866.7747 | 0.24723 | 700.7327 | 0.00051095 | 870.4627 | 0.91237 | 867.3882 | 0.1487 | 700.7327 | 0 | 977.5637 | 0.29219 |  |  | 1033.624 | 0.17692 | 1206.9343 | 0.99213 | 1387.5775 | 0.05575 |  |  | 1125.5332 | 0 | 1125.5264 | 0.03225
| 867.5555 | 0.0051345 | 700.9667 | 0.0085156 | 700.9667 | -0.00099698 | 701.2559 | -5.713e-05 | 866.9423 | 0.24194 | 700.9667 | -1.2622e-05 | 870.6318 | 0.91587 | 867.5555 | 0.14985 | 700.9667 | 0 | 977.6588 | 0.29304 |  |  | 1033.951 | 0.17928 | 1207.0057 | 0.99169 | 1387.8134 | 0.054151 |  |  | 1125.5952 | 0 | 1125.5885 | 0.03245
| 867.7227 | 0.0031115 | 701.2007 | 0.0097601 | 701.2007 | 0.00086265 | 701.4896 | 0.00013343 | 867.1098 | 0.23397 | 701.2007 | 0.0011839 | 870.8008 | 0.91788 | 867.7227 | 0.15055 | 701.2007 | 0 | 977.7539 | 0.29523 |  |  | 1034.278 | 0.18191 | 1207.077 | 0.99124 | 1388.0493 | 0.053007 |  |  | 1125.6573 | 0 | 1125.6505 | 0.03262
| 867.89 | 0.0034816 | 701.4347 | 0.0085173 | 701.4347 | 0.00044768 | 701.7233 | -0.00037197 | 867.2774 | 0.22318 | 701.4347 | -0.00029573 | 870.9699 | 0.92041 | 867.89 | 0.15098 | 701.4347 | 0.001 | 977.8491 | 0.29668 |  |  | 1034.606 | 0.18402 | 1207.1484 | 0.99078 | 1388.2853 | 0.052355 |  |  | 1125.7194 | 0 | 1125.7126 | 0.03273
| 868.0573 | 0.0056077 | 701.6686 | 0.0099819 | 701.6686 | 0.0010038 | 701.957 | -0.00012195 | 867.445 | 0.22131 | 701.6686 | 0.00037889 | 871.1389 | 0.9234 | 868.0573 | 0.15085 | 701.6686 | 0 | 977.9442 | 0.29646 |  |  | 1034.934 | 0.18634 | 1207.2198 | 0.99031 | 1388.5214 | 0.05215 |  |  | 1125.7815 | 0 | 1125.7748 | 0.03275
| 868.2245 | 0.0042026 | 701.9027 | 0.0089931 | 701.9027 | -0.0014063 | 702.1907 | -0.00064236 | 867.6125 | 0.2137 | 701.9027 | -0.00045071 | 871.308 | 0.92611 | 868.2245 | 0.15169 | 701.9027 | 0 | 978.0394 | 0.29642 |  |  | 1035.262 | 0.18893 | 1207.2911 | 0.98984 | 1388.7576 | 0.052285 |  |  | 1125.8435 | 0 | 1125.8368 | 0.03266
| 868.3918 | 0.0039729 | 702.1367 | 0.01031 | 702.1367 | -0.0027946 | 702.4244 | 0.00080821 | 867.7801 | 0.20441 | 702.1367 | 0.00078738 | 871.4771 | 0.92721 | 868.3918 | 0.15306 | 702.1367 | 0 | 978.1346 | 0.29744 |  |  | 1035.59 | 0.19141 | 1207.3626 | 0.98934 | 1388.9938 | 0.05263 |  |  | 1125.9056 | 0 | 1125.8989 | 0.03246
| 868.5591 | 0.0027255 | 702.3707 | 0.0093464 | 702.3707 | -0.0012834 | 702.6581 | -0.00027215 | 867.9477 | 0.19448 | 702.3707 | -0.00011309 | 871.6462 | 0.92936 | 868.5591 | 0.15523 | 702.3707 | 0 | 978.2298 | 0.29785 |  |  | 1035.919 | 0.19413 | 1207.434 | 0.98884 | 1389.2301 | 0.053052 |  |  | 1125.9678 | 0 | 1125.9611 | 0.03217
| 868.7263 | 0.0056253 | 702.6047 | 0.010891 | 702.6047 | 0.00039421 | 702.8919 | 0.00050889 | 868.1153 | 0.19013 | 702.6047 | 0.0010065 | 871.8152 | 0.93221 | 868.7263 | 0.15665 | 702.6047 | 0 | 978.325 | 0.29784 |  |  | 1036.247 | 0.19676 | 1207.5054 | 0.98833 | 1389.4666 | 0.053435 |  |  | 1126.0299 | 0 | 1126.0231 | 0.03183
| 868.8936 | 0.0036223 | 702.8388 | 0.0098739 | 702.8388 | -0.0011766 | 703.1257 | 2.8577e-05 | 868.2829 | 0.1838 | 702.8388 | -0.00026708 | 871.9843 | 0.93503 | 868.8936 | 0.15814 | 702.8388 | 0 | 978.4203 | 0.29825 |  |  | 1036.576 | 0.19899 | 1207.5768 | 0.9878 | 1389.703 | 0.053686 |  |  | 1126.0919 | 0 | 1126.0852 | 0.0315
| 869.0609 | 0.0040783 | 703.0728 | 0.010933 | 703.0728 | 0.00068277 | 703.3594 | -9.5956e-05 | 868.4505 | 0.18113 | 703.0728 | 0.00045552 | 872.1534 | 0.93624 | 869.0609 | 0.15893 | 703.0728 | 0 | 978.5156 | 0.29835 |  |  | 1036.905 | 0.2016 | 1207.6482 | 0.98726 | 1389.9396 | 0.05374 |  |  | 1126.1541 | 0 | 1126.1473 | 0.03123
| 869.2282 | 0.0035696 | 703.3069 | 0.010092 | 703.3069 | -0.00016043 | 703.5932 | 6.4388e-05 | 868.6181 | 0.17004 | 703.3069 | -0.0001557 | 872.3225 | 0.93961 | 869.2282 | 0.16048 | 703.3069 | 0 | 978.6108 | 0.29855 |  |  | 1037.234 | 0.20416 | 1207.7196 | 0.98671 | 1390.1763 | 0.053551 |  |  | 1126.2162 | 0 | 1126.2095 | 0.03106
| 869.3955 | 0.0043244 | 703.541 | 0.01157 | 703.541 | -0.00051181 | 703.827 | 0.00091313 | 868.7857 | 0.17197 | 703.541 | 0.00037922 | 872.4916 | 0.94286 | 869.3955 | 0.16138 | 703.541 | 0 | 978.7062 | 0.2998 |  |  | 1037.564 | 0.20698 | 1207.7911 | 0.98615 | 1390.413 | 0.053102 |  |  | 1126.2783 | 0 | 1126.2716 | 0.03101
| 869.5627 | 0.0036399 | 703.7751 | 0.010933 | 703.7751 | -0.0028543 | 704.0607 | 0.0003636 | 868.9533 | 0.16435 | 703.7751 | -0.00023021 | 872.6607 | 0.94598 | 869.5627 | 0.16259 | 703.7751 | 0 | 978.8015 | 0.30189 |  |  | 1037.894 | 0.20981 | 1207.8626 | 0.9856 | 1390.6498 | 0.052398 |  |  | 1126.3406 | 0 | 1126.3337 | 0.03107
| 869.73 | 0.0054495 | 704.0092 | 0.012055 | 704.0092 | 0.002286 | 704.2946 | 0.00024371 | 869.1209 | 0.15933 | 704.0092 | 0.00076671 | 872.8298 | 0.94824 | 869.73 | 0.16301 | 704.0091 | 0 | 978.8969 | 0.30312 |  |  | 1038.224 | 0.21227 | 1207.934 | 0.98501 | 1390.8867 | 0.051475 |  |  | 1126.4027 | 0 | 1126.396 | 0.03125
| 869.8973 | 0.0030596 | 704.2433 | 0.011016 | 704.2433 | -0.00083591 | 704.5284 | 0.00032351 | 869.2885 | 0.15307 | 704.2433 | -0.00011546 | 872.9989 | 0.95187 | 869.8973 | 0.16461 | 704.2433 | 0 | 978.9922 | 0.30307 |  |  | 1038.554 | 0.21521 | 1208.0055 | 0.98442 | 1391.1237 | 0.050395 |  |  | 1126.4648 | 0 | 1126.4581 | 0.0315
| 870.0646 | 0.0043772 | 704.4774 | 0.012656 | 704.4774 | 7.7147e-05 | 704.7622 | 0.00045261 | 869.4561 | 0.14671 | 704.4774 | 0.00078841 | 873.168 | 0.95592 | 870.0646 | 0.16604 | 704.4774 | 0 | 979.0876 | 0.30399 |  |  | 1038.884 | 0.21778 | 1208.0769 | 0.98382 | 1391.3607 | 0.049245 |  |  | 1126.527 | 0 | 1126.5203 | 0.03181
| 870.2319 | 0.0032706 | 704.7115 | 0.011552 | 704.7115 | -0.0014868 | 704.996 | -8.1108e-07 | 869.6237 | 0.13989 | 704.7115 | -0.00079524 | 873.3372 | 0.95966 | 870.2319 | 0.16771 | 704.7115 | 0 | 979.183 | 0.30473 |  |  | 1039.215 | 0.22056 | 1208.1484 | 0.98322 | 1391.5979 | 0.048122 |  |  | 1126.5892 | 0 | 1126.5824 | 0.03216
| 870.3992 | 0.0040256 | 704.9456 | 0.01289 | 704.9456 | 0.00068343 | 705.2299 | 0.00053955 | 869.7913 | 0.14103 | 704.9456 | 0.0010107 | 873.5063 | 0.96203 | 870.3992 | 0.16805 | 704.9456 | 0 | 979.2784 | 0.3048 |  |  | 1039.546 | 0.22312 | 1208.22 | 0.98259 | 1391.8351 | 0.047116 |  |  | 1126.6514 | 0 | 1126.6446 | 0.03251
| 870.5665 | 0.0029541 | 705.1798 | 0.011776 | 705.1798 | 0.0007422 | 705.4637 | -0.00045262 | 869.959 | 0.13013 | 705.1798 | -0.00057762 | 873.6754 | 0.96487 | 870.5665 | 0.16839 | 705.1798 | 0 | 979.3738 | 0.30538 |  |  | 1039.877 | 0.22609 | 1208.2914 | 0.98197 | 1392.0724 | 0.046293 |  |  | 1126.7135 | 0 | 1126.7068 | 0.03286
| 870.7338 | 0.0050628 | 705.4139 | 0.013344 | 705.4139 | 0.00071774 | 705.6976 | 0.00067387 | 870.1266 | 0.12689 | 705.4139 | 0.00071364 | 873.8445 | 0.96766 | 870.7338 | 0.16847 | 705.4139 | 0 | 979.4693 | 0.30535 |  |  | 1040.208 | 0.22877 | 1208.3629 | 0.98132 | 1392.3097 | 0.045677 |  |  | 1126.7758 | 0 | 1126.769 | 0.03317
| 870.9011 | 0.0033586 | 705.6481 | 0.012562 | 705.6481 | -0.0011414 | 705.9315 | 0.00011339 | 870.2942 | 0.12339 | 705.6481 | 5.9446e-05 | 874.0137 | 0.96947 | 870.9011 | 0.16916 | 705.6481 | 0 | 979.5648 | 0.30603 |  |  | 1040.539 | 0.23124 | 1208.4344 | 0.98067 | 1392.5472 | 0.045244 |  |  | 1126.8379 | 0 | 1126.8312 | 0.03343
| 871.0684 | 0.0053616 | 705.8822 | 0.013161 | 705.8822 | 0.00012224 | 706.1653 | -2.1654e-05 | 870.4619 | 0.12269 | 705.8822 | 0.00022553 | 874.1828 | 0.97022 | 871.0684 | 0.16994 | 705.8822 | 0 | 979.6603 | 0.30814 |  |  | 1040.871 | 0.23431 | 1208.506 | 0.98002 | 1392.7848 | 0.044924 |  |  | 1126.9001 | 0 | 1126.8934 | 0.03363
| 871.2358 | 0.0045191 | 706.1164 | 0.012747 | 706.1164 | -0.00065604 | 706.3992 | -0.00018768 | 870.6295 | 0.11559 | 706.1164 | -0.0011121 | 874.352 | 0.97201 | 871.2358 | 0.17103 | 706.1164 | 0 | 979.7558 | 0.30928 |  |  | 1041.203 | 0.23708 | 1208.5775 | 0.97934 | 1393.0223 | 0.044624 |  |  | 1126.9624 | 0 | 1126.9557 | 0.03379
| 871.4031 | 0.004676 | 706.3506 | 0.014118 | 706.3506 | -0.00042398 | 706.6331 | 0.00059061 | 870.7971 | 0.11117 | 706.3506 | -0.00011475 | 874.5211 | 0.97397 | 871.4031 | 0.17219 | 706.3506 | 0 | 979.8513 | 0.3092 |  |  | 1041.535 | 0.24006 | 1208.649 | 0.97866 | 1393.26 | 0.044248 |  |  | 1127.0245 | 0 | 1127.0178 | 0.03391
| 871.5704 | 0.0039916 | 706.5848 | 0.013363 | 706.5848 | -0.0015295 | 706.867 | -0.0003432 | 870.9648 | 0.10473 | 706.5848 | -0.0002044 | 874.6903 | 0.97579 | 871.5704 | 0.17344 | 706.5848 | 0 | 979.9469 | 0.30927 |  |  | 1041.867 | 0.24315 | 1208.7206 | 0.97797 | 1393.4978 | 0.043724 |  |  | 1127.0868 | 0 | 1127.0801 | 0.034
| 871.7377 | 0.0040608 | 706.819 | 0.015273 | 706.819 | 0.0015909 | 707.101 | 0.00074417 | 871.1324 | 0.10555 | 706.819 | 0.0006236 | 874.8594 | 0.97576 | 871.7377 | 0.17467 | 706.819 | 0 | 980.0425 | 0.30982 |  |  | 1042.199 | 0.24559 | 1208.7921 | 0.97726 | 1393.7357 | 0.043025 |  |  | 1127.149 | 0 | 1127.1423 | 0.03409
| 871.905 | 0.0039212 | 707.0532 | 0.013604 | 707.0532 | -0.0011552 | 707.3348 | 0.00011764 | 871.3001 | 0.099027 | 707.0532 | -0.00082372 | 875.0286 | 0.97686 | 871.905 | 0.17627 | 707.0533 | 0 | 980.1381 | 0.3105 |  |  | 1042.532 | 0.24842 | 1208.8638 | 0.97655 | 1393.9736 | 0.042171 |  |  | 1127.2113 | 0 | 1127.2046 | 0.03417
| 872.0724 | 0.0053792 | 707.2875 | 0.01476 | 707.2875 | 7.419e-05 | 707.5688 | 0.00088453 | 871.4677 | 0.10055 | 707.2875 | 0.00062375 | 875.1977 | 0.97889 | 872.0724 | 0.17766 | 707.2875 | 0 | 980.2336 | 0.31113 |  |  | 1042.865 | 0.2515 | 1208.9353 | 0.97584 | 1394.2117 | 0.041219 |  |  | 1127.2736 | 0 | 1127.2668 | 0.03423
| 872.2397 | 0.0039916 | 707.5217 | 0.014382 | 707.5217 | 1.1785e-05 | 707.8027 | -0.00014217 | 871.6354 | 0.089847 | 707.5217 | -0.00017963 | 875.3669 | 0.98053 | 872.2397 | 0.17899 | 707.5217 | 0 | 980.3292 | 0.31193 |  |  | 1043.198 | 0.25443 | 1209.0068 | 0.9751 | 1394.4498 | 0.040247 |  |  | 1127.3358 | 0 | 1127.3291 | 0.03424
| 872.407 | 0.0059944 | 707.756 | 0.015829 | 707.756 | -0.00011155 | 708.0367 | 0.00074038 | 871.803 | 0.091148 | 707.756 | 0.00089599 | 875.5361 | 0.98103 | 872.407 | 0.17965 | 707.756 | 0 | 980.4248 | 0.31267 |  |  | 1043.531 | 0.25723 | 1209.0785 | 0.97436 | 1394.688 | 0.039327 |  |  | 1127.3981 | 0 | 1127.3914 | 0.03418
| 872.5744 | 0.0028662 | 707.9902 | 0.014835 | 707.9902 | -0.0022427 | 708.2707 | 0.00041092 | 871.9707 | 0.082728 | 707.9902 | -0.0002282 | 875.7052 | 0.98284 | 872.5744 | 0.1806 | 707.9902 | 0 | 980.5205 | 0.31346 |  |  | 1043.865 | 0.25992 | 1209.1501 | 0.97361 | 1394.9263 | 0.038516 |  |  | 1127.4603 | 0 | 1127.4536 | 0.03406
| 872.7417 | 0.0045705 | 708.2245 | 0.016569 | 708.2245 | -0.00080478 | 708.5046 | 0.00027212 | 872.1384 | 0.084788 | 708.2245 | 0.00059306 | 875.8744 | 0.98493 | 872.7417 | 0.18168 | 708.2245 | 0 | 980.6161 | 0.31408 |  |  | 1044.199 | 0.26286 | 1209.2217 | 0.97286 | 1395.1646 | 0.037851 |  |  | 1127.5226 | 0 | 1127.5159 | 0.03389
| 872.909 | 0.0031651 | 708.4588 | 0.016001 | 708.4588 | -0.00182 | 708.7386 | -0.00056848 | 872.3061 | 0.079188 | 708.4588 | 4.9894e-05 | 876.0436 | 0.98729 | 872.909 | 0.18282 | 708.4588 | 0.001 | 980.7119 | 0.31462 |  |  | 1044.533 | 0.26578 | 1209.2933 | 0.97209 | 1395.4031 | 0.037358 |  |  | 1127.5848 | 0 | 1127.5781 | 0.03369
| 873.0764 | 0.0049397 | 708.693 | 0.017174 | 708.693 | 0.00040467 | 708.9727 | 0.00082679 | 872.4737 | 0.078428 | 708.693 | 0.001319 | 876.2128 | 0.9881 | 873.0764 | 0.18369 | 708.693 | 0 | 980.8076 | 0.31508 |  |  | 1044.867 | 0.26893 | 1209.365 | 0.9713 | 1395.6415 | 0.037055 |  |  | 1127.6472 | 0 | 1127.6405 | 0.03351
| 873.2437 | 0.0034289 | 708.9273 | 0.01635 | 708.9273 | -0.0016186 | 709.2067 | 0.00032279 | 872.6414 | 0.072468 | 708.9273 | -0.00017135 | 876.382 | 0.99012 | 873.2437 | 0.18472 | 708.9273 | 0.001 | 980.9033 | 0.31523 |  |  | 1045.201 | 0.27122 | 1209.4365 | 0.97051 | 1395.8801 | 0.036951 |  |  | 1127.7095 | 0 | 1127.7028 | 0.03339
| 873.4111 | 0.0044827 | 709.1616 | 0.017474 | 709.1616 | 0.00065437 | 709.4407 | 0.00034916 | 872.8091 | 0.073328 | 709.1616 | 0.00071355 | 876.5512 | 0.99217 | 873.4111 | 0.18554 | 709.1617 | 0.00040048 | 980.9991 | 0.31606 |  |  | 1045.536 | 0.27477 | 1209.5082 | 0.96972 | 1396.1188 | 0.037042 |  |  | 1127.7717 | 0 | 1127.765 | 0.03335
| 873.5784 | 0.0029893 | 709.396 | 0.016055 | 709.396 | -0.00075767 | 709.6747 | -0.00050357 | 872.9768 | 0.068128 | 709.396 | -0.00058048 | 876.7204 | 0.99359 | 873.5784 | 0.18692 | 709.396 | 0 | 981.0948 | 0.31719 |  |  | 1045.87 | 0.27745 | 1209.5798 | 0.96891 | 1396.3575 | 0.037299 |  |  | 1127.8341 | 0 | 1127.8274 | 0.03338
| 873.7458 | 0.0042893 | 709.6303 | 0.017594 | 709.6303 | 0.0018247 | 709.9088 | 0.00096995 | 873.1445 | 0.061908 | 709.6303 | 0.00067835 | 876.8896 | 0.9919 | 873.7458 | 0.18785 | 709.6303 | 0 | 981.1907 | 0.31775 |  |  | 1046.205 | 0.28062 | 1209.6515 | 0.96809 | 1396.5964 | 0.037658 |  |  | 1127.8964 | 0 | 1127.8897 | 0.03346
| 873.9131 | 0.0036575 | 709.8646 | 0.017082 | 709.8646 | -0.00049849 | 710.1428 | -4.6289e-06 | 873.3122 | 0.064728 | 709.8646 | -0.00091108 | 877.0588 | 0.99127 | 873.9131 | 0.18974 | 709.8646 | 0 | 981.2864 | 0.31793 |  |  | 1046.541 | 0.28354 | 1209.7233 | 0.96727 | 1396.8353 | 0.038025 |  |  | 1127.9587 | 0 | 1127.952 | 0.03356
| 874.0805 | 0.0056253 | 710.099 | 0.018459 | 710.099 | 0.00049935 | 710.3768 | 0.00030513 | 873.4798 | 0.059668 | 710.099 | 0.00022863 | 877.228 | 0.99109 | 874.0805 | 0.19099 | 710.099 | 0 | 981.3823 | 0.31851 |  |  | 1046.876 | 0.28675 | 1209.7949 | 0.96643 | 1397.0743 | 0.038287 |  |  | 1128.0211 | 0 | 1128.0143 | 0.03364
| 874.2479 | 0.0033761 | 710.3333 | 0.01709 | 710.3333 | -0.00097719 | 710.6109 | -0.00034503 | 873.6475 | 0.050428 | 710.3333 | -0.00055872 | 877.3972 | 0.99005 | 874.2479 | 0.19252 | 710.3333 | 0.00040068 | 981.4781 | 0.31977 |  |  | 1047.212 | 0.28976 | 1209.8666 | 0.96558 | 1397.3135 | 0.038343 |  |  | 1128.0834 | 0 | 1128.0767 | 0.03367
| 874.4152 | 0.0052561 | 710.5677 | 0.019283 | 710.5677 | -0.00057999 | 710.845 | 0.0011475 | 873.8152 | 0.055208 | 710.5677 | 0.00023175 | 877.5664 | 0.98775 | 874.4152 | 0.1931 | 710.5677 | 0.001 | 981.574 | 0.3206 |  |  | 1047.548 | 0.29308 | 1209.9382 | 0.96472 | 1397.5526 | 0.038131 |  |  | 1128.1457 | 0 | 1128.139 | 0.03364
| 874.5826 | 0.0030948 | 710.802 | 0.017985 | 710.802 | -0.0015369 | 711.0791 | 2.5955e-05 | 873.983 | 0.048769 | 710.802 | -0.00093306 | 877.7357 | 0.98735 | 874.5826 | 0.19426 | 710.8021 | 0 | 981.6699 | 0.32097 |  |  | 1047.884 | 0.29659 | 1210.01 | 0.96386 | 1397.7919 | 0.037649 |  |  | 1128.2081 | 0 | 1128.2014 | 0.03353
| 874.75 | 0.0052737 | 711.0364 | 0.020106 | 711.0364 | 0.00080497 | 711.3132 | 0.00097126 | 874.1507 | 0.052048 | 711.0364 | 0.00059212 | 877.9049 | 0.98706 | 874.75 | 0.19454 | 711.0364 | 0 | 981.7658 | 0.32133 |  |  | 1048.22 | 0.29915 | 1210.0817 | 0.96299 | 1398.0311 | 0.036962 |  |  | 1128.2705 | 0 | 1128.2637 | 0.03336
| 874.9173 | 0.003763 | 711.2708 | 0.018923 | 711.2708 | 0.00019056 | 711.5473 | -0.00025249 | 874.3184 | 0.053608 | 711.2708 | 0.000173 | 878.0741 | 0.98676 | 874.9173 | 0.19533 | 711.2708 | 0 | 981.8618 | 0.321 |  |  | 1048.557 | 0.30292 | 1210.1534 | 0.9621 | 1398.2706 | 0.036193 |  |  | 1128.3329 | 0 | 1128.326 | 0.03313
| 875.0847 | 0.004008 | 711.5052 | 0.020573 | 711.5052 | 0.0001434 | 711.7814 | 0.0010642 | 874.4861 | 0.053508 | 711.5052 | 0.00058867 | 878.2434 | 0.9866 | 875.0847 | 0.19547 | 711.5052 | 0.00020024 | 981.9577 | 0.32111 |  |  | 1048.894 | 0.30618 | 1210.2251 | 0.9612 | 1398.5101 | 0.03549 |  |  | 1128.3953 | 0 | 1128.3884 | 0.03286
| 875.2521 | 0.0042378 | 711.7396 | 0.020083 | 711.7396 | 0.0013863 | 712.0155 | 0.00054613 | 874.6538 | 0.051508 | 711.7396 | -0.00052617 | 878.4126 | 0.98837 | 875.2521 | 0.19672 | 711.7396 | 0.00040048 | 982.0536 | 0.32241 |  |  | 1049.23 | 0.30968 | 1210.2969 | 0.96031 | 1398.7496 | 0.034988 |  |  | 1128.4576 | 0 | 1128.4508 | 0.03257
| 875.4195 | 0.0048342 | 711.9741 | 0.021203 | 711.9741 | -0.00039718 | 712.2496 | 0.00036761 | 874.8215 | 0.047148 | 711.9741 | 0.00074288 | 878.5818 | 0.9909 | 875.4195 | 0.19779 | 711.9741 | 0 | 982.1496 | 0.32354 |  |  | 1049.568 | 0.31272 | 1210.3686 | 0.9594 | 1398.9894 | 0.034786 |  |  | 1128.52 | 0 | 1128.5132 | 0.03228
| 875.5869 | 0.0030596 | 712.2085 | 0.020725 | 712.2085 | -0.00060294 | 712.4838 | -0.00025849 | 874.9893 | 0.040889 | 712.2085 | -0.0002324 | 878.7511 | 0.99431 | 875.5869 | 0.19921 | 712.2085 | 0 | 982.2456 | 0.32409 |  |  | 1049.905 | 0.31659 | 1210.4404 | 0.95846 | 1399.2291 | 0.034918 |  |  | 1128.5824 | 0 | 1128.5757 | 0.032
| 875.7542 | 0.0045002 | 712.4429 | 0.021309 | 712.4429 | 0.00040107 | 712.718 | 0.0001968 | 875.157 | 0.034787 | 712.4429 | 0.0010118 | 878.9203 | 0.99508 | 875.7542 | 0.19991 | 712.4429 | 0.001 | 982.3416 | 0.32464 |  |  | 1050.243 | 0.32044 | 1210.5121 | 0.95753 | 1399.4689 | 0.035359 |  |  | 1128.6448 | 0 | 1128.6381 | 0.03174
| 875.9216 | 0.0044136 | 712.6774 | 0.021263 | 712.6774 | 0.00060648 | 712.9521 | 9.0218e-05 | 875.3247 | 0.028689 | 712.6774 | -0.00023079 | 879.0896 | 0.99705 | 875.9216 | 0.20068 | 712.6774 | 0.001 | 982.4377 | 0.32592 |  |  | 1050.58 | 0.324 | 1210.5839 | 0.95659 | 1399.7087 | 0.03603 |  |  | 1128.7071 | 0 | 1128.7004 | 0.0315
| 876.089 | 0.0041311 | 712.9118 | 0.022553 | 712.9118 | 0.00025328 | 713.1863 | 0.0007035 | 875.4925 | 0.040887 | 712.9118 | 0.00042465 | 879.2589 | 0.99916 | 876.089 | 0.20088 | 712.9118 | 0.001 | 982.5338 | 0.32727 |  |  | 1050.919 | 0.32792 | 1210.6556 | 0.95565 | 1399.9487 | 0.036814 |  |  | 1128.7695 | 0 | 1128.7628 | 0.03129
| 876.2564 | 0.0034465 | 713.1463 | 0.022101 | 713.1463 | -0.00076605 | 713.4205 | -4.6811e-05 | 875.6602 | 0.026049 | 713.1463 | -0.0006789 | 879.4281 | 0.99994 | 876.2564 | 0.20176 | 713.1463 | 0.001 | 982.6298 | 0.32763 |  |  | 1051.257 | 0.33155 | 1210.7275 | 0.95468 | 1400.1888 | 0.037577 |  |  | 1128.832 | 0 | 1128.8253 | 0.03111
| 876.4238 | 0.0059944 | 713.3808 | 0.023617 | 713.3808 | 0.0017762 | 713.6547 | 0.00086779 | 875.8279 | 0.026867 | 713.3808 | 0.000775 | 879.5974 | 0.99855 | 876.4238 | 0.20265 | 713.3808 | 0 | 982.7259 | 0.328 |  |  | 1051.595 | 0.33539 | 1210.7993 | 0.95372 | 1400.429 | 0.038182 |  |  | 1128.8944 | 0 | 1128.8877 | 0.03094
| 876.5912 | 0.003341 | 713.6153 | 0.023043 | 713.6153 | 0.00040892 | 713.8889 | -0.00058596 | 875.9957 | 0.022869 | 713.6153 | -0.00060516 | 879.7667 | 0.99949 | 876.5912 | 0.20406 | 713.6152 | 0 | 982.822 | 0.32889 |  |  | 1051.934 | 0.33893 | 1210.8711 | 0.95273 | 1400.6692 | 0.038507 |  |  | 1128.9569 | 0 | 1128.9502 | 0.03079
| 876.7586 | 0.0048342 | 713.8497 | 0.024385 | 713.8497 | 0.00043001 | 714.1231 | 0.0010831 | 876.1634 | 0.028347 | 713.8497 | 0.00053915 | 879.9359 | 1 | 876.7586 | 0.20553 | 713.8497 | 0 | 982.9182 | 0.32928 |  |  | 1052.273 | 0.34318 | 1210.9429 | 0.95174 | 1400.9095 | 0.038462 |  |  | 1129.0193 | 0 | 1129.0126 | 0.03067
| 876.926 | 0.0037102 | 714.0843 | 0.02304 | 714.0843 | -0.00010888 | 714.3574 | -0.00027244 | 876.3312 | 0.029049 | 714.0843 | -0.00036751 | 880.1052 | 0.9995 | 876.926 | 0.2072 | 714.0842 | 0 | 983.0143 | 0.32938 |  |  | 1052.612 | 0.3475 | 1211.0148 | 0.95075 | 1401.15 | 0.038004 |  |  | 1129.0818 | 0 | 1129.0751 | 0.03057
| 877.0934 | 0.0052385 | 714.3188 | 0.025002 | 714.3188 | 0.00030658 | 714.5916 | 0.0009111 | 876.4989 | 0.030247 | 714.3188 | 0.00074767 | 880.2745 | 0.99723 | 877.0934 | 0.2085 | 714.3188 | 0.00040028 | 983.1105 | 0.33048 |  |  | 1052.951 | 0.3511 | 1211.0865 | 0.94974 | 1401.3905 | 0.037153 |  |  | 1129.1442 | 0 | 1129.1374 | 0.03051
| 877.2608 | 0.0042378 | 714.5533 | 0.024125 | 714.5533 | -0.0013274 | 714.8258 | -0.0003847 | 876.6667 | 0.027869 | 714.5533 | 3.9592e-05 | 880.4438 | 0.99588 | 877.2608 | 0.20949 | 714.5533 | 0 | 983.2067 | 0.33172 |  |  | 1053.291 | 0.35537 | 1211.1584 | 0.94872 | 1401.631 | 0.035994 |  |  | 1129.2067 | 0 | 1129.1999 | 0.03048
| 877.4282 | 0.0064339 | 714.7878 | 0.026062 | 714.7878 | -0.00021466 | 715.0601 | 0.00025933 | 876.8345 | 0.023887 | 714.7878 | 0.00020816 | 880.6131 | 0.99509 | 877.4282 | 0.21001 | 714.7878 | 0 | 983.3028 | 0.33209 |  |  | 1053.631 | 0.35971 | 1211.2302 | 0.94769 | 1401.8717 | 0.034664 |  |  | 1129.2692 | 0 | 1129.2624 | 0.03049
| 877.5957 | 0.0032179 | 715.0224 | 0.026463 | 715.0224 | 0.00020564 | 715.2943 | -1.6749e-05 | 877.0022 | 0.029529 | 715.0224 | -0.00024355 | 880.7824 | 0.99307 | 877.5957 | 0.211 | 715.0224 | 0 | 983.399 | 0.33271 |  |  | 1053.971 | 0.364 | 1211.3021 | 0.94666 | 1402.1124 | 0.033329 |  |  | 1129.3317 | 0 | 1129.3249 | 0.03054
| 877.7631 | 0.0039201 | 715.2569 | 0.027266 | 715.2569 | -0.0002685 | 715.5286 | 0.00079281 | 877.17 | 0.022967 | 715.2569 | 0.00032598 | 880.9517 | 0.98985 | 877.7631 | 0.21205 | 715.2569 | 0 | 983.4952 | 0.33334 |  |  | 1054.311 | 0.36804 | 1211.374 | 0.9456 | 1402.3531 | 0.032145 |  |  | 1129.3942 | 0 | 1129.3873 | 0.03063
| 877.9305 | 0.0037806 | 715.4915 | 0.026737 | 715.4915 | -0.0017045 | 715.7629 | 0.0002048 | 877.3378 | 0.022969 | 715.4915 | -0.00082699 | 881.121 | 0.9893 | 877.9305 | 0.21378 | 715.4915 | 0.00020024 | 983.5915 | 0.33381 |  |  | 1054.651 | 0.37289 | 1211.4458 | 0.94455 | 1402.5941 | 0.031228 |  |  | 1129.4567 | 0 | 1129.4498 | 0.03077
| 878.0979 | 0.0040783 | 715.726 | 0.027767 | 715.726 | 0.0010757 | 715.9972 | 0.00066169 | 877.5056 | 0.021787 | 715.726 | 0.00076257 | 881.2903 | 0.98984 | 878.0979 | 0.21535 | 715.726 | 0 | 983.6878 | 0.3347 |  |  | 1054.992 | 0.37671 | 1211.5177 | 0.94349 | 1402.8351 | 0.030629 |  |  | 1129.5192 | 0 | 1129.5123 | 0.03096
| 878.2653 | 0.007016 | 715.9606 | 0.026871 | 715.9606 | -0.00061463 | 716.2315 | -0.00037372 | 877.6733 | 0.018289 | 715.9606 | -0.00056146 | 881.4596 | 0.98976 | 878.2653 | 0.2167 | 715.9606 | 0 | 983.7841 | 0.33557 |  |  | 1055.333 | 0.38117 | 1211.5896 | 0.94241 | 1403.0762 | 0.030332 |  |  | 1129.5817 | 0 | 1129.5748 | 0.0312
| 878.4328 | 0.0029533 | 716.1952 | 0.028763 | 716.1952 | 0.0018796 | 716.4658 | 0.00068022 | 877.8411 | 0.017347 | 716.1952 | 0.00064199 | 881.6289 | 0.98935 | 878.4328 | 0.21753 | 716.1952 | 0 | 983.8804 | 0.3359 |  |  | 1055.674 | 0.38559 | 1211.6615 | 0.94133 | 1403.3173 | 0.030268 |  |  | 1129.6442 | 0 | 1129.6373 | 0.03149
| 878.6002 | 0.0029365 | 716.4298 | 0.028371 | 716.4298 | 0.00030167 | 716.7001 | 9.3391e-06 | 878.0089 | 0.01431 | 716.4298 | -0.0006359 | 881.7982 | 0.9908 | 878.6002 | 0.21865 | 716.4298 | 0 | 983.9767 | 0.33518 |  |  | 1056.016 | 0.39016 | 1211.7334 | 0.94023 | 1403.5585 | 0.030333 |  |  | 1129.7067 | 0 | 1129.6999 | 0.03181
| 878.7676 | 0.0044827 | 716.6644 | 0.029614 | 716.6644 | 0.0008796 | 716.9344 | 8.6466e-08 | 878.1767 | 0.014747 | 716.6644 | 0.00026684 | 881.9676 | 0.99256 | 878.7676 | 0.22004 | 716.6644 | 0 | 984.0731 | 0.33429 |  |  | 1056.357 | 0.39448 | 1211.8053 | 0.93913 | 1403.7998 | 0.03042 |  |  | 1129.7692 | 0 | 1129.7624 | 0.03216
| 878.9351 | 0.0038333 | 716.899 | 0.029095 | 716.899 | 5.8536e-05 | 717.1688 | 0.0004058 | 878.3445 | 0.01027 | 716.899 | -0.00031668 | 882.1369 | 0.99335 | 878.9351 | 0.22227 | 716.899 | 0 | 984.1695 | 0.33499 |  |  | 1056.699 | 0.39899 | 1211.8773 | 0.93802 | 1404.0413 | 0.030431 |  |  | 1129.8317 | 0 | 1129.8249 | 0.03252
| 879.1025 | 0.0044123 | 717.1337 | 0.030146 | 717.1337 | -0.00063089 | 717.4031 | 0.00016508 | 878.5123 | 0.010727 | 717.1337 | 0.00052191 | 882.3062 | 0.9927 | 879.1025 | 0.22374 | 717.1337 | 0 | 984.2659 | 0.3368 |  |  | 1057.041 | 0.40375 | 1211.9492 | 0.9369 | 1404.2827 | 0.0303 |  |  | 1129.8943 | 0 | 1129.8874 | 0.03289
| 879.2699 | 0.0030948 | 717.3683 | 0.030131 | 717.3683 | 0.0015459 | 717.6375 | -0.00030179 | 878.6801 | 0.01109 | 717.3683 | 2.2946e-05 | 882.4756 | 0.99309 | 879.2699 | 0.22534 | 717.3683 | 0 | 984.3623 | 0.33859 |  |  | 1057.383 | 0.40755 | 1212.0211 | 0.93576 | 1404.5243 | 0.029997 |  |  | 1129.9568 | 0 | 1129.9501 | 0.03326
| 879.4374 | 0.0051507 | 717.603 | 0.031129 | 717.603 | 0.0011711 | 717.8719 | 0.00075726 | 878.8479 | 0.011227 | 717.603 | 0.00065772 | 882.6449 | 0.99355 | 879.4374 | 0.22559 | 717.6029 | 0.00080096 | 984.4587 | 0.33931 |  |  | 1057.725 | 0.41186 | 1212.0931 | 0.93462 | 1404.7659 | 0.029536 |  |  | 1130.0193 | 0 | 1130.0126 | 0.03364
| 879.6048 | 0.0024618 | 717.8376 | 0.031168 | 717.8376 | 0.0005027 | 718.1063 | 0.00010113 | 879.0157 | 0.0054698 | 717.8376 | -0.00010889 | 882.8142 | 0.99343 | 879.6048 | 0.22651 | 717.8376 | 0 | 984.5552 | 0.33888 |  |  | 1058.068 | 0.41694 | 1212.165 | 0.93347 | 1405.0077 | 0.028973 |  |  | 1130.0819 | 0 | 1130.0752 | 0.03402
| 879.7723 | 0.0044123 | 718.0723 | 0.032341 | 718.0723 | -0.00022231 | 718.3407 | 0.00097998 | 879.1835 | 0.0071468 | 718.0723 | 0.0011393 | 882.9836 | 0.99181 | 879.7723 | 0.22678 | 718.0723 | 0 | 984.6517 | 0.33928 |  |  | 1058.411 | 0.42127 | 1212.2371 | 0.93232 | 1405.2494 | 0.028399 |  |  | 1130.1444 | 0 | 1130.1377 | 0.0344
| 879.9397 | 0.0038861 | 718.3069 | 0.032332 | 718.3069 | -0.00019098 | 718.5751 | -0.00026403 | 879.3513 | 0.0045899 | 718.3069 | -0.00076819 | 883.1529 | 0.99054 | 879.9397 | 0.22788 | 718.307 | 0 | 984.7481 | 0.34018 |  |  | 1058.754 | 0.42592 | 1212.309 | 0.93115 | 1405.4913 | 0.027912 |  |  | 1130.207 | 0 | 1130.2003 | 0.03473
| 880.1072 | 0.0046409 | 718.5416 | 0.033494 | 718.5416 | 0.00045784 | 718.8095 | 0.0013333 | 879.5191 | 0.0064268 | 718.5416 | 0.0010009 | 883.3223 | 0.98963 | 880.1072 | 0.22862 | 718.5416 | 0 | 984.8447 | 0.34062 |  |  | 1059.097 | 0.43037 | 1212.381 | 0.92997 | 1405.7333 | 0.0276 |  |  | 1130.2696 | 0 | 1130.2628 | 0.03499
| 880.2746 | 0.0032882 | 718.7763 | 0.033015 | 718.7763 | -0.00046094 | 719.0439 | 7.2631e-05 | 879.687 | 0.0028699 | 718.7763 | -0.00024636 | 883.4916 | 0.98742 | 880.2746 | 0.23017 | 718.7763 | -0.00020004 | 984.9412 | 0.34108 |  |  | 1059.441 | 0.43513 | 1212.453 | 0.92878 | 1405.9753 | 0.027516 |  |  | 1130.3321 | 0 | 1130.3254 | 0.03513
| 880.4421 | 0.0053968 | 719.011 | 0.034475 | 719.011 | -0.00022059 | 719.2783 | 0.00086203 | 879.8548 | 0.0036467 | 719.011 | 0.00058034 | 883.661 | 0.98306 | 880.4421 | 0.23101 | 719.011 | 0 | 985.0377 | 0.3413 |  |  | 1059.785 | 0.43913 | 1212.525 | 0.92758 | 1406.2175 | 0.027656 |  |  | 1130.3948 | 0 | 1130.3881 | 0.03511
| 880.6095 | 0.0025497 | 719.2457 | 0.034446 | 719.2457 | -0.0012432 | 719.5128 | 0.00050973 | 880.0226 | 0 | 719.2457 | -0.00082891 | 883.8304 | 0.97987 | 880.6095 | 0.23216 | 719.2457 | 0.001 | 985.1343 | 0.34148 |  |  | 1060.129 | 0.44369 | 1212.5971 | 0.92638 | 1406.4597 | 0.027965 |  |  | 1130.4574 | 0 | 1130.4507 | 0.03492
| 880.777 | 0.0065746 | 719.4805 | 0.035951 | 719.4805 | 0.00095447 | 719.7473 | 0.0009318 | 880.1904 | 0.0035267 | 719.4805 | 0.00041727 | 883.9997 | 0.97691 | 880.777 | 0.23273 | 719.4805 | 0.00060052 | 985.2309 | 0.34246 |  |  | 1060.473 | 0.44816 | 1212.6691 | 0.92516 | 1406.702 | 0.028347 |  |  | 1130.52 | 0 | 1130.5133 | 0.03457
| 880.9445 | 0.0042553 | 719.7152 | 0.035252 | 719.7152 | -0.00079455 | 719.9817 | 0.0002631 | 880.3583 | 0.00034999 | 719.7152 | -0.00044386 | 884.1691 | 0.97276 | 880.9445 | 0.23431 | 719.7152 | 0 | 985.3275 | 0.34383 |  |  | 1060.818 | 0.45286 | 1212.7411 | 0.92394 | 1406.9445 | 0.028688 |  |  | 1130.5826 | 0 | 1130.5759 | 0.03409
| 881.1119 | 0.0045705 | 719.9499 | 0.03712 | 719.9499 | 0.0017051 | 720.2162 | 0.00026829 | 880.5261 | 2.6669e-05 | 719.9499 | 0.00053403 | 884.3385 | 0.96813 | 881.1119 | 0.23573 | 719.9499 | 0 | 985.4241 | 0.34471 |  |  | 1061.162 | 0.45706 | 1212.8131 | 0.9227 | 1407.1869 | 0.028892 |  |  | 1130.6453 | 0 | 1130.6385 | 0.03354
| 881.2794 | 0.0030069 | 720.1847 | 0.036308 | 720.1847 | 4.0686e-05 | 720.4506 | 0.00040438 | 880.6939 | 0 | 720.1847 | -0.00024789 | 884.5079 | 0.96502 | 881.2794 | 0.23756 | 720.1847 | 0.001 | 985.5208 | 0.34463 |  |  | 1061.507 | 0.4619 | 1212.8851 | 0.92147 | 1407.4294 | 0.028896 |  |  | 1130.7079 | 0 | 1130.7012 | 0.03298
| 881.4469 | 0.0050628 | 720.4194 | 0.038602 | 720.4194 | -0.00030876 | 720.6851 | 0.00097315 | 880.8618 | 0 | 720.4194 | 0.00060015 | 884.6773 | 0.96307 | 881.4469 | 0.23882 | 720.4194 | 0 | 985.6174 | 0.34493 |  |  | 1061.852 | 0.46642 | 1212.9571 | 0.92022 | 1407.6721 | 0.028682 |  |  | 1130.7705 | 0 | 1130.7638 | 0.03247
| 881.6144 | 0.0045015 | 720.6542 | 0.037824 | 720.6542 | -0.00030447 | 720.9196 | -0.00010231 | 881.0296 | 0 | 720.6542 | -0.00045131 | 884.8467 | 0.96088 | 881.6144 | 0.24024 | 720.6542 | 0 | 985.7141 | 0.34654 |  |  | 1062.198 | 0.47065 | 1213.0293 | 0.91896 | 1407.9148 | 0.028264 |  |  | 1130.8331 | 0 | 1130.8264 | 0.03203
| 881.7818 | 0.0040608 | 720.889 | 0.039128 | 720.889 | -0.00050936 | 721.1542 | 0.00095081 | 881.1975 | 0 | 720.889 | 0.00038804 | 885.016 | 0.95863 | 881.7818 | 0.24093 | 720.889 | 0.001 | 985.8108 | 0.34818 |  |  | 1062.543 | 0.47543 | 1213.1013 | 0.91768 | 1408.1577 | 0.027666 |  |  | 1130.8957 | 0 | 1130.889 | 0.03168
| 881.9493 | 0.0033761 | 721.1238 | 0.039202 | 721.1238 | -0.0015074 | 721.3887 | 0.00051103 | 881.3653 | 0 | 721.1238 | 0.00015601 | 885.1854 | 0.95717 | 881.9493 | 0.24192 | 721.1238 | 0 | 985.9075 | 0.34841 |  |  | 1062.889 | 0.48022 | 1213.1735 | 0.9164 | 1408.4005 | 0.026913 |  |  | 1130.9585 | 0 | 1130.9517 | 0.03142
| 882.1168 | 0.0060472 | 721.3586 | 0.040074 | 721.3586 | 0.00055731 | 721.6232 | 0.00048581 | 881.5332 | 0 | 721.3586 | 0.00083356 | 885.3548 | 0.95617 | 882.1168 | 0.24285 | 721.3586 | 0 | 986.0042 | 0.34822 |  |  | 1063.235 | 0.48451 | 1213.2455 | 0.91512 | 1408.6436 | 0.02602 |  |  | 1131.0211 | 0 | 1131.0144 | 0.03123
| 882.2843 | 0.0034992 | 721.5934 | 0.040591 | 721.5934 | -0.0011638 | 721.8577 | -0.00044641 | 881.7011 | 0 | 721.5934 | -0.00039148 | 885.5243 | 0.95385 | 882.2843 | 0.245 | 721.5934 | 0 | 986.101 | 0.34875 |  |  | 1063.581 | 0.48911 | 1213.3176 | 0.91382 | 1408.8866 | 0.025014 |  |  | 1131.0837 | 0 | 1131.077 | 0.03111
| 882.4518 | 0.0051858 | 721.8282 | 0.04221 | 721.8282 | 0.00071401 | 722.0923 | 0.00089977 | 881.8689 | 0 | 721.8282 | 0.00085488 | 885.6937 | 0.95138 | 882.4518 | 0.24709 | 721.8282 | 0.00060092 | 986.1978 | 0.3494 |  |  | 1063.928 | 0.49401 | 1213.3897 | 0.91252 | 1409.1298 | 0.023939 |  |  | 1131.1465 | 0 | 1131.1398 | 0.03105
| 882.6193 | 0.0029541 | 722.063 | 0.041349 | 722.063 | 0.00049357 | 722.3268 | 0.00051599 | 882.0368 | 0 | 722.063 | 9.8207e-06 | 885.8631 | 0.94937 | 882.6193 | 0.25 | 722.063 | 0 | 986.2944 | 0.35043 |  |  | 1064.274 | 0.49881 | 1213.4618 | 0.9112 | 1409.3729 | 0.02287 |  |  | 1131.2091 | 0 | 1131.2024 | 0.03107
| 882.7868 | 0.0043596 | 722.2978 | 0.043689 | 722.2978 | 0.0014926 | 722.5614 | 0.00077696 | 882.2047 | 0 | 722.2978 | 0.00094207 | 886.0325 | 0.94826 | 882.7868 | 0.25224 | 722.2979 | 0 | 986.3913 | 0.35149 |  |  | 1064.621 | 0.50323 | 1213.5339 | 0.90989 | 1409.6163 | 0.021898 |  |  | 1131.2719 | 0 | 1131.2651 | 0.03114
| 882.9543 | 0.0053456 | 722.5327 | 0.042224 | 722.5327 | 0.0015709 | 722.796 | 0.00076648 | 882.3725 | 0 | 722.5327 | -0.00048444 | 886.2019 | 0.94567 | 882.9543 | 0.25437 | 722.5327 | 0 | 986.4881 | 0.3519 |  |  | 1064.968 | 0.50857 | 1213.6061 | 0.90855 | 1409.8597 | 0.021106 |  |  | 1131.3346 | 0 | 1131.3278 | 0.03127
| 883.1218 | 0.0045002 | 722.7675 | 0.044539 | 722.7675 | 0.001308 | 723.0306 | 0.00080956 | 882.5404 | 0 | 722.7675 | 0.00020774 | 886.3713 | 0.94196 | 883.1218 | 0.25528 | 722.7675 | 0.00020024 | 986.585 | 0.35185 |  |  | 1065.316 | 0.5135 | 1213.6782 | 0.90721 | 1410.1031 | 0.020549 |  |  | 1131.3972 | 0 | 1131.3905 | 0.03145
| 883.2893 | 0.0030596 | 723.0024 | 0.044428 | 723.0024 | -0.00098159 | 723.2651 | 0.00017089 | 882.7083 | 0 | 723.0024 | -2.632e-05 | 886.5408 | 0.93894 | 883.2893 | 0.25627 | 723.0024 | 0 | 986.6818 | 0.35182 |  |  | 1065.663 | 0.5186 | 1213.7504 | 0.90588 | 1410.3467 | 0.02024 |  |  | 1131.46 | 0 | 1131.4533 | 0.03164
| 883.4568 | 0.005555 | 723.2373 | 0.045881 | 723.2373 | -3.9925e-05 | 723.4998 | 0.0010103 | 882.8762 | 0 | 723.2373 | 0.0007129 | 886.7102 | 0.93665 | 883.4568 | 0.25695 | 723.2373 | 0 | 986.7787 | 0.35194 |  |  | 1066.011 | 0.52356 | 1213.8225 | 0.90452 | 1410.5903 | 0.020162 |  |  | 1131.5227 | 0 | 1131.516 | 0.03183
| 883.6243 | 0.0049763 | 723.4722 | 0.045787 | 723.4722 | 0.0011692 | 723.7344 | -7.1513e-05 | 883.0441 | 0 | 723.4722 | -0.00052374 | 886.8796 | 0.93302 | 883.6243 | 0.25832 | 723.4722 | 0 | 986.8756 | 0.3522 |  |  | 1066.359 | 0.52884 | 1213.8946 | 0.90316 | 1410.8341 | 0.020281 |  |  | 1131.5855 | 0 | 1131.5786 | 0.032
| 883.7918 | 0.0054143 | 723.707 | 0.047484 | 723.707 | 0.0017296 | 723.969 | 0.00082212 | 883.2119 | 0 | 723.707 | 0.00064106 | 887.0491 | 0.9297 | 883.7918 | 0.25922 | 723.707 | 0 | 986.9725 | 0.35311 |  |  | 1066.708 | 0.53438 | 1213.9668 | 0.90179 | 1411.0779 | 0.020564 |  |  | 1131.6482 | 0 | 1131.6414 | 0.03214
| 883.9593 | 0.0041147 | 723.9419 | 0.046593 | 723.9419 | -0.00095855 | 724.2037 | 0.0002148 | 883.3798 | 0 | 723.9419 | -0.00014211 | 887.2185 | 0.92737 | 883.9593 | 0.26082 | 723.9419 | 0 | 987.0695 | 0.35502 |  |  | 1067.056 | 0.53981 | 1214.0391 | 0.90041 | 1411.3219 | 0.020984 |  |  | 1131.7109 | 0 | 1131.7041 | 0.03223
| 884.1268 | 0.0049045 | 724.1769 | 0.048777 | 724.1769 | 0.0014519 | 724.4383 | 0.00098567 | 883.5477 | 0 | 724.1769 | 0.00097351 | 887.388 | 0.9252 | 884.1268 | 0.26181 | 724.1768 | 0 | 987.1664 | 0.35598 |  |  | 1067.405 | 0.54566 | 1214.1112 | 0.89903 | 1411.5658 | 0.021514 |  |  | 1131.7737 | 0 | 1131.7668 | 0.03226
| 884.2943 | 0.0038157 | 724.4118 | 0.048379 | 724.4118 | 5.2555e-05 | 724.673 | 0.00052297 | 883.7156 | 0 | 724.4118 | -0.00050208 | 887.5574 | 0.9221 | 884.2943 | 0.26393 | 724.4118 | 0 | 987.2634 | 0.35532 |  |  | 1067.754 | 0.55126 | 1214.1835 | 0.89763 | 1411.8099 | 0.022116 |  |  | 1131.8364 | 0 | 1131.8296 | 0.03224
| 884.4618 | 0.003885 | 724.6467 | 0.050202 | 724.6467 | 0.0010154 | 724.9076 | 0.00092313 | 883.8835 | 0 | 724.6467 | 0.0007033 | 887.7269 | 0.91715 | 884.4618 | 0.2654 | 724.6467 | 0 | 987.3604 | 0.35571 |  |  | 1068.103 | 0.55706 | 1214.2556 | 0.89623 | 1412.0541 | 0.022736 |  |  | 1131.8992 | 0 | 1131.8925 | 0.03217
| 884.6293 | 0.0038861 | 724.8816 | 0.050559 | 724.8816 | 0.0007038 | 725.1423 | 0.00011262 | 884.0514 | 0 | 724.8816 | -0.00043398 | 887.8963 | 0.9129 | 884.6293 | 0.2676 | 724.8816 | 0 | 987.4575 | 0.35749 |  |  | 1068.452 | 0.56295 | 1214.3279 | 0.89482 | 1412.2983 | 0.023311 |  |  | 1131.9619 | 0 | 1131.9552 | 0.03204
| 884.7969 | 0.0051155 | 725.1166 | 0.05268 | 725.1166 | 0.0011435 | 725.377 | 0.0010212 | 884.2194 | 0 | 725.1166 | 0.0005989 | 888.0658 | 0.91 | 884.7969 | 0.26883 | 725.1166 | 0 | 987.5545 | 0.35888 |  |  | 1068.802 | 0.56891 | 1214.4 | 0.8934 | 1412.5426 | 0.02378 |  |  | 1132.0247 | 0 | 1132.0179 | 0.03188
| 884.9644 | 0.0067171 | 725.3515 | 0.052062 | 725.3515 | -0.00052908 | 725.6117 | 2.8068e-06 | 884.3873 | 0 | 725.3515 | -0.00069972 | 888.2353 | 0.90601 | 884.9644 | 0.27015 | 725.3515 | 0 | 987.6516 | 0.3595 |  |  | 1069.152 | 0.57488 | 1214.4723 | 0.89198 | 1412.787 | 0.024107 |  |  | 1132.0875 | 0 | 1132.0807 | 0.03168
| 885.1319 | 0.0063636 | 725.5865 | 0.053913 | 725.5865 | 6.0079e-05 | 725.8464 | 0.0010885 | 884.5552 | 0 | 725.5865 | 0.00064208 | 888.4047 | 0.9011 | 885.1319 | 0.27048 | 725.5865 | 0 | 987.7487 | 0.35938 |  |  | 1069.502 | 0.58113 | 1214.5446 | 0.89055 | 1413.0315 | 0.024287 |  |  | 1132.1503 | 0 | 1132.1436 | 0.03148
| 885.2995 | 0.0032355 | 725.8215 | 0.053555 | 725.8215 | 0.0005989 | 726.0811 | 0.00014388 | 884.7231 | 0 | 725.8215 | -9.3969e-05 | 888.5742 | 0.89776 | 885.2995 | 0.27151 | 725.8215 | 0 | 987.8458 | 0.3592 |  |  | 1069.852 | 0.58745 | 1214.6168 | 0.8891 | 1413.2761 | 0.024353 |  |  | 1132.213 | 0 | 1132.2063 | 0.03127
| 885.467 | 0.0049924 | 726.0564 | 0.056226 | 726.0564 | 0.0012355 | 726.3158 | 0.00064673 | 884.891 | 0 | 726.0564 | 0.00088134 | 888.7437 | 0.89542 | 885.467 | 0.27206 | 726.0565 | 0 | 987.9429 | 0.36004 |  |  | 1070.203 | 0.59427 | 1214.6891 | 0.88766 | 1413.5208 | 0.024363 |  |  | 1132.2759 | 0 | 1132.2692 | 0.03106
| 885.6345 | 0.0036751 | 726.2914 | 0.055624 | 726.2914 | 0.00044994 | 726.5505 | 0.00027937 | 885.0589 | 0 | 726.2914 | -0.00043206 | 888.9132 | 0.89087 | 885.6345 | 0.27357 | 726.2914 | 0 | 988.04 | 0.36135 |  |  | 1070.554 | 0.60046 | 1214.7613 | 0.88621 | 1413.7655 | 0.024383 |  |  | 1132.3386 | 0 | 1132.3319 | 0.03086
| 885.8021 | 0.0049924 | 726.5264 | 0.057917 | 726.5264 | 0.0011353 | 726.7853 | 0.00061792 | 885.2269 | 0 | 726.5264 | 0.00078575 | 889.0827 | 0.88504 | 885.8021 | 0.27457 | 726.5264 | 0 | 988.1371 | 0.36198 |  |  | 1070.905 | 0.60685 | 1214.8336 | 0.88475 | 1414.0104 | 0.024467 |  |  | 1132.4015 | 0 | 1132.3948 | 0.03067
| 885.9696 | 0.0021804 | 726.7615 | 0.056987 | 726.7615 | -0.0006236 | 727.02 | 9.0764e-06 | 885.3948 | 0 | 726.7615 | -0.00089232 | 889.2522 | 0.87954 | 885.9696 | 0.27648 | 726.7614 | 0 | 988.2343 | 0.36168 |  |  | 1071.256 | 0.61324 | 1214.9059 | 0.88328 | 1414.2552 | 0.024647 |  |  | 1132.4644 | 0 | 1132.4575 | 0.03047
| 886.1371 | 0.004553 | 726.9965 | 0.059429 | 726.9965 | 0.00061207 | 727.2548 | 0.0017632 | 885.5627 | 0 | 726.9965 | 4.4379e-05 | 889.4216 | 0.876 | 886.1371 | 0.27815 | 726.9965 | 0 | 988.3315 | 0.36103 |  |  | 1071.607 | 0.61982 | 1214.9781 | 0.8818 | 1414.5002 | 0.024932 |  |  | 1132.5271 | 0 | 1132.5204 | 0.03029
| 886.3047 | 0.00575 | 727.2315 | 0.059105 | 727.2315 | -0.00087703 | 727.4896 | 0.0005499 | 885.7307 | 0 | 727.2315 | -0.00065505 | 889.5911 | 0.87119 | 886.3047 | 0.28005 | 727.2315 | 0 | 988.4287 | 0.36122 |  |  | 1071.959 | 0.62667 | 1215.0505 | 0.88032 | 1414.7454 | 0.025313 |  |  | 1132.59 | 0 | 1132.5832 | 0.03011
| 886.4722 | 0.0057132 | 727.4665 | 0.061978 | 727.4665 | 0.00096764 | 727.7244 | 0.0013051 | 885.8986 | 0 | 727.4665 | 0.00046702 | 889.7606 | 0.86709 | 886.4722 | 0.28169 | 727.4665 | 0.00060052 | 988.5259 | 0.36313 |  |  | 1072.311 | 0.63333 | 1215.1228 | 0.87883 | 1414.9906 | 0.025766 |  |  | 1132.6528 | 0 | 1132.6461 | 0.02997
| 886.6398 | 0.0029541 | 727.7016 | 0.06178 | 727.7016 | -0.0018011 | 727.9592 | 0.00081411 | 886.0666 | 0 | 727.7016 | -0.00036614 | 889.9302 | 0.86491 | 886.6398 | 0.28331 | 727.7016 | 0 | 988.6232 | 0.36521 |  |  | 1072.663 | 0.64018 | 1215.1951 | 0.87734 | 1415.2358 | 0.026258 |  |  | 1132.7157 | 0 | 1132.709 | 0.02986
| 886.8073 | 0.0049397 | 727.9366 | 0.063819 | 727.9366 | 0.0028993 | 728.194 | 0.00091309 | 886.2345 | 0 | 727.9366 | 0.00041884 | 890.0997 | 0.86484 | 886.8073 | 0.2851 | 727.9366 | 0 | 988.7205 | 0.36605 |  |  | 1073.016 | 0.64659 | 1215.2675 | 0.87584 | 1415.4812 | 0.02674 |  |  | 1132.7786 | 0 | 1132.7717 | 0.0298
| 886.9749 | 0.0033761 | 728.1717 | 0.063668 | 728.1717 | 0.0015176 | 728.4288 | 0.00098118 | 886.4025 | 0 | 728.1717 | -0.00024903 | 890.2692 | 0.86269 | 886.9749 | 0.28742 | 728.1717 | 0 | 988.8177 | 0.36654 |  |  | 1073.369 | 0.65354 | 1215.3398 | 0.87433 | 1415.7266 | 0.02715 |  |  | 1132.8414 | 0 | 1132.8346 | 0.02978
| 887.1424 | 0.0056253 | 728.4068 | 0.065288 | 728.4068 | 0.00066445 | 728.6636 | 0.0011785 | 886.5704 | 0 | 728.4068 | 0.0009253 | 890.4387 | 0.85953 | 887.1424 | 0.28979 | 728.4068 | 0 | 988.9151 | 0.36655 |  |  | 1073.721 | 0.66034 | 1215.4121 | 0.87281 | 1415.972 | 0.027423 |  |  | 1132.9043 | 0 | 1132.8976 | 0.0298
| 887.31 | 0.0043081 | 728.6419 | 0.065533 | 728.6419 | -0.00091887 | 728.8984 | 0.0010336 | 886.7384 | 0 | 728.6419 | -0.00045175 | 890.6082 | 0.85581 | 887.31 | 0.29213 | 728.6419 | 0 | 989.0124 | 0.36713 |  |  | 1074.074 | 0.66691 | 1215.4845 | 0.87129 | 1416.2177 | 0.027503 |  |  | 1132.9672 | 0 | 1132.9605 | 0.02985
| 887.4776 | 0.0049573 | 728.877 | 0.067123 | 728.877 | 0.0022763 | 729.1332 | 0.00039316 | 886.9063 | 0 | 728.877 | 0.00041954 | 890.7777 | 0.85321 | 887.4776 | 0.29344 | 728.877 | 0.001 | 989.1097 | 0.36859 |  |  | 1074.428 | 0.67356 | 1215.5569 | 0.86977 | 1416.4634 | 0.027366 |  |  | 1133.03 | 0 | 1133.0233 | 0.02992
| 887.6451 | 0.0046774 | 729.1121 | 0.067404 | 729.1121 | -0.0004524 | 729.3681 | 0.00095973 | 887.0743 | 0 | 729.1121 | 4.0228e-05 | 890.9473 | 0.84825 | 887.6451 | 0.29494 | 729.1121 | 0 | 989.2071 | 0.36993 |  |  | 1074.781 | 0.68022 | 1215.6293 | 0.86823 | 1416.7091 | 0.02703 |  |  | 1133.0929 | 0 | 1133.0862 | 0.03
| 887.8127 | 0.0055198 | 729.3472 | 0.06932 | 729.3472 | 0.00084334 | 729.603 | 0.00068012 | 887.2423 | 0 | 729.3472 | 0.00070614 | 891.1168 | 0.84223 | 887.8127 | 0.29585 | 729.3472 | 0 | 989.3044 | 0.3716 |  |  | 1075.135 | 0.6866 | 1215.7015 | 0.86669 | 1416.955 | 0.026555 |  |  | 1133.1559 | 0 | 1133.149 | 0.0301
| 887.9803 | 0.00313 | 729.5823 | 0.069187 | 729.5823 | 0.0011862 | 729.8378 | 0.00013886 | 887.4103 | 0 | 729.5823 | -0.00016039 | 891.2863 | 0.8374 | 887.9803 | 0.29746 | 729.5823 | 0 | 989.4018 | 0.3719 |  |  | 1075.489 | 0.69304 | 1215.774 | 0.86514 | 1417.2009 | 0.02602 |  |  | 1133.2188 | 0 | 1133.212 | 0.03021
| 888.1478 | 0.005889 | 729.8174 | 0.071857 | 729.8174 | 0.001364 | 730.0727 | 0.0017559 | 887.5782 | 0 | 729.8174 | 0.0011829 | 891.4559 | 0.8321 | 888.1478 | 0.29818 | 729.8174 | 0 | 989.4992 | 0.37086 |  |  | 1075.843 | 0.70002 | 1215.8464 | 0.86358 | 1417.4469 | 0.025499 |  |  | 1133.2816 | 0 | 1133.2749 | 0.03034
| 888.3154 | 0.0043608 | 730.0526 | 0.071383 | 730.0526 | -0.00064717 | 730.3076 | 0.00040709 | 887.7462 | 0 | 730.0526 | -0.00035022 | 891.6254 | 0.82551 | 888.3154 | 0.29992 | 730.0526 | 0 | 989.5967 | 0.371 |  |  | 1076.198 | 0.70564 | 1215.9188 | 0.86203 | 1417.6931 | 0.025041 |  |  | 1133.3446 | 0 | 1133.3378 | 0.03048
| 888.483 | 0.0046584 | 730.2877 | 0.073727 | 730.2877 | 0.00054893 | 730.5425 | 0.00098869 | 887.9142 | 0 | 730.2877 | 0.00055487 | 891.795 | 0.81849 | 888.483 | 0.30107 | 730.2877 | 0 | 989.6942 | 0.37184 |  |  | 1076.553 | 0.71201 | 1215.9912 | 0.86046 | 1417.9392 | 0.024654 |  |  | 1133.4075 | 0 | 1133.4008 | 0.03062
| 888.6506 | 0.0030596 | 730.5229 | 0.074674 | 730.5229 | 0.00017347 | 730.7774 | 0.00057561 | 888.0822 | 0 | 730.5229 | -0.00062163 | 891.9645 | 0.81247 | 888.6506 | 0.30358 | 730.5229 | 0 | 989.7916 | 0.37247 |  |  | 1076.908 | 0.71824 | 1216.0636 | 0.85889 | 1418.1855 | 0.024317 |  |  | 1133.4705 | 0 | 1133.4637 | 0.03077
| 888.8181 | 0.0043772 | 730.758 | 0.076709 | 730.758 | 0.0012816 | 731.0123 | 0.0013493 | 888.2502 | 0 | 730.758 | 0.00034755 | 892.1341 | 0.80709 | 888.8181 | 0.30572 | 730.758 | 0 | 989.8891 | 0.3736 |  |  | 1077.263 | 0.72435 | 1216.1361 | 0.85731 | 1418.4319 | 0.023995 |  |  | 1133.5334 | 0 | 1133.5266 | 0.03093
| 888.9857 | 0.0029717 | 730.9932 | 0.07611 | 730.9932 | -0.0006169 | 731.2473 | 0.0010531 | 888.4182 | 0 | 730.9932 | -0.00067317 | 892.3036 | 0.80257 | 888.9857 | 0.30884 | 730.9932 | 0.001 | 989.9866 | 0.37512 |  |  | 1077.618 | 0.73031 | 1216.2085 | 0.85572 | 1418.6783 | 0.023667 |  |  | 1133.5963 | 0 | 1133.5896 | 0.0311
| 889.1533 | 0.0059241 | 731.2284 | 0.078142 | 731.2284 | 0.0023402 | 731.4822 | 0.0023437 | 888.5861 | 0 | 731.2284 | 0.0007741 | 892.4732 | 0.7968 | 889.1533 | 0.31155 | 731.2284 | 0 | 990.0842 | 0.37529 |  |  | 1077.974 | 0.73598 | 1216.281 | 0.85413 | 1418.9249 | 0.023341 |  |  | 1133.6593 | 0 | 1133.6526 | 0.03128
| 889.3209 | 0.0031827 | 731.4636 | 0.079053 | 731.4636 | 0.0016264 | 731.7171 | 0.0016937 | 888.7541 | 0 | 731.4636 | -0.00066111 | 892.6428 | 0.79191 | 889.3209 | 0.3149 | 731.4636 | 0 | 990.1817 | 0.37479 |  |  | 1078.33 | 0.74211 | 1216.3534 | 0.85253 | 1419.1715 | 0.023053 |  |  | 1133.7223 | 0 | 1133.7154 | 0.03148
| 889.4885 | 0.0065218 | 731.6988 | 0.081059 | 731.6988 | 0.00098217 | 731.9521 | 0.0014659 | 888.9221 | 0 | 731.6988 | 0.00084342 | 892.8123 | 0.78827 | 889.4885 | 0.31744 | 731.6988 | 0 | 990.2793 | 0.3763 |  |  | 1078.686 | 0.74758 | 1216.4259 | 0.85093 | 1419.4182 | 0.022863 |  |  | 1133.7853 | 0 | 1133.7784 | 0.03169
| 889.6561 | 0.0029717 | 731.934 | 0.082087 | 731.934 | 4.0596e-05 | 732.187 | 0.00080203 | 889.0901 | 0 | 731.934 | -0.00037307 | 892.9819 | 0.78361 | 889.6561 | 0.31971 | 731.934 | 0 | 990.3769 | 0.3777 |  |  | 1079.042 | 0.75291 | 1216.4984 | 0.84932 | 1419.665 | 0.022825 |  |  | 1133.8483 | 0 | 1133.8414 | 0.03188
| 889.8237 | 0.004219 | 732.1692 | 0.084847 | 732.1692 | 0.0011526 | 732.422 | 0.0012672 | 889.2582 | 0 | 732.1692 | 0.00094087 | 893.1515 | 0.77791 | 889.8237 | 0.32039 | 732.1692 | 0.00020024 | 990.4745 | 0.37695 |  |  | 1079.399 | 0.75828 | 1216.5708 | 0.84771 | 1419.9119 | 0.022967 |  |  | 1133.9111 | 0 | 1133.9044 | 0.03207
| 889.9913 | 0.0036047 | 732.4045 | 0.08339 | 732.4045 | -0.00014675 | 732.657 | 0.0012349 | 889.4262 | 0 | 732.4045 | -0.00015109 | 893.3211 | 0.77279 | 889.9913 | 0.32112 | 732.4045 | 0 | 990.5721 | 0.37622 |  |  | 1079.756 | 0.76366 | 1216.6433 | 0.84609 | 1420.1589 | 0.023279 |  |  | 1133.9742 | 0 | 1133.9674 | 0.03223
| 890.1589 | 0.0047112 | 732.6397 | 0.086201 | 732.6397 | 0.0011104 | 732.892 | 0.0015647 | 889.5942 | 0 | 732.6397 | 0.00085694 | 893.4906 | 0.76845 | 890.1589 | 0.32137 | 732.6397 | 0 | 990.6698 | 0.37779 |  |  | 1080.113 | 0.76896 | 1216.7158 | 0.84447 | 1420.4059 | 0.023711 |  |  | 1134.0372 | 0 | 1134.0304 | 0.03238
| 890.3265 | 0.003763 | 732.8749 | 0.087295 | 732.8749 | 4.4272e-05 | 733.127 | 0.0013137 | 889.7622 | 0 | 732.8749 | -0.00029907 | 893.6602 | 0.7631 | 890.3265 | 0.32224 | 732.875 | 0.00080116 | 990.7675 | 0.38011 |  |  | 1080.47 | 0.77424 | 1216.7883 | 0.84283 | 1420.6531 | 0.02419 |  |  | 1134.1002 | 0 | 1134.0934 | 0.03254
| 890.4941 | 0.0062933 | 733.1102 | 0.088829 | 733.1102 | 0.0012574 | 733.362 | 0.0021975 | 889.9302 | 0 | 733.1102 | 0.00045456 | 893.8298 | 0.75673 | 890.4941 | 0.32238 | 733.1102 | 0 | 990.8652 | 0.38025 |  |  | 1080.828 | 0.77915 | 1216.8608 | 0.84119 | 1420.9003 | 0.024637 |  |  | 1134.1632 | 0 | 1134.1565 | 0.03271
| 890.6617 | 0.0040443 | 733.3455 | 0.089477 | 733.3455 | 0.00038652 | 733.597 | 0.001168 | 890.0982 | 0 | 733.3455 | -0.0003365 | 893.9994 | 0.75112 | 890.6617 | 0.3232 | 733.3455 | 0 | 990.9629 | 0.38116 |  |  | 1081.186 | 0.78402 | 1216.9334 | 0.83954 | 1421.1476 | 0.024982 |  |  | 1134.2262 | 0 | 1134.2195 | 0.0329
| 890.8293 | 0.0036916 | 733.5808 | 0.092547 | 733.5808 | 0.0016946 | 733.832 | 0.0021252 | 890.2663 | 0 | 733.5808 | 0.00055247 | 894.169 | 0.74656 | 890.8293 | 0.32371 | 733.5807 | 0 | 991.0606 | 0.38385 |  |  | 1081.544 | 0.78967 | 1217.006 | 0.83789 | 1421.395 | 0.025182 |  |  | 1134.2893 | 0 | 1134.2825 | 0.03309
| 890.9969 | 0.0031827 | 733.816 | 0.093183 | 733.816 | -0.00065274 | 734.0671 | 0.0015544 | 890.4343 | 0 | 733.816 | -0.00052957 | 894.3386 | 0.74077 | 890.9969 | 0.32586 | 733.816 | 0 | 991.1584 | 0.38505 |  |  | 1081.902 | 0.79459 | 1217.0785 | 0.83623 | 1421.6425 | 0.025217 |  |  | 1134.3523 | 0 | 1134.3456 | 0.03324
| 891.1645 | 0.0048167 | 734.0513 | 0.095124 | 734.0513 | 0.00097216 | 734.3021 | 0.0016331 | 890.6023 | 0 | 734.0513 | 0.00097727 | 894.5082 | 0.73442 | 891.1645 | 0.32774 | 734.0513 | 0 | 991.2561 | 0.38421 |  |  | 1082.26 | 0.79976 | 1217.151 | 0.83458 | 1421.89 | 0.0251 |  |  | 1134.4153 | 0 | 1134.4086 | 0.03333
| 891.3321 | 0.0061017 | 734.2866 | 0.096154 | 734.2866 | -1.9144e-06 | 734.5372 | 0.0015081 | 890.7704 | 0 | 734.2866 | -0.00018248 | 894.6778 | 0.7285 | 891.3321 | 0.33114 | 734.2866 | 0.001 | 991.3539 | 0.38316 |  |  | 1082.619 | 0.80503 | 1217.2236 | 0.8329 | 1422.1377 | 0.024869 |  |  | 1134.4784 | 0 | 1134.4716 | 0.0333
| 891.4998 | 0.0043069 | 734.5219 | 0.098532 | 734.5219 | 0.0031719 | 734.7723 | 0.0019608 | 890.9384 | 0 | 734.5219 | 0.00062971 | 894.8475 | 0.72385 | 891.4998 | 0.33394 | 734.5219 | 0 | 991.4517 | 0.38389 |  |  | 1082.978 | 0.81046 | 1217.2961 | 0.83123 | 1422.3855 | 0.024581 |  |  | 1134.5414 | 0 | 1134.5347 | 0.03314
| 891.6674 | 0.0038333 | 734.7573 | 0.098817 | 734.7573 | -0.00037335 | 735.0073 | 0.0017091 | 891.1064 | 0 | 734.7573 | -0.00022683 | 895.0171 | 0.71842 | 891.6674 | 0.33781 | 734.7573 | 0 | 991.5496 | 0.38546 |  |  | 1083.337 | 0.81563 | 1217.3688 | 0.82955 | 1422.6333 | 0.024297 |  |  | 1134.6045 | 0 | 1134.5978 | 0.03285
| 891.835 | 0.0057835 | 734.9926 | 0.10165 | 734.9926 | 0.0011405 | 735.2424 | 0.0025452 | 891.2745 | 0 | 734.9926 | 0.00050664 | 895.1867 | 0.71279 | 891.835 | 0.34038 | 734.9926 | 0 | 991.6474 | 0.38701 |  |  | 1083.697 | 0.8212 | 1217.4413 | 0.82786 | 1422.8812 | 0.024074 |  |  | 1134.6676 | 0 | 1134.6608 | 0.03246
| 892.0026 | 0.004607 | 735.2279 | 0.10312 | 735.2279 | 0.0011358 | 735.4775 | 0.00093818 | 891.4425 | 0 | 735.2279 | -0.00060885 | 895.3563 | 0.7072 | 892.0026 | 0.34329 | 735.2279 | 0 | 991.7453 | 0.38833 |  |  | 1084.057 | 0.82687 | 1217.5139 | 0.82617 | 1423.1291 | 0.023943 |  |  | 1134.7306 | 0 | 1134.7239 | 0.03203
| 892.1703 | 0.0046584 | 735.4633 | 0.10527 | 735.4633 | 0.0025049 | 735.7126 | 0.002415 | 891.6106 | 0 | 735.4633 | 0.00070676 | 895.526 | 0.7035 | 892.1703 | 0.3447 | 735.4633 | 0 | 991.8431 | 0.38803 |  |  | 1084.417 | 0.83248 | 1217.5865 | 0.82447 | 1423.3773 | 0.023909 |  |  | 1134.7937 | 0 | 1134.787 | 0.03162
| 892.3379 | 0.0031475 | 735.6987 | 0.10511 | 735.6987 | 0.0001843 | 735.9478 | 0.0017824 | 891.7786 | 0 | 735.6987 | 0.00013466 | 895.6956 | 0.69832 | 892.3379 | 0.34653 | 735.6987 | 0.00080096 | 991.941 | 0.38726 |  |  | 1084.777 | 0.83809 | 1217.6592 | 0.82277 | 1423.6255 | 0.023946 |  |  | 1134.8568 | 0 | 1134.8501 | 0.0313
| 892.5055 | 0.0034631 | 735.934 | 0.1092 | 735.934 | 0.0011782 | 736.1829 | 0.0025287 | 891.9467 | 0 | 735.934 | 0.0010934 | 895.8652 | 0.69191 | 892.5055 | 0.34759 | 735.934 | 0.00020024 | 992.039 | 0.38785 |  |  | 1085.137 | 0.84411 | 1217.7318 | 0.82106 | 1423.8738 | 0.024007 |  |  | 1134.9199 | 0 | 1134.9131 | 0.03109
| 892.6732 | 0.0048884 | 736.1694 | 0.10924 | 736.1694 | 0.00031171 | 736.418 | 0.0015547 | 892.1148 | 1.0001e-05 | 736.1694 | -0.00017067 | 896.0349 | 0.68631 | 892.6732 | 0.34957 | 736.1694 | 0 | 992.1369 | 0.38874 |  |  | 1085.498 | 0.84957 | 1217.8044 | 0.81934 | 1424.1221 | 0.024034 |  |  | 1134.983 | 0 | 1134.9762 | 0.03104
| 892.8408 | 0.0050803 | 736.4048 | 0.11192 | 736.4048 | 0.0013329 | 736.6531 | 0.0028717 | 892.2828 | 0 | 736.4048 | 0.00051523 | 896.2045 | 0.68178 | 892.8408 | 0.35108 | 736.4048 | 0 | 992.2349 | 0.3889 |  |  | 1085.859 | 0.85505 | 1217.8771 | 0.81762 | 1424.3705 | 0.023975 |  |  | 1135.0461 | 0 | 1135.0393 | 0.03112
| 893.0084 | 0.0036047 | 736.6402 | 0.11281 | 736.6402 | 0.00046618 | 736.8883 | 0.0021573 | 892.4509 | 1.0001e-05 | 736.6402 | -0.00021743 | 896.3742 | 0.67578 | 893.0084 | 0.35306 | 736.6402 | 0 | 992.3328 | 0.39 |  |  | 1086.22 | 0.86161 | 1217.9497 | 0.81589 | 1424.619 | 0.023795 |  |  | 1135.1092 | 0 | 1135.1024 | 0.0313
| 893.1761 | 0.0054495 | 736.8756 | 0.11405 | 736.8756 | 0.00094645 | 737.1235 | 0.0030327 | 892.619 | 0 | 736.8756 | 0.0010745 | 896.5438 | 0.66939 | 893.1761 | 0.35447 | 736.8756 | 0 | 992.4308 | 0.39224 |  |  | 1086.581 | 0.86742 | 1218.0223 | 0.81415 | 1424.8677 | 0.02349 |  |  | 1135.1724 | 0 | 1135.1656 | 0.03156
| 893.3437 | 0.0031124 | 737.111 | 0.11583 | 737.111 | 0.00067722 | 737.3586 | 0.0025922 | 892.787 | 0 | 737.111 | 9.8506e-05 | 896.7135 | 0.66353 | 893.3437 | 0.3568 | 737.111 | 0.00060072 | 992.5288 | 0.39309 |  |  | 1086.943 | 0.87378 | 1218.095 | 0.81242 | 1425.1163 | 0.023087 |  |  | 1135.2355 | 0 | 1135.2288 | 0.03183
| 893.5114 | 0.0048342 | 737.3464 | 0.11822 | 737.3464 | 0.003458 | 737.5938 | 0.0032855 | 892.9551 | 0 | 737.3464 | 0.00077381 | 896.8831 | 0.65857 | 893.5114 | 0.35903 | 737.3464 | 0.00040028 | 992.6268 | 0.39313 |  |  | 1087.305 | 0.8798 | 1218.1677 | 0.81067 | 1425.3651 | 0.022639 |  |  | 1135.2986 | 0 | 1135.2919 | 0.03208
| 893.679 | 0.0037982 | 737.5818 | 0.1201 | 737.5818 | 0.0005521 | 737.829 | 0.0016025 | 893.1232 | 0 | 737.5818 | 0.00013903 | 897.0528 | 0.65299 | 893.679 | 0.36208 | 737.5819 | 0 | 992.7249 | 0.39364 |  |  | 1087.667 | 0.88587 | 1218.2404 | 0.80893 | 1425.614 | 0.022208 |  |  | 1135.3618 | 0 | 1135.355 | 0.03225
| 893.8467 | 0.006012 | 737.8173 | 0.12224 | 737.8173 | 0.0027311 | 738.0642 | 0.0032576 | 893.2913 | 0 | 737.8173 | 0.0010289 | 897.2225 | 0.64636 | 893.8467 | 0.36434 | 737.8173 | 0 | 992.823 | 0.39432 |  |  | 1088.029 | 0.89274 | 1218.313 | 0.80716 | 1425.8629 | 0.021848 |  |  | 1135.4249 | 0 | 1135.4182 | 0.03235
| 894.0143 | 0.003974 | 738.0527 | 0.12351 | 738.0527 | 0.0016162 | 738.2994 | 0.0021662 | 893.4594 | 1.0001e-05 | 738.0527 | 4.4087e-05 | 897.3921 | 0.6405 | 894.0143 | 0.36658 | 738.0527 | 0.00080116 | 992.9211 | 0.3955 |  |  | 1088.392 | 0.89815 | 1218.3857 | 0.80541 | 1426.1119 | 0.021591 |  |  | 1135.488 | 0 | 1135.4813 | 0.03235
| 894.182 | 0.0057835 | 738.2882 | 0.12677 | 738.2882 | 0.002711 | 738.5347 | 0.0032543 | 893.6275 | 0 | 738.2882 | 0.00085674 | 897.5618 | 0.63576 | 894.182 | 0.36797 | 738.2882 | 0 | 993.0192 | 0.39603 |  |  | 1088.755 | 0.90518 | 1218.4585 | 0.80363 | 1426.3611 | 0.021436 |  |  | 1135.5513 | 0 | 1135.5444 | 0.03229
| 894.3496 | 0.0044136 | 738.5237 | 0.12771 | 738.5237 | 0.0012257 | 738.7699 | 0.0026463 | 893.7956 | 0 | 738.5237 | 0.00011495 | 897.7315 | 0.63015 | 894.3496 | 0.37043 | 738.5237 | 0 | 993.1173 | 0.39628 |  |  | 1089.118 | 0.91061 | 1218.5311 | 0.80185 | 1426.6104 | 0.021354 |  |  | 1135.6144 | 0 | 1135.6077 | 0.03217
| 894.5173 | 0.0048342 | 738.7591 | 0.13012 | 738.7591 | 0.0028919 | 739.0051 | 0.00421 | 893.9637 | 0 | 738.7591 | 0.00065545 | 897.9012 | 0.62393 | 894.5173 | 0.37288 | 738.7591 | 0 | 993.2155 | 0.39706 |  |  | 1089.481 | 0.91702 | 1218.6039 | 0.80008 | 1426.8596 | 0.021306 |  |  | 1135.6776 | 0 | 1135.6709 | 0.03204
| 894.685 | 0.0045367 | 738.9946 | 0.13079 | 738.9946 | -0.00071697 | 739.2404 | 0.0035149 | 894.1318 | 0 | 738.9946 | 0.00013911 | 898.0708 | 0.61861 | 894.685 | 0.37563 | 738.9946 | 0 | 993.3137 | 0.39764 |  |  | 1089.844 | 0.92315 | 1218.6766 | 0.79829 | 1427.109 | 0.02125 |  |  | 1135.7408 | 0 | 1135.734 | 0.03193
| 894.8526 | 0.005678 | 739.2301 | 0.13408 | 739.2301 | 0.0042932 | 739.4756 | 0.0038359 | 894.2999 | 0 | 739.2301 | 0.00096907 | 898.2405 | 0.61352 | 894.8526 | 0.37641 | 739.2301 | 0.00020004 | 993.4119 | 0.39822 |  |  | 1090.208 | 0.92909 | 1218.7494 | 0.79649 | 1427.3585 | 0.021161 |  |  | 1135.804 | 0 | 1135.7972 | 0.03186
| 895.0203 | 0.0049235 | 739.4656 | 0.13529 | 739.4656 | 0.0018363 | 739.7109 | 0.0034928 | 894.468 | 3.0002e-05 | 739.4656 | 2.3673e-05 | 898.4102 | 0.6081 | 895.0203 | 0.37731 | 739.4656 | 0 | 993.5101 | 0.39864 |  |  | 1090.572 | 0.93442 | 1218.8221 | 0.7947 | 1427.608 | 0.021037 |  |  | 1135.8672 | 0 | 1135.8605 | 0.03184
| 895.188 | 0.0052561 | 739.7011 | 0.13865 | 739.7011 | 0.0029991 | 739.9462 | 0.004151 | 894.6361 | 0 | 739.7011 | 0.0016886 | 898.5799 | 0.60197 | 895.188 | 0.37712 | 739.7011 | 0 | 993.6083 | 0.39924 |  |  | 1090.937 | 0.94034 | 1218.8949 | 0.7929 | 1427.8577 | 0.020896 |  |  | 1135.9304 | 0 | 1135.9236 | 0.0319
| 895.3556 | 0.0029717 | 739.9367 | 0.13972 | 739.9367 | 0.003083 | 740.1815 | 0.0039004 | 894.8042 | 0 | 739.9367 | -0.00014976 | 898.7496 | 0.59662 | 895.3556 | 0.37816 | 739.9367 | 0.00080076 | 993.7065 | 0.40001 |  |  | 1091.301 | 0.94595 | 1218.9677 | 0.79109 | 1428.1074 | 0.020777 |  |  | 1135.9936 | 0 | 1135.9868 | 0.03202
| 895.5233 | 0.0046057 | 740.1722 | 0.14179 | 740.1722 | 0.0037708 | 740.4168 | 0.0052666 | 894.9723 | 0 | 740.1722 | 0.0015478 | 898.9193 | 0.59191 | 895.5233 | 0.37903 | 740.1722 | 0.00040048 | 993.8048 | 0.40027 |  |  | 1091.666 | 0.95112 | 1219.0404 | 0.78927 | 1428.3573 | 0.020721 |  |  | 1136.0569 | 0 | 1136.0501 | 0.03219
| 895.691 | 0.0034113 | 740.4077 | 0.14331 | 740.4077 | 0.0032012 | 740.6521 | 0.0040681 | 895.1404 | 0 | 740.4077 | -0.00016712 | 899.089 | 0.58656 | 895.691 | 0.38159 | 740.4077 | 0 | 993.9031 | 0.40052 |  |  | 1092.031 | 0.95629 | 1219.1133 | 0.78745 | 1428.6072 | 0.020768 |  |  | 1136.1201 | 0 | 1136.1133 | 0.03239
| 895.8587 | 0.0048167 | 740.6433 | 0.14717 | 740.6433 | 0.0029321 | 740.8874 | 0.0049996 | 895.3086 | 0 | 740.6433 | 0.0012527 | 899.2587 | 0.58053 | 895.8587 | 0.38401 | 740.6433 | 0 | 994.0014 | 0.40056 |  |  | 1092.396 | 0.96127 | 1219.186 | 0.78562 | 1428.8572 | 0.020947 |  |  | 1136.1834 | 0 | 1136.1765 | 0.03259
| 896.0263 | 0.003552 | 740.8788 | 0.14762 | 740.8788 | 0.0036947 | 741.1227 | 0.0051447 | 895.4767 | 0 | 740.8788 | 0.00010562 | 899.4285 | 0.57496 | 896.0263 | 0.38694 | 740.8788 | 0 | 994.0998 | 0.40098 |  |  | 1092.762 | 0.96606 | 1219.2588 | 0.78379 | 1429.1073 | 0.021269 |  |  | 1136.2466 | 0 | 1136.2397 | 0.03277
| 896.194 | 0.0076117 | 741.1144 | 0.15141 | 741.1144 | 0.0031116 | 741.3581 | 0.0055084 | 895.6448 | 0 | 741.1144 | 0.0011845 | 899.5982 | 0.56986 | 896.194 | 0.38881 | 741.1144 | 0 | 994.1981 | 0.40255 |  |  | 1093.127 | 0.97051 | 1219.3317 | 0.78196 | 1429.3574 | 0.021729 |  |  | 1136.3098 | 0 | 1136.303 | 0.0329
| 896.3617 | 0.0040795 | 741.35 | 0.15212 | 741.35 | 0.0042223 | 741.5934 | 0.0054749 | 895.8129 | 0 | 741.35 | -4.1166e-05 | 899.7679 | 0.56382 | 896.3617 | 0.39147 | 741.35 | 0.00060072 | 994.2965 | 0.40406 |  |  | 1093.493 | 0.97441 | 1219.4044 | 0.78011 | 1429.6077 | 0.022301 |  |  | 1136.373 | 0 | 1136.3663 | 0.03296
| 896.5294 | 0.0052034 | 741.5856 | 0.15527 | 741.5856 | 0.0051696 | 741.8288 | 0.0061309 | 895.9811 | 0 | 741.5856 | 0.00092837 | 899.9376 | 0.55759 | 896.5294 | 0.39398 | 741.5856 | 0 | 994.3949 | 0.40452 |  |  | 1093.859 | 0.97848 | 1219.4773 | 0.77826 | 1429.858 | 0.022937 |  |  | 1136.4363 | 0 | 1136.4296 | 0.03295
| 896.6971 | 0.0050642 | 741.8212 | 0.1569 | 741.8212 | 0.0028312 | 742.0641 | 0.0061336 | 896.1492 | 0 | 741.8212 | -0.00018499 | 900.1073 | 0.55196 | 896.6971 | 0.39744 | 741.8212 | 0.00040028 | 994.4933 | 0.40387 |  |  | 1094.226 | 0.98185 | 1219.5502 | 0.77641 | 1430.1085 | 0.023561 |  |  | 1136.4996 | 0 | 1136.4928 | 0.03286
| 896.8648 | 0.0049924 | 742.0568 | 0.16053 | 742.0568 | 0.0046804 | 742.2995 | 0.0066817 | 896.3174 | 6.6672e-06 | 742.0568 | 0.0011443 | 900.2771 | 0.54768 | 896.8648 | 0.40043 | 742.0568 | 0 | 994.5917 | 0.40382 |  |  | 1094.593 | 0.98494 | 1219.6229 | 0.77455 | 1430.359 | 0.024083 |  |  | 1136.5629 | 0 | 1136.5561 | 0.03272
| 897.0325 | 0.0047653 | 742.2924 | 0.16234 | 742.2924 | 0.0036682 | 742.5349 | 0.0063784 | 896.4855 | 1.0001e-05 | 742.2924 | 0.00038527 | 900.4468 | 0.54267 | 897.0325 | 0.40337 | 742.2924 | 0 | 994.6902 | 0.40519 |  |  | 1094.96 | 0.98824 | 1219.6958 | 0.77268 | 1430.6096 | 0.024413 |  |  | 1136.6262 | 0 | 1136.6194 | 0.03254
| 897.2002 | 0.0055198 | 742.528 | 0.16521 | 742.528 | 0.0063196 | 742.7703 | 0.0074542 | 896.6536 | 6.6672e-06 | 742.528 | 0.0016369 | 900.6166 | 0.53721 | 897.2002 | 0.40515 | 742.528 | 0 | 994.7886 | 0.40618 |  |  | 1095.327 | 0.99052 | 1219.7687 | 0.77081 | 1430.8604 | 0.024484 |  |  | 1136.6895 | 0 | 1136.6827 | 0.03234
| 897.3679 | 0.002919 | 742.7636 | 0.16727 | 742.7636 | 0.0035653 | 743.0057 | 0.0071376 | 896.8218 | 0 | 742.7636 | 0.00015614 | 900.7863 | 0.53267 | 897.3679 | 0.40705 | 742.7636 | 0 | 994.8871 | 0.40593 |  |  | 1095.694 | 0.99314 | 1219.8416 | 0.76893 | 1431.1112 | 0.024281 |  |  | 1136.7528 | 0 | 1136.746 | 0.03214
| 897.5356 | 0.004553 | 742.9993 | 0.17033 | 742.9993 | 0.0071584 | 743.2411 | 0.0081899 | 896.9899 | 6.6672e-06 | 742.9993 | 0.0012621 | 900.956 | 0.52873 | 897.5356 | 0.40813 | 742.9993 | 0 | 994.9856 | 0.40554 |  |  | 1096.062 | 0.99473 | 1219.9144 | 0.76705 | 1431.3621 | 0.023848 |  |  | 1136.816 | 0 | 1136.8093 | 0.03195
| 897.7033 | 0.0038861 | 743.2349 | 0.17183 | 743.2349 | 0.0042534 | 743.4765 | 0.007436 | 897.1581 | 0 | 743.2349 | 0.00018157 | 901.1258 | 0.52343 | 897.7033 | 0.41063 | 743.2349 | 0 | 995.0842 | 0.40585 |  |  | 1096.43 | 0.99647 | 1219.9873 | 0.76516 | 1431.613 | 0.023277 |  |  | 1136.8794 | 0 | 1136.8726 | 0.03177
| 897.871 | 0.005344 | 743.4706 | 0.17551 | 743.4706 | 0.0060049 | 743.712 | 0.0089466 | 897.3263 | 6.6672e-06 | 743.4706 | 0.0015154 | 901.2955 | 0.51787 | 897.871 | 0.41233 | 743.4706 | 0 | 995.1827 | 0.40722 |  |  | 1096.798 | 0.99815 | 1220.0603 | 0.76328 | 1431.864 | 0.022681 |  |  | 1136.9427 | 0 | 1136.9359 | 0.03161
| 898.0387 | 0.0041498 | 743.7062 | 0.17645 | 743.7062 | 0.0064223 | 743.9474 | 0.0087895 | 897.4944 | 0 | 743.7062 | 0.00063913 | 901.4653 | 0.51221 | 898.0387 | 0.41503 | 743.7062 | 0.001 | 995.2812 | 0.40886 |  |  | 1097.167 | 0.99865 | 1220.1332 | 0.76138 | 1432.1152 | 0.022159 |  |  | 1137.006 | 0 | 1136.9993 | 0.03149
| 898.2064 | 0.0055901 | 743.9419 | 0.18069 | 743.9419 | 0.0051347 | 744.1829 | 0.010104 | 897.6626 | 6.6672e-06 | 743.9419 | 0.0015184 | 901.6351 | 0.50722 | 898.2064 | 0.41706 | 743.9419 | 0 | 995.3798 | 0.40987 |  |  | 1097.536 | 0.99921 | 1220.2061 | 0.75947 | 1432.3665 | 0.021767 |  |  | 1137.0693 | 0 | 1137.0626 | 0.0314
| 898.3741 | 0.0031651 | 744.1776 | 0.18256 | 744.1776 | 0.0057994 | 744.4183 | 0.0093026 | 897.8308 | 1.0001e-05 | 744.1776 | 0.0001822 | 901.8048 | 0.50136 | 898.3741 | 0.4209 | 744.1776 | 0 | 995.4783 | 0.41014 |  |  | 1097.904 | 0.99992 | 1220.2791 | 0.75757 | 1432.6178 | 0.021521 |  |  | 1137.1327 | 0 | 1137.126 | 0.03136
| 898.5418 | 0.0055725 | 744.4133 | 0.18532 | 744.4133 | 0.0082886 | 744.6537 | 0.010385 | 897.9989 | 0 | 744.4133 | 0.0015521 | 901.9746 | 0.49501 | 898.5418 | 0.42417 | 744.4133 | 0 | 995.577 | 0.40933 |  |  | 1098.274 | 0.99908 | 1220.3519 | 0.75566 | 1432.8691 | 0.0214 |  |  | 1137.196 | 0 | 1137.1893 | 0.03137
| 898.7096 | 0.0036223 | 744.649 | 0.18754 | 744.649 | 0.0054748 | 744.8892 | 0.010111 | 898.1671 | 0 | 744.649 | 0.00020368 | 902.1444 | 0.48898 | 898.7096 | 0.42816 | 744.649 | 0 | 995.6756 | 0.40854 |  |  | 1098.643 | 0.99927 | 1220.4249 | 0.75374 | 1433.1206 | 0.021374 |  |  | 1137.2594 | 0 | 1137.2527 | 0.03142
| 898.8773 | 0.0063636 | 744.8847 | 0.19108 | 744.8847 | 0.0069293 | 745.1248 | 0.011727 | 898.3353 | 0 | 744.8847 | 0.0018717 | 902.3141 | 0.48431 | 898.8773 | 0.43083 | 744.8847 | 0 | 995.7743 | 0.40942 |  |  | 1099.013 | 0.99859 | 1220.4978 | 0.75182 | 1433.3722 | 0.021416 |  |  | 1137.3228 | 0 | 1137.316 | 0.03151
| 899.045 | 0.004185 | 745.1204 | 0.19287 | 745.1204 | 0.0074453 | 745.3602 | 0.011335 | 898.5035 | 1.0001e-05 | 745.1204 | -0.00015105 | 902.4839 | 0.47845 | 899.045 | 0.43391 | 745.1204 | 0 | 995.873 | 0.41105 |  |  | 1099.383 | 0.99785 | 1220.5708 | 0.7499 | 1433.6239 | 0.021512 |  |  | 1137.3861 | 0 | 1137.3794 | 0.03162
| 899.2127 | 0.0049749 | 745.3561 | 0.19528 | 745.3561 | 0.0086413 | 745.5957 | 0.012876 | 898.6717 | 0 | 745.3561 | 0.001159 | 902.6537 | 0.47172 | 899.2127 | 0.4358 | 745.3561 | 0 | 995.9717 | 0.41167 |  |  | 1099.753 | 0.99714 | 1220.6438 | 0.74796 | 1433.8756 | 0.021651 |  |  | 1137.4496 | 0 | 1137.4427 | 0.03174
| 899.3804 | 0.0034289 | 745.5919 | 0.19813 | 745.5919 | 0.0078146 | 745.8312 | 0.01244 | 898.8398 | 1.0001e-05 | 745.5919 | 0.00090743 | 902.8235 | 0.46538 | 899.3804 | 0.43818 | 745.5919 | 0 | 996.0704 | 0.41233 |  |  | 1100.123 | 0.99601 | 1220.7168 | 0.74603 | 1434.1276 | 0.021827 |  |  | 1137.5129 | 0 | 1137.5061 | 0.03188
| 899.5482 | 0.0062054 | 745.8276 | 0.20139 | 745.8276 | 0.010486 | 746.0668 | 0.013494 | 899.008 | 0 | 745.8276 | 0.0014107 | 902.9933 | 0.45999 | 899.5482 | 0.44009 | 745.8276 | 0 | 996.1691 | 0.41289 |  |  | 1100.494 | 0.99433 | 1220.7898 | 0.74409 | 1434.3794 | 0.022027 |  |  | 1137.5763 | 0 | 1137.5696 | 0.03202
| 899.7159 | 0.0037278 | 746.0634 | 0.20374 | 746.0634 | 0.0099193 | 746.3023 | 0.013037 | 899.1762 | 0 | 746.0634 | 0.00060958 | 903.1631 | 0.45376 | 899.7159 | 0.44259 | 746.0634 | 0 | 996.2679 | 0.41257 |  |  | 1100.865 | 0.99258 | 1220.8628 | 0.74215 | 1434.6315 | 0.022236 |  |  | 1137.6397 | 0 | 1137.6329 | 0.03216
| 899.8836 | 0.0030587 | 746.2992 | 0.20774 | 746.2992 | 0.010682 | 746.5378 | 0.01453 | 899.3444 | 0 | 746.2992 | 0.0017673 | 903.3329 | 0.44747 | 899.8836 | 0.44397 | 746.2992 | 0 | 996.3666 | 0.41302 |  |  | 1101.236 | 0.99097 | 1220.9358 | 0.7402 | 1434.8835 | 0.022436 |  |  | 1137.7031 | 0 | 1137.6963 | 0.03231
| 900.0514 | 0.0047477 | 746.5349 | 0.20957 | 746.5349 | 0.011402 | 746.7734 | 0.015003 | 899.5126 | 0 | 746.5349 | 0.00074664 | 903.5027 | 0.44198 | 900.0514 | 0.44625 | 746.5349 | 0 | 996.4655 | 0.41397 |  |  | 1101.608 | 0.98891 | 1221.0088 | 0.73825 | 1435.1357 | 0.022607 |  |  | 1137.7665 | 0 | 1137.7598 | 0.03245
| 900.2191 | 0.0040256 | 746.7707 | 0.21297 | 746.7707 | 0.01084 | 747.009 | 0.015552 | 899.6808 | 2.6669e-05 | 746.7707 | 0.0013373 | 903.6725 | 0.43702 | 900.2191 | 0.44827 | 746.7707 | 0 | 996.5643 | 0.41414 |  |  | 1101.979 | 0.98711 | 1221.0818 | 0.7363 | 1435.3881 | 0.022726 |  |  | 1137.83 | 0 | 1137.8231 | 0.03258
| 900.3868 | 0.0054335 | 747.0065 | 0.21513 | 747.0065 | 0.010016 | 747.2445 | 0.015853 | 899.849 | 3.0002e-05 | 747.0065 | 0.00080745 | 903.8423 | 0.4306 | 900.3868 | 0.45133 | 747.0065 | 0 | 996.6631 | 0.41445 |  |  | 1102.351 | 0.98484 | 1221.1548 | 0.73434 | 1435.6405 | 0.022771 |  |  | 1137.8934 | 0 | 1137.8866 | 0.03268
| 900.5546 | 0.0059065 | 747.2423 | 0.21918 | 747.2423 | 0.012054 | 747.4801 | 0.016576 | 900.0173 | 0 | 747.2423 | 0.002161 | 904.0121 | 0.42442 | 900.5546 | 0.45423 | 747.2423 | 0 | 996.762 | 0.41565 |  |  | 1102.723 | 0.9828 | 1221.2279 | 0.73238 | 1435.8929 | 0.022723 |  |  | 1137.9568 | 0 | 1137.9501 | 0.03275
| 900.7223 | 0.0036047 | 747.4781 | 0.22148 | 747.4781 | 0.010372 | 747.7157 | 0.0172 | 900.1855 | 1.0001e-05 | 747.4781 | 0.00095397 | 904.1819 | 0.41883 | 900.7223 | 0.45822 | 747.4781 | 0 | 996.8608 | 0.41661 |  |  | 1103.096 | 0.98027 | 1221.3009 | 0.73041 | 1436.1455 | 0.022572 |  |  | 1138.0203 | 0 | 1138.0134 | 0.0328
| 900.8901 | 0.0065218 | 747.7139 | 0.22616 | 747.7139 | 0.012387 | 747.9513 | 0.018975 | 900.3537 | 0 | 747.7139 | 0.0017769 | 904.3517 | 0.41421 | 900.8901 | 0.46148 | 747.7139 | 0 | 996.9598 | 0.41678 |  |  | 1103.469 | 0.97763 | 1221.3739 | 0.72844 | 1436.3982 | 0.02233 |  |  | 1138.0837 | 0 | 1138.0769 | 0.03281
| 901.0578 | 0.0031475 | 747.9498 | 0.22845 | 747.9498 | 0.011682 | 748.1869 | 0.018333 | 900.5219 | 3.0002e-05 | 747.9498 | 0.00071284 | 904.5216 | 0.40919 | 901.0578 | 0.46433 | 747.9497 | 0 | 997.0587 | 0.41731 |  |  | 1103.842 | 0.97507 | 1221.447 | 0.72647 | 1436.6509 | 0.022027 |  |  | 1138.1472 | 0 | 1138.1404 | 0.03282
| 901.2256 | 0.0042014 | 748.1856 | 0.23154 | 748.1856 | 0.01245 | 748.4225 | 0.019408 | 900.6901 | 0 | 748.1856 | 0.0019521 | 904.6914 | 0.40476 | 901.2256 | 0.46531 | 748.1856 | 0 | 997.1576 | 0.41864 |  |  | 1104.215 | 0.97163 | 1221.5201 | 0.72449 | 1436.9037 | 0.021713 |  |  | 1138.2106 | 0 | 1138.2039 | 0.03281
| 901.3933 | 0.0032003 | 748.4214 | 0.23459 | 748.4214 | 0.014151 | 748.6581 | 0.019933 | 900.8584 | 0 | 748.4214 | 0.00063689 | 904.8612 | 0.40037 | 901.3933 | 0.46733 | 748.4214 | 0 | 997.2566 | 0.41891 |  |  | 1104.588 | 0.9691 | 1221.5931 | 0.72251 | 1437.1566 | 0.021441 |  |  | 1138.274 | 0 | 1138.2673 | 0.0328
| 901.5611 | 0.0054143 | 748.6573 | 0.2397 | 748.6573 | 0.014231 | 748.8938 | 0.02205 | 901.0266 | 6.6672e-06 | 748.6573 | 0.0020485 | 905.031 | 0.39662 | 901.5611 | 0.46848 | 748.6573 | 0 | 997.3555 | 0.41844 |  |  | 1104.962 | 0.96594 | 1221.6663 | 0.72052 | 1437.4097 | 0.021258 |  |  | 1138.3375 | 0 | 1138.3308 | 0.0328
| 901.7288 | 0.0035872 | 748.8931 | 0.2413 | 748.8931 | 0.013965 | 749.1295 | 0.020699 | 901.1948 | 0 | 748.8931 | 0.00075807 | 905.2009 | 0.39198 | 901.7288 | 0.47077 | 748.8931 | 0 | 997.4545 | 0.41841 |  |  | 1105.336 | 0.96196 | 1221.7394 | 0.71854 | 1437.6627 | 0.021186 |  |  | 1138.401 | 0 | 1138.3943 | 0.03279
| 901.8966 | 0.0034455 | 749.129 | 0.24613 | 749.129 | 0.014917 | 749.3651 | 0.022525 | 901.3631 | 0 | 749.129 | 0.0019819 | 905.3707 | 0.38705 | 901.8966 | 0.47161 | 749.129 | 0 | 997.5535 | 0.4183 |  |  | 1105.71 | 0.95868 | 1221.8125 | 0.71656 | 1437.9159 | 0.021221 |  |  | 1138.4646 | 0 | 1138.4578 | 0.0328
| 902.0644 | 0.0042729 | 749.3649 | 0.24799 | 749.3649 | 0.016723 | 749.6008 | 0.023172 | 901.5313 | 1.0001e-05 | 749.3649 | 0.0010079 | 905.5406 | 0.3823 | 902.0644 | 0.47321 | 749.3649 | 0 | 997.6526 | 0.41919 |  |  | 1106.085 | 0.95434 | 1221.8856 | 0.71456 | 1438.1692 | 0.021334 |  |  | 1138.5281 | 0 | 1138.5212 | 0.03282
| 902.2321 | 0.005555 | 749.6008 | 0.25232 | 749.6008 | 0.017965 | 749.8364 | 0.024098 | 901.6995 | 0 | 749.6008 | 0.0017666 | 905.7104 | 0.37805 | 902.2321 | 0.47421 | 749.6008 | 0 | 997.7516 | 0.42024 |  |  | 1106.459 | 0.9498 | 1221.9587 | 0.71257 | 1438.4225 | 0.021483 |  |  | 1138.5916 | 0 | 1138.5847 | 0.03285
| 902.3999 | 0.0042378 | 749.8367 | 0.25537 | 749.8367 | 0.015514 | 750.0721 | 0.024081 | 901.8678 | 1.0001e-05 | 749.8367 | 0.0012805 | 905.8803 | 0.37326 | 902.3999 | 0.47642 | 749.8367 | 0 | 997.8507 | 0.42056 |  |  | 1106.834 | 0.94587 | 1222.0319 | 0.71057 | 1438.676 | 0.02163 |  |  | 1138.655 | 0 | 1138.6483 | 0.03291
| 902.5677 | 0.0039025 | 750.0726 | 0.25986 | 750.0726 | 0.016902 | 750.3078 | 0.026014 | 902.036 | 0 | 750.0726 | 0.0021926 | 906.0501 | 0.36858 | 902.5677 | 0.47857 | 750.0726 | 0 | 997.9498 | 0.42128 |  |  | 1107.209 | 0.94102 | 1222.105 | 0.70856 | 1438.9296 | 0.021746 |  |  | 1138.7186 | 0 | 1138.7118 | 0.03299
| 902.7354 | 0.0035168 | 750.3085 | 0.26254 | 750.3085 | 0.015747 | 750.5435 | 0.025123 | 902.2043 | 3.0002e-05 | 750.3085 | 0.0011186 | 906.22 | 0.36387 | 902.7354 | 0.48132 | 750.3085 | 0 | 998.049 | 0.42237 |  |  | 1107.585 | 0.93594 | 1222.1781 | 0.70656 | 1439.1831 | 0.02182 |  |  | 1138.7821 | 0 | 1138.7754 | 0.03308
| 902.9032 | 0.00501 | 750.5444 | 0.26701 | 750.5444 | 0.018691 | 750.7792 | 0.027415 | 902.3725 | 0 | 750.5444 | 0.0021874 | 906.3898 | 0.36003 | 902.9032 | 0.48347 | 750.5444 | 0 | 998.1481 | 0.42319 |  |  | 1107.961 | 0.93013 | 1222.2513 | 0.70455 | 1439.4369 | 0.02185 |  |  | 1138.8456 | 0 | 1138.8389 | 0.03317
| 903.071 | 0.0054335 | 750.7804 | 0.2708 | 750.7804 | 0.018401 | 751.015 | 0.027202 | 902.5408 | 0 | 750.7804 | 0.0014334 | 906.5597 | 0.35518 | 903.071 | 0.48603 | 750.7804 | 0 | 998.2472 | 0.42285 |  |  | 1108.337 | 0.92446 | 1222.3245 | 0.70255 | 1439.6907 | 0.021838 |  |  | 1138.9092 | 0 | 1138.9025 | 0.03327
| 903.2387 | 0.0052385 | 751.0163 | 0.27536 | 751.0163 | 0.020865 | 751.2507 | 0.029524 | 902.709 | 0 | 751.0163 | 0.0022965 | 906.7296 | 0.35014 | 903.2387 | 0.48786 | 751.0163 | 0 | 998.3464 | 0.42197 |  |  | 1108.713 | 0.91839 | 1222.3977 | 0.70054 | 1439.9446 | 0.021789 |  |  | 1138.9728 | 0 | 1138.9659 | 0.03336
| 903.4065 | 0.004185 | 751.2523 | 0.27797 | 751.2523 | 0.019435 | 751.4865 | 0.028962 | 902.8773 | 1.0001e-05 | 751.2523 | 0.0011828 | 906.8994 | 0.3456 | 903.4065 | 0.48984 | 751.2523 | 0 | 998.4455 | 0.42228 |  |  | 1109.089 | 0.9109 | 1222.4708 | 0.69853 | 1440.1985 | 0.021708 |  |  | 1139.0363 | 0 | 1139.0295 | 0.03342
| 903.5743 | 0.0040256 | 751.4882 | 0.28264 | 751.4882 | 0.022955 | 751.7222 | 0.030799 | 903.0456 | 0 | 751.4882 | 0.0020011 | 907.0693 | 0.34218 | 903.5743 | 0.49136 | 751.4882 | 0 | 998.5447 | 0.42339 |  |  | 1109.466 | 0.90487 | 1222.5441 | 0.69652 | 1440.4526 | 0.021606 |  |  | 1139.0999 | 0 | 1139.093 | 0.03344
| 903.7421 | 0.0044839 | 751.7242 | 0.28478 | 751.7242 | 0.021574 | 751.9579 | 0.03112 | 903.2138 | 3.0002e-05 | 751.7242 | 0.0010283 | 907.2392 | 0.33786 | 903.7421 | 0.49414 | 751.7242 | 0 | 998.6439 | 0.42356 |  |  | 1109.843 | 0.89746 | 1222.6173 | 0.6945 | 1440.7068 | 0.021504 |  |  | 1139.1635 | 0 | 1139.1566 | 0.03342
| 903.9099 | 0.005555 | 751.9602 | 0.28984 | 751.9602 | 0.021422 | 752.1937 | 0.032232 | 903.3821 | 6.6672e-06 | 751.9602 | 0.0020989 | 907.4091 | 0.33378 | 903.9099 | 0.49685 | 751.9602 | 0 | 998.7432 | 0.42316 |  |  | 1110.22 | 0.88953 | 1222.6904 | 0.69248 | 1440.9611 | 0.021429 |  |  | 1139.227 | 0 | 1139.2202 | 0.03334
| 904.0777 | 0.0055741 | 752.1961 | 0.29268 | 752.1961 | 0.022417 | 752.4295 | 0.032625 | 903.5504 | 1.0001e-05 | 752.1961 | 0.0017818 | 907.579 | 0.32945 | 904.0777 | 0.50127 | 752.1961 | 0 | 998.8425 | 0.42306 |  |  | 1110.598 | 0.88104 | 1222.7637 | 0.69047 | 1441.2153 | 0.021412 |  |  | 1139.2905 | 0 | 1139.2838 | 0.03319
| 904.2454 | 0.0041662 | 752.4321 | 0.29882 | 752.4321 | 0.024292 | 752.6653 | 0.035421 | 903.7187 | 0 | 752.4321 | 0.0020622 | 907.7489 | 0.32518 | 904.2454 | 0.5048 | 752.4321 | 0 | 998.9418 | 0.42275 |  |  | 1110.976 | 0.87104 | 1222.8369 | 0.68845 | 1441.4698 | 0.021474 |  |  | 1139.3541 | 0 | 1139.3474 | 0.03296
| 904.4132 | 0.0037102 | 752.6681 | 0.30195 | 752.6681 | 0.02384 | 752.9011 | 0.034865 | 903.8869 | 0 | 752.6681 | 0.00111 | 907.9188 | 0.32053 | 904.4132 | 0.50949 | 752.6681 | 0 | 999.0411 | 0.42252 |  |  | 1111.354 | 0.86322 | 1222.9102 | 0.68642 | 1441.7244 | 0.021617 |  |  | 1139.4177 | 0 | 1139.411 | 0.03267
| 904.581 | 0.0047288 | 752.9042 | 0.30615 | 752.9042 | 0.025853 | 753.1368 | 0.037498 | 904.0552 | 0 | 752.9042 | 0.0028209 | 908.0886 | 0.31552 | 904.581 | 0.51255 | 752.9042 | 0.001 | 999.1404 | 0.42385 |  |  | 1111.732 | 0.85401 | 1222.9834 | 0.6844 | 1441.979 | 0.021818 |  |  | 1139.4813 | 0 | 1139.4746 | 0.03231
| 904.7488 | 0.0030069 | 753.1402 | 0.31085 | 753.1402 | 0.023065 | 753.3727 | 0.037108 | 904.2235 | 1.0001e-05 | 753.1402 | 0.0011322 | 908.2585 | 0.31056 | 904.7488 | 0.51606 | 753.1402 | 0 | 999.2397 | 0.42548 |  |  | 1112.111 | 0.84295 | 1223.0566 | 0.68238 | 1442.2336 | 0.02203 |  |  | 1139.5449 | 0 | 1139.5382 | 0.0319
| 904.9166 | 0.0054671 | 753.3762 | 0.31609 | 753.3762 | 0.028132 | 753.6085 | 0.03806 | 904.3918 | 6.6672e-06 | 753.3762 | 0.0019826 | 908.4284 | 0.3064 | 904.9166 | 0.51733 | 753.3762 | 0.00080096 | 999.3391 | 0.42547 |  |  | 1112.49 | 0.83333 | 1223.13 | 0.68035 | 1442.4884 | 0.02219 |  |  | 1139.6086 | 0 | 1139.6018 | 0.03146
| 905.0844 | 0.0045719 | 753.6122 | 0.32018 | 753.6122 | 0.026105 | 753.8444 | 0.038282 | 904.5601 | 0 | 753.6122 | 0.001195 | 908.5984 | 0.30165 | 905.0844 | 0.51841 | 753.6123 | 0 | 999.4385 | 0.42577 |  |  | 1112.869 | 0.82231 | 1223.2033 | 0.67833 | 1442.7433 | 0.022245 |  |  | 1139.6722 | 0 | 1139.6654 | 0.03099
| 905.2522 | 0.0051858 | 753.8483 | 0.3247 | 753.8483 | 0.027478 | 754.0802 | 0.040152 | 904.7284 | 6.6672e-06 | 753.8483 | 0.0031373 | 908.7683 | 0.2966 | 905.2522 | 0.5189 | 753.8483 | 0 | 999.5379 | 0.42656 |  |  | 1113.248 | 0.81143 | 1223.2765 | 0.6763 | 1442.9983 | 0.022159 |  |  | 1139.7358 | 0 | 1139.7291 | 0.03053
| 905.42 | 0.0034465 | 754.0844 | 0.32872 | 754.0844 | 0.028756 | 754.316 | 0.040916 | 904.8967 | 1.0001e-05 | 754.0844 | 0.0010493 | 908.9382 | 0.29175 | 905.42 | 0.52098 | 754.0843 | 0 | 999.6373 | 0.42642 |  |  | 1113.627 | 0.79898 | 1223.3499 | 0.67427 | 1443.2534 | 0.021931 |  |  | 1139.7996 | 0 | 1139.7927 | 0.0301
| 905.5878 | 0.0051507 | 754.3204 | 0.33332 | 754.3204 | 0.030631 | 754.5519 | 0.042178 | 905.065 | 0 | 754.3204 | 0.0024482 | 909.1081 | 0.28739 | 905.5878 | 0.52304 | 754.3204 | 0 | 999.7368 | 0.42615 |  |  | 1114.007 | 0.78864 | 1223.4231 | 0.67225 | 1443.5085 | 0.021589 |  |  | 1139.8632 | 0 | 1139.8563 | 0.02971
| 905.7556 | 0.0041323 | 754.5565 | 0.33798 | 754.5565 | 0.028657 | 754.7878 | 0.042294 | 905.2333 | 0 | 754.5565 | 0.0017576 | 909.278 | 0.28283 | 905.7556 | 0.52585 | 754.5565 | 0 | 999.8362 | 0.4268 |  |  | 1114.387 | 0.77683 | 1223.4965 | 0.67022 | 1443.7638 | 0.021175 |  |  | 1139.9268 | 0 | 1139.92 | 0.02939
| 905.9235 | 0.0063812 | 754.7926 | 0.34232 | 754.7926 | 0.03178 | 755.0236 | 0.044279 | 905.4016 | 2.6669e-05 | 754.7926 | 0.0023368 | 909.4479 | 0.27844 | 905.9235 | 0.52839 | 754.7926 | 0 | 999.9357 | 0.42754 |  |  | 1114.768 | 0.76426 | 1223.5697 | 0.66819 | 1444.0192 | 0.020732 |  |  | 1139.9905 | 0 | 1139.9836 | 0.02913
| 906.0913 | 0.0050115 | 755.0287 | 0.34573 | 755.0287 | 0.032418 | 755.2595 | 0.045139 | 905.5699 | 1.0001e-05 | 755.0287 | 0.0019715 | 909.6179 | 0.27436 | 906.0913 | 0.53238 | 755.0287 | 0 | 1000.0353 | 0.42808 |  |  | 1115.148 | 0.75213 | 1223.6431 | 0.66616 | 1444.2745 | 0.02029 |  |  | 1140.0541 | 0 | 1140.0474 | 0.02895
| 906.2591 | 0.0053264 | 755.2648 | 0.35224 | 755.2648 | 0.035231 | 755.4954 | 0.046631 | 905.7382 | 0 | 755.2648 | 0.0026287 | 909.7878 | 0.27118 | 906.2591 | 0.53556 | 755.2648 | 0 | 1000.1348 | 0.42901 |  |  | 1115.529 | 0.73935 | 1223.7164 | 0.66413 | 1444.53 | 0.019867 |  |  | 1140.1178 | 0 | 1140.1111 | 0.02883
| 906.4269 | 0.0054159 | 755.5009 | 0.35719 | 755.5009 | 0.030915 | 755.7313 | 0.04718 | 905.9066 | 0 | 755.5009 | 0.0013949 | 909.9577 | 0.2678 | 906.4269 | 0.53916 | 755.5009 | 0 | 1000.2343 | 0.42915 |  |  | 1115.91 | 0.72648 | 1223.7898 | 0.6621 | 1444.7856 | 0.019477 |  |  | 1140.1815 | 0 | 1140.1747 | 0.02878
| 906.5947 | 0.0046233 | 755.737 | 0.36366 | 755.737 | 0.035222 | 755.9673 | 0.048376 | 906.0749 | 0 | 755.737 | 0.0030872 | 910.1277 | 0.26449 | 906.5947 | 0.54033 | 755.737 | 0 | 1000.3339 | 0.42877 |  |  | 1116.292 | 0.71163 | 1223.8632 | 0.66007 | 1445.0414 | 0.019143 |  |  | 1140.2452 | 0 | 1140.2384 | 0.02878
| 906.7625 | 0.0031651 | 755.9731 | 0.36931 | 755.9731 | 0.035133 | 756.2032 | 0.049427 | 906.2432 | 3.0002e-05 | 755.9731 | 0.001584 | 910.2976 | 0.26127 | 906.7625 | 0.54148 | 755.9731 | 0 | 1000.4335 | 0.42917 |  |  | 1116.673 | 0.70042 | 1223.9365 | 0.65804 | 1445.2971 | 0.018894 |  |  | 1140.3088 | 0 | 1140.3021 | 0.02884
| 906.9304 | 0.0042541 | 756.2093 | 0.373 | 756.2093 | 0.035496 | 756.4391 | 0.05097 | 906.4115 | 6.6672e-06 | 756.2093 | 0.0028987 | 910.4676 | 0.25803 | 906.9304 | 0.54114 | 756.2092 | 0 | 1000.5331 | 0.42947 |  |  | 1117.055 | 0.68698 | 1224.0099 | 0.65601 | 1445.553 | 0.018765 |  |  | 1140.3726 | 0 | 1140.3658 | 0.02897
| 907.0982 | 0.0044312 | 756.4454 | 0.37806 | 756.4454 | 0.037788 | 756.675 | 0.051644 | 906.5799 | 1.0001e-05 | 756.4454 | 0.0010213 | 910.6375 | 0.25397 | 907.0982 | 0.54266 | 756.4454 | 0.00040028 | 1000.6328 | 0.42928 |  |  | 1117.438 | 0.67447 | 1224.0832 | 0.65398 | 1445.809 | 0.01878 |  |  | 1140.4363 | 0 | 1140.4296 | 0.02918
| 907.266 | 0.0057835 | 756.6816 | 0.38369 | 756.6816 | 0.038323 | 756.911 | 0.052753 | 906.7482 | 0 | 756.6816 | 0.00308 | 910.8075 | 0.25051 | 907.266 | 0.54426 | 756.6816 | 0 | 1000.7324 | 0.42914 |  |  | 1117.82 | 0.66145 | 1224.1566 | 0.65196 | 1446.0651 | 0.018944 |  |  | 1140.5 | 0 | 1140.4933 | 0.02948
| 907.4338 | 0.0050466 | 756.9177 | 0.3887 | 756.9177 | 0.038863 | 757.147 | 0.054563 | 906.9165 | 3.0002e-05 | 756.9177 | 0.001955 | 910.9774 | 0.24638 | 907.4338 | 0.54703 | 756.9177 | 0 | 1000.832 | 0.43006 |  |  | 1118.203 | 0.64815 | 1224.23 | 0.64993 | 1446.3212 | 0.019235 |  |  | 1140.5637 | 0 | 1140.557 | 0.02988
| 907.6017 | 0.0057132 | 757.1539 | 0.3937 | 757.1539 | 0.039494 | 757.3829 | 0.056573 | 907.0849 | 0 | 757.1539 | 0.0030249 | 911.1474 | 0.24214 | 907.6017 | 0.54901 | 757.1539 | 0 | 1000.9317 | 0.43101 |  |  | 1118.586 | 0.63495 | 1224.3035 | 0.6479 | 1446.5774 | 0.019608 |  |  | 1140.6274 | 0 | 1140.6207 | 0.03036
| 907.7695 | 0.0024969 | 757.3901 | 0.39737 | 757.3901 | 0.041212 | 757.619 | 0.055048 | 907.2532 | 3.0002e-05 | 757.3901 | 0.0016796 | 911.3173 | 0.23822 | 907.7695 | 0.55281 | 757.3901 | 0 | 1001.0314 | 0.43098 |  |  | 1118.969 | 0.62007 | 1224.3768 | 0.64587 | 1446.8337 | 0.020001 |  |  | 1140.6912 | 0 | 1140.6844 | 0.03091
| 907.9373 | 0.0049221 | 757.6263 | 0.40541 | 757.6263 | 0.042707 | 757.8549 | 0.05789 | 907.4216 | 0 | 757.6263 | 0.0033593 | 911.4873 | 0.23429 | 907.9373 | 0.55765 | 757.6263 | 0 | 1001.1312 | 0.43175 |  |  | 1119.353 | 0.61038 | 1224.4503 | 0.64384 | 1447.0902 | 0.020351 |  |  | 1140.755 | 0 | 1140.7482 | 0.03147
| 908.1052 | 0.0040619 | 757.8624 | 0.41027 | 757.8624 | 0.042948 | 758.0909 | 0.059616 | 907.5899 | 3.0002e-05 | 757.8624 | 0.0026445 | 911.6573 | 0.2304 | 908.1052 | 0.56348 | 757.8624 | 0 | 1001.2309 | 0.43181 |  |  | 1119.736 | 0.59076 | 1224.5237 | 0.64181 | 1447.3467 | 0.020604 |  |  | 1140.8187 | 0 | 1140.8119 | 0.03201
| 908.273 | 0.0057659 | 758.0987 | 0.41534 | 758.0987 | 0.043918 | 758.327 | 0.061763 | 907.7583 | 0 | 758.0987 | 0.0033468 | 911.8272 | 0.22664 | 908.273 | 0.56748 | 758.0987 | 0 | 1001.3307 | 0.43049 |  |  | 1120.12 | 0.57211 | 1224.5972 | 0.63979 | 1447.6033 | 0.020725 |  |  | 1140.8825 | 0 | 1140.8757 | 0.03247
| 908.4409 | 0.0053456 | 758.3349 | 0.42251 | 758.3349 | 0.045989 | 758.563 | 0.060985 | 907.9266 | 1.0001e-05 | 758.3349 | 0.0021634 | 911.9972 | 0.22278 | 908.4409 | 0.57175 | 758.3349 | 0 | 1001.4305 | 0.42925 |  |  | 1120.505 | 0.57364 | 1224.6707 | 0.63776 | 1447.86 | 0.020706 |  |  | 1140.9463 | 0 | 1140.9395 | 0.03281
| 908.6087 | 0.0054495 | 758.5711 | 0.4295 | 758.5711 | 0.046041 | 758.799 | 0.063619 | 908.095 | 0 | 758.5711 | 0.0031373 | 912.1672 | 0.2184 | 908.6087 | 0.57653 | 758.5711 | 0.001 | 1001.5302 | 0.42836 |  |  | 1120.889 | 0.56239 | 1224.744 | 0.63573 | 1448.1168 | 0.020573 |  |  | 1141.01 | 0 | 1141.0033 | 0.03301
| 908.7765 | 0.0048356 | 758.8073 | 0.43697 | 758.8073 | 0.048448 | 759.035 | 0.065471 | 908.2633 | 3.0002e-05 | 758.8073 | 0.003407 | 912.3372 | 0.21504 | 908.7765 | 0.58141 | 758.8073 | 0 | 1001.63 | 0.42918 |  |  | 1121.274 | 0.55129 | 1224.8175 | 0.63371 | 1448.3737 | 0.020373 |  |  | 1141.0738 | 0 | 1141.067 | 0.03307
| 908.9444 | 0.004219 | 759.0436 | 0.44224 | 759.0436 | 0.047186 | 759.2711 | 0.064549 | 908.4317 | 0 | 759.0436 | 0.0027208 | 912.5072 | 0.21106 | 908.9444 | 0.58551 | 759.0436 | 0 | 1001.7299 | 0.43002 |  |  | 1121.659 | 0.53261 | 1224.891 | 0.63169 | 1448.6306 | 0.020175 |  |  | 1141.1376 | 0 | 1141.1309 | 0.03299
| 909.1122 | 0.0050642 | 759.2798 | 0.44618 | 759.2798 | 0.050647 | 759.5071 | 0.066509 | 908.6001 | 3.0002e-05 | 759.2798 | 0.0040032 | 912.6772 | 0.20763 | 909.1122 | 0.58872 | 759.2798 | 0 | 1001.8297 | 0.42949 |  |  | 1122.044 | 0.52787 | 1224.9645 | 0.62967 | 1448.8877 | 0.020037 |  |  | 1141.2014 | 0 | 1141.1946 | 0.03281
| 909.2801 | 0.0050276 | 759.5161 | 0.45121 | 759.5161 | 0.051517 | 759.7432 | 0.068322 | 908.7684 | 0 | 759.5161 | 0.0023904 | 912.8472 | 0.20425 | 909.2801 | 0.59288 | 759.5161 | 0 | 1001.9296 | 0.42976 |  |  | 1122.43 | 0.51639 | 1225.038 | 0.62765 | 1449.1449 | 0.019996 |  |  | 1141.2651 | 0 | 1141.2584 | 0.03256
| 909.4479 | 0.0054159 | 759.7523 | 0.45696 | 759.7523 | 0.05337 | 759.9792 | 0.07058 | 908.9368 | 5.0004e-05 | 759.7523 | 0.0035079 | 913.0172 | 0.20154 | 909.4479 | 0.59416 | 759.7523 | 0.001 | 1002.0295 | 0.43034 |  |  | 1122.816 | 0.50634 | 1225.1115 | 0.62563 | 1449.4021 | 0.020046 |  |  | 1141.329 | 0 | 1141.3223 | 0.03228
| 909.6158 | 0.0042014 | 759.9886 | 0.46397 | 759.9886 | 0.05346 | 760.2153 | 0.070606 | 909.1052 | 0 | 759.9886 | 0.0025363 | 913.1872 | 0.19811 | 909.6158 | 0.59503 | 759.9886 | 0 | 1002.1295 | 0.43046 |  |  | 1123.202 | 0.49592 | 1225.1851 | 0.62362 | 1449.6594 | 0.020146 |  |  | 1141.3928 | 0 | 1141.386 | 0.03197
| 909.7837 | 0.0052401 | 760.2249 | 0.47025 | 760.2249 | 0.056406 | 760.4515 | 0.072697 | 909.2736 | 3.0002e-05 | 760.2249 | 0.003698 | 913.3572 | 0.19509 | 909.7837 | 0.59378 | 760.2249 | 0 | 1002.2294 | 0.43118 |  |  | 1123.589 | 0.48268 | 1225.2585 | 0.6216 | 1449.9169 | 0.020232 |  |  | 1141.4567 | 0 | 1141.4498 | 0.03169
| 909.9515 | 0.0059769 | 760.4612 | 0.47811 | 760.4612 | 0.055055 | 760.6876 | 0.07432 | 909.4419 | 0 | 760.4612 | 0.0027059 | 913.5272 | 0.19175 | 909.9515 | 0.59498 | 760.4612 | 0 | 1002.3293 | 0.43197 |  |  | 1123.975 | 0.47588 | 1225.332 | 0.61958 | 1450.1743 | 0.020242 |  |  | 1141.5205 | 0 | 1141.5137 | 0.03143
| 910.1194 | 0.0043433 | 760.6975 | 0.48495 | 760.6975 | 0.056073 | 760.9236 | 0.076222 | 909.6103 | 6.9993e-05 | 760.6975 | 0.004415 | 913.6972 | 0.18925 | 910.1194 | 0.59619 | 760.6975 | 0 | 1002.4293 | 0.43217 |  |  | 1124.362 | 0.46595 | 1225.4056 | 0.61757 | 1450.432 | 0.020143 |  |  | 1141.5844 | 0 | 1141.5775 | 0.03121
| 910.2872 | 0.0039025 | 760.9338 | 0.4913 | 760.9338 | 0.056531 | 761.1598 | 0.07679 | 909.7787 | 0 | 760.9338 | 0.0029481 | 913.8672 | 0.18586 | 910.2872 | 0.6001 | 760.9338 | 0 | 1002.5294 | 0.43296 |  |  | 1124.749 | 0.45587 | 1225.4791 | 0.61556 | 1450.6897 | 0.019932 |  |  | 1141.6482 | 0 | 1141.6414 | 0.03104
| 910.4551 | 0.0056621 | 761.1701 | 0.49586 | 761.1701 | 0.062947 | 761.3959 | 0.077258 | 909.9471 | 5.0004e-05 | 761.1701 | 0.0039263 | 914.0372 | 0.18277 | 910.4551 | 0.60427 | 761.1701 | 0.00080096 | 1002.6293 | 0.43439 |  |  | 1125.137 | 0.4251 | 1225.5527 | 0.61354 | 1450.9475 | 0.019637 |  |  | 1141.712 | 0 | 1141.7052 | 0.03094
| 910.623 | 0.0050628 | 761.4064 | 0.50184 | 761.4064 | 0.060179 | 761.6321 | 0.07952 | 910.1155 | 0 | 761.4064 | 0.0032714 | 914.2072 | 0.17966 | 910.623 | 0.60956 | 761.4064 | 0.00020024 | 1002.7294 | 0.43524 |  |  | 1125.524 | 0.43444 | 1225.6263 | 0.61154 | 1451.2053 | 0.019298 |  |  | 1141.7759 | 0 | 1141.769 | 0.03092
| 910.7909 | 0.0026728 | 761.6428 | 0.50699 | 761.6428 | 0.062516 | 761.8682 | 0.080214 | 910.2839 | 6.9993e-05 | 761.6428 | 0.0037964 | 914.3772 | 0.17714 | 910.7909 | 0.61262 | 761.6428 | 0 | 1002.8295 | 0.43521 |  |  | 1125.912 | 0.42589 | 1225.6998 | 0.60953 | 1451.4633 | 0.018944 |  |  | 1141.8397 | 0 | 1141.833 | 0.03097
| 910.9587 | 0.0044299 | 761.8791 | 0.5121 | 761.8791 | 0.062268 | 762.1044 | 0.080692 | 910.4523 | 0 | 761.8791 | 0.0030986 | 914.5473 | 0.17392 | 910.9587 | 0.61501 | 761.8791 | 0 | 1002.9296 | 0.43458 |  |  | 1126.301 | 0.41774 | 1225.7734 | 0.60752 | 1451.7214 | 0.018592 |  |  | 1141.9037 | 0 | 1141.8969 | 0.03109
| 911.1266 | 0.0057852 | 762.1155 | 0.51809 | 762.1155 | 0.064495 | 762.3405 | 0.082646 | 910.6207 | 3.0002e-05 | 762.1155 | 0.004134 | 914.7173 | 0.17136 | 911.1266 | 0.6162 | 762.1155 | 0 | 1003.0297 | 0.43403 |  |  | 1126.689 | 0.40837 | 1225.8471 | 0.60552 | 1451.9795 | 0.018249 |  |  | 1141.9675 | 0 | 1141.9607 | 0.03126
| 911.2945 | 0.0033927 | 762.3518 | 0.5278 | 762.3518 | 0.06507 | 762.5767 | 0.082993 | 910.7891 | 0 | 762.3518 | 0.0032862 | 914.8873 | 0.16866 | 911.2945 | 0.61936 | 762.3518 | 0 | 1003.1298 | 0.43449 |  |  | 1127.078 | 0.39896 | 1225.9207 | 0.60351 | 1452.2378 | 0.017921 |  |  | 1142.0314 | 0 | 1142.0247 | 0.03147
| 911.4624 | 0.0037806 | 762.5882 | 0.53669 | 762.5882 | 0.067241 | 762.8129 | 0.085253 | 910.9575 | 5.0004e-05 | 762.5882 | 0.0044108 | 915.0574 | 0.16655 | 911.4624 | 0.62288 | 762.5882 | 0 | 1003.2299 | 0.43517 |  |  | 1127.467 | 0.39028 | 1225.9943 | 0.60152 | 1452.4961 | 0.017631 |  |  | 1142.0953 | 0 | 1142.0885 | 0.03169
| 911.6302 | 0.0031818 | 762.8246 | 0.54421 | 762.8246 | 0.066049 | 763.0491 | 0.086976 | 911.1259 | 0 | 762.8246 | 0.003583 | 915.2274 | 0.16401 | 911.6302 | 0.62718 | 762.8246 | 0 | 1003.3301 | 0.43465 |  |  | 1127.857 | 0.38195 | 1226.0679 | 0.59952 | 1452.7545 | 0.017416 |  |  | 1142.1592 | 0 | 1142.1525 | 0.03189
| 911.7981 | 0.0045894 | 763.061 | 0.55095 | 763.061 | 0.067919 | 763.2853 | 0.08836 | 911.2943 | 6.9993e-05 | 763.061 | 0.0047775 | 915.3975 | 0.1616 | 911.7981 | 0.63011 | 763.061 | 0 | 1003.4303 | 0.43339 |  |  | 1128.246 | 0.36775 | 1226.1415 | 0.59753 | 1453.0131 | 0.017322 |  |  | 1142.2231 | 0 | 1142.2163 | 0.03208
| 911.966 | 0.0043069 | 763.2974 | 0.5578 | 763.2974 | 0.069486 | 763.5215 | 0.090414 | 911.4628 | 0 | 763.2974 | 0.0030941 | 915.5675 | 0.15883 | 911.966 | 0.63345 | 763.2974 | 0 | 1003.5305 | 0.43333 |  |  | 1128.636 | 0.36481 | 1226.2151 | 0.59553 | 1453.2717 | 0.017389 |  |  | 1142.287 | 0 | 1142.2803 | 0.03228
| 912.1339 | 0.0067171 | 763.5338 | 0.56536 | 763.5338 | 0.074728 | 763.7577 | 0.090843 | 911.6312 | 6.9993e-05 | 763.5338 | 0.0050352 | 915.7376 | 0.1566 | 912.1339 | 0.63536 | 763.5338 | 0 | 1003.6307 | 0.4343 |  |  | 1129.026 | 0.35561 | 1226.2888 | 0.59354 | 1453.5304 | 0.017633 |  |  | 1142.351 | 0 | 1142.3441 | 0.03248
| 912.3018 | 0.0048694 | 763.7702 | 0.57186 | 763.7702 | 0.074768 | 763.994 | 0.092199 | 911.7996 | 0 | 763.7702 | 0.0040132 | 915.9076 | 0.15338 | 912.3018 | 0.63838 | 763.7702 | 0 | 1003.731 | 0.43429 |  |  | 1129.417 | 0.34713 | 1226.3624 | 0.59154 | 1453.7892 | 0.018032 |  |  | 1142.4149 | 0 | 1142.4081 | 0.03273
| 912.4697 | 0.0065589 | 764.0066 | 0.57851 | 764.0066 | 0.07654 | 764.2302 | 0.093606 | 911.968 | 6.9993e-05 | 764.0066 | 0.0049669 | 916.0777 | 0.15014 | 912.4697 | 0.6404 | 764.0066 | 0 | 1003.8312 | 0.434 |  |  | 1129.807 | 0.34062 | 1226.4362 | 0.58956 | 1454.0481 | 0.018532 |  |  | 1142.4789 | 0 | 1142.4721 | 0.03301
| 912.6376 | 0.0047991 | 764.243 | 0.58618 | 764.243 | 0.076473 | 764.4664 | 0.095571 | 912.1365 | 0 | 764.243 | 0.0041291 | 916.2477 | 0.14702 | 912.6376 | 0.64427 | 764.243 | 0 | 1003.9315 | 0.43379 |  |  | 1130.198 | 0.33265 | 1226.5098 | 0.58757 | 1454.3071 | 0.019055 |  |  | 1142.5427 | 0 | 1142.536 | 0.03333
| 912.8054 | 0.0059434 | 764.4795 | 0.59378 | 764.4795 | 0.07999 | 764.7027 | 0.09643 | 912.3049 | 6.9993e-05 | 764.4795 | 0.0047062 | 916.4178 | 0.14472 | 912.8054 | 0.64665 | 764.4795 | 0 | 1004.0318 | 0.43353 |  |  | 1130.589 | 0.32484 | 1226.5835 | 0.58559 | 1454.5662 | 0.019519 |  |  | 1142.6067 | 0 | 1142.6 | 0.03363
| 912.9733 | 0.0046936 | 764.7159 | 0.59914 | 764.7159 | 0.078595 | 764.939 | 0.098926 | 912.4733 | 0 | 764.7159 | 0.0042302 | 916.5879 | 0.14141 | 912.9733 | 0.64982 | 764.7159 | 0 | 1004.1321 | 0.43391 |  |  | 1130.981 | 0.31693 | 1226.6571 | 0.5836 | 1454.8253 | 0.019856 |  |  | 1142.6707 | 0 | 1142.6639 | 0.03387
| 913.1412 | 0.0051345 | 764.9524 | 0.60862 | 764.9524 | 0.081461 | 765.1752 | 0.099124 | 912.6418 | 5.0004e-05 | 764.9524 | 0.005368 | 916.7579 | 0.13889 | 913.1412 | 0.65172 | 764.9524 | 0 | 1004.2325 | 0.43455 |  |  | 1131.373 | 0.30987 | 1226.7308 | 0.58163 | 1455.0846 | 0.020028 |  |  | 1142.7346 | 0 | 1142.7279 | 0.03399
| 913.3091 | 0.0059593 | 765.1888 | 0.61843 | 765.1888 | 0.082749 | 765.4115 | 0.10116 | 912.8102 | 0 | 765.1888 | 0.0042549 | 916.928 | 0.13606 | 913.3091 | 0.6552 | 765.1889 | 0 | 1004.3328 | 0.43497 |  |  | 1131.765 | 0.30211 | 1226.8046 | 0.57965 | 1455.344 | 0.020033 |  |  | 1142.7986 | 0 | 1142.7919 | 0.03395
| 913.477 | 0.0042378 | 765.4253 | 0.62475 | 765.4253 | 0.083754 | 765.6478 | 0.10315 | 912.9787 | 6.9993e-05 | 765.4253 | 0.0056807 | 917.0981 | 0.13349 | 913.477 | 0.65801 | 765.4253 | 0 | 1004.4332 | 0.43478 |  |  | 1132.157 | 0.29443 | 1226.8783 | 0.57767 | 1455.6034 | 0.0199 |  |  | 1142.8627 | 0 | 1142.8558 | 0.03373
| 913.6449 | 0.0042717 | 765.6618 | 0.6316 | 765.6618 | 0.08624 | 765.8842 | 0.10371 | 913.1471 | 0 | 765.6618 | 0.0040591 | 917.2682 | 0.1304 | 913.6449 | 0.66149 | 765.6618 | 0 | 1004.5336 | 0.43468 |  |  | 1132.55 | 0.28783 | 1226.952 | 0.5757 | 1455.8629 | 0.019676 |  |  | 1142.9266 | 0 | 1142.9198 | 0.03333
| 913.8129 | 0.003974 | 765.8983 | 0.64091 | 765.8983 | 0.086747 | 766.1204 | 0.10664 | 913.3156 | 6.9993e-05 | 765.8983 | 0.0054282 | 917.4383 | 0.12749 | 913.8129 | 0.66346 | 765.8983 | 0 | 1004.634 | 0.4356 |  |  | 1132.943 | 0.28062 | 1227.0258 | 0.57374 | 1456.1226 | 0.019412 |  |  | 1142.9906 | 0 | 1142.9838 | 0.03279
| 913.9808 | 0.003217 | 766.1348 | 0.64811 | 766.1348 | 0.090669 | 766.3568 | 0.10601 | 913.484 | 0 | 766.1348 | 0.0043824 | 917.6083 | 0.12459 | 913.9808 | 0.6661 | 766.1348 | 0 | 1004.7344 | 0.43654 |  |  | 1133.336 | 0.27252 | 1227.0995 | 0.57177 | 1456.3823 | 0.01915 |  |  | 1143.0546 | 0 | 1143.0478 | 0.03217
| 914.1487 | 0.0041498 | 766.3713 | 0.65552 | 766.3713 | 0.09123 | 766.5931 | 0.1105 | 913.6525 | 5.0004e-05 | 766.3713 | 0.005523 | 917.7784 | 0.12263 | 914.1487 | 0.6681 | 766.3713 | 0 | 1004.8349 | 0.43583 |  |  | 1133.729 | 0.26648 | 1227.1732 | 0.5698 | 1456.6421 | 0.018913 |  |  | 1143.1186 | 0 | 1143.1118 | 0.03154
| 914.3166 | 0.0045178 | 766.6078 | 0.66499 | 766.6078 | 0.091356 | 766.8294 | 0.1113 | 913.8209 | 0 | 766.6078 | 0.004596 | 917.9485 | 0.12002 | 914.3166 | 0.67155 | 766.6078 | 0 | 1004.9354 | 0.43513 |  |  | 1134.123 | 0.26009 | 1227.2469 | 0.56784 | 1456.902 | 0.018709 |  |  | 1143.1826 | 0 | 1143.1759 | 0.03097
| 914.4845 | 0.0044136 | 766.8443 | 0.66894 | 766.8443 | 0.094328 | 767.0658 | 0.11221 | 913.9894 | 5.0004e-05 | 766.8443 | 0.0056652 | 918.1186 | 0.11775 | 914.4845 | 0.67345 | 766.8443 | 0 | 1005.0359 | 0.43627 |  |  | 1134.517 | 0.25069 | 1227.3208 | 0.56588 | 1457.162 | 0.018534 |  |  | 1143.2467 | 0 | 1143.2399 | 0.03048
| 914.6524 | 0.004553 | 767.0809 | 0.67853 | 767.0809 | 0.095036 | 767.3021 | 0.11252 | 914.1579 | 0 | 767.0809 | 0.0044575 | 918.2887 | 0.11547 | 914.6524 | 0.67649 | 767.0809 | 0 | 1005.1364 | 0.43702 |  |  | 1134.911 | 0.24626 | 1227.3945 | 0.56392 | 1457.4221 | 0.018383 |  |  | 1143.3107 | 0 | 1143.304 | 0.03011
| 914.8203 | 0.0034992 | 767.3174 | 0.68641 | 767.3174 | 0.1001 | 767.5385 | 0.11493 | 914.3263 | 5.0004e-05 | 767.3174 | 0.0056164 | 918.4588 | 0.11326 | 914.8203 | 0.67781 | 767.3174 | 0.00040048 | 1005.2369 | 0.43625 |  |  | 1135.306 | 0.24098 | 1227.4684 | 0.56196 | 1457.6824 | 0.018253 |  |  | 1143.3748 | 0 | 1143.3679 | 0.02986
| 914.9882 | 0.0043596 | 767.554 | 0.69409 | 767.554 | 0.098535 | 767.7749 | 0.11747 | 914.4948 | 0 | 767.554 | 0.005 | 918.6289 | 0.11046 | 914.9882 | 0.68096 | 767.554 | 0 | 1005.3375 | 0.4359 |  |  | 1135.7 | 0.23406 | 1227.5421 | 0.56001 | 1457.9426 | 0.018148 |  |  | 1143.4388 | 0 | 1143.432 | 0.0297
| 915.1562 | 0.0052928 | 767.7905 | 0.70219 | 767.7905 | 0.1027 | 768.0113 | 0.11829 | 914.6633 | 5.0004e-05 | 767.7905 | 0.0056562 | 918.7991 | 0.10826 | 915.1562 | 0.68269 | 767.7905 | 0 | 1005.4381 | 0.43683 |  |  | 1136.095 | 0.22874 | 1227.616 | 0.55806 | 1458.203 | 0.018074 |  |  | 1143.5028 | 0 | 1143.4961 | 0.02962
| 915.3241 | 0.0043244 | 768.0271 | 0.70907 | 768.0271 | 0.1034 | 768.2477 | 0.119 | 914.8317 | 0 | 768.0271 | 0.0055531 | 918.9692 | 0.10564 | 915.3241 | 0.68623 | 768.0271 | 0 | 1005.5387 | 0.4376 |  |  | 1136.491 | 0.22229 | 1227.6897 | 0.55612 | 1458.4635 | 0.018036 |  |  | 1143.5669 | 0 | 1143.5601 | 0.02958
| 915.492 | 0.0095657 | 768.2637 | 0.71688 | 768.2637 | 0.10801 | 768.4841 | 0.12079 | 915.0002 | 1.0001e-05 | 768.2637 | 0.0067789 | 919.1393 | 0.10357 | 915.492 | 0.68842 | 768.2637 | 0 | 1005.6393 | 0.43681 |  |  | 1136.886 | 0.21668 | 1227.7635 | 0.55417 | 1458.724 | 0.018031 |  |  | 1143.631 | 0 | 1143.6242 | 0.02955
| 915.6599 | 0.0039201 | 768.5003 | 0.72214 | 768.5003 | 0.10484 | 768.7205 | 0.12358 | 915.1687 | 0 | 768.5003 | 0.0055203 | 919.3094 | 0.10082 | 915.6599 | 0.69205 | 768.5003 | 0 | 1005.74 | 0.4354 |  |  | 1137.282 | 0.21101 | 1227.8374 | 0.55223 | 1458.9846 | 0.01805 |  |  | 1143.6951 | 0 | 1143.6882 | 0.02953
| 915.8279 | 0.0047125 | 768.7369 | 0.73123 | 768.7369 | 0.11046 | 768.9569 | 0.12432 | 915.3372 | 6.9993e-05 | 768.7369 | 0.0073507 | 919.4795 | 0.098641 | 915.8279 | 0.69412 | 768.7369 | 0 | 1005.8406 | 0.43581 |  |  | 1137.678 | 0.20549 | 1227.9113 | 0.55029 | 1459.2454 | 0.018084 |  |  | 1143.7592 | 0 | 1143.7523 | 0.02951
| 915.9958 | 0.0044475 | 768.9735 | 0.73549 | 768.9735 | 0.10758 | 769.1934 | 0.12624 | 915.5057 | 0 | 768.9735 | 0.0055886 | 919.6497 | 0.095959 | 915.9958 | 0.69658 | 768.9735 | 0 | 1005.9413 | 0.43706 |  |  | 1138.075 | 0.19962 | 1227.9851 | 0.54835 | 1459.5062 | 0.018124 |  |  | 1143.8232 | 0 | 1143.8164 | 0.02951
| 916.1637 | 0.0057676 | 769.2101 | 0.74278 | 769.2101 | 0.11298 | 769.4298 | 0.12693 | 915.6742 | 5.0004e-05 | 769.2101 | 0.007057 | 919.8198 | 0.093711 | 916.1637 | 0.6982 | 769.2101 | 0 | 1006.0421 | 0.43722 |  |  | 1138.472 | 0.19457 | 1228.059 | 0.54642 | 1459.7672 | 0.018165 |  |  | 1143.8873 | 0 | 1143.8805 | 0.02953
| 916.3317 | 0.0043772 | 769.4467 | 0.75076 | 769.4467 | 0.11278 | 769.6663 | 0.12963 | 915.8427 | 0 | 769.4467 | 0.0062671 | 919.9899 | 0.091038 | 916.3317 | 0.70146 | 769.4467 | 0 | 1006.1428 | 0.43707 |  |  | 1138.869 | 0.18968 | 1228.1328 | 0.54449 | 1460.0282 | 0.018207 |  |  | 1143.9514 | 0 | 1143.9446 | 0.02961
| 916.4996 | 0.0050115 | 769.6833 | 0.75814 | 769.6833 | 0.11661 | 769.9027 | 0.13047 | 916.0112 | 1.0001e-05 | 769.6833 | 0.0072069 | 920.1601 | 0.088692 | 916.4996 | 0.70388 | 769.6833 | 0 | 1006.2435 | 0.4372 |  |  | 1139.266 | 0.18426 | 1228.2067 | 0.54256 | 1460.2893 | 0.018253 |  |  | 1144.0155 | 0 | 1144.0088 | 0.02975
| 916.6675 | 0.0044475 | 769.9199 | 0.76482 | 769.9199 | 0.11702 | 770.1392 | 0.13027 | 916.1797 | 0 | 769.9199 | 0.0060395 | 920.3302 | 0.085896 | 916.6675 | 0.70686 | 769.9199 | 0 | 1006.3443 | 0.43806 |  |  | 1139.663 | 0.17835 | 1228.2806 | 0.54063 | 1460.5505 | 0.018307 |  |  | 1144.0797 | 0 | 1144.0729 | 0.02998
| 916.8355 | 0.0052225 | 770.1566 | 0.77328 | 770.1566 | 0.12055 | 770.3757 | 0.1341 | 916.3482 | 5.0004e-05 | 770.1566 | 0.0077306 | 920.5003 | 0.083994 | 916.8355 | 0.7079 | 770.1566 | 0 | 1006.4451 | 0.43889 |  |  | 1140.061 | 0.17463 | 1228.3545 | 0.53871 | 1460.8119 | 0.018381 |  |  | 1144.1438 | 0 | 1144.137 | 0.03027
| 917.0034 | 0.004219 | 770.3932 | 0.78127 | 770.3932 | 0.12103 | 770.6121 | 0.13667 | 916.5167 | 0 | 770.3932 | 0.0061512 | 920.6705 | 0.081816 | 917.0034 | 0.7103 | 770.3932 | 0 | 1006.5459 | 0.43853 |  |  | 1140.459 | 0.16983 | 1228.4283 | 0.5368 | 1461.0732 | 0.018495 |  |  | 1144.2079 | 0 | 1144.2012 | 0.0306
| 917.1714 | 0.005961 | 770.6299 | 0.78815 | 770.6299 | 0.12275 | 770.8486 | 0.13875 | 916.6852 | 6.9993e-05 | 770.6299 | 0.0075815 | 920.8406 | 0.079789 | 917.1714 | 0.71107 | 770.6299 | 0 | 1006.6467 | 0.43823 |  |  | 1140.858 | 0.16524 | 1228.5023 | 0.53488 | 1461.3347 | 0.018668 |  |  | 1144.2721 | 0 | 1144.2653 | 0.03096
| 917.3393 | 0.004342 | 770.8666 | 0.79694 | 770.8666 | 0.12655 | 771.0851 | 0.13913 | 916.8537 | 0 | 770.8666 | 0.0071757 | 921.0108 | 0.077968 | 917.3393 | 0.71339 | 770.8666 | 0 | 1006.7476 | 0.43879 |  |  | 1141.256 | 0.15924 | 1228.5762 | 0.53296 | 1461.5963 | 0.018916 |  |  | 1144.3362 | 0 | 1144.3295 | 0.03131
| 917.5073 | 0.0034465 | 771.1033 | 0.80493 | 771.1033 | 0.12814 | 771.3217 | 0.14144 | 917.0222 | 5.0004e-05 | 771.1033 | 0.0076199 | 921.181 | 0.076453 | 917.5073 | 0.7153 | 771.1033 | 0 | 1006.8484 | 0.43894 |  |  | 1141.655 | 0.15645 | 1228.6501 | 0.53105 | 1461.858 | 0.019231 |  |  | 1144.4004 | 0 | 1144.3936 | 0.03161
| 917.6752 | 0.0055901 | 771.3399 | 0.81317 | 771.3399 | 0.13342 | 771.5582 | 0.14191 | 917.1907 | 0 | 771.3399 | 0.0068811 | 921.3511 | 0.074277 | 917.6752 | 0.71975 | 771.34 | 0 | 1006.9493 | 0.43844 |  |  | 1142.054 | 0.15255 | 1228.7241 | 0.52914 | 1462.1198 | 0.019582 |  |  | 1144.4645 | 0 | 1144.4578 | 0.03185
| 917.8432 | 0.0046422 | 771.5766 | 0.81734 | 771.5766 | 0.13342 | 771.7947 | 0.14456 | 917.3593 | 6.9993e-05 | 771.5766 | 0.0085468 | 921.5213 | 0.07222 | 917.8432 | 0.72407 | 771.5766 | 0.00080116 | 1007.0502 | 0.43893 |  |  | 1142.454 | 0.14817 | 1228.7981 | 0.52724 | 1462.3817 | 0.019911 |  |  | 1144.5287 | 0 | 1144.5219 | 0.032
| 918.0111 | 0.0042014 | 771.8133 | 0.81941 | 771.8133 | 0.13075 | 772.0312 | 0.14484 | 917.5278 | 0 | 771.8133 | 0.0075007 | 921.6914 | 0.070118 | 918.0111 | 0.72905 | 771.8134 | 0 | 1007.1512 | 0.44013 |  |  | 1142.854 | 0.1443 | 1228.8719 | 0.52533 | 1462.6437 | 0.020157 |  |  | 1144.5929 | 0 | 1144.5861 | 0.03206
| 918.1791 | 0.0068226 | 772.0501 | 0.82552 | 772.0501 | 0.13939 | 772.2678 | 0.14692 | 917.6963 | 5.0004e-05 | 772.0501 | 0.0085886 | 921.8616 | 0.068287 | 918.1791 | 0.7316 | 772.0501 | 0 | 1007.2521 | 0.4403 |  |  | 1143.254 | 0.14048 | 1228.9459 | 0.52343 | 1462.9056 | 0.020273 |  |  | 1144.6571 | 0 | 1144.6503 | 0.032
| 918.347 | 0.0045705 | 772.2868 | 0.83314 | 772.2868 | 0.13992 | 772.5043 | 0.14851 | 917.8648 | 0 | 772.2868 | 0.0073329 | 922.0318 | 0.066042 | 918.347 | 0.73358 | 772.2868 | 0 | 1007.3531 | 0.44005 |  |  | 1143.654 | 0.13695 | 1229.0199 | 0.52154 | 1463.1678 | 0.020251 |  |  | 1144.7212 | 0 | 1144.7145 | 0.03184
| 918.515 | 0.0040619 | 772.5235 | 0.84096 | 772.5235 | 0.14629 | 772.7409 | 0.14932 | 918.0334 | 6.9993e-05 | 772.5235 | 0.0086835 | 922.202 | 0.064231 | 918.515 | 0.7338 | 772.5235 | 0 | 1007.4541 | 0.44042 |  |  | 1144.055 | 0.1302 | 1229.0939 | 0.51964 | 1463.4301 | 0.020127 |  |  | 1144.7854 | 0 | 1144.7787 | 0.03158
| 918.683 | 0.0043596 | 772.7602 | 0.84697 | 772.7602 | 0.14577 | 772.9775 | 0.15234 | 918.2019 | 0 | 772.7602 | 0.0076439 | 922.3721 | 0.061998 | 918.683 | 0.73524 | 772.7603 | 0 | 1007.5551 | 0.44106 |  |  | 1144.456 | 0.12951 | 1229.168 | 0.51775 | 1463.6924 | 0.019967 |  |  | 1144.8496 | 0 | 1144.8429 | 0.03124
| 918.8509 | 0.0054511 | 772.997 | 0.85472 | 772.997 | 0.14691 | 773.2141 | 0.15469 | 918.3705 | 5.0004e-05 | 772.997 | 0.0096282 | 922.5423 | 0.060405 | 918.8509 | 0.73523 | 772.997 | 0 | 1007.6561 | 0.4412 |  |  | 1144.857 | 0.12653 | 1229.2419 | 0.51586 | 1463.9548 | 0.019844 |  |  | 1144.9138 | 0 | 1144.9071 | 0.03086
| 919.0189 | 0.0054671 | 773.2338 | 0.86251 | 773.2338 | 0.15346 | 773.4507 | 0.15615 | 918.539 | 0 | 773.2338 | 0.0075523 | 922.7125 | 0.05834 | 919.0189 | 0.73673 | 773.2337 | 0 | 1007.7571 | 0.44027 |  |  | 1145.258 | 0.12347 | 1229.3159 | 0.51397 | 1464.2174 | 0.019814 |  |  | 1144.978 | 0 | 1144.9713 | 0.03048
| 919.1869 | 0.0049587 | 773.4705 | 0.86626 | 773.4705 | 0.15226 | 773.6873 | 0.15999 | 918.7075 | 6.9993e-05 | 773.4705 | 0.009003 | 922.8827 | 0.056606 | 919.1869 | 0.73613 | 773.4705 | 0 | 1007.8582 | 0.43951 |  |  | 1145.66 | 0.11882 | 1229.3899 | 0.5121 | 1464.48 | 0.019894 |  |  | 1145.0424 | 0 | 1145.0355 | 0.03015
| 919.3548 | 0.0043772 | 773.7073 | 0.8735 | 773.7073 | 0.155 | 773.9239 | 0.16111 | 918.8761 | 0 | 773.7073 | 0.0084832 | 923.0529 | 0.05458 | 919.3548 | 0.73665 | 773.7073 | 0 | 1007.9592 | 0.44009 |  |  | 1146.062 | 0.11694 | 1229.464 | 0.51021 | 1464.7427 | 0.020064 |  |  | 1145.1066 | 0 | 1145.0997 | 0.0299
| 919.5228 | 0.0059962 | 773.9441 | 0.87905 | 773.9441 | 0.1566 | 774.1605 | 0.16301 | 919.0446 | 6.9993e-05 | 773.9441 | 0.0096569 | 923.2231 | 0.053299 | 919.5228 | 0.7353 | 773.9441 | 0 | 1008.0604 | 0.44133 |  |  | 1146.464 | 0.11375 | 1229.538 | 0.50834 | 1465.0055 | 0.020272 |  |  | 1145.1708 | 0 | 1145.1639 | 0.02975
| 919.6908 | 0.0038674 | 774.1809 | 0.88648 | 774.1809 | 0.15617 | 774.3972 | 0.16425 | 919.2132 | 0 | 774.1809 | 0.009074 | 923.3933 | 0.051456 | 919.6908 | 0.7366 | 774.1809 | 0 | 1008.1615 | 0.4417 |  |  | 1146.867 | 0.11122 | 1229.6121 | 0.50646 | 1465.2684 | 0.020459 |  |  | 1145.235 | 0 | 1145.2283 | 0.02971
| 919.8587 | 0.0053807 | 774.4177 | 0.89057 | 774.4177 | 0.16324 | 774.6338 | 0.167 | 919.3817 | 5.0004e-05 | 774.4177 | 0.0098068 | 923.5635 | 0.050037 | 919.8587 | 0.73781 | 774.4176 | 0 | 1008.2626 | 0.44128 |  |  | 1147.27 | 0.10793 | 1229.6862 | 0.50459 | 1465.5314 | 0.020579 |  |  | 1145.2993 | 0 | 1145.2925 | 0.02975
| 920.0267 | 0.0059417 | 774.6545 | 0.89811 | 774.6545 | 0.16632 | 774.8704 | 0.1685 | 919.5503 | 0 | 774.6545 | 0.0092799 | 923.7337 | 0.048426 | 920.0267 | 0.74073 | 774.6545 | 0.001 | 1008.3638 | 0.44185 |  |  | 1147.673 | 0.1049 | 1229.7601 | 0.50272 | 1465.7946 | 0.020611 |  |  | 1145.3635 | 0 | 1145.3568 | 0.02987
| 920.1947 | 0.0048004 | 774.8913 | 0.90401 | 774.8913 | 0.16752 | 775.1071 | 0.16904 | 919.7189 | 5.0004e-05 | 774.8913 | 0.011179 | 923.9039 | 0.047316 | 920.1947 | 0.74125 | 774.8913 | 0 | 1008.465 | 0.44291 |  |  | 1148.076 | 0.1023 | 1229.8342 | 0.50086 | 1466.0577 | 0.020562 |  |  | 1145.4279 | 0 | 1145.421 | 0.03005
| 920.3627 | 0.0044475 | 775.1281 | 0.90934 | 775.1281 | 0.16936 | 775.3438 | 0.17062 | 919.8874 | 0 | 775.1281 | 0.0095774 | 924.0741 | 0.045698 | 920.3627 | 0.74171 | 775.1281 | 0 | 1008.5662 | 0.44286 |  |  | 1148.48 | 0.09964 | 1229.9083 | 0.499 | 1466.321 | 0.020461 |  |  | 1145.4921 | 0 | 1145.4853 | 0.03029
| 920.5307 | 0.0052576 | 775.3649 | 0.9157 | 775.3649 | 0.17206 | 775.5804 | 0.17372 | 920.056 | 5.0004e-05 | 775.3649 | 0.011583 | 924.2443 | 0.044487 | 920.5307 | 0.74121 | 775.3649 | 0 | 1008.6674 | 0.44207 |  |  | 1148.884 | 0.097345 | 1229.9824 | 0.49714 | 1466.5844 | 0.020343 |  |  | 1145.5564 | 0 | 1145.5496 | 0.03056
| 920.6987 | 0.0060823 | 775.6018 | 0.92373 | 775.6018 | 0.17379 | 775.8171 | 0.17495 | 920.2246 | 0 | 775.6018 | 0.010302 | 924.4146 | 0.042752 | 920.6987 | 0.74147 | 775.6018 | 0.00080076 | 1008.7687 | 0.44261 |  |  | 1149.288 | 0.094905 | 1230.0565 | 0.49528 | 1466.8479 | 0.020237 |  |  | 1145.6207 | 0 | 1145.6139 | 0.03087
| 920.8666 | 0.0040092 | 775.8386 | 0.92974 | 775.8386 | 0.17829 | 776.0538 | 0.17745 | 920.3931 | 8.9995e-05 | 775.8386 | 0.011335 | 924.5848 | 0.041676 | 920.8666 | 0.74079 | 775.8386 | 0 | 1008.87 | 0.44432 |  |  | 1149.693 | 0.092655 | 1230.1306 | 0.49343 | 1467.1115 | 0.020158 |  |  | 1145.6849 | 0 | 1145.6782 | 0.03119
| 921.0346 | 0.0048167 | 776.0755 | 0.93302 | 776.0755 | 0.18639 | 776.2905 | 0.18036 | 920.5617 | 0 | 776.0755 | 0.010191 | 924.755 | 0.040086 | 921.0346 | 0.74141 | 776.0755 | 0 | 1008.9713 | 0.44478 |  |  | 1150.098 | 0.090604 | 1230.2047 | 0.49159 | 1467.3751 | 0.020103 |  |  | 1145.7493 | 0 | 1145.7424 | 0.0315
| 921.2026 | 0.004607 | 776.3123 | 0.94189 | 776.3123 | 0.18448 | 776.5272 | 0.18326 | 920.7303 | 6.9993e-05 | 776.3123 | 0.011856 | 924.9252 | 0.038734 | 921.2026 | 0.74285 | 776.3123 | 0 | 1009.0726 | 0.4439 |  |  | 1150.503 | 0.088005 | 1230.2789 | 0.48973 | 1467.6388 | 0.020053 |  |  | 1145.8136 | 0 | 1145.8068 | 0.03178
| 921.3706 | 0.0046409 | 776.5492 | 0.9448 | 776.5492 | 0.1882 | 776.764 | 0.18424 | 920.8989 | 0 | 776.5492 | 0.010505 | 925.0955 | 0.03722 | 921.3706 | 0.74689 | 776.5492 | 0 | 1009.1739 | 0.44366 |  |  | 1150.908 | 0.086112 | 1230.353 | 0.48789 | 1467.9027 | 0.019983 |  |  | 1145.8779 | 0 | 1145.8711 | 0.03198
| 921.5386 | 0.0033586 | 776.7861 | 0.94783 | 776.7861 | 0.19081 | 777.0007 | 0.18669 | 921.0675 | 3.0002e-05 | 776.7861 | 0.012171 | 925.2657 | 0.035994 | 921.5386 | 0.75008 | 776.7861 | 0 | 1009.2753 | 0.44444 |  |  | 1151.314 | 0.083951 | 1230.4271 | 0.48605 | 1468.1666 | 0.019871 |  |  | 1145.9423 | 0 | 1145.9354 | 0.03208
| 921.7066 | 0.0039729 | 777.023 | 0.9558 | 777.023 | 0.19385 | 777.2374 | 0.18967 | 921.2361 | 0 | 777.023 | 0.011076 | 925.4359 | 0.034278 | 921.7066 | 0.75323 | 777.023 | 0.001 | 1009.3766 | 0.44447 |  |  | 1151.72 | 0.082413 | 1230.5013 | 0.48421 | 1468.4307 | 0.019704 |  |  | 1146.0066 | 0 | 1145.9998 | 0.03206
| 921.8746 | 0.0054511 | 777.2599 | 0.96093 | 777.2599 | 0.2011 | 777.4742 | 0.18984 | 921.4047 | 0.00011 | 777.2599 | 0.012966 | 925.6062 | 0.032983 | 921.8746 | 0.75431 | 777.2599 | 0 | 1009.478 | 0.44443 |  |  | 1152.126 | 0.080196 | 1230.5754 | 0.48238 | 1468.6948 | 0.01949 |  |  | 1146.0709 | 0 | 1146.0641 | 0.03192
| 922.0426 | 0.0054319 | 777.4968 | 0.96595 | 777.4968 | 0.19697 | 777.7109 | 0.19236 | 921.5732 | 0 | 777.4968 | 0.01099 | 925.7764 | 0.031597 | 922.0426 | 0.7565 | 777.4968 | 0 | 1009.5795 | 0.44504 |  |  | 1152.533 | 0.07782 | 1230.6497 | 0.48055 | 1468.959 | 0.019255 |  |  | 1146.1353 | 0 | 1146.1284 | 0.03166
| 922.2106 | 0.0066468 | 777.7337 | 0.96885 | 777.7337 | 0.20516 | 777.9477 | 0.19613 | 921.7418 | 3.0002e-05 | 777.7337 | 0.012978 | 925.9467 | 0.030215 | 922.2106 | 0.75842 | 777.7337 | 0.00040028 | 1009.6809 | 0.44536 |  |  | 1152.94 | 0.076692 | 1230.7239 | 0.47872 | 1469.2234 | 0.019038 |  |  | 1146.1996 | 0 | 1146.1929 | 0.03131
| 922.3786 | 0.0044827 | 777.9706 | 0.97701 | 777.9706 | 0.20475 | 778.1845 | 0.19728 | 921.9104 | 0 | 777.9706 | 0.011853 | 926.1169 | 0.029072 | 922.3786 | 0.7622 | 777.9706 | 0 | 1009.7823 | 0.44594 |  |  | 1153.347 | 0.074384 | 1230.798 | 0.4769 | 1469.4878 | 0.018878 |  |  | 1146.264 | 0 | 1146.2572 | 0.03089
| 922.5466 | 0.0053104 | 778.2076 | 0.97853 | 778.2076 | 0.21594 | 778.4213 | 0.20118 | 922.079 | 1.0001e-05 | 778.2076 | 0.013974 | 926.2872 | 0.027981 | 922.5466 | 0.76579 | 778.2076 | 0 | 1009.8839 | 0.44635 |  |  | 1153.754 | 0.07186 | 1230.8722 | 0.47507 | 1469.7523 | 0.018802 |  |  | 1146.3284 | 0 | 1146.3215 | 0.03043
| 922.7146 | 0.0046409 | 778.4445 | 0.97948 | 778.4445 | 0.21405 | 778.6581 | 0.2002 | 922.2477 | 0 | 778.4445 | 0.012334 | 926.4574 | 0.026858 | 922.7146 | 0.7707 | 778.4445 | 0 | 1009.9854 | 0.44612 |  |  | 1154.162 | 0.070455 | 1230.9464 | 0.47325 | 1470.0168 | 0.01881 |  |  | 1146.3927 | 0 | 1146.386 | 0.02998
| 922.8826 | 0.0058027 | 778.6815 | 0.98229 | 778.6815 | 0.21987 | 778.8948 | 0.20323 | 922.4163 | 8.9995e-05 | 778.6815 | 0.013875 | 926.6277 | 0.025985 | 922.8826 | 0.7742 | 778.6815 | 0 | 1010.0869 | 0.44565 |  |  | 1154.57 | 0.068927 | 1231.0206 | 0.47144 | 1470.2816 | 0.018875 |  |  | 1146.4571 | 0 | 1146.4503 | 0.02954
| 923.0506 | 0.0046409 | 778.9184 | 0.98293 | 778.9184 | 0.2179 | 779.1317 | 0.20616 | 922.5849 | 0 | 778.9184 | 0.012437 | 926.798 | 0.025064 | 923.0506 | 0.77735 | 778.9184 | 0.001 | 1010.1884 | 0.44494 |  |  | 1154.978 | 0.066844 | 1231.0948 | 0.46962 | 1470.5464 | 0.018954 |  |  | 1146.5215 | 0 | 1146.5148 | 0.02914
| 923.2186 | 0.0044312 | 779.1554 | 0.98641 | 779.1554 | 0.21992 | 779.3685 | 0.20775 | 922.7535 | 5.0004e-05 | 779.1554 | 0.014506 | 926.9682 | 0.024061 | 923.2186 | 0.77912 | 779.1554 | 0 | 1010.29 | 0.44521 |  |  | 1155.387 | 0.065605 | 1231.1691 | 0.46781 | 1470.8113 | 0.019001 |  |  | 1146.5859 | 0 | 1146.5791 | 0.02878
| 923.3866 | 0.0035158 | 779.3923 | 0.98886 | 779.3923 | 0.225 | 779.6053 | 0.21156 | 922.9221 | 0 | 779.3923 | 0.012898 | 927.1385 | 0.023118 | 923.3866 | 0.78132 | 779.3923 | 0.001 | 1010.3915 | 0.44629 |  |  | 1155.796 | 0.064016 | 1231.2433 | 0.466 | 1471.0763 | 0.018986 |  |  | 1146.6504 | 0 | 1146.6436 | 0.02847
| 923.5547 | 0.006805 | 779.6293 | 0.9924 | 779.6293 | 0.2325 | 779.8422 | 0.21252 | 923.0907 | 5.0004e-05 | 779.6293 | 0.013739 | 927.3088 | 0.022292 | 923.5547 | 0.78224 | 779.6293 | 0 | 1010.4932 | 0.44676 |  |  | 1156.205 | 0.062141 | 1231.3176 | 0.4642 | 1471.3414 | 0.018899 |  |  | 1146.7147 | 0 | 1146.7079 | 0.02821
| 923.7227 | 0.0040256 | 779.8663 | 0.99407 | 779.8663 | 0.23889 | 780.079 | 0.21569 | 923.2593 | 0 | 779.8663 | 0.012952 | 927.4791 | 0.021243 | 923.7227 | 0.78366 | 779.8663 | 0.001 | 1010.5948 | 0.44726 |  |  | 1156.614 | 0.060452 | 1231.3918 | 0.4624 | 1471.6066 | 0.018752 |  |  | 1146.7792 | 0 | 1146.7723 | 0.02799
| 923.8907 | 0.0049235 | 780.1033 | 0.99851 | 780.1033 | 0.23766 | 780.3159 | 0.21659 | 923.428 | 5.0004e-05 | 780.1033 | 0.015553 | 927.6493 | 0.020259 | 923.8907 | 0.78385 | 780.1033 | 0 | 1010.6964 | 0.44783 |  |  | 1157.024 | 0.059068 | 1231.4661 | 0.46061 | 1471.8718 | 0.018574 |  |  | 1146.8436 | 0 | 1146.8368 | 0.02784
| 924.0587 | 0.0033752 | 780.3403 | 1 | 780.3403 | 0.24103 | 780.5527 | 0.22041 | 923.5966 | 0 | 780.3403 | 0.013617 | 927.8196 | 0.019345 | 924.0587 | 0.78553 | 780.3403 | 0.00080116 | 1010.7981 | 0.44814 |  |  | 1157.434 | 0.057622 | 1231.5404 | 0.45881 | 1472.1372 | 0.018398 |  |  | 1146.9081 | 0 | 1146.9012 | 0.02778
| 924.2267 | 0.0044312 | 780.5773 | 0.99841 | 780.5773 | 0.24452 | 780.7896 | 0.22232 | 923.7652 | 6.9993e-05 | 780.5773 | 0.015843 | 927.9899 | 0.018634 | 924.2267 | 0.78625 | 780.5773 | 0 | 1010.8998 | 0.44912 |  |  | 1157.844 | 0.056113 | 1231.6147 | 0.45701 | 1472.4027 | 0.018255 |  |  | 1146.9725 | 0 | 1146.9657 | 0.02781
| 924.3948 | 0.0036037 | 780.8144 | 0.99807 | 780.8144 | 0.24572 | 781.0265 | 0.22499 | 923.9339 | 0 | 780.8144 | 0.014467 | 928.1602 | 0.017701 | 924.3948 | 0.78858 | 780.8144 | 0.00080076 | 1011.0013 | 0.44996 |  |  | 1158.255 | 0.054662 | 1231.689 | 0.45522 | 1472.6682 | 0.01817 |  |  | 1147.037 | 0 | 1147.0302 | 0.02796
| 924.5628 | 0.0059434 | 781.0514 | 0.99538 | 781.0514 | 0.25501 | 781.2634 | 0.22697 | 924.1025 | 5.0004e-05 | 781.0514 | 0.016061 | 928.3305 | 0.017016 | 924.5628 | 0.79068 | 781.0514 | 0.00040068 | 1011.1031 | 0.45004 |  |  | 1158.666 | 0.053403 | 1231.7633 | 0.45345 | 1472.934 | 0.018158 |  |  | 1147.1014 | 0 | 1147.0946 | 0.02821
| 924.7308 | 0.0041838 | 781.2884 | 0.99527 | 781.2884 | 0.25674 | 781.5003 | 0.23263 | 924.2711 | 0 | 781.2884 | 0.014842 | 928.5008 | 0.016483 | 924.7308 | 0.79444 | 781.2884 | 0 | 1011.2048 | 0.45034 |  |  | 1159.077 | 0.052226 | 1231.8376 | 0.45166 | 1473.1997 | 0.018229 |  |  | 1147.1659 | 0 | 1147.1591 | 0.02855
| 924.8988 | 0.0054511 | 781.5255 | 0.99346 | 781.5255 | 0.26238 | 781.7372 | 0.23223 | 924.4398 | 5.0004e-05 | 781.5255 | 0.016257 | 928.6711 | 0.015787 | 924.8988 | 0.79857 | 781.5255 | 0 | 1011.3066 | 0.45029 |  |  | 1159.489 | 0.050936 | 1231.912 | 0.44989 | 1473.4656 | 0.018387 |  |  | 1147.2304 | 0 | 1147.2235 | 0.02896
| 925.0669 | 0.0044299 | 781.7625 | 0.99157 | 781.7625 | 0.26621 | 781.9741 | 0.23572 | 924.6084 | 0 | 781.7625 | 0.015753 | 928.8414 | 0.015125 | 925.0669 | 0.8036 | 781.7626 | 0.00040028 | 1011.4084 | 0.45044 |  |  | 1159.9 | 0.049677 | 1231.9862 | 0.44811 | 1473.7314 | 0.018627 |  |  | 1147.2948 | 0 | 1147.288 | 0.02939
| 925.2349 | 0.0038509 | 781.9996 | 0.98992 | 781.9996 | 0.26946 | 782.2111 | 0.23775 | 924.7771 | 8.9995e-05 | 781.9996 | 0.017124 | 929.0117 | 0.014499 | 925.2349 | 0.80815 | 781.9996 | 0 | 1011.5102 | 0.45117 |  |  | 1160.313 | 0.048974 | 1232.0605 | 0.44633 | 1473.9976 | 0.018933 |  |  | 1147.3592 | 0 | 1147.3525 | 0.0298
| 925.4029 | 0.005221 | 782.2367 | 0.98849 | 782.2367 | 0.26992 | 782.448 | 0.24248 | 924.9457 | 0 | 782.2367 | 0.01646 | 929.182 | 0.013961 | 925.4029 | 0.81308 | 782.2367 | 0.001 | 1011.612 | 0.45124 |  |  | 1160.725 | 0.047742 | 1232.135 | 0.44457 | 1474.2637 | 0.019275 |  |  | 1147.4238 | 0 | 1147.417 | 0.03016
| 925.571 | 0.0056093 | 782.4738 | 0.98485 | 782.4738 | 0.27685 | 782.6849 | 0.24376 | 925.1144 | 6.9993e-05 | 782.4738 | 0.017945 | 929.3523 | 0.013286 | 925.571 | 0.81526 | 782.4738 | 0 | 1011.7139 | 0.45154 |  |  | 1161.138 | 0.046072 | 1232.2094 | 0.4428 | 1474.5299 | 0.019609 |  |  | 1147.4883 | 0 | 1147.4814 | 0.03044
| 925.739 | 0.0042014 | 782.7109 | 0.98118 | 782.7109 | 0.28357 | 782.9219 | 0.24904 | 925.283 | 0 | 782.7109 | 0.01676 | 929.5226 | 0.012871 | 925.739 | 0.81704 | 782.7109 | 0 | 1011.8157 | 0.45254 |  |  | 1161.55 | 0.044913 | 1232.2837 | 0.44104 | 1474.7963 | 0.019891 |  |  | 1147.5529 | 0 | 1147.546 | 0.0306
| 925.9071 | 0.0046246 | 782.948 | 0.97517 | 782.948 | 0.27979 | 783.1589 | 0.25054 | 925.4517 | 8.9995e-05 | 782.948 | 0.018238 | 929.6929 | 0.012294 | 925.9071 | 0.81549 | 782.948 | 0 | 1011.9176 | 0.45303 |  |  | 1161.964 | 0.044007 | 1232.358 | 0.43927 | 1475.0626 | 0.020086 |  |  | 1147.6173 | 0 | 1147.6105 | 0.03064
| 926.0751 | 0.004887 | 783.1851 | 0.97101 | 783.1851 | 0.28735 | 783.3958 | 0.25407 | 925.6204 | 0 | 783.1851 | 0.017197 | 929.8633 | 0.011839 | 926.0751 | 0.81481 | 783.1851 | 0.001 | 1012.0195 | 0.4522 |  |  | 1162.377 | 0.043204 | 1232.4325 | 0.43752 | 1475.3292 | 0.020178 |  |  | 1147.6819 | 0 | 1147.6751 | 0.03054
| 926.2431 | 0.0045894 | 783.4222 | 0.96622 | 783.4222 | 0.29728 | 783.6328 | 0.25713 | 925.789 | 6.9993e-05 | 783.4222 | 0.01939 | 930.0336 | 0.011291 | 926.2431 | 0.81231 | 783.4222 | 0 | 1012.1215 | 0.45161 |  |  | 1162.791 | 0.042507 | 1232.5068 | 0.43577 | 1475.5958 | 0.020177 |  |  | 1147.7463 | 0 | 1147.7396 | 0.03032
| 926.4112 | 0.0045881 | 783.6593 | 0.96051 | 783.6593 | 0.29878 | 783.8698 | 0.25966 | 925.9577 | 0 | 783.6593 | 0.018115 | 930.2039 | 0.010975 | 926.4112 | 0.81196 | 783.6593 | 0 | 1012.2234 | 0.45276 |  |  | 1163.205 | 0.041022 | 1232.5813 | 0.43402 | 1475.8625 | 0.020107 |  |  | 1147.8109 | 0 | 1147.8041 | 0.02999
| 926.5792 | 0.0063654 | 783.8964 | 0.95602 | 783.8964 | 0.30782 | 784.1068 | 0.26265 | 926.1264 | 6.9993e-05 | 783.8964 | 0.0198 | 930.3742 | 0.010363 | 926.5792 | 0.81166 | 783.8964 | 0.00020024 | 1012.3254 | 0.45347 |  |  | 1163.62 | 0.040487 | 1232.6556 | 0.43228 | 1476.1294 | 0.020003 |  |  | 1147.8755 | 0 | 1147.8686 | 0.02961
| 926.7473 | 0.0051331 | 784.1336 | 0.94824 | 784.1336 | 0.30383 | 784.3438 | 0.2672 | 926.295 | 0 | 784.1336 | 0.017657 | 930.5446 | 0.0099784 | 926.7473 | 0.81289 | 784.1336 | 0 | 1012.4274 | 0.45325 |  |  | 1164.035 | 0.039281 | 1232.7301 | 0.43054 | 1476.3962 | 0.019895 |  |  | 1147.9401 | 0 | 1147.9332 | 0.02922
| 926.9153 | 0.0041323 | 784.3707 | 0.94038 | 784.3707 | 0.31242 | 784.5808 | 0.26962 | 926.4637 | 5.0004e-05 | 784.3707 | 0.019989 | 930.7149 | 0.009487 | 926.9153 | 0.81363 | 784.3707 | 0 | 1012.5294 | 0.45395 |  |  | 1164.449 | 0.038763 | 1232.8046 | 0.42879 | 1476.6633 | 0.019807 |  |  | 1148.0045 | 0 | 1147.9978 | 0.0289
| 927.0834 | 0.0052034 | 784.6079 | 0.93105 | 784.6079 | 0.31569 | 784.8179 | 0.27338 | 926.6324 | 0 | 784.6079 | 0.019264 | 930.8852 | 0.0091024 | 927.0834 | 0.81517 | 784.6079 | 0.00040048 | 1012.6314 | 0.45527 |  |  | 1164.865 | 0.037804 | 1232.8789 | 0.42706 | 1476.9304 | 0.019754 |  |  | 1148.0691 | 0 | 1148.0624 | 0.0287
| 927.2514 | 0.0047301 | 784.845 | 0.91972 | 784.845 | 0.32167 | 785.0549 | 0.27596 | 926.8011 | 5.0004e-05 | 784.845 | 0.021278 | 931.0556 | 0.0085458 | 927.2514 | 0.81604 | 784.8451 | 0.00060052 | 1012.7335 | 0.45529 |  |  | 1165.28 | 0.036973 | 1232.9534 | 0.42533 | 1477.1976 | 0.019748 |  |  | 1148.1337 | 0 | 1148.127 | 0.02865
| 927.4195 | 0.004676 | 785.0822 | 0.91017 | 785.0822 | 0.32173 | 785.2919 | 0.28021 | 926.9698 | 0 | 785.0822 | 0.019907 | 931.2259 | 0.0082834 | 927.4195 | 0.81888 | 785.0822 | 0.00020044 | 1012.8355 | 0.45474 |  |  | 1165.696 | 0.035723 | 1233.0278 | 0.4236 | 1477.4648 | 0.0198 |  |  | 1148.1982 | 0 | 1148.1915 | 0.02877
| 927.5876 | 0.0053631 | 785.3194 | 0.90003 | 785.3194 | 0.32914 | 785.529 | 0.28343 | 927.1385 | 6.9993e-05 | 785.3194 | 0.021232 | 931.3963 | 0.0078914 | 927.5876 | 0.82199 | 785.3194 | 0 | 1012.9376 | 0.45553 |  |  | 1166.112 | 0.034717 | 1233.1023 | 0.42188 | 1477.7323 | 0.019917 |  |  | 1148.2629 | 0 | 1148.2561 | 0.02901
| 927.7556 | 0.0052385 | 785.5566 | 0.88636 | 785.5566 | 0.33091 | 785.7661 | 0.28661 | 927.3071 | 0 | 785.5566 | 0.020082 | 931.5666 | 0.0076176 | 927.7556 | 0.82658 | 785.5566 | 0 | 1013.0397 | 0.45653 |  |  | 1166.529 | 0.034245 | 1233.1768 | 0.42016 | 1477.9998 | 0.020099 |  |  | 1148.3275 | 0 | 1148.3207 | 0.02931
| 927.9237 | 0.0047829 | 785.7938 | 0.87577 | 785.7938 | 0.33983 | 786.0031 | 0.28868 | 927.4758 | 5.0004e-05 | 785.7938 | 0.022035 | 931.737 | 0.0073329 | 927.9237 | 0.82981 | 785.7938 | 0 | 1013.1418 | 0.4571 |  |  | 1166.946 | 0.033309 | 1233.2513 | 0.41843 | 1478.2673 | 0.020334 |  |  | 1148.3921 | 0 | 1148.3853 | 0.02961
| 928.0917 | 0.0047991 | 786.031 | 0.86486 | 786.031 | 0.34388 | 786.2402 | 0.29321 | 927.6445 | 0 | 786.031 | 0.021391 | 931.9073 | 0.0070954 | 928.0917 | 0.83413 | 786.031 | 0 | 1013.244 | 0.4569 |  |  | 1167.363 | 0.032309 | 1233.3258 | 0.41672 | 1478.535 | 0.020596 |  |  | 1148.4567 | 0 | 1148.4498 | 0.02983
| 928.2598 | 0.0050115 | 786.2682 | 0.85357 | 786.2682 | 0.34946 | 786.4773 | 0.29718 | 927.8132 | 5.0004e-05 | 786.2682 | 0.023916 | 932.0777 | 0.006674 | 928.2598 | 0.83618 | 786.2682 | 0 | 1013.3462 | 0.4568 |  |  | 1167.78 | 0.03176 | 1233.4003 | 0.41501 | 1478.8029 | 0.020846 |  |  | 1148.5214 | 0 | 1148.5145 | 0.02994
| 928.4279 | 0.0041838 | 786.5054 | 0.83942 | 786.5054 | 0.35114 | 786.7144 | 0.29939 | 927.9819 | 0 | 786.5054 | 0.021863 | 932.2481 | 0.0065091 | 928.4279 | 0.83869 | 786.5054 | 0 | 1013.4484 | 0.45799 |  |  | 1168.198 | 0.030666 | 1233.4749 | 0.4133 | 1479.0707 | 0.021041 |  |  | 1148.5859 | 0 | 1148.5791 | 0.02993
| 928.5959 | 0.0041498 | 786.7427 | 0.8262 | 786.7427 | 0.35767 | 786.9515 | 0.30244 | 928.1506 | 3.0002e-05 | 786.7427 | 0.023293 | 932.4184 | 0.0061841 | 928.5959 | 0.83855 | 786.7427 | 0 | 1013.5506 | 0.45852 |  |  | 1168.616 | 0.029853 | 1233.5493 | 0.41159 | 1479.3386 | 0.021139 |  |  | 1148.6505 | 0 | 1148.6438 | 0.02983
| 928.764 | 0.0040783 | 786.9799 | 0.81337 | 786.9799 | 0.35726 | 787.1886 | 0.30752 | 928.3194 | 0 | 786.9799 | 0.023258 | 932.5888 | 0.0059305 | 928.764 | 0.84105 | 786.9799 | 0 | 1013.6528 | 0.45858 |  |  | 1169.034 | 0.029622 | 1233.6239 | 0.40989 | 1479.6068 | 0.021117 |  |  | 1148.7152 | 0 | 1148.7084 | 0.02969
| 928.9321 | 0.0040795 | 787.2172 | 0.79709 | 787.2172 | 0.36653 | 787.4257 | 0.31004 | 928.4881 | 8.9995e-05 | 787.2172 | 0.024164 | 932.7592 | 0.0056539 | 928.9321 | 0.84257 | 787.2172 | 0 | 1013.7551 | 0.45938 |  |  | 1169.453 | 0.028532 | 1233.6984 | 0.40821 | 1479.8749 | 0.020972 |  |  | 1148.7799 | 0 | 1148.7731 | 0.02956
| 929.1002 | 0.0062054 | 787.4544 | 0.78058 | 787.4544 | 0.36686 | 787.6628 | 0.31608 | 928.6568 | 0 | 787.4544 | 0.022561 | 932.9296 | 0.0055675 | 929.1002 | 0.8462 | 787.4544 | 0 | 1013.8574 | 0.45979 |  |  | 1169.872 | 0.027631 | 1233.773 | 0.40651 | 1480.1432 | 0.020729 |  |  | 1148.8445 | 0 | 1148.8376 | 0.02948
| 929.2682 | 0.0058379 | 787.6917 | 0.76716 | 787.6917 | 0.37505 | 787.9 | 0.31879 | 928.8255 | 5.0004e-05 | 787.6917 | 0.025095 | 933.0999 | 0.0051418 | 929.2682 | 0.84777 | 787.6917 | 0.00020024 | 1013.9597 | 0.46041 |  |  | 1170.291 | 0.026823 | 1233.8475 | 0.40482 | 1480.4116 | 0.020428 |  |  | 1148.9092 | 0 | 1148.9023 | 0.02946
| 929.4363 | 0.0052561 | 787.9289 | 0.75152 | 787.9289 | 0.37819 | 788.1371 | 0.32057 | 928.9942 | 0 | 787.9289 | 0.022675 | 933.2703 | 0.0051093 | 929.4363 | 0.84911 | 787.9289 | 0 | 1014.062 | 0.46174 |  |  | 1170.711 | 0.026394 | 1233.9221 | 0.40313 | 1480.6801 | 0.020116 |  |  | 1148.9739 | 0 | 1148.967 | 0.02949
| 929.6044 | 0.0039388 | 788.1662 | 0.73874 | 788.1662 | 0.38897 | 788.3743 | 0.32397 | 929.1629 | 6.9993e-05 | 788.1662 | 0.025574 | 933.4407 | 0.0048978 | 929.6044 | 0.8484 | 788.1662 | 0 | 1014.1642 | 0.46224 |  |  | 1171.13 | 0.025182 | 1233.9966 | 0.40145 | 1480.9486 | 0.019828 |  |  | 1149.0386 | 0 | 1149.0317 | 0.02954
| 929.7725 | 0.0069261 | 788.4035 | 0.722 | 788.4035 | 0.39333 | 788.6115 | 0.3285 | 929.3317 | 0 | 788.4035 | 0.024192 | 933.6111 | 0.0047021 | 929.7725 | 0.84952 | 788.4035 | 0 | 1014.2666 | 0.46165 |  |  | 1171.55 | 0.024264 | 1234.0712 | 0.39978 | 1481.2173 | 0.01958 |  |  | 1149.1031 | 0 | 1149.0964 | 0.02959
| 929.9405 | 0.0063303 | 788.6408 | 0.70515 | 788.6408 | 0.39592 | 788.8486 | 0.33212 | 929.5004 | 6.9993e-05 | 788.6408 | 0.026104 | 933.7815 | 0.0044405 | 929.9405 | 0.85157 | 788.6408 | 0 | 1014.369 | 0.461 |  |  | 1171.971 | 0.023835 | 1234.1459 | 0.3981 | 1481.486 | 0.019368 |  |  | 1149.1679 | 0 | 1149.1611 | 0.02962
| 930.1086 | 0.0046936 | 788.8781 | 0.69074 | 788.8781 | 0.40205 | 789.0858 | 0.33798 | 929.6691 | 0 | 788.8781 | 0.025684 | 933.9519 | 0.0043344 | 930.1086 | 0.85584 | 788.8781 | 0 | 1014.4714 | 0.46062 |  |  | 1172.392 | 0.023348 | 1234.2205 | 0.39643 | 1481.7549 | 0.019179 |  |  | 1149.2325 | 0 | 1149.2258 | 0.02963
| 930.2767 | 0.0052752 | 789.1154 | 0.67503 | 789.1154 | 0.41201 | 789.3231 | 0.34103 | 929.8378 | 6.9993e-05 | 789.1154 | 0.027107 | 934.1223 | 0.0039797 | 930.2767 | 0.85887 | 789.1154 | 0 | 1014.5738 | 0.46168 |  |  | 1172.813 | 0.022278 | 1234.295 | 0.39477 | 1482.0238 | 0.019007 |  |  | 1149.2972 | 0 | 1149.2905 | 0.02964
| 930.4448 | 0.0068031 | 789.3528 | 0.65825 | 789.3528 | 0.41175 | 789.5602 | 0.34614 | 930.0066 | 0 | 789.3528 | 0.026393 | 934.2927 | 0.0038395 | 930.4448 | 0.86254 | 789.3528 | 0 | 1014.6763 | 0.46385 |  |  | 1173.234 | 0.021735 | 1234.3696 | 0.3931 | 1482.2928 | 0.018864 |  |  | 1149.3621 | 0 | 1149.3552 | 0.02968
| 930.6129 | 0.0054511 | 789.5901 | 0.6423 | 789.5901 | 0.41747 | 789.7974 | 0.34827 | 930.1753 | 3.0002e-05 | 789.5901 | 0.028656 | 934.4631 | 0.0036321 | 930.6129 | 0.86511 | 789.5901 | 0.001 | 1014.7787 | 0.46449 |  |  | 1173.656 | 0.021028 | 1234.4443 | 0.39144 | 1482.562 | 0.018775 |  |  | 1149.4268 | 0 | 1149.4199 | 0.02978
| 930.781 | 0.0041487 | 789.8274 | 0.62644 | 789.8274 | 0.4238 | 790.0347 | 0.35404 | 930.3441 | 0 | 789.8274 | 0.027571 | 934.6335 | 0.0035079 | 930.781 | 0.8695 | 789.8274 | 0 | 1014.8812 | 0.46449 |  |  | 1174.077 | 0.020243 | 1234.5189 | 0.38979 | 1482.8313 | 0.018772 |  |  | 1149.4915 | 0 | 1149.4846 | 0.02997
| 930.9491 | 0.0051521 | 790.0648 | 0.61075 | 790.0648 | 0.42908 | 790.2719 | 0.3543 | 930.5128 | 6.9993e-05 | 790.0648 | 0.02853 | 934.8039 | 0.0033488 | 930.9491 | 0.8727 | 790.0648 | 0 | 1014.9837 | 0.46524 |  |  | 1174.5 | 0.020018 | 1234.5935 | 0.38813 | 1483.1006 | 0.018879 |  |  | 1149.5561 | 0 | 1149.5493 | 0.03024
| 931.1172 | 0.0047463 | 790.3021 | 0.59293 | 790.3021 | 0.43412 | 790.5092 | 0.36217 | 930.6816 | 0 | 790.3021 | 0.028327 | 934.9743 | 0.0033972 | 931.1172 | 0.87623 | 790.3021 | 0.001 | 1015.0862 | 0.46588 |  |  | 1174.922 | 0.019013 | 1234.6682 | 0.38649 | 1483.37 | 0.019095 |  |  | 1149.621 | 0 | 1149.6141 | 0.03059
| 931.2853 | 0.0052049 | 790.5395 | 0.58065 | 790.5395 | 0.44797 | 790.7464 | 0.36523 | 930.8503 | 6.9993e-05 | 790.5395 | 0.030628 | 935.1447 | 0.0031679 | 931.2853 | 0.87841 | 790.5395 | 0 | 1015.1888 | 0.46601 |  |  | 1175.345 | 0.017973 | 1234.7429 | 0.38485 | 1483.6395 | 0.019393 |  |  | 1149.6857 | 0 | 1149.6788 | 0.031
| 931.4534 | 0.0043772 | 790.7769 | 0.56405 | 790.7769 | 0.44266 | 790.9836 | 0.36944 | 931.0191 | 0 | 790.7769 | 0.028887 | 935.3152 | 0.0031743 | 931.4534 | 0.88181 | 790.7769 | 0 | 1015.2913 | 0.46588 |  |  | 1175.768 | 0.017661 | 1234.8175 | 0.38321 | 1483.9092 | 0.019731 |  |  | 1149.7505 | 0 | 1149.7436 | 0.03143
| 931.6215 | 0.0040795 | 791.0142 | 0.54763 | 791.0142 | 0.45325 | 791.2209 | 0.37329 | 931.1878 | 5.0004e-05 | 791.0142 | 0.031028 | 935.4856 | 0.0029845 | 931.6215 | 0.88471 | 791.0142 | 0 | 1015.3939 | 0.46604 |  |  | 1176.192 | 0.016887 | 1234.8922 | 0.38158 | 1484.179 | 0.020056 |  |  | 1149.8152 | 0 | 1149.8084 | 0.03185
| 931.7896 | 0.0060648 | 791.2516 | 0.53328 | 791.2516 | 0.45643 | 791.4582 | 0.37939 | 931.3566 | 0 | 791.2516 | 0.029037 | 935.656 | 0.0029675 | 931.7896 | 0.88833 | 791.2516 | 0.00020004 | 1015.4965 | 0.46658 |  |  | 1176.615 | 0.01649 | 1234.9669 | 0.37995 | 1484.4487 | 0.020325 |  |  | 1149.88 | 0 | 1149.8732 | 0.03223
| 931.9577 | 0.0065061 | 791.489 | 0.51632 | 791.489 | 0.46797 | 791.6955 | 0.3825 | 931.5253 | 3.0002e-05 | 791.489 | 0.032024 | 935.8264 | 0.0027264 | 931.9577 | 0.88947 | 791.489 | 0.00020004 | 1015.5992 | 0.4665 |  |  | 1177.039 | 0.015328 | 1235.0416 | 0.37831 | 1484.7188 | 0.020507 |  |  | 1149.9447 | 0 | 1149.938 | 0.03257
| 932.1258 | 0.0044123 | 791.7264 | 0.50161 | 791.7264 | 0.4757 | 791.9327 | 0.38873 | 931.6941 | 0 | 791.7264 | 0.030823 | 935.9969 | 0.0027753 | 932.1258 | 0.89099 | 791.7264 | 0 | 1015.7018 | 0.4661 |  |  | 1177.464 | 0.015088 | 1235.1163 | 0.37669 | 1484.9888 | 0.020588 |  |  | 1150.0095 | 0 | 1150.0027 | 0.03285
| 932.2939 | 0.0043257 | 791.9638 | 0.4871 | 791.9638 | 0.47455 | 792.17 | 0.39263 | 931.8629 | 6.9993e-05 | 791.9638 | 0.032731 | 936.1673 | 0.0025811 | 932.2939 | 0.89037 | 791.9638 | 0.001 | 1015.8045 | 0.46694 |  |  | 1177.888 | 0.014325 | 1235.191 | 0.37508 | 1485.2588 | 0.020565 |  |  | 1150.0743 | 0 | 1150.0675 | 0.03307
| 932.462 | 0.0050803 | 792.2013 | 0.47291 | 792.2013 | 0.47775 | 792.4073 | 0.39614 | 932.0316 | 0 | 792.2013 | 0.032029 | 936.3377 | 0.0026774 | 932.462 | 0.89114 | 792.2012 | 0 | 1015.9072 | 0.46836 |  |  | 1178.313 | 0.013454 | 1235.2658 | 0.37346 | 1485.5291 | 0.020448 |  |  | 1150.1392 | 0 | 1150.1323 | 0.03325
| 932.6301 | 0.0061193 | 792.4387 | 0.45603 | 792.4387 | 0.49452 | 792.6447 | 0.39899 | 932.2004 | 0.00011 | 792.4387 | 0.033436 | 936.5082 | 0.0024499 | 932.6301 | 0.89018 | 792.4387 | 0 | 1016.0099 | 0.46969 |  |  | 1178.739 | 0.012878 | 1235.3406 | 0.37186 | 1485.7994 | 0.020252 |  |  | 1150.204 | 0 | 1150.1971 | 0.03338
| 932.7982 | 0.0039025 | 792.6761 | 0.44171 | 792.6761 | 0.49324 | 792.882 | 0.40665 | 932.3692 | 0 | 792.6761 | 0.032872 | 936.6786 | 0.0024608 | 932.7982 | 0.89085 | 792.6761 | 0.00080116 | 1016.1126 | 0.4711 |  |  | 1179.164 | 0.012149 | 1235.4153 | 0.37024 | 1486.0698 | 0.019993 |  |  | 1150.2688 | 0 | 1150.262 | 0.03347
| 932.9663 | 0.005029 | 792.9136 | 0.42993 | 792.9136 | 0.49579 | 793.1193 | 0.40814 | 932.538 | 6.9993e-05 | 792.9136 | 0.03498 | 936.8491 | 0.0021723 | 932.9663 | 0.89028 | 792.9136 | 0.001 | 1016.2154 | 0.47158 |  |  | 1179.59 | 0.011531 | 1235.49 | 0.36864 | 1486.3403 | 0.019693 |  |  | 1150.3336 | 0 | 1150.3268 | 0.03352
| 933.1344 | 0.0052913 | 793.151 | 0.41232 | 793.151 | 0.50797 | 793.3567 | 0.4149 | 932.7067 | 0 | 793.151 | 0.034217 | 937.0195 | 0.0021815 | 933.1344 | 0.89194 | 793.151 | 0 | 1016.3182 | 0.47113 |  |  | 1180.016 | 0.010964 | 1235.5648 | 0.36704 | 1486.611 | 0.019373 |  |  | 1150.3984 | 0 | 1150.3916 | 0.03351
| 933.3025 | 0.0044839 | 793.3885 | 0.40129 | 793.3885 | 0.51788 | 793.5941 | 0.41762 | 932.8755 | 5.0004e-05 | 793.3885 | 0.03581 | 937.19 | 0.0019731 | 933.3025 | 0.89219 | 793.3885 | 0.001 | 1016.421 | 0.47092 |  |  | 1180.443 | 0.010895 | 1235.6395 | 0.36545 | 1486.8817 | 0.019052 |  |  | 1150.4633 | 0 | 1150.4564 | 0.03347
| 933.4706 | 0.0048342 | 793.6259 | 0.38773 | 793.6259 | 0.52084 | 793.8314 | 0.42352 | 933.0443 | 0 | 793.6259 | 0.035176 | 937.3604 | 0.002059 | 933.4706 | 0.89385 | 793.6259 | 0.00040068 | 1016.5237 | 0.47154 |  |  | 1180.87 | 0.010004 | 1235.7144 | 0.36386 | 1487.1525 | 0.018757 |  |  | 1150.5281 | 0 | 1150.5212 | 0.03338
| 933.6388 | 0.0043081 | 793.8634 | 0.37227 | 793.8634 | 0.5216 | 794.0688 | 0.42722 | 933.2131 | 5.0004e-05 | 793.8634 | 0.035952 | 937.5309 | 0.0018241 | 933.6388 | 0.89418 | 793.8634 | 0.001 | 1016.6266 | 0.47251 |  |  | 1181.297 | 0.0097014 | 1235.7892 | 0.36227 | 1487.4233 | 0.018515 |  |  | 1150.5929 | 0 | 1150.5861 | 0.03326
| 933.8069 | 0.004553 | 794.1009 | 0.36049 | 794.1009 | 0.53264 | 794.3062 | 0.43265 | 933.3819 | 0 | 794.1009 | 0.035681 | 937.7013 | 0.0019346 | 933.8069 | 0.89573 | 794.1009 | 0.00040068 | 1016.7295 | 0.47321 |  |  | 1181.724 | 0.0088661 | 1235.8639 | 0.3607 | 1487.6945 | 0.018357 |  |  | 1150.6578 | 0 | 1150.651 | 0.03313
| 933.975 | 0.0084755 | 794.3384 | 0.34903 | 794.3384 | 0.54152 | 794.5436 | 0.43489 | 933.5507 | 6.9993e-05 | 794.3384 | 0.037574 | 937.8718 | 0.0018038 | 933.975 | 0.89689 | 794.3384 | 0.00020044 | 1016.8323 | 0.47353 |  |  | 1182.152 | 0.0087476 | 1235.9387 | 0.35912 | 1487.9656 | 0.018313 |  |  | 1150.7227 | 0 | 1150.7158 | 0.03299
| 934.1431 | 0.0057659 | 794.5759 | 0.33575 | 794.5759 | 0.54313 | 794.7809 | 0.44056 | 933.7195 | 0 | 794.5759 | 0.036867 | 938.0423 | 0.0018736 | 934.1431 | 0.89878 | 794.5759 | 0 | 1016.9352 | 0.47343 |  |  | 1182.58 | 0.0082151 | 1236.0135 | 0.35754 | 1488.2367 | 0.018406 |  |  | 1150.7875 | 0 | 1150.7808 | 0.03286
| 934.3113 | 0.0069105 | 794.8134 | 0.32454 | 794.8134 | 0.55557 | 795.0184 | 0.44573 | 933.8883 | 6.9993e-05 | 794.8134 | 0.039569 | 938.2127 | 0.0016834 | 934.3113 | 0.89938 | 794.8134 | 0 | 1017.0381 | 0.47346 |  |  | 1183.008 | 0.0079942 | 1236.0884 | 0.35597 | 1488.5081 | 0.018645 |  |  | 1150.8524 | 0 | 1150.8456 | 0.03273
| 934.4794 | 0.0059417 | 795.0509 | 0.31194 | 795.0509 | 0.56191 | 795.2558 | 0.44941 | 934.0571 | 0 | 795.0509 | 0.03747 | 938.3832 | 0.0018421 | 934.4794 | 0.90061 | 795.0509 | 0 | 1017.1411 | 0.47455 |  |  | 1183.437 | 0.0077738 | 1236.1632 | 0.3544 | 1488.7794 | 0.019016 |  |  | 1150.9174 | 0 | 1150.9105 | 0.03258
| 934.6475 | 0.0046774 | 795.2884 | 0.3024 | 795.2884 | 0.56995 | 795.4932 | 0.45381 | 934.2259 | 3.0002e-05 | 795.2884 | 0.039104 | 938.5537 | 0.0016373 | 934.6475 | 0.90136 | 795.2885 | 0.001 | 1017.2441 | 0.47538 |  |  | 1183.866 | 0.0073748 | 1236.238 | 0.35285 | 1489.0509 | 0.019487 |  |  | 1150.9822 | 0 | 1150.9753 | 0.03242
| 934.8156 | 0.0049749 | 795.526 | 0.29118 | 795.526 | 0.57198 | 795.7307 | 0.45961 | 934.3947 | 0 | 795.526 | 0.039622 | 938.7242 | 0.0017113 | 934.8156 | 0.90416 | 795.526 | 0.001 | 1017.347 | 0.47562 |  |  | 1184.295 | 0.0072555 | 1236.313 | 0.35129 | 1489.3225 | 0.020005 |  |  | 1151.0471 | 0 | 1151.0403 | 0.03222
| 934.9838 | 0.0042378 | 795.7635 | 0.28138 | 795.7635 | 0.57942 | 795.9681 | 0.46398 | 934.5635 | 6.9993e-05 | 795.7635 | 0.04109 | 938.8947 | 0.0014706 | 934.9838 | 0.90595 | 795.7635 | 0.00080096 | 1017.45 | 0.47687 |  |  | 1184.725 | 0.007459 | 1236.3878 | 0.34973 | 1489.5942 | 0.020506 |  |  | 1151.1121 | 0 | 1151.1052 | 0.03197
| 935.1519 | 0.0056429 | 796.0011 | 0.27117 | 796.0011 | 0.59826 | 796.2055 | 0.46812 | 934.7323 | 0 | 796.0011 | 0.040293 | 939.0651 | 0.0015551 | 935.1519 | 0.90787 | 796.0011 | 0 | 1017.553 | 0.47786 |  |  | 1185.155 | 0.0068117 | 1236.4626 | 0.34819 | 1489.8661 | 0.02092 |  |  | 1151.1769 | 0 | 1151.17 | 0.03169
| 935.32 | 0.0046598 | 796.2386 | 0.26216 | 796.2386 | 0.59927 | 796.443 | 0.47378 | 934.9011 | 6.9993e-05 | 796.2386 | 0.042876 | 939.2356 | 0.0013117 | 935.32 | 0.90746 | 796.2386 | 0 | 1017.656 | 0.47899 |  |  | 1185.585 | 0.0064674 | 1236.5376 | 0.34665 | 1490.1379 | 0.021188 |  |  | 1151.2418 | 0 | 1151.235 | 0.03138
| 935.4882 | 0.0053264 | 796.4762 | 0.25057 | 796.4762 | 0.60645 | 796.6804 | 0.47892 | 935.07 | 0 | 796.4762 | 0.041817 | 939.4061 | 0.0014899 | 935.4882 | 0.9069 | 796.4762 | 0 | 1017.7591 | 0.48023 |  |  | 1186.015 | 0.0064504 | 1236.6124 | 0.34511 | 1490.41 | 0.02127 |  |  | 1151.3068 | 0 | 1151.2999 | 0.03106
| 935.6563 | 0.00575 | 796.7138 | 0.24413 | 796.7138 | 0.61504 | 796.9179 | 0.48416 | 935.2388 | 6.9993e-05 | 796.7138 | 0.042945 | 939.5766 | 0.0013532 | 935.6563 | 0.90579 | 796.7138 | 0 | 1017.8622 | 0.48049 |  |  | 1186.446 | 0.0063556 | 1236.6874 | 0.34357 | 1490.6821 | 0.021158 |  |  | 1151.3717 | 0 | 1151.3649 | 0.03073
| 935.8244 | 0.0044299 | 796.9514 | 0.23498 | 796.9514 | 0.6172 | 797.1554 | 0.48808 | 935.4076 | 0 | 796.9514 | 0.042498 | 939.7471 | 0.0014267 | 935.8244 | 0.907 | 796.9514 | 0.00060092 | 1017.9653 | 0.48112 |  |  | 1186.877 | 0.0063956 | 1236.7623 | 0.34205 | 1490.9542 | 0.02088 |  |  | 1151.4367 | 0 | 1151.4298 | 0.03045
| 935.9926 | 0.0041674 | 797.1889 | 0.22606 | 797.1889 | 0.62462 | 797.3929 | 0.49186 | 935.5764 | 6.9993e-05 | 797.1889 | 0.044636 | 939.9176 | 0.0013057 | 935.9926 | 0.90781 | 797.1889 | 0.001 | 1018.0684 | 0.48188 |  |  | 1187.309 | 0.0062323 | 1236.8372 | 0.34051 | 1491.2266 | 0.020497 |  |  | 1151.5016 | 0 | 1151.4948 | 0.03023
| 936.1607 | 0.0038147 | 797.4265 | 0.21569 | 797.4265 | 0.63234 | 797.6304 | 0.49849 | 935.7453 | 0 | 797.4265 | 0.043714 | 940.0881 | 0.0014359 | 936.1607 | 0.90984 | 797.4265 | 0.00060072 | 1018.1716 | 0.48189 |  |  | 1187.74 | 0.0063621 | 1236.9121 | 0.339 | 1491.499 | 0.020087 |  |  | 1151.5665 | 0 | 1151.5598 | 0.03012
| 936.3289 | 0.0060489 | 797.6641 | 0.21022 | 797.6641 | 0.6465 | 797.8679 | 0.50057 | 935.9141 | 5.0004e-05 | 797.6641 | 0.046107 | 940.2586 | 0.0012267 | 936.3289 | 0.91064 | 797.6641 | 0.00080076 | 1018.2748 | 0.482 |  |  | 1188.172 | 0.0065497 | 1236.9871 | 0.33748 | 1491.7715 | 0.019728 |  |  | 1151.6316 | 0 | 1151.6248 | 0.03014
| 936.497 | 0.0028478 | 797.9018 | 0.20316 | 797.9018 | 0.65333 | 798.1054 | 0.50745 | 936.0829 | 0 | 797.9018 | 0.044644 | 940.4291 | 0.0012379 | 936.497 | 0.91322 | 797.9018 | 0.001 | 1018.3779 | 0.48231 |  |  | 1188.605 | 0.0066018 | 1237.062 | 0.33596 | 1492.0441 | 0.019479 |  |  | 1151.6965 | 0 | 1151.6897 | 0.03032
| 936.6652 | 0.0046598 | 798.1394 | 0.19563 | 798.1394 | 0.65883 | 798.343 | 0.51003 | 936.2518 | 5.0004e-05 | 798.1394 | 0.047312 | 940.5996 | 0.0011863 | 936.6652 | 0.91636 | 798.1394 | 0.001 | 1018.4811 | 0.48202 |  |  | 1189.038 | 0.0063057 | 1237.137 | 0.33446 | 1492.3168 | 0.019367 |  |  | 1151.7615 | 0 | 1151.7546 | 0.03063
| 936.8333 | 0.0046936 | 798.377 | 0.18816 | 798.377 | 0.66853 | 798.5805 | 0.51922 | 936.4206 | 0 | 798.377 | 0.046248 | 940.7702 | 0.0012056 | 936.8333 | 0.92122 | 798.377 | 0.00060092 | 1018.5844 | 0.48225 |  |  | 1189.471 | 0.0062896 | 1237.2119 | 0.33296 | 1492.5896 | 0.019391 |  |  | 1151.8265 | 0 | 1151.8197 | 0.03104
| 937.0015 | 0.0034289 | 798.6147 | 0.1823 | 798.6147 | 0.6833 | 798.8181 | 0.52165 | 936.5894 | 5.0004e-05 | 798.6147 | 0.048892 | 940.9407 | 0.00091601 | 937.0015 | 0.92447 | 798.6146 | 0.00080096 | 1018.6876 | 0.48409 |  |  | 1189.904 | 0.006141 | 1237.2869 | 0.33146 | 1492.8624 | 0.019521 |  |  | 1151.8915 | 0 | 1151.8846 | 0.03149
| 937.1696 | 0.0042893 | 798.8523 | 0.17538 | 798.8523 | 0.67998 | 799.0556 | 0.52665 | 936.7583 | 0 | 798.8523 | 0.047859 | 941.1112 | 0.00096355 | 937.1696 | 0.92612 | 798.8523 | 0 | 1018.7909 | 0.48591 |  |  | 1190.338 | 0.006376 | 1237.3619 | 0.32997 | 1493.1355 | 0.01972 |  |  | 1151.9565 | 0 | 1151.9497 | 0.0319
| 937.3378 | 0.0057148 | 799.09 | 0.17113 | 799.09 | 0.69918 | 799.2932 | 0.53229 | 936.9271 | 6.9993e-05 | 799.09 | 0.050262 | 941.2817 | 0.00080769 | 937.3378 | 0.92475 | 799.09 | 0 | 1018.8942 | 0.48659 |  |  | 1190.772 | 0.0064293 | 1237.4369 | 0.32848 | 1493.4086 | 0.019943 |  |  | 1152.0215 | 0 | 1152.0147 | 0.03222
| 937.5059 | 0.0039729 | 799.3276 | 0.16238 | 799.3276 | 0.70218 | 799.5308 | 0.53773 | 937.096 | 0 | 799.3276 | 0.049864 | 941.4522 | 0.00089816 | 937.5059 | 0.92393 | 799.3276 | 0 | 1018.9976 | 0.48739 |  |  | 1191.206 | 0.0062122 | 1237.5118 | 0.32699 | 1493.6818 | 0.020148 |  |  | 1152.0865 | 0 | 1152.0797 | 0.03239
| 937.6741 | 0.0053631 | 799.5653 | 0.15843 | 799.5653 | 0.71376 | 799.7683 | 0.54172 | 937.2648 | 6.9993e-05 | 799.5653 | 0.051466 | 941.6228 | 0.00073086 | 937.6741 | 0.92319 | 799.5653 | 0.001 | 1019.1009 | 0.48855 |  |  | 1191.641 | 0.0066766 | 1237.5869 | 0.32551 | 1493.9551 | 0.020294 |  |  | 1152.1516 | 0 | 1152.1448 | 0.03241
| 937.8422 | 0.003885 | 799.803 | 0.15082 | 799.803 | 0.71619 | 800.0059 | 0.54543 | 937.4337 | 0 | 799.803 | 0.050546 | 941.7933 | 0.00098093 | 937.8422 | 0.92451 | 799.803 | 0 | 1019.2042 | 0.48952 |  |  | 1192.076 | 0.0066624 | 1237.6619 | 0.32404 | 1494.2285 | 0.020345 |  |  | 1152.2166 | 0 | 1152.2097 | 0.03226
| 938.0104 | 0.0042553 | 800.0406 | 0.14805 | 800.0406 | 0.72938 | 800.2435 | 0.55097 | 937.6026 | 3.0002e-05 | 800.0406 | 0.053431 | 941.9638 | 0.00077312 | 938.0104 | 0.92504 | 800.0407 | 0.00080096 | 1019.3076 | 0.49028 |  |  | 1192.511 | 0.0066867 | 1237.7369 | 0.32256 | 1494.502 | 0.020277 |  |  | 1152.2816 | 0 | 1152.2748 | 0.03196
| 938.1786 | 0.0048518 | 800.2783 | 0.14111 | 800.2783 | 0.74144 | 800.4811 | 0.55629 | 937.7714 | 0 | 800.2783 | 0.051616 | 942.1344 | 0.00083891 | 938.1786 | 0.9267 | 800.2783 | 0.001 | 1019.411 | 0.49063 |  |  | 1192.947 | 0.006591 | 1237.812 | 0.3211 | 1494.7755 | 0.020081 |  |  | 1152.3467 | 0 | 1152.3398 | 0.03155
| 938.3467 | 0.0045015 | 800.516 | 0.13818 | 800.516 | 0.73823 | 800.7188 | 0.56019 | 937.9403 | 6.9993e-05 | 800.516 | 0.055176 | 942.3049 | 0.00061484 | 938.3467 | 0.92753 | 800.516 | 0 | 1019.5145 | 0.49097 |  |  | 1193.382 | 0.0071535 | 1237.887 | 0.31963 | 1495.0493 | 0.019772 |  |  | 1152.4117 | 0 | 1152.4049 | 0.03105
| 938.5149 | 0.0049045 | 800.7538 | 0.13235 | 800.7538 | 0.7456 | 800.9564 | 0.56587 | 938.1092 | 0 | 800.7538 | 0.054067 | 942.4755 | 0.00084192 | 938.5149 | 0.93043 | 800.7538 | 0 | 1019.6179 | 0.49186 |  |  | 1193.819 | 0.0069987 | 1237.962 | 0.31817 | 1495.3231 | 0.019387 |  |  | 1152.4768 | 0 | 1152.47 | 0.03052
| 938.683 | 0.0057148 | 800.9915 | 0.12833 | 800.9915 | 0.76613 | 801.194 | 0.57177 | 938.278 | 6.9993e-05 | 800.9915 | 0.056013 | 942.646 | 0.00059458 | 938.683 | 0.93186 | 800.9915 | 0.00080096 | 1019.7214 | 0.49328 |  |  | 1194.255 | 0.0074073 | 1238.0371 | 0.31673 | 1495.5969 | 0.018974 |  |  | 1152.5419 | 0 | 1152.535 | 0.03
| 938.8512 | 0.004342 | 801.2292 | 0.12285 | 801.2292 | 0.77538 | 801.4316 | 0.57838 | 938.4469 | 0 | 801.2292 | 0.055606 | 942.8166 | 0.00085476 | 938.8512 | 0.93421 | 801.2292 | 0.00040068 | 1019.8248 | 0.49444 |  |  | 1194.692 | 0.0072904 | 1238.1122 | 0.31528 | 1495.871 | 0.018575 |  |  | 1152.6069 | 0 | 1152.6001 | 0.02953
| 939.0194 | 0.0065061 | 801.4669 | 0.12002 | 801.4669 | 0.77632 | 801.6693 | 0.58175 | 938.6158 | 8.9995e-05 | 801.4669 | 0.057886 | 942.9871 | 0.00069949 | 939.0194 | 0.93494 | 801.4669 | 0.00080096 | 1019.9283 | 0.49532 |  |  | 1195.129 | 0.0075288 | 1238.1873 | 0.31383 | 1496.145 | 0.018217 |  |  | 1152.672 | 0 | 1152.6652 | 0.02916
| 939.1876 | 0.0039904 | 801.7047 | 0.11326 | 801.7047 | 0.79133 | 801.9069 | 0.58755 | 938.7847 | 0 | 801.7047 | 0.056297 | 943.1577 | 0.00084051 | 939.1876 | 0.93618 | 801.7047 | 0 | 1020.0319 | 0.49636 |  |  | 1195.567 | 0.0069173 | 1238.2623 | 0.3124 | 1496.4193 | 0.017906 |  |  | 1152.7372 | 0 | 1152.7304 | 0.02891
| 939.3557 | 0.0050994 | 801.9424 | 0.11171 | 801.9424 | 0.79936 | 802.1446 | 0.59402 | 938.9535 | 6.9993e-05 | 801.9424 | 0.058882 | 943.3282 | 0.00057713 | 939.3557 | 0.93619 | 801.9424 | 0 | 1020.1354 | 0.49682 |  |  | 1196.005 | 0.0071436 | 1238.3375 | 0.31096 | 1496.6936 | 0.017636 |  |  | 1152.8022 | 0 | 1152.7954 | 0.02879
| 939.5239 | 0.003885 | 802.1802 | 0.10663 | 802.1802 | 0.80224 | 802.3823 | 0.59985 | 939.1224 | 0 | 802.1802 | 0.059438 | 943.4988 | 0.00070711 | 939.5239 | 0.93687 | 802.1802 | 0 | 1020.239 | 0.49719 |  |  | 1196.443 | 0.0069569 | 1238.4126 | 0.30953 | 1496.968 | 0.017394 |  |  | 1152.8673 | 0 | 1152.8605 | 0.02879
| 939.6921 | 0.0054335 | 802.418 | 0.10326 | 802.418 | 0.8111 | 802.62 | 0.60447 | 939.2913 | 6.9993e-05 | 802.418 | 0.060552 | 943.6694 | 0.00045677 | 939.6921 | 0.93745 | 802.418 | 0.001 | 1020.3426 | 0.49814 |  |  | 1196.881 | 0.007107 | 1238.4877 | 0.30811 | 1497.2424 | 0.017177 |  |  | 1152.9325 | 0 | 1152.9257 | 0.0289
| 939.8603 | 0.006012 | 802.6557 | 0.099585 | 802.6557 | 0.81174 | 802.8577 | 0.6141 | 939.4602 | 0 | 802.6557 | 0.060092 | 943.8399 | 0.00062266 | 939.8603 | 0.93883 | 802.6557 | 0 | 1020.4462 | 0.49933 |  |  | 1197.32 | 0.0068009 | 1238.5629 | 0.30669 | 1497.5171 | 0.016987 |  |  | 1152.9976 | 0 | 1152.9907 | 0.02905
| 940.0284 | 0.0055741 | 802.8935 | 0.097475 | 802.8935 | 0.82916 | 803.0953 | 0.61723 | 939.6291 | 5.0004e-05 | 802.8935 | 0.061918 | 944.0105 | 0.00044252 | 940.0284 | 0.93957 | 802.8935 | 0.00040028 | 1020.5497 | 0.50057 |  |  | 1197.759 | 0.0069188 | 1238.6379 | 0.30528 | 1497.7917 | 0.016836 |  |  | 1153.0627 | 0 | 1153.0559 | 0.02921
| 940.1966 | 0.0049045 | 803.1313 | 0.092594 | 803.1313 | 0.84084 | 803.3331 | 0.62531 | 939.798 | 0 | 803.1313 | 0.062142 | 944.1811 | 0.00061303 | 940.1966 | 0.94169 | 803.1313 | 0 | 1020.6534 | 0.5011 |  |  | 1198.198 | 0.0067952 | 1238.7131 | 0.30387 | 1498.0665 | 0.016739 |  |  | 1153.1278 | 0 | 1153.121 | 0.02932
| 940.3648 | 0.0046774 | 803.3691 | 0.091286 | 803.3691 | 0.85057 | 803.5708 | 0.62885 | 939.9669 | 6.9993e-05 | 803.3691 | 0.064324 | 944.3516 | 0.00045316 | 940.3648 | 0.94321 | 803.3691 | 0 | 1020.7571 | 0.50181 |  |  | 1198.638 | 0.0063551 | 1238.7883 | 0.30246 | 1498.3414 | 0.016709 |  |  | 1153.193 | 0 | 1153.1862 | 0.02933
| 940.533 | 0.0063812 | 803.6069 | 0.086187 | 803.6069 | 0.85865 | 803.8085 | 0.6388 | 940.1358 | 0 | 803.6069 | 0.064022 | 944.5222 | 0.0006353 | 940.533 | 0.9456 | 803.6069 | 0 | 1020.8608 | 0.50299 |  |  | 1199.078 | 0.0068852 | 1238.8634 | 0.30106 | 1498.6165 | 0.016759 |  |  | 1153.2582 | 0 | 1153.2513 | 0.02922
| 940.7012 | 0.0035872 | 803.8447 | 0.085341 | 803.8447 | 0.85767 | 804.0463 | 0.64202 | 940.3047 | 5.0004e-05 | 803.8447 | 0.06649 | 944.6928 | 0.00039719 | 940.7012 | 0.94685 | 803.8447 | 0 | 1020.9645 | 0.50392 |  |  | 1199.519 | 0.0066984 | 1238.9386 | 0.29967 | 1498.8916 | 0.016895 |  |  | 1153.3234 | 0 | 1153.3165 | 0.02896
| 940.8693 | 0.0056253 | 804.0825 | 0.079947 | 804.0825 | 0.86077 | 804.284 | 0.65073 | 940.4736 | 0 | 804.0825 | 0.06542 | 944.8634 | 0.00054443 | 940.8693 | 0.94839 | 804.0825 | 0.001 | 1021.0682 | 0.50502 |  |  | 1199.959 | 0.0065446 | 1239.0138 | 0.29829 | 1499.1667 | 0.017116 |  |  | 1153.3884 | 0 | 1153.3816 | 0.02858
| 941.0375 | 0.0070864 | 804.3204 | 0.079088 | 804.3204 | 0.87349 | 804.5218 | 0.65509 | 940.6425 | 8.9995e-05 | 804.3204 | 0.067913 | 945.034 | 0.00041284 | 941.0375 | 0.94925 | 804.3204 | 0.001 | 1021.1719 | 0.50578 |  |  | 1200.4 | 0.0066179 | 1239.089 | 0.29689 | 1499.4421 | 0.017405 |  |  | 1153.4536 | 0 | 1153.4468 | 0.02811
| 941.2057 | 0.0064867 | 804.5582 | 0.074178 | 804.5582 | 0.88177 | 804.7595 | 0.66199 | 940.8114 | 0 | 804.5582 | 0.068554 | 945.2046 | 0.00069508 | 941.2057 | 0.94973 | 804.5582 | 0 | 1021.2758 | 0.50602 |  |  | 1200.842 | 0.0063996 | 1239.1642 | 0.29552 | 1499.7175 | 0.017724 |  |  | 1153.5188 | 0 | 1153.512 | 0.02758
| 941.3739 | 0.0059786 | 804.7961 | 0.073334 | 804.7961 | 0.88197 | 804.9973 | 0.66567 | 940.9803 | 5.0004e-05 | 804.7961 | 0.069866 | 945.3752 | 0.00054403 | 941.3739 | 0.94958 | 804.7961 | 0.001 | 1021.3796 | 0.50647 |  |  | 1201.283 | 0.0058093 | 1239.2394 | 0.29414 | 1499.993 | 0.018021 |  |  | 1153.584 | 0 | 1153.5772 | 0.02705
| 941.5421 | 0.0049573 | 805.0339 | 0.069097 | 805.0339 | 0.89969 | 805.235 | 0.67212 | 941.1492 | 0 | 805.0339 | 0.069656 | 945.5458 | 0.00071855 | 941.5421 | 0.94994 | 805.0339 | 0.001 | 1021.4834 | 0.50715 |  |  | 1201.725 | 0.0064468 | 1239.3146 | 0.29278 | 1500.2687 | 0.018238 |  |  | 1153.6492 | 0 | 1153.6423 | 0.02656
| 941.7103 | 0.0048708 | 805.2718 | 0.069777 | 805.2718 | 0.90076 | 805.4728 | 0.68065 | 941.3182 | 5.0004e-05 | 805.2718 | 0.072795 | 945.7164 | 0.00062005 | 941.7103 | 0.95006 | 805.2718 | 0.001 | 1021.5872 | 0.50764 |  |  | 1202.168 | 0.0060299 | 1239.3899 | 0.29141 | 1500.5443 | 0.018329 |  |  | 1153.7145 | 0 | 1153.7076 | 0.02614
| 941.8785 | 0.0058186 | 805.5096 | 0.064811 | 805.5096 | 0.89677 | 805.7106 | 0.68801 | 941.4871 | 0 | 805.5096 | 0.07233 | 945.887 | 0.00064734 | 941.8785 | 0.95155 | 805.5096 | 0 | 1021.6911 | 0.50851 |  |  | 1202.61 | 0.0057105 | 1239.4651 | 0.29005 | 1500.8202 | 0.018277 |  |  | 1153.7797 | 0 | 1153.7728 | 0.02582
| 942.0467 | 0.0045191 | 805.7475 | 0.064426 | 805.7475 | 0.91138 | 805.9485 | 0.68974 | 941.656 | 8.9995e-05 | 805.7475 | 0.074367 | 946.0576 | 0.00032216 | 942.0467 | 0.95307 | 805.7475 | -0.00040028 | 1021.795 | 0.50992 |  |  | 1203.053 | 0.0055323 | 1239.5403 | 0.28871 | 1501.0961 | 0.018101 |  |  | 1153.8448 | 0 | 1153.838 | 0.0256
| 942.2149 | 0.0035861 | 805.9854 | 0.061452 | 805.9854 | 0.9223 | 806.1863 | 0.70021 | 941.8249 | 0 | 805.9854 | 0.073589 | 946.2282 | 0.00047201 | 942.2149 | 0.95633 | 805.9854 | 0.00080076 | 1021.8989 | 0.51045 |  |  | 1203.497 | 0.0055621 | 1239.6156 | 0.28736 | 1501.3721 | 0.017858 |  |  | 1153.91 | 0 | 1153.9032 | 0.02549
| 942.3831 | 0.0054159 | 806.2233 | 0.060754 | 806.2233 | 0.91881 | 806.4241 | 0.70597 | 941.9939 | 6.9993e-05 | 806.2233 | 0.076201 | 946.3988 | 0.00029689 | 942.3831 | 0.95894 | 806.2233 | 0.001 | 1022.0028 | 0.5109 |  |  | 1203.94 | 0.005529 | 1239.6908 | 0.28602 | 1501.6482 | 0.017627 |  |  | 1153.9753 | 0 | 1153.9685 | 0.02549
| 942.5513 | 0.0059593 | 806.4612 | 0.057122 | 806.4612 | 0.92977 | 806.6619 | 0.7148 | 942.1628 | 0 | 806.4612 | 0.074776 | 946.5694 | 0.00030431 | 942.5513 | 0.9625 | 806.4612 | 0 | 1022.1068 | 0.51246 |  |  | 1204.384 | 0.0059331 | 1239.7661 | 0.28468 | 1501.9244 | 0.017486 |  |  | 1154.0405 | 0 | 1154.0337 | 0.02557
| 942.7195 | 0.0047829 | 806.6991 | 0.056511 | 806.6991 | 0.93723 | 806.8998 | 0.71807 | 942.3317 | 5.0004e-05 | 806.6991 | 0.078021 | 946.74 | 0.00014804 | 942.7195 | 0.96507 | 806.6991 | 0.00040048 | 1022.2107 | 0.5138 |  |  | 1204.828 | 0.0055798 | 1239.8414 | 0.28334 | 1502.2008 | 0.017488 |  |  | 1154.1058 | 0 | 1154.099 | 0.02574
| 942.8877 | 0.0049397 | 806.937 | 0.053829 | 806.937 | 0.94 | 807.1376 | 0.73051 | 942.5007 | 0 | 806.937 | 0.078246 | 946.9106 | 0.0003338 | 942.8877 | 0.96828 | 806.937 | 0.00080116 | 1022.3147 | 0.51522 |  |  | 1205.273 | 0.0052229 | 1239.9168 | 0.28202 | 1502.4772 | 0.017648 |  |  | 1154.171 | 0 | 1154.1642 | 0.02598
| 943.0559 | 0.0062951 | 807.1749 | 0.053994 | 807.1749 | 0.95342 | 807.3755 | 0.73117 | 942.6696 | 5.0004e-05 | 807.1749 | 0.081611 | 947.0813 | 0.0001382 | 943.0559 | 0.97101 | 807.1749 | 0.00040068 | 1022.4187 | 0.51707 |  |  | 1205.718 | 0.0050423 | 1239.9921 | 0.2807 | 1502.7538 | 0.017941 |  |  | 1154.2363 | 0 | 1154.2295 | 0.02627
| 943.2241 | 0.003885 | 807.4129 | 0.049275 | 807.4129 | 0.94958 | 807.6133 | 0.74016 | 942.8385 | 0 | 807.4129 | 0.08123 | 947.2519 | 0.00037451 | 943.2241 | 0.97381 | 807.4129 | 0 | 1022.5228 | 0.51793 |  |  | 1206.163 | 0.0052522 | 1240.0673 | 0.27939 | 1503.0304 | 0.018307 |  |  | 1154.3016 | 0 | 1154.2948 | 0.02662
| 943.3923 | 0.0065764 | 807.6508 | 0.049108 | 807.6508 | 0.96651 | 807.8512 | 0.74721 | 943.0075 | 6.9993e-05 | 807.6508 | 0.082554 | 947.4225 | 0.00030401 | 943.3923 | 0.97544 | 807.6508 | 0 | 1022.6268 | 0.51778 |  |  | 1206.609 | 0.0049329 | 1240.1426 | 0.27808 | 1503.3071 | 0.018679 |  |  | 1154.3668 | 0 | 1154.36 | 0.02702
| 943.5605 | 0.0070843 | 807.8888 | 0.04655 | 807.8888 | 0.95764 | 808.0891 | 0.75303 | 943.1764 | 0 | 807.8888 | 0.081989 | 947.5931 | 0.00047793 | 943.5605 | 0.97703 | 807.8888 | 0 | 1022.7309 | 0.51784 |  |  | 1207.055 | 0.0049522 | 1240.218 | 0.27678 | 1503.5839 | 0.018997 |  |  | 1154.4321 | 0 | 1154.4253 | 0.02747
| 943.7287 | 0.0038861 | 808.1267 | 0.046008 | 808.1267 | 0.96037 | 808.327 | 0.75745 | 943.3454 | 5.0004e-05 | 808.1267 | 0.085701 | 947.7638 | 0.00028615 | 943.7287 | 0.97758 | 808.1267 | 0.001 | 1022.835 | 0.51907 |  |  | 1207.501 | 0.004998 | 1240.2933 | 0.27547 | 1503.8608 | 0.019226 |  |  | 1154.4974 | 0 | 1154.4906 | 0.02798
| 943.8969 | 0.0044123 | 808.3647 | 0.042991 | 808.3647 | 0.97138 | 808.5649 | 0.77209 | 943.5143 | 0 | 808.3647 | 0.083668 | 947.9344 | 0.00041736 | 943.8969 | 0.97826 | 808.3647 | 0.00060092 | 1022.9391 | 0.52131 |  |  | 1207.948 | 0.0044778 | 1240.3686 | 0.27418 | 1504.1379 | 0.019358 |  |  | 1154.5627 | 0 | 1154.5559 | 0.02855
| 944.0652 | 0.0055917 | 808.6027 | 0.043132 | 808.6027 | 0.97195 | 808.8028 | 0.77229 | 943.6833 | 6.9993e-05 | 808.6027 | 0.086477 | 948.1051 | 0.0001638 | 944.0652 | 0.97806 | 808.6027 | 0.00040068 | 1023.0433 | 0.52259 |  |  | 1208.395 | 0.0048531 | 1240.444 | 0.2729 | 1504.415 | 0.019406 |  |  | 1154.6281 | 0 | 1154.6212 | 0.0292
| 944.2334 | 0.0058538 | 808.8406 | 0.040278 | 808.8406 | 0.97947 | 809.0407 | 0.78547 | 943.8523 | 0 | 808.8406 | 0.087132 | 948.2757 | 0.00035145 | 944.2334 | 0.97839 | 808.8406 | 0 | 1023.1474 | 0.5231 |  |  | 1208.842 | 0.0041998 | 1240.5194 | 0.27162 | 1504.6923 | 0.019395 |  |  | 1154.6934 | 0 | 1154.6865 | 0.02992
| 944.4016 | 0.0029541 | 809.0786 | 0.040521 | 809.0786 | 0.97566 | 809.2787 | 0.78917 | 944.0212 | 0.00011 | 809.0786 | 0.091358 | 948.4463 | 0.00027382 | 944.4016 | 0.97822 | 809.0786 | 0.00020024 | 1023.2516 | 0.524 |  |  | 1209.29 | 0.0042493 | 1240.5947 | 0.27034 | 1504.9696 | 0.019352 |  |  | 1154.7587 | 0 | 1154.7518 | 0.03071
| 944.5698 | 0.0048342 | 809.3166 | 0.037088 | 809.3166 | 0.98386 | 809.5166 | 0.79666 | 944.1902 | 0 | 809.3166 | 0.088624 | 948.617 | 0.0004339 | 944.5698 | 0.97888 | 809.3166 | 0.00060052 | 1023.3558 | 0.52459 |  |  | 1209.738 | 0.0042499 | 1240.6702 | 0.26907 | 1505.2471 | 0.019304 |  |  | 1154.824 | 0 | 1154.8171 | 0.03155
| 944.738 | 0.0063303 | 809.5546 | 0.038796 | 809.5546 | 0.98659 | 809.7545 | 0.80454 | 944.3591 | 8.9995e-05 | 809.5546 | 0.093031 | 948.7876 | 0.00028038 | 944.738 | 0.98032 | 809.5546 | 0 | 1023.46 | 0.52556 |  |  | 1210.186 | 0.0043525 | 1240.7455 | 0.26781 | 1505.5247 | 0.019272 |  |  | 1154.8894 | 0 | 1154.8826 | 0.03242
| 944.9062 | 0.0041311 | 809.7926 | 0.035875 | 809.7926 | 0.98874 | 809.9925 | 0.81729 | 944.5281 | 0 | 809.7926 | 0.091054 | 948.9583 | 0.00033072 | 944.9062 | 0.98361 | 809.7926 | 0 | 1023.5643 | 0.52731 |  |  | 1210.634 | 0.0043086 | 1240.8209 | 0.26655 | 1505.8022 | 0.019277 |  |  | 1154.9547 | 0 | 1154.9479 | 0.03328
| 945.0745 | 0.0052928 | 810.0307 | 0.035656 | 810.0307 | 0.98771 | 810.2305 | 0.81701 | 944.6971 | 5.0004e-05 | 810.0307 | 0.094938 | 949.1289 | 9.7422e-05 | 945.0745 | 0.98654 | 810.0307 | 0 | 1023.6685 | 0.5292 |  |  | 1211.083 | 0.0041647 | 1240.8964 | 0.26529 | 1506.08 | 0.019328 |  |  | 1155.02 | 0 | 1155.0132 | 0.03407
| 945.2427 | 0.0060999 | 810.2687 | 0.033348 | 810.2687 | 0.98936 | 810.4684 | 0.82733 | 944.8661 | 0 | 810.2687 | 0.094154 | 949.2996 | 0.00025068 | 945.2427 | 0.9899 | 810.2687 | 0 | 1023.7728 | 0.53044 |  |  | 1211.532 | 0.0043165 | 1240.9718 | 0.26405 | 1506.3579 | 0.019426 |  |  | 1155.0855 | 0 | 1155.0786 | 0.03477
| 945.4109 | 0.0046598 | 810.5067 | 0.033854 | 810.5067 | 0.98538 | 810.7064 | 0.83261 | 945.035 | 5.0004e-05 | 810.5067 | 0.097981 | 949.4703 | 9.6018e-05 | 945.4109 | 0.99199 | 810.5067 | 0 | 1023.877 | 0.53092 |  |  | 1211.982 | 0.0038894 | 1241.0472 | 0.2628 | 1506.6359 | 0.019557 |  |  | 1155.1508 | 0 | 1155.1439 | 0.03532
| 945.5791 | 0.0060648 | 810.7448 | 0.031466 | 810.7448 | 0.99329 | 810.9444 | 0.84509 | 945.204 | 0 | 810.7448 | 0.097506 | 949.6409 | 0.00019276 | 945.5791 | 0.99425 | 810.7448 | 0.00040048 | 1023.9814 | 0.53195 |  |  | 1212.432 | 0.0040837 | 1241.1227 | 0.26157 | 1506.9138 | 0.019706 |  |  | 1155.2162 | 0 | 1155.2094 | 0.0357
| 945.7474 | 0.0050466 | 810.9828 | 0.032264 | 810.9828 | 0.99144 | 811.1824 | 0.84838 | 945.373 | 6.9993e-05 | 810.9828 | 0.10061 | 949.8116 | 0.00013721 | 945.7474 | 0.99463 | 810.9828 | 0.00080116 | 1024.0857 | 0.53343 |  |  | 1212.882 | 0.003934 | 1241.1981 | 0.26035 | 1507.192 | 0.019854 |  |  | 1155.2815 | 0 | 1155.2747 | 0.03588
| 945.9156 | 0.0038147 | 811.2209 | 0.029426 | 811.2209 | 1 | 811.4204 | 0.85925 | 945.542 | 0 | 811.2209 | 0.099628 | 949.9823 | 0.00030772 | 945.9156 | 0.99509 | 811.2209 | 0 | 1024.1901 | 0.53485 |  |  | 1213.333 | 0.0039927 | 1241.2736 | 0.25912 | 1507.4703 | 0.01999 |  |  | 1155.3469 | 0 | 1155.3401 | 0.03584
| 946.0838 | 0.0052401 | 811.4589 | 0.028944 | 811.4589 | 0.99208 | 811.6584 | 0.86533 | 945.711 | 8.9995e-05 | 811.4589 | 0.10364 | 950.1529 | 6.0581e-05 | 946.0838 | 0.9939 | 811.4589 | 0.00020024 | 1024.2944 | 0.53577 |  |  | 1213.784 | 0.0036031 | 1241.349 | 0.2579 | 1507.7487 | 0.020103 |  |  | 1155.4124 | 0 | 1155.4055 | 0.0356
| 946.2521 | 0.0041662 | 811.697 | 0.026944 | 811.697 | 0.9979 | 811.8964 | 0.87707 | 945.88 | 0 | 811.697 | 0.10302 | 950.3236 | 0.00018054 | 946.2521 | 0.99312 | 811.697 | 0.00040068 | 1024.3989 | 0.53638 |  |  | 1214.235 | 0.0039965 | 1241.4244 | 0.25668 | 1508.0271 | 0.020182 |  |  | 1155.4777 | 0 | 1155.4708 | 0.03516
| 946.4203 | 0.0049235 | 811.9351 | 0.027558 | 811.9351 | 0.99573 | 812.1345 | 0.8775 | 946.049 | 5.0004e-05 | 811.9351 | 0.10628 | 950.4943 | 7.6746e-05 | 946.4203 | 0.99098 | 811.9351 | 0 | 1024.5033 | 0.53789 |  |  | 1214.687 | 0.0034289 | 1241.5 | 0.25548 | 1508.3057 | 0.020206 |  |  | 1155.5431 | 0 | 1155.5363 | 0.03457
| 946.5885 | 0.0049221 | 812.1732 | 0.025291 | 812.1732 | 0.99805 | 812.3725 | 0.88787 | 946.218 | 0 | 812.1732 | 0.10665 | 950.665 | 0.00035137 | 946.5885 | 0.9898 | 812.1732 | 0 | 1024.6078 | 0.53938 |  |  | 1215.139 | 0.0034847 | 1241.5754 | 0.25428 | 1508.5844 | 0.020146 |  |  | 1155.6085 | 0 | 1155.6017 | 0.03388
| 946.7568 | 0.0047125 | 812.4113 | 0.026547 | 812.4113 | 0.998 | 812.6105 | 0.89428 | 946.387 | 6.9993e-05 | 812.4113 | 0.10923 | 950.8357 | 0.00015498 | 946.7568 | 0.98828 | 812.4113 | 0 | 1024.7123 | 0.53986 |  |  | 1215.591 | 0.0035681 | 1241.651 | 0.25309 | 1508.8632 | 0.019975 |  |  | 1155.674 | 0 | 1155.6671 | 0.03313
| 946.925 | 0.0047112 | 812.6494 | 0.023593 | 812.6494 | 0.98994 | 812.8486 | 0.90344 | 946.556 | 0 | 812.6494 | 0.10975 | 951.0063 | 0.00030021 | 946.925 | 0.98811 | 812.6494 | 0 | 1024.8168 | 0.53997 |  |  | 1216.044 | 0.0032106 | 1241.7264 | 0.25189 | 1509.1421 | 0.019681 |  |  | 1155.7394 | 0 | 1155.7325 | 0.03238
| 947.0932 | 0.004607 | 812.8875 | 0.024936 | 812.8875 | 0.99059 | 813.0867 | 0.90573 | 946.725 | 6.9993e-05 | 812.8875 | 0.11274 | 951.177 | 0.00019891 | 947.0932 | 0.98708 | 812.8875 | 0.00020044 | 1024.9213 | 0.54113 |  |  | 1216.496 | 0.0034903 | 1241.802 | 0.25071 | 1509.421 | 0.019281 |  |  | 1155.8048 | 0 | 1155.798 | 0.03165
| 947.2615 | 0.0047288 | 813.1256 | 0.022176 | 813.1256 | 0.99582 | 813.3247 | 0.91653 | 946.894 | 0 | 813.1256 | 0.11161 | 951.3477 | 0.0003336 | 947.2615 | 0.98667 | 813.1256 | 0 | 1025.0259 | 0.5429 |  |  | 1216.95 | 0.0033277 | 1241.8776 | 0.24954 | 1509.7001 | 0.018821 |  |  | 1155.8702 | 0 | 1155.8634 | 0.03097
| 947.4297 | 0.0054862 | 813.3638 | 0.023244 | 813.3638 | 0.99462 | 813.5628 | 0.92379 | 947.063 | 6.9993e-05 | 813.3638 | 0.1153 | 951.5184 | 7.683e-05 | 947.4297 | 0.98537 | 813.3638 | 0 | 1025.1304 | 0.54388 |  |  | 1217.403 | 0.0029668 | 1241.953 | 0.24836 | 1509.9794 | 0.01837 |  |  | 1155.9358 | 0 | 1155.929 | 0.03034
| 947.598 | 0.0058011 | 813.6019 | 0.021095 | 813.6019 | 0.98948 | 813.8009 | 0.93269 | 947.232 | 0 | 813.6019 | 0.11516 | 951.6891 | 0.00021524 | 947.598 | 0.98538 | 813.6019 | 0.00080116 | 1025.235 | 0.54453 |  |  | 1217.857 | 0.0036959 | 1242.0286 | 0.2472 | 1510.2587 | 0.017993 |  |  | 1156.0012 | 0 | 1155.9944 | 0.02977
| 947.7662 | 0.0066644 | 813.84 | 0.02169 | 813.84 | 0.98093 | 814.039 | 0.93627 | 947.401 | 6.9993e-05 | 813.84 | 0.11951 | 951.8598 | 0.00012838 | 947.7662 | 0.98533 | 813.84 | 0.001 | 1025.3396 | 0.5449 |  |  | 1218.312 | 0.0034629 | 1242.1041 | 0.24604 | 1510.538 | 0.017741 |  |  | 1156.0666 | 0 | 1156.0598 | 0.02924
| 947.9345 | 0.0059241 | 814.0782 | 0.0191 | 814.0782 | 0.98893 | 814.2771 | 0.94859 | 947.57 | 0 | 814.0782 | 0.11796 | 952.0305 | 0.00026078 | 947.9345 | 0.98658 | 814.0782 | 0.00060092 | 1025.4442 | 0.54582 |  |  | 1218.766 | 0.0036743 | 1242.1797 | 0.24489 | 1510.8175 | 0.017632 |  |  | 1156.1322 | 0 | 1156.1254 | 0.02877
| 948.1027 | 0.0074556 | 814.3164 | 0.020303 | 814.3164 | 0.97267 | 814.5152 | 0.94651 | 947.739 | 6.9993e-05 | 814.3164 | 0.12037 | 952.2012 | 6.3389e-05 | 948.1027 | 0.98747 | 814.3164 | 0 | 1025.5488 | 0.548 |  |  | 1219.221 | 0.0033641 | 1242.2554 | 0.24374 | 1511.0972 | 0.017649 |  |  | 1156.1976 | 0 | 1156.1908 | 0.02834
| 948.271 | 0.0060296 | 814.5545 | 0.018542 | 814.5545 | 0.97625 | 814.7534 | 0.95479 | 947.9081 | 0 | 814.5545 | 0.12214 | 952.3719 | 0.00021785 | 948.271 | 0.98894 | 814.5545 | 0.00060092 | 1025.6536 | 0.54944 |  |  | 1219.677 | 0.0033418 | 1242.3309 | 0.2426 | 1511.3768 | 0.017748 |  |  | 1156.2632 | 0 | 1156.2564 | 0.02796
| 948.4392 | 0.0047125 | 814.7927 | 0.019805 | 814.7927 | 0.97038 | 814.9915 | 0.95673 | 948.0771 | 5.0004e-05 | 814.7927 | 0.12531 | 952.5426 | 6.1383e-05 | 948.4392 | 0.9896 | 814.7927 | 0.001 | 1025.7583 | 0.54969 |  |  | 1220.132 | 0.0032365 | 1242.4065 | 0.24146 | 1511.6566 | 0.017876 |  |  | 1156.3286 | 0 | 1156.3218 | 0.02765
| 948.6075 | 0.0046584 | 815.0309 | 0.016453 | 815.0309 | 0.96784 | 815.2296 | 0.96185 | 948.2461 | 0 | 815.0309 | 0.12423 | 952.7134 | 0.00011755 | 948.6075 | 0.99044 | 815.0309 | 0 | 1025.8629 | 0.55133 |  |  | 1220.588 | 0.0027863 | 1242.4821 | 0.24033 | 1511.9365 | 0.017983 |  |  | 1156.3942 | 0 | 1156.3873 | 0.0274
| 948.7757 | 0.0063478 | 815.2691 | 0.018512 | 815.2691 | 0.95894 | 815.4678 | 0.96747 | 948.4151 | 6.9993e-05 | 815.2691 | 0.12827 | 952.8841 | 7.9638e-05 | 948.7757 | 0.98983 | 815.2691 | 0 | 1025.9677 | 0.55436 |  |  | 1221.045 | 0.0028504 | 1242.5577 | 0.23921 | 1512.2166 | 0.018044 |  |  | 1156.4596 | 0 | 1156.4528 | 0.02722
| 948.944 | 0.0047463 | 815.5073 | 0.017041 | 815.5073 | 0.95338 | 815.7059 | 0.97674 | 948.5842 | 0 | 815.5073 | 0.12954 | 953.0548 | 6.5396e-05 | 948.944 | 0.99028 | 815.5073 | 0.001 | 1026.0725 | 0.55661 |  |  | 1221.501 | 0.0029038 | 1242.6333 | 0.23809 | 1512.4967 | 0.018059 |  |  | 1156.5251 | 0 | 1156.5183 | 0.02709
| 949.1122 | 0.0049763 | 815.7455 | 0.017917 | 815.7455 | 0.95284 | 815.9441 | 0.97672 | 948.7532 | 6.9993e-05 | 815.7455 | 0.13204 | 953.2255 | 7.2417e-05 | 949.1122 | 0.99035 | 815.7455 | 0.001 | 1026.1772 | 0.5578 |  |  | 1221.958 | 0.0027388 | 1242.709 | 0.23697 | 1512.777 | 0.018049 |  |  | 1156.5907 | 0 | 1156.5839 | 0.027
| 949.2805 | 0.0064691 | 815.9837 | 0.015323 | 815.9837 | 0.94791 | 816.1823 | 0.98397 | 948.9222 | 0 | 815.9837 | 0.13247 | 953.3962 | 0.00017693 | 949.2805 | 0.9913 | 815.9837 | 0.00080116 | 1026.282 | 0.5586 |  |  | 1222.416 | 0.0026023 | 1242.7847 | 0.23587 | 1513.0573 | 0.018045 |  |  | 1156.6562 | 0 | 1156.6494 | 0.02693
| 949.4487 | 0.005328 | 816.2219 | 0.016243 | 816.2219 | 0.93917 | 816.4204 | 0.98299 | 949.0913 | 6.9993e-05 | 816.2219 | 0.13535 | 953.567 | 5.8776e-05 | 949.4487 | 0.99119 | 816.2219 | 0.001 | 1026.3868 | 0.55922 |  |  | 1222.873 | 0.0026305 | 1242.8602 | 0.23477 | 1513.3376 | 0.018068 |  |  | 1156.7218 | 0 | 1156.715 | 0.02687
| 949.617 | 0.0050803 | 816.4601 | 0.014501 | 816.4601 | 0.92909 | 816.6586 | 0.98873 | 949.2603 | 0 | 816.4601 | 0.13623 | 953.7377 | 0.00027964 | 949.617 | 0.99218 | 816.4601 | 0.00080096 | 1026.4917 | 0.55987 |  |  | 1223.331 | 0.0029848 | 1242.9359 | 0.23367 | 1513.6183 | 0.018124 |  |  | 1156.7874 | 0 | 1156.7805 | 0.02679
| 949.7853 | 0.0046598 | 816.6984 | 0.014621 | 816.6984 | 0.92525 | 816.8969 | 0.98917 | 949.4294 | 6.9993e-05 | 816.6984 | 0.13824 | 953.9084 | 8.4653e-05 | 949.7853 | 0.9935 | 816.6984 | 0.00060072 | 1026.5966 | 0.56082 |  |  | 1223.79 | 0.002602 | 1243.0116 | 0.23258 | 1513.8989 | 0.018197 |  |  | 1156.8529 | 0 | 1156.8461 | 0.02669
| 949.9535 | 0.0034279 | 816.9366 | 0.013362 | 816.9366 | 0.91649 | 817.135 | 0.99636 | 949.5984 | 0 | 816.9366 | 0.13956 | 954.0792 | 0.00028706 | 949.9535 | 0.99613 | 816.9366 | 0.00080096 | 1026.7014 | 0.56219 |  |  | 1224.248 | 0.0026576 | 1243.0873 | 0.23149 | 1514.1796 | 0.018268 |  |  | 1156.9185 | 0 | 1156.9116 | 0.02658
| 950.1218 | 0.0052401 | 817.1749 | 0.014149 | 817.1749 | 0.90478 | 817.3732 | 0.99354 | 949.7675 | 5.0004e-05 | 817.1749 | 0.14185 | 954.2499 | 8.4252e-06 | 950.1218 | 0.99798 | 817.1749 | 0.001 | 1026.8064 | 0.56317 |  |  | 1224.707 | 0.0026342 | 1243.163 | 0.23042 | 1514.4604 | 0.018322 |  |  | 1156.984 | 0 | 1156.9772 | 0.02646
| 950.2901 | 0.0038674 | 817.4131 | 0.011987 | 817.4131 | 0.8927 | 817.6115 | 0.99668 | 949.9365 | 0 | 817.4131 | 0.14284 | 954.4207 | 0.0001659 | 950.2901 | 1 | 817.4131 | 0 | 1026.9113 | 0.56313 |  |  | 1225.167 | 0.0025473 | 1243.2387 | 0.22934 | 1514.7415 | 0.018362 |  |  | 1157.0496 | 0 | 1157.0427 | 0.02634
| 950.4583 | 0.0051521 | 817.6514 | 0.013712 | 817.6514 | 0.88733 | 817.8497 | 0.99607 | 950.1056 | 3.0002e-05 | 817.6514 | 0.14803 | 954.5914 | 0.0001326 | 950.4583 | 0.99993 | 817.6514 | 0 | 1027.0162 | 0.56366 |  |  | 1225.627 | 0.0021625 | 1243.3143 | 0.22828 | 1515.0225 | 0.018409 |  |  | 1157.1152 | 0 | 1157.1084 | 0.02625
| 950.6266 | 0.0056253 | 817.8897 | 0.012231 | 817.8897 | 0.87697 | 818.088 | 0.99622 | 950.2746 | 0 | 817.8897 | 0.14714 | 954.7621 | 0.00014263 | 950.6266 | 0.99981 | 817.8897 | 0 | 1027.1211 | 0.56595 |  |  | 1226.087 | 0.0025144 | 1243.39 | 0.22722 | 1515.3036 | 0.018489 |  |  | 1157.1808 | 0 | 1157.174 | 0.0262
| 950.7949 | 0.0052752 | 818.128 | 0.01308 | 818.128 | 0.86512 | 818.3262 | 0.99748 | 950.4437 | 6.9993e-05 | 818.128 | 0.14952 | 954.9329 | 9.3279e-05 | 950.7949 | 0.99822 | 818.128 | 0.001 | 1027.2261 | 0.56827 |  |  | 1226.547 | 0.0025236 | 1243.4658 | 0.22617 | 1515.585 | 0.018618 |  |  | 1157.2465 | 0 | 1157.2395 | 0.0262
| 950.9631 | 0.0054671 | 818.3663 | 0.010996 | 818.3663 | 0.86557 | 818.5645 | 1 | 950.6127 | 0 | 818.3663 | 0.15061 | 955.1036 | 0.00016891 | 950.9631 | 0.99695 | 818.3663 | 0.001 | 1027.3312 | 0.56969 |  |  | 1227.008 | 0.0022475 | 1243.5415 | 0.22511 | 1515.8663 | 0.018795 |  |  | 1157.312 | 0 | 1157.3052 | 0.02626
| 951.1314 | 0.0045367 | 818.6046 | 0.012031 | 818.6046 | 0.85665 | 818.8027 | 0.99493 | 950.7818 | 6.9993e-05 | 818.6046 | 0.15432 | 955.2744 | 0.00018275 | 951.1314 | 0.99425 | 818.6046 | 0.001 | 1027.4362 | 0.57108 |  |  | 1227.469 | 0.0028672 | 1243.6173 | 0.22406 | 1516.1478 | 0.019005 |  |  | 1157.3777 | 0 | 1157.3707 | 0.02636
| 951.2997 | 0.0059417 | 818.8429 | 0.01026 | 818.8429 | 0.83975 | 819.041 | 0.99757 | 950.9509 | 0 | 818.8429 | 0.15449 | 955.4452 | 3.9518e-05 | 951.2997 | 0.99185 | 818.8429 | 0.001 | 1027.5413 | 0.57236 |  |  | 1227.931 | 0.002364 | 1243.693 | 0.22303 | 1516.4293 | 0.019228 |  |  | 1157.4432 | 0 | 1157.4364 | 0.0265
| 951.468 | 0.0054862 | 819.0812 | 0.011046 | 819.0812 | 0.82759 | 819.2793 | 0.99498 | 951.12 | 6.9993e-05 | 819.0812 | 0.1581 | 955.6159 | 0.00035406 | 951.468 | 0.98934 | 819.0812 | 0.001 | 1027.6462 | 0.57366 |  |  | 1228.392 | 0.0021702 | 1243.7688 | 0.22199 | 1516.7111 | 0.019449 |  |  | 1157.5089 | 0 | 1157.5021 | 0.02664
| 951.6362 | 0.0062933 | 819.3195 | 0.011583 | 819.3195 | 0.80429 | 819.5176 | 0.9913 | 951.289 | 2.6669e-05 | 819.3195 | 0.16238 | 955.7867 | 0.00015005 | 951.6362 | 0.98777 | 819.3195 | 0 | 1027.7513 | 0.57471 |  |  | 1228.855 | 0.0021027 | 1243.8446 | 0.22096 | 1516.9928 | 0.01967 |  |  | 1157.5746 | 0 | 1157.5676 | 0.02676
| 951.8045 | 0.0043784 | 819.5578 | 0.0087833 | 819.5578 | 0.79645 | 819.7559 | 0.99317 | 951.4581 | 0 | 819.5578 | 0.16271 | 955.9574 | 0.00030351 | 951.8045 | 0.98669 | 819.5578 | 0.001 | 1027.8566 | 0.57531 |  |  | 1229.317 | 0.0023071 | 1243.9203 | 0.21994 | 1517.2748 | 0.019899 |  |  | 1157.6401 | 0 | 1157.6333 | 0.02683
| 951.9728 | 0.0057308 | 819.7962 | 0.010917 | 819.7962 | 0.77089 | 819.9942 | 0.9852 | 951.6272 | 2.6669e-05 | 819.7962 | 0.16671 | 956.1282 | 2.1264e-05 | 951.9728 | 0.9856 | 819.7962 | 0.00060072 | 1027.9617 | 0.57678 |  |  | 1229.78 | 0.0021167 | 1243.9961 | 0.21892 | 1517.5568 | 0.020148 |  |  | 1157.7058 | 0 | 1157.699 | 0.02684
| 952.1411 | 0.003974 | 820.0345 | 0.0088449 | 820.0345 | 0.76224 | 820.2325 | 0.98453 | 951.7963 | 1.0001e-05 | 820.0345 | 0.16736 | 956.299 | 9.3265e-05 | 952.1411 | 0.98467 | 820.0345 | 0.001 | 1028.0668 | 0.57819 |  |  | 1230.243 | 0.0023378 | 1244.0719 | 0.21791 | 1517.8389 | 0.020419 |  |  | 1157.7715 | 0 | 1157.7647 | 0.02678
| 952.3093 | 0.0044299 | 820.2729 | 0.010073 | 820.2729 | 0.74626 | 820.4708 | 0.97702 | 951.9653 | 6.6672e-06 | 820.2729 | 0.1697 | 956.4698 | 0.00017955 | 952.3093 | 0.98255 | 820.2729 | 0.00080096 | 1028.172 | 0.57868 |  |  | 1230.707 | 0.0021973 | 1244.1477 | 0.2169 | 1518.1211 | 0.0207 |  |  | 1157.8372 | 0 | 1157.8303 | 0.02665
| 952.4776 | 0.0047829 | 820.5112 | 0.0084028 | 820.5112 | 0.73308 | 820.7092 | 0.97856 | 952.1344 | 1.0001e-05 | 820.5112 | 0.1713 | 956.6405 | 7.2804e-05 | 952.4776 | 0.98057 | 820.5112 | 0.001 | 1028.2772 | 0.57938 |  |  | 1231.171 | 0.0019638 | 1244.2235 | 0.21589 | 1518.4033 | 0.02097 |  |  | 1157.9028 | 0 | 1157.896 | 0.02649
| 952.6459 | 0.0058362 | 820.7496 | 0.0094309 | 820.7496 | 0.71798 | 820.9475 | 0.97042 | 952.3035 | 2.6669e-05 | 820.7496 | 0.17516 | 956.8113 | 0.00024013 | 952.6459 | 0.97768 | 820.7496 | 0 | 1028.3824 | 0.58061 |  |  | 1231.635 | 0.00181 | 1244.2993 | 0.2149 | 1518.6858 | 0.021201 |  |  | 1157.9685 | 0 | 1157.9617 | 0.02629
| 952.8142 | 0.0054686 | 820.988 | 0.007506 | 820.988 | 0.70962 | 821.1859 | 0.97235 | 952.4726 | 3.0002e-05 | 820.988 | 0.17718 | 956.9821 | 4.6325e-05 | 952.8142 | 0.97572 | 820.988 | 0.001 | 1028.4877 | 0.58283 |  |  | 1232.1 | 0.0021429 | 1244.3752 | 0.21391 | 1518.9683 | 0.021366 |  |  | 1158.0342 | 0 | 1158.0273 | 0.02607
| 952.9825 | 0.0062581 | 821.2264 | 0.0089238 | 821.2264 | 0.6863 | 821.4242 | 0.96017 | 952.6417 | 6.6672e-06 | 821.2264 | 0.17949 | 957.1529 | 3.1494e-05 | 952.9825 | 0.97342 | 821.2264 | 0.001 | 1028.5931 | 0.58455 |  |  | 1232.565 | 0.0022367 | 1244.451 | 0.21292 | 1519.251 | 0.021438 |  |  | 1158.1 | 0 | 1158.093 | 0.02584
| 953.1508 | 0.0037102 | 821.4647 | 0.0069163 | 821.4647 | 0.67706 | 821.6626 | 0.9568 | 952.8108 | 3.0002e-05 | 821.4647 | 0.17934 | 957.3237 | 0.00012297 | 953.1508 | 0.9721 | 821.4647 | 0 | 1028.6982 | 0.58493 |  |  | 1233.03 | 0.002016 | 1244.5269 | 0.21194 | 1519.5337 | 0.021393 |  |  | 1158.1656 | 0 | 1158.1588 | 0.02561
| 953.3191 | 0.0048518 | 821.7031 | 0.0083012 | 821.7031 | 0.65488 | 821.9009 | 0.94459 | 952.9799 | 0 | 821.7031 | 0.18385 | 957.4945 | 8.5054e-05 | 953.3191 | 0.97089 | 821.7032 | 0.00060092 | 1028.8036 | 0.58584 |  |  | 1233.496 | 0.002062 | 1244.6028 | 0.21096 | 1519.8165 | 0.02122 |  |  | 1158.2313 | 0 | 1158.2245 | 0.02537
| 953.4874 | 0.0025145 | 821.9416 | 0.0063024 | 821.9416 | 0.63669 | 822.1393 | 0.93421 | 953.149 | 1.0001e-05 | 821.9416 | 0.18519 | 957.6652 | 0.0001023 | 953.4874 | 0.97084 | 821.9416 | 0.001 | 1028.9089 | 0.58738 |  |  | 1233.962 | 0.0021105 | 1244.6786 | 0.20998 | 1520.0995 | 0.020925 |  |  | 1158.2971 | 0 | 1158.2902 | 0.02513
| 953.6556 | 0.0050276 | 822.18 | 0.0081924 | 822.18 | 0.62058 | 822.3777 | 0.92774 | 953.3181 | 4.6671e-05 | 822.18 | 0.18867 | 957.836 | 7.1015e-05 | 953.6556 | 0.96963 | 822.18 | 0.00040048 | 1029.0143 | 0.58905 |  |  | 1234.428 | 0.0019853 | 1244.7545 | 0.20902 | 1520.3824 | 0.020538 |  |  | 1158.3628 | 0 | 1158.356 | 0.0249
| 953.8239 | 0.0055741 | 822.4184 | 0.0065857 | 822.4184 | 0.61512 | 822.6161 | 0.91926 | 953.4872 | 3.0002e-05 | 822.4184 | 0.18992 | 958.0068 | 0.00017933 | 953.8239 | 0.96859 | 822.4184 | 0.001 | 1029.1196 | 0.59027 |  |  | 1234.895 | 0.0018528 | 1244.8304 | 0.20806 | 1520.6656 | 0.020108 |  |  | 1158.4286 | 0 | 1158.4216 | 0.02469
| 953.9922 | 0.0052034 | 822.6568 | 0.0077601 | 822.6568 | 0.59511 | 822.8546 | 0.90695 | 953.6563 | 0 | 822.6568 | 0.19222 | 958.1776 | 1.8853e-05 | 953.9922 | 0.96648 | 822.6568 | 0.00080116 | 1029.2251 | 0.59056 |  |  | 1235.362 | 0.0017828 | 1244.9062 | 0.20709 | 1520.949 | 0.019694 |  |  | 1158.4943 | 0 | 1158.4874 | 0.02451
| 954.1605 | 0.0051345 | 822.8953 | 0.0061897 | 822.8953 | 0.58244 | 823.093 | 0.903 | 953.8254 | 1.0001e-05 | 822.8953 | 0.19573 | 958.3484 | 0.00012497 | 954.1605 | 0.96515 | 822.8953 | 0.00080116 | 1029.3304 | 0.59151 |  |  | 1235.829 | 0.0019732 | 1244.9822 | 0.20614 | 1521.2323 | 0.019346 |  |  | 1158.5601 | 0 | 1158.5532 | 0.02438
| 954.3288 | 0.00501 | 823.1337 | 0.0077574 | 823.1337 | 0.56754 | 823.3314 | 0.88695 | 953.9945 | 6.6672e-06 | 823.1337 | 0.19893 | 958.5193 | 2.9689e-05 | 954.3288 | 0.96257 | 823.1337 | 0.001 | 1029.4359 | 0.59357 |  |  | 1236.297 | 0.0013758 | 1245.0581 | 0.20519 | 1521.5157 | 0.019093 |  |  | 1158.6258 | 0 | 1158.6189 | 0.02433
| 954.4971 | 0.0044136 | 823.3722 | 0.006013 | 823.3722 | 0.55203 | 823.5698 | 0.87724 | 954.1637 | 3.0002e-05 | 823.3722 | 0.19825 | 958.6901 | 0.00012437 | 954.4971 | 0.96014 | 823.3722 | 0 | 1029.5414 | 0.59516 |  |  | 1236.765 | 0.0018632 | 1245.134 | 0.20424 | 1521.7993 | 0.018936 |  |  | 1158.6915 | 0 | 1158.6847 | 0.02435
| 954.6654 | 0.0072601 | 823.6106 | 0.0071749 | 823.6106 | 0.54314 | 823.8083 | 0.86645 | 954.3328 | 0 | 823.6106 | 0.20404 | 958.8609 | 0.00021264 | 954.6654 | 0.95719 | 823.6106 | 0.001 | 1029.6469 | 0.59618 |  |  | 1237.234 | 0.001823 | 1245.21 | 0.2033 | 1522.083 | 0.018858 |  |  | 1158.7573 | 0 | 1158.7505 | 0.02446
| 954.8337 | 0.0036399 | 823.8491 | 0.0052091 | 823.8491 | 0.52277 | 824.0468 | 0.85605 | 954.5019 | 1.0001e-05 | 823.8491 | 0.20614 | 959.0317 | 8.345e-05 | 954.8337 | 0.95504 | 823.8491 | 0.001 | 1029.7524 | 0.59714 |  |  | 1237.703 | 0.0018849 | 1245.2859 | 0.20237 | 1522.3668 | 0.018835 |  |  | 1158.8231 | 0 | 1158.8163 | 0.02465
| 955.002 | 0.0058714 | 824.0876 | 0.0072874 | 824.0876 | 0.50001 | 824.2852 | 0.8453 | 954.671 | 6.6672e-06 | 824.0876 | 0.20997 | 959.2025 | 0.00020762 | 955.002 | 0.95251 | 824.0876 | 0 | 1029.8579 | 0.59804 |  |  | 1238.172 | 0.0016583 | 1245.3619 | 0.20143 | 1522.6508 | 0.018849 |  |  | 1158.8889 | 0 | 1158.8821 | 0.02492
| 955.1703 | 0.0045015 | 824.326 | 0.0053394 | 824.326 | 0.48759 | 824.5237 | 0.82803 | 954.8401 | 3.0002e-05 | 824.326 | 0.20982 | 959.3733 | 7.9036e-05 | 955.1703 | 0.95007 | 824.326 | 0.001 | 1029.9635 | 0.59984 |  |  | 1238.642 | 0.001517 | 1245.4379 | 0.2005 | 1522.9347 | 0.018886 |  |  | 1158.9547 | 0 | 1158.9479 | 0.02525
| 955.3386 | 0.0058186 | 824.5645 | 0.006379 | 824.5645 | 0.4712 | 824.7621 | 0.80979 | 955.0093 | 0 | 824.5645 | 0.21343 | 959.5441 | 7.5225e-05 | 955.3386 | 0.94647 | 824.5645 | 0.00020024 | 1030.0691 | 0.60262 |  |  | 1239.112 | 0.0019743 | 1245.5138 | 0.19958 | 1523.2189 | 0.018931 |  |  | 1159.0205 | 0 | 1159.0137 | 0.02561
| 955.5069 | 0.0043784 | 824.803 | 0.0046682 | 824.803 | 0.46379 | 825.0006 | 0.80031 | 955.1784 | 1.0001e-05 | 824.803 | 0.21477 | 959.715 | 0.00026058 | 955.5069 | 0.94347 | 824.803 | 0.001 | 1030.1747 | 0.60476 |  |  | 1239.582 | 0.0019138 | 1245.5898 | 0.19866 | 1523.5031 | 0.018965 |  |  | 1159.0863 | 0 | 1159.0795 | 0.02598
| 955.6752 | 0.0047639 | 825.0415 | 0.0062128 | 825.0415 | 0.44288 | 825.2391 | 0.7859 | 955.3475 | 6.6672e-06 | 825.0415 | 0.22038 | 959.8858 | 0.00011896 | 955.6752 | 0.9404 | 825.0415 | 0.001 | 1030.2803 | 0.60533 |  |  | 1240.052 | 0.0017666 | 1245.6658 | 0.19775 | 1523.7874 | 0.018956 |  |  | 1159.1521 | 0 | 1159.1453 | 0.02634
| 955.8436 | 0.0036047 | 825.2801 | 0.0044075 | 825.2801 | 0.42915 | 825.4776 | 0.77186 | 955.5167 | 3.0002e-05 | 825.2801 | 0.21995 | 960.0566 | 0.00019338 | 955.8436 | 0.93858 | 825.28 | 0.001 | 1030.3859 | 0.60583 |  |  | 1240.524 | 0.0017334 | 1245.7418 | 0.19684 | 1524.0718 | 0.018875 |  |  | 1159.218 | 0 | 1159.2111 | 0.0267
| 956.0119 | 0.0062933 | 825.5186 | 0.0056295 | 825.5186 | 0.41594 | 825.7161 | 0.75894 | 955.6858 | 0 | 825.5186 | 0.22646 | 960.2275 | 0.00012558 | 956.0119 | 0.93731 | 825.5186 | 0.001 | 1030.4915 | 0.60769 |  |  | 1240.995 | 0.0018443 | 1245.8179 | 0.19593 | 1524.3563 | 0.018703 |  |  | 1159.2838 | 0 | 1159.277 | 0.02704
| 956.1802 | 0.0044839 | 825.7571 | 0.0037938 | 825.7571 | 0.40587 | 825.9547 | 0.74754 | 955.855 | 1.0001e-05 | 825.7571 | 0.22731 | 960.3983 | 6.4994e-05 | 956.1802 | 0.9369 | 825.7571 | 0.001 | 1030.5972 | 0.60858 |  |  | 1241.467 | 0.0017054 | 1245.8938 | 0.19502 | 1524.641 | 0.018447 |  |  | 1159.3496 | 0 | 1159.3428 | 0.02737
| 956.3485 | 0.0055901 | 825.9956 | 0.0058864 | 825.9956 | 0.3941 | 826.1932 | 0.73054 | 956.0241 | 6.6672e-06 | 825.9956 | 0.23276 | 960.5691 | 0.00013114 | 956.3485 | 0.93672 | 825.9956 | 0 | 1030.7029 | 0.60878 |  |  | 1241.939 | 0.0016224 | 1245.9698 | 0.19412 | 1524.9257 | 0.018141 |  |  | 1159.4155 | 0 | 1159.4087 | 0.02771
| 956.5168 | 0.0047829 | 826.2342 | 0.0035567 | 826.2342 | 0.3839 | 826.4317 | 0.71997 | 956.1933 | 0 | 826.2342 | 0.23245 | 960.74 | 8.8745e-06 | 956.5168 | 0.93617 | 826.2342 | 0.00060092 | 1030.8086 | 0.61165 |  |  | 1242.411 | 0.0018509 | 1246.0459 | 0.19323 | 1525.2106 | 0.017835 |  |  | 1159.4813 | 0 | 1159.4745 | 0.02806
| 956.6851 | 0.0052737 | 826.4727 | 0.0052884 | 826.4727 | 0.36968 | 826.6703 | 0.7031 | 956.3624 | 0 | 826.4727 | 0.23847 | 960.9108 | 8.0994e-05 | 956.6851 | 0.93348 | 826.4727 | 0.001 | 1030.9143 | 0.61457 |  |  | 1242.884 | 0.0016644 | 1246.1219 | 0.19234 | 1525.4955 | 0.01758 |  |  | 1159.5472 | 0 | 1159.5404 | 0.02839
| 956.8534 | 0.0047477 | 826.7113 | 0.0035874 | 826.7113 | 0.36229 | 826.9088 | 0.69222 | 956.5316 | 3.0002e-05 | 826.7113 | 0.23914 | 961.0817 | 0.00022913 | 956.8534 | 0.92954 | 826.7113 | 0 | 1031.0201 | 0.61497 |  |  | 1243.357 | 0.0012398 | 1246.198 | 0.19145 | 1525.7806 | 0.017416 |  |  | 1159.613 | 0 | 1159.6062 | 0.02869
| 957.0218 | 0.0042014 | 826.9499 | 0.0056759 | 826.9499 | 0.33888 | 827.1474 | 0.67305 | 956.7007 | 2.6669e-05 | 826.9499 | 0.24327 | 961.2525 | 5.2204e-05 | 957.0218 | 0.92414 | 826.9499 | 0.00020024 | 1031.1259 | 0.61509 |  |  | 1243.831 | 0.0015814 | 1246.274 | 0.19057 | 1526.0658 | 0.017356 |  |  | 1159.679 | 0 | 1159.6721 | 0.02893
| 957.1901 | 0.0073326 | 827.1884 | 0.0037943 | 827.1884 | 0.33269 | 827.3859 | 0.66355 | 956.8699 | 0 | 827.1884 | 0.24529 | 961.4233 | 0.0002006 | 957.1901 | 0.91931 | 827.1884 | 0.001 | 1031.2317 | 0.61612 |  |  | 1244.304 | 0.0013253 | 1246.3502 | 0.18968 | 1526.3511 | 0.01739 |  |  | 1159.7449 | 0 | 1159.738 | 0.02908
| 957.3584 | 0.0052385 | 827.427 | 0.0049104 | 827.427 | 0.32439 | 827.6245 | 0.64399 | 957.039 | 2.6669e-05 | 827.427 | 0.24968 | 961.5942 | 5.3961e-05 | 957.3584 | 0.91432 | 827.427 | 0.00060092 | 1031.3375 | 0.61777 |  |  | 1244.779 | 0.0013887 | 1246.4263 | 0.18881 | 1526.6365 | 0.017492 |  |  | 1159.8108 | 0 | 1159.804 | 0.02915
| 957.5267 | 0.0038861 | 827.6656 | 0.0030233 | 827.6656 | 0.31118 | 827.8631 | 0.63217 | 957.2082 | 1.0001e-05 | 827.6656 | 0.25143 | 961.7651 | 0.00013721 | 957.5267 | 0.91011 | 827.6656 | 0.001 | 1031.4434 | 0.61882 |  |  | 1245.253 | 0.0012879 | 1246.5023 | 0.18793 | 1526.9219 | 0.017629 |  |  | 1159.8767 | 0 | 1159.8698 | 0.02913
| 957.695 | 0.0053792 | 827.9042 | 0.0046424 | 827.9042 | 0.3015 | 828.1017 | 0.61502 | 957.3773 | 6.6672e-06 | 827.9042 | 0.25597 | 961.9359 | 0.00014543 | 957.695 | 0.90566 | 827.9042 | 0 | 1031.5493 | 0.61922 |  |  | 1245.728 | 0.0015448 | 1246.5785 | 0.18706 | 1527.2075 | 0.017773 |  |  | 1159.9425 | 0 | 1159.9357 | 0.02907
| 957.8634 | 0.0047829 | 828.1428 | 0.0032854 | 828.1428 | 0.29068 | 828.3403 | 0.60009 | 957.5465 | 0 | 828.1428 | 0.25718 | 962.1068 | 3.009e-05 | 957.8634 | 0.90182 | 828.1428 | 0.001 | 1031.6552 | 0.62058 |  |  | 1246.204 | 0.0014017 | 1246.6545 | 0.1862 | 1527.4932 | 0.017908 |  |  | 1160.0084 | 0 | 1160.0016 | 0.029
| 958.0317 | 0.0057835 | 828.3814 | 0.0048281 | 828.3814 | 0.28176 | 828.5789 | 0.58763 | 957.7157 | 0 | 828.3814 | 0.26121 | 962.2776 | 0.00042627 | 958.0317 | 0.89683 | 828.3814 | 0.001 | 1031.7611 | 0.62268 |  |  | 1246.679 | 0.0012635 | 1246.7307 | 0.18533 | 1527.7791 | 0.018025 |  |  | 1160.0745 | 0 | 1160.0675 | 0.02897
| 958.2 | 0.0043433 | 828.62 | 0.002701 | 828.62 | 0.2702 | 828.8176 | 0.57269 | 957.8849 | 0 | 828.62 | 0.26307 | 962.4485 | 0.00021947 | 958.2 | 0.89285 | 828.62 | 0.001 | 1031.8671 | 0.62462 |  |  | 1247.155 | 0.0014824 | 1246.8068 | 0.18446 | 1528.0649 | 0.018122 |  |  | 1160.1404 | 0 | 1160.1334 | 0.02899
| 958.3683 | 0.0051155 | 828.8587 | 0.0040235 | 828.8587 | 0.26178 | 829.0562 | 0.5589 | 958.054 | 0 | 828.8587 | 0.2674 | 962.6194 | 0.0004638 | 958.3683 | 0.88839 | 828.8587 | 0.00080096 | 1031.973 | 0.6259 |  |  | 1247.632 | 0.0014641 | 1246.8829 | 0.18361 | 1528.351 | 0.018195 |  |  | 1160.2063 | 0 | 1160.1995 | 0.02908
| 958.5367 | 0.0053983 | 829.0973 | 0.003284 | 829.0973 | 0.25213 | 829.2948 | 0.5449 | 958.2232 | 1.0001e-05 | 829.0973 | 0.27109 | 962.7902 | 0.00031255 | 958.5367 | 0.88452 | 829.0973 | 0.001 | 1032.079 | 0.62669 |  |  | 1248.109 | 0.0013192 | 1246.9591 | 0.18275 | 1528.6371 | 0.018239 |  |  | 1160.2722 | 0 | 1160.2654 | 0.02923
| 958.705 | 0.0062581 | 829.3359 | 0.0033722 | 829.3359 | 0.2406 | 829.5334 | 0.52882 | 958.3924 | 0 | 829.3359 | 0.27326 | 962.9611 | 0.00042328 | 958.705 | 0.87997 | 829.3359 | 0.001 | 1032.1851 | 0.6282 |  |  | 1248.586 | 0.0012707 | 1247.0353 | 0.18191 | 1528.9233 | 0.018244 |  |  | 1160.3381 | 0 | 1160.3313 | 0.02942
| 958.8733 | 0.0037278 | 829.5746 | 0.0021825 | 829.5746 | 0.22822 | 829.7721 | 0.51659 | 958.5616 | 3.0002e-05 | 829.5746 | 0.2762 | 963.132 | 6.6615e-05 | 958.8733 | 0.8765 | 829.5746 | 0.001 | 1032.291 | 0.63072 |  |  | 1249.063 | 0.0013398 | 1247.1115 | 0.18105 | 1529.2097 | 0.018198 |  |  | 1160.4042 | 0 | 1160.3973 | 0.02964
| 959.0417 | 0.0055374 | 829.8132 | 0.0045108 | 829.8132 | 0.22173 | 830.0107 | 0.50041 | 958.7308 | 6.6672e-06 | 829.8132 | 0.28154 | 963.3029 | 0.00014062 | 959.0417 | 0.87285 | 829.8132 | 0.001 | 1032.3971 | 0.63273 |  |  | 1249.541 | 0.00086334 | 1247.1876 | 0.18021 | 1529.4961 | 0.018092 |  |  | 1160.4701 | 0 | 1160.4633 | 0.02985
| 959.21 | 0.0034992 | 830.0519 | 0.0021376 | 830.0519 | 0.21667 | 830.2495 | 0.49077 | 958.8999 | 3.0002e-05 | 830.0519 | 0.28336 | 963.4738 | 5.4162e-05 | 959.21 | 0.87025 | 830.0519 | 0.001 | 1032.5032 | 0.63365 |  |  | 1250.019 | 0.0011401 | 1247.2638 | 0.17937 | 1529.7827 | 0.017926 |  |  | 1160.5361 | 0 | 1160.5292 | 0.03006
| 959.3783 | 0.0053264 | 830.2906 | 0.0045065 | 830.2906 | 0.21391 | 830.4881 | 0.47795 | 959.0691 | 2.6669e-05 | 830.2906 | 0.28755 | 963.6446 | 0.00020882 | 959.3783 | 0.86633 | 830.2906 | 0 | 1032.6093 | 0.63511 |  |  | 1250.498 | 0.0015051 | 1247.34 | 0.17853 | 1530.0693 | 0.017711 |  |  | 1160.602 | 0 | 1160.5952 | 0.03025
| 959.5467 | 0.0050115 | 830.5293 | 0.0024261 | 830.5293 | 0.19968 | 830.7268 | 0.46404 | 959.2383 | 1.0001e-05 | 830.5293 | 0.29155 | 963.8155 | 5.7171e-05 | 959.5467 | 0.86292 | 830.5293 | 0.001 | 1032.7155 | 0.63741 |  |  | 1250.977 | 0.0012516 | 1247.4163 | 0.1777 | 1530.3562 | 0.01747 |  |  | 1160.6681 | 0 | 1160.6613 | 0.03043
| 959.715 | 0.0071371 | 830.7679 | 0.0036568 | 830.7679 | 0.19964 | 830.9655 | 0.45028 | 959.4075 | 6.6672e-06 | 830.7679 | 0.29462 | 963.9864 | 0.00019358 | 959.715 | 0.85822 | 830.768 | 0.001 | 1032.8215 | 0.63857 |  |  | 1251.456 | 0.001125 | 1247.4924 | 0.17687 | 1530.6431 | 0.017235 |  |  | 1160.734 | 0 | 1160.7272 | 0.03059
| 959.8833 | 0.0062072 | 831.0066 | 0.0029077 | 831.0066 | 0.19113 | 831.2042 | 0.44021 | 959.5767 | 1.0001e-05 | 831.0066 | 0.29872 | 964.1573 | 0.00010371 | 959.8833 | 0.85545 | 831.0066 | 0.001 | 1032.9277 | 0.63906 |  |  | 1251.936 | 0.0011923 | 1247.5686 | 0.17603 | 1530.9301 | 0.017044 |  |  | 1160.8001 | 0 | 1160.7932 | 0.03075
| 960.0517 | 0.0069086 | 831.2453 | 0.0040639 | 831.2453 | 0.18381 | 831.4429 | 0.42353 | 959.7459 | 6.6672e-06 | 831.2453 | 0.30445 | 964.3282 | 1.6336e-05 | 960.0517 | 0.85235 | 831.2453 | 0.001 | 1033.0339 | 0.6408 |  |  | 1252.416 | 0.0010824 | 1247.6449 | 0.1752 | 1531.2172 | 0.016925 |  |  | 1160.8661 | 0 | 1160.8592 | 0.03092
| 960.22 | 0.0058379 | 831.4841 | 0.0020555 | 831.4841 | 0.17796 | 831.6816 | 0.41326 | 959.9151 | 1.0001e-05 | 831.4841 | 0.30321 | 964.4991 | 0.00029657 | 960.22 | 0.84961 | 831.4841 | 0.001 | 1033.1401 | 0.64322 |  |  | 1252.897 | 0.0012803 | 1247.7211 | 0.17438 | 1531.5044 | 0.016893 |  |  | 1160.9321 | 0 | 1160.9253 | 0.03109
| 960.3883 | 0.0059417 | 831.7228 | 0.0030767 | 831.7228 | 0.17158 | 831.9203 | 0.39842 | 960.0843 | 6.6672e-06 | 831.7228 | 0.30833 | 964.67 | 5.4049e-05 | 960.3883 | 0.84395 | 831.7228 | 0.001 | 1033.2463 | 0.64533 |  |  | 1253.377 | 0.001068 | 1247.7974 | 0.17356 | 1531.7916 | 0.016942 |  |  | 1160.9982 | 0 | 1160.9913 | 0.03125
| 960.5567 | 0.0061544 | 831.9615 | 0.0013735 | 831.9615 | 0.16252 | 832.1591 | 0.39107 | 960.2535 | 0 | 831.9615 | 0.31017 | 964.8409 | 0.00015294 | 960.5567 | 0.83801 | 831.9615 | 0.001 | 1033.3525 | 0.64766 |  |  | 1253.859 | 0.0010693 | 1247.8737 | 0.17275 | 1532.0791 | 0.017045 |  |  | 1161.0642 | 0 | 1161.0574 | 0.03138
| 960.725 | 0.005555 | 832.2002 | 0.0033614 | 832.2002 | 0.16122 | 832.3978 | 0.37372 | 960.4227 | 2.6669e-05 | 832.2002 | 0.31537 | 965.0118 | 9.3793e-05 | 960.725 | 0.83177 | 832.2002 | 0.001 | 1033.4589 | 0.64974 |  |  | 1254.34 | 0.0010854 | 1247.9499 | 0.17192 | 1532.3666 | 0.017166 |  |  | 1161.1302 | 0 | 1161.1234 | 0.03145
| 960.8934 | 0.0055741 | 832.439 | 0.0018926 | 832.439 | 0.1543 | 832.6366 | 0.36576 | 960.5919 | 3.0002e-05 | 832.439 | 0.31767 | 965.1827 | 0.00012156 | 960.8934 | 0.82699 | 832.439 | 0.001 | 1033.5652 | 0.65019 |  |  | 1254.822 | 0.0012707 | 1248.0261 | 0.17111 | 1532.6543 | 0.017265 |  |  | 1161.1963 | 0 | 1161.1895 | 0.03142
| 961.0617 | 0.0077172 | 832.6777 | 0.003564 | 832.6777 | 0.15059 | 832.8754 | 0.35252 | 960.7612 | 0 | 832.6777 | 0.32255 | 965.3536 | 0.00033801 | 961.0617 | 0.82185 | 832.6777 | 0.001 | 1033.6714 | 0.65086 |  |  | 1255.304 | 0.00077537 | 1248.1024 | 0.1703 | 1532.942 | 0.017315 |  |  | 1161.2623 | 0 | 1161.2555 | 0.03126
| 961.2301 | 0.0037454 | 832.9165 | 0.0015146 | 832.9165 | 0.14288 | 833.1141 | 0.34334 | 960.9304 | 1.0001e-05 | 832.9165 | 0.32493 | 965.5245 | 2.5877e-05 | 961.2301 | 0.81695 | 832.9165 | 0.001 | 1033.7777 | 0.65257 |  |  | 1255.787 | 0.0012369 | 1248.1787 | 0.16949 | 1533.2299 | 0.017302 |  |  | 1161.3284 | 0 | 1161.3215 | 0.03095
| 961.3984 | 0.0063988 | 833.1552 | 0.002934 | 833.1552 | 0.13991 | 833.3529 | 0.33145 | 961.0996 | 6.6672e-06 | 833.1552 | 0.3306 | 965.6954 | 0.00024253 | 961.3984 | 0.81121 | 833.1552 | 0.0014 | 1033.884 | 0.65393 |  |  | 1256.27 | 0.0008674 | 1248.2551 | 0.16869 | 1533.5178 | 0.017228 |  |  | 1161.3945 | 0 | 1161.3876 | 0.03051
| 961.5668 | 0.0042553 | 833.394 | 0.001916 | 833.394 | 0.13118 | 833.5917 | 0.32457 | 961.2688 | 1.0001e-05 | 833.394 | 0.33417 | 965.8664 | 0.00014122 | 961.5668 | 0.80543 | 833.394 | 0.001 | 1033.9904 | 0.65516 |  |  | 1256.753 | 0.0011785 | 1248.3314 | 0.16788 | 1533.8059 | 0.017111 |  |  | 1161.4606 | 0 | 1161.4537 | 0.02996
| 961.7351 | 0.0061351 | 833.6328 | 0.0031785 | 833.6328 | 0.13046 | 833.8304 | 0.31071 | 961.438 | 6.6672e-06 | 833.6328 | 0.33862 | 966.0373 | 0.00021504 | 961.7351 | 0.79808 | 833.6328 | 0.001 | 1034.0968 | 0.65648 |  |  | 1257.237 | 0.0012975 | 1248.4077 | 0.16708 | 1534.0941 | 0.016977 |  |  | 1161.5266 | 0 | 1161.5198 | 0.02937
| 961.9035 | 0.005961 | 833.8716 | 0.0010821 | 833.8716 | 0.12565 | 834.0693 | 0.3014 | 961.6073 | 1.0001e-05 | 833.8716 | 0.3404 | 966.2082 | 2.8686e-05 | 961.9035 | 0.79091 | 833.8716 | 0.001 | 1034.2032 | 0.65865 |  |  | 1257.721 | 0.0012151 | 1248.484 | 0.16629 | 1534.3823 | 0.016856 |  |  | 1161.5928 | 0 | 1161.5859 | 0.0288
| 962.0718 | 0.006012 | 834.1103 | 0.002643 | 834.1103 | 0.12129 | 834.3081 | 0.29358 | 961.7765 | 0 | 834.1103 | 0.3448 | 966.3791 | 0.00024433 | 962.0718 | 0.78365 | 834.1104 | 0.002 | 1034.3097 | 0.66054 |  |  | 1258.206 | 0.00074484 | 1248.5604 | 0.16549 | 1534.6708 | 0.01678 |  |  | 1161.6588 | 0 | 1161.652 | 0.02833
| 962.2402 | 0.0026376 | 834.3491 | 0.00055497 | 834.3491 | 0.11259 | 834.5469 | 0.28246 | 961.9457 | 0 | 834.3491 | 0.3465 | 966.55 | 2.6078e-05 | 962.2402 | 0.77767 | 834.3492 | 0.0016 | 1034.4161 | 0.6612 |  |  | 1258.691 | 0.00086851 | 1248.6367 | 0.1647 | 1534.9592 | 0.016778 |  |  | 1161.725 | 0 | 1161.7181 | 0.02801
| 962.4085 | 0.0063109 | 834.588 | 0.0029264 | 834.588 | 0.11324 | 834.7857 | 0.27537 | 962.1149 | 0 | 834.588 | 0.35244 | 966.721 | 0.00019558 | 962.4085 | 0.77097 | 834.588 | 0.001 | 1034.5227 | 0.66317 |  |  | 1259.176 | 0.00098013 | 1248.7131 | 0.16391 | 1535.2479 | 0.016868 |  |  | 1161.7911 | 0 | 1161.7842 | 0.02788
| 962.5769 | 0.0042202 | 834.8268 | 0.0014306 | 834.8268 | 0.10484 | 835.0245 | 0.26604 | 962.2842 | 3.0002e-05 | 834.8268 | 0.35425 | 966.8919 | 3.7111e-05 | 962.5769 | 0.76417 | 834.8268 | 0.0018 | 1034.6291 | 0.66649 |  |  | 1259.662 | 0.0008835 | 1248.7895 | 0.16312 | 1535.5366 | 0.017058 |  |  | 1161.8572 | 0 | 1161.8503 | 0.02793
| 962.7452 | 0.0052561 | 835.0656 | 0.002656 | 835.0656 | 0.1053 | 835.2634 | 0.25398 | 962.4534 | 0 | 835.0656 | 0.359 | 967.0628 | 0.00026319 | 962.7452 | 0.75501 | 835.0656 | 0.001 | 1034.7357 | 0.66884 |  |  | 1260.148 | 0.00071247 | 1248.8658 | 0.16233 | 1535.8254 | 0.017335 |  |  | 1161.9233 | 0 | 1161.9165 | 0.02816
| 962.9136 | 0.0047829 | 835.3044 | 0.0019443 | 835.3044 | 0.10285 | 835.5023 | 0.24854 | 962.6227 | 0 | 835.3044 | 0.36339 | 967.2338 | 5.3159e-05 | 962.9136 | 0.74597 | 835.3044 | 0.001 | 1034.8423 | 0.67034 |  |  | 1260.634 | 0.00073523 | 1248.9423 | 0.16155 | 1536.1144 | 0.017676 |  |  | 1161.9895 | 0 | 1161.9827 | 0.02853
| 963.082 | 0.0058714 | 835.5433 | 0.0024394 | 835.5433 | 0.098217 | 835.7411 | 0.2385 | 962.7919 | 0 | 835.5433 | 0.36791 | 967.4047 | 0.00026419 | 963.082 | 0.73633 | 835.5433 | 0.001 | 1034.9489 | 0.67191 |  |  | 1261.121 | 0.001082 | 1249.0187 | 0.16077 | 1536.4034 | 0.018043 |  |  | 1162.0557 | 0 | 1162.0488 | 0.02899
| 963.2503 | 0.0045367 | 835.7821 | 0.0013439 | 835.7821 | 0.093783 | 835.98 | 0.23246 | 962.9612 | 1.0001e-05 | 835.7821 | 0.37053 | 967.5757 | 6.8806e-05 | 963.2503 | 0.72885 | 835.7821 | 0.001 | 1035.0554 | 0.67297 |  |  | 1261.608 | 0.001058 | 1249.0951 | 0.16 | 1536.6926 | 0.018397 |  |  | 1162.1218 | 0 | 1162.1149 | 0.02949
| 963.4187 | 0.0053264 | 836.021 | 0.0026825 | 836.021 | 0.093554 | 836.2189 | 0.22514 | 963.1304 | 0 | 836.021 | 0.37479 | 967.7466 | 0.00027121 | 963.4187 | 0.72158 | 836.0209 | 0.001 | 1035.1621 | 0.67361 |  |  | 1262.096 | 0.00088385 | 1249.1715 | 0.15922 | 1536.9818 | 0.018701 |  |  | 1162.188 | 0 | 1162.1811 | 0.02998
| 963.5871 | 0.0071919 | 836.2598 | 0.00054867 | 836.2598 | 0.08646 | 836.4578 | 0.21716 | 963.2997 | 1.0001e-05 | 836.2598 | 0.37817 | 967.9176 | 1.8255e-05 | 963.5871 | 0.71621 | 836.2598 | 0.001 | 1035.2687 | 0.67491 |  |  | 1262.583 | 0.00076672 | 1249.2479 | 0.15845 | 1537.2712 | 0.018931 |  |  | 1162.2541 | 0 | 1162.2473 | 0.03043
| 963.7554 | 0.0049924 | 836.4987 | 0.0020273 | 836.4987 | 0.085092 | 836.6967 | 0.20972 | 963.4689 | 6.6672e-06 | 836.4987 | 0.38164 | 968.0885 | 0.00028666 | 963.7554 | 0.70977 | 836.4987 | 0.0014 | 1035.3754 | 0.67707 |  |  | 1263.072 | 0.0009487 | 1249.3243 | 0.15768 | 1537.5607 | 0.019078 |  |  | 1162.3203 | 0 | 1162.3135 | 0.03082
| 963.9238 | 0.0045367 | 836.7375 | 0.00085854 | 836.7375 | 0.080557 | 836.9355 | 0.20544 | 963.6382 | 3.0002e-05 | 836.7375 | 0.38463 | 968.2595 | 9.4282e-05 | 963.9238 | 0.70328 | 836.7376 | 0.002 | 1035.4821 | 0.67837 |  |  | 1263.56 | 0.00084395 | 1249.4009 | 0.15692 | 1537.8503 | 0.019152 |  |  | 1162.3865 | 0 | 1162.3796 | 0.03112
| 964.0921 | 0.0065218 | 836.9764 | 0.0029997 | 836.9764 | 0.081139 | 837.1744 | 0.19842 | 963.8074 | 0 | 836.9764 | 0.39018 | 968.4304 | 0.00034624 | 964.0921 | 0.69516 | 836.9764 | 0.002 | 1035.5887 | 0.67796 |  |  | 1264.049 | 0.0010239 | 1249.4773 | 0.15615 | 1538.14 | 0.019173 |  |  | 1162.4526 | 0 | 1162.4458 | 0.03135
| 964.2605 | 0.0053104 | 837.2153 | 0.00085805 | 837.2153 | 0.075932 | 837.4134 | 0.19039 | 963.9767 | 1.0001e-05 | 837.2153 | 0.39524 | 968.6014 | 4.9147e-05 | 964.2605 | 0.68812 | 837.2153 | 0.0018 | 1035.6954 | 0.67868 |  |  | 1264.539 | 0.00088924 | 1249.5537 | 0.15538 | 1538.4298 | 0.019166 |  |  | 1162.5189 | 0 | 1162.5121 | 0.03151
| 964.4289 | 0.0060823 | 837.4542 | 0.0024222 | 837.4542 | 0.07388 | 837.6523 | 0.18366 | 964.1459 | 0 | 837.4542 | 0.39741 | 968.7723 | 0.00019438 | 964.4289 | 0.68043 | 837.4542 | 0.0016 | 1035.8022 | 0.68124 |  |  | 1265.029 | 0.00089753 | 1249.6302 | 0.15462 | 1538.7197 | 0.019145 |  |  | 1162.5851 | 0 | 1162.5783 | 0.03159
| 964.5973 | 0.0054335 | 837.6931 | 0.0004714 | 837.6931 | 0.071816 | 837.8912 | 0.17948 | 964.3152 | 3.0002e-05 | 837.6931 | 0.40197 | 968.9433 | 6.8806e-05 | 964.5973 | 0.67325 | 837.6931 | 0.0018 | 1035.9092 | 0.68331 |  |  | 1265.519 | 0.00089969 | 1249.7067 | 0.15387 | 1539.0098 | 0.01911 |  |  | 1162.6514 | 0 | 1162.6444 | 0.0316
| 964.7656 | 0.0069437 | 837.932 | 0.0022112 | 837.932 | 0.070668 | 838.1302 | 0.17312 | 964.4845 | 0 | 837.932 | 0.40551 | 969.1142 | 0.00017452 | 964.7656 | 0.66483 | 837.932 | 0.002 | 1036.0159 | 0.68461 |  |  | 1266.009 | 0.00076754 | 1249.7832 | 0.15311 | 1539.2999 | 0.019044 |  |  | 1162.7175 | 0 | 1162.7107 | 0.03153
| 964.934 | 0.0043608 | 838.1709 | 0.00060403 | 838.1709 | 0.06481 | 838.3691 | 0.1663 | 964.6537 | 1.0001e-05 | 838.1709 | 0.41107 | 969.2852 | 4.4333e-05 | 964.934 | 0.65769 | 838.1709 | 0.0014 | 1036.1227 | 0.68598 |  |  | 1266.5 | 0.00084504 | 1249.8597 | 0.15237 | 1539.5901 | 0.018927 |  |  | 1162.7838 | 0 | 1162.7769 | 0.03139
| 965.1024 | 0.0042717 | 838.4099 | 0.0024807 | 838.4099 | 0.06616 | 838.6081 | 0.16282 | 964.823 | 6.6672e-06 | 838.4099 | 0.41419 | 969.4562 | 0.00012277 | 965.1024 | 0.65041 | 838.4099 | 0.0016 | 1036.2295 | 0.68801 |  |  | 1266.992 | 0.00092098 | 1249.9363 | 0.15162 | 1539.8805 | 0.01875 |  |  | 1162.85 | 0 | 1162.8431 | 0.03118
| 965.2707 | 0.0058027 | 838.6488 | 0.00060356 | 838.6488 | 0.062575 | 838.847 | 0.15838 | 964.9923 | 1.0001e-05 | 838.6488 | 0.4157 | 969.6272 | 3.8114e-06 | 965.2707 | 0.64484 | 838.6488 | 0.0016 | 1036.3363 | 0.69019 |  |  | 1267.483 | 0.00081611 | 1250.0127 | 0.15088 | 1540.171 | 0.018527 |  |  | 1162.9163 | 0 | 1162.9094 | 0.0309
| 965.4391 | 0.0091587 | 838.8877 | 0.0018357 | 838.8877 | 0.059424 | 839.086 | 0.15169 | 965.1616 | 6.6672e-06 | 838.8877 | 0.42265 | 969.7981 | 0.00017512 | 965.4391 | 0.63866 | 838.8877 | 0.002 | 1036.4432 | 0.6917 |  |  | 1267.975 | 0.00093963 | 1250.0892 | 0.15013 | 1540.4615 | 0.018294 |  |  | 1162.9825 | 0 | 1162.9757 | 0.03059
| 965.6075 | 0.0034465 | 839.1267 | 0.0011376 | 839.1267 | 0.061576 | 839.325 | 0.14762 | 965.3308 | 1.0001e-05 | 839.1267 | 0.42576 | 969.9691 | 0.00012658 | 965.6075 | 0.63257 | 839.1267 | 0.002 | 1036.5502 | 0.69243 |  |  | 1268.468 | 0.00074288 | 1250.1658 | 0.14938 | 1540.7522 | 0.018101 |  |  | 1163.0488 | 0 | 1163.0419 | 0.03026
| 965.7759 | 0.0060648 | 839.3656 | 0.0019829 | 839.3656 | 0.059412 | 839.564 | 0.14176 | 965.5001 | 0 | 839.3656 | 0.43148 | 970.1401 | 9.2878e-05 | 965.7759 | 0.62505 | 839.3656 | 0.002 | 1036.6571 | 0.69367 |  |  | 1268.961 | 0.00092699 | 1250.2424 | 0.14865 | 1541.043 | 0.017996 |  |  | 1163.1151 | 0 | 1163.1082 | 0.02995
| 965.9443 | 0.0058027 | 839.6046 | 0.00067714 | 839.6046 | 0.056446 | 839.803 | 0.13614 | 965.6694 | 1.0001e-05 | 839.6046 | 0.43359 | 970.3111 | 9.689e-05 | 965.9443 | 0.61698 | 839.6046 | 0.002 | 1036.764 | 0.69611 |  |  | 1269.454 | 0.00064847 | 1250.319 | 0.14792 | 1541.334 | 0.018011 |  |  | 1163.1814 | 0 | 1163.1744 | 0.02968
| 966.1126 | 0.005221 | 839.8436 | 0.0015545 | 839.8436 | 0.05544 | 840.042 | 0.13175 | 965.8387 | 0 | 839.8436 | 0.43705 | 970.482 | 5.9779e-05 | 966.1126 | 0.60671 | 839.8436 | 0.002 | 1036.871 | 0.6982 |  |  | 1269.948 | 0.00066617 | 1250.3955 | 0.14718 | 1541.625 | 0.018155 |  |  | 1163.2477 | 0 | 1163.2407 | 0.02946
| 966.281 | 0.0041147 | 840.0825 | -0.00027825 | 840.0825 | 0.048287 | 840.281 | 0.12815 | 966.008 | 1.0001e-05 | 840.0825 | 0.44228 | 970.653 | 0.00011013 | 966.281 | 0.5961 | 840.0825 | 0.002 | 1036.9781 | 0.69941 |  |  | 1270.442 | 0.00084104 | 1250.4721 | 0.14646 | 1541.916 | 0.018414 |  |  | 1163.314 | 0 | 1163.307 | 0.02931
| 966.4494 | 0.0057659 | 840.3215 | 0.0021521 | 840.3215 | 0.052497 | 840.52 | 0.12365 | 966.1773 | 6.6672e-06 | 840.3215 | 0.44654 | 970.824 | 0.00020702 | 966.4494 | 0.5847 | 840.3215 | 0.002 | 1037.085 | 0.70058 |  |  | 1270.936 | 0.00087645 | 1250.5487 | 0.14572 | 1542.2073 | 0.018764 |  |  | 1163.3802 | 0 | 1163.3733 | 0.02925
| 966.6178 | 0.0051521 | 840.5605 | 0.00047386 | 840.5605 | 0.048044 | 840.7591 | 0.11988 | 966.3466 | 3.0002e-05 | 840.5605 | 0.4479 | 970.995 | 6.0581e-05 | 966.6178 | 0.57556 | 840.5605 | 0.002 | 1037.1919 | 0.70199 |  |  | 1271.431 | 0.00087986 | 1250.6252 | 0.145 | 1542.4987 | 0.019177 |  |  | 1163.4465 | 0 | 1163.4397 | 0.02926
| 966.7862 | 0.0061175 | 840.7995 | 0.0022948 | 840.7995 | 0.046329 | 840.9981 | 0.11522 | 966.5159 | 0 | 840.7995 | 0.45629 | 971.166 | 0.00020682 | 966.7862 | 0.56659 | 840.7995 | 0.002 | 1037.299 | 0.70345 |  |  | 1271.926 | 0.00074001 | 1250.7019 | 0.14429 | 1542.7902 | 0.019625 |  |  | 1163.5128 | 0 | 1163.506 | 0.02934
| 966.9545 | 0.0043081 | 841.0385 | 0.00028424 | 841.0385 | 0.045224 | 841.2372 | 0.11244 | 966.6852 | 0 | 841.0385 | 0.45792 | 971.337 | 0.0001657 | 966.9545 | 0.55908 | 841.0385 | 0.002 | 1037.4061 | 0.70532 |  |  | 1272.421 | 0.00068171 | 1250.7786 | 0.14356 | 1543.0817 | 0.020082 |  |  | 1163.5792 | 0 | 1163.5723 | 0.02946
| 967.1229 | 0.0050628 | 841.2775 | 0.0021481 | 841.2775 | 0.044986 | 841.4762 | 0.10779 | 966.8545 | 0 | 841.2775 | 0.46426 | 971.508 | 0.00034664 | 967.1229 | 0.5505 | 841.2775 | 0.003 | 1037.5132 | 0.70683 |  |  | 1272.917 | 0.00057219 | 1250.8551 | 0.14285 | 1543.3733 | 0.020519 |  |  | 1163.6455 | 0 | 1163.6387 | 0.0296
| 967.2913 | 0.0048356 | 841.5166 | 3.5538e-05 | 841.5166 | 0.042768 | 841.7153 | 0.10601 | 967.0238 | 3.0002e-05 | 841.5166 | 0.46474 | 971.679 | 3.1895e-05 | 967.2913 | 0.54255 | 841.5166 | 0.0024 | 1037.6204 | 0.70761 |  |  | 1273.414 | 0.00079867 | 1250.9318 | 0.14214 | 1543.6652 | 0.02091 |  |  | 1163.7118 | 0 | 1163.705 | 0.02975
| 967.4597 | 0.004342 | 841.7556 | 0.0024325 | 841.7556 | 0.043795 | 841.9543 | 0.1019 | 967.1931 | 2.6669e-05 | 841.7556 | 0.46892 | 971.85 | 0.00027201 | 967.4597 | 0.53362 | 841.7556 | 0.003 | 1037.7274 | 0.70988 |  |  | 1273.91 | 0.00068472 | 1251.0084 | 0.14143 | 1543.957 | 0.021229 |  |  | 1163.7782 | 0 | 1163.7714 | 0.02986
| 967.6281 | 0.0062599 | 841.9946 | -0.00014212 | 841.9946 | 0.041664 | 842.1934 | 0.099458 | 967.3624 | 3.0002e-05 | 841.9946 | 0.4752 | 972.021 | 9.4683e-05 | 967.6281 | 0.52535 | 841.9946 | 0.003 | 1037.8346 | 0.71354 |  |  | 1274.407 | 0.00089973 | 1251.0851 | 0.14072 | 1544.249 | 0.021455 |  |  | 1163.8445 | 0 | 1163.8376 | 0.02994
| 967.7965 | 0.0055022 | 842.2337 | 0.00289 | 842.2337 | 0.039913 | 842.4325 | 0.094896 | 967.5317 | 6.6672e-06 | 842.2337 | 0.48117 | 972.192 | 0.00024273 | 967.7965 | 0.51605 | 842.2337 | 0.003 | 1037.9419 | 0.71605 |  |  | 1274.905 | 0.00055357 | 1251.1617 | 0.14002 | 1544.5411 | 0.021577 |  |  | 1163.9109 | 0 | 1163.9041 | 0.02996
| 967.9649 | 0.0058027 | 842.4727 | 0.00042787 | 842.4727 | 0.040215 | 842.6716 | 0.092323 | 967.701 | 0 | 842.4727 | 0.48254 | 972.363 | 7.8234e-05 | 967.9649 | 0.50744 | 842.4727 | 0.0024 | 1038.0491 | 0.71777 |  |  | 1275.403 | 0.00092585 | 1251.2384 | 0.13932 | 1544.8334 | 0.021588 |  |  | 1163.9773 | 0 | 1163.9703 | 0.02993
| 968.1333 | 0.0047288 | 842.7118 | 0.0022077 | 842.7118 | 0.039001 | 842.9107 | 0.089891 | 967.8703 | 0 | 842.7118 | 0.48677 | 972.534 | 0.00028585 | 968.1333 | 0.4982 | 842.7118 | 0.003 | 1038.1562 | 0.71948 |  |  | 1275.901 | 0.00075231 | 1251.3151 | 0.13863 | 1545.1257 | 0.021487 |  |  | 1164.0436 | 0 | 1164.0367 | 0.02985
| 968.3017 | 0.003763 | 842.9508 | 0.00027366 | 842.9508 | 0.036198 | 843.1498 | 0.086641 | 968.0396 | 3.0002e-05 | 842.9508 | 0.49233 | 972.7051 | 0.00011956 | 968.3017 | 0.48991 | 842.9508 | 0.003 | 1038.2635 | 0.72077 |  |  | 1276.4 | 0.00048606 | 1251.3917 | 0.13793 | 1545.4182 | 0.021271 |  |  | 1164.11 | 0 | 1164.1031 | 0.02974
| 968.4701 | 0.0081742 | 843.1899 | 0.0015866 | 843.1899 | 0.035947 | 843.389 | 0.084798 | 968.209 | 6.6672e-06 | 843.1899 | 0.49498 | 972.8761 | 0.00030551 | 968.4701 | 0.48128 | 843.1899 | 0.003 | 1038.3709 | 0.72212 |  |  | 1276.899 | 0.0010264 | 1251.4685 | 0.13724 | 1545.7107 | 0.020944 |  |  | 1164.1764 | 0 | 1164.1696 | 0.02959
| 968.6385 | 0.0056093 | 843.429 | 0.00022292 | 843.429 | 0.03531 | 843.6281 | 0.081899 | 968.3783 | 1.0001e-05 | 843.429 | 0.49955 | 973.0471 | 7.9237e-05 | 968.6385 | 0.47356 | 843.429 | 0.0028 | 1038.4781 | 0.72361 |  |  | 1277.398 | 0.00082643 | 1251.5452 | 0.13656 | 1546.0034 | 0.020517 |  |  | 1164.2428 | 0 | 1164.236 | 0.02941
| 968.8068 | 0.0071722 | 843.6681 | 0.0019977 | 843.6681 | 0.03394 | 843.8672 | 0.078902 | 968.5476 | 0 | 843.6681 | 0.50582 | 973.2181 | 0.00018094 | 968.8068 | 0.46584 | 843.6681 | 0.003 | 1038.5854 | 0.72585 |  |  | 1277.898 | 0.00087754 | 1251.6219 | 0.13587 | 1546.2961 | 0.020016 |  |  | 1164.3092 | 0 | 1164.3024 | 0.0292
| 968.9752 | 0.0055741 | 843.9072 | -0.00032399 | 843.9072 | 0.031708 | 844.1064 | 0.075655 | 968.7169 | 1.0001e-05 | 843.9072 | 0.51112 | 973.3891 | 0.00014864 | 968.9752 | 0.45871 | 843.9072 | 0.003 | 1038.693 | 0.7285 |  |  | 1278.398 | 0.00040083 | 1251.6986 | 0.13519 | 1546.5891 | 0.019477 |  |  | 1164.3756 | 0 | 1164.3688 | 0.02894
| 969.1436 | 0.0066625 | 844.1463 | 0.0011537 | 844.1463 | 0.031422 | 844.3455 | 0.074445 | 968.8863 | 0 | 844.1463 | 0.51474 | 973.5602 | 5.8976e-05 | 969.1436 | 0.45095 | 844.1463 | 0.0036 | 1038.8002 | 0.73054 |  |  | 1278.899 | 0.0005506 | 1251.7754 | 0.13451 | 1546.8821 | 0.018948 |  |  | 1164.442 | 0 | 1164.4352 | 0.02866
| 969.312 | 0.0058379 | 844.3854 | -0.00024886 | 844.3854 | 0.031103 | 844.5847 | 0.070524 | 969.0556 | 3.0002e-05 | 844.3854 | 0.51958 | 973.7312 | 0.00012176 | 969.312 | 0.44301 | 844.3854 | 0.003 | 1038.9076 | 0.73205 |  |  | 1279.4 | 0.00076358 | 1251.8522 | 0.13384 | 1547.1752 | 0.01848 |  |  | 1164.5085 | 0 | 1164.5016 | 0.02836
| 969.4804 | 0.0064163 | 844.6245 | 0.0011635 | 844.6245 | 0.031731 | 844.8239 | 0.068361 | 969.2249 | 2.6669e-05 | 844.6245 | 0.52673 | 973.9022 | 0.00019197 | 969.4804 | 0.43449 | 844.6245 | 0.003 | 1039.015 | 0.73302 |  |  | 1279.901 | 0.00064593 | 1251.929 | 0.13317 | 1547.4684 | 0.018111 |  |  | 1164.5749 | 0 | 1164.568 | 0.02806
| 969.6488 | 0.0021628 | 844.8636 | 0.00020456 | 844.8636 | 0.029132 | 845.063 | 0.067651 | 969.3943 | 1.0001e-05 | 844.8636 | 0.53059 | 974.0733 | 0.00013581 | 969.6488 | 0.42735 | 844.8636 | 0.0032 | 1039.1224 | 0.73458 |  |  | 1280.403 | 0.00058651 | 1252.0056 | 0.1325 | 1547.7617 | 0.017868 |  |  | 1164.6414 | 0 | 1164.6345 | 0.02779
| 969.8173 | 0.0061527 | 845.1027 | 0.0013665 | 845.1027 | 0.028176 | 845.3022 | 0.064992 | 969.5636 | 6.6672e-06 | 845.1027 | 0.53463 | 974.2443 | 0.00027121 | 969.8173 | 0.42027 | 845.1027 | 0.003 | 1039.2299 | 0.73614 |  |  | 1280.905 | 0.00070148 | 1252.0824 | 0.13183 | 1548.0552 | 0.017761 |  |  | 1164.7078 | 0 | 1164.7009 | 0.02757
| 969.9857 | 0.0046598 | 845.3419 | 0.00015385 | 845.3419 | 0.028443 | 845.5414 | 0.061986 | 969.733 | 1.0001e-05 | 845.3419 | 0.53859 | 974.4153 | 0.00014223 | 969.9857 | 0.41381 | 845.3419 | 0.0034 | 1039.3374 | 0.73613 |  |  | 1281.408 | 0.00078479 | 1252.1592 | 0.13118 | 1548.3488 | 0.017777 |  |  | 1164.7743 | 0 | 1164.7675 | 0.02742
| 970.1541 | 0.006012 | 845.581 | 0.00043217 | 845.581 | 0.02801 | 845.7806 | 0.060804 | 969.9023 | 6.6672e-06 | 845.581 | 0.54297 | 974.5864 | 0.00039879 | 970.1541 | 0.40612 | 845.581 | 0.004 | 1039.4451 | 0.7365 |  |  | 1281.911 | 0.0006004 | 1252.236 | 0.13052 | 1548.6425 | 0.017892 |  |  | 1164.8407 | 0 | 1164.8339 | 0.02735
| 970.3225 | 0.0053104 | 845.8202 | 8.1187e-05 | 845.8202 | 0.025913 | 846.0198 | 0.059019 | 970.0716 | 1.0001e-05 | 845.8202 | 0.55095 | 974.7574 | 0.00018375 | 970.3225 | 0.39844 | 845.8202 | 0.0036 | 1039.5525 | 0.73903 |  |  | 1282.414 | 0.00057525 | 1252.3129 | 0.12986 | 1548.9363 | 0.018063 |  |  | 1164.9072 | 0 | 1164.9004 | 0.02737
| 970.4909 | 0.0057308 | 846.0593 | 0.0014711 | 846.0593 | 0.025076 | 846.259 | 0.057651 | 970.241 | 6.6672e-06 | 846.0593 | 0.55314 | 974.9285 | 0.00051334 | 970.4909 | 0.39018 | 846.0593 | 0.0038 | 1039.66 | 0.74311 |  |  | 1282.918 | 0.00067802 | 1252.3897 | 0.12921 | 1549.2301 | 0.018241 |  |  | 1164.9738 | 0 | 1164.9668 | 0.02747
| 970.6593 | 0.0054686 | 846.2985 | 5.5081e-06 | 846.2985 | 0.024572 | 846.4983 | 0.054781 | 970.4103 | 3.0002e-05 | 846.2985 | 0.55764 | 975.0995 | 0.00025095 | 970.6593 | 0.383 | 846.2985 | 0.004 | 1039.7676 | 0.74647 |  |  | 1283.422 | 0.00049753 | 1252.4664 | 0.12857 | 1549.5242 | 0.018368 |  |  | 1165.0402 | 0 | 1165.0333 | 0.02764
| 970.8277 | 0.0051155 | 846.5377 | 0.0018735 | 846.5377 | 0.023014 | 846.7375 | 0.05462 | 970.5797 | 6.6672e-06 | 846.5377 | 0.56399 | 975.2706 | 0.00044774 | 970.8277 | 0.37557 | 846.5377 | 0.004 | 1039.8751 | 0.74774 |  |  | 1283.926 | 0.00064108 | 1252.5433 | 0.12792 | 1549.8182 | 0.018389 |  |  | 1165.1067 | 0 | 1165.0999 | 0.02785
| 970.9961 | 0.0077018 | 846.7769 | -1.3779e-05 | 846.7769 | 0.022628 | 846.9767 | 0.052495 | 970.749 | 3.0002e-05 | 846.7769 | 0.56943 | 975.4416 | 0.00024371 | 970.9961 | 0.36904 | 846.7768 | 0.0036 | 1039.9828 | 0.74847 |  |  | 1284.431 | 0.00063716 | 1252.6201 | 0.12728 | 1550.1124 | 0.018266 |  |  | 1165.1732 | 0 | 1165.1664 | 0.02807
| 971.1645 | 0.0079633 | 847.016 | 0.001558 | 847.016 | 0.022127 | 847.216 | 0.050493 | 970.9184 | 0 | 847.016 | 0.57475 | 975.6127 | 0.00025314 | 971.1645 | 0.36182 | 847.016 | 0.0038 | 1040.0905 | 0.74973 |  |  | 1284.937 | 0.00053177 | 1252.697 | 0.12664 | 1550.4069 | 0.01799 |  |  | 1165.2397 | 0 | 1165.2328 | 0.02826
| 971.3329 | 0.0033761 | 847.2552 | 0.00051834 | 847.2552 | 0.019909 | 847.4553 | 0.048565 | 971.0878 | 3.0002e-05 | 847.2552 | 0.57811 | 975.7837 | 1.4458e-05 | 971.3329 | 0.3558 | 847.2552 | 0.004 | 1040.1981 | 0.75145 |  |  | 1285.442 | 0.00079723 | 1252.7738 | 0.12601 | 1550.7013 | 0.01759 |  |  | 1165.3063 | 0 | 1165.2993 | 0.0284
| 971.5013 | 0.0072074 | 847.4944 | 0.0013535 | 847.4944 | 0.022159 | 847.6945 | 0.0472 | 971.2571 | 0 | 847.4944 | 0.58477 | 975.9548 | 0.00022727 | 971.5013 | 0.34985 | 847.4944 | 0.004 | 1040.3058 | 0.75356 |  |  | 1285.948 | 0.00075311 | 1252.8507 | 0.12538 | 1550.9959 | 0.017135 |  |  | 1165.3728 | 0 | 1165.3658 | 0.02846
| 971.6697 | 0.00575 | 847.7336 | -0.00017945 | 847.7336 | 0.020944 | 847.9338 | 0.045748 | 971.4265 | 5.0004e-05 | 847.7336 | 0.5887 | 976.1259 | 0.00010453 | 971.6697 | 0.34475 | 847.7337 | 0.004 | 1040.4133 | 0.75566 |  |  | 1286.455 | 0.00063138 | 1252.9276 | 0.12475 | 1551.2905 | 0.016721 |  |  | 1165.4393 | 0 | 1165.4324 | 0.02843
| 971.8382 | 0.0054319 | 847.9729 | 0.0012703 | 847.9729 | 0.019701 | 848.1731 | 0.045028 | 971.5959 | 6.6672e-06 | 847.9729 | 0.59597 | 976.2969 | 1.344e-05 | 971.8382 | 0.33917 | 847.9729 | 0.00481 | 1040.5211 | 0.758 |  |  | 1286.962 | 0.00079177 | 1253.0045 | 0.12413 | 1551.5853 | 0.016441 |  |  | 1165.5059 | 0 | 1165.499 | 0.02833
| 972.0066 | 0.0043257 | 848.2121 | 0.00024474 | 848.2121 | 0.021312 | 848.4124 | 0.042924 | 971.7652 | 1.0001e-05 | 848.2121 | 0.59832 | 976.468 | 5.2758e-05 | 972.0066 | 0.33399 | 848.2121 | 0.00481 | 1040.6288 | 0.76058 |  |  | 1287.469 | 0.00060264 | 1253.0814 | 0.12351 | 1551.8801 | 0.01636 |  |  | 1165.5724 | 0 | 1165.5656 | 0.02818
| 972.175 | 0.0069789 | 848.4513 | 0.0010505 | 848.4513 | 0.020318 | 848.6517 | 0.042319 | 971.9346 | 0 | 848.4513 | 0.60454 | 976.6391 | 0.00018154 | 972.175 | 0.32797 | 848.4513 | 0.00441 | 1040.7366 | 0.76241 |  |  | 1287.977 | 0.00084647 | 1253.1583 | 0.12289 | 1552.1752 | 0.016491 |  |  | 1165.6389 | 0 | 1165.6321 | 0.02801
| 972.3434 | 0.0044136 | 848.6906 | 0.0001655 | 848.6906 | 0.020495 | 848.891 | 0.041529 | 972.104 | 1.0001e-05 | 848.6906 | 0.60946 | 976.8101 | 5.0351e-05 | 972.3434 | 0.32271 | 848.6906 | 0.00521 | 1040.8444 | 0.7642 |  |  | 1288.485 | 0.00054648 | 1253.2352 | 0.12227 | 1552.4703 | 0.016794 |  |  | 1165.7056 | 0 | 1165.6986 | 0.02785
| 972.5118 | 0.0061878 | 848.9298 | 0.0013362 | 848.9298 | 0.01625 | 849.1303 | 0.041183 | 972.2734 | 6.6672e-06 | 848.9298 | 0.61569 | 976.9812 | 0.00028285 | 972.5118 | 0.31699 | 848.9298 | 0.00501 | 1040.9523 | 0.76616 |  |  | 1288.994 | 0.00062486 | 1253.3121 | 0.12167 | 1552.7655 | 0.017188 |  |  | 1165.7721 | 0 | 1165.7653 | 0.02773
| 972.6802 | 0.0050642 | 849.1691 | -0.00067929 | 849.1691 | 0.014921 | 849.3696 | 0.038158 | 972.4427 | 3.0002e-05 | 849.1691 | 0.62354 | 977.1523 | 0.00013761 | 972.6802 | 0.31217 | 849.1691 | 0.00501 | 1041.0601 | 0.76798 |  |  | 1289.502 | 0.00045482 | 1253.389 | 0.12107 | 1553.0609 | 0.017583 |  |  | 1165.8386 | 0 | 1165.8318 | 0.02766
| 972.8487 | 0.0055198 | 849.4083 | 0.0020701 | 849.4083 | 0.018635 | 849.6089 | 0.037218 | 972.6121 | 0 | 849.4083 | 0.62954 | 977.3234 | 0.0004 | 972.8487 | 0.30644 | 849.4083 | 0.00621 | 1041.168 | 0.77041 |  |  | 1290.012 | 0.00075311 | 1253.4661 | 0.12047 | 1553.3563 | 0.017905 |  |  | 1165.9053 | 0 | 1165.8984 | 0.02764
| 973.0171 | 0.0046949 | 849.6476 | -0.00039639 | 849.6476 | 0.018452 | 849.8483 | 0.036676 | 972.7815 | 3.0002e-05 | 849.6476 | 0.63502 | 977.4944 | 0.00030271 | 973.0171 | 0.30126 | 849.6476 | 0.00541 | 1041.2758 | 0.77226 |  |  | 1290.521 | 0.00050836 | 1253.543 | 0.11986 | 1553.652 | 0.018118 |  |  | 1165.9718 | 0 | 1165.965 | 0.02764
| 973.1855 | 0.0061351 | 849.8869 | 0.001478 | 849.8869 | 0.016626 | 850.0876 | 0.036639 | 972.9509 | 0 | 849.8869 | 0.63823 | 977.6655 | 0.00054262 | 973.1855 | 0.29582 | 849.8869 | 0.00601 | 1041.3837 | 0.77352 |  |  | 1291.032 | 0.00058375 | 1253.62 | 0.11927 | 1553.9476 | 0.018227 |  |  | 1166.0385 | 0 | 1166.0316 | 0.02767
| 973.3539 | 0.0046422 | 850.1261 | 0.0003388 | 850.1261 | 0.013841 | 850.327 | 0.034082 | 973.1203 | 3.0002e-05 | 850.1261 | 0.64653 | 977.8366 | 0.00015426 | 973.3539 | 0.29125 | 850.1261 | 0.00521 | 1041.4917 | 0.77534 |  |  | 1291.542 | 0.0005308 | 1253.6969 | 0.11868 | 1554.2434 | 0.018268 |  |  | 1166.1051 | 0 | 1166.0981 | 0.0277
| 973.5224 | 0.004553 | 850.3654 | 0.0017795 | 850.3654 | 0.013527 | 850.5664 | 0.033937 | 973.2897 | 6.6672e-06 | 850.3654 | 0.65153 | 978.0077 | 0.00046198 | 973.5224 | 0.28626 | 850.3654 | 0.00601 | 1041.5996 | 0.77646 |  |  | 1292.053 | 0.00067645 | 1253.7739 | 0.11809 | 1554.5393 | 0.018283 |  |  | 1166.1716 | 0 | 1166.1648 | 0.02774
| 973.6908 | 0.004185 | 850.6047 | -0.00013488 | 850.6047 | 0.014959 | 850.8057 | 0.03219 | 973.4591 | 3.0002e-05 | 850.6047 | 0.65908 | 978.1788 | 0.00032116 | 973.6908 | 0.28171 | 850.6047 | 0.00541 | 1041.7075 | 0.77716 |  |  | 1292.564 | 0.00069132 | 1253.851 | 0.11751 | 1554.8353 | 0.018307 |  |  | 1166.2383 | 0 | 1166.2314 | 0.02777
| 973.8592 | 0.0061878 | 850.844 | 0.0016369 | 850.844 | 0.013624 | 851.0451 | 0.031368 | 973.6285 | 0 | 850.844 | 0.66311 | 978.3499 | 0.00041003 | 973.8592 | 0.27655 | 850.844 | 0.00601 | 1041.8156 | 0.77885 |  |  | 1293.076 | 0.00034761 | 1253.928 | 0.11692 | 1555.1315 | 0.018353 |  |  | 1166.3049 | 0 | 1166.2981 | 0.02781
| 974.0276 | 0.0053456 | 851.0833 | -0.001023 | 851.0833 | 0.01227 | 851.2845 | 0.030408 | 973.7979 | 3.0002e-05 | 851.0833 | 0.66806 | 978.521 | 0.00015466 | 974.0276 | 0.27179 | 851.0833 | 0.00701 | 1041.9236 | 0.78108 |  |  | 1293.588 | 0.00056859 | 1254.0049 | 0.11634 | 1555.4277 | 0.018411 |  |  | 1166.3716 | 0 | 1166.3647 | 0.02786
| 974.1961 | 0.0062933 | 851.3227 | 0.00072547 | 851.3227 | 0.011847 | 851.5239 | 0.029579 | 973.9673 | 6.6672e-06 | 851.3227 | 0.67784 | 978.6921 | 0.00041905 | 974.1961 | 0.26633 | 851.3226 | 0.00681 | 1042.0316 | 0.7833 |  |  | 1294.101 | 0.00068455 | 1254.0819 | 0.11577 | 1555.7241 | 0.018456 |  |  | 1166.4382 | 0 | 1166.4314 | 0.02792
| 974.3645 | 0.0052401 | 851.562 | -0.00011505 | 851.562 | 0.014367 | 851.7633 | 0.027762 | 974.1367 | 0 | 851.562 | 0.68306 | 978.8632 | 0.00010792 | 974.3645 | 0.26115 | 851.562 | 0.00681 | 1042.1396 | 0.78538 |  |  | 1294.614 | 0.00048663 | 1254.1589 | 0.1152 | 1556.0206 | 0.018463 |  |  | 1166.5049 | 0 | 1166.498 | 0.02798
| 974.5329 | 0.0076117 | 851.8013 | 0.0012328 | 851.8013 | 0.015945 | 852.0027 | 0.027806 | 974.3061 | 0 | 851.8013 | 0.68712 | 979.0343 | 0.00030291 | 974.5329 | 0.2552 | 851.8013 | 0.00661 | 1042.2478 | 0.78769 |  |  | 1295.127 | 0.000599 | 1254.2361 | 0.11463 | 1556.3171 | 0.018416 |  |  | 1166.5715 | 0 | 1166.5647 | 0.02803
| 974.7014 | 0.0061896 | 852.0406 | -0.00050701 | 852.0406 | 0.012409 | 852.2421 | 0.027324 | 974.4755 | 3.0002e-05 | 852.0406 | 0.69518 | 979.2054 | 3.4102e-05 | 974.7014 | 0.24973 | 852.0407 | 0.00701 | 1042.3558 | 0.78966 |  |  | 1295.641 | 0.0005725 | 1254.3131 | 0.11407 | 1556.6139 | 0.018315 |  |  | 1166.6382 | 0 | 1166.6314 | 0.02804
| 974.8698 | 0.0061878 | 852.28 | 0.001479 | 852.28 | 0.014216 | 852.4816 | 0.026245 | 974.6449 | 6.6672e-06 | 852.28 | 0.70167 | 979.3765 | 0.00030792 | 974.8698 | 0.24452 | 852.28 | 0.00701 | 1042.464 | 0.79169 |  |  | 1296.155 | 0.00064412 | 1254.3901 | 0.11352 | 1556.9106 | 0.018181 |  |  | 1166.705 | 0 | 1166.698 | 0.028
| 975.0382 | 0.0065764 | 852.5193 | -0.0006689 | 852.5193 | 0.009303 | 852.721 | 0.025134 | 974.8143 | 3.0002e-05 | 852.5193 | 0.70769 | 979.5476 | 4.4533e-05 | 975.0382 | 0.24025 | 852.5194 | 0.00701 | 1042.5721 | 0.79433 |  |  | 1296.67 | 0.00083389 | 1254.4672 | 0.11296 | 1557.2076 | 0.018044 |  |  | 1166.7716 | 0 | 1166.7648 | 0.02788
| 975.2067 | 0.0064515 | 852.7587 | 0.0017185 | 852.7587 | 0.011439 | 852.9604 | 0.024829 | 974.9837 | 6.6672e-06 | 852.7587 | 0.71254 | 979.7187 | 0.00032517 | 975.2067 | 0.23615 | 852.7587 | 0.00741 | 1042.6803 | 0.79632 |  |  | 1297.185 | 0.00048938 | 1254.5443 | 0.1124 | 1557.5046 | 0.017935 |  |  | 1166.8383 | 0 | 1166.8314 | 0.02768
| 975.3751 | 0.0048884 | 852.9981 | -0.00047032 | 852.9981 | 0.014136 | 853.1999 | 0.023053 | 975.1531 | 3.0002e-05 | 852.9981 | 0.71847 | 979.8898 | 3.9518e-05 | 975.3751 | 0.23236 | 852.9981 | 0.00801 | 1042.7886 | 0.79816 |  |  | 1297.7 | 0.00059595 | 1254.6213 | 0.11185 | 1557.8018 | 0.017882 |  |  | 1166.905 | 0 | 1166.8981 | 0.02741
| 975.5435 | 0.0076644 | 853.2374 | 0.0016549 | 853.2374 | 0.013322 | 853.4394 | 0.023525 | 975.3225 | 2.6669e-05 | 853.2374 | 0.72499 | 980.0609 | 0.00034583 | 975.5435 | 0.22821 | 853.2374 | 0.00801 | 1042.8967 | 0.80031 |  |  | 1298.216 | 0.00056803 | 1254.6985 | 0.1113 | 1558.0991 | 0.017903 |  |  | 1166.9717 | 0 | 1166.9648 | 0.0271
| 975.712 | 0.0043081 | 853.4768 | -0.00030742 | 853.4768 | 0.010978 | 853.6788 | 0.022561 | 975.492 | 0 | 853.4768 | 0.73263 | 980.2321 | 0.00012437 | 975.712 | 0.22433 | 853.4768 | 0.00841 | 1043.005 | 0.80236 |  |  | 1298.732 | 0.0005837 | 1254.7756 | 0.11076 | 1558.3965 | 0.017999 |  |  | 1167.0385 | 0 | 1167.0315 | 0.02681
| 975.8804 | 0.0063636 | 853.7162 | 0.0013867 | 853.7162 | 0.011031 | 853.9183 | 0.023201 | 975.6614 | 6.6672e-06 | 853.7162 | 0.73797 | 980.4032 | 0.00043751 | 975.8804 | 0.22029 | 853.7162 | 0.00801 | 1043.1133 | 0.80338 |  |  | 1299.249 | 0.000459 | 1254.8527 | 0.11023 | 1558.694 | 0.018158 |  |  | 1167.1051 | 0 | 1167.0983 | 0.02658
| 976.0488 | 0.0052225 | 853.9556 | -0.00050307 | 853.9556 | 0.0085527 | 854.1578 | 0.020973 | 975.8308 | 1.0001e-05 | 853.9556 | 0.74253 | 980.5743 | 0.00016249 | 976.0488 | 0.21637 | 853.9556 | 0.00821 | 1043.2216 | 0.80401 |  |  | 1299.766 | 0.0004882 | 1254.9298 | 0.10969 | 1558.9916 | 0.018349 |  |  | 1167.1719 | 0 | 1167.165 | 0.02645
| 976.2173 | 0.0049573 | 854.195 | 0.0014179 | 854.195 | 0.0099731 | 854.3973 | 0.020619 | 976.0002 | 0 | 854.195 | 0.75203 | 980.7454 | 0.00039117 | 976.2173 | 0.21183 | 854.195 | 0.00921 | 1043.3298 | 0.80545 |  |  | 1300.283 | 0.00046544 | 1255.007 | 0.10915 | 1559.2893 | 0.018528 |  |  | 1167.2387 | 0 | 1167.2318 | 0.02645
| 976.3857 | 0.0048356 | 854.4344 | 0.00029146 | 854.4344 | 0.0087878 | 854.6368 | 0.020318 | 976.1697 | 0 | 854.4344 | 0.75967 | 980.9166 | 0.00011595 | 976.3857 | 0.2072 | 854.4344 | 0.00821 | 1043.4382 | 0.80804 |  |  | 1300.801 | 0.00076552 | 1255.0841 | 0.10863 | 1559.5872 | 0.018644 |  |  | 1167.3054 | 0 | 1167.2985 | 0.02657
| 976.5542 | 0.0055901 | 854.6738 | 0.00091978 | 854.6738 | 0.010623 | 854.8763 | 0.020322 | 976.3391 | 2.6669e-05 | 854.6738 | 0.76447 | 981.0877 | 0.00035125 | 976.5542 | 0.20235 | 854.6738 | 0.00921 | 1043.5465 | 0.81214 |  |  | 1301.32 | 0.00065688 | 1255.1613 | 0.1081 | 1559.8851 | 0.018652 |  |  | 1167.3722 | 0 | 1167.3652 | 0.02679
| 976.7226 | 0.0042378 | 854.9133 | -0.0011386 | 854.9133 | 0.0093289 | 855.1158 | 0.018794 | 976.5085 | 1.0001e-05 | 854.9133 | 0.77056 | 981.2588 | 0.00015065 | 976.7226 | 0.19833 | 854.9133 | 0.01001 | 1043.6549 | 0.81494 |  |  | 1301.838 | 0.000601 | 1255.2384 | 0.10757 | 1560.1831 | 0.018525 |  |  | 1167.439 | 0 | 1167.432 | 0.02705
| 976.891 | 0.0067503 | 855.1527 | 0.0019584 | 855.1527 | 0.010505 | 855.3553 | 0.018316 | 976.678 | 0 | 855.1527 | 0.77851 | 981.43 | 0.00042969 | 976.891 | 0.19409 | 855.1527 | 0.00981 | 1043.7633 | 0.81583 |  |  | 1302.357 | 0.000712 | 1255.3156 | 0.10705 | 1560.4813 | 0.018269 |  |  | 1167.5057 | 0 | 1167.4988 | 0.02731
| 977.0595 | 0.0054511 | 855.3921 | -0.00082624 | 855.3921 | 0.008404 | 855.5948 | 0.017799 | 976.8474 | 0 | 855.3921 | 0.78405 | 981.6011 | 0.00034457 | 977.0595 | 0.19039 | 855.3921 | 0.00941 | 1043.8718 | 0.81711 |  |  | 1302.877 | 0.00067685 | 1255.3928 | 0.10653 | 1560.7797 | 0.017921 |  |  | 1167.5725 | 0 | 1167.5656 | 0.02752
| 977.2279 | 0.0052913 | 855.6316 | 0.0014831 | 855.6316 | 0.010199 | 855.8344 | 0.017745 | 977.0168 | 0 | 855.6316 | 0.79201 | 981.7722 | 0.00073513 | 977.2279 | 0.18616 | 855.6316 | 0.01041 | 1043.9801 | 0.81836 |  |  | 1303.397 | 0.00039076 | 1255.47 | 0.10602 | 1561.078 | 0.017546 |  |  | 1167.6393 | 0 | 1167.6323 | 0.02766
| 977.3964 | 0.0052752 | 855.871 | -0.00048572 | 855.871 | 0.0087602 | 856.074 | 0.016918 | 977.1863 | 3.0002e-05 | 855.871 | 0.79815 | 981.9434 | 0.00052626 | 977.3964 | 0.1826 | 855.871 | 0.01081 | 1044.0886 | 0.81972 |  |  | 1303.917 | 0.0004031 | 1255.5472 | 0.10551 | 1561.3766 | 0.01721 |  |  | 1167.7061 | 0 | 1167.6991 | 0.02773
| 977.5648 | 0.0063988 | 856.1105 | 0.0012029 | 856.1105 | 0.0082937 | 856.3135 | 0.01613 | 977.3557 | 0 | 856.1105 | 0.80529 | 982.1145 | 0.00065284 | 977.5648 | 0.17895 | 856.1105 | 0.01101 | 1044.197 | 0.8211 |  |  | 1304.438 | 0.00056564 | 1255.6244 | 0.105 | 1561.6752 | 0.016967 |  |  | 1167.7728 | 0 | 1167.766 | 0.02771
| 977.7333 | 0.0049587 | 856.35 | -0.00041739 | 856.35 | 0.0074468 | 856.5531 | 0.015403 | 977.5252 | 1.0001e-05 | 856.35 | 0.81163 | 982.2857 | 0.00025645 | 977.7333 | 0.1756 | 856.35 | 0.01101 | 1044.3055 | 0.82292 |  |  | 1304.959 | 0.00044399 | 1255.7017 | 0.10449 | 1561.9739 | 0.016843 |  |  | 1167.8396 | 0 | 1167.8328 | 0.02765
| 977.9017 | 0.0058186 | 856.5894 | 0.00093892 | 856.5894 | 0.005206 | 856.7927 | 0.016801 | 977.6946 | 2.6669e-05 | 856.5894 | 0.82262 | 982.4568 | 0.00044528 | 977.9017 | 0.17235 | 856.5894 | 0.01101 | 1044.4141 | 0.82598 |  |  | 1305.481 | 0.00071714 | 1255.7788 | 0.10399 | 1562.2728 | 0.016832 |  |  | 1167.9065 | 0 | 1167.8995 | 0.02755
| 978.0702 | 0.0061368 | 856.8289 | -0.00048644 | 856.8289 | 0.0059621 | 857.0322 | 0.014989 | 977.8641 | 1.0001e-05 | 856.8289 | 0.82805 | 982.628 | 3.0582e-06 | 978.0702 | 0.1697 | 856.8289 | 0.01101 | 1044.5227 | 0.82846 |  |  | 1306.003 | 0.00047065 | 1255.8561 | 0.1035 | 1562.5718 | 0.016909 |  |  | 1167.9733 | 0 | 1167.9664 | 0.02745
| 978.2386 | 0.0068031 | 857.0684 | 0.00041594 | 857.0684 | 0.0055162 | 857.2719 | 0.014847 | 978.0335 | 6.6672e-06 | 857.0684 | 0.83894 | 982.7991 | 0.00025877 | 978.2386 | 0.16724 | 857.0684 | 0.01141 | 1044.6312 | 0.82984 |  |  | 1306.525 | 0.00056313 | 1255.9334 | 0.103 | 1562.8709 | 0.017038 |  |  | 1168.0402 | 0 | 1168.0332 | 0.02737
| 978.4071 | 0.0034992 | 857.3079 | -0.00034444 | 857.3079 | 0.0060894 | 857.5114 | 0.014465 | 978.203 | 3.0002e-05 | 857.3079 | 0.84633 | 982.9703 | 0.00012698 | 978.4071 | 0.16518 | 857.3079 | 0.01141 | 1044.7399 | 0.83144 |  |  | 1307.048 | 0.00063502 | 1256.0106 | 0.10251 | 1563.17 | 0.01719 |  |  | 1168.1069 | 0 | 1168.1001 | 0.02734
| 978.5755 | 0.0058538 | 857.5474 | 0.00073743 | 857.5474 | 0.008687 | 857.751 | 0.014505 | 978.3725 | 0 | 857.5474 | 0.85243 | 983.1414 | 0.0005685 | 978.5755 | 0.16245 | 857.5474 | 0.01261 | 1044.8485 | 0.83364 |  |  | 1307.572 | 0.00039301 | 1256.0879 | 0.10202 | 1563.4694 | 0.017344 |  |  | 1168.1738 | 0 | 1168.1669 | 0.02736
| 978.744 | 0.004906 | 857.7869 | -0.00046901 | 857.7869 | 0.0067495 | 857.9907 | 0.013463 | 978.5419 | 1.0001e-05 | 857.7869 | 0.85529 | 983.3126 | 0.00034323 | 978.744 | 0.15983 | 857.7869 | 0.01282 | 1044.9572 | 0.83567 |  |  | 1308.095 | 0.00033147 | 1256.1652 | 0.10152 | 1563.7688 | 0.017487 |  |  | 1168.2407 | 0 | 1168.2338 | 0.02745
| 978.9124 | 0.0052385 | 858.0264 | 0.0015221 | 858.0264 | 0.0094465 | 858.2303 | 0.013848 | 978.7114 | 0 | 858.0264 | 0.86027 | 983.4837 | 0.00062788 | 978.9124 | 0.15665 | 858.0264 | 0.01322 | 1045.0658 | 0.83749 |  |  | 1308.62 | 0.00049603 | 1256.2424 | 0.10104 | 1564.0684 | 0.017609 |  |  | 1168.3075 | 0 | 1168.3007 | 0.02759
| 979.0809 | 0.0045191 | 858.2659 | -0.00083925 | 858.2659 | 0.0052721 | 858.4699 | 0.012468 | 978.8809 | 1.0001e-05 | 858.2659 | 0.87072 | 983.6549 | 0.0003348 | 979.0809 | 0.15382 | 858.2659 | 0.01342 | 1045.1746 | 0.83904 |  |  | 1309.144 | 0.00081649 | 1256.3197 | 0.10056 | 1564.368 | 0.017691 |  |  | 1168.3744 | 0 | 1168.3675 | 0.02776
| 979.2493 | 0.0058186 | 858.5055 | 0.0010522 | 858.5055 | 0.0080389 | 858.7095 | 0.012201 | 979.0503 | 0 | 858.5055 | 0.8745 | 983.8261 | 0.00066098 | 979.2493 | 0.15059 | 858.5055 | 0.01362 | 1045.2832 | 0.84063 |  |  | 1309.669 | 0.00037774 | 1256.3971 | 0.10008 | 1564.6678 | 0.017715 |  |  | 1168.4413 | 0 | 1168.4344 | 0.02794
| 979.4178 | 0.005029 | 858.745 | 0.00069149 | 858.745 | 0.005454 | 858.9492 | 0.011778 | 979.2198 | 3.0002e-05 | 858.745 | 0.87942 | 983.9972 | 0.00032878 | 979.4178 | 0.14752 | 858.745 | 0.01402 | 1045.392 | 0.84231 |  |  | 1310.194 | 0.00071799 | 1256.4744 | 0.099604 | 1564.9677 | 0.017664 |  |  | 1168.5082 | 0 | 1168.5013 | 0.02811
| 979.5862 | 0.0077699 | 858.9846 | 0.00078556 | 858.9846 | 0.0066066 | 859.1888 | 0.011603 | 979.3893 | 0 | 858.9846 | 0.88483 | 984.1684 | 0.00052798 | 979.5862 | 0.1441 | 858.9846 | 0.01422 | 1045.5007 | 0.84357 |  |  | 1310.72 | 0.0003805 | 1256.5516 | 0.099133 | 1565.2677 | 0.017535 |  |  | 1168.5751 | 0 | 1168.5682 | 0.02824
| 979.7547 | 0.0054862 | 859.2241 | -0.0011134 | 859.2241 | 0.0067732 | 859.4285 | 0.011622 | 979.5587 | 0 | 859.2241 | 0.89527 | 984.3396 | 0.00028124 | 979.7547 | 0.14134 | 859.2241 | 0.01422 | 1045.6095 | 0.8451 |  |  | 1311.246 | 0.00047257 | 1256.629 | 0.098661 | 1565.5679 | 0.017348 |  |  | 1168.642 | 0 | 1168.6351 | 0.02833
| 979.9232 | 0.0056956 | 859.4637 | 0.0013892 | 859.4637 | 0.0063149 | 859.6682 | 0.012043 | 979.7282 | 0 | 859.4637 | 0.89764 | 984.5108 | 0.00035245 | 979.9232 | 0.13819 | 859.4637 | 0.01502 | 1045.7183 | 0.84667 |  |  | 1311.773 | 0.00053912 | 1256.7064 | 0.09819 | 1565.868 | 0.017144 |  |  | 1168.7089 | 0 | 1168.702 | 0.02839
| 980.0916 | 0.0051345 | 859.7032 | 0.00013421 | 859.7032 | 0.0067998 | 859.9078 | 0.010952 | 979.8977 | 1.0001e-05 | 859.7032 | 0.90814 | 984.6819 | 2.0862e-05 | 980.0916 | 0.13586 | 859.7032 | 0.01522 | 1045.8271 | 0.84759 |  |  | 1312.3 | 0.00052917 | 1256.7837 | 0.097719 | 1566.1685 | 0.016982 |  |  | 1168.7758 | 0 | 1168.7689 | 0.02843
| 980.2601 | 0.004553 | 859.9428 | 0.0011197 | 859.9428 | 0.0074769 | 860.1475 | 0.01104 | 980.0672 | 0 | 859.9428 | 0.91321 | 984.8531 | 0.00033059 | 980.2601 | 0.13305 | 859.9428 | 0.01542 | 1045.936 | 0.84961 |  |  | 1312.828 | 0.00034403 | 1256.8611 | 0.097258 | 1566.4689 | 0.016918 |  |  | 1168.8428 | 0 | 1168.8358 | 0.02849
| 980.4285 | 0.0054686 | 860.1824 | -0.00067546 | 860.1824 | 0.005668 | 860.3872 | 0.010418 | 980.2367 | 3.0002e-05 | 860.1824 | 0.91939 | 985.0243 | 2.8084e-05 | 980.4285 | 0.13074 | 860.1824 | 0.01602 | 1046.0449 | 0.85329 |  |  | 1313.356 | 0.00036778 | 1256.9385 | 0.096798 | 1566.7695 | 0.016994 |  |  | 1168.9097 | 0 | 1168.9027 | 0.02858
| 980.597 | 0.0061878 | 860.422 | 0.00069632 | 860.422 | 0.0085003 | 860.6269 | 0.010452 | 980.4062 | 0 | 860.422 | 0.92482 | 985.1955 | 0.00030672 | 980.597 | 0.12785 | 860.422 | 0.01622 | 1046.1538 | 0.85646 |  |  | 1313.884 | 0.00031818 | 1257.0159 | 0.096337 | 1567.0702 | 0.017224 |  |  | 1168.9766 | 0 | 1168.9697 | 0.02874
| 980.7655 | 0.0046598 | 860.6616 | -0.00061223 | 860.6616 | 0.0035464 | 860.8666 | 0.0091003 | 980.5756 | 1.0001e-05 | 860.6616 | 0.93189 | 985.3667 | 0.00023992 | 980.7655 | 0.12559 | 860.6616 | 0.01662 | 1046.2627 | 0.8584 |  |  | 1314.413 | 0.0004193 | 1257.0933 | 0.095877 | 1567.371 | 0.017592 |  |  | 1169.0436 | 0 | 1169.0366 | 0.02898
| 980.9339 | 0.0065042 | 860.9012 | 0.0016309 | 860.9012 | 0.0093368 | 861.1063 | 0.0096699 | 980.7451 | 6.6672e-06 | 860.9012 | 0.93692 | 985.5378 | 0.00065275 | 980.9339 | 0.12302 | 860.9012 | 0.01702 | 1046.3716 | 0.85956 |  |  | 1314.942 | 0.00043318 | 1257.1707 | 0.095428 | 1567.672 | 0.018054 |  |  | 1169.1105 | 0 | 1169.1036 | 0.0293
| 981.1024 | 0.0038861 | 861.1408 | -0.0018791 | 861.1408 | 0.0067436 | 861.3461 | 0.0089102 | 980.9146 | 1.0001e-05 | 861.1408 | 0.94284 | 985.709 | 0.00031394 | 981.1024 | 0.12075 | 861.1408 | 0.01722 | 1046.4806 | 0.86097 |  |  | 1315.471 | 0.00053982 | 1257.248 | 0.094967 | 1567.973 | 0.018545 |  |  | 1169.1775 | 0 | 1169.1705 | 0.0297
| 981.2709 | 0.0063636 | 861.3804 | 0.0014982 | 861.3804 | 0.0076555 | 861.5858 | 0.0093902 | 981.0841 | 2.6669e-05 | 861.3804 | 0.94527 | 985.8802 | 0.00064693 | 981.2709 | 0.11798 | 861.3804 | 0.01822 | 1046.5896 | 0.86258 |  |  | 1316.002 | 0.0002857 | 1257.3254 | 0.094518 | 1568.2742 | 0.018998 |  |  | 1169.2444 | 0 | 1169.2376 | 0.03016
| 981.4393 | 0.0039037 | 861.62 | -0.0009109 | 861.62 | 0.0028408 | 861.8255 | 0.0079408 | 981.2536 | 3.0002e-05 | 861.62 | 0.94913 | 986.0514 | 0.00026299 | 981.4393 | 0.11557 | 861.62 | 0.01882 | 1046.6986 | 0.86432 |  |  | 1316.532 | 0.00057011 | 1257.4029 | 0.094068 | 1568.5754 | 0.019345 |  |  | 1169.3114 | 0 | 1169.3046 | 0.03065
| 981.6078 | 0.0062581 | 861.8596 | 0.0006792 | 861.8596 | 0.0066938 | 862.0652 | 0.0086203 | 981.4231 | 6.6672e-06 | 861.8596 | 0.95512 | 986.2226 | 0.00044593 | 981.6078 | 0.11318 | 861.8596 | 0.01922 | 1046.8076 | 0.8662 |  |  | 1317.063 | 0.00036469 | 1257.4804 | 0.09363 | 1568.8768 | 0.019537 |  |  | 1169.3784 | 0 | 1169.3715 | 0.03113
| 981.7763 | 0.0048356 | 862.0993 | -0.0010374 | 862.0993 | 0.0045396 | 862.305 | 0.0085253 | 981.5926 | 5.0004e-05 | 862.0993 | 0.96101 | 986.3938 | 3.691e-05 | 981.7763 | 0.11112 | 862.0993 | 0.01942 | 1046.9167 | 0.86795 |  |  | 1317.594 | 0.00056851 | 1257.5577 | 0.09318 | 1569.1783 | 0.019544 |  |  | 1169.4454 | 0 | 1169.4385 | 0.03156
| 981.9447 | 0.0058714 | 862.3389 | 0.0016734 | 862.3389 | 0.0081206 | 862.5448 | 0.0088079 | 981.7621 | 6.6672e-06 | 862.3389 | 0.96301 | 986.565 | 0.00029609 | 981.9447 | 0.10876 | 862.3389 | 0.01982 | 1047.0258 | 0.86966 |  |  | 1318.126 | 0.00027575 | 1257.6353 | 0.092742 | 1569.48 | 0.01936 |  |  | 1169.5124 | 0 | 1169.5055 | 0.0319
| 982.1132 | 0.0049235 | 862.5786 | -0.0008857 | 862.5786 | 0.00080273 | 862.7845 | 0.007032 | 981.9316 | 1.0001e-05 | 862.5786 | 0.96792 | 986.7362 | 1.4042e-06 | 982.1132 | 0.10666 | 862.5786 | 0.02062 | 1047.1349 | 0.87102 |  |  | 1318.658 | 0.000336 | 1257.7128 | 0.092292 | 1569.7817 | 0.019005 |  |  | 1169.5793 | 0 | 1169.5725 | 0.03211
| 982.2817 | 0.0058538 | 862.8182 | 0.0011748 | 862.8182 | 0.0073244 | 863.0243 | 0.0072451 | 982.1011 | 0 | 862.8182 | 0.97159 | 986.9074 | 0.00018395 | 982.2817 | 0.10423 | 862.8182 | 0.02083 | 1047.2439 | 0.87242 |  |  | 1319.191 | 0.00047111 | 1257.7902 | 0.091854 | 1570.0835 | 0.018517 |  |  | 1169.6464 | 0 | 1169.6395 | 0.03217
| 982.4501 | 0.0059962 | 863.0579 | -0.0010885 | 863.0579 | 0.0026999 | 863.2641 | 0.0073595 | 982.2707 | 1.0001e-05 | 863.0579 | 0.97728 | 987.0786 | 0.00011394 | 982.4501 | 0.10246 | 863.0579 | 0.02143 | 1047.353 | 0.87415 |  |  | 1319.724 | 0.00047658 | 1257.8677 | 0.091426 | 1570.3855 | 0.017953 |  |  | 1169.7135 | 0 | 1169.7065 | 0.03209
| 982.6186 | 0.0056077 | 863.2976 | 0.00043732 | 863.2976 | 0.0072641 | 863.5039 | 0.0078924 | 982.4402 | 6.6672e-06 | 863.2976 | 0.98053 | 987.2498 | 0.00038335 | 982.6186 | 0.1004 | 863.2976 | 0.02143 | 1047.4622 | 0.87604 |  |  | 1320.257 | 0.00046407 | 1257.9452 | 0.090988 | 1570.6876 | 0.017373 |  |  | 1169.7805 | 0 | 1169.7736 | 0.03186
| 982.7871 | 0.0053456 | 863.5372 | -0.0010786 | 863.5372 | 0.001598 | 863.7437 | 0.0066362 | 982.6097 | 1.0001e-05 | 863.5372 | 0.983 | 987.421 | 0.00012196 | 982.7871 | 0.098849 | 863.5372 | 0.02143 | 1047.5714 | 0.87773 |  |  | 1320.791 | 0.00058487 | 1258.0227 | 0.090549 | 1570.9899 | 0.016832 |  |  | 1169.8475 | 0 | 1169.8406 | 0.0315
| 982.9556 | 0.0067679 | 863.7769 | 0.0017776 | 863.7769 | 0.0050912 | 863.9835 | 0.0070256 | 982.7792 | 6.6672e-06 | 863.7769 | 0.98911 | 987.5923 | 0.00037713 | 982.9556 | 0.096883 | 863.7769 | 0.02243 | 1047.6808 | 0.87995 |  |  | 1321.326 | 0.00079503 | 1258.1002 | 0.090122 | 1571.2921 | 0.016374 |  |  | 1169.9145 | 0 | 1169.9077 | 0.03106
| 983.124 | 0.0056445 | 864.0166 | -0.0014232 | 864.0166 | 0.0038355 | 864.2233 | 0.0061685 | 982.9487 | 1.0001e-05 | 864.0166 | 0.99525 | 987.7635 | 0.00026218 | 983.124 | 0.095183 | 864.0166 | 0.02343 | 1047.7899 | 0.88226 |  |  | 1321.86 | 0.00058044 | 1258.1777 | 0.089694 | 1571.5946 | 0.016023 |  |  | 1169.9816 | 0 | 1169.9747 | 0.03055
| 983.2925 | 0.0055198 | 864.2563 | 0.00091679 | 864.2563 | 0.004676 | 864.4631 | 0.0071085 | 983.1182 | 2.6669e-05 | 864.2563 | 0.99546 | 987.9347 | 0.00043731 | 983.2925 | 0.093048 | 864.2563 | 0.02343 | 1047.8992 | 0.88359 |  |  | 1322.396 | 0.00052623 | 1258.2552 | 0.089267 | 1571.8971 | 0.015788 |  |  | 1170.0487 | 0 | 1170.0418 | 0.03001
| 983.461 | 0.0052576 | 864.496 | -0.00088101 | 864.496 | 0.0027251 | 864.703 | 0.0063424 | 983.2878 | 1.0001e-05 | 864.496 | 1 | 988.1059 | 0.00021123 | 983.461 | 0.091189 | 864.496 | 0.02383 | 1048.0084 | 0.88615 |  |  | 1322.931 | 0.00038637 | 1258.3328 | 0.088839 | 1572.1998 | 0.01566 |  |  | 1170.1157 | 0 | 1170.1089 | 0.02946
| 983.6295 | 0.0047288 | 864.7357 | 0.00034401 | 864.7357 | 0.0045313 | 864.9428 | 0.0068527 | 983.4573 | 6.6672e-06 | 864.7357 | 0.99838 | 988.2771 | 0.00047622 | 983.6295 | 0.089027 | 864.7357 | 0.02423 | 1048.1177 | 0.88913 |  |  | 1323.467 | 0.00050564 | 1258.4104 | 0.088412 | 1572.5026 | 0.015629 |  |  | 1170.1829 | 0 | 1170.1759 | 0.02895
| 983.7979 | 0.0059434 | 864.9754 | -0.00078148 | 864.9754 | -5.1067e-05 | 865.1827 | 0.0061697 | 983.6268 | 1.0001e-05 | 864.9754 | 0.99748 | 988.4484 | 0.00016489 | 983.7979 | 0.087367 | 864.9754 | 0.02463 | 1048.2271 | 0.89094 |  |  | 1324.004 | 0.00043702 | 1258.4879 | 0.087995 | 1572.8055 | 0.015685 |  |  | 1170.2499 | 0 | 1170.243 | 0.02848
| 983.9664 | 0.0045705 | 865.2152 | 0.0003939 | 865.2152 | 0.0034338 | 865.4225 | 0.0064023 | 983.7964 | 6.6672e-06 | 865.2152 | 0.9938 | 988.6196 | 0.00049267 | 983.9664 | 0.085476 | 865.2152 | 0.02523 | 1048.3364 | 0.89266 |  |  | 1324.541 | 0.00047739 | 1258.5656 | 0.087568 | 1573.1085 | 0.015828 |  |  | 1170.317 | 0 | 1170.3101 | 0.02808
| 984.1349 | 0.0043257 | 865.4549 | -0.00088411 | 865.4549 | 0.0020805 | 865.6624 | 0.0052638 | 983.9659 | 3.0002e-05 | 865.4549 | 0.9943 | 988.7908 | 0.00014744 | 984.1349 | 0.083991 | 865.4549 | 0.02623 | 1048.4458 | 0.89311 |  |  | 1325.078 | 0.00061896 | 1258.6431 | 0.087151 | 1573.4116 | 0.016066 |  |  | 1170.3842 | 0 | 1170.3772 | 0.02775
| 984.3034 | 0.0061878 | 865.6946 | 0.0016782 | 865.6946 | 0.0055077 | 865.9023 | 0.0062551 | 984.1354 | 6.6672e-06 | 865.6946 | 0.99736 | 988.962 | 0.00040601 | 984.3034 | 0.082101 | 865.6946 | 0.02723 | 1048.5552 | 0.89319 |  |  | 1325.616 | 0.00038285 | 1258.7207 | 0.086734 | 1573.715 | 0.016407 |  |  | 1170.4512 | 0 | 1170.4443 | 0.02748
| 984.4718 | 0.0064182 | 865.9344 | -0.0011325 | 865.9344 | 0.0028552 | 866.1422 | 0.0057855 | 984.305 | 3.0002e-05 | 865.9344 | 0.99433 | 989.1333 | 0.00012698 | 984.4718 | 0.080554 | 865.9344 | 0.02703 | 1048.6646 | 0.89461 |  |  | 1326.154 | 0.00036003 | 1258.7983 | 0.086318 | 1574.0183 | 0.016845 |  |  | 1170.5183 | 0 | 1170.5115 | 0.02726
| 984.6403 | 0.0058011 | 866.1741 | 0.00074407 | 866.1741 | 0.0052787 | 866.382 | 0.0053993 | 984.4745 | 6.6672e-06 | 866.1741 | 0.99359 | 989.3045 | 0.00054523 | 984.6403 | 0.078638 | 866.1741 | 0.02723 | 1048.774 | 0.89673 |  |  | 1326.693 | 0.00045892 | 1258.8758 | 0.085901 | 1574.3218 | 0.017351 |  |  | 1170.5855 | 0 | 1170.5786 | 0.02707
| 984.8088 | 0.006172 | 866.4139 | -0.00066615 | 866.4139 | 0.0022154 | 866.6219 | 0.0046987 | 984.644 | 3.0002e-05 | 866.4139 | 0.99224 | 989.4758 | 0.00017793 | 984.8088 | 0.077265 | 866.4139 | 0.02883 | 1048.8837 | 0.89973 |  |  | 1327.232 | 0.00050163 | 1258.9535 | 0.085485 | 1574.6254 | 0.017867 |  |  | 1170.6526 | 0 | 1170.6457 | 0.0269
| 984.9773 | 0.0057483 | 866.6537 | 0.00054991 | 866.6537 | 0.0042319 | 866.8618 | 0.0061316 | 984.8136 | 6.6672e-06 | 866.6537 | 0.99672 | 989.647 | 0.00040642 | 984.9773 | 0.075542 | 866.6537 | 0.02843 | 1048.993 | 0.90257 |  |  | 1327.772 | 0.00037303 | 1259.0311 | 0.085079 | 1574.9291 | 0.018313 |  |  | 1170.7197 | 0 | 1170.7129 | 0.02676
| 985.1458 | 0.0048532 | 866.8934 | -0.0012854 | 866.8934 | 0.0012524 | 867.1017 | 0.0048291 | 984.9831 | 1.0001e-05 | 866.8934 | 0.99635 | 989.8182 | 3.2096e-06 | 985.1458 | 0.074203 | 866.8934 | 0.02944 | 1049.1025 | 0.90373 |  |  | 1328.312 | 0.00034121 | 1259.1088 | 0.084663 | 1575.2329 | 0.018606 |  |  | 1170.7869 | 0 | 1170.78 | 0.02666
| 985.3143 | 0.006012 | 867.1332 | 0.0013947 | 867.1332 | 0.0039008 | 867.3417 | 0.0054408 | 985.1527 | 6.6672e-06 | 867.1332 | 0.99344 | 989.9895 | 0.00028525 | 985.3143 | 0.072392 | 867.1332 | 0.02944 | 1049.212 | 0.9045 |  |  | 1328.852 | 0.00032669 | 1259.1864 | 0.084257 | 1575.5369 | 0.018685 |  |  | 1170.854 | 0 | 1170.8472 | 0.0266
| 985.4827 | 0.0050818 | 867.373 | -0.0007996 | 867.373 | 0.0041365 | 867.5816 | 0.0042306 | 985.3222 | 3.0002e-05 | 867.373 | 0.98939 | 990.1607 | 0.00017593 | 985.4827 | 0.07102 | 867.373 | 0.03024 | 1049.3217 | 0.906 |  |  | 1329.393 | 0.00051243 | 1259.2642 | 0.083851 | 1575.8409 | 0.018532 |  |  | 1170.9211 | 0 | 1170.9143 | 0.02661
| 985.6512 | 0.0034631 | 867.6128 | 0.00083062 | 867.6128 | 0.0044419 | 867.8215 | 0.0053489 | 985.4918 | 6.6672e-06 | 867.6128 | 0.98479 | 990.332 | 0.00012417 | 985.6512 | 0.069394 | 867.6128 | 0.03124 | 1049.4312 | 0.90786 |  |  | 1329.934 | 0.0003497 | 1259.3418 | 0.083446 | 1576.1451 | 0.01818 |  |  | 1170.9884 | 0 | 1170.9814 | 0.02667
| 985.8197 | 0.0039212 | 867.8526 | -0.0015051 | 867.8526 | 0.0015526 | 868.0615 | 0.0049227 | 985.6613 | 1.0001e-05 | 867.8526 | 0.98391 | 990.5032 | 0.00020923 | 985.8197 | 0.068117 | 867.8526 | 0.03184 | 1049.5408 | 0.90898 |  |  | 1330.476 | 0.00047994 | 1259.4194 | 0.08304 | 1576.4495 | 0.017707 |  |  | 1171.0555 | 0 | 1171.0487 | 0.02678
| 985.9882 | 0.0076469 | 868.0924 | 0.00098739 | 868.0924 | 0.0031097 | 868.3015 | 0.0044016 | 985.8309 | 6.6672e-06 | 868.0924 | 0.97112 | 990.6745 | 0.00014925 | 985.9882 | 0.066477 | 868.0924 | 0.03204 | 1049.6504 | 0.90918 |  |  | 1331.018 | 0.00032502 | 1259.4972 | 0.082634 | 1576.7539 | 0.017211 |  |  | 1171.1227 | 0 | 1171.1158 | 0.02689
| 986.1567 | 0.0080887 | 868.3322 | -0.0018254 | 868.3322 | 0.0013692 | 868.5414 | 0.0040773 | 986.0005 | 3.0002e-05 | 868.3322 | 0.97334 | 990.8457 | 0.00023189 | 986.1567 | 0.06525 | 868.3322 | 0.03264 | 1049.76 | 0.90981 |  |  | 1331.561 | 0.00048699 | 1259.5748 | 0.082229 | 1577.0585 | 0.016779 |  |  | 1171.1899 | 0 | 1171.183 | 0.02699
| 986.3252 | 0.0076293 | 868.572 | 0.0019781 | 868.572 | 0.0063984 | 868.7814 | 0.0041932 | 986.17 | 0 | 868.572 | 0.96394 | 991.017 | 0.00025576 | 986.3252 | 0.063825 | 868.572 | 0.03264 | 1049.8698 | 0.91138 |  |  | 1332.104 | 0.0003986 | 1259.6526 | 0.081834 | 1577.3632 | 0.016465 |  |  | 1171.2571 | 0 | 1171.2502 | 0.02705
| 986.4937 | 0.0061193 | 868.8119 | -0.00092169 | 868.8119 | 0.0042453 | 869.0213 | 0.0034746 | 986.3396 | 1.0001e-05 | 868.8119 | 0.96229 | 991.1882 | 6.0982e-05 | 986.4937 | 0.062556 | 868.8119 | 0.03364 | 1049.9794 | 0.9129 |  |  | 1332.648 | 0.00037044 | 1259.7302 | 0.081429 | 1577.668 | 0.016281 |  |  | 1171.3243 | 0 | 1171.3174 | 0.02708
| 986.6622 | 0.0049397 | 869.0517 | 0.0015782 | 869.0517 | 0.0050476 | 869.2613 | 0.0049002 | 986.5092 | 6.6672e-06 | 869.0517 | 0.95924 | 991.3595 | 0.00035165 | 986.6622 | 0.061098 | 869.0517 | 0.03444 | 1050.0891 | 0.91504 |  |  | 1333.192 | 0.000534 | 1259.808 | 0.081034 | 1577.9728 | 0.016201 |  |  | 1171.3916 | 0 | 1171.3846 | 0.0271
| 986.8307 | 0.0050642 | 869.2916 | -0.00084139 | 869.2916 | 0.0015067 | 869.5013 | 0.0036164 | 986.6787 | 3.0002e-05 | 869.2916 | 0.94883 | 991.5308 | 5.1354e-05 | 986.8307 | 0.059921 | 869.2916 | 0.03524 | 1050.1989 | 0.91858 |  |  | 1333.736 | 0.00076333 | 1259.8857 | 0.080628 | 1578.2778 | 0.016183 |  |  | 1171.4587 | 0 | 1171.4519 | 0.02714
| 986.9991 | 0.0067679 | 869.5314 | 0.0015724 | 869.5314 | 0.0047478 | 869.7413 | 0.0048185 | 986.8483 | 0 | 869.5314 | 0.94397 | 991.702 | 0.00035426 | 986.9991 | 0.058673 | 869.5314 | 0.03564 | 1050.3087 | 0.92129 |  |  | 1334.281 | 0.00044362 | 1259.9635 | 0.080234 | 1578.583 | 0.016192 |  |  | 1171.526 | 0 | 1171.5192 | 0.02724
| 987.1676 | 0.0072798 | 869.7713 | -0.0018508 | 869.7713 | 0.0019207 | 869.9813 | 0.0031923 | 987.0179 | 3.0002e-05 | 869.7713 | 0.93961 | 991.8733 | 4.8946e-05 | 987.1676 | 0.057433 | 869.7713 | 0.03644 | 1050.4185 | 0.92363 |  |  | 1334.826 | 0.00044203 | 1260.0413 | 0.079839 | 1578.8882 | 0.016205 |  |  | 1171.5933 | 0 | 1171.5863 | 0.02745
| 987.3361 | 0.0068734 | 870.0111 | 0.0013339 | 870.0111 | 0.0017423 | 870.2213 | 0.0037752 | 987.1874 | 0 | 870.0111 | 0.93171 | 992.0446 | 0.00027502 | 987.3361 | 0.056096 | 870.0111 | 0.03684 | 1050.5282 | 0.92631 |  |  | 1335.372 | 0.0006229 | 1260.119 | 0.079444 | 1579.1936 | 0.016227 |  |  | 1171.6605 | 0 | 1171.6536 | 0.02778
| 987.5046 | 0.0054686 | 870.251 | -0.0012254 | 870.251 | 0.0045157 | 870.4613 | 0.0031558 | 987.357 | 3.0002e-05 | 870.251 | 0.92408 | 992.2158 | 6.0782e-05 | 987.5046 | 0.055151 | 870.251 | 0.03744 | 1050.6381 | 0.92818 |  |  | 1335.918 | 0.00066268 | 1260.1968 | 0.079061 | 1579.4991 | 0.016271 |  |  | 1171.7278 | 0 | 1171.7208 | 0.0282
| 987.6731 | 0.0049573 | 870.4909 | 0.0009127 | 870.4909 | 0.0021097 | 870.7014 | 0.0030415 | 987.5266 | 2.6669e-05 | 870.4909 | 0.91593 | 992.3871 | 0.00033801 | 987.6731 | 0.054086 | 870.4909 | 0.03724 | 1050.7478 | 0.92963 |  |  | 1336.465 | 0.00054584 | 1260.2745 | 0.078666 | 1579.8047 | 0.016361 |  |  | 1171.795 | 0 | 1171.7881 | 0.0287
| 987.8416 | 0.0055038 | 870.7308 | -0.00048657 | 870.7308 | -0.00053511 | 870.9414 | 0.00376 | 987.6962 | 5.0004e-05 | 870.7308 | 0.9069 | 992.5584 | 4.1324e-05 | 987.8416 | 0.053227 | 870.7307 | 0.03785 | 1050.8577 | 0.93131 |  |  | 1337.012 | 0.00038383 | 1260.3524 | 0.078271 | 1580.1105 | 0.016515 |  |  | 1171.8623 | 0 | 1171.8554 | 0.02919
| 988.0101 | 0.0063988 | 870.9706 | 0.0010674 | 870.9706 | 0.0066923 | 871.1815 | 0.0034636 | 987.8658 | 0 | 870.9706 | 0.89902 | 992.7297 | 0.00021424 | 988.0101 | 0.052156 | 870.9706 | 0.03905 | 1050.9677 | 0.93282 |  |  | 1337.56 | 0.00072147 | 1260.4302 | 0.077888 | 1580.4163 | 0.016743 |  |  | 1171.9296 | 0 | 1171.9227 | 0.02962
| 988.1786 | 0.003763 | 871.2105 | -0.0017008 | 871.2105 | 0.0017071 | 871.4215 | 0.0035299 | 988.0354 | 3.0002e-05 | 871.2105 | 0.88875 | 992.9009 | 3.0491e-05 | 988.1786 | 0.051241 | 871.2105 | 0.03945 | 1051.0775 | 0.93457 |  |  | 1338.108 | 0.00064579 | 1260.5079 | 0.077493 | 1580.7222 | 0.017046 |  |  | 1171.9968 | 0 | 1171.99 | 0.02994
| 988.3471 | 0.0068031 | 871.4504 | 0.001238 | 871.4504 | 0.00031344 | 871.6616 | 0.0042152 | 988.2049 | 0 | 871.4504 | 0.87932 | 993.0722 | 0.00029227 | 988.3471 | 0.050201 | 871.4504 | 0.03965 | 1051.1875 | 0.93681 |  |  | 1338.656 | 0.0003007 | 1260.5858 | 0.077109 | 1581.0283 | 0.017421 |  |  | 1172.0642 | 0 | 1172.0573 | 0.03011
| 988.5156 | 0.0045543 | 871.6904 | -0.0010038 | 871.6904 | 0.00020517 | 871.9016 | 0.0030429 | 988.3745 | 1.0001e-05 | 871.6904 | 0.87283 | 993.2435 | 0.00014323 | 988.5156 | 0.049264 | 871.6903 | 0.04105 | 1051.2975 | 0.93752 |  |  | 1339.205 | 0.00047864 | 1260.6637 | 0.076726 | 1581.3345 | 0.017855 |  |  | 1172.1315 | 0 | 1172.1245 | 0.03014
| 988.6841 | 0.0064867 | 871.9303 | 2.6165e-05 | 871.9303 | 0.0029274 | 872.1417 | 0.003577 | 988.5441 | 6.6672e-06 | 871.9303 | 0.85916 | 993.4148 | 0.00031895 | 988.6841 | 0.048096 | 871.9303 | 0.04125 | 1051.4075 | 0.9389 |  |  | 1339.754 | 0.00036709 | 1260.7415 | 0.076342 | 1581.6409 | 0.018328 |  |  | 1172.1987 | 0 | 1172.1919 | 0.03006
| 988.8526 | 0.005961 | 872.1702 | -0.0011011 | 872.1702 | -0.001684 | 872.3818 | 0.002823 | 988.7137 | 3.0002e-05 | 872.1702 | 0.85029 | 993.5861 | 0.00016549 | 988.8526 | 0.046826 | 872.1702 | 0.04165 | 1051.5175 | 0.94201 |  |  | 1340.304 | 0.00032487 | 1260.8193 | 0.075958 | 1581.9473 | 0.018811 |  |  | 1172.2661 | 0 | 1172.2592 | 0.02992
| 989.0211 | 0.0058186 | 872.4101 | 0.00036652 | 872.4101 | 0.004431 | 872.6219 | 0.0029479 | 988.8833 | 2.6669e-05 | 872.4101 | 0.83871 | 993.7574 | 0.00034343 | 989.0211 | 0.045388 | 872.4101 | 0.04245 | 1051.6277 | 0.94337 |  |  | 1340.854 | 0.00039901 | 1260.8972 | 0.075575 | 1582.2538 | 0.019263 |  |  | 1172.3334 | 0 | 1172.3265 | 0.02977
| 989.1896 | 0.0048004 | 872.6501 | -0.001071 | 872.6501 | 0.001345 | 872.862 | 0.0031861 | 989.0529 | 3.0002e-05 | 872.6501 | 0.8262 | 993.9286 | 1.7051e-05 | 989.1896 | 0.043966 | 872.6501 | 0.04345 | 1051.7375 | 0.94383 |  |  | 1341.405 | 0.00033157 | 1260.9751 | 0.075202 | 1582.5605 | 0.019632 |  |  | 1172.4008 | 0 | 1172.3938 | 0.02962
| 989.3581 | 0.0053792 | 872.89 | 0.00077044 | 872.89 | 0.0033769 | 873.1021 | 0.0030031 | 989.2225 | 0 | 872.89 | 0.81301 | 994.0999 | 0.00042728 | 989.3581 | 0.042535 | 872.89 | 0.04425 | 1051.8477 | 0.94498 |  |  | 1341.956 | 0.00044038 | 1261.053 | 0.074818 | 1582.8673 | 0.019864 |  |  | 1172.4681 | 0 | 1172.4612 | 0.02949
| 989.5266 | 0.0042553 | 873.13 | -0.0014838 | 873.13 | -0.0025828 | 873.3422 | 0.0024706 | 989.3921 | 3.0002e-05 | 873.13 | 0.80549 | 994.2712 | 0.00012176 | 989.5266 | 0.041186 | 873.13 | 0.04545 | 1051.9578 | 0.94688 |  |  | 1342.508 | 0.00030931 | 1261.1309 | 0.074446 | 1583.1742 | 0.01991 |  |  | 1172.5354 | 0 | 1172.5286 | 0.02936
| 989.6951 | 0.0058538 | 873.3699 | 0.00030945 | 873.3699 | 0.0026866 | 873.5823 | 0.0029418 | 989.5617 | 6.6672e-06 | 873.3699 | 0.79112 | 994.4425 | 8.6258e-06 | 989.6951 | 0.039593 | 873.3699 | 0.04565 | 1052.0679 | 0.9491 |  |  | 1343.06 | 0.00060468 | 1261.2087 | 0.074062 | 1583.4812 | 0.019739 |  |  | 1172.6028 | 0 | 1172.5958 | 0.02918
| 989.8636 | 0.0056972 | 873.6099 | -0.0014919 | 873.6099 | -0.0017104 | 873.8224 | 0.0024649 | 989.7313 | 0 | 873.6099 | 0.78044 | 994.6138 | 0.00016489 | 989.8636 | 0.038707 | 873.6099 | 0.04686 | 1052.1781 | 0.95021 |  |  | 1343.613 | 0.00040984 | 1261.2866 | 0.073689 | 1583.7883 | 0.019354 |  |  | 1172.6702 | 0 | 1172.6632 | 0.02894
| 990.0321 | 0.0052913 | 873.8499 | 0.001596 | 873.8499 | 0.0030855 | 874.0626 | 0.0031579 | 989.9009 | 0 | 873.8499 | 0.77064 | 994.7851 | 0.0001681 | 990.0321 | 0.037225 | 873.8499 | 0.04766 | 1052.2882 | 0.95101 |  |  | 1344.166 | 0.00035556 | 1261.3646 | 0.073316 | 1584.0957 | 0.018794 |  |  | 1172.7376 | 0 | 1172.7306 | 0.0286
| 990.2006 | 0.0054335 | 874.0898 | -0.00087238 | 874.0898 | -5.757e-05 | 874.3027 | 0.0021179 | 990.0706 | 1.0001e-05 | 874.0898 | 0.7568 | 994.9564 | 0.00014543 | 990.2006 | 0.036971 | 874.0898 | 0.04866 | 1052.3984 | 0.95234 |  |  | 1344.719 | 0.00049362 | 1261.4425 | 0.072944 | 1584.4031 | 0.018136 |  |  | 1172.8049 | 0 | 1172.798 | 0.02817
| 990.3691 | 0.0071195 | 874.3298 | 0.0022071 | 874.3298 | 0.0025664 | 874.5428 | 0.0031553 | 990.2402 | 6.6672e-06 | 874.3298 | 0.74755 | 995.1277 | 0.00038716 | 990.3691 | 0.035395 | 874.3298 | 0.04766 | 1052.5087 | 0.95377 |  |  | 1345.273 | 0.00049203 | 1261.5204 | 0.072571 | 1584.7106 | 0.017477 |  |  | 1172.8723 | 0 | 1172.8654 | 0.02767
| 990.5376 | 0.0045191 | 874.5698 | -0.00065615 | 874.5698 | 0.0024072 | 874.783 | 0.0019861 | 990.4098 | 3.0002e-05 | 874.5698 | 0.7362 | 995.2991 | 0.00022507 | 990.5376 | 0.035212 | 874.5698 | 0.04966 | 1052.6189 | 0.95502 |  |  | 1345.827 | 0.00044972 | 1261.5984 | 0.072209 | 1585.0182 | 0.016911 |  |  | 1172.9397 | 0 | 1172.9327 | 0.02715
| 990.7061 | 0.0054495 | 874.8098 | 0.00097221 | 874.8098 | -0.0019098 | 875.0232 | 0.0029358 | 990.5794 | 0 | 874.8098 | 0.7209 | 995.4704 | 0.00052276 | 990.7061 | 0.033815 | 874.8098 | 0.04946 | 1052.7292 | 0.9563 |  |  | 1346.382 | 0.00040759 | 1261.6764 | 0.071837 | 1585.3259 | 0.016507 |  |  | 1173.0071 | 0 | 1173.0001 | 0.02667
| 990.8746 | 0.0053456 | 875.0498 | -0.0019393 | 875.0498 | 0.0024422 | 875.2634 | 0.0028531 | 990.749 | 1.0001e-05 | 875.0498 | 0.70747 | 995.6417 | 0.0003663 | 990.8746 | 0.033706 | 875.0498 | 0.05126 | 1052.8395 | 0.95848 |  |  | 1346.937 | 0.00060868 | 1261.7543 | 0.071464 | 1585.6338 | 0.016292 |  |  | 1173.0745 | 0 | 1173.0676 | 0.02628
| 991.0431 | 0.0059417 | 875.2898 | 0.001181 | 875.2898 | 0.00067762 | 875.5035 | 0.0020204 | 990.9187 | 6.6672e-06 | 875.2898 | 0.69481 | 995.813 | 0.00069347 | 991.0431 | 0.032781 | 875.2898 | 0.05106 | 1052.9498 | 0.96111 |  |  | 1347.493 | 0.00047855 | 1261.8323 | 0.071102 | 1585.9418 | 0.01625 |  |  | 1173.142 | 0 | 1173.135 | 0.02602
| 991.2117 | 0.0060137 | 875.5299 | -0.0011313 | 875.5299 | -0.0045165 | 875.7438 | 0.0010805 | 991.0883 | 1.0001e-05 | 875.5299 | 0.68116 | 995.9843 | 0.00032417 | 991.2117 | 0.032863 | 875.5299 | 0.05166 | 1053.0602 | 0.96296 |  |  | 1348.049 | 0.0003998 | 1261.9103 | 0.07074 | 1586.2499 | 0.016329 |  |  | 1173.2094 | 0 | 1173.2024 | 0.02594
| 991.3802 | 0.0057659 | 875.7699 | 0.0007933 | 875.7699 | 0.0050116 | 875.9839 | 0.0025085 | 991.2579 | 6.6672e-06 | 875.7699 | 0.66527 | 996.1556 | 0.00062467 | 991.3802 | 0.032585 | 875.7699 | 0.05366 | 1053.1705 | 0.96424 |  |  | 1348.606 | 0.00036533 | 1261.9883 | 0.070379 | 1586.5581 | 0.016471 |  |  | 1173.2767 | 0 | 1173.2699 | 0.02602
| 991.5487 | 0.0071919 | 876.0099 | -0.0005076 | 876.0099 | 0.0003228 | 876.2242 | 0.0021056 | 991.4275 | 3.0002e-05 | 876.0099 | 0.65206 | 996.3269 | 0.00019217 | 991.5487 | 0.033086 | 876.0099 | 0.05346 | 1053.2809 | 0.96504 |  |  | 1349.163 | 0.00033619 | 1262.0663 | 0.070017 | 1586.8665 | 0.016626 |  |  | 1173.3442 | 0 | 1173.3373 | 0.02627
| 991.7172 | 0.0060472 | 876.25 | 0.0011266 | 876.25 | -1.7802e-05 | 876.4644 | 0.0021693 | 991.5972 | 6.6672e-06 | 876.25 | 0.64147 | 996.4983 | 0.00045035 | 991.7172 | 0.033404 | 876.25 | 0.05487 | 1053.3914 | 0.96527 |  |  | 1349.72 | 0.00041597 | 1262.1443 | 0.069655 | 1587.1749 | 0.016767 |  |  | 1173.4116 | 0 | 1173.4048 | 0.02662
| 991.8857 | 0.0058379 | 876.49 | -0.0018077 | 876.49 | -0.0011265 | 876.7046 | 0.0019205 | 991.7668 | 1.0001e-05 | 876.49 | 0.62951 | 996.6696 | 0.00012638 | 991.8857 | 0.034224 | 876.49 | 0.05587 | 1053.5017 | 0.96578 |  |  | 1350.279 | 0.0006633 | 1262.2223 | 0.069293 | 1587.4835 | 0.016892 |  |  | 1173.4791 | 0 | 1173.4722 | 0.02703
| 992.0542 | 0.0061878 | 876.7301 | 0.0001281 | 876.7301 | 0.0012175 | 876.9448 | 0.0025608 | 991.9364 | 6.6672e-06 | 876.7301 | 0.61425 | 996.8409 | 0.0004012 | 992.0542 | 0.034841 | 876.7301 | 0.05607 | 1053.6122 | 0.96778 |  |  | 1350.837 | 0.00061283 | 1262.3004 | 0.068931 | 1587.7922 | 0.017009 |  |  | 1173.5466 | 0 | 1173.5397 | 0.02744
| 992.2227 | 0.0054511 | 876.9701 | -0.00068739 | 876.9701 | 0.00039891 | 877.1851 | 0.0015507 | 992.1061 | 3.0002e-05 | 876.9701 | 0.60418 | 997.0122 | 0.00010873 | 992.2227 | 0.034934 | 876.9701 | 0.05647 | 1053.7227 | 0.97109 |  |  | 1351.396 | 0.00040365 | 1262.3784 | 0.068581 | 1588.1011 | 0.017125 |  |  | 1173.614 | 0 | 1173.6072 | 0.0278
| 992.3912 | 0.0071019 | 877.2102 | 0.0015727 | 877.2102 | 0.00352 | 877.4253 | 0.0024946 | 992.2757 | 0 | 877.2102 | 0.594 | 997.1836 | 0.00049488 | 992.3912 | 0.035221 | 877.2102 | 0.05807 | 1053.8331 | 0.97256 |  |  | 1351.955 | 0.0005673 | 1262.4564 | 0.068219 | 1588.41 | 0.017236 |  |  | 1173.6815 | 0 | 1173.6747 | 0.02808
| 992.5597 | 0.0059786 | 877.4503 | -0.0018462 | 877.4503 | -0.0014169 | 877.6656 | 0.0014355 | 992.4454 | 3.0002e-05 | 877.4503 | 0.58204 | 997.3549 | 1.4844e-05 | 992.5597 | 0.034037 | 877.4502 | 0.05827 | 1053.9437 | 0.97148 |  |  | 1352.515 | 0.00055557 | 1262.5346 | 0.067868 | 1588.719 | 0.017321 |  |  | 1173.749 | 0 | 1173.7421 | 0.02826
| 992.7283 | 0.0057483 | 877.6903 | 0.0010477 | 877.6903 | 0.0057805 | 877.9058 | 0.0018535 | 992.615 | 6.6672e-06 | 877.6903 | 0.56541 | 997.5262 | 0.00026158 | 992.7283 | 0.033954 | 877.6903 | 0.05967 | 1054.0542 | 0.97167 |  |  | 1353.076 | 0.00049552 | 1262.6126 | 0.067517 | 1589.0282 | 0.017356 |  |  | 1173.8165 | 0 | 1173.8096 | 0.02835
| 992.8968 | 0.0053807 | 877.9304 | -0.0015124 | 877.9304 | -0.0025745 | 878.1461 | 0.001568 | 992.7846 | 5.0004e-05 | 877.9304 | 0.554 | 997.6976 | 6.5884e-05 | 992.8968 | 0.031323 | 877.9304 | 0.06047 | 1054.1647 | 0.97433 |  |  | 1353.636 | 0.00049962 | 1262.6907 | 0.067156 | 1589.3375 | 0.017318 |  |  | 1173.884 | 0 | 1173.8771 | 0.02836
| 993.0653 | 0.0054495 | 878.1705 | 0.0024099 | 878.1705 | 0.0022582 | 878.3864 | 0.0022333 | 992.9543 | 6.6672e-06 | 878.1705 | 0.54293 | 997.8689 | 0.0005048 | 993.0653 | 0.030785 | 878.1705 | 0.06047 | 1054.2753 | 0.97606 |  |  | 1354.198 | 0.00050329 | 1262.7688 | 0.066805 | 1589.647 | 0.017201 |  |  | 1173.9515 | 0 | 1173.9446 | 0.02832
| 993.2338 | 0.0050818 | 878.4106 | -0.0011954 | 878.4106 | -0.00092623 | 878.6266 | 0.0020852 | 993.1239 | 0 | 878.4106 | 0.52896 | 998.0402 | 0.00027752 | 993.2338 | 0.028686 | 878.4106 | 0.06127 | 1054.386 | 0.97638 |  |  | 1354.759 | 0.00051515 | 1262.8469 | 0.066465 | 1589.9565 | 0.017015 |  |  | 1174.019 | 0 | 1174.0121 | 0.02822
| 993.4023 | 0.0071898 | 878.6507 | 0.00061177 | 878.6507 | 0.0024294 | 878.8669 | 0.0015053 | 993.2936 | 6.6672e-06 | 878.6507 | 0.51594 | 998.2116 | 0.00071302 | 993.4023 | 0.028287 | 878.6507 | 0.06248 | 1054.4966 | 0.97767 |  |  | 1355.322 | 0.00042262 | 1262.9251 | 0.066114 | 1590.2662 | 0.016785 |  |  | 1174.0865 | 0 | 1174.0797 | 0.02809
| 993.5708 | 0.0064709 | 878.8908 | -0.00055998 | 878.8908 | 0.00039444 | 879.1072 | 0.0020251 | 993.4632 | 1.0001e-05 | 878.8908 | 0.50162 | 998.3829 | 0.00078203 | 993.5708 | 0.027295 | 878.8908 | 0.06248 | 1054.6072 | 0.97954 |  |  | 1355.884 | 0.00060895 | 1263.0032 | 0.065763 | 1590.5759 | 0.016546 |  |  | 1174.1541 | 0 | 1174.1472 | 0.02792
| 993.7394 | 0.0047639 | 879.131 | 0.00093529 | 879.131 | 0.002189 | 879.3475 | 0.0022441 | 993.6329 | 6.6672e-06 | 879.131 | 0.4913 | 998.5543 | 0.00075726 | 993.7394 | 0.026606 | 879.131 | 0.06348 | 1054.7179 | 0.9807 |  |  | 1356.447 | 0.00033608 | 1263.0813 | 0.065424 | 1590.8859 | 0.016331 |  |  | 1174.2217 | 0 | 1174.2147 | 0.02772
| 993.9079 | 0.0041674 | 879.3711 | -0.0015286 | 879.3711 | -0.0037538 | 879.5879 | 0.0013743 | 993.8026 | 1.0001e-05 | 879.3711 | 0.47821 | 998.7256 | 0.00073199 | 993.9079 | 0.027157 | 879.3711 | 0.06368 | 1054.8286 | 0.98091 |  |  | 1357.011 | 0.00035914 | 1263.1594 | 0.065073 | 1591.1959 | 0.016159 |  |  | 1174.2892 | 0 | 1174.2823 | 0.02749
| 994.0764 | 0.0064691 | 879.6112 | 0.0007494 | 879.6112 | 0.005385 | 879.8282 | 0.002326 | 993.9722 | 6.6672e-06 | 879.6112 | 0.46673 | 998.897 | 0.00059378 | 994.0764 | 0.026571 | 879.6112 | 0.06508 | 1054.9393 | 0.98178 |  |  | 1357.575 | 0.00050688 | 1263.2376 | 0.064733 | 1591.5061 | 0.016033 |  |  | 1174.3568 | 0 | 1174.3499 | 0.02725
| 994.2449 | 0.0053983 | 879.8514 | -0.001911 | 879.8514 | 0.0010543 | 880.0685 | 0.0015214 | 994.1419 | 1.0001e-05 | 879.8514 | 0.4571 | 999.0683 | 0.00067743 | 994.2449 | 0.027811 | 879.8514 | 0.06628 | 1055.0503 | 0.98288 |  |  | 1358.139 | 0.00062002 | 1263.3157 | 0.064393 | 1591.8163 | 0.015934 |  |  | 1174.4243 | 0 | 1174.4174 | 0.02702
| 994.4134 | 0.0079984 | 880.0915 | 9.4219e-05 | 880.0915 | 0.0040764 | 880.3088 | 0.001339 | 994.3115 | 0 | 880.0915 | 0.44278 | 999.2397 | 0.00039959 | 994.4134 | 0.026882 | 880.0915 | 0.06708 | 1055.1609 | 0.9827 |  |  | 1358.704 | 0.00080661 | 1263.3939 | 0.064053 | 1592.1267 | 0.015827 |  |  | 1174.4919 | 0 | 1174.485 | 0.02684
| 994.582 | 0.0054159 | 880.3317 | -0.0019769 | 880.3317 | 0.00032559 | 880.5492 | 0.0011392 | 994.4812 | 1.0001e-05 | 880.3317 | 0.43214 | 999.411 | 0.00074462 | 994.582 | 0.026267 | 880.3317 | 0.06768 | 1055.2717 | 0.98236 |  |  | 1359.27 | 0.00044757 | 1263.4721 | 0.063713 | 1592.4373 | 0.015676 |  |  | 1174.5594 | 0 | 1174.5526 | 0.02674
| 994.7505 | 0.006223 | 880.5718 | -0.0014648 | 880.5718 | 0.00042818 | 880.7896 | 0.0010901 | 994.6509 | 0 | 880.5718 | 0.40975 | 999.5824 | 0.00039577 | 994.7505 | 0.025909 | 880.5718 | 0.06848 | 1055.3826 | 0.98235 |  |  | 1359.836 | 0.00037793 | 1263.5503 | 0.063374 | 1592.7479 | 0.015458 |  |  | 1174.6271 | 0 | 1174.6201 | 0.02672
| 994.919 | 0.0064182 | 880.812 | 0.00094633 | 880.812 | 0.0023192 | 881.0299 | 0.0018069 | 994.8206 | 5.0004e-05 | 880.812 | 0.39953 | 999.7537 | 0.0007386 | 994.919 | 0.024622 | 880.812 | 0.06948 | 1055.4934 | 0.98357 |  |  | 1360.402 | 0.00032752 | 1263.6284 | 0.063034 | 1593.0586 | 0.015173 |  |  | 1174.6947 | 0 | 1174.6877 | 0.02682
| 995.0875 | 0.0076996 | 881.0522 | -0.00050531 | 881.0522 | 0.0022591 | 881.2703 | 0.0014846 | 994.9902 | 0 | 881.0522 | 0.39025 | 999.9251 | 0.00026258 | 995.0875 | 0.025347 | 881.0522 | 0.07048 | 1055.6042 | 0.98604 |  |  | 1360.969 | 0.00041942 | 1263.7067 | 0.062694 | 1593.3695 | 0.014849 |  |  | 1174.7623 | 0 | 1174.7554 | 0.027
| 995.2561 | 0.0057148 | 881.2923 | 0.0011008 | 881.2923 | 0.00047371 | 881.5107 | 0.0017975 | 995.1599 | 5.0004e-05 | 881.2923 | 0.37898 | 1000.0965 | 0.00065135 | 995.2561 | 0.022334 | 881.2923 | 0.07189 | 1055.7152 | 0.98771 |  |  | 1361.537 | 0.00044274 | 1263.7849 | 0.062365 | 1593.6805 | 0.014536 |  |  | 1174.8298 | 0 | 1174.823 | 0.02727
| 995.4246 | 0.0054143 | 881.5325 | -0.0014183 | 881.5325 | 0.00010264 | 881.751 | 0.0011389 | 995.3296 | 0 | 881.5325 | 0.3706 | 1000.2678 | 0.00028726 | 995.4246 | 0.02237 | 881.5325 | 0.07249 | 1055.826 | 0.98779 |  |  | 1362.104 | 0.00036444 | 1263.863 | 0.062025 | 1593.9916 | 0.014291 |  |  | 1174.8975 | 0 | 1174.8906 | 0.02759
| 995.5931 | 0.0065061 | 881.7727 | 0.0015335 | 881.7727 | -0.0012377 | 881.9915 | 0.0021218 | 995.4993 | 5.0004e-05 | 881.7727 | 0.36201 | 1000.4392 | 0.00052196 | 995.5931 | 0.019476 | 881.7727 | 0.07229 | 1055.937 | 0.98739 |  |  | 1362.673 | 0.00049564 | 1263.9413 | 0.061696 | 1594.3029 | 0.014164 |  |  | 1174.9651 | 0 | 1174.9582 | 0.02792
| 995.7616 | 0.0052385 | 882.0129 | -0.0014063 | 882.0129 | -0.0027299 | 882.2318 | 0.00081549 | 995.6689 | 0 | 882.0129 | 0.35004 | 1000.6106 | 0.00017693 | 995.7616 | 0.019724 | 882.0129 | 0.07429 | 1056.048 | 0.98831 |  |  | 1363.241 | 0.00048819 | 1264.0195 | 0.061367 | 1594.6143 | 0.014182 |  |  | 1175.0327 | 0 | 1175.0259 | 0.02824
| 995.9302 | 0.0061368 | 882.2531 | 0.0011894 | 882.2531 | 0.005501 | 882.4722 | 0.0016082 | 995.8386 | 6.9993e-05 | 882.2531 | 0.339 | 1000.7819 | 0.00077151 | 995.9302 | 0.017632 | 882.2531 | 0.07549 | 1056.1589 | 0.98992 |  |  | 1363.811 | 0.00043431 | 1264.0979 | 0.061039 | 1594.9257 | 0.014346 |  |  | 1175.1005 | 0 | 1175.0935 | 0.02851
| 996.0987 | 0.0051682 | 882.4933 | -0.0010326 | 882.4933 | -0.0048666 | 882.7126 | 0.00072083 | 996.0083 | 0 | 882.4933 | 0.32957 | 1000.9533 | 9.3881e-05 | 996.0987 | 0.017566 | 882.4933 | 0.07589 | 1056.27 | 0.98977 |  |  | 1364.38 | 0.00042956 | 1264.1762 | 0.060699 | 1595.2373 | 0.01463 |  |  | 1175.1681 | 0 | 1175.1611 | 0.02868
| 996.2672 | 0.0040971 | 882.7336 | 0.001845 | 882.7336 | -0.0010915 | 882.9531 | 0.00082777 | 996.178 | 3.0002e-05 | 882.7336 | 0.3177 | 1001.1247 | 0.00031815 | 996.2672 | 0.015655 | 882.7336 | 0.07649 | 1056.381 | 0.98996 |  |  | 1364.951 | 0.00057283 | 1264.2544 | 0.060381 | 1595.5491 | 0.014993 |  |  | 1175.2357 | 0 | 1175.2288 | 0.02872
| 996.4357 | 0.0062933 | 882.9738 | -0.0019439 | 882.9738 | -0.00033517 | 883.1935 | 0.0014833 | 996.3477 | 0 | 882.9738 | 0.30847 | 1001.2961 | 0.00019518 | 996.4357 | 0.015716 | 882.9738 | 0.07749 | 1056.4921 | 0.99264 |  |  | 1365.521 | 0.00059144 | 1264.3326 | 0.060052 | 1595.8608 | 0.01539 |  |  | 1175.3033 | 0 | 1175.2965 | 0.0286
| 996.6043 | 0.0047653 | 883.214 | 0.0017338 | 883.214 | 0.0010726 | 883.4339 | 0.0015104 | 996.5174 | 6.9993e-05 | 883.214 | 0.30138 | 1001.4674 | 0.00029468 | 996.6043 | 0.014632 | 883.214 | 0.07789 | 1056.6031 | 0.99481 |  |  | 1366.093 | 0.00038544 | 1264.411 | 0.059723 | 1596.1729 | 0.015783 |  |  | 1175.3711 | 0 | 1175.3641 | 0.0283
| 996.7728 | 0.0069613 | 883.4543 | -0.0026185 | 883.4543 | 0.00023359 | 883.6744 | 0.0012204 | 996.6871 | 0 | 883.4543 | 0.29183 | 1001.6388 | 0.00022949 | 996.7728 | 0.014858 | 883.4543 | 0.07909 | 1056.7142 | 0.9957 |  |  | 1366.664 | 0.00053925 | 1264.4893 | 0.059394 | 1596.485 | 0.016146 |  |  | 1175.4387 | 0 | 1175.4319 | 0.02783
| 996.9413 | 0.0064885 | 883.6945 | 0.0011377 | 883.6945 | 0.0023422 | 883.9148 | 0.0017018 | 996.8568 | 5.0004e-05 | 883.6945 | 0.28504 | 1001.8102 | 0.00047301 | 996.9413 | 0.013943 | 883.6945 | 0.0795 | 1056.8254 | 0.99575 |  |  | 1367.236 | 0.00030004 | 1264.5676 | 0.059076 | 1596.7971 | 0.016466 |  |  | 1175.5065 | 0 | 1175.4995 | 0.02724
| 997.1098 | 0.0054319 | 883.9348 | -0.0021319 | 883.9348 | 6.1582e-05 | 884.1553 | 0.00095092 | 997.0265 | 0 | 883.9348 | 0.27511 | 1001.9816 | 0.0001681 | 997.1098 | 0.014232 | 883.9348 | 0.0809 | 1056.9365 | 0.99477 |  |  | 1367.809 | 0.00030352 | 1264.6459 | 0.058747 | 1597.1095 | 0.016746 |  |  | 1175.5741 | 0 | 1175.5673 | 0.02657
| 997.2784 | 0.0060841 | 884.175 | 0.00063663 | 884.175 | 0.0033715 | 884.3958 | 0.0023565 | 997.1962 | 6.9993e-05 | 884.175 | 0.27057 | 1002.153 | 0.00066358 | 997.2784 | 0.013685 | 884.175 | 0.0821 | 1057.0477 | 0.99451 |  |  | 1368.382 | 0.00058936 | 1264.7242 | 0.05843 | 1597.422 | 0.016996 |  |  | 1175.6418 | 0 | 1175.6349 | 0.02589
| 997.4469 | 0.0057483 | 884.4153 | -0.0020982 | 884.4153 | -0.0023454 | 884.6362 | 0.0004055 | 997.3659 | 0 | 884.4153 | 0.26091 | 1002.3244 | 0.00020903 | 997.4469 | 0.014462 | 884.4153 | 0.0839 | 1057.1589 | 0.99573 |  |  | 1368.955 | 0.00044807 | 1264.8026 | 0.058101 | 1597.7346 | 0.017226 |  |  | 1175.7096 | 0 | 1175.7026 | 0.02529
| 997.6154 | 0.0055566 | 884.6556 | 0.0017396 | 884.6556 | 0.0023748 | 884.8767 | 0.0015495 | 997.5356 | 5.0004e-05 | 884.6556 | 0.25343 | 1002.4958 | 0.00059017 | 997.6154 | 0.01414 | 884.6556 | 0.0843 | 1057.2701 | 0.99766 |  |  | 1369.53 | 0.00040801 | 1264.881 | 0.057783 | 1598.0472 | 0.017449 |  |  | 1175.7772 | 0 | 1175.7704 | 0.0248
| 997.784 | 0.0053089 | 884.8958 | -0.0019988 | 884.8958 | -0.00065226 | 885.1172 | 0.00051906 | 997.7053 | 0 | 884.8958 | 0.24362 | 1002.6671 | 0.00012196 | 997.784 | 0.015235 | 884.8958 | 0.0847 | 1057.3816 | 0.99922 |  |  | 1370.104 | 0.0002618 | 1264.9594 | 0.057465 | 1598.3601 | 0.017671 |  |  | 1175.845 | 0 | 1175.8381 | 0.02448
| 997.9525 | 0.0059258 | 885.1361 | 0.0028729 | 885.1361 | -0.0018541 | 885.3577 | 0.00083289 | 997.875 | 6.9993e-05 | 885.1361 | 0.24152 | 1002.8385 | 0.00017031 | 997.9525 | 0.014917 | 885.1361 | 0.0853 | 1057.4927 | 0.99996 |  |  | 1370.679 | 0.00052145 | 1265.0377 | 0.057147 | 1598.6731 | 0.017889 |  |  | 1175.9127 | 0 | 1175.9059 | 0.02433
| 998.121 | 0.0049221 | 885.3764 | -0.0016991 | 885.3764 | -0.00086458 | 885.5982 | 0.001088 | 998.0447 | 0 | 885.3764 | 0.22877 | 1003.0099 | 0.00016008 | 998.121 | 0.015959 | 885.3764 | 0.0867 | 1057.604 | 1 |  |  | 1371.255 | 0.00026434 | 1265.1161 | 0.056829 | 1598.9861 | 0.018093 |  |  | 1175.9805 | 0 | 1175.9735 | 0.02435
| 998.2896 | 0.0064885 | 885.6167 | 0.0020357 | 885.6167 | 0.0022602 | 885.8387 | 0.0013396 | 998.2144 | 8.9995e-05 | 885.6167 | 0.22615 | 1003.1813 | 0.00024112 | 998.2896 | 0.015563 | 885.6167 | 0.08791 | 1057.7152 | 0.99911 |  |  | 1371.831 | 0.00064949 | 1265.1945 | 0.056511 | 1599.2993 | 0.018259 |  |  | 1176.0482 | 0 | 1176.0414 | 0.02451
| 998.4581 | 0.006223 | 885.857 | -0.000934 | 885.857 | -0.00098755 | 886.0792 | 0.00096597 | 998.3841 | 0 | 885.857 | 0.21985 | 1003.3527 | 0.00027562 | 998.4581 | 0.016323 | 885.857 | 0.08911 | 1057.8265 | 0.99823 |  |  | 1372.407 | 0.00067156 | 1265.2728 | 0.056193 | 1599.6127 | 0.018356 |  |  | 1176.116 | 0 | 1176.1091 | 0.02477
| 998.6266 | 0.0078952 | 886.0973 | 0.00068353 | 886.0973 | 0.00037472 | 886.3198 | 0.0015528 | 998.5539 | 6.9993e-05 | 886.0973 | 0.21246 | 1003.5241 | 0.00023009 | 998.6266 | 0.016075 | 886.0973 | 0.09031 | 1057.9379 | 0.99797 |  |  | 1372.984 | 0.00040861 | 1265.3513 | 0.055875 | 1599.926 | 0.018346 |  |  | 1176.1837 | 0 | 1176.1769 | 0.0251
| 998.7952 | 0.0052561 | 886.3377 | -0.0017775 | 886.3377 | -0.0041077 | 886.5603 | 0.0011839 | 998.7236 | 0 | 886.3377 | 0.20258 | 1003.6955 | 8.024e-06 | 998.7952 | 0.016489 | 886.3377 | 0.09251 | 1058.0493 | 0.99776 |  |  | 1373.561 | 0.00036149 | 1265.4297 | 0.055568 |  |  |  |  | 1176.2516 | 0 | 1176.2446 | 0.02546
| 998.9637 | 0.0046422 | 886.578 | 0.00041077 | 886.578 | -0.00049813 | 886.8008 | 0.00043795 | 998.8933 | 3.0002e-05 | 886.578 | 0.20307 | 1003.8669 | 0.00054984 | 998.9637 | 0.016446 | 886.578 | 0.09351 | 1058.1608 | 0.99781 |  |  | 1374.139 | 0.00041869 | 1265.5082 | 0.05525 |  |  |  |  | 1176.3193 | 0 | 1176.3124 | 0.02585
| 999.1322 | 0.0059769 | 886.8183 | -0.0024341 | 886.8183 | -0.0025439 | 887.0414 | 0.0011312 | 999.063 | 0 | 886.8183 | 0.19238 | 1004.0384 | 0.00025637 | 999.1322 | 0.016385 | 886.8183 | 0.09371 | 1058.2721 | 0.99777 |  |  | 1374.718 | 0.00031847 | 1265.5865 | 0.054943 |  |  |  |  | 1176.3871 | 0 | 1176.3802 | 0.02626
| 999.3008 | 0.0056269 | 887.0587 | 0.0011304 | 887.0587 | 0.0011983 | 887.2819 | 0.001262 | 999.2327 | 6.9993e-05 | 887.0587 | 0.18817 | 1004.2098 | 0.00076529 | 999.3008 | 0.016529 | 887.0587 | 0.09411 | 1058.3835 | 0.99671 |  |  | 1375.297 | 0.00039147 | 1265.665 | 0.054626 |  |  |  |  | 1176.455 | 0 | 1176.448 | 0.02669
| 999.4693 | 0.0040783 | 887.299 | -0.0024604 | 887.299 | -0.0044954 | 887.5225 | 0.00049426 | 999.4025 | 0 | 887.299 | 0.18003 | 1004.3812 | 0.00035627 | 999.4693 | 0.016106 | 887.299 | 0.09592 | 1058.4951 | 0.99621 |  |  | 1375.876 | 0.00047399 | 1265.7435 | 0.054319 |  |  |  |  | 1176.5227 | 0 | 1176.5158 | 0.02715
| 999.6379 | 0.0056797 | 887.5394 | 0.0008388 | 887.5394 | 0.0044994 | 887.7631 | 0.0016172 | 999.5722 | 6.9993e-05 | 887.5394 | 0.17732 | 1004.5526 | 0.00069809 | 999.6379 | 0.016366 | 887.5394 | 0.09712 | 1058.6066 | 0.99737 |  |  | 1376.456 | 0.00069432 | 1265.822 | 0.054001 |  |  |  |  | 1176.5906 | 0 | 1176.5836 | 0.02763
| 999.8064 | 0.0053264 | 887.7797 | -0.0019907 | 887.7797 | -0.0038024 | 888.0037 | 0.00024577 | 999.7419 | 0 | 887.7797 | 0.17007 | 1004.724 | 0.00019799 | 999.8064 | 0.015619 | 887.7797 | 0.09772 | 1058.7181 | 0.99711 |  |  | 1377.036 | 0.00040817 | 1265.9004 | 0.053694 |  |  |  |  | 1176.6583 | 0 | 1176.6515 | 0.02811
| 999.9749 | 0.0045543 | 888.0201 | 0.0012127 | 888.0201 | 0.0031076 | 888.2443 | 0.0010524 | 999.9117 | 6.9993e-05 | 888.0201 | 0.16558 | 1004.8954 | 0.00044232 | 999.9749 | 0.016116 | 888.0201 | 0.09892 | 1058.8297 | 0.99467 |  |  | 1377.617 | 0.00053647 | 1265.9789 | 0.053387 |  |  |  |  | 1176.7262 | 0 | 1176.7192 | 0.0286
| 1000.1435 | 0.0056429 | 888.2605 | -0.0019343 | 888.2605 | 0.0011189 | 888.4849 | 0.00016954 | 1000.0814 | 0 | 888.2605 | 0.16231 | 1005.0668 | 0.00015997 | 1000.1435 | 0.015372 | 888.2604 | 0.09992 | 1058.9413 | 0.99358 |  |  | 1378.198 | 0.00055061 | 1266.0575 | 0.05308 |  |  |  |  | 1176.7941 | 0 | 1176.7871 | 0.02906
| 1000.312 | 0.0067874 | 888.5008 | 0.000384 | 888.5008 | 0.0058426 | 888.7255 | 0.0022978 | 1000.2511 | 8.9995e-05 | 888.5008 | 0.15672 | 1005.2383 | 0.00043319 | 1000.312 | 0.01601 | 888.5008 | 0.10072 | 1059.0529 | 0.99355 |  |  | 1378.78 | 0.00054714 | 1266.136 | 0.052773 |  |  |  |  | 1176.8619 | 0 | 1176.855 | 0.02948
| 1000.4806 | 0.0070492 | 888.7412 | -0.0017899 | 888.7412 | -0.0020542 | 888.9661 | 0.00055329 | 1000.4209 | 0 | 888.7412 | 0.1502 | 1005.4097 | 5.5258e-05 | 1000.4806 | 0.015078 | 888.7412 | 0.10272 | 1059.1644 | 0.99232 |  |  | 1379.363 | 0.00049717 | 1266.2145 | 0.052466 |  |  |  |  | 1176.9297 | 0 | 1176.9228 | 0.02987
| 1000.6491 | 0.0064182 | 888.9816 | 0.0015554 | 888.9816 | 0.0015713 | 889.2067 | 0.00060198 | 1000.5906 | 5.0004e-05 | 888.9816 | 0.14823 | 1005.5811 | 0.00044603 | 1000.6491 | 0.015675 | 888.9816 | 0.10372 | 1059.2761 | 0.99164 |  |  | 1379.945 | 0.00059787 | 1266.293 | 0.052159 |  |  |  |  | 1176.9976 | 0 | 1176.9907 | 0.03021
| 1000.8176 | 0.0056604 | 889.222 | -0.0030352 | 889.222 | -0.0012141 | 889.4473 | 0.0013053 | 1000.7604 | 0 | 889.222 | 0.14197 | 1005.7525 | 4.4225e-05 | 1000.8176 | 0.01464 | 889.222 | 0.10412 | 1059.3878 | 0.99209 |  |  | 1380.529 | 0.00040308 | 1266.3716 | 0.051852 |  |  |  |  | 1177.0654 | 0 | 1177.0586 | 0.0305
| 1000.9862 | 0.0055566 | 889.4624 | -8.8351e-05 | 889.4624 | 0.00058976 | 889.6879 | 0.00070529 | 1000.9301 | 5.0004e-05 | 889.4624 | 0.13999 | 1005.9239 | 0.00021244 | 1000.9862 | 0.015234 | 889.4624 | 0.10513 | 1059.4995 | 0.99224 |  |  | 1381.112 | 0.00051702 | 1266.4501 | 0.051545 |  |  |  |  | 1177.1333 | 0 | 1177.1265 | 0.03074
| 1001.1547 | 0.0072601 | 889.7028 | -0.0014929 | 889.7028 | 0.0012054 | 889.9286 | 0.0010165 | 1001.0999 | 0 | 889.7028 | 0.13325 | 1006.0954 | 6.4393e-05 | 1001.1547 | 0.014293 | 889.7028 | 0.10773 | 1059.6112 | 0.9908 |  |  | 1381.697 | 0.00062114 | 1266.5287 | 0.051249 |  |  |  |  | 1177.2012 | 0 | 1177.1943 | 0.03092
| 1001.3233 | 0.0062423 | 889.9432 | -6.8408e-05 | 889.9432 | 0.00061538 | 890.1693 | 0.0013935 | 1001.2696 | 5.0004e-05 | 889.9432 | 0.13104 | 1006.2668 | 0.00045275 | 1001.3233 | 0.014976 | 889.9432 | 0.10893 | 1059.7229 | 0.98925 |  |  | 1382.281 | 0.00064386 | 1266.6072 | 0.050942 |  |  |  |  | 1177.2692 | 0 | 1177.2622 | 0.03101
| 1001.4918 | 0.0050452 | 890.1837 | -0.0012388 | 890.1837 | 0.00022973 | 890.4099 | -0.00024104 | 1001.4394 | 0 | 890.1837 | 0.12621 | 1006.4382 | 7.5225e-05 | 1001.4918 | 0.014172 | 890.1837 | 0.10973 | 1059.8347 | 0.98921 |  |  | 1382.867 | 0.00075322 | 1266.6858 | 0.050646 |  |  |  |  | 1177.337 | 0 | 1177.3301 | 0.03101
| 1001.6604 | 0.0060137 | 890.4241 | 0.0009812 | 890.4241 | 0.00040516 | 890.6506 | 0.0016193 | 1001.6091 | 8.9995e-05 | 890.4241 | 0.12634 | 1006.6097 | 0.00058274 | 1001.6604 | 0.014796 | 890.4241 | 0.11133 | 1059.9465 | 0.98848 |  |  | 1383.453 | 0.00054342 | 1266.7644 | 0.050339 |  |  |  |  | 1177.4049 | 0 | 1177.398 | 0.03091
| 1001.8289 | 0.0055725 | 890.6645 | -0.0015291 | 890.6645 | 0.00087346 | 890.8912 | 0.00011508 | 1001.7789 | 0 | 890.6645 | 0.11826 | 1006.7811 | 0.00046981 | 1001.8289 | 0.014041 | 890.6645 | 0.11274 | 1060.0584 | 0.98739 |  |  | 1384.039 | 0.00048595 | 1266.843 | 0.050043 |  |  |  |  | 1177.4729 | 0 | 1177.4659 | 0.0307
| 1001.9974 | 0.0061368 | 890.905 | 0.00088743 | 890.905 | 0.0030464 | 891.1319 | 0.00074929 | 1001.9486 | 6.9993e-05 | 890.905 | 0.11802 | 1006.9526 | 0.00079678 | 1001.9974 | 0.014703 | 890.905 | 0.11474 | 1060.1702 | 0.98597 |  |  | 1384.626 | 0.00038966 | 1266.9216 | 0.049736 |  |  |  |  | 1177.5408 | 0 | 1177.5338 | 0.03042
| 1002.166 | 0.0059241 | 891.1454 | -0.0023252 | 891.1454 | 0.0048334 | 891.3726 | 9.6115e-05 | 1002.1184 | 0 | 891.1454 | 0.11244 | 1007.124 | 0.00032778 | 1002.166 | 0.014034 | 891.1454 | 0.11634 | 1060.282 | 0.98422 |  |  | 1385.213 | 0.00048109 | 1267.0002 | 0.04944 |  |  |  |  | 1177.6086 | 0 | 1177.6018 | 0.03009
| 1002.3345 | 0.0060489 | 891.3859 | 0.0013649 | 891.3859 | -0.00059254 | 891.6133 | 0.001503 | 1002.2881 | 3.0002e-05 | 891.3859 | 0.10981 | 1007.2954 | 0.0007015 | 1002.3345 | 0.014684 | 891.3859 | 0.11694 | 1060.3939 | 0.9831 |  |  | 1385.801 | 0.0004529 | 1267.0789 | 0.049144 |  |  |  |  | 1177.6766 | 0 | 1177.6697 | 0.02976
| 1002.5031 | 0.0053792 | 891.6263 | -0.0016882 | 891.6263 | -0.0050498 | 891.854 | 0.00014511 | 1002.4579 | 0 | 891.6263 | 0.10509 | 1007.4669 | 0.00020561 | 1002.5031 | 0.014048 | 891.6263 | 0.11754 | 1060.5057 | 0.98198 |  |  | 1386.389 | 0.00068692 | 1267.1575 | 0.048848 |  |  |  |  | 1177.7446 | 0 | 1177.7377 | 0.02947
| 1002.6716 | 0.0072622 | 891.8668 | 0.0016727 | 891.8668 | 0.0055459 | 892.0947 | 0.0011032 | 1002.6277 | 5.0004e-05 | 891.8668 | 0.10611 | 1007.6383 | 0.0004347 | 1002.6716 | 0.01471 | 891.8668 | 0.11854 | 1060.6177 | 0.98148 |  |  | 1386.978 | 0.00058024 | 1267.2361 | 0.048552 |  |  |  |  | 1177.8125 | 0 | 1177.8057 | 0.02924
| 1002.8402 | 0.0047112 | 892.1073 | -0.0012613 | 892.1073 | -0.0044808 | 892.3354 | -0.00014431 | 1002.7974 | 0 | 892.1073 | 0.10106 | 1007.8098 | 0.00014162 | 1002.8402 | 0.014154 | 892.1073 | 0.11994 | 1060.7296 | 0.98163 |  |  | 1387.567 | 0.00048573 | 1267.3148 | 0.048256 |  |  |  |  | 1177.8805 | 0 | 1177.8735 | 0.02908
| 1003.0087 | 0.0055566 | 892.3478 | 0.00057806 | 892.3478 | 0.0041307 | 892.5761 | 0.0015489 | 1002.9672 | 5.0004e-05 | 892.3478 | 0.099893 | 1007.9812 | 0.00035145 | 1003.0087 | 0.014806 | 892.3478 | 0.12095 | 1060.8417 | 0.98171 |  |  | 1388.157 | 0.00046952 | 1267.3934 | 0.04796 |  |  |  |  | 1177.9485 | 0 | 1177.9415 | 0.02899
| 1003.1773 | 0.0062933 | 892.5883 | -0.0020462 | 892.5883 | 0.0029455 | 892.8168 | 0.00044491 | 1003.137 | 0 | 892.5883 | 0.094543 | 1008.1527 | 9.709e-05 | 1003.1773 | 0.014233 | 892.5883 | 0.12195 | 1060.9536 | 0.98028 |  |  | 1388.747 | 0.00017215 | 1267.4722 | 0.047664 |  |  |  |  | 1178.0165 | 0 | 1178.0095 | 0.02893
| 1003.3458 | 0.0055741 | 892.8288 | 0.00063154 | 892.8288 | 0.0010168 | 893.0576 | 0.00089654 | 1003.3068 | 5.0004e-05 | 892.8288 | 0.094366 | 1008.3241 | 0.00030912 | 1003.3458 | 0.014843 | 892.8288 | 0.12355 | 1061.0657 | 0.97765 |  |  | 1389.338 | 0.00038412 | 1267.5508 | 0.047379 |  |  |  |  | 1178.0845 | 0 | 1178.0775 | 0.02888
| 1003.5144 | 0.0047815 | 893.0693 | -0.0019338 | 893.0693 | -0.0015522 | 893.2983 | 0.00052153 | 1003.4765 | 0 | 893.0693 | 0.085885 | 1008.4956 | 0.00029147 | 1003.5144 | 0.014277 | 893.0693 | 0.12475 | 1061.1776 | 0.97575 |  |  | 1389.929 | 0.00060176 | 1267.6295 | 0.047083 |  |  |  |  | 1178.1525 | 0 | 1178.1455 | 0.02879
| 1003.6829 | 0.006805 | 893.3098 | 0.0016071 | 893.3098 | 0.0043674 | 893.5391 | 0.001132 | 1003.6463 | 6.9993e-05 | 893.3098 | 0.087163 | 1008.667 | 7.8234e-05 | 1003.6829 | 0.014905 | 893.3098 | 0.12635 | 1061.2897 | 0.97376 |  |  | 1390.521 | 0.00042533 | 1267.7082 | 0.046787 |  |  |  |  | 1178.2205 | 0 | 1178.2135 | 0.02866
| 1003.8515 | 0.0074887 | 893.5503 | -0.00054015 | 893.5503 | -0.0045241 | 893.7798 | 0.00017585 | 1003.8161 | 0 | 893.5503 | 0.083646 | 1008.8385 | 0.0001685 | 1003.8515 | 0.014399 | 893.5503 | 0.12755 | 1061.4017 | 0.97082 |  |  | 1391.113 | 0.00034252 | 1267.7869 | 0.046502 |  |  |  |  | 1178.2885 | 0 | 1178.2815 | 0.02847
| 1004.02 | 0.0051345 | 893.7908 | 0.0012039 | 893.7908 | 0.00010096 | 894.0206 | 0.00054621 | 1003.9859 | 6.9993e-05 | 893.7908 | 0.082662 | 1009.01 | 0.00042367 | 1004.02 | 0.015001 | 893.7908 | 0.12855 | 1061.5139 | 0.96856 |  |  | 1391.706 | 0.00059235 | 1267.8656 | 0.046217 |  |  |  |  | 1178.3564 | 0 | 1178.3496 | 0.02823
| 1004.1886 | 0.0058011 | 894.0313 | -0.00069527 | 894.0313 | -0.0010036 | 894.2614 | 3.1138e-05 | 1004.1557 | 0 | 894.0313 | 0.078139 | 1009.1814 | 0.0001667 | 1004.1886 | 0.014518 | 894.0313 | 0.12996 | 1061.6261 | 0.96726 |  |  | 1392.299 | 0.00036766 | 1267.9443 | 0.045921 |  |  |  |  | 1178.4246 | 0 | 1178.4176 | 0.02797
| 1004.3571 | 0.0069281 | 894.2719 | 0.0014194 | 894.2719 | 0.0033949 | 894.5022 | 0.0012053 | 1004.3254 | 6.9993e-05 | 894.2719 | 0.078913 | 1009.3529 | 0.00043891 | 1004.3571 | 0.015072 | 894.2719 | 0.13216 | 1061.7382 | 0.96514 |  |  | 1392.893 | 0.00056382 | 1268.0231 | 0.045636 |  |  |  |  | 1178.4925 | 0 | 1178.4856 | 0.02772
| 1004.5257 | 0.0061702 | 894.5124 | -0.0019888 | 894.5124 | 0.00052408 | 894.743 | -0.00012492 | 1004.4952 | 0 | 894.5124 | 0.072628 | 1009.5243 | 0.00011876 | 1004.5257 | 0.014592 | 894.5124 | 0.13296 | 1061.8503 | 0.96295 |  |  | 1393.487 | 0.00060534 | 1268.1019 | 0.045351 |  |  |  |  | 1178.5605 | 0 | 1178.5537 | 0.0275
| 1004.6942 | 0.0075436 | 894.753 | 7.611e-05 | 894.753 | 0.0063101 | 894.9838 | 0.0015839 | 1004.665 | 5.0004e-05 | 894.753 | 0.073373 | 1009.6958 | 0.00054042 | 1004.6942 | 0.015099 | 894.753 | 0.13396 | 1061.9626 | 0.96134 |  |  | 1394.082 | 0.00028234 | 1268.1807 | 0.045066 |  |  |  |  | 1178.6287 | 0 | 1178.6217 | 0.02734
| 1004.8628 | 0.0068734 | 894.9935 | -0.00072998 | 894.9935 | 0.00068225 | 895.2246 | -5.7209e-05 | 1004.8348 | 0 | 894.9935 | 0.068545 | 1009.8673 | 5.7372e-05 | 1004.8628 | 0.014651 | 894.9935 | 0.13516 | 1062.0748 | 0.95946 |  |  | 1394.677 | 0.00030864 | 1268.2594 | 0.044792 |  |  |  |  | 1178.6967 | 0 | 1178.6898 | 0.02722
| 1005.0313 | 0.0084228 | 895.2341 | 0.0017887 | 895.2341 | 0.0043436 | 895.4654 | 0.001084 | 1005.0046 | 5.0004e-05 | 895.2341 | 0.06982 | 1010.0388 | 0.00058415 | 1005.0313 | 0.015142 | 895.2341 | 0.13716 | 1062.1871 | 0.95774 |  |  | 1395.273 | 0.00056893 | 1268.3383 | 0.044507 |  |  |  |  | 1178.7648 | 0 | 1178.7578 | 0.02713
| 1005.1999 | 0.0060648 | 895.4746 | -0.0032306 | 895.4746 | -0.0022839 | 895.7062 | -9.8492e-05 | 1005.1744 | 6.6672e-06 | 895.4746 | 0.064614 | 1010.2102 | 0.00012959 | 1005.1999 | 0.014752 | 895.4746 | 0.13837 | 1062.2994 | 0.95676 |  |  | 1395.869 | 0.00051904 | 1268.417 | 0.044222 |  |  |  |  | 1178.8329 | 0 | 1178.8259 | 0.02702
| 1005.3684 | 0.0065413 | 895.7152 | 0.0030126 | 895.7152 | 0.0055403 | 895.947 | 0.00081029 | 1005.3442 | 5.0004e-05 | 895.7152 | 0.066434 | 1010.3817 | 0.00050491 | 1005.3684 | 0.015178 | 895.7152 | 0.13997 | 1062.4117 | 0.95579 |  |  | 1396.466 | 0.00042427 | 1268.4959 | 0.043948 |  |  |  |  | 1178.9009 | 0 | 1178.894 | 0.02687
| 1005.537 | 0.0041838 | 895.9558 | -0.0032091 | 895.9558 | 0.0057006 | 896.1879 | 0.00020735 | 1005.514 | 0 | 895.9558 | 0.060503 | 1010.5532 | 0.00017146 | 1005.537 | 0.014775 | 895.9558 | 0.14037 | 1062.524 | 0.95325 |  |  | 1397.063 | 0.00033037 | 1268.5746 | 0.043663 |  |  |  |  | 1178.969 | 0 | 1178.962 | 0.02666
| 1005.7055 | 0.0078952 | 896.1964 | 0.00207 | 896.1964 | 0.0047297 | 896.4287 | 0.00064144 | 1005.6838 | 1.0001e-05 | 896.1964 | 0.062389 | 1010.7247 | 0.00052391 | 1005.7055 | 0.015135 | 896.1964 | 0.14177 | 1062.6364 | 0.94993 |  |  | 1397.661 | 0.00053022 | 1268.6534 | 0.043389 |  |  |  |  | 1179.0371 | 0 | 1179.0302 | 0.02639
| 1005.8741 | 0.0061702 | 896.437 | -0.0027882 | 896.437 | -0.0022669 | 896.6696 | -0.00041157 | 1005.8536 | 0 | 896.437 | 0.056899 | 1010.8961 | 0.00016062 | 1005.8741 | 0.014795 | 896.437 | 0.14397 | 1062.7488 | 0.94834 |  |  | 1398.26 | 0.00048356 | 1268.7323 | 0.043115 |  |  |  |  | 1179.1052 | 0 | 1179.0983 | 0.02609
| 1006.0426 | 0.0058555 | 896.6776 | 0.0016725 | 896.6776 | 0.0052736 | 896.9104 | 0.0010374 | 1006.0234 | 3.0002e-05 | 896.6776 | 0.057911 | 1011.0676 | 0.00055139 | 1006.0426 | 0.01515 | 896.6776 | 0.14578 | 1062.8612 | 0.94667 |  |  | 1398.859 | 0.00058004 | 1268.8112 | 0.042841 |  |  |  |  | 1179.1733 | 0 | 1179.1664 | 0.0258
| 1006.2112 | 0.0066625 | 896.9182 | -0.0022327 | 896.9182 | -0.0015419 | 897.1513 | 0.00034816 | 1006.1932 | 0 | 896.9182 | 0.052269 | 1011.2391 | 0.00019793 | 1006.2112 | 0.014819 | 896.9182 | 0.14658 | 1062.9736 | 0.94296 |  |  | 1399.458 | 0.00042695 | 1268.89 | 0.042567 |  |  |  |  | 1179.2415 | 0 | 1179.2345 | 0.02559
| 1006.3798 | 0.0063478 | 897.1588 | 0.0014553 | 897.1588 | 0.0018629 | 897.3922 | 0.00072754 | 1006.363 | 6.9993e-05 | 897.1588 | 0.056562 | 1011.4106 | 0.00037913 | 1006.3798 | 0.015088 | 897.1588 | 0.14878 | 1063.0861 | 0.94044 |  |  | 1400.058 | 0.0004588 | 1268.9689 | 0.042293 |  |  |  |  | 1179.3096 | 0 | 1179.3026 | 0.0255
| 1006.5483 | 0.0060999 | 897.3994 | -0.0037917 | 897.3994 | 0.00016329 | 897.6331 | 0.00028634 | 1006.5328 | 0 | 897.3994 | 0.05186 | 1011.5821 | 1.0231e-05 | 1006.5483 | 0.014789 | 897.3994 | 0.14978 | 1063.1985 | 0.93935 |  |  | 1400.658 | 0.00053483 | 1269.0477 | 0.042019 |  |  |  |  | 1179.3777 | 0 | 1179.3707 | 0.02555
| 1006.7169 | 0.0060489 | 897.64 | 0.0024978 | 897.64 | 0.0013569 | 897.874 | 0.00083894 | 1006.7026 | 5.0004e-05 | 897.64 | 0.054427 | 1011.7536 | 0.00045737 | 1006.7169 | 0.014954 | 897.64 | 0.15138 | 1063.311 | 0.93717 |  |  | 1401.259 | 0.00034294 | 1269.1266 | 0.041756 |  |  |  |  | 1179.4458 | 0 | 1179.439 | 0.02575
| 1006.8854 | 0.005344 | 897.8806 | -0.0016677 | 897.8806 | -0.0020373 | 898.1148 | 6.2598e-05 | 1006.8725 | 0 | 897.8806 | 0.048906 | 1011.925 | 1.3641e-05 | 1006.8854 | 0.014707 | 897.8806 | 0.15298 | 1063.4236 | 0.93543 |  |  | 1401.861 | 0.00048503 | 1269.2054 | 0.041482 |  |  |  |  | 1179.514 | 0 | 1179.5071 | 0.02605
| 1007.054 | 0.0074908 | 898.1213 | 0.0013515 | 898.1213 | -0.00018132 | 898.3557 | 0.00075016 | 1007.0423 | 5.0004e-05 | 898.1213 | 0.050523 | 1012.0965 | 0.00033179 | 1007.054 | 0.014934 | 898.1213 | 0.15499 | 1063.5361 | 0.93381 |  |  | 1402.463 | 0.00041229 | 1269.2844 | 0.041219 |  |  |  |  | 1179.5821 | 0 | 1179.5752 | 0.02641
| 1007.2225 | 0.0044827 | 898.3619 | 0.00026614 | 898.3619 | 0.0016354 | 898.5966 | 0.00034123 | 1007.2121 | 0 | 898.3619 | 0.047507 | 1012.268 | 0.00016068 | 1007.2225 | 0.014778 | 898.3619 | 0.15739 | 1063.6487 | 0.93091 |  |  | 1403.065 | 0.00032745 | 1269.3633 | 0.040955 |  |  |  |  | 1179.6503 | 0 | 1179.6434 | 0.02677
| 1007.3911 | 0.0054335 | 898.6026 | 0.0008096 | 898.6026 | 0.0034399 | 898.8376 | 0.00058037 | 1007.3819 | 5.0004e-05 | 898.6026 | 0.048947 | 1012.4395 | 0.00028947 | 1007.3911 | 0.014917 | 898.6026 | 0.15879 | 1063.7612 | 0.92835 |  |  | 1403.668 | 0.00049048 | 1269.4423 | 0.040692 |  |  |  |  | 1179.7185 | 0 | 1179.7115 | 0.02709
| 1007.5597 | 0.0042365 | 898.8432 | -0.0045062 | 898.8432 | -0.0013851 | 899.0785 | 0.00093792 | 1007.5517 | 0 | 898.8432 | 0.044395 | 1012.611 | 9.5084e-05 | 1007.5597 | 0.014655 | 898.8432 | 0.16039 | 1063.8739 | 0.92562 |  |  | 1404.272 | 0.00050449 | 1269.5211 | 0.040429 |  |  |  |  | 1179.7867 | 0 | 1179.7798 | 0.02737
| 1007.7282 | 0.0090382 | 899.0839 | 0.0012762 | 899.0839 | -0.0020989 | 899.3194 | 0.0010627 | 1007.7216 | 5.0004e-05 | 899.0839 | 0.045187 | 1012.7825 | 0.00058615 | 1007.7282 | 0.014707 | 899.0839 | 0.16159 | 1063.9867 | 0.92283 |  |  | 1404.876 | 0.00040009 | 1269.6001 | 0.040166 |  |  |  |  | 1179.8549 | 0 | 1179.8479 | 0.02761
| 1007.8968 | 0.0051155 | 899.3246 | -0.0028425 | 899.3246 | 0.0022273 | 899.5604 | -0.00027341 | 1007.8914 | 0 | 899.3246 | 0.039068 | 1012.954 | 0.00029709 | 1007.8968 | 0.014526 | 899.3246 | 0.1626 | 1064.0994 | 0.92035 |  |  | 1405.48 | 0.00080984 | 1269.6791 | 0.039914 |  |  |  |  | 1179.9231 | 0 | 1179.9161 | 0.02783
| 1008.0653 | 0.0064709 | 899.5652 | 0.0012943 | 899.5652 | 0.0032291 | 899.8013 | 0.0012562 | 1008.0612 | 5.0004e-05 | 899.5652 | 0.044286 | 1013.1255 | 0.00096148 | 1008.0653 | 0.014557 | 899.5652 | 0.1652 | 1064.2119 | 0.91741 |  |  | 1406.085 | 0.00060779 | 1269.7579 | 0.039651 |  |  |  |  | 1179.9913 | 0 | 1179.9844 | 0.02808
| 1008.2339 | 0.0054143 | 899.8059 | -0.0014208 | 899.8059 | 0.00040282 | 900.0422 | 0.0003954 | 1008.2311 | 0 | 899.8059 | 0.038667 | 1013.297 | 0.00032878 | 1008.2339 | 0.014445 | 899.8059 | 0.1662 | 1064.3246 | 0.91346 |  |  | 1406.691 | 0.00054279 | 1269.8369 | 0.039399 |  |  |  |  | 1180.0594 | 0 | 1180.0526 | 0.02836
| 1008.4025 | 0.0059962 | 900.0466 | 0.0022597 | 900.0466 | 0.00078331 | 900.2832 | 0.0016303 | 1008.4009 | 6.9993e-05 | 900.0466 | 0.039329 | 1013.4685 | 0.00060802 | 1008.4025 | 0.014481 | 900.0466 | 0.1676 | 1064.4374 | 0.90828 |  |  | 1407.297 | 0.0006185 | 1269.9159 | 0.039147 |  |  |  |  | 1180.1277 | 0 | 1180.1209 | 0.02867
| 1008.571 | 0.0059944 | 900.2873 | -0.0032144 | 900.2873 | -0.0035137 | 900.5242 | 0.00013069 | 1008.5707 | 0 | 900.2873 | 0.036871 | 1013.64 | 0.00014423 | 1008.571 | 0.014377 | 900.2873 | 0.1686 | 1064.55 | 0.90475 |  |  | 1407.904 | 0.00046826 | 1269.9949 | 0.038895 |  |  |  |  | 1180.1959 | 0 | 1180.189 | 0.02898
| 1008.7396 | 0.0076315 | 900.528 | 0.00086776 | 900.528 | 0.0034444 | 900.7651 | 0.0008506 | 1008.7406 | 6.9993e-05 | 900.528 | 0.040077 | 1013.8116 | 0.00037211 | 1008.7396 | 0.014382 | 900.528 | 0.17141 | 1064.6628 | 0.90384 |  |  | 1408.511 | 0.00063426 | 1270.074 | 0.038642 |  |  |  |  | 1180.2642 | 0 | 1180.2572 | 0.02925
| 1008.9081 | 0.0072426 | 900.7687 | -0.0033054 | 900.7687 | -0.0068286 | 901.0062 | -0.00076208 | 1008.9104 | 0 | 900.7687 | 0.033455 | 1013.9831 | 7.2417e-05 | 1008.9081 | 0.014262 | 900.7687 | 0.17361 | 1064.7756 | 0.9031 |  |  | 1409.119 | 0.0007402 | 1270.1529 | 0.038401 |  |  |  |  | 1180.3324 | 0 | 1180.3256 | 0.02944
| 1009.0767 | 0.0057676 | 901.0094 | 0.0011315 | 901.0094 | 0.0044569 | 901.2471 | 0.0011682 | 1009.0802 | 5.0004e-05 | 901.0094 | 0.036343 | 1014.1546 | 0.00020748 | 1009.0767 | 0.014221 | 901.0094 | 0.17461 | 1064.8884 | 0.90108 |  |  | 1409.727 | 0.00027286 | 1270.2319 | 0.038149 |  |  |  |  | 1180.4008 | 0 | 1180.3938 | 0.0295
| 1009.2453 | 0.0060823 | 901.2501 | -0.0021679 | 901.2501 | 0.0018152 | 901.4882 | -0.00032489 | 1009.2501 | 0 | 901.2501 | 0.033851 | 1014.3261 | 0.00023745 | 1009.2453 | 0.014123 | 901.2501 | 0.17581 | 1065.0012 | 0.89701 |  |  | 1410.336 | 0.00053321 | 1270.311 | 0.037908 |  |  |  |  | 1180.469 | 0 | 1180.462 | 0.02944
| 1009.4138 | 0.0076139 | 901.4909 | 0.0014083 | 901.4909 | -0.0024005 | 901.7291 | 0.00083093 | 1009.4199 | 6.9993e-05 | 901.4909 | 0.035813 | 1014.4976 | 0.00020086 | 1009.4138 | 0.01403 | 901.4909 | 0.17841 | 1065.1141 | 0.89256 |  |  | 1410.945 | 0.00043681 | 1270.39 | 0.037667 |  |  |  |  | 1180.5372 | 0 | 1180.5303 | 0.02923
| 1009.5824 | 0.0070492 | 901.7316 | -0.0020278 | 901.7316 | -0.001377 | 901.9702 | 0.00041438 | 1009.5898 | 0 | 901.7316 | 0.030301 | 1014.6691 | 9.9234e-05 | 1009.5824 | 0.013966 | 901.7316 | 0.17942 | 1065.2271 | 0.8902 |  |  | 1411.555 | 0.00053729 | 1270.4691 | 0.037426 |  |  |  |  | 1180.6055 | 0 | 1180.5986 | 0.02892
| 1009.751 | 0.0064709 | 901.9723 | 0.00048369 | 901.9723 | -0.0023789 | 902.2112 | 0.00023095 | 1009.7596 | 5.0004e-05 | 901.9723 | 0.03343 | 1014.8406 | 0.00018281 | 1009.751 | 0.013786 | 901.9723 | 0.18122 | 1065.34 | 0.88905 |  |  | 1412.165 | 0.00040129 | 1270.5481 | 0.037184 |  |  |  |  | 1180.6738 | 0 | 1180.6669 | 0.02853
| 1009.9195 | 0.00668 | 902.2131 | -0.0020516 | 902.2131 | 6.8193e-05 | 902.4522 | 0.00019362 | 1009.9295 | 0 | 902.2131 | 0.028896 | 1015.0122 | 3.8515e-05 | 1009.9195 | 0.013761 | 902.2131 | 0.18242 | 1065.4529 | 0.88747 |  |  | 1412.776 | 0.00048633 | 1270.6272 | 0.036943 |  |  |  |  | 1180.7421 | 0 | 1180.7351 | 0.02808
| 1010.0881 | 0.0069281 | 902.4538 | 0.0012828 | 902.4538 | 0.0010076 | 902.6932 | 0.00074062 | 1010.0993 | 5.0004e-05 | 902.4538 | 0.031242 | 1015.1837 | 0.00045215 | 1010.0881 | 0.01355 | 902.4538 | 0.18622 | 1065.5659 | 0.88425 |  |  | 1413.387 | 0.0004515 | 1270.7063 | 0.036713 |  |  |  |  | 1180.8104 | 0 | 1180.8035 | 0.02762
| 1010.2566 | 0.0066449 | 902.6946 | -0.00025719 | 902.6946 | -0.0041886 | 902.9343 | -0.00011146 | 1010.2692 | 0 | 902.6946 | 0.026341 | 1015.3552 | 4.3931e-05 | 1010.2566 | 0.013684 | 902.6946 | 0.18682 | 1065.679 | 0.87995 |  |  | 1413.999 | 0.00044258 | 1270.7854 | 0.036472 |  |  |  |  | 1180.8787 | 0 | 1180.8718 | 0.02717
| 1010.4252 | 0.0049763 | 902.9354 | 0.0015682 | 902.9354 | 0.0015354 | 903.1754 | 0.0013622 | 1010.439 | 6.9993e-05 | 902.9354 | 0.030506 | 1015.5267 | 0.0002995 | 1010.4252 | 0.013515 | 902.9353 | 0.18743 | 1065.792 | 0.87591 |  |  | 1414.612 | 0.00059695 | 1270.8645 | 0.036242 |  |  |  |  | 1180.947 | 0 | 1180.9401 | 0.02673
| 1010.5938 | 0.0084907 | 903.1761 | -0.0027408 | 903.1761 | 0.0015937 | 903.4164 | -0.0002031 | 1010.6089 | 0 | 903.1761 | 0.026742 | 1015.6983 | 3.9719e-05 | 1010.5938 | 0.013583 | 903.1761 | 0.18983 | 1065.905 | 0.87123 |  |  | 1415.225 | 0.00059828 | 1270.9436 | 0.036011 |  |  |  |  | 1181.0154 | 0 | 1181.0084 | 0.02633
| 1010.7623 | 0.0046949 | 903.4169 | 0.0017455 | 903.4169 | 0.0031968 | 903.6575 | 0.0013962 | 1010.7788 | 5.0004e-05 | 903.4169 | 0.027972 | 1015.8698 | 0.00042868 | 1010.7623 | 0.013277 | 903.4169 | 0.19123 | 1066.0181 | 0.8672 |  |  | 1415.838 | 0.00038253 | 1271.0227 | 0.035781 |  |  |  |  | 1181.0837 | 0 | 1181.0768 | 0.02597
| 1010.9309 | 0.0062581 | 903.6577 | -0.0030401 | 903.6577 | 0.001674 | 903.8986 | -0.00026195 | 1010.9486 | 0 | 903.6577 | 0.024324 | 1016.0413 | 0.00015085 | 1010.9309 | 0.013208 | 903.6577 | 0.19283 | 1066.1311 | 0.86514 |  |  | 1416.452 | 0.00074511 | 1271.1018 | 0.035551 |  |  |  |  | 1181.152 | 0 | 1181.1451 | 0.02565
| 1011.0995 | 0.0048884 | 903.8985 | 0.0021905 | 903.8985 | 0.0067457 | 904.1396 | 0.00086621 | 1011.1185 | 5.0004e-05 | 903.8985 | 0.027157 | 1016.2129 | 0.00048084 | 1011.0995 | 0.013029 | 903.8985 | 0.19584 | 1066.2443 | 0.86222 |  |  | 1417.067 | 0.00049995 | 1271.1809 | 0.035332 |  |  |  |  | 1181.2203 | 0 | 1181.2134 | 0.0254
| 1011.268 | 0.010249 | 904.1393 | -0.0018807 | 904.1393 | -0.0020823 | 904.3807 | -0.00062318 | 1011.2883 | 0 | 904.1393 | 0.024558 | 1016.3844 | 4.6339e-05 | 1011.268 | 0.013025 | 904.1393 | 0.19684 | 1066.3574 | 0.85839 |  |  | 1417.682 | 0.00052466 | 1271.2601 | 0.035113 |  |  |  |  | 1181.2887 | 0 | 1181.2817 | 0.02524
| 1011.4366 | 0.006383 | 904.3801 | 0.0013075 | 904.3801 | 0.0011019 | 904.6218 | 0.0010364 | 1011.4582 | 3.0002e-05 | 904.3801 | 0.026111 | 1016.5559 | 0.0004341 | 1011.4366 | 0.012896 | 904.3801 | 0.19824 | 1066.4706 | 0.85536 |  |  | 1418.298 | 0.0004379 | 1271.3392 | 0.034882 |  |  |  |  | 1181.3571 | 0 | 1181.3502 | 0.02517
| 1011.6052 | 0.0049573 | 904.6209 | -0.0015429 | 904.6209 | -0.0021369 | 904.8629 | 0.0007645 | 1011.6281 | 0 | 904.6209 | 0.02113 | 1016.7275 | 7.9839e-05 | 1011.6052 | 0.01293 | 904.6209 | 0.19984 | 1066.5837 | 0.85309 |  |  | 1418.914 | 0.00035068 | 1271.4185 | 0.034663 |  |  |  |  | 1181.4254 | 0 | 1181.4186 | 0.02522
| 1011.7737 | 0.0059258 | 904.8617 | 0.00065218 | 904.8617 | -0.00034904 | 905.104 | 0.0011207 | 1011.798 | 3.0002e-05 | 904.8617 | 0.025605 | 1016.899 | 0.0008034 | 1011.7737 | 0.012813 | 904.8617 | 0.20324 | 1066.697 | 0.85037 |  |  | 1419.531 | 0.00069347 | 1271.4976 | 0.034444 |  |  |  |  | 1181.4939 | 0 | 1181.4869 | 0.02538
| 1011.9423 | 0.0059769 | 905.1025 | -0.003362 | 905.1025 | -0.0021194 | 905.3451 | 0.00033062 | 1011.9678 | 0 | 905.1025 | 0.020313 | 1017.0705 | 0.00045778 | 1011.9423 | 0.012879 | 905.1025 | 0.20405 | 1066.8102 | 0.84702 |  |  | 1420.148 | 0.00050973 | 1271.5768 | 0.034236 |  |  |  |  | 1181.5623 | 0 | 1181.5553 | 0.02564
| 1012.1109 | 0.0060841 | 905.3433 | 0.0021973 | 905.3433 | 0.0040573 | 905.5862 | 0.00089051 | 1012.1377 | 5.0004e-05 | 905.3433 | 0.02243 | 1017.2421 | 0.0009324 | 1012.1109 | 0.012756 | 905.3433 | 0.20705 | 1066.9235 | 0.84436 |  |  | 1420.766 | 0.00055637 | 1271.656 | 0.034016 |  |  |  |  | 1181.6306 | 0 | 1181.6237 | 0.02596
| 1012.2794 | 0.007348 | 905.5842 | -0.0018292 | 905.5842 | -0.008061 | 905.8274 | 2.1318e-05 | 1012.3076 | 0 | 905.5842 | 0.021994 | 1017.4136 | 0.00031997 | 1012.2794 | 0.012701 | 905.5842 | 0.20785 | 1067.0367 | 0.84116 |  |  | 1421.384 | 0.00047682 | 1271.7352 | 0.033808 |  |  |  |  | 1181.6991 | 0 | 1181.6921 | 0.02631
| 1012.448 | 0.0069457 | 905.825 | 0.0012607 | 905.825 | -0.0048641 | 906.0685 | 0.00076122 | 1012.4775 | 5.0004e-05 | 905.825 | 0.021901 | 1017.5852 | 0.00064333 | 1012.448 | 0.012363 | 905.825 | 0.20885 | 1067.1501 | 0.83736 |  |  | 1422.003 | 0.00053503 | 1271.8145 | 0.0336 |  |  |  |  | 1181.7675 | 0 | 1181.7605 | 0.02666
| 1012.6166 | 0.0058538 | 906.0658 | -0.0023847 | 906.0658 | -0.00068839 | 906.3096 | 1.9291e-05 | 1012.6473 | 0 | 906.0658 | 0.018988 | 1017.7567 | 5.6086e-06 | 1012.6166 | 0.012254 | 906.0658 | 0.21045 | 1067.2634 | 0.83341 |  |  | 1422.622 | 0.00036874 | 1271.8937 | 0.033391 |  |  |  |  | 1181.8359 | 0 | 1181.829 | 0.02695
| 1012.7851 | 0.0074205 | 906.3067 | 0.0021526 | 906.3067 | -0.00036837 | 906.5508 | 0.00082086 | 1012.8172 | 8.9995e-05 | 906.3067 | 0.020911 | 1017.9283 | 9.4683e-05 | 1012.7851 | 0.012038 | 906.3067 | 0.21266 | 1067.3768 | 0.82884 |  |  | 1423.242 | 0.0003283 | 1271.9729 | 0.033183 |  |  |  |  | 1181.9043 | 0 | 1181.8973 | 0.02717
| 1012.9537 | 0.006223 | 906.5476 | -0.0025402 | 906.5476 | -0.0062263 | 906.792 | 0.00018798 | 1012.9871 | 0 | 906.5476 | 0.017517 | 1018.0998 | 0.00032658 | 1012.9537 | 0.012139 | 906.5476 | 0.21626 | 1067.4904 | 0.82477 |  |  | 1423.862 | 0.00028435 | 1272.0521 | 0.032975 |  |  |  |  | 1181.9728 | 0 | 1181.9658 | 0.0273
| 1013.1223 | 0.0059962 | 906.7884 | 0.0022383 | 906.7884 | 0.0032397 | 907.0331 | 0.00072443 | 1013.157 | 6.9993e-05 | 906.7884 | 0.018498 | 1018.2714 | 0.00019298 | 1013.1223 | 0.011951 | 906.7884 | 0.21806 | 1067.6036 | 0.82141 |  |  | 1424.484 | 0.00050681 | 1272.1314 | 0.032767 |  |  |  |  | 1182.0411 | 0 | 1182.0343 | 0.02735
| 1013.2909 | 0.0057483 | 907.0293 | -0.001529 | 907.0293 | -0.0055287 | 907.2743 | -4.7214e-05 | 1013.3269 | 0 | 907.0293 | 0.01586 | 1018.4429 | 0.00010632 | 1013.2909 | 0.011964 | 907.0293 | 0.22026 | 1067.717 | 0.81905 |  |  | 1425.105 | 0.00045122 | 1272.2106 | 0.032569 |  |  |  |  | 1182.1096 | 0 | 1182.1027 | 0.02733
| 1013.4594 | 0.0059434 | 907.2702 | 0.0020217 | 907.2702 | 0.0030161 | 907.5155 | 0.00074423 | 1013.4968 | 5.0004e-05 | 907.2702 | 0.019989 | 1018.6145 | 0.00076188 | 1013.4594 | 0.011702 | 907.2702 | 0.22127 | 1067.8304 | 0.81676 |  |  | 1425.727 | 0.00056922 | 1272.2899 | 0.032372 |  |  |  |  | 1182.1781 | 0 | 1182.1711 | 0.02726
| 1013.628 | 0.0059065 | 907.511 | -0.0013835 | 907.511 | -0.0044032 | 907.7567 | 0.00024347 | 1013.6667 | 0 | 907.511 | 0.015393 | 1018.7861 | 0.00064609 | 1013.628 | 0.0118 | 907.511 | 0.22227 | 1067.944 | 0.81376 |  |  | 1426.35 | 0.00042439 | 1272.3691 | 0.032164 |  |  |  |  | 1182.2466 | 0 | 1182.2396 | 0.02717
| 1013.7966 | 0.0069105 | 907.7519 | 0.00013397 | 907.7519 | 2.4343e-05 | 907.9979 | 0.00099441 | 1013.8366 | 3.0002e-05 | 907.7519 | 0.020687 | 1018.9576 | 0.0010491 | 1013.7966 | 0.01156 | 907.7519 | 0.22487 | 1068.0575 | 0.81045 |  |  | 1426.973 | 0.00041227 | 1272.4485 | 0.031966 |  |  |  |  | 1182.3151 | 0 | 1182.3081 | 0.02707
| 1013.9651 | 0.0076469 | 907.9928 | -0.0018013 | 907.9928 | 0.0024065 | 908.2391 | 4.7665e-05 | 1014.0065 | 0 | 907.9928 | 0.014989 | 1019.1292 | 0.00057267 | 1013.9651 | 0.011715 | 907.9928 | 0.22567 | 1068.171 | 0.80631 |  |  | 1427.597 | 0.00037697 | 1272.5278 | 0.03178 |  |  |  |  | 1182.3835 | 0 | 1182.3766 | 0.027
| 1014.1337 | 0.0052225 | 908.2337 | -0.0002466 | 908.2337 | 0.0039125 | 908.4803 | 0.00020478 | 1014.1764 | 6.9993e-05 | 908.2337 | 0.019315 | 1019.3007 | 0.00070426 | 1014.1337 | 0.011359 | 908.2337 | 0.22928 | 1068.2845 | 0.80179 |  |  | 1428.221 | 0.00051419 | 1272.6071 | 0.031583 |  |  |  |  | 1182.452 | 0 | 1182.4451 | 0.02696
| 1014.3023 | 0.0062581 | 908.4746 | -0.0027274 | 908.4746 | -0.0019069 | 908.7215 | 5.5659e-06 | 1014.3463 | 0 | 908.4746 | 0.014851 | 1019.4723 | 0.00047899 | 1014.3023 | 0.011488 | 908.4746 | 0.23188 | 1068.3982 | 0.79748 |  |  | 1428.846 | 0.00033926 | 1272.6864 | 0.031385 |  |  |  |  | 1182.5205 | 0 | 1182.5135 | 0.02699
| 1014.4708 | 0.0061017 | 908.7156 | 0.00088021 | 908.7156 | 0.0039079 | 908.9628 | 0.00051796 | 1014.5162 | 6.9993e-05 | 908.7156 | 0.017057 | 1019.6439 | 0.00066399 | 1014.4708 | 0.011091 | 908.7156 | 0.23308 | 1068.5116 | 0.79302 |  |  | 1429.471 | 0.00048293 | 1272.7658 | 0.031199 |  |  |  |  | 1182.589 | 0 | 1182.582 | 0.02709
| 1014.6394 | 0.0056429 | 908.9565 | -0.0022858 | 908.9565 | -0.004681 | 909.204 | 0.00032073 | 1014.6861 | 0 | 908.9565 | 0.013697 | 1019.8154 | 0.00032417 | 1014.6394 | 0.011075 | 908.9565 | 0.23548 | 1068.6252 | 0.78907 |  |  | 1430.097 | 0.00041855 | 1272.8451 | 0.031013 |  |  |  |  | 1182.6576 | 0 | 1182.6506 | 0.02726
| 1014.808 | 0.0070512 | 909.1974 | 0.0019112 | 909.1974 | 0.0046231 | 909.4452 | 0.00081477 | 1014.856 | 6.9993e-05 | 909.1974 | 0.017419 | 1019.987 | 0.00069769 | 1014.808 | 0.011004 | 909.1974 | 0.23729 | 1068.7389 | 0.787 |  |  | 1430.724 | 0.00042361 | 1272.9244 | 0.030826 |  |  |  |  | 1182.7261 | 0 | 1182.7191 | 0.0275
| 1014.9766 | 0.0058186 | 909.4383 | -0.0042079 | 909.4383 | -0.0048578 | 909.6865 | 0.00029027 | 1015.0259 | 0 | 909.4383 | 0.01303 | 1020.1586 | 0.00038636 | 1014.9766 | 0.01115 | 909.4383 | 0.24029 | 1068.8525 | 0.78482 |  |  | 1431.351 | 0.00037685 | 1273.0038 | 0.03064 |  |  |  |  | 1182.7946 | 0 | 1182.7877 | 0.02778
| 1015.1451 | 0.0059786 | 909.6793 | 0.002352 | 909.6793 | 0.0021978 | 909.9277 | 0.00066709 | 1015.1958 | 6.9993e-05 | 909.6793 | 0.016731 | 1020.3301 | 0.0006034 | 1015.1451 | 0.011196 | 909.6793 | 0.24229 | 1068.9663 | 0.7804 |  |  | 1431.978 | 0.00031835 | 1273.0832 | 0.030454 |  |  |  |  | 1182.8632 | 0 | 1182.8562 | 0.02807
| 1015.3137 | 0.0064339 | 909.9202 | -0.0039404 | 909.9202 | -0.0071866 | 910.169 | 0.00036047 | 1015.3657 | 0 | 909.9202 | 0.012019 | 1020.5017 | 0.00033139 | 1015.3137 | 0.011208 | 909.9202 | 0.24369 | 1069.08 | 0.77605 |  |  | 1432.606 | 0.00047206 | 1273.1626 | 0.030267 |  |  |  |  | 1182.9316 | 0 | 1182.9248 | 0.02834
| 1015.4823 | 0.0066819 | 910.1612 | 0.0014987 | 910.1612 | 0.0014844 | 910.4103 | 0.0001787 | 1015.5356 | 5.0004e-05 | 910.1612 | 0.015487 | 1020.6733 | 0.00083149 | 1015.4823 | 0.01091 | 910.1612 | 0.2465 | 1069.1937 | 0.77262 |  |  | 1433.235 | 0.00046562 | 1273.2419 | 0.030092 |  |  |  |  | 1183.0002 | 0 | 1182.9933 | 0.02855
| 1015.6509 | 0.0056956 | 910.4021 | -0.0018101 | 910.4021 | 0.0028292 | 910.6516 | -0.00019815 | 1015.7055 | 0 | 910.4021 | 0.010931 | 1020.8449 | 0.00055105 | 1015.6509 | 0.010926 | 910.4021 | 0.2479 | 1069.3075 | 0.76907 |  |  | 1433.864 | 0.00030485 | 1273.3214 | 0.029905 |  |  |  |  | 1183.0689 | 0 | 1183.0619 | 0.02867
| 1015.8194 | 0.0054335 | 910.6431 | 0.0036945 | 910.6431 | 0.0057373 | 910.8928 | 0.00013662 | 1015.8754 | 6.9993e-05 | 910.6431 | 0.015307 | 1021.0164 | 0.0010078 | 1015.8194 | 0.010572 | 910.6431 | 0.2513 | 1069.4213 | 0.76561 |  |  | 1434.494 | 0.0006422 | 1273.4008 | 0.02973 |  |  |  |  | 1183.1373 | 0 | 1183.1305 | 0.02869
| 1015.988 | 0.0056253 | 910.8841 | -0.00073675 | 910.8841 | -0.0074803 | 911.1341 | -0.00057639 | 1016.0454 | 0 | 910.8841 | 0.012951 | 1021.188 | 0.00025657 | 1015.988 | 0.010826 | 910.8841 | 0.25411 | 1069.5352 | 0.76145 |  |  | 1435.124 | 0.00053088 | 1273.4802 | 0.029555 |  |  |  |  | 1183.2059 | 0 | 1183.199 | 0.02861
| 1016.1566 | 0.0062423 | 911.125 | 0.0015786 | 911.125 | 0.0045423 | 911.3754 | 0.00055529 | 1016.2153 | 6.9993e-05 | 911.125 | 0.015147 | 1021.3596 | 0.000734 | 1016.1566 | 0.010421 | 911.125 | 0.25711 | 1069.6489 | 0.75706 |  |  | 1435.755 | 0.0003245 | 1273.5597 | 0.029379 |  |  |  |  | 1183.2745 | 0 | 1183.2676 | 0.02845
| 1016.3252 | 0.0045354 | 911.366 | -0.0043179 | 911.366 | -0.0035792 | 911.6167 | -0.00012327 | 1016.3852 | 0 | 911.366 | 0.0097862 | 1021.5312 | 0.00015767 | 1016.3252 | 0.010544 | 911.366 | 0.25831 | 1069.7628 | 0.75344 |  |  | 1436.387 | 0.00031169 | 1273.639 | 0.029204 |  |  |  |  | 1183.3431 | 0 | 1183.3362 | 0.02825
| 1016.4937 | 0.0076666 | 911.607 | 0.00070077 | 911.607 | 0.0018963 | 911.858 | 0.00011644 | 1016.5551 | 6.9993e-05 | 911.607 | 0.014547 | 1021.7028 | 0.00064533 | 1016.4937 | 0.010099 | 911.607 | 0.26251 | 1069.8767 | 0.7505 |  |  | 1437.019 | 0.00048534 | 1273.7185 | 0.029028 |  |  |  |  | 1183.4117 | 0 | 1183.4048 | 0.02804
| 1016.6623 | 0.0050803 | 911.848 | -0.00049209 | 911.848 | 0.0001712 | 912.0994 | -0.00018936 | 1016.7251 | 0 | 911.848 | 0.012499 | 1021.8744 | 5.3961e-05 | 1016.6623 | 0.010351 | 911.848 | 0.26332 | 1069.9906 | 0.74781 |  |  | 1437.651 | 0.00062552 | 1273.798 | 0.028853 |  |  |  |  | 1183.4804 | 0 | 1183.4734 | 0.02786
| 1016.8309 | 0.0044488 | 912.089 | -0.00061657 | 912.089 | 0.00097142 | 912.3406 | 0.00075689 | 1016.895 | 8.9995e-05 | 912.089 | 0.014082 | 1022.046 | 0.00084493 | 1016.8309 | 0.010188 | 912.089 | 0.26612 | 1070.1046 | 0.7437 |  |  | 1438.284 | 0.00047232 | 1273.8774 | 0.028689 |  |  |  |  | 1183.549 | 0 | 1183.542 | 0.02774
| 1016.9995 | 0.0069261 | 912.33 | -0.0027491 | 912.33 | 0.00023949 | 912.582 | 0.00020172 | 1017.0649 | 0 | 912.33 | 0.0088891 | 1022.2175 | 0.00069448 | 1016.9995 | 0.010562 | 912.33 | 0.26932 | 1070.2185 | 0.73906 |  |  | 1438.918 | 0.00048128 | 1273.9569 | 0.028513 |  |  |  |  | 1183.6175 | 0 | 1183.6107 | 0.02771
| 1017.168 | 0.00575 | 912.571 | 0.0015907 | 912.571 | 0.0047967 | 912.8234 | 0.0012168 | 1017.2348 | 8.9995e-05 | 912.571 | 0.014816 | 1022.3891 | 0.0012927 | 1017.168 | 0.010212 | 912.571 | 0.27253 | 1070.3325 | 0.73578 |  |  | 1439.552 | 0.00075941 | 1274.0365 | 0.028349 |  |  |  |  | 1183.6863 | 0 | 1183.6793 | 0.02775
| 1017.3366 | 0.0075238 | 912.812 | -0.0031604 | 912.812 | -0.0028544 | 913.0647 | 5.4786e-05 | 1017.4048 | 0 | 912.812 | 0.0074284 | 1022.5607 | 0.00094081 | 1017.3366 | 0.010285 | 912.812 | 0.27533 | 1070.4465 | 0.73239 |  |  | 1440.187 | 0.00048836 | 1274.116 | 0.028184 |  |  |  |  | 1183.7549 | 0 | 1183.7479 | 0.02783
| 1017.5052 | 0.0056093 | 913.0531 | 0.00112 | 913.0531 | -0.0012804 | 913.306 | 0.0009819 | 1017.5747 | 3.0002e-05 | 913.0531 | 0.011302 | 1022.7323 | 0.0013916 | 1017.5052 | 0.0099722 | 913.053 | 0.27713 | 1070.5605 | 0.72822 |  |  | 1440.822 | 0.00030897 | 1274.1954 | 0.028009 |  |  |  |  | 1183.8235 | 0 | 1183.8166 | 0.02791
| 1017.6738 | 0.00668 | 913.2941 | -0.0032139 | 913.2941 | -0.004823 | 913.5474 | 0.00025399 | 1017.7447 | 0 | 913.2941 | 0.0077674 | 1022.9039 | 0.0006678 | 1017.6738 | 0.010242 | 913.2941 | 0.27974 | 1070.6747 | 0.72447 |  |  | 1441.458 | 0.00049185 | 1274.275 | 0.027844 |  |  |  |  | 1183.8922 | 0 | 1183.8853 | 0.02795
| 1017.8423 | 0.0068754 | 913.5351 | 0.0017289 | 913.5351 | -0.0032588 | 913.7888 | 0.00055385 | 1017.9146 | 5.0004e-05 | 913.5351 | 0.012071 | 1023.0755 | 0.00076529 | 1017.8423 | 0.0098617 | 913.5351 | 0.28394 | 1070.7887 | 0.72099 |  |  | 1442.095 | 0.00046495 | 1274.3545 | 0.02768 |  |  |  |  | 1183.9608 | 0 | 1183.9539 | 0.02788
| 1018.0109 | 0.0047112 | 913.7762 | -0.0025146 | 913.7762 | -0.005373 | 914.0302 | -0.00024932 | 1018.0845 | 0 | 913.7762 | 0.0084298 | 1023.2471 | 0.0001687 | 1018.0109 | 0.0099228 | 913.7762 | 0.28654 | 1070.9028 | 0.71765 |  |  | 1442.732 | 0.00041654 | 1274.4341 | 0.027527 |  |  |  |  | 1184.0295 | 0 | 1184.0226 | 0.0277
| 1018.1795 | 0.0073326 | 914.0172 | 0.0034015 | 914.0172 | 0.0012715 | 914.2715 | 0.0015058 | 1018.2545 | 6.9993e-05 | 914.0172 | 0.013179 | 1023.4187 | 0.00043811 | 1018.1795 | 0.0095326 | 914.0172 | 0.28875 | 1071.017 | 0.71442 |  |  | 1443.369 | 0.00031173 | 1274.5137 | 0.027362 |  |  |  |  | 1184.0983 | 0 | 1184.0913 | 0.02739
| 1018.3481 | 0.0056604 | 914.2583 | -0.0025972 | 914.2583 | -0.001621 | 914.5129 | -0.00016084 | 1018.4244 | 0 | 914.2583 | 0.0066171 | 1023.5903 | 4.4132e-06 | 1018.3481 | 0.0097235 | 914.2583 | 0.29155 | 1071.1311 | 0.71096 |  |  | 1444.008 | 0.00030005 | 1274.5931 | 0.027198 |  |  |  |  | 1184.1669 | 0 | 1184.1599 | 0.02698
| 1018.5166 | 0.0061368 | 914.4993 | 0.0016244 | 914.4993 | 0.0088725 | 914.7543 | 0.00079236 | 1018.5944 | 5.0004e-05 | 914.4993 | 0.013111 | 1023.7619 | 0.00042046 | 1018.5166 | 0.0093384 | 914.4993 | 0.29636 | 1071.2454 | 0.7077 |  |  | 1444.646 | 0.00045561 | 1274.6727 | 0.027044 |  |  |  |  | 1184.2356 | 0 | 1184.2286 | 0.02652
| 1018.6852 | 0.0046936 | 914.7404 | -0.0027518 | 914.7404 | 0.00078964 | 914.9957 | 0.00027295 | 1018.7643 | 0 | 914.7404 | 0.0065126 | 1023.9335 | 0.00047422 | 1018.6852 | 0.0096867 | 914.7404 | 0.29896 | 1071.3595 | 0.70363 |  |  | 1445.286 | 0.00029875 | 1274.7523 | 0.02688 |  |  |  |  | 1184.3043 | 0 | 1184.2974 | 0.02607
| 1018.8538 | 0.006805 | 914.9815 | 0.0022225 | 914.9815 | 0.0023431 | 915.2372 | 0.00028747 | 1018.9343 | 5.0004e-05 | 914.9815 | 0.010286 | 1024.1051 | 0.00012156 | 1018.8538 | 0.0094075 | 914.9815 | 0.30176 | 1071.4738 | 0.69903 |  |  | 1445.925 | 0.00028501 | 1274.8319 | 0.026726 |  |  |  |  | 1184.373 | 0 | 1184.3661 | 0.02566
| 1019.0224 | 0.0050628 | 915.2225 | -0.0033997 | 915.2225 | 0.00020328 | 915.4786 | -0.00019712 | 1019.1042 | 0 | 915.2225 | 0.0071459 | 1024.2767 | 0.00042567 | 1019.0224 | 0.0097135 | 915.2225 | 0.30517 | 1071.588 | 0.69536 |  |  | 1446.566 | 0.00033361 | 1274.9115 | 0.026573 |  |  |  |  | 1184.4418 | 0 | 1184.4348 | 0.02535
| 1019.1909 | 0.0064006 | 915.4636 | 0.0011968 | 915.4636 | 0.0035375 | 915.72 | 0.0010374 | 1019.2742 | 5.0004e-05 | 915.4636 | 0.011512 | 1024.4483 | 0.00016008 | 1019.1909 | 0.0093398 | 915.4636 | 0.30777 | 1071.7023 | 0.69115 |  |  | 1447.207 | 0.00051085 | 1274.9912 | 0.026408 |  |  |  |  | 1184.5105 | 0 | 1184.5035 | 0.02515
| 1019.3595 | 0.005889 | 915.7047 | -0.0029979 | 915.7047 | 0.0028101 | 915.9614 | 0.00032212 | 1019.4441 | 0 | 915.7047 | 0.0071162 | 1024.62 | 0.00013776 | 1019.3595 | 0.0095569 | 915.7047 | 0.31077 | 1071.8166 | 0.68628 |  |  | 1447.848 | 0.00037182 | 1275.0708 | 0.026255 |  |  |  |  | 1184.5792 | 0 | 1184.5723 | 0.02506
| 1019.5281 | 0.0054862 | 915.9458 | 0.00086434 | 915.9458 | 0.0050893 | 916.2029 | 0.00067409 | 1019.6141 | 5.0004e-05 | 915.9458 | 0.011133 | 1024.7916 | 0.00077918 | 1019.5281 | 0.0090742 | 915.9458 | 0.31258 | 1071.9309 | 0.68251 |  |  | 1448.49 | 0.00054453 | 1275.1504 | 0.026101 |  |  |  |  | 1184.648 | 0 | 1184.641 | 0.02509
| 1019.6967 | 0.0046233 | 916.1869 | -0.0034966 | 916.1869 | 0.0033973 | 916.4443 | 9.1149e-06 | 1019.784 | 0 | 916.1869 | 0.0061488 | 1024.9632 | 0.00010496 | 1019.6967 | 0.009287 | 916.1869 | 0.31638 | 1072.0452 | 0.67999 |  |  | 1449.133 | 0.00045261 | 1275.2301 | 0.025948 |  |  |  |  | 1184.7167 | 0 | 1184.7098 | 0.02519
| 1019.8653 | 0.0047301 | 916.428 | 0.00096953 | 916.428 | 0.00029055 | 916.6858 | 0.00027656 | 1019.954 | 6.9993e-05 | 916.428 | 0.0083795 | 1025.1348 | 0.00066544 | 1019.8653 | 0.0089976 | 916.428 | 0.32038 | 1072.1595 | 0.67763 |  |  | 1449.776 | 0.00060652 | 1275.3097 | 0.025794 |  |  |  |  | 1184.7855 | 0 | 1184.7786 | 0.02535
| 1020.0338 | 0.0055198 | 916.6692 | -0.0016116 | 916.6692 | -0.0044921 | 916.9272 | -0.00041527 | 1020.124 | 0 | 916.6692 | 0.0065347 | 1025.3064 | 0.00021329 | 1020.0338 | 0.0092719 | 916.6691 | 0.32319 | 1072.274 | 0.6752 |  |  | 1450.421 | 0.00050143 | 1275.3894 | 0.025641 |  |  |  |  | 1184.8543 | 0 | 1184.8473 | 0.02554
| 1020.2024 | 0.005961 | 916.9103 | 0.0019253 | 916.9103 | 0.0028141 | 917.1688 | 0.00018718 | 1020.2939 | 0.00011 | 916.9103 | 0.010101 | 1025.478 | 0.00060842 | 1020.2024 | 0.0087376 | 916.9103 | 0.32719 | 1072.3884 | 0.67236 |  |  | 1451.065 | 0.00030176 | 1275.469 | 0.025499 |  |  |  |  | 1184.9231 | 0 | 1184.9161 | 0.02576
| 1020.371 | 0.005889 | 917.1514 | -0.0020236 | 917.1514 | 0.00050387 | 917.4102 | 0.00018466 | 1020.4639 | 0 | 917.1514 | 0.0043935 | 1025.6497 | 0.00018355 | 1020.371 | 0.0086523 | 917.1514 | 0.3306 | 1072.5029 | 0.66857 |  |  | 1451.71 | 0.00031919 | 1275.5487 | 0.025345 |  |  |  |  | 1184.9918 | 0 | 1184.9849 | 0.02601
| 1020.5396 | 0.0076491 | 917.3925 | 0.0017354 | 917.3925 | 0.0059323 | 917.6517 | 0.00075207 | 1020.6339 | 3.0002e-05 | 917.3925 | 0.0098126 | 1025.8213 | 0.00072958 | 1020.5396 | 0.0084203 | 917.3925 | 0.3342 | 1072.6173 | 0.66466 |  |  | 1452.355 | 0.00050836 | 1275.6284 | 0.025192 |  |  |  |  | 1185.0607 | 0 | 1185.0537 | 0.0263
| 1020.7082 | 0.0068031 | 917.6337 | -0.0039839 | 917.6337 | -0.0031951 | 917.8932 | 0.00042419 | 1020.8038 | 0 | 917.6337 | 0.0076572 | 1025.9929 | 0.00039839 | 1020.7082 | 0.0086557 | 917.6337 | 0.3364 | 1072.7318 | 0.66096 |  |  | 1453.002 | 0.00047102 | 1275.7081 | 0.025049 |  |  |  |  | 1185.1294 | 0 | 1185.1224 | 0.02665
| 1020.8767 | 0.0082469 | 917.8748 | 0.00057356 | 917.8748 | -0.0051194 | 918.1347 | 0.00038462 | 1020.9738 | 8.9995e-05 | 917.8748 | 0.0074248 | 1026.1645 | 0.00097672 | 1020.8767 | 0.0086564 | 917.8748 | 0.33841 | 1072.8463 | 0.65698 |  |  | 1453.648 | 0.00038422 | 1275.7878 | 0.024896 |  |  |  |  | 1185.1982 | 0 | 1185.1913 | 0.02706
| 1021.0453 | 0.0066097 | 918.116 | -0.0031827 | 918.116 | -0.0038188 | 918.3762 | -0.00071895 | 1021.1438 | 0 | 918.116 | 0.0044568 | 1026.3362 | 0.00031294 | 1021.0453 | 0.0088915 | 918.116 | 0.34141 | 1072.9609 | 0.65342 |  |  | 1454.296 | 0.00052855 | 1275.8675 | 0.024742 |  |  |  |  | 1185.2671 | 0 | 1185.2601 | 0.02755
| 1021.2139 | 0.0052049 | 918.3571 | 0.0031375 | 918.3571 | 0.0035144 | 918.6177 | 0.00049794 | 1021.3138 | 5.0004e-05 | 918.3571 | 0.0095676 | 1026.5078 | 0.000401 | 1021.2139 | 0.0086257 | 918.3571 | 0.34441 | 1073.0754 | 0.65081 |  |  | 1454.943 | 0.00034222 | 1275.9473 | 0.0246 |  |  |  |  | 1185.3359 | 0 | 1185.329 | 0.02809
| 1021.3825 | 0.0050628 | 918.5983 | -0.0036973 | 918.5983 | -0.0046064 | 918.8593 | -0.00047691 | 1021.4837 | 0 | 918.5983 | 0.0041685 | 1026.6794 | 9.725e-05 | 1021.3825 | 0.0087998 | 918.5983 | 0.34782 | 1073.1901 | 0.6476 |  |  | 1455.592 | 0.00033086 | 1276.027 | 0.024457 |  |  |  |  | 1185.4047 | 0 | 1185.3978 | 0.02866
| 1021.5511 | 0.0047125 | 918.8395 | 0.0016577 | 918.8395 | 0.00052463 | 919.1008 | 0.00083831 | 1021.6537 | 6.9993e-05 | 918.8395 | 0.0080121 | 1026.851 | 0.00074539 | 1021.5511 | 0.0084338 | 918.8395 | 0.35162 | 1073.3047 | 0.6437 |  |  | 1456.241 | 0.00047585 | 1276.1068 | 0.024304 |  |  |  |  | 1185.4735 | 0 | 1185.4666 | 0.02921
| 1021.7196 | 0.0079809 | 919.0806 | -0.0029156 | 919.0806 | -0.0048864 | 919.3423 | -0.00013115 | 1021.8237 | 0 | 919.0806 | 0.0049087 | 1027.0227 | 0.00019815 | 1021.7196 | 0.0087394 | 919.0806 | 0.35483 | 1073.4193 | 0.64059 |  |  | 1456.89 | 0.00043524 | 1276.1865 | 0.024161 |  |  |  |  | 1185.5424 | 0 | 1185.5354 | 0.02968
| 1021.8882 | 0.0062951 | 919.3218 | 0.0016756 | 919.3218 | -0.00046627 | 919.5839 | 0.00074938 | 1021.9937 | 5.0004e-05 | 919.3218 | 0.0091725 | 1027.1943 | 0.00088862 | 1021.8882 | 0.0083799 | 919.3218 | 0.35723 | 1073.5341 | 0.63832 |  |  | 1457.541 | 0.00062868 | 1276.2664 | 0.024019 |  |  |  |  | 1185.6113 | 0 | 1185.6044 | 0.03003
| 1022.0568 | 0.0054495 | 919.563 | -0.00087849 | 919.563 | 0.0045201 | 919.8254 | -0.00021617 | 1022.1637 | 0 | 919.563 | 0.0044851 | 1027.3659 | 0.00071751 | 1022.0568 | 0.0085769 | 919.563 | 0.36023 | 1073.6487 | 0.63534 |  |  | 1458.191 | 0.00048888 | 1276.3461 | 0.023865 |  |  |  |  | 1185.6802 | 0 | 1185.6732 | 0.03021
| 1022.2254 | 0.0066644 | 919.8042 | 0.0023769 | 919.8042 | 0.002308 | 920.067 | 0.00025566 | 1022.3337 | 5.0004e-05 | 919.8042 | 0.0091277 | 1027.5376 | 0.0010475 | 1022.2254 | 0.0082799 | 919.8042 | 0.36364 | 1073.7634 | 0.63145 |  |  | 1458.843 | 0.00033438 | 1276.4259 | 0.023723 |  |  |  |  | 1185.749 | 0 | 1185.7421 | 0.03019
| 1022.394 | 0.006557 | 920.0454 | -0.0029762 | 920.0454 | 4.0296e-05 | 920.3085 | -0.00023426 | 1022.5036 | 0 | 920.0454 | 0.0045848 | 1027.7092 | 0.0004355 | 1022.394 | 0.0084938 | 920.0454 | 0.36684 | 1073.8782 | 0.62814 |  |  | 1459.495 | 0.00028883 | 1276.5057 | 0.02358 |  |  |  |  | 1185.8179 | 0 | 1185.8109 | 0.02998
| 1022.5625 | 0.0075084 | 920.2866 | 0.00043112 | 920.2866 | 0.0056983 | 920.5501 | 0.00078007 | 1022.6736 | 6.9993e-05 | 920.2866 | 0.0076961 | 1027.8809 | 0.0012152 | 1022.5625 | 0.0081876 | 920.2866 | 0.37065 | 1073.9929 | 0.62474 |  |  | 1460.147 | 0.00056102 | 1276.5855 | 0.023438 |  |  |  |  | 1185.8868 | 0 | 1185.8799 | 0.02961
| 1022.7311 | 0.0055022 | 920.5278 | -0.0022333 | 920.5278 | 0.00070238 | 920.7917 | 0.00042734 | 1022.8436 | 0 | 920.5278 | 0.0037102 | 1028.0525 | 0.00068565 | 1022.7311 | 0.0083835 | 920.5278 | 0.37285 | 1074.1078 | 0.62063 |  |  | 1460.8 | 0.00035398 | 1276.6653 | 0.023295 |  |  |  |  | 1185.9557 | 0 | 1185.9487 | 0.02914
| 1022.8997 | 0.0059434 | 920.769 | 0.0014357 | 920.769 | 0.0050809 | 921.0333 | 0.00039716 | 1023.0136 | 6.9993e-05 | 920.769 | 0.0085243 | 1028.2241 | 0.0014016 | 1022.8997 | 0.00813 | 920.769 | 0.37545 | 1074.2225 | 0.6173 |  |  | 1461.454 | 0.00039463 | 1276.7451 | 0.023142 |  |  |  |  | 1186.0245 | 0 | 1186.0176 | 0.02863
| 1023.0683 | 0.0059769 | 921.0103 | -0.0029597 | 921.0103 | 0.0011302 | 921.2748 | 2.6241e-05 | 1023.1836 | 0 | 921.0103 | 0.0039742 | 1028.3958 | 0.000602 | 1023.0683 | 0.0082262 | 921.0103 | 0.37845 | 1074.3374 | 0.61436 |  |  | 1462.108 | 0.00025743 | 1276.8249 | 0.022999 |  |  |  |  | 1186.0935 | 0 | 1186.0865 | 0.02816
| 1023.2369 | 0.0060489 | 921.2515 | 0.0021134 | 921.2515 | 0.0043409 | 921.5164 | 0.00065568 | 1023.3536 | 6.9993e-05 | 921.2515 | 0.0062364 | 1028.5674 | 0.000937 | 1023.2369 | 0.0077502 | 921.2515 | 0.38146 | 1074.4523 | 0.61048 |  |  | 1462.763 | 0.00047314 | 1276.9048 | 0.022857 |  |  |  |  | 1186.1625 | 0 | 1186.1555 | 0.02779
| 1023.4054 | 0.0052913 | 921.4927 | -0.0010306 | 921.4927 | 0.0013015 | 921.7581 | -0.00011398 | 1023.5236 | 0 | 921.4927 | 0.0029982 | 1028.7391 | 5.015e-06 | 1023.4054 | 0.0079703 | 921.4927 | 0.38646 | 1074.5671 | 0.60699 |  |  | 1463.418 | 0.00057249 | 1276.9847 | 0.022714 |  |  |  |  | 1186.2313 | 0 | 1186.2244 | 0.02756
| 1023.574 | 0.0067347 | 921.734 | 0.0022197 | 921.734 | 0.0076945 | 921.9997 | 0.00019693 | 1023.6936 | 6.9993e-05 | 921.734 | 0.0056898 | 1028.9107 | 0.00070912 | 1023.574 | 0.0078004 | 921.734 | 0.39127 | 1074.6821 | 0.6041 |  |  | 1464.074 | 0.00033875 | 1277.0646 | 0.022572 |  |  |  |  | 1186.3003 | 0 | 1186.2933 | 0.0275
| 1023.7426 | 0.0059065 | 921.9752 | -0.0019108 | 921.9752 | -0.0048314 | 922.2413 | -0.00085702 | 1023.8636 | 0 | 921.9752 | 0.002225 | 1029.0824 | 0.00012598 | 1023.7426 | 0.0082046 | 921.9752 | 0.39427 | 1074.7971 | 0.60029 |  |  | 1464.731 | 0.0006275 | 1277.1444 | 0.022429 |  |  |  |  | 1186.3693 | 0 | 1186.3623 | 0.02758
| 1023.9112 | 0.0067874 | 922.2165 | 0.0018964 | 922.2165 | 0.00078053 | 922.4829 | 0.00020035 | 1024.0336 | 6.9993e-05 | 922.2165 | 0.0055681 | 1029.254 | 0.00083029 | 1023.9112 | 0.0080003 | 922.2165 | 0.39748 | 1074.912 | 0.59723 |  |  | 1465.388 | 0.00052175 | 1277.2244 | 0.022287 |  |  |  |  | 1186.4382 | 0 | 1186.4313 | 0.02776
| 1024.0798 | 0.0053968 | 922.4577 | -0.0022351 | 922.4577 | -0.0036018 | 922.7245 | -8.3941e-05 | 1024.2036 | 0 | 922.4577 | 0.0026046 | 1029.4257 | 0.00047723 | 1024.0798 | 0.0082576 | 922.4577 | 0.40188 | 1075.027 | 0.59533 |  |  | 1466.046 | 0.00033964 | 1277.3042 | 0.022144 |  |  |  |  | 1186.5072 | 0 | 1186.5002 | 0.02798
| 1024.2483 | 0.0058555 | 922.699 | 0.0029793 | 922.699 | 0.0016136 | 922.9662 | 0.00046569 | 1024.3736 | 6.9993e-05 | 922.699 | 0.006018 | 1029.5973 | 0.0011555 | 1024.2483 | 0.0080993 | 922.699 | 0.40529 | 1075.1421 | 0.59234 |  |  | 1466.704 | 0.00026971 | 1277.3842 | 0.022002 |  |  |  |  | 1186.5762 | 0 | 1186.5692 | 0.02817
| 1024.4169 | 0.0093696 | 922.9403 | -0.0017603 | 922.9403 | -0.0045118 | 923.2078 | 0.00061618 | 1024.5436 | 0 | 922.9403 | 0.0015878 | 1029.769 | 0.00017091 | 1024.4169 | 0.0083181 | 922.9403 | 0.40969 | 1075.2571 | 0.58872 |  |  | 1467.363 | 0.00047036 | 1277.4641 | 0.021859 |  |  |  |  | 1186.6451 | 0 | 1186.6382 | 0.02826
| 1024.5855 | 0.0067874 | 923.1816 | 0.00050166 | 923.1816 | 0.0059645 | 923.4495 | 0.00073937 | 1024.7137 | 6.9993e-05 | 923.1816 | 0.0071455 | 1029.9407 | 0.00043009 | 1024.5855 | 0.008006 | 923.1816 | 0.4125 | 1075.3722 | 0.58538 |  |  | 1468.023 | 0.00038379 | 1277.5441 | 0.021716 |  |  |  |  | 1186.7141 | 0 | 1186.7071 | 0.02821
| 1024.7541 | 0.0070843 | 923.4228 | -0.0029483 | 923.4228 | -0.0020802 | 923.6912 | -5.3995e-05 | 1024.8837 | 0 | 923.4228 | 0.0028888 | 1030.1123 | 0.0002018 | 1024.7541 | 0.0081063 | 923.4229 | 0.4153 | 1075.4872 | 0.58238 |  |  | 1468.683 | 0.00031166 | 1277.6239 | 0.021574 |  |  |  |  | 1186.7831 | 0 | 1186.7761 | 0.02799
| 1024.9227 | 0.0061896 | 923.6641 | 0.0010582 | 923.6641 | 0.0014599 | 923.9329 | 0.0011937 | 1025.0537 | 3.0002e-05 | 923.6641 | 0.0066176 | 1030.284 | 0.00072657 | 1024.9227 | 0.0078966 | 923.6641 | 0.4197 | 1075.6022 | 0.57996 |  |  | 1469.344 | 0.00047751 | 1277.7039 | 0.021431 |  |  |  |  | 1186.852 | 0 | 1186.8451 | 0.02761
| 1025.0913 | 0.006012 | 923.9054 | -0.0019352 | 923.9054 | -0.00096797 | 924.1745 | -0.000299 | 1025.2237 | 0 | 923.9054 | 0.0023577 | 1030.4556 | 0.00010271 | 1025.0913 | 0.0081452 | 923.9054 | 0.42291 | 1075.7174 | 0.57735 |  |  | 1470.005 | 0.00052707 | 1277.7838 | 0.021289 |  |  |  |  | 1186.9211 | 0 | 1186.9142 | 0.0271
| 1025.2598 | 0.0066995 | 924.1467 | 0.0010471 | 924.1467 | 0.0023063 | 924.4162 | 0.00070425 | 1025.3937 | 8.9995e-05 | 924.1467 | 0.005791 | 1030.6273 | 0.0009685 | 1025.2598 | 0.0078876 | 924.1467 | 0.42691 | 1075.8325 | 0.57394 |  |  | 1470.667 | 0.00063899 | 1277.8639 | 0.021146 |  |  |  |  | 1186.9901 | 0 | 1186.9832 | 0.02652
| 1025.4284 | 0.0047112 | 924.388 | -0.0036331 | 924.388 | 0.001043 | 924.6579 | -0.00040346 | 1025.5637 | 0 | 924.388 | 0.0013798 | 1030.799 | 0.0009025 | 1025.4284 | 0.0079639 | 924.388 | 0.43132 | 1075.9478 | 0.5701 |  |  | 1471.329 | 0.0004275 | 1277.9439 | 0.021004 |  |  |  |  | 1187.0592 | 0 | 1187.0522 | 0.02591
| 1025.597 | 0.0075787 | 924.6294 | 0.0015804 | 924.6294 | -0.00073454 | 924.8996 | 6.5479e-05 | 1025.7338 | 5.0004e-05 | 924.6294 | 0.0056099 | 1030.9706 | 0.0013472 | 1025.597 | 0.0077527 | 924.6294 | 0.43492 | 1076.0631 | 0.56624 |  |  | 1471.993 | 0.00027975 | 1278.0238 | 0.020861 |  |  |  |  | 1187.1282 | 0 | 1187.1212 | 0.02533
| 1025.7656 | 0.0083676 | 924.8707 | -0.0038701 | 924.8707 | -0.0021712 | 925.1413 | -0.00094778 | 1025.9038 | 0 | 924.8707 | 0.0016834 | 1031.1423 | 0.00070631 | 1025.7656 | 0.0080203 | 924.8707 | 0.43793 | 1076.1783 | 0.56348 |  |  | 1472.656 | 0.000457 | 1278.1038 | 0.020719 |  |  |  |  | 1187.1973 | 0 | 1187.1903 | 0.0248
| 1025.9342 | 0.0057324 | 925.112 | 0.00013028 | 925.112 | 0.0044378 | 925.383 | -1.688e-05 | 1026.0738 | 5.0004e-05 | 925.112 | 0.0059908 | 1031.314 | 0.0016704 | 1025.9342 | 0.0076844 | 925.112 | 0.44093 | 1076.2935 | 0.56154 |  |  | 1473.321 | 0.00063765 | 1278.1838 | 0.020576 |  |  |  |  | 1187.2662 | 0 | 1187.2593 | 0.02434
| 1026.1028 | 0.0079281 | 925.3533 | -0.0037986 | 925.3533 | -0.0069988 | 925.6248 | -0.00038316 | 1026.2438 | 0 | 925.3533 | 0.0011858 | 1031.4856 | 0.0012463 | 1026.1028 | 0.0079324 | 925.3533 | 0.44353 | 1076.4087 | 0.55866 |  |  | 1473.986 | 0.00036293 | 1278.2638 | 0.020434 |  |  |  |  | 1187.3353 | 0 | 1187.3284 | 0.02395
| 1026.2713 | 0.007104 | 925.5947 | 0.0020362 | 925.5947 | 0.0027273 | 925.8665 | 0.00015858 | 1026.4139 | 1.0001e-05 | 925.5947 | 0.007002 | 1031.6573 | 0.0014106 | 1026.2713 | 0.0075143 | 925.5947 | 0.44654 | 1076.524 | 0.55539 |  |  | 1474.651 | 0.00038386 | 1278.3439 | 0.020291 |  |  |  |  | 1187.4044 | 0 | 1187.3975 | 0.02363
| 1026.4399 | 0.0098618 | 925.836 | -0.002021 | 925.836 | -0.0025825 | 926.1082 | -0.00055377 | 1026.5839 | 0 | 925.836 | 0.00019895 | 1031.829 | 0.00079799 | 1026.4399 | 0.0078194 | 925.836 | 0.45154 | 1076.6394 | 0.55245 |  |  | 1475.317 | 0.0005409 | 1278.424 | 0.020149 |  |  |  |  | 1187.4735 | 0 | 1187.4666 | 0.02337
| 1026.6085 | 0.0061193 | 926.0774 | 0.0031034 | 926.0774 | 0.0052307 | 926.35 | 0.00021262 | 1026.7539 | 5.0004e-05 | 926.0774 | 0.0072279 | 1032.0006 | 0.0013115 | 1026.6085 | 0.0076474 | 926.0774 | 0.45475 | 1076.7548 | 0.54918 |  |  | 1475.984 | 0.00054729 | 1278.5039 | 0.020006 |  |  |  |  | 1187.5426 | 0 | 1187.5356 | 0.02316
| 1026.7771 | 0.0046057 | 926.3187 | -0.0029007 | 926.3187 | 0.0049672 | 926.5917 | -0.00033842 | 1026.924 | 0 | 926.3187 | 0.0020458 | 1032.1723 | 0.00027542 | 1026.7771 | 0.0079745 | 926.3187 | 0.45915 | 1076.8701 | 0.54581 |  |  | 1476.651 | 0.00048777 | 1278.584 | 0.019853 |  |  |  |  | 1187.6117 | 0 | 1187.6047 | 0.02299
| 1026.9457 | 0.00575 | 926.5601 | 0.0010441 | 926.5601 | 0.0070611 | 926.8334 | 0.00018482 | 1027.094 | 5.0004e-05 | 926.5601 | 0.0040464 | 1032.344 | 0.00050972 | 1026.9457 | 0.0076463 | 926.5601 | 0.46396 | 1076.9855 | 0.54273 |  |  | 1477.319 | 0.00032561 | 1278.6641 | 0.01971 |  |  |  |  | 1187.6808 | 0 | 1187.6738 | 0.02285
| 1027.1143 | 0.0058186 | 926.8014 | -0.00094784 | 926.8014 | -0.0023727 | 927.0752 | -0.00031578 | 1027.264 | 0 | 926.8014 | 0.0015975 | 1032.5157 | 3.009e-05 | 1027.1143 | 0.0077032 | 926.8015 | 0.46716 | 1077.101 | 0.54009 |  |  | 1477.988 | 0.00037496 | 1278.7441 | 0.019568 |  |  |  |  | 1187.7499 | 0 | 1187.7429 | 0.02276
| 1027.2828 | 0.0066116 | 927.0428 | 0.0039097 | 927.0428 | 0.003405 | 927.317 | 0.00043126 | 1027.4341 | 5.0004e-05 | 927.0428 | 0.0059285 | 1032.6874 | 0.0007699 | 1027.2828 | 0.007409 | 927.0428 | 0.47077 | 1077.2164 | 0.53763 |  |  | 1478.657 | 0.00029515 | 1278.8242 | 0.019425 |  |  |  |  | 1187.819 | 0 | 1187.812 | 0.0227
| 1027.4514 | 0.0065042 | 927.2842 | -0.0021619 | 927.2842 | 0.0012115 | 927.5588 | -0.00072257 | 1027.6041 | 0 | 927.2842 | 0.0029797 | 1032.859 | 0.00059358 | 1027.4514 | 0.0078225 | 927.2842 | 0.47377 | 1077.3319 | 0.53442 |  |  | 1479.327 | 0.00041566 | 1278.9044 | 0.019283 |  |  |  |  | 1187.8881 | 0 | 1187.8811 | 0.0227
| 1027.62 | 0.0070512 | 927.5256 | -0.00020332 | 927.5256 | 0.00030912 | 927.8005 | 0.00019737 | 1027.7742 | 5.0004e-05 | 927.5256 | 0.0040146 | 1033.0307 | 0.0013873 | 1027.62 | 0.0075341 | 927.5256 | 0.47597 | 1077.4474 | 0.53079 |  |  | 1479.997 | 0.00052111 | 1278.9845 | 0.01914 |  |  |  |  | 1187.9573 | 0 | 1187.9503 | 0.02276
| 1027.7886 | 0.0079457 | 927.767 | -0.0022486 | 927.767 | -9.9719e-05 | 928.0424 | -0.0001241 | 1027.9442 | 0 | 927.767 | 0.0024672 | 1033.2024 | 0.00066298 | 1027.7886 | 0.0077591 | 927.767 | 0.47958 | 1077.563 | 0.52689 |  |  | 1480.668 | 0.00039443 | 1279.0646 | 0.018998 |  |  |  |  | 1188.0264 | 0 | 1188.0194 | 0.02291
| 1027.9572 | 0.0080183 | 928.0084 | 4.2368e-05 | 928.0084 | 0.0057601 | 928.2841 | 0.00026368 | 1028.1143 | 5.0004e-05 | 928.0084 | 0.0039012 | 1033.3741 | 0.0010333 | 1027.9572 | 0.0073694 | 928.0084 | 0.48358 | 1077.6785 | 0.52288 |  |  | 1481.34 | 0.00042654 | 1279.1448 | 0.018855 |  |  |  |  | 1188.0956 | 0 | 1188.0886 | 0.02313
| 1028.1257 | 0.0059769 | 928.2498 | -0.00047881 | 928.2498 | -0.0012249 | 928.5259 | -0.00029312 | 1028.2843 | 0 | 928.2498 | 0.0013348 | 1033.5458 | 0.00015867 | 1028.1257 | 0.0077446 | 928.2498 | 0.48799 | 1077.7941 | 0.51978 |  |  | 1482.012 | 0.00037588 | 1279.2249 | 0.018713 |  |  |  |  | 1188.1647 | 0 | 1188.1577 | 0.02344
| 1028.2943 | 0.0055214 | 928.4912 | 0.0024601 | 928.4912 | 0.0043359 | 928.7678 | 0.00066637 | 1028.4544 | 5.0004e-05 | 928.4912 | 0.0067193 | 1033.7175 | 0.00027863 | 1028.2943 | 0.0073604 | 928.4912 | 0.49099 | 1077.9097 | 0.51797 |  |  | 1482.685 | 0.00043684 | 1279.305 | 0.018559 |  |  |  |  | 1188.2339 | 0 | 1188.2269 | 0.0238
| 1028.4629 | 0.0069613 | 928.7326 | -0.0040429 | 928.7326 | 0.00068328 | 929.0096 | -1.2612e-05 | 1028.6244 | 0 | 928.7326 | -5.7226e-06 | 1033.8892 | 0.00034443 | 1028.4629 | 0.0076182 | 928.7326 | 0.4956 | 1078.0254 | 0.51645 |  |  | 1483.358 | 0.00056833 | 1279.3853 | 0.018417 |  |  |  |  | 1188.303 | 0 | 1188.296 | 0.02421
| 1028.6315 | 0.0058379 | 928.974 | 0.0011798 | 928.974 | -0.00070003 | 929.2514 | 2.9959e-05 | 1028.7945 | 6.9993e-05 | 928.974 | 0.00471 | 1034.0609 | 0.00057071 | 1028.6315 | 0.0072453 | 928.974 | 0.4994 | 1078.141 | 0.51395 |  |  | 1484.032 | 0.00066875 | 1279.4653 | 0.018274 |  |  |  |  | 1188.3722 | 0 | 1188.3652 | 0.02463
| 1028.8001 | 0.0095102 | 929.2154 | -0.00085532 | 929.2154 | -0.0031398 | 929.4932 | -4.994e-05 | 1028.9645 | 0 | 929.2154 | 0.0014284 | 1034.2325 | 5.2357e-05 | 1028.8001 | 0.0075513 | 929.2155 | 0.5014 | 1078.2567 | 0.51104 |  |  | 1484.707 | 0.0003904 | 1279.5455 | 0.018132 |  |  |  |  | 1188.4414 | 0 | 1188.4344 | 0.02504
| 1028.9687 | 0.007526 | 929.4569 | 0.002463 | 929.4569 | -0.0040385 | 929.7351 | 0.00050666 | 1029.1346 | 8.9995e-05 | 929.4569 | 0.0047731 | 1034.4042 | 0.00062607 | 1028.9687 | 0.0071606 | 929.4569 | 0.50461 | 1078.3724 | 0.5083 |  |  | 1485.382 | 0.00056972 | 1279.6257 | 0.017989 |  |  |  |  | 1188.5106 | 0 | 1188.5037 | 0.02543
| 1029.1372 | 0.006223 | 929.6983 | -0.0016588 | 929.6983 | 0.0039661 | 929.9769 | -0.00038277 | 1029.3046 | 0 | 929.6983 | 0.00021512 | 1034.5759 | 0.0002333 | 1029.1372 | 0.0073965 | 929.6983 | 0.50821 | 1078.4882 | 0.50527 |  |  | 1486.058 | 0.00043127 | 1279.7059 | 0.017847 |  |  |  |  | 1188.5798 | 0 | 1188.5729 | 0.02578
| 1029.3058 | 0.0076139 | 929.9398 | 0.0020171 | 929.9398 | 0.00063252 | 930.2188 | 0.00042034 | 1029.4747 | 6.9993e-05 | 929.9398 | 0.0057486 | 1034.7476 | 0.0010457 | 1029.3058 | 0.0071378 | 929.9398 | 0.51202 | 1078.6039 | 0.50218 |  |  | 1486.734 | 0.00042625 | 1279.7861 | 0.017704 |  |  |  |  | 1188.649 | 0 | 1188.6421 | 0.02609
| 1029.4744 | 0.0069437 | 930.1812 | -0.0025091 | 930.1812 | -0.00079161 | 930.4606 | -0.00038058 | 1029.6448 | 0 | 930.1812 | -0.0001836 | 1034.9193 | 0.00057426 | 1029.4744 | 0.0074849 | 930.1812 | 0.51642 | 1078.7197 | 0.49901 |  |  | 1487.411 | 0.00039935 | 1279.8663 | 0.017562 |  |  |  |  | 1188.7183 | 0 | 1188.7113 | 0.02637
| 1029.643 | 0.0058907 | 930.4227 | 0.00042074 | 930.4227 | -0.0050853 | 930.7025 | 0.00049977 | 1029.8148 | 8.9995e-05 | 930.4227 | 0.0063431 | 1035.091 | 0.0016398 | 1029.643 | 0.0072858 | 930.4227 | 0.51942 | 1078.8354 | 0.49551 |  |  | 1488.089 | 0.00048071 | 1279.9467 | 0.017419 |  |  |  |  | 1188.7875 | 0 | 1188.7805 | 0.02661
| 1029.8116 | 0.0066273 | 930.6641 | -0.00427 | 930.6641 | 0.0026968 | 930.9444 | 0.00016315 | 1029.9849 | 0 | 930.6641 | 0.00036509 | 1035.2627 | 0.000821 | 1029.8116 | 0.0075413 | 930.6641 | 0.52343 | 1078.9513 | 0.49189 |  |  | 1488.767 | 0.00052565 | 1280.0269 | 0.017277 |  |  |  |  | 1188.8567 | 0 | 1188.8497 | 0.02682
| 1029.9802 | 0.0073501 | 930.9056 | 0.0025035 | 930.9056 | 0.0035314 | 931.1863 | 0.0006071 | 1030.155 | 3.0002e-05 | 930.9056 | 0.0059089 | 1035.4344 | 0.0012184 | 1029.9802 | 0.0072397 | 930.9056 | 0.52783 | 1079.0671 | 0.48871 |  |  | 1489.446 | 0.00034407 | 1280.1071 | 0.017134 |  |  |  |  | 1188.9259 | 0 | 1188.9189 | 0.02697
| 1030.1487 | 0.0070668 | 931.1471 | -0.0028178 | 931.1471 | -0.0015683 | 931.4282 | -0.00048064 | 1030.325 | 0 | 931.1471 | 0.00024533 | 1035.6061 | 0.00052651 | 1030.1487 | 0.0073639 | 931.1471 | 0.52944 | 1079.1832 | 0.48678 |  |  | 1490.126 | 0.00032376 | 1280.1874 | 0.016992 |  |  |  |  | 1188.9952 | 0 | 1188.9882 | 0.02705
| 1030.3173 | 0.0082118 | 931.3885 | 0.0030712 | 931.3885 | 0.0094679 | 931.67 | 0.00045103 | 1030.4951 | 3.0002e-05 | 931.3885 | 0.0048516 | 1035.7778 | 0.00098173 | 1030.3173 | 0.0071067 | 931.3886 | 0.53164 | 1079.2988 | 0.4847 |  |  | 1490.806 | 0.0004973 | 1280.2677 | 0.016849 |  |  |  |  | 1189.0645 | 0 | 1189.0575 | 0.02703
| 1030.4859 | 0.0057835 | 931.63 | -0.0029027 | 931.63 | -0.0017251 | 931.912 | -0.00014303 | 1030.6652 | 0 | 931.63 | 0.0017346 | 1035.9495 | 9.87e-05 | 1030.4859 | 0.0073617 | 931.63 | 0.53504 | 1079.4148 | 0.48128 |  |  | 1491.487 | 0.00038338 | 1280.3479 | 0.016707 |  |  |  |  | 1189.1337 | 0 | 1189.1267 | 0.02691
| 1030.6545 | 0.0063303 | 931.8715 | 0.0029448 | 931.8715 | 0.0045166 | 932.1539 | 0.00064233 | 1030.8352 | 5.0004e-05 | 931.8715 | 0.0040795 | 1036.1212 | 0.00089487 | 1030.6545 | 0.0070982 | 931.8715 | 0.53985 | 1079.5308 | 0.47823 |  |  | 1492.168 | 0.00064795 | 1280.4282 | 0.016564 |  |  |  |  | 1189.203 | 0 | 1189.196 | 0.02671
| 1030.8231 | 0.0074887 | 932.113 | -0.0032495 | 932.113 | -0.0012609 | 932.3958 | -0.00015436 | 1031.0053 | 0 | 932.113 | -0.00030961 | 1036.293 | 1.4093e-06 | 1030.8231 | 0.0073928 | 932.113 | 0.54305 | 1079.6467 | 0.47593 |  |  | 1492.85 | 0.00030355 | 1280.5085 | 0.016422 |  |  |  |  | 1189.2722 | 0 | 1189.2653 | 0.02643
| 1030.9917 | 0.0059434 | 932.3545 | 0.0029344 | 932.3545 | 0.0020921 | 932.6377 | 0.00081068 | 1031.1754 | 5.0004e-05 | 932.3545 | 0.0055035 | 1036.4647 | 0.00044333 | 1030.9917 | 0.0072012 | 932.3545 | 0.54526 | 1079.7627 | 0.47328 |  |  | 1493.533 | 0.00048435 | 1280.5889 | 0.016279 |  |  |  |  | 1189.3416 | 0 | 1189.3346 | 0.02612
| 1031.1602 | 0.0056253 | 932.596 | -0.0028733 | 932.596 | -5.7957e-05 | 932.8796 | -0.00040472 | 1031.3455 | 0 | 932.596 | -0.00066572 | 1036.6364 | 0.00023009 | 1031.1602 | 0.0075935 | 932.596 | 0.54886 | 1079.8788 | 0.47019 |  |  | 1494.216 | 0.00036232 | 1280.6692 | 0.016137 |  |  |  |  | 1189.4109 | 0 | 1189.4039 | 0.0258
| 1031.3288 | 0.0062775 | 932.8375 | 0.00092388 | 932.8375 | 0.0063886 | 933.1216 | 0.00094217 | 1031.5156 | 6.9993e-05 | 932.8375 | 0.0055951 | 1036.8081 | 0.00072296 | 1031.3288 | 0.0072924 | 932.8375 | 0.55206 | 1079.9949 | 0.46668 |  |  | 1494.9 | 0.00060674 | 1280.7495 | 0.016005 |  |  |  |  | 1189.4802 | 0 | 1189.4733 | 0.0255
| 1031.4974 | 0.0060296 | 933.0791 | -0.0014172 | 933.0791 | 0.0021258 | 933.3635 | -0.00039112 | 1031.6856 | 0 | 933.0791 | -0.00053269 | 1036.9798 | 0.00019258 | 1031.4974 | 0.0077145 | 933.0791 | 0.55587 | 1080.1108 | 0.46381 |  |  | 1495.585 | 0.00053539 | 1280.8298 | 0.015863 |  |  |  |  | 1189.5494 | 0 | 1189.5425 | 0.02524
| 1031.666 | 0.0069457 | 933.3206 | 0.00095526 | 933.3206 | 0.0033635 | 933.6055 | 0.0010187 | 1031.8557 | 8.9995e-05 | 933.3206 | 0.0040988 | 1037.1515 | 0.00058014 | 1031.666 | 0.0074473 | 933.3206 | 0.55827 | 1080.2272 | 0.46127 |  |  | 1496.27 | 0.0002273 | 1280.9102 | 0.01572 |  |  |  |  | 1189.6188 | 0 | 1189.6118 | 0.02502
| 1031.8346 | 0.0052737 | 933.5621 | -0.0038583 | 933.5621 | -0.010456 | 933.8474 | -6.4389e-06 | 1032.0258 | 0 | 933.5621 | -9.544e-05 | 1037.3232 | 0.00067562 | 1031.8346 | 0.0077267 | 933.5621 | 0.56228 | 1080.3431 | 0.45868 |  |  | 1496.956 | 0.00048321 | 1280.9906 | 0.015589 |  |  |  |  | 1189.6881 | 0 | 1189.6811 | 0.02482
| 1032.0032 | 0.0082293 | 933.8037 | 0.0026946 | 933.8037 | -0.0016023 | 934.0894 | 0.00057382 | 1032.1959 | 8.9995e-05 | 933.8037 | 0.0040166 | 1037.495 | 2.006e-07 | 1032.0032 | 0.007238 | 933.8036 | 0.56588 | 1080.4594 | 0.45677 |  |  | 1497.642 | 0.00030575 | 1281.0709 | 0.015446 |  |  |  |  | 1189.7575 | 0 | 1189.7505 | 0.02464
| 1032.1717 | 0.0049573 | 934.0452 | -0.0018258 | 934.0452 | -0.0087817 | 934.3314 | -0.0010144 | 1032.366 | 0 | 934.0452 | 0.0010579 | 1037.6667 | 0.00072838 | 1032.1717 | 0.0075183 | 934.0452 | 0.56908 | 1080.5754 | 0.45463 |  |  | 1498.329 | 0.00039611 | 1281.1512 | 0.015314 |  |  |  |  | 1189.8268 | 0 | 1189.8198 | 0.02448
| 1032.3403 | 0.0070864 | 934.2867 | 0.0011387 | 934.2867 | -0.005985 | 934.5734 | 5.5082e-05 | 1032.5361 | 8.9995e-05 | 934.2867 | 0.0039193 | 1037.8384 | 0.00017693 | 1032.3403 | 0.0073126 | 934.2867 | 0.57229 | 1080.6916 | 0.45214 |  |  | 1499.017 | 0.00056526 | 1281.2317 | 0.015172 |  |  |  |  | 1189.8962 | 0 | 1189.8893 | 0.02432
| 1032.5089 | 0.0056077 | 934.5283 | -0.0022952 | 934.5283 | -0.0053197 | 934.8154 | -7.5135e-05 | 1032.7062 | 0 | 934.5283 | -0.00027098 | 1038.0101 | 0.00018917 | 1032.5089 | 0.007588 | 934.5283 | 0.57349 | 1080.8079 | 0.44959 |  |  | 1499.705 | 0.00056196 | 1281.3121 | 0.01504 |  |  |  |  | 1189.9656 | 0 | 1189.9586 | 0.02417
| 1032.6775 | 0.0068226 | 934.7699 | 0.0021092 | 934.7699 | 0.0048475 | 935.0573 | 0.00016843 | 1032.8763 | 6.9993e-05 | 934.7699 | 0.0041212 | 1038.1818 | 0.0010881 | 1032.6775 | 0.0072031 | 934.7699 | 0.57629 | 1080.9242 | 0.44635 |  |  | 1500.394 | 0.00034073 | 1281.3925 | 0.014909 |  |  |  |  | 1190.0349 | 0 | 1190.0279 | 0.02404
| 1032.8461 | 0.0055022 | 935.0114 | -0.0027789 | 935.0114 | -0.0067529 | 935.2993 | -3.3658e-05 | 1033.0464 | 0 | 935.0114 | -0.0025194 | 1038.3536 | 0.00071975 | 1032.8461 | 0.0075089 | 935.0114 | 0.5805 | 1081.0404 | 0.44287 |  |  | 1501.084 | 0.00053222 | 1281.4729 | 0.014777 |  |  |  |  | 1190.1044 | 0 | 1190.0973 | 0.02392
| 1033.0147 | 0.0058907 | 935.253 | 0.0046405 | 935.253 | 0.0084192 | 935.5413 | 0.00043005 | 1033.2165 | 5.0004e-05 | 935.253 | 0.0051393 | 1038.5253 | 0.0014463 | 1033.0147 | 0.0071572 | 935.253 | 0.5839 | 1081.1567 | 0.44018 |  |  | 1501.774 | 0.00053747 | 1281.5533 | 0.014646 |  |  |  |  | 1190.1737 | 0 | 1190.1668 | 0.02384
| 1033.1832 | 0.0079281 | 935.4946 | -0.001186 | 935.4946 | -0.0028238 | 935.7834 | 0.000175 | 1033.3866 | 0 | 935.4946 | -0.00095897 | 1038.697 | 0.00072015 | 1033.1832 | 0.0072904 | 935.4946 | 0.58731 | 1081.2731 | 0.43804 |  |  | 1502.465 | 0.00047522 | 1281.6338 | 0.014514 |  |  |  |  | 1190.2432 | 0 | 1190.2361 | 0.0238
| 1033.3518 | 0.0061544 | 935.7362 | 0.001121 | 935.7362 | 0.0040676 | 936.0254 | 0.00049434 | 1033.5567 | 6.9993e-05 | 935.7362 | 0.0018243 | 1038.8687 | 0.0015496 | 1033.3518 | 0.0068655 | 935.7362 | 0.59011 | 1081.3894 | 0.43577 |  |  | 1503.156 | 0.00050152 | 1281.7142 | 0.014383 |  |  |  |  | 1190.3125 | 0 | 1190.3055 | 0.02383
| 1033.5204 | 0.0058538 | 935.9777 | -0.0024898 | 935.9777 | -0.0031998 | 936.2674 | -9.6796e-05 | 1033.7268 | 0 | 935.9777 | 0.00075006 | 1039.0405 | 0.00064974 | 1033.5204 | 0.0072517 | 935.9777 | 0.59792 | 1081.5059 | 0.43324 |  |  | 1503.849 | 0.00048031 | 1281.7947 | 0.014251 |  |  |  |  | 1190.382 | 0 | 1190.375 | 0.02393
| 1033.689 | 0.0071919 | 936.2193 | 0.0020601 | 936.2193 | 0.0048816 | 936.5095 | 1.0579e-05 | 1033.8969 | 6.9993e-05 | 936.2193 | 0.0049383 | 1039.2122 | 0.0011197 | 1033.689 | 0.0071824 | 936.2193 | 0.60092 | 1081.6222 | 0.43024 |  |  | 1504.541 | 0.00036627 | 1281.8752 | 0.01412 |  |  |  |  | 1190.4513 | 0 | 1190.4443 | 0.02412
| 1033.8576 | 0.0097212 | 936.4609 | -0.0015272 | 936.4609 | 0.0010714 | 936.7515 | -5.8837e-05 | 1034.067 | 0 | 936.4609 | -0.00067273 | 1039.3839 | 0.00047562 | 1033.8576 | 0.0074936 | 936.4609 | 0.60272 | 1081.7386 | 0.4268 |  |  | 1505.235 | 0.00051317 | 1281.9557 | 0.013988 |  |  |  |  | 1190.5207 | 0 | 1190.5138 | 0.02438
| 1034.0262 | 0.0053807 | 936.7025 | 0.0016307 | 936.7025 | 0.0074076 | 936.9935 | 0.00035444 | 1034.2371 | 8.9995e-05 | 936.7025 | 0.0029853 | 1039.5557 | 0.0013027 | 1034.0262 | 0.007105 | 936.7025 | 0.60493 | 1081.8551 | 0.42372 |  |  | 1505.929 | 0.00026108 | 1282.0361 | 0.013867 |  |  |  |  | 1190.5902 | 0 | 1190.5832 | 0.0247
| 1034.1947 | 0.0047815 | 936.9442 | -0.0033553 | 936.9442 | -0.00042075 | 937.2356 | -3.2713e-05 | 1034.4072 | 0 | 936.9442 | 0.00018674 | 1039.7274 | 0.00012337 | 1034.1947 | 0.0074546 | 936.9442 | 0.60873 | 1081.9716 | 0.42121 |  |  | 1506.623 | 0.00037896 | 1282.1167 | 0.013736 |  |  |  |  | 1190.6597 | 0 | 1190.6527 | 0.02505
| 1034.3633 | 0.0077722 | 937.1858 | 0.0024383 | 937.1858 | -0.0020679 | 937.4777 | 0.00034956 | 1034.5773 | 5.0004e-05 | 937.1858 | 0.0061623 | 1039.8991 | 0.0010327 | 1034.3633 | 0.0072077 | 937.1858 | 0.61053 | 1082.0881 | 0.41902 |  |  | 1507.319 | 0.00051629 | 1282.1973 | 0.013615 |  |  |  |  | 1190.7291 | 0 | 1190.7222 | 0.02539
| 1034.5319 | 0.0068207 | 937.4274 | -0.0050156 | 937.4274 | -0.00040152 | 937.7197 | 4.6187e-05 | 1034.7474 | 0 | 937.4274 | -0.0020756 | 1040.0709 | 0.00038595 | 1034.5319 | 0.0075181 | 937.4274 | 0.61514 | 1082.2046 | 0.41715 |  |  | 1508.015 | 0.00031408 | 1282.2777 | 0.013495 |  |  |  |  | 1190.7986 | 0 | 1190.7916 | 0.0257
| 1034.7005 | 0.0062248 | 937.669 | 0.00025519 | 937.669 | 1.0121e-06 | 937.9618 | 0.00064554 | 1034.9175 | 5.0004e-05 | 937.669 | 0.0042879 | 1040.2426 | 0.0010552 | 1034.7005 | 0.0071229 | 937.669 | 0.61874 | 1082.3212 | 0.4154 |  |  | 1508.711 | 0.00025119 | 1282.3583 | 0.013374 |  |  |  |  | 1190.868 | 0 | 1190.8611 | 0.02595
| 1034.8691 | 0.007225 | 937.9107 | -0.0037776 | 937.9107 | -0.004755 | 938.2039 | 0.00010558 | 1035.0877 | 0 | 937.9107 | -0.0030742 | 1040.4144 | 0.00042467 | 1034.8691 | 0.0073816 | 937.9107 | 0.62055 | 1082.4377 | 0.41383 |  |  | 1509.409 | 0.00057028 | 1282.4388 | 0.013254 |  |  |  |  | 1190.9375 | 0 | 1190.9305 | 0.02612
| 1035.0376 | 0.0056269 | 938.1523 | 0.0018891 | 938.1523 | -0.0041604 | 938.446 | 0.00049949 | 1035.2578 | 6.9993e-05 | 938.1523 | 0.0060459 | 1040.5861 | 0.0013677 | 1035.0376 | 0.0071878 | 938.1523 | 0.62595 | 1082.5546 | 0.41191 |  |  | 1510.107 | 0.00048728 | 1282.5194 | 0.013133 |  |  |  |  | 1191.007 | 0 | 1191 | 0.02622
| 1035.2062 | 0.0053089 | 938.3939 | -0.0027606 | 938.3939 | -0.0060313 | 938.6881 | 0.00043306 | 1035.4279 | 0 | 938.3939 | -0.00032135 | 1040.7578 | 0.00048204 | 1035.2062 | 0.0074528 | 938.394 | 0.62856 | 1082.671 | 0.40832 |  |  | 1510.805 | 0.00051774 | 1282.6 | 0.013012 |  |  |  |  | 1191.0765 | 0 | 1191.0696 | 0.02626
| 1035.3748 | 0.0076666 | 938.6356 | 0.0012393 | 938.6356 | 0.0022382 | 938.9302 | 0.00057332 | 1035.598 | 6.9993e-05 | 938.6356 | 0.0046816 | 1040.9296 | 0.001398 | 1035.3748 | 0.0070882 | 938.6356 | 0.63236 | 1082.7877 | 0.4047 |  |  | 1511.504 | 0.00045263 | 1282.6805 | 0.012892 |  |  |  |  | 1191.146 | 0 | 1191.139 | 0.02625
| 1035.5434 | 0.0045178 | 938.8773 | -0.0035483 | 938.8773 | -0.0051227 | 939.1723 | -5.7215e-05 | 1035.7681 | 0 | 938.8773 | 0.0005102 | 1041.1013 | 0.00044453 | 1035.5434 | 0.0073873 | 938.8773 | 0.63797 | 1082.9045 | 0.40218 |  |  | 1512.204 | 0.00078667 | 1282.7611 | 0.012771 |  |  |  |  | 1191.2156 | 0 | 1191.2085 | 0.02622
| 1035.712 | 0.0067699 | 939.1189 | 0.003225 | 939.1189 | 0.008366 | 939.4144 | 0.00038361 | 1035.9383 | 6.9993e-05 | 939.1189 | 0.0048159 | 1041.2731 | 0.000534 | 1035.712 | 0.0070848 | 939.1189 | 0.64157 | 1083.021 | 0.39945 |  |  | 1512.905 | 0.00040343 | 1282.8417 | 0.012662 |  |  |  |  | 1191.285 | 0 | 1191.2781 | 0.02617
| 1035.8806 | 0.0057835 | 939.3606 | -0.0046646 | 939.3606 | -0.0067495 | 939.6566 | -0.00025972 | 1036.1084 | 0 | 939.3606 | 0.00017921 | 1041.4448 | 0.00015185 | 1035.8806 | 0.0074611 | 939.3606 | 0.64357 | 1083.1377 | 0.3971 |  |  | 1513.606 | 0.00056182 | 1282.9222 | 0.012541 |  |  |  |  | 1191.3546 | 0 | 1191.3477 | 0.02614
| 1036.0491 | 0.0068402 | 939.6023 | 0.0028039 | 939.6023 | 0.0014603 | 939.8987 | 0.0011043 | 1036.2785 | 3.0002e-05 | 939.6023 | 0.0019938 | 1041.6166 | 0.00076047 | 1036.0491 | 0.0071438 | 939.6023 | 0.64818 | 1083.2544 | 0.39492 |  |  | 1514.307 | 0.00031758 | 1283.0029 | 0.012431 |  |  |  |  | 1191.4241 | 0 | 1191.4171 | 0.02614
| 1036.2177 | 0.0062933 | 939.8439 | -0.0044076 | 939.8439 | -0.0029317 | 940.1408 | -0.00010272 | 1036.4486 | 0 | 939.8439 | -0.0011958 | 1041.7883 | 0.00035326 | 1036.2177 | 0.007331 | 939.8439 | 0.64978 | 1083.3712 | 0.39257 |  |  | 1515.01 | 0.00024661 | 1283.0835 | 0.012322 |  |  |  |  | 1191.4936 | 0 | 1191.4867 | 0.02618
| 1036.3863 | 0.0053631 | 940.0856 | 0.0016892 | 940.0856 | 0.0001675 | 940.383 | -6.2272e-05 | 1036.6188 | 3.0002e-05 | 940.0856 | 0.004822 | 1041.9601 | 0.00081724 | 1036.3863 | 0.0068465 | 940.0856 | 0.65238 | 1083.488 | 0.3903 |  |  | 1515.713 | 0.00048377 | 1283.1642 | 0.012212 |  |  |  |  | 1191.5632 | 0 | 1191.5563 | 0.02625
| 1036.5549 | 0.0057308 | 940.3273 | -0.001942 | 940.3273 | 0.00066201 | 940.6251 | 9.2568e-05 | 1036.7889 | 0 | 940.3273 | 0.00045396 | 1042.1318 | 0.00044453 | 1036.5549 | 0.0069893 | 940.3273 | 0.65539 | 1083.6049 | 0.38777 |  |  | 1516.417 | 0.00040134 | 1283.2449 | 0.012102 |  |  |  |  | 1191.6328 | 0 | 1191.6257 | 0.02635
| 1036.7235 | 0.0064182 | 940.569 | 0.0021052 | 940.569 | 0.0047592 | 940.8673 | 0.00056234 | 1036.959 | 8.9995e-05 | 940.569 | 0.0054044 | 1042.3036 | 0.00069548 | 1036.7235 | 0.0067124 | 940.569 | 0.66059 | 1083.7217 | 0.38552 |  |  | 1517.121 | 0.00049715 | 1283.3254 | 0.011993 |  |  |  |  | 1191.7024 | 0 | 1191.6953 | 0.02643
| 1036.892 | 0.0069261 | 940.8107 | -0.004805 | 940.8107 | -0.0072298 | 941.1094 | 9.7983e-05 | 1037.1292 | 0 | 940.8107 | -0.0032909 | 1042.4753 | 0.00051775 | 1036.892 | 0.0070639 | 940.8107 | 0.6644 | 1083.8386 | 0.38354 |  |  | 1517.826 | 0.00035504 | 1283.4061 | 0.011883 |  |  |  |  | 1191.7719 | 0 | 1191.7649 | 0.02649
| 1037.0606 | 0.0057676 | 941.0524 | 0.0021441 | 941.0524 | -0.0043265 | 941.3516 | 0.0010112 | 1037.2993 | 5.0004e-05 | 941.0524 | 0.0072481 | 1042.6471 | 0.00077151 | 1037.0606 | 0.0068258 | 941.0524 | 0.666 | 1083.9556 | 0.38142 |  |  | 1518.532 | 0.00038152 | 1283.4868 | 0.011774 |  |  |  |  | 1191.8416 | 0 | 1191.8345 | 0.0265
| 1037.2292 | 0.0079633 | 941.2941 | -0.0058014 | 941.2941 | -0.0078753 | 941.5938 | 0.00025215 | 1037.4695 | 0 | 941.2941 | -0.00077754 | 1042.8188 | 0.0006024 | 1037.2292 | 0.0071175 | 941.2941 | 0.669 | 1084.0725 | 0.37931 |  |  | 1519.238 | 0.00081777 | 1283.5675 | 0.011675 |  |  |  |  | 1191.9111 | 0 | 1191.9041 | 0.02649
| 1037.3978 | 0.0063654 | 941.5359 | 0.0037845 | 941.5359 | 0.0080656 | 941.836 | 0.00020143 | 1037.6396 | 8.9995e-05 | 941.5359 | 0.0048756 | 1042.9906 | 0.00074403 | 1037.3978 | 0.0068667 | 941.5359 | 0.67041 | 1084.1895 | 0.37705 |  |  | 1519.945 | 0.0002663 | 1283.6482 | 0.011565 |  |  |  |  | 1191.9807 | 0 | 1191.9738 | 0.02647
| 1037.5664 | 0.0055374 | 941.7776 | -0.0050201 | 941.7776 | -5.6592e-05 | 942.0782 | 0.00026006 | 1037.8097 | 0 | 941.7776 | -0.0022331 | 1043.1624 | 0.0014864 | 1037.5664 | 0.0071354 | 941.7776 | 0.67201 | 1084.3064 | 0.3741 |  |  | 1520.653 | 0.00035735 | 1283.7289 | 0.011467 |  |  |  |  | 1192.0503 | 0 | 1192.0433 | 0.02648
| 1037.7349 | 0.0096888 | 942.0193 | 0.002755 | 942.0193 | 0.0092186 | 942.3204 | 0.00041254 | 1037.9799 | 5.0004e-05 | 942.0193 | 0.0041171 | 1043.3341 | 0.0012142 | 1037.7349 | 0.0071736 | 942.0193 | 0.67681 | 1084.4235 | 0.37113 |  |  | 1521.361 | 0.00071095 | 1283.8096 | 0.011368 |  |  |  |  | 1192.1199 | 0 | 1192.1129 | 0.02656
| 1037.9035 | 0.0085434 | 942.2611 | 0.0011363 | 942.2611 | 0.0058589 | 942.5626 | 0.00042346 | 1038.15 | 0 | 942.2611 | 0.0052714 | 1043.5059 | 0.0014118 | 1037.9035 | 0.0072985 | 942.2611 | 0.67741 | 1084.5404 | 0.36886 |  |  | 1522.07 | 0.00070374 | 1283.8904 | 0.011269 |  |  |  |  | 1192.1896 | 0 | 1192.1826 | 0.02672
| 1038.0721 | 0.006594 | 942.5028 | -0.0062342 | 942.5028 | -0.0060876 | 942.8048 | -0.00022568 | 1038.3202 | 1.0001e-05 | 942.5028 | -0.0032733 | 1043.6777 | 0.00019017 | 1038.0721 | 0.0072559 | 942.5028 | 0.68162 | 1084.6575 | 0.3668 |  |  | 1522.78 | 0.0004343 | 1283.9711 | 0.011171 |  |  |  |  | 1192.2592 | 0 | 1192.2522 | 0.02695
| 1038.2407 | 0.0076469 | 942.7445 | 0.0022513 | 942.7445 | 0.0025743 | 943.0471 | 0.00050299 | 1038.4903 | 0 | 942.7445 | 0.0067527 | 1043.8494 | 0.00063249 | 1038.2407 | 0.00706 | 942.7446 | 0.68262 | 1084.7748 | 0.36458 |  |  | 1523.49 | 0.00042052 | 1284.0519 | 0.011072 |  |  |  |  | 1192.3289 | 0 | 1192.3218 | 0.02721
| 1038.4093 | 0.0047477 | 942.9863 | -0.0033161 | 942.9863 | 0.00084775 | 943.2892 | 4.2488e-05 | 1038.6605 | 1.0001e-05 | 942.9863 | 1.6853e-05 | 1044.0212 | 0.00019558 | 1038.4093 | 0.0071536 | 942.9863 | 0.68462 | 1084.8917 | 0.36277 |  |  | 1524.201 | 0.00047965 | 1284.1326 | 0.010973 |  |  |  |  | 1192.3984 | 0 | 1192.3915 | 0.02745
| 1038.5778 | 0.0086665 | 943.2281 | 0.0032181 | 943.2281 | 0.0033052 | 943.5315 | 0.00071066 | 1038.8306 | 6.6672e-06 | 943.2281 | 0.0013549 | 1044.1929 | 0.00041484 | 1038.5778 | 0.0068807 | 943.2281 | 0.69083 | 1085.0089 | 0.36075 |  |  | 1524.913 | 0.0005422 | 1284.2134 | 0.010875 |  |  |  |  | 1192.4681 | 0 | 1192.4612 | 0.02761
| 1038.7464 | 0.0069985 | 943.4698 | -0.003866 | 943.4698 | -0.0075462 | 943.7737 | 0.00014905 | 1039.0008 | 1.0001e-05 | 943.4698 | -0.0012714 | 1044.3647 | 8.8264e-05 | 1038.7464 | 0.0071633 | 943.4698 | 0.69584 | 1085.126 | 0.35747 |  |  | 1525.625 | 0.00017957 | 1284.2942 | 0.010787 |  |  |  |  | 1192.5378 | 0 | 1192.5308 | 0.02763
| 1038.915 | 0.010354 | 943.7116 | 0.0022369 | 943.7116 | -0.0010849 | 944.016 | 0.00096184 | 1039.1709 | 6.6672e-06 | 943.7116 | 0.0045391 | 1044.5365 | 0.0010245 | 1038.915 | 0.0070213 | 943.7116 | 0.69984 | 1085.2432 | 0.35446 |  |  | 1526.338 | 0.00027127 | 1284.3749 | 0.010688 |  |  |  |  | 1192.6074 | 0 | 1192.6005 | 0.0275
| 1039.0836 | 0.0056797 | 943.9534 | -0.0059955 | 943.9534 | -0.005718 | 944.2582 | -0.00048198 | 1039.3411 | 0 | 943.9534 | -0.0027663 | 1044.7083 | 0.00036128 | 1039.0836 | 0.0073356 | 943.9534 | 0.70144 | 1085.3605 | 0.35218 |  |  | 1527.052 | 0.00044271 | 1284.4557 | 0.010601 |  |  |  |  | 1192.6771 | 0 | 1192.6702 | 0.02719
| 1039.2522 | 0.006891 | 944.1952 | 0.0044439 | 944.1952 | 0.0028731 | 944.5005 | -6.9396e-05 | 1039.5113 | 2.6669e-05 | 944.1952 | 0.0058739 | 1044.88 | 0.00086138 | 1039.2522 | 0.0070259 | 944.1952 | 0.70425 | 1085.4777 | 0.35057 |  |  | 1527.766 | 0.00033644 | 1284.5365 | 0.010513 |  |  |  |  | 1192.7468 | 0 | 1192.7399 | 0.02675
| 1039.4207 | 0.0058731 | 944.4369 | -0.0030038 | 944.4369 | -0.0045356 | 944.7428 | 0.0003073 | 1039.6814 | 3.0002e-05 | 944.4369 | 0.00085373 | 1045.0518 | 0.00013661 | 1039.4207 | 0.0073282 | 944.4369 | 0.70925 | 1085.5951 | 0.34912 |  |  | 1528.481 | 0.0006961 | 1284.6173 | 0.010425 |  |  |  |  | 1192.8165 | 0 | 1192.8096 | 0.02621
| 1039.5893 | 0.007559 | 944.6787 | 0.0026568 | 944.6787 | 0.0011316 | 944.985 | 0.00064134 | 1039.8516 | 6.6672e-06 | 944.6787 | 0.0052312 | 1045.2236 | 0.00063229 | 1039.5893 | 0.0070597 | 944.6787 | 0.71226 | 1085.7122 | 0.34649 |  |  | 1529.197 | 0.00037597 | 1284.6982 | 0.010327 |  |  |  |  | 1192.8862 | 0 | 1192.8793 | 0.02565
| 1039.7579 | 0.0087744 | 944.9205 | -0.0035279 | 944.9205 | -0.0010417 | 945.2274 | -0.00084342 | 1040.0217 | 1.0001e-05 | 944.9205 | -0.0032706 | 1045.3954 | 0.00039919 | 1039.7579 | 0.007367 | 944.9205 | 0.71746 | 1085.8295 | 0.34369 |  |  | 1529.913 | 0.00035055 | 1284.7791 | 0.010239 |  |  |  |  | 1192.9559 | 0 | 1192.949 | 0.02514
| 1039.9265 | 0.0068558 | 945.1623 | 0.0041081 | 945.1623 | 0.013694 | 945.4696 | 0.000131 | 1040.1919 | 0 | 945.1623 | 0.0048385 | 1045.5671 | 0.0013386 | 1039.9265 | 0.0070641 | 945.1623 | 0.72187 | 1085.9469 | 0.34116 |  |  | 1530.63 | 0.00049265 | 1284.8599 | 0.010162 |  |  |  |  | 1193.0256 | 0 | 1193.0187 | 0.02473
| 1040.0951 | 0.0041674 | 945.4041 | -0.0051165 | 945.4041 | -0.0083774 | 945.7119 | -0.00047632 | 1040.3621 | 3.0002e-05 | 945.4041 | 0.00040523 | 1045.7389 | 0.00054944 | 1040.0951 | 0.0074567 | 945.4041 | 0.72527 | 1086.0642 | 0.33911 |  |  | 1531.348 | 0.00048542 | 1284.9408 | 0.010074 |  |  |  |  | 1193.0955 | 0 | 1193.0884 | 0.02446
| 1040.2636 | 0.0068734 | 945.646 | 0.0022631 | 945.646 | 0.0068122 | 945.9542 | -3.5056e-05 | 1040.5322 | 6.6672e-06 | 945.646 | 0.0034964 | 1045.9107 | 0.0015865 | 1040.2636 | 0.007306 | 945.646 | 0.72607 | 1086.1816 | 0.33733 |  |  | 1532.066 | 0.0005177 | 1285.0216 | 0.0099867 |  |  |  |  | 1193.1652 | 0 | 1193.1582 | 0.02438
| 1040.4322 | 0.0052225 | 945.8878 | -0.0022545 | 945.8878 | -0.0096343 | 946.1965 | 3.1161e-05 | 1040.7024 | 3.0002e-05 | 945.8878 | -0.0042136 | 1046.0825 | 0.00075927 | 1040.4322 | 0.0075567 | 945.8878 | 0.73028 | 1086.2991 | 0.33497 |  |  | 1532.785 | 0.00047564 | 1285.1025 | 0.009899 |  |  |  |  | 1193.2349 | 0 | 1193.2279 | 0.02446
| 1040.6008 | 0.0074535 | 946.1296 | 0.0037057 | 946.1296 | 0.0013626 | 946.4388 | 0.00056677 | 1040.8726 | 0 | 946.1296 | 0.0049702 | 1046.2542 | 0.0012897 | 1040.6008 | 0.0072038 | 946.1296 | 0.73528 | 1086.4165 | 0.33249 |  |  | 1533.505 | 0.00035906 | 1285.1834 | 0.0098223 |  |  |  |  | 1193.3047 | 0 | 1193.2976 | 0.02469
| 1040.7694 | 0.0062072 | 946.3714 | -0.0020246 | 946.3714 | -0.0033313 | 946.6812 | -0.0006134 | 1041.0428 | 0 | 946.3714 | -0.001841 | 1046.426 | 0.00052497 | 1040.7694 | 0.0073357 | 946.3714 | 0.73929 | 1086.5339 | 0.32975 |  |  | 1534.225 | 0.00042423 | 1285.2643 | 0.0097346 |  |  |  |  | 1193.3744 | 0 | 1193.3674 | 0.02503
| 1040.9379 | 0.0058362 | 946.6133 | 0.0036751 | 946.6133 | -0.0031466 | 946.9235 | 0.00069652 | 1041.2129 | 0 | 946.6133 | 0.0054761 | 1046.5978 | 0.0014499 | 1040.9379 | 0.0070784 | 946.6133 | 0.74109 | 1086.6515 | 0.32718 |  |  | 1534.947 | 0.00034068 | 1285.3452 | 0.0096579 |  |  |  |  | 1193.4442 | 0 | 1193.4373 | 0.02544
| 1041.1065 | 0.0059962 | 946.8551 | -0.003088 | 946.8551 | -0.0082062 | 947.1658 | 2.093e-06 | 1041.3831 | 0 | 946.8551 | -0.0015421 | 1046.7696 | 0.00035867 | 1041.1065 | 0.0072823 | 946.8551 | 0.7455 | 1086.7688 | 0.32536 |  |  | 1535.668 | 0.00033808 | 1285.4262 | 0.0095811 |  |  |  |  | 1193.5139 | 0 | 1193.507 | 0.02589
| 1041.2751 | 0.0077523 | 947.097 | 0.0014022 | 947.097 | 0.0014156 | 947.4082 | 0.00044745 | 1041.5533 | 6.6672e-06 | 947.097 | 0.0044681 | 1046.9414 | 0.0014903 | 1041.2751 | 0.0070758 | 947.097 | 0.7501 | 1086.8864 | 0.32364 |  |  | 1536.391 | 0.0005339 | 1285.5071 | 0.0094934 |  |  |  |  | 1193.5837 | 0 | 1193.5768 | 0.02635
| 1041.4437 | 0.0076139 | 947.3388 | -0.0016592 | 947.3388 | 0.0042386 | 947.6505 | 0.00037748 | 1041.7235 | 0 | 947.3388 | 0.00066108 | 1047.1132 | 0.0007013 | 1041.4437 | 0.0073477 | 947.3388 | 0.75751 | 1087.0039 | 0.32143 |  |  | 1537.114 | 0.00056143 | 1285.588 | 0.0094167 |  |  |  |  | 1193.6536 | 0 | 1193.6466 | 0.02681
| 1041.6122 | 0.0073129 | 947.5807 | 0.0020037 | 947.5807 | -0.0017109 | 947.8929 | 0.0006656 | 1041.8937 | 0 | 947.5807 | 0.0045013 | 1047.285 | 0.0010993 | 1041.6122 | 0.0072102 | 947.5807 | 0.76051 | 1087.1216 | 0.31923 |  |  | 1537.838 | 0.00030601 | 1285.6689 | 0.00934 |  |  |  |  | 1193.7234 | 0 | 1193.7163 | 0.02724
| 1041.7808 | 0.0073677 | 947.8226 | -0.0045026 | 947.8226 | -0.0041115 | 948.1353 | -0.00055012 | 1042.0638 | 0 | 947.8226 | -0.0018316 | 1047.4567 | 0.00011153 | 1041.7808 | 0.0073977 | 947.8226 | 0.76392 | 1087.2391 | 0.31764 |  |  | 1538.562 | 0.00034044 | 1285.7499 | 0.0092632 |  |  |  |  | 1193.7932 | 0 | 1193.7861 | 0.02764
| 1041.9494 | 0.0085434 | 948.0644 | 0.00074007 | 948.0644 | 0.0020264 | 948.3776 | 0.0001422 | 1042.234 | 0 | 948.0644 | 0.0043323 | 1047.6285 | 0.00073801 | 1041.9494 | 0.0071889 | 948.0644 | 0.76452 | 1087.3568 | 0.31585 |  |  | 1539.287 | 0.00021434 | 1285.8308 | 0.0091865 |  |  |  |  | 1193.863 | 0 | 1193.856 | 0.028
| 1042.118 | 0.0066819 | 948.3063 | -0.0059197 | 948.3063 | -0.0074392 | 948.62 | 0.00030315 | 1042.4042 | 5.0004e-05 | 948.3063 | -0.0013195 | 1047.8003 | 0.00054744 | 1042.118 | 0.0073642 | 948.3063 | 0.76892 | 1087.4745 | 0.31343 |  |  | 1540.013 | 0.00027769 | 1285.9119 | 0.0091097 |  |  |  |  | 1193.9329 | 0 | 1193.9258 | 0.0283
| 1042.2865 | 0.0074535 | 948.5482 | 0.0039728 | 948.5482 | -0.011143 | 948.8624 | 8.5847e-06 | 1042.5744 | 0 | 948.5482 | 0.0012062 | 1047.9721 | 0.00020882 | 1042.2865 | 0.0070635 | 948.5482 | 0.76452 | 1087.5922 | 0.31077 |  |  | 1540.739 | 0.00038046 | 1285.9928 | 0.009044 |  |  |  |  | 1194.0027 | 0 | 1193.9956 | 0.02854
| 1042.4551 | 0.0078425 | 948.7901 | -0.00074885 | 948.7901 | -0.0024877 | 949.1048 | -0.00032286 | 1042.7446 | 0 | 948.7901 | -0.0019603 | 1048.1439 | 0.00023972 | 1042.4551 | 0.0073075 | 948.7901 | 0.76752 | 1087.7098 | 0.30846 |  |  | 1541.467 | 0.00042142 | 1286.0738 | 0.0089672 |  |  |  |  | 1194.0725 | 0 | 1194.0656 | 0.02872
| 1042.6237 | 0.0073305 | 949.032 | 0.0034871 | 949.032 | 0.010092 | 949.3472 | 8.0055e-05 | 1042.9148 | 0 | 949.032 | 0.007283 | 1048.3157 | 0.00069668 | 1042.6237 | 0.0071084 | 949.032 | 0.76952 | 1087.8276 | 0.30652 |  |  | 1542.194 | 0.00034832 | 1286.1549 | 0.0088905 |  |  |  |  | 1194.1423 | 0 | 1194.1354 | 0.02884
| 1042.7923 | 0.0061544 | 949.2739 | -0.0043836 | 949.2739 | -0.0034979 | 949.5896 | -0.00071416 | 1043.085 | 1.0001e-05 | 949.2739 | -0.0040235 | 1048.4875 | 0.00018114 | 1042.7923 | 0.0073131 | 949.2739 | 0.77593 | 1087.9454 | 0.30382 |  |  | 1542.923 | 0.00042861 | 1286.2358 | 0.0088247 |  |  |  |  | 1194.2122 | 0 | 1194.2052 | 0.0289
| 1042.9608 | 0.0076293 | 949.5158 | 0.00067065 | 949.5158 | 0.007131 | 949.832 | 0.00080091 | 1043.2552 | 0 | 949.5158 | 0.0026525 | 1048.6593 | 0.00086599 | 1042.9608 | 0.0069127 | 949.5158 | 0.77833 | 1088.0632 | 0.30072 |  |  | 1543.652 | 0.00047014 | 1286.3169 | 0.008748 |  |  |  |  | 1194.2821 | 0 | 1194.2751 | 0.02892
| 1043.1294 | 0.005117 | 949.7577 | -0.0081159 | 949.7577 | -0.004798 | 950.0744 | -0.00022459 | 1043.4254 | 1.0001e-05 | 949.7577 | -0.0035231 | 1048.8311 | 5.8976e-05 | 1043.1294 | 0.0070304 | 949.7577 | 0.78634 | 1088.181 | 0.29923 |  |  | 1544.382 | 0.00028248 | 1286.398 | 0.0086822 |  |  |  |  | 1194.3519 | 0 | 1194.345 | 0.02891
| 1043.298 | 0.0099497 | 949.9996 | 0.0042108 | 949.9996 | 0.0026008 | 950.3168 | 0.0012546 | 1043.5956 | 0 | 949.9996 | 0.0019581 | 1049.0029 | 0.000735 | 1043.298 | 0.0068786 | 949.9996 | 0.78694 | 1088.2988 | 0.2983 |  |  | 1545.113 | 0.00035696 | 1286.479 | 0.0086055 |  |  |  |  | 1194.4219 | 0 | 1194.4148 | 0.02887
| 1043.4666 | 0.0071391 | 950.2415 | -0.0053554 | 950.2415 | 0.0053063 | 950.5593 | 0.0003939 | 1043.7658 | 0 | 950.2415 | 0.00059959 | 1049.1747 | 9.5084e-05 | 1043.4666 | 0.0071182 | 950.2415 | 0.79155 | 1088.4167 | 0.29594 |  |  | 1545.844 | 0.00051569 | 1286.5601 | 0.0085397 |  |  |  |  | 1194.4917 | 0 | 1194.4847 | 0.02881
| 1043.6351 | 0.0055198 | 950.4834 | 0.0018887 | 950.4834 | 0.0044818 | 950.8017 | 0.00043052 | 1043.936 | 0 | 950.4834 | 0.0058007 | 1049.3465 | 0.0013613 | 1043.6351 | 0.0069541 | 950.4834 | 0.79636 | 1088.5347 | 0.29373 |  |  | 1546.576 | 0.00049837 | 1286.6411 | 0.0084739 |  |  |  |  | 1194.5617 | 0 | 1194.5547 | 0.02872
| 1043.8037 | 0.0051521 | 950.7254 | -0.00090659 | 950.7254 | -0.0026023 | 951.0442 | -5.7523e-05 | 1044.1062 | 1.0001e-05 | 950.7254 | -0.00017204 | 1049.5183 | 0.00034182 | 1043.8037 | 0.0072632 | 950.7254 | 0.80176 | 1088.6526 | 0.29259 |  |  | 1547.309 | 0.00047447 | 1286.7223 | 0.0083972 |  |  |  |  | 1194.6316 | 0 | 1194.6245 | 0.02859
| 1043.9723 | 0.0073129 | 950.9673 | 0.002846 | 950.9673 | -3.1006e-05 | 951.2866 | 0.00036799 | 1044.2764 | 0 | 950.9673 | 0.0063626 | 1049.6901 | 0.0014554 | 1043.9723 | 0.0071499 | 950.9673 | 0.80276 | 1088.7705 | 0.29126 |  |  | 1548.042 | 0.0003157 | 1286.8033 | 0.0083314 |  |  |  |  | 1194.7014 | 0 | 1194.6945 | 0.02843
| 1044.1409 | 0.0051521 | 951.2093 | -0.003498 | 951.2093 | -0.010364 | 951.5291 | -0.00030043 | 1044.4466 | 1.0001e-05 | 951.2093 | -0.0041348 | 1049.8619 | 0.00049628 | 1044.1409 | 0.0074096 | 951.2093 | 0.80597 | 1088.8887 | 0.28951 |  |  | 1548.776 | 0.00035713 | 1286.8844 | 0.0082656 |  |  |  |  | 1194.7714 | 0 | 1194.7644 | 0.0282
| 1044.3094 | 0.0083676 | 951.4512 | 0.0028123 | 951.4512 | 0.0046926 | 951.7715 | 0.00070708 | 1044.6168 | 0 | 951.4512 | 0.0059757 | 1050.0337 | 0.0010636 | 1044.3094 | 0.0070595 | 951.4512 | 0.80717 | 1089.0065 | 0.28761 |  |  | 1549.511 | 0.00046965 | 1286.9656 | 0.0081999 |  |  |  |  | 1194.8413 | 0 | 1194.8344 | 0.02792
| 1044.478 | 0.0070512 | 951.6932 | -0.0019503 | 951.6932 | -0.004197 | 952.014 | 7.4718e-05 | 1044.787 | 0 | 951.6932 | -0.0034134 | 1050.2055 | 6.8405e-05 | 1044.478 | 0.0073073 | 951.6932 | 0.81097 | 1089.1245 | 0.28533 |  |  | 1550.247 | 0.00039389 | 1287.0466 | 0.0081341 |  |  |  |  | 1194.9113 | 0 | 1194.9043 | 0.02758
| 1044.6466 | 0.0065218 | 951.9351 | 0.0034865 | 951.9351 | 0.0032973 | 952.2565 | 0.00069002 | 1044.9572 | 0 | 951.9351 | 0.0061296 | 1050.3773 | 0.0013753 | 1044.6466 | 0.0069966 | 951.9351 | 0.81638 | 1089.2426 | 0.2828 |  |  | 1550.983 | 0.00030513 | 1287.1278 | 0.0080683 |  |  |  |  | 1194.9812 | 0 | 1194.9742 | 0.02719
| 1044.8151 | 0.0066819 | 952.1771 | -0.0088277 | 952.1771 | 0.0020331 | 952.499 | 9.9904e-06 | 1045.1274 | 0 | 952.1771 | -0.0013365 | 1050.5491 | 0.00044373 | 1044.8151 | 0.0072276 | 952.1771 | 0.82058 | 1089.3607 | 0.2805 |  |  | 1551.72 | 0.00027604 | 1287.209 | 0.0080025 |  |  |  |  | 1195.0512 | 0 | 1195.0442 | 0.02677
| 1044.9837 | 0.0060296 | 952.4191 | 0.0018475 | 952.4191 | 0.012371 | 952.7415 | 0.00016739 | 1045.2976 | 0 | 952.4191 | 0.0050058 | 1050.721 | 0.0010385 | 1044.9837 | 0.0069671 | 952.4191 | 0.82419 | 1089.4788 | 0.27852 |  |  | 1552.457 | 0.00044414 | 1287.2902 | 0.0079368 |  |  |  |  | 1195.1211 | 0 | 1195.1141 | 0.02634
| 1045.1523 | 0.0058379 | 952.661 | -0.0062665 | 952.661 | -0.0034218 | 952.9839 | 0.00023698 | 1045.4678 | 0 | 952.661 | -0.0024125 | 1050.8928 | 0.00046118 | 1045.1523 | 0.0072277 | 952.661 | 0.8302 | 1089.5969 | 0.27636 |  |  | 1553.196 | 0.00027148 | 1287.3712 | 0.007882 |  |  |  |  | 1195.1912 | 0 | 1195.1841 | 0.02595
| 1045.3209 | 0.0091411 | 952.903 | 0.0009419 | 952.903 | -0.0003014 | 953.2265 | 0.00058843 | 1045.638 | 0 | 952.903 | 0.0054661 | 1051.0646 | 0.0014792 | 1045.3209 | 0.0069696 | 952.903 | 0.833 | 1089.7151 | 0.27403 |  |  | 1553.935 | 0.0004126 | 1287.4524 | 0.0078162 |  |  |  |  | 1195.2611 | 0 | 1195.2541 | 0.02563
| 1045.4894 | 0.0070336 | 953.145 | -0.0022318 | 953.145 | -0.00081462 | 953.469 | 5.2306e-05 | 1045.8083 | 0 | 953.145 | -0.00062042 | 1051.2364 | 0.00054182 | 1045.4894 | 0.0071517 | 953.145 | 0.83781 | 1089.8333 | 0.27208 |  |  | 1554.674 | 0.00044689 | 1287.5337 | 0.0077504 |  |  |  |  | 1195.3311 | 0 | 1195.3241 | 0.02541
| 1045.658 | 0.0076293 | 953.387 | 0.0011967 | 953.387 | 0.0052452 | 953.7115 | 0.00062756 | 1045.9785 | 0 | 953.387 | 0.0089615 | 1051.4082 | 0.00052537 | 1045.658 | 0.0069579 | 953.387 | 0.83881 | 1089.9514 | 0.27031 |  |  | 1555.415 | 0.00057139 | 1287.6149 | 0.0076956 |  |  |  |  | 1195.4011 | 0 | 1195.3942 | 0.02531
| 1045.8266 | 0.004906 | 953.629 | -0.0045234 | 953.629 | -0.0073433 | 953.954 | 0.00055005 | 1046.1487 | 0 | 953.629 | -0.0048254 | 1051.58 | 0.0001679 | 1045.8266 | 0.0073047 | 953.629 | 0.84241 | 1090.0697 | 0.2682 |  |  | 1556.156 | 0.0002696 | 1287.696 | 0.0076298 |  |  |  |  | 1195.4711 | 0 | 1195.4641 | 0.02533
| 1045.9951 | 0.010055 | 953.871 | 0.003728 | 953.871 | -0.0039425 | 954.1966 | 0.00048907 | 1046.3189 | 0 | 953.871 | 0.0027174 | 1051.7518 | 0.0010028 | 1045.9951 | 0.0071249 | 953.871 | 0.84521 | 1090.1879 | 0.26587 |  |  | 1556.898 | 0.00043783 | 1287.7772 | 0.007564 |  |  |  |  | 1195.5411 | 0 | 1195.5342 | 0.02545
| 1046.1637 | 0.0068754 | 954.113 | -0.0038097 | 954.113 | -0.0095749 | 954.4391 | -0.00011935 | 1046.4892 | 0 | 954.113 | -0.0032756 | 1051.9237 | 3.1294e-05 | 1046.1637 | 0.0073893 | 954.113 | 0.84882 | 1090.3062 | 0.26389 |  |  | 1557.64 | 0.0003885 | 1287.8585 | 0.0075092 |  |  |  |  | 1195.6112 | 0 | 1195.6041 | 0.02564
| 1046.3323 | 0.0088598 | 954.355 | -0.00030819 | 954.355 | 0.0065722 | 954.6816 | 0.00022847 | 1046.6594 | 0 | 954.355 | 0.0060175 | 1052.0955 | 0.0015177 | 1046.3323 | 0.0071224 | 954.355 | 0.85363 | 1090.4244 | 0.26268 |  |  | 1558.383 | 0.00046653 | 1287.9397 | 0.0074435 |  |  |  |  | 1195.6811 | 0 | 1195.6742 | 0.02585
| 1046.5009 | 0.0070688 | 954.597 | -0.0014714 | 954.597 | -0.0063882 | 954.9242 | -0.00038486 | 1046.8296 | 0 | 954.597 | -0.0013146 | 1052.2673 | 0.00031374 | 1046.5009 | 0.0072818 | 954.597 | 0.85943 | 1090.5427 | 0.26129 |  |  | 1559.127 | 0.00030791 | 1288.021 | 0.0073886 |  |  |  |  | 1195.7512 | 0 | 1195.7443 | 0.02605
| 1046.6694 | 0.0092641 | 954.8391 | 0.0032389 | 954.8391 | -0.00091217 | 955.1667 | 0.00012143 | 1046.9998 | 0 | 954.8391 | 0.0053098 | 1052.4391 | 0.0011396 | 1046.6694 | 0.007023 | 954.8391 | 0.86163 | 1090.6611 | 0.25897 |  |  | 1559.872 | 0.00060731 | 1288.1022 | 0.0073338 |  |  |  |  | 1195.8213 | 0 | 1195.8143 | 0.02619
| 1046.838 | 0.0060137 | 955.0811 | -0.0045162 | 955.0811 | -0.013376 | 955.4094 | -0.00025136 | 1047.1701 | 0 | 955.0811 | -0.00164 | 1052.6109 | 0.0003683 | 1046.838 | 0.0072994 | 955.0811 | 0.86744 | 1090.7795 | 0.25688 |  |  | 1560.617 | 0.00045924 | 1288.1835 | 0.0072681 |  |  |  |  | 1195.8914 | 0 | 1195.8844 | 0.02629
| 1047.0066 | 0.0069086 | 955.3231 | 0.0021353 | 955.3231 | 0.0068342 | 955.6519 | 0.00075914 | 1047.3403 | 0 | 955.3231 | 0.0042634 | 1052.7828 | 0.0011671 | 1047.0066 | 0.0071965 | 955.3231 | 0.87105 | 1090.8981 | 0.25531 |  |  | 1561.364 | 0.0005543 | 1288.2648 | 0.0072133 |  |  |  |  | 1195.9614 | 0 | 1195.9545 | 0.02633
| 1047.1751 | 0.0059786 | 955.5652 | -0.0047043 | 955.5652 | -0.0017072 | 955.8945 | -0.00025366 | 1047.5105 | 1.0001e-05 | 955.5652 | -0.0012094 | 1052.9546 | 0.00027984 | 1047.1751 | 0.0074562 | 955.5652 | 0.87565 | 1091.0164 | 0.25351 |  |  | 1562.11 | 0.00026631 | 1288.3461 | 0.0071584 |  |  |  |  | 1196.0315 | 0 | 1196.0245 | 0.02635
| 1047.3437 | 0.0083325 | 955.8072 | 0.0018393 | 955.8072 | 0.0027626 | 956.1371 | -1.792e-05 | 1047.6808 | 0 | 955.8072 | 0.0039367 | 1053.1264 | 0.00093299 | 1047.3437 | 0.0071186 | 955.8072 | 0.87865 | 1091.1348 | 0.25108 |  |  | 1562.858 | 0.00058229 | 1288.4274 | 0.0071036 |  |  |  |  | 1196.1016 | 0 | 1196.0946 | 0.02635
| 1047.5123 | 0.0076666 | 956.0493 | -0.0027003 | 956.0493 | 0.00029116 | 956.3797 | -0.00013476 | 1047.851 | 0 | 956.0493 | -0.0024837 | 1053.2982 | 0.00012919 | 1047.5123 | 0.0072126 | 956.0493 | 0.88326 | 1091.2533 | 0.24944 |  |  | 1563.606 | 0.00052852 | 1288.5087 | 0.0070488 |  |  |  |  | 1196.1716 | 0 | 1196.1647 | 0.02634
| 1047.6808 | 0.0077875 | 956.2913 | 0.0025711 | 956.2913 | -0.00059488 | 956.6223 | 0.00042641 | 1048.0212 | 0 | 956.2913 | 0.0049991 | 1053.4701 | 0.00045376 | 1047.6808 | 0.0069712 | 956.2913 | 0.88626 | 1091.3718 | 0.24856 |  |  | 1564.355 | 0.00035556 | 1288.59 | 0.006994 |  |  |  |  | 1196.2417 | 0 | 1196.2347 | 0.02633
| 1047.8494 | 0.0069281 | 956.5334 | -0.004178 | 956.5334 | -0.0019327 | 956.8649 | 0.00051018 | 1048.1915 | 0 | 956.5334 | -0.0049351 | 1053.6419 | 0.00014202 | 1047.8494 | 0.0071842 | 956.5334 | 0.89127 | 1091.4904 | 0.24686 |  |  | 1565.104 | 0.00038769 | 1288.6713 | 0.0069392 |  |  |  |  | 1196.3119 | 0 | 1196.3048 | 0.0263
| 1048.018 | 0.0095454 | 956.7755 | 0.0037171 | 956.7755 | 0.0028918 | 957.1075 | 0.00016887 | 1048.3617 | 0 | 956.7755 | 0.0057145 | 1053.8137 | 0.001216 | 1048.018 | 0.0069278 | 956.7755 | 0.89387 | 1091.6089 | 0.24448 |  |  | 1565.855 | 0.00030296 | 1288.7527 | 0.0068844 |  |  |  |  | 1196.382 | 0 | 1196.375 | 0.02626
| 1048.1865 | 0.0071743 | 957.0175 | -0.0031808 | 957.0175 | -0.0016105 | 957.3501 | 3.073e-05 | 1048.532 | 0 | 957.0175 | -0.0053216 | 1053.9856 | 0.00055305 | 1048.1865 | 0.0070599 | 957.0175 | 0.89828 | 1091.7275 | 0.24241 |  |  | 1566.606 | 0.00045164 | 1288.834 | 0.0068296 |  |  |  |  | 1196.4522 | 0 | 1196.4451 | 0.02618
| 1048.3551 | 0.0084907 | 957.2596 | 0.0039546 | 957.2596 | 0.0023274 | 957.5927 | 0.00065421 | 1048.7022 | 0 | 957.2596 | 0.001266 | 1054.1574 | 0.0015191 | 1048.3551 | 0.006885 | 957.2596 | 0.90188 | 1091.8461 | 0.24095 |  |  | 1567.358 | 0.00043389 | 1288.9154 | 0.0067748 |  |  |  |  | 1196.5222 | 0 | 1196.5153 | 0.02609
| 1048.5237 | 0.0069105 | 957.5017 | -0.0016989 | 957.5017 | -0.0014451 | 957.8354 | -0.00068346 | 1048.8724 | 0 | 957.5017 | 0.00029739 | 1054.3292 | 0.00087682 | 1048.5237 | 0.0072232 | 957.5017 | 0.90509 | 1091.9647 | 0.23882 |  |  | 1568.11 | 0.00041263 | 1288.9967 | 0.0067199 |  |  |  |  | 1196.5924 | 0 | 1196.5853 | 0.026
| 1048.6922 | 0.0074359 | 957.7438 | 0.001222 | 957.7438 | 0.0022313 | 958.078 | 0.00060271 | 1049.0427 | 6.6672e-06 | 957.7438 | 0.0039269 | 1054.5011 | 0.0013851 | 1048.6922 | 0.0070744 | 957.7438 | 0.90629 | 1092.0834 | 0.23687 |  |  | 1568.864 | 0.00048817 | 1289.0781 | 0.0066651 |  |  |  |  | 1196.6625 | 0 | 1196.6555 | 0.02592
| 1048.8608 | 0.0067874 | 957.9859 | -0.0031584 | 957.9859 | -0.008011 | 958.3207 | -6.0024e-06 | 1049.2129 | 0 | 957.9859 | -0.0023556 | 1054.6729 | 1.1835e-05 | 1048.8608 | 0.007276 | 957.9859 | 0.91029 | 1092.2021 | 0.23616 |  |  | 1569.618 | 0.00043553 | 1289.1596 | 0.0066103 |  |  |  |  | 1196.7327 | 0 | 1196.7257 | 0.02586
| 1049.0294 | 0.0070316 | 958.228 | 0.0028514 | 958.228 | 0.0086163 | 958.5633 | 0.00062774 | 1049.3832 | 0 | 958.228 | 0.0045449 | 1054.8447 | 0.0014604 | 1049.0294 | 0.0069757 | 958.228 | 0.91109 | 1092.3208 | 0.23495 |  |  | 1570.372 | 0.00045502 | 1289.241 | 0.0065665 |  |  |  |  | 1196.8029 | 0 | 1196.7959 | 0.02584
| 1049.1979 | 0.0077018 | 958.4701 | -0.0016185 | 958.4701 | -0.0061904 | 958.806 | -0.00054056 | 1049.5534 | 0 | 958.4701 | -0.0015459 | 1055.0166 | 0.00099975 | 1049.1979 | 0.0072123 | 958.4701 | 0.91129 | 1092.4396 | 0.23248 |  |  | 1571.128 | 0.00035865 | 1289.3223 | 0.0065117 |  |  |  |  | 1196.873 | 0 | 1196.866 | 0.02585
| 1049.3665 | 0.0078402 | 958.7122 | 0.0020443 | 958.7122 | 0.0043214 | 959.0486 | -0.00028123 | 1049.7237 | 0 | 958.7122 | 0.0073506 | 1055.1884 | 0.0018948 | 1049.3665 | 0.0070144 | 958.7122 | 0.9127 | 1092.5584 | 0.23056 |  |  | 1571.884 | 0.00024551 | 1289.4037 | 0.0064678 |  |  |  |  | 1196.9432 | 0 | 1196.9362 | 0.0259
| 1049.535 | 0.006383 | 958.9543 | -0.0045546 | 958.9543 | -0.0078371 | 959.2913 | -8.4369e-05 | 1049.8939 | 0 | 958.9543 | -0.0027175 | 1055.3602 | 0.001418 | 1049.535 | 0.007316 | 958.9543 | 0.9157 | 1092.6771 | 0.22957 |  |  | 1572.641 | 0.00029581 | 1289.4852 | 0.006413 |  |  |  |  | 1197.0134 | 0 | 1197.0064 | 0.02597
| 1049.7036 | 0.0086313 | 959.1964 | 0.001298 | 959.1964 | 0.00040506 | 959.534 | 4.3434e-05 | 1050.0642 | 0 | 959.1964 | 0.0038944 | 1055.5321 | 0.0024381 | 1049.7036 | 0.0069812 | 959.1964 | 0.9163 | 1092.796 | 0.22827 |  |  | 1573.398 | 0.0002134 | 1289.5666 | 0.0063582 |  |  |  |  | 1197.0836 | 0 | 1197.0765 | 0.02604
| 1049.8722 | 0.007948 | 959.4386 | -0.0042199 | 959.4386 | -0.0080477 | 959.7767 | -0.00042812 | 1050.2345 | 0 | 959.4386 | -0.00075637 | 1055.7039 | 0.00063145 | 1049.8722 | 0.0070897 | 959.4386 | 0.9201 | 1092.9148 | 0.22624 |  |  | 1574.157 | 0.00028983 | 1289.6481 | 0.0063143 |  |  |  |  | 1197.1538 | 0 | 1197.1469 | 0.02611
| 1050.0407 | 0.0083852 | 959.6807 | 0.0026187 | 959.6807 | 0.0080434 | 960.0193 | 0.00017154 | 1050.4047 | 0 | 959.6807 | 0.0036591 | 1055.8758 | 0.00081905 | 1050.0407 | 0.0069148 | 959.6807 | 0.92031 | 1093.0337 | 0.22398 |  |  | 1574.916 | 0.00044541 | 1289.7295 | 0.0062705 |  |  |  |  | 1197.224 | 0 | 1197.217 | 0.02616
| 1050.2093 | 0.005117 | 959.9228 | -0.0030083 | 959.9228 | -0.0032755 | 960.2621 | -0.00048822 | 1050.575 | 0 | 959.9228 | -0.0010998 | 1056.0476 | 0.00039779 | 1050.2093 | 0.00724 | 959.9228 | 0.92331 | 1093.1526 | 0.22247 |  |  | 1575.676 | 0.00041984 | 1289.811 | 0.0062157 |  |  |  |  | 1197.2942 | 0 | 1197.2872 | 0.02618
| 1050.3779 | 0.0097915 | 960.165 | 0.0032195 | 960.165 | -0.0069317 | 960.5048 | 0.00097936 | 1050.7452 | 0 | 960.165 | 0.0034841 | 1056.2194 | 0.00054784 | 1050.3779 | 0.0070515 | 960.165 | 0.92771 | 1093.2715 | 0.22091 |  |  | 1576.436 | 0.00047939 | 1289.8925 | 0.0061718 |  |  |  |  | 1197.3645 | 0 | 1197.3574 | 0.02616
| 1050.5464 | 0.0056972 | 960.4071 | -0.0058831 | 960.4071 | 0.0031613 | 960.7475 | -9.9823e-06 | 1050.9155 | 1.0001e-05 | 960.4071 | -0.0041171 | 1056.3913 | 0.00091273 | 1050.5464 | 0.0071531 | 960.4071 | 0.92891 | 1093.3905 | 0.2187 |  |  | 1577.198 | 0.00023951 | 1289.974 | 0.006128 |  |  |  |  | 1197.4347 | 0 | 1197.4277 | 0.02609
| 1050.715 | 0.0092114 | 960.6493 | 0.0025126 | 960.6493 | 0.015503 | 960.9902 | 0.00040819 | 1051.0858 | 0 | 960.6493 | 0.0036356 | 1056.5631 | 0.00025777 | 1050.715 | 0.0069426 | 960.6493 | 0.93112 | 1093.5095 | 0.21702 |  |  | 1577.959 | 0.00030235 | 1290.0555 | 0.0060732 |  |  |  |  | 1197.5049 | 0 | 1197.4979 | 0.02595
| 1050.8835 | 0.0081942 | 960.8914 | -0.0047647 | 960.8914 | 0.0010513 | 961.2329 | -0.00059248 | 1051.256 | 0 | 960.8914 | -0.0034042 | 1056.735 | 0.00028084 | 1050.8835 | 0.007295 | 960.8914 | 0.93432 | 1093.6285 | 0.21615 |  |  | 1578.722 | 0.00038938 | 1290.137 | 0.0060293 |  |  |  |  | 1197.5752 | 0 | 1197.5682 | 0.02575
| 1051.0521 | 0.0092817 | 961.1336 | 0.0025142 | 961.1336 | 0.0029983 | 961.4756 | 0.00059055 | 1051.4263 | 0 | 961.1336 | 0.0033922 | 1056.9068 | 0.001683 | 1051.0521 | 0.007158 | 961.1336 | 0.93632 | 1093.7476 | 0.21407 |  |  | 1579.486 | 0.00034945 | 1290.2185 | 0.0059855 |  |  |  |  | 1197.6455 | 0 | 1197.6384 | 0.02548
| 1051.2207 | 0.0058907 | 961.3758 | -0.007361 | 961.3758 | -0.005077 | 961.7184 | -0.00011723 | 1051.5966 | 0 | 961.3758 | -0.0044129 | 1057.0787 | 0.00014764 | 1051.2207 | 0.0075305 | 961.3758 | 0.93973 | 1093.8666 | 0.21163 |  |  | 1580.25 | 0.00043702 | 1290.3001 | 0.0059416 |  |  |  |  | 1197.7157 | 0 | 1197.7087 | 0.02515
| 1051.3892 | 0.0091938 | 961.618 | 0.00332 | 961.618 | 0.0090228 | 961.9612 | 0.00051818 | 1051.7668 | 0 | 961.618 | 0.0040581 | 1057.2505 | 0.0016887 | 1051.3892 | 0.0074127 | 961.618 | 0.94033 | 1093.9856 | 0.21034 |  |  | 1581.015 | 0.00020406 | 1290.3816 | 0.0058978 |  |  |  |  | 1197.786 | 0 | 1197.7791 | 0.02479
| 1051.5578 | 0.0056269 | 961.8601 | -0.0020346 | 961.8601 | -0.00083156 | 962.2039 | 0.00027807 | 1051.9371 | 3.0002e-05 | 961.8601 | -0.00038127 | 1057.4224 | 0.0011105 | 1051.5578 | 0.0076643 | 961.8601 | 0.94253 | 1094.1047 | 0.20845 |  |  | 1581.781 | 0.00037532 | 1290.4631 | 0.0058539 |  |  |  |  | 1197.8563 | 0 | 1197.8492 | 0.0244
| 1051.7263 | 0.0092817 | 962.1023 | 0.0023214 | 962.1023 | 0.0026473 | 962.4467 | 0.00037686 | 1052.1074 | 0 | 962.1023 | 0.0050518 | 1057.5942 | 0.0015896 | 1051.7263 | 0.0072177 | 962.1023 | 0.94774 | 1094.2238 | 0.20657 |  |  | 1582.547 | 0.00031254 | 1290.5448 | 0.0058101 |  |  |  |  | 1197.9266 | 0 | 1197.9196 | 0.02403
| 1051.8949 | 0.0062072 | 962.3445 | -0.0055098 | 962.3445 | -0.0014237 | 962.6895 | -0.00036755 | 1052.2777 | 0 | 962.3445 | -0.0020338 | 1057.7661 | 0.00018255 | 1051.8949 | 0.0073164 | 962.3445 | 0.94994 | 1094.3429 | 0.20537 |  |  | 1583.314 | 0.00053657 | 1290.6263 | 0.0057662 |  |  |  |  | 1197.9969 | 0 | 1197.9899 | 0.0237
| 1052.0635 | 0.0069789 | 962.5867 | 0.0037598 | 962.5867 | 0.0067881 | 962.9322 | 0.00039855 | 1052.4479 | 0 | 962.5867 | 0.0035044 | 1057.9379 | 0.0023865 | 1052.0635 | 0.006982 | 962.5867 | 0.95274 | 1094.4622 | 0.20399 |  |  | 1584.082 | 0.0003625 | 1290.7079 | 0.0057224 |  |  |  |  | 1198.0673 | 0 | 1198.0602 | 0.02342
| 1052.232 | 0.0096009 | 962.8289 | -0.0042321 | 962.8289 | -0.0023344 | 963.175 | -4.9642e-05 | 1052.6182 | 1.0001e-05 | 962.8289 | -0.0021949 | 1058.1098 | 0.001281 | 1052.232 | 0.0073874 | 962.8289 | 0.95595 | 1094.5813 | 0.2022 |  |  | 1584.851 | 0.0003598 | 1290.7895 | 0.0056785 |  |  |  |  | 1198.1376 | 0 | 1198.1305 | 0.02321
| 1052.4006 | 0.0072426 | 963.0711 | 0.0014762 | 963.0711 | -0.0012457 | 963.4178 | -6.6425e-05 | 1052.7885 | 0 | 963.0711 | 0.0056222 | 1058.2816 | 0.0016062 | 1052.4006 | 0.0071372 | 963.0711 | 0.95615 | 1094.7006 | 0.19984 |  |  | 1585.62 | 0.0004109 | 1290.8711 | 0.0056347 |  |  |  |  | 1198.2079 | 0 | 1198.2009 | 0.02308
| 1052.5691 | 0.0063478 | 963.3133 | -0.0048273 | 963.3133 | -0.0019156 | 963.6606 | -0.00038472 | 1052.9588 | 0 | 963.3133 | -0.0047215 | 1058.4535 | 0.00072677 | 1052.5691 | 0.0074848 | 963.3133 | 0.95855 | 1094.8198 | 0.1981 |  |  | 1586.39 | 0.00031048 | 1290.9528 | 0.0056018 |  |  |  |  | 1198.2782 | 0 | 1198.2712 | 0.02303
| 1052.7377 | 0.0074711 | 963.5556 | 0.0017458 | 963.5556 | -0.0023889 | 963.9034 | 8.9568e-05 | 1053.1291 | 0 | 963.5556 | 0.0038107 | 1058.6254 | 0.0015298 | 1052.7377 | 0.0072806 | 963.5556 | 0.96095 | 1094.9391 | 0.19664 |  |  | 1587.161 | 0.00050573 | 1291.0343 | 0.0055579 |  |  |  |  | 1198.3485 | 0 | 1198.3416 | 0.02308
| 1052.9062 | 0.010709 | 963.7978 | -0.0029455 | 963.7978 | -0.0026902 | 964.1462 | 0.0004444 | 1053.2993 | 0 | 963.7978 | -0.0028248 | 1058.7972 | 0.00014523 | 1052.9062 | 0.0075028 | 963.7978 | 0.96416 | 1095.0585 | 0.19439 |  |  | 1587.933 | 0.00028333 | 1291.116 | 0.0055141 |  |  |  |  | 1198.4189 | 0 | 1198.4119 | 0.02324
| 1053.0748 | 0.0087719 | 964.04 | 0.0020493 | 964.04 | 0.001335 | 964.389 | 0.0009536 | 1053.4696 | 6.6672e-06 | 964.04 | 0.0050823 | 1058.9691 | 0.001187 | 1053.0748 | 0.0072313 | 964.04 | 0.96836 | 1095.1777 | 0.19305 |  |  | 1588.706 | 0.0002648 | 1291.1976 | 0.0054812 |  |  |  |  | 1198.4893 | 0 | 1198.4823 | 0.0235
| 1053.2434 | 0.0095481 | 964.2822 | -0.0026731 | 964.2822 | -0.0036152 | 964.6318 | -0.00059081 | 1053.6399 | 0 | 964.2822 | -0.0016688 | 1059.1409 | 0.00017532 | 1053.2434 | 0.007429 | 964.2822 | 0.97117 | 1095.2971 | 0.19239 |  |  | 1589.479 | 0.00044364 | 1291.2793 | 0.0054373 |  |  |  |  | 1198.5597 | 0 | 1198.5526 | 0.02385
| 1053.4119 | 0.0071195 | 964.5245 | 0.0025128 | 964.5245 | -0.0013663 | 964.8746 | -4.2757e-05 | 1053.8102 | 0 | 964.5245 | 0.0031778 | 1059.3128 | 0.0015119 | 1053.4119 | 0.0072083 | 964.5245 | 0.97277 | 1095.4165 | 0.19065 |  |  | 1590.253 | 0.00041422 | 1291.361 | 0.0053935 |  |  |  |  | 1198.63 | 0 | 1198.623 | 0.02427
| 1053.5805 | 0.0057676 | 964.7667 | -0.0028333 | 964.7667 | -0.0016282 | 965.1174 | -0.00057487 | 1053.9805 | 3.0002e-05 | 964.7667 | 0.0017697 | 1059.4847 | 0.00082447 | 1053.5805 | 0.0074921 | 964.7667 | 0.97797 | 1095.536 | 0.18841 |  |  | 1591.027 | 0.00029168 | 1291.4426 | 0.0053606 |  |  |  |  | 1198.7004 | 0 | 1198.6934 | 0.02474
| 1053.749 | 0.0064163 | 965.009 | 0.0010154 | 965.009 | 0.0015125 | 965.3603 | 0.00023885 | 1054.1508 | 0 | 965.009 | 0.00090463 | 1059.6565 | 0.0016311 | 1053.749 | 0.0073503 | 965.009 | 0.98178 | 1095.6554 | 0.18661 |  |  | 1591.803 | 0.00038376 | 1291.5243 | 0.0053168 |  |  |  |  | 1198.7707 | 0 | 1198.7638 | 0.0252
| 1053.9176 | 0.0087217 | 965.2512 | -0.0036054 | 965.2512 | -0.0043957 | 965.6031 | -0.00025086 | 1054.3211 | 0 | 965.2512 | -0.0045057 | 1059.8284 | 0.00029027 | 1053.9176 | 0.007613 | 965.2512 | 0.98238 | 1095.7749 | 0.18486 |  |  | 1592.579 | 0.00026611 | 1291.6061 | 0.0052839 |  |  |  |  | 1198.8412 | 0 | 1198.8342 | 0.02562
| 1054.0861 | 0.0078051 | 965.4935 | 0.0025178 | 965.4935 | 0.0049847 | 965.846 | 3.556e-05 | 1054.4914 | 0 | 965.4935 | 0.0037285 | 1060.0003 | 0.0020226 | 1054.0861 | 0.0073463 | 965.4935 | 0.98358 | 1095.8944 | 0.1832 |  |  | 1593.356 | 0.00040175 | 1291.6877 | 0.00524 |  |  |  |  | 1198.9116 | 0 | 1198.9047 | 0.02597
| 1054.2547 | 0.0082645 | 965.7358 | -0.0061971 | 965.7358 | -0.010176 | 966.0889 | -0.00028029 | 1054.6617 | 0 | 965.7358 | -0.0020204 | 1060.1721 | 0.0005023 | 1054.2547 | 0.0075533 | 965.7358 | 0.98538 | 1096.0139 | 0.18195 |  |  | 1594.134 | 0.00033228 | 1291.7695 | 0.0052071 |  |  |  |  | 1198.9821 | 0 | 1198.9751 | 0.0262
| 1054.4232 | 0.0064867 | 965.978 | 0.002468 | 965.978 | 0.0032595 | 966.3317 | 0.00018792 | 1054.832 | 0 | 965.978 | 0.0031106 | 1060.344 | 0.0020897 | 1054.4232 | 0.0073506 | 965.978 | 0.98718 | 1096.1334 | 0.1808 |  |  | 1594.912 | 0.00030832 | 1291.8512 | 0.0051633 |  |  |  |  | 1199.0525 | 0 | 1199.0454 | 0.02631
| 1054.5918 | 0.0070688 | 966.2203 | -0.0070859 | 966.2203 | -0.011389 | 966.5746 | -0.00052269 | 1055.0023 | 0 | 966.2203 | -0.0037434 | 1060.5159 | 0.0015043 | 1054.5918 | 0.0075146 | 966.2203 | 0.98859 | 1096.2531 | 0.17939 |  |  | 1595.691 | 0.00034486 | 1291.933 | 0.0051304 |  |  |  |  | 1199.1229 | 0 | 1199.1158 | 0.0263
| 1054.7603 | 0.0086665 | 966.4626 | 0.0037598 | 966.4626 | 0.0092045 | 966.8174 | 0.00085427 | 1055.1726 | 0 | 966.4626 | 0.0026394 | 1060.6877 | 0.0024461 | 1054.7603 | 0.0070229 | 966.4626 | 0.98819 | 1096.3727 | 0.17795 |  |  | 1596.471 | 0.00021847 | 1292.0147 | 0.0050975 |  |  |  |  | 1199.1934 | 0 | 1199.1864 | 0.02619
| 1054.9289 | 0.0061544 | 966.7049 | -0.0064714 | 966.7049 | -0.0045122 | 967.0604 | -0.00055168 | 1055.3429 | 0 | 966.7049 | -0.0019496 | 1060.8596 | 0.00058355 | 1054.9289 | 0.0072897 | 966.7049 | 0.98959 | 1096.4923 | 0.1762 |  |  | 1597.252 | 0.00020006 | 1292.0964 | 0.0050537 |  |  |  |  | 1199.2638 | 0 | 1199.2568 | 0.026
| 1055.0974 | 0.0094399 | 966.9472 | 0.0036611 | 966.9472 | 0.0007417 | 967.3032 | 0.00070952 | 1055.5132 | 0 | 966.9472 | 0.0059866 | 1061.0315 | 0.0015484 | 1055.0974 | 0.0069476 | 966.9472 | 0.99059 | 1096.6119 | 0.1741 |  |  | 1598.034 | 0.00054065 | 1292.1782 | 0.0050208 |  |  |  |  | 1199.3342 | 0 | 1199.3273 | 0.02578
| 1055.266 | 0.0067523 | 967.1895 | -0.0033138 | 967.1895 | -2.7707e-05 | 967.5461 | -0.00059071 | 1055.6835 | 0 | 967.1895 | -0.0017937 | 1061.2033 | 0.00055406 | 1055.266 | 0.0072956 | 967.1895 | 0.99219 | 1096.7316 | 0.17276 |  |  | 1598.816 | 0.00034007 | 1292.26 | 0.0049879 |  |  |  |  | 1199.4048 | 0 | 1199.3977 | 0.02555
| 1055.4345 | 0.0071547 | 967.4318 | 0.0035395 | 967.4318 | 0.0083249 | 967.7891 | 0.0012514 | 1055.8538 | 0 | 967.4318 | 0.0047033 | 1061.3752 | 0.0012582 | 1055.4345 | 0.0069508 | 967.4318 | 0.99379 | 1096.8513 | 0.17123 |  |  | 1599.599 | 0.0003129 | 1292.3418 | 0.004955 |  |  |  |  | 1199.4752 | 0 | 1199.4683 | 0.02535
| 1055.6031 | 0.010304 | 967.6741 | -0.0033102 | 967.6741 | -0.0012953 | 968.0319 | -1.7957e-05 | 1056.0241 | 0 | 967.6741 | -0.003111 | 1061.5471 | 0.00058154 | 1055.6031 | 0.007333 | 967.6741 | 0.99479 | 1096.9711 | 0.16916 |  |  | 1600.383 | 0.00030849 | 1292.4236 | 0.0049111 |  |  |  |  | 1199.5457 | 0 | 1199.5387 | 0.02521
| 1055.7716 | 0.010055 | 967.9164 | 0.00059362 | 967.9164 | 9.7496e-05 | 968.2748 | 0.00055201 | 1056.1944 | 0 | 967.9164 | 0.0039484 | 1061.719 | 0.0018379 | 1055.7716 | 0.0071289 | 967.9164 | 0.99519 | 1097.0908 | 0.16745 |  |  | 1601.167 | 0.00027849 | 1292.5055 | 0.0048783 |  |  |  |  | 1199.6162 | 0 | 1199.6092 | 0.02516
| 1055.9402 | 0.0055917 | 968.1587 | -0.0078912 | 968.1587 | -0.0021738 | 968.5178 | -0.00010708 | 1056.3647 | 1.0001e-05 | 968.1587 | -0.0053363 | 1061.8908 | 0.00098755 | 1055.9402 | 0.0074664 | 968.1587 | 0.9966 | 1097.2106 | 0.16566 |  |  | 1601.953 | 0.00032825 | 1292.5873 | 0.0048454 |  |  |  |  | 1199.6867 | 0 | 1199.6797 | 0.0252
| 1056.1087 | 0.0094927 | 968.401 | 0.0019086 | 968.401 | 0.0013331 | 968.7607 | 0.0012486 | 1056.535 | 0 | 968.401 | 0.0004743 | 1062.0627 | 0.0012546 | 1056.1087 | 0.0072193 | 968.401 | 0.9976 | 1097.3304 | 0.16398 |  |  | 1602.739 | 0.00042905 | 1292.6691 | 0.0048125 |  |  |  |  | 1199.7572 | 0 | 1199.7502 | 0.02534
| 1056.2773 | 0.0060489 | 968.6434 | -0.004085 | 968.6434 | -0.00062537 | 969.0037 | -0.00026977 | 1056.7053 | 0 | 968.6434 | -0.0040597 | 1062.2346 | 0.00051313 | 1056.2773 | 0.0074902 | 968.6434 | 0.9964 | 1097.4503 | 0.16207 |  |  | 1603.526 | 0.00045886 | 1292.751 | 0.0047796 |  |  |  |  | 1199.8278 | 0 | 1199.8207 | 0.02555
| 1056.4458 | 0.0076469 | 968.8857 | 0.0053003 | 968.8857 | -0.0059947 | 969.2466 | -0.00010794 | 1056.8756 | 0 | 968.8857 | 0.0047686 | 1062.4065 | 0.0011811 | 1056.4458 | 0.0071737 | 968.8857 | 0.99479 | 1097.5701 | 0.16063 |  |  | 1604.313 | 0.00033991 | 1292.8328 | 0.0047467 |  |  |  |  | 1199.8983 | 0 | 1199.8912 | 0.02582
| 1056.6144 | 0.0094075 | 969.128 | -0.0070818 | 969.128 | -0.00093064 | 969.4896 | 0.00026415 | 1057.046 | 0 | 969.128 | -0.0027932 | 1062.5783 | 0.00057372 | 1056.6144 | 0.00745 | 969.128 | 0.99519 | 1097.6902 | 0.16004 |  |  | 1605.102 | 0.00043334 | 1292.9147 | 0.0047138 |  |  |  |  | 1199.9688 | 0 | 1199.9618 | 0.0261
| 1056.7829 | 0.0074359 | 969.3704 | 0.0040489 | 969.3704 | 0.0037555 | 969.7325 | -0.00030618 | 1057.2163 | 0 | 969.3704 | 0.0013587 | 1062.7502 | 0.0017428 | 1056.7829 | 0.0072802 | 969.3704 | 0.9978 | 1097.8099 | 0.15911 |  |  | 1605.891 | 0.00037554 | 1292.9966 | 0.0046809 |  |  |  |  | 1200.0393 | 0 | 1200.0323 | 0.02638
| 1056.9515 | 0.0062951 | 969.6127 | -0.0057897 | 969.6127 | 0.0018035 | 969.9755 | -8.7685e-05 | 1057.3866 | 0 | 969.6127 | 0.00072062 | 1062.9221 | 0.0013422 | 1056.9515 | 0.0076291 | 969.6127 | 0.998 | 1097.9301 | 0.15798 |  |  | 1606.681 | 0.00046215 | 1293.0784 | 0.0046371 |  |  |  |  | 1200.1099 | 0 | 1200.1029 | 0.02661
| 1057.12 | 0.0090356 | 969.8551 | 0.0044455 | 969.8551 | 0.0033114 | 970.2184 | 0.0003412 | 1057.5569 | 0 | 969.8551 | 0.0023576 | 1063.094 | 0.0025464 | 1057.12 | 0.0074848 | 969.8551 | 0.99599 | 1098.0497 | 0.15626 |  |  | 1607.472 | 0.0004143 | 1293.1603 | 0.0046042 |  |  |  |  | 1200.1804 | 0 | 1200.1735 | 0.02678
| 1057.2886 | 0.008581 | 970.0974 | -0.0056897 | 970.0974 | -0.00043451 | 970.4614 | -2.0503e-05 | 1057.7272 | 0 | 970.0974 | -0.001399 | 1063.2659 | 0.0018858 | 1057.2886 | 0.0076456 | 970.0974 | 0.9968 | 1098.1697 | 0.15424 |  |  | 1608.263 | 0.00052355 | 1293.2422 | 0.0045713 |  |  |  |  | 1200.251 | 0 | 1200.244 | 0.02687
| 1057.4571 | 0.0067152 | 970.3398 | 0.0023901 | 970.3398 | 0.008981 | 970.7044 | 0.00021594 | 1057.8976 | 0 | 970.3398 | 0.004436 | 1063.4378 | 0.0024676 | 1057.4571 | 0.0073763 | 970.3398 | 1 | 1098.2899 | 0.15241 |  |  | 1609.056 | 0.00031888 | 1293.3241 | 0.0045384 |  |  |  |  | 1200.3217 | 0 | 1200.3146 | 0.02686
| 1057.6257 | 0.0094778 | 970.5822 | -0.0056622 | 970.5822 | -0.0041827 | 970.9474 | -0.00011555 | 1058.0679 | 0 | 970.5822 | -0.0032717 | 1063.6096 | 0.00147 | 1057.6257 | 0.0075793 | 970.5822 | 0.9996 | 1098.4098 | 0.1508 |  |  | 1609.849 | 0.00043478 | 1293.4061 | 0.0045055 |  |  |  |  | 1200.3922 | 0 | 1200.3851 | 0.02675
| 1057.7942 | 0.0083676 | 970.8246 | 0.00073462 | 970.8246 | -0.0035609 | 971.1904 | 0.00062024 | 1058.2382 | 0 | 970.8246 | 0.0045398 | 1063.7815 | 0.0020459 | 1057.7942 | 0.0073787 | 970.8246 | 0.9986 | 1098.5299 | 0.1495 |  |  | 1610.643 | 0.00021172 | 1293.488 | 0.0044727 |  |  |  |  | 1200.4628 | 0 | 1200.4558 | 0.02656
| 1057.9627 | 0.007104 | 971.0669 | -0.0070475 | 971.0669 | -0.00072203 | 971.4333 | -0.00013016 | 1058.4085 | 0 | 971.0669 | -0.0021173 | 1063.9534 | 0.00099867 | 1057.9627 | 0.0075567 | 971.0669 | 0.99559 | 1098.6501 | 0.14792 |  |  | 1611.437 | 0.00034832 | 1293.57 | 0.0044398 |  |  |  |  | 1200.5334 | 0 | 1200.5264 | 0.02629
| 1058.1313 | 0.007559 | 971.3093 | 0.0021972 | 971.3093 | -0.0035796 | 971.6764 | -0.00044324 | 1058.5789 | 0 | 971.3093 | 0.0035818 | 1064.1253 | 0.0014502 | 1058.1313 | 0.0072688 | 971.3093 | 0.99539 | 1098.7701 | 0.14653 |  |  | 1612.233 | 0.00035067 | 1293.652 | 0.0044069 |  |  |  |  | 1200.604 | 0 | 1200.5971 | 0.02597
| 1058.2998 | 0.0068226 | 971.5517 | -0.0031623 | 971.5517 | -0.0051458 | 971.9194 | -0.00060022 | 1058.7492 | 1.0001e-05 | 971.5517 | -0.0051027 | 1064.2972 | 0.00083719 | 1058.2998 | 0.0074842 | 971.5517 | 0.9968 | 1098.8903 | 0.14569 |  |  | 1613.029 | 0.00031274 | 1293.7339 | 0.004374 |  |  |  |  | 1200.6747 | 0 | 1200.6676 | 0.0256
| 1058.4684 | 0.0080512 | 971.7941 | 0.0032327 | 971.7941 | 0.0087369 | 972.1624 | 0.0010517 | 1058.9195 | 0 | 971.7941 | 0.0030934 | 1064.4691 | 0.0015616 | 1058.4684 | 0.007227 | 971.7941 | 0.99559 | 1099.0104 | 0.14417 |  |  | 1613.826 | 0.00025971 | 1293.8159 | 0.0043521 |  |  |  |  | 1200.7452 | 0 | 1200.7383 | 0.02522
| 1058.6369 | 0.0068226 | 972.0365 | -0.0047424 | 972.0365 | -0.0016988 | 972.4055 | 2.3913e-05 | 1059.0899 | 0 | 972.0365 | -0.0013608 | 1064.641 | 0.0010055 | 1058.6369 | 0.0074511 | 972.0365 | 0.99519 | 1099.1306 | 0.14171 |  |  | 1614.624 | 0.0003376 | 1293.8978 | 0.0043192 |  |  |  |  | 1200.8159 | 0 | 1200.8088 | 0.02483
| 1058.8054 | 0.0069789 | 972.2789 | 0.0033911 | 972.2789 | 0.0012168 | 972.6484 | -2.4521e-05 | 1059.2602 | 0 | 972.2789 | 0.005811 | 1064.8129 | 0.0018746 | 1058.8054 | 0.0071774 | 972.2789 | 0.99499 | 1099.2509 | 0.14012 |  |  | 1615.423 | 0.00048874 | 1293.9799 | 0.0042863 |  |  |  |  | 1200.8865 | 0 | 1200.8795 | 0.02444
| 1058.974 | 0.00575 | 972.5213 | -0.005772 | 972.5213 | 0.00098873 | 972.8915 | -0.00033422 | 1059.4305 | 0 | 972.5213 | -0.0033922 | 1064.9847 | 0.0014768 | 1058.974 | 0.0074709 | 972.5213 | 0.99379 | 1099.3711 | 0.13965 |  |  | 1616.222 | 0.00035584 | 1294.0619 | 0.0042534 |  |  |  |  | 1200.9571 | 0 | 1200.9502 | 0.02407
| 1059.1425 | 0.0075941 | 972.7637 | 0.0037441 | 972.7637 | 0.0095132 | 973.1346 | 0.00049511 | 1059.6009 | 0 | 972.7637 | 0.0033167 | 1065.1566 | 0.0022523 | 1059.1425 | 0.0072466 | 972.7637 | 0.99319 | 1099.4915 | 0.13854 |  |  | 1617.022 | 0.00027036 | 1294.1439 | 0.0042205 |  |  |  |  | 1201.0278 | 0 | 1201.0209 | 0.02373
| 1059.3111 | 0.0040971 | 973.0062 | -0.0078232 | 973.0062 | -0.012182 | 973.3776 | -0.00024963 | 1059.7712 | 1.0001e-05 | 973.0062 | -0.00072523 | 1065.3285 | 0.001136 | 1059.3111 | 0.0075813 | 973.0062 | 0.99019 | 1099.6117 | 0.13644 |  |  | 1617.823 | 0.00044939 | 1294.226 | 0.0041876 |  |  |  |  | 1201.0985 | 0 | 1201.0916 | 0.02346
| 1059.4796 | 0.0078402 | 973.2486 | 0.0013249 | 973.2486 | -0.0067368 | 973.6207 | 0.00018258 | 1059.9415 | 0 | 973.2486 | 0.0045905 | 1065.5004 | 0.0016188 | 1059.4796 | 0.0074291 | 973.2486 | 0.98658 | 1099.7321 | 0.1349 |  |  | 1618.625 | 0.00024924 | 1294.308 | 0.0041547 |  |  |  |  | 1201.1692 | 0 | 1201.1622 | 0.0233
| 1059.6481 | 0.0059786 | 973.491 | -0.0029885 | 973.491 | -0.002519 | 973.8637 | 0.00016389 | 1060.1119 | 0 | 973.491 | -0.0027827 | 1065.6723 | 0.00032517 | 1059.6481 | 0.0076713 | 973.491 | 0.98678 | 1099.8524 | 0.13379 |  |  | 1619.428 | 0.00031156 | 1294.39 | 0.0041219 |  |  |  |  | 1201.2399 | 0 | 1201.2329 | 0.02327
| 1059.8167 | 0.0062581 | 973.7335 | 0.0049774 | 973.7335 | 0.018357 | 974.1068 | 0.00056599 | 1060.2822 | 0 | 973.7335 | 0.0028331 | 1065.8442 | 0.0013057 | 1059.8167 | 0.0073563 | 973.7335 | 0.98358 | 1099.9728 | 0.13235 |  |  | 1620.231 | 0.00034818 | 1294.4721 | 0.0040999 |  |  |  |  | 1201.3105 | 0 | 1201.3036 | 0.02341
| 1059.9852 | 0.0065589 | 973.9759 | -0.0026375 | 973.9759 | -0.00067841 | 974.3499 | -0.00043551 | 1060.4526 | 0 | 973.9759 | -0.0051181 | 1066.0161 | 0.0001011 | 1059.9852 | 0.0074689 | 973.9759 | 0.97897 | 1100.0933 | 0.1315 |  |  | 1621.035 | 0.00020314 | 1294.5542 | 0.004067 |  |  |  |  | 1201.3812 | 0 | 1201.3743 | 0.0237
| 1060.1538 | 0.0073305 | 974.2183 | 0.0029581 | 974.2183 | 0.0070028 | 974.593 | -0.00019398 | 1060.6229 | 0 | 974.2183 | 0.0038529 | 1066.188 | 0.001411 | 1060.1538 | 0.0071584 | 974.2183 | 0.97677 | 1100.2136 | 0.13046 |  |  | 1621.84 | 0.00044266 | 1294.6362 | 0.0040342 |  |  |  |  | 1201.452 | 0 | 1201.445 | 0.02412
| 1060.3223 | 0.005961 | 974.4608 | -0.0033715 | 974.4608 | -0.0049183 | 974.8361 | -0.00067969 | 1060.7933 | 0 | 974.4608 | -0.0031272 | 1066.3599 | 0.00013801 | 1060.3223 | 0.0074018 | 974.4608 | 0.97537 | 1100.3341 | 0.12846 |  |  | 1622.646 | 0.00038327 | 1294.7184 | 0.0040013 |  |  |  |  | 1201.5227 | 0 | 1201.5158 | 0.02463
| 1060.4908 | 0.0088071 | 974.7033 | 0.0042118 | 974.7033 | 0.00085825 | 975.0792 | 0.00036306 | 1060.9636 | 0 | 974.7033 | 0.0081344 | 1066.5318 | 0.0010068 | 1060.4908 | 0.0071897 | 974.7033 | 0.97217 | 1100.4546 | 0.12706 |  |  | 1623.453 | 0.00042808 | 1294.8004 | 0.0039684 |  |  |  |  | 1201.5934 | 0 | 1201.5864 | 0.02516
| 1060.6594 | 0.010691 | 974.9457 | -0.0057434 | 974.9457 | -0.0088519 | 975.3223 | -0.00013314 | 1061.134 | 1.0001e-05 | 974.9457 | -0.0054869 | 1066.7037 | 5.1965e-06 | 1060.6594 | 0.0075945 | 974.9457 | 0.96796 | 1100.5752 | 0.12641 |  |  | 1624.26 | 0.00041102 | 1294.8826 | 0.0039355 |  |  |  |  | 1201.6642 | 0 | 1201.6571 | 0.02565
| 1060.8279 | 0.010038 | 975.1882 | 0.00043621 | 975.1882 | -0.00010499 | 975.5654 | 0.00060743 | 1061.3043 | 6.6672e-06 | 975.1882 | 0.0033218 | 1066.8756 | 0.0014208 | 1060.8279 | 0.0074403 | 975.1882 | 0.96676 | 1100.6957 | 0.1251 |  |  | 1625.068 | 0.00031404 | 1294.9647 | 0.0039136 |  |  |  |  | 1201.7349 | 0 | 1201.7279 | 0.02604
| 1060.9964 | 0.0080535 | 975.4307 | -0.0046126 | 975.4307 | -0.0049325 | 975.8085 | 0.0001483 | 1061.4747 | 1.0001e-05 | 975.4307 | -0.0043654 | 1067.0475 | 7.5005e-05 | 1060.9964 | 0.0078754 | 975.4307 | 0.96316 | 1100.8163 | 0.12306 |  |  | 1625.877 | 0.00037502 | 1295.0469 | 0.0038807 |  |  |  |  | 1201.8057 | 0 | 1201.7987 | 0.02629
| 1061.165 | 0.0084379 | 975.6731 | 0.0039554 | 975.6731 | 0.00044534 | 976.0516 | -0.00029074 | 1061.645 | 0 | 975.6731 | 0.0026164 | 1067.2194 | 0.0017494 | 1061.165 | 0.0076424 | 975.6731 | 0.95695 | 1100.9369 | 0.12164 |  |  | 1626.687 | 0.00050858 | 1295.129 | 0.0038478 |  |  |  |  | 1201.8765 | 0 | 1201.8694 | 0.02638
| 1061.3335 | 0.010832 | 975.9156 | -0.0037705 | 975.9156 | -0.004024 | 976.2947 | -0.00019986 | 1061.8154 | 0 | 975.9156 | -0.0016234 | 1067.3913 | 0.0010158 | 1061.3335 | 0.0078484 | 975.9156 | 0.95134 | 1101.0575 | 0.12098 |  |  | 1627.497 | 0.00038111 | 1295.2112 | 0.0038149 |  |  |  |  | 1201.9471 | 0 | 1201.9402 | 0.02631
| 1061.502 | 0.010776 | 976.1581 | 0.0037147 | 976.1581 | 0.0030562 | 976.5379 | 0.00034011 | 1061.9857 | 0 | 976.1581 | 0.0060111 | 1067.5632 | 0.0020654 | 1061.502 | 0.0075216 | 976.1581 | 0.94914 | 1101.1782 | 0.1199 |  |  | 1628.309 | 0.00037359 | 1295.2933 | 0.003793 |  |  |  |  | 1202.0179 | 0 | 1202.011 | 0.0261
| 1061.6706 | 0.0089503 | 976.4006 | -0.0030368 | 976.4006 | 0.0014868 | 976.781 | -3.8943e-05 | 1062.1561 | 0 | 976.4006 | -0.00066401 | 1067.7351 | 0.00068364 | 1061.6706 | 0.0077521 | 976.4006 | 0.94554 | 1101.2988 | 0.11878 |  |  | 1629.121 | 0.00030993 | 1295.3755 | 0.0037601 |  |  |  |  | 1202.0887 | 0 | 1202.0818 | 0.0258
| 1061.8391 | 0.010829 | 976.6431 | 0.0043589 | 976.6431 | 0.0064004 | 977.0242 | 2.4384e-05 | 1062.3265 | 0 | 976.6431 | 0.0047394 | 1067.907 | 0.0024188 | 1061.8391 | 0.0075573 | 976.6431 | 0.94033 | 1101.4196 | 0.11809 |  |  | 1629.934 | 0.00032832 | 1295.4576 | 0.0037272 |  |  |  |  | 1202.1596 | 0 | 1202.1526 | 0.02546
| 1062.0076 | 0.0074556 | 976.8856 | -0.0027938 | 976.8856 | 0.0027431 | 977.2673 | -0.00064111 | 1062.4968 | 0 | 976.8856 | -0.0053837 | 1068.0789 | 0.001197 | 1062.0076 | 0.0079713 | 976.8856 | 0.93773 | 1101.5403 | 0.11697 |  |  | 1630.748 | 0.00042478 | 1295.5399 | 0.0037053 |  |  |  |  | 1202.2304 | 0 | 1202.2234 | 0.02514
| 1062.1762 | 0.0094224 | 977.1281 | 0.0012394 | 977.1281 | 0.0080643 | 977.5105 | 0.00016518 | 1062.6672 | 0 | 977.1281 | 0.0055247 | 1068.2508 | 0.0025125 | 1062.1762 | 0.0079705 | 977.1281 | 0.93572 | 1101.661 | 0.11595 |  |  | 1631.563 | 0.00037598 | 1295.6221 | 0.0036724 |  |  |  |  | 1202.3012 | 0 | 1202.2942 | 0.02488
| 1062.3447 | 0.010726 | 977.3706 | -0.0038673 | 977.3706 | 0.0023487 | 977.7537 | -0.00069866 | 1062.8375 | 0 | 977.3706 | -0.0037004 | 1068.4227 | 0.00042367 | 1062.3447 | 0.0084127 | 977.3706 | 0.93292 | 1101.7819 | 0.115 |  |  | 1632.378 | 0.00028029 | 1295.7043 | 0.0036395 |  |  |  |  | 1202.3719 | 0 | 1202.365 | 0.02473
| 1062.5132 | 0.010899 | 977.6131 | -0.00013795 | 977.6131 | 0.0048273 | 977.9968 | 0.00069046 | 1063.0079 | 6.6672e-06 | 977.6131 | 0.0010867 | 1068.5946 | 0.0019795 | 1062.5132 | 0.0081067 | 977.6132 | 0.92892 | 1101.9025 | 0.11364 |  |  | 1633.194 | 0.00022268 | 1295.7865 | 0.0036176 |  |  |  |  | 1202.4429 | 0 | 1202.4358 | 0.0247
| 1062.6817 | 0.0095833 | 977.8557 | -0.0049448 | 977.8557 | -0.00056706 | 978.24 | 0.0001027 | 1063.1783 | 0 | 977.8557 | -0.0065116 | 1068.7666 | 0.00036289 | 1062.6817 | 0.0082659 | 977.8557 | 0.9189 | 1102.0233 | 0.11258 |  |  | 1634.012 | 0.00027763 | 1295.8688 | 0.0035847 |  |  |  |  | 1202.5137 | 0 | 1202.5066 | 0.02478
| 1062.8503 | 0.008895 | 978.0982 | 0.0014922 | 978.0982 | 0.0090766 | 978.4832 | 0.00016452 | 1063.3486 | 0 | 978.0982 | 0.0043697 | 1068.9385 | 0.000935 | 1062.8503 | 0.0079822 | 978.0982 | 0.9151 | 1102.1444 | 0.11147 |  |  | 1634.829 | 0.00033157 | 1295.951 | 0.0035628 |  |  |  |  | 1202.5845 | 0 | 1202.5775 | 0.02497
| 1063.0188 | 0.0077194 | 978.3407 | -0.0049749 | 978.3407 | -0.005281 | 978.7264 | -1.2814e-05 | 1063.519 | 0 | 978.3407 | -0.0032747 | 1069.1104 | 0.00087522 | 1063.0188 | 0.0082677 | 978.3407 | 0.91029 | 1102.2651 | 0.10995 |  |  | 1635.648 | 0.00049228 | 1296.0333 | 0.0035299 |  |  |  |  | 1202.6554 | 0 | 1202.6483 | 0.02521
| 1063.1873 | 0.010284 | 978.5833 | 0.0011271 | 978.5833 | 0.0054929 | 978.9696 | 0.00048947 | 1063.6894 | 0 | 978.5833 | 0.0033212 | 1069.2823 | 0.00066579 | 1063.1873 | 0.0079798 | 978.5833 | 0.90449 | 1102.386 | 0.10869 |  |  | 1636.468 | 0.00047712 | 1296.1156 | 0.003497 |  |  |  |  | 1202.7262 | 0 | 1202.7192 | 0.02549
| 1063.3559 | 0.0078425 | 978.8258 | -0.0030841 | 978.8258 | -0.0030697 | 979.2128 | -0.00091887 | 1063.8597 | 0 | 978.8258 | -0.0054072 | 1069.4542 | 0.0010726 | 1063.3559 | 0.0081458 | 978.8258 | 0.90068 | 1102.507 | 0.10775 |  |  | 1637.288 | 0.0004111 | 1296.1979 | 0.0034735 |  |  |  |  | 1202.7971 | 0 | 1202.79 | 0.02577
| 1063.5244 | 0.010917 | 979.0684 | 0.0011543 | 979.0684 | 0.0070588 | 979.456 | 0.00063186 | 1064.0301 | 6.6672e-06 | 979.0684 | 0.0025174 | 1069.6261 | 6.6198e-06 | 1063.5244 | 0.0078653 | 979.0684 | 0.89748 | 1102.6279 | 0.10663 |  |  | 1638.109 | 0.00042385 | 1296.2802 | 0.0034459 |  |  |  |  | 1202.8679 | 0 | 1202.861 | 0.02603
| 1063.6929 | 0.0079304 | 979.3109 | -0.0077539 | 979.3109 | 0.001072 | 979.6992 | 0.00016487 | 1064.2005 | 0 | 979.3109 | -0.0070531 | 1069.798 | 0.00073259 | 1063.6929 | 0.0080176 | 979.3109 | 0.89227 | 1102.7489 | 0.10536 |  |  | 1638.931 | 0.0003135 | 1296.3624 | 0.0034184 |  |  |  |  | 1202.9388 | 0 | 1202.9319 | 0.02627
| 1063.8614 | 0.0093872 | 979.5535 | 0.0023782 | 979.5535 | 0.0065636 | 979.9424 | 0.00016076 | 1064.3709 | 0 | 979.5535 | 0.0054728 | 1069.9699 | 0.00093901 | 1063.8614 | 0.007728 | 979.5535 | 0.88947 | 1102.87 | 0.10416 |  |  | 1639.754 | 0.00023751 | 1296.4447 | 0.0033912 |  |  |  |  | 1203.0098 | 0 | 1203.0027 | 0.0265
| 1064.03 | 0.010181 | 979.796 | -0.0037545 | 979.796 | 0.0066943 | 980.1857 | -0.00018365 | 1064.5412 | 0 | 979.796 | -0.0038851 | 1070.1419 | 4.9147e-05 | 1064.03 | 0.0079804 | 979.796 | 0.88026 | 1102.9912 | 0.10328 |  |  | 1640.578 | 0.00025196 | 1296.5271 | 0.0033642 |  |  |  |  | 1203.0807 | 0 | 1203.0736 | 0.02675
| 1064.1985 | 0.012938 | 980.0386 | 0.0031654 | 980.0386 | 0.012296 | 980.429 | 0.00031162 | 1064.7116 | 0 | 980.0386 | 0.0041605 | 1070.3138 | 0.0017217 | 1064.1985 | 0.0079234 | 980.0386 | 0.87405 | 1103.1121 | 0.1023 |  |  | 1641.402 | 0.00030177 | 1296.6094 | 0.0033374 |  |  |  |  | 1203.1516 | 0 | 1203.1445 | 0.02703
| 1064.367 | 0.010867 | 980.2812 | -0.0040692 | 980.2812 | 0.00054935 | 980.6722 | -5.4901e-05 | 1064.882 | 0 | 980.2812 | -0.0031351 | 1070.4857 | 0.00079718 | 1064.367 | 0.0083129 | 980.2812 | 0.86824 | 1103.2333 | 0.10079 |  |  | 1642.228 | 0.00042932 | 1296.6918 | 0.0033109 |  |  |  |  | 1203.2225 | 0 | 1203.2154 | 0.02735
| 1064.5355 | 0.012059 | 980.5238 | 0.0048594 | 980.5238 | 0.0098211 | 980.9154 | 0.00044902 | 1065.0524 | 6.6672e-06 | 980.5238 | 0.0051661 | 1070.6576 | 0.0018383 | 1064.5355 | 0.008476 | 980.5238 | 0.86003 | 1103.3544 | 0.099599 |  |  | 1643.054 | 0.0005488 | 1296.774 | 0.0032846 |  |  |  |  | 1203.2935 | 0 | 1203.2864 | 0.02771
| 1064.704 | 0.011465 | 980.7664 | -0.0054403 | 980.7664 | -0.0025775 | 981.1587 | -0.00021429 | 1065.2228 | 0 | 980.7664 | -0.0050717 | 1070.8295 | 0.00015767 | 1064.704 | 0.0088485 | 980.7663 | 0.85182 | 1103.4755 | 0.098647 |  |  | 1643.881 | 0.00032036 | 1296.8564 | 0.0032585 |  |  |  |  | 1203.3644 | 0 | 1203.3573 | 0.0281
| 1064.8726 | 0.0091587 | 981.0089 | 0.0023852 | 981.0089 | 0.0068698 | 981.402 | 0.00017275 | 1065.3931 | 0 | 981.0089 | 0.0020725 | 1071.0014 | 0.0015127 | 1064.8726 | 0.0090565 | 981.0089 | 0.84662 | 1103.5967 | 0.097838 |  |  | 1644.709 | 0.00016313 | 1296.9388 | 0.0032327 |  |  |  |  | 1203.4353 | 0 | 1203.4282 | 0.02846
| 1065.0411 | 0.012608 | 981.2515 | -0.0025367 | 981.2515 | 0.002573 | 981.6452 | -0.00019877 | 1065.5635 | 0 | 981.2515 | -0.0029696 | 1071.1734 | 0.00017492 | 1065.0411 | 0.0094966 | 981.2515 | 0.84101 | 1103.7179 | 0.097762 |  |  | 1645.537 | 0.00044168 | 1297.0212 | 0.0032071 |  |  |  |  | 1203.5062 | 0 | 1203.4993 | 0.02875
| 1065.2096 | 0.010284 | 981.4941 | 0.005668 | 981.4941 | -0.00032869 | 981.8885 | 0.00014576 | 1065.7339 | 0 | 981.4941 | 0.0072735 | 1071.3453 | 0.00098555 | 1065.2096 | 0.009914 | 981.4941 | 0.8326 | 1103.8391 | 0.097278 |  |  | 1646.367 | 0.0002659 | 1297.1036 | 0.0031818 |  |  |  |  | 1203.5772 | 0 | 1203.5702 | 0.02893
| 1065.3781 | 0.013258 | 981.7367 | -0.0060383 | 981.7367 | 0.0049753 | 982.1318 | -0.00039941 | 1065.9043 | 0 | 981.7367 | -0.0061131 | 1071.5172 | 6.5997e-05 | 1065.3781 | 0.010443 | 981.7367 | 0.82499 | 1103.9604 | 0.095879 |  |  | 1647.197 | 0.00045413 | 1297.186 | 0.0031568 |  |  |  |  | 1203.6482 | 0 | 1203.6411 | 0.02896
| 1065.5466 | 0.012868 | 981.9793 | 0.0023816 | 981.9793 | 0.0077575 | 982.3751 | 0.00082452 | 1066.0747 | 6.6672e-06 | 981.9793 | 0.0044991 | 1071.6891 | 0.0018808 | 1065.5466 | 0.010496 | 981.9793 | 0.81979 | 1104.0817 | 0.09423 |  |  | 1648.028 | 0.00048314 | 1297.2684 | 0.003132 |  |  |  |  | 1203.7191 | 0 | 1203.7122 | 0.02882
| 1065.7152 | 0.014788 | 982.222 | -0.0076259 | 982.222 | -0.0015453 | 982.6183 | -0.0004701 | 1066.2451 | 3.0002e-05 | 982.222 | -0.0044323 | 1071.861 | 0.00094422 | 1065.7152 | 0.010644 | 982.222 | 0.81258 | 1104.203 | 0.092542 |  |  | 1648.86 | 0.00038733 | 1297.351 | 0.0031075 |  |  |  |  | 1203.7902 | 0 | 1203.7831 | 0.02852
| 1065.8837 | 0.0097036 | 982.4646 | 0.0045853 | 982.4646 | 0.0036376 | 982.8617 | 0.00064023 | 1066.4155 | 0 | 982.4646 | 0.0060188 | 1072.033 | 0.0023189 | 1065.8837 | 0.010462 | 982.4646 | 0.80457 | 1104.3243 | 0.091674 |  |  | 1649.693 | 0.00037366 | 1297.4334 | 0.0030832 |  |  |  |  | 1203.8611 | 0 | 1203.8541 | 0.02811
| 1066.0522 | 0.01092 | 982.7072 | -0.0051008 | 982.7072 | -0.009931 | 983.105 | -0.00060338 | 1066.5859 | 0 | 982.7072 | -0.0050344 | 1072.2049 | 0.0014062 | 1066.0522 | 0.010848 | 982.7072 | 0.79576 | 1104.4457 | 0.091242 |  |  | 1650.527 | 0.00039145 | 1297.5158 | 0.0030592 |  |  |  |  | 1203.9321 | 0 | 1203.9251 | 0.02761
| 1066.2207 | 0.013184 | 982.9498 | 0.0015712 | 982.9498 | 0.006046 | 983.3483 | 7.8246e-05 | 1066.7563 | 0 | 982.9498 | 0.0059264 | 1072.3768 | 0.0024971 | 1066.2207 | 0.011216 | 982.9498 | 0.79215 | 1104.5671 | 0.09026 |  |  | 1651.361 | 0.00041514 | 1297.5983 | 0.0030355 |  |  |  |  | 1204.0032 | 0 | 1203.9961 | 0.02708
| 1066.3892 | 0.014085 | 983.1925 | -0.0069972 | 983.1925 | -0.0060571 | 983.5916 | -0.00028331 | 1066.9267 | 0 | 983.1925 | -0.0043947 | 1072.5487 | 0.00073159 | 1066.3892 | 0.01176 | 983.1925 | 0.77994 | 1104.6887 | 0.088891 |  |  | 1652.197 | 0.00037616 | 1297.6807 | 0.003012 |  |  |  |  | 1204.0742 | 0 | 1204.0671 | 0.02657
| 1066.5577 | 0.013624 | 983.4351 | 0.0078983 | 983.4351 | 0.0039942 | 983.835 | 0.00071594 | 1067.0971 | 0 | 983.4351 | 0.0064941 | 1072.7207 | 0.0023426 | 1066.5577 | 0.011664 | 983.4351 | 0.77033 | 1104.8102 | 0.087437 |  |  | 1653.033 | 0.00028377 | 1297.7632 | 0.0029889 |  |  |  |  | 1204.1451 | 0 | 1204.1382 | 0.02612
| 1066.7263 | 0.012186 | 983.6778 | -0.0055204 | 983.6778 | -0.00034387 | 984.0782 | 0.00039344 | 1067.2675 | 1.0001e-05 | 983.6778 | -0.001447 | 1072.8926 | 0.0010154 | 1066.7263 | 0.011823 | 983.6777 | 0.76452 | 1104.9315 | 0.086932 |  |  | 1653.87 | 0.0005479 | 1297.8457 | 0.002966 |  |  |  |  | 1204.2162 | 0 | 1204.2092 | 0.02573
| 1066.8948 | 0.015276 | 983.9204 | 0.0015282 | 983.9204 | 0.0040029 | 984.3216 | 0.00050177 | 1067.4379 | 0 | 983.9204 | 0.005893 | 1073.0645 | 0.0025141 | 1066.8948 | 0.012201 | 983.9204 | 0.75551 | 1105.053 | 0.086732 |  |  | 1654.708 | 0.00035561 | 1297.9282 | 0.0029434 |  |  |  |  | 1204.2872 | 0 | 1204.2803 | 0.02542
| 1067.0633 | 0.01572 | 984.1631 | -0.0059503 | 984.1631 | -0.0020996 | 984.5649 | -0.00030051 | 1067.6083 | 0 | 984.1631 | -0.0032338 | 1073.2365 | 0.00087542 | 1067.0633 | 0.01301 | 984.1631 | 0.74289 | 1105.1746 | 0.085658 |  |  | 1655.547 | 0.00049139 | 1298.0107 | 0.002921 |  |  |  |  | 1204.3583 | 0 | 1204.3513 | 0.02516
| 1067.2318 | 0.015188 | 984.4057 | 0.00029686 | 984.4057 | 0.0043716 | 984.8083 | 0.00054122 | 1067.7787 | 0 | 984.4057 | 0.0039403 | 1073.4084 | 0.0019217 | 1067.2318 | 0.013518 | 984.4057 | 0.73368 | 1105.296 | 0.084497 |  |  | 1656.386 | 0.00057803 | 1298.0933 | 0.0028989 |  |  |  |  | 1204.4294 | 0 | 1204.4224 | 0.02492
| 1067.4003 | 0.01572 | 984.6484 | -0.0037011 | 984.6484 | -0.0015954 | 985.0517 | -0.00062106 | 1067.9491 | 0 | 984.6484 | -0.0024168 | 1073.5803 | 1.665e-05 | 1067.4003 | 0.013907 | 984.6484 | 0.72687 | 1105.4176 | 0.084039 |  |  | 1657.227 | 0.0005047 | 1298.1758 | 0.0028772 |  |  |  |  | 1204.5005 | 0 | 1204.4934 | 0.02469
| 1067.5688 | 0.014696 | 984.891 | 0.00090464 | 984.891 | 0.0097767 | 985.295 | 0.00015408 | 1068.1195 | 0 | 984.891 | 0.00046959 | 1073.7522 | 0.0012128 | 1067.5688 | 0.014296 | 984.891 | 0.72067 | 1105.5393 | 0.083514 |  |  | 1658.068 | 0.00037683 | 1298.2583 | 0.0028556 |  |  |  |  | 1204.5715 | 0 | 1204.5645 | 0.02443
| 1067.7373 | 0.015949 | 985.1337 | -0.0055049 | 985.1337 | -0.0025266 | 985.5384 | -0.00073165 | 1068.2899 | 1.0001e-05 | 985.1337 | -0.0050397 | 1073.9242 | 0.00013882 | 1067.7373 | 0.014523 | 985.1337 | 0.70965 | 1105.6609 | 0.081903 |  |  | 1658.911 | 0.00032314 | 1298.3408 | 0.0028344 |  |  |  |  | 1204.6426 | 0 | 1204.6356 | 0.02413
| 1067.9058 | 0.014555 | 985.3764 | 0.0015256 | 985.3764 | 0.0068575 | 985.7818 | -7.4582e-05 | 1068.4603 | 0 | 985.3764 | 0.0084896 | 1074.0961 | 0.0015352 | 1067.9058 | 0.014846 | 985.3764 | 0.70064 | 1105.7825 | 0.080499 |  |  | 1659.754 | 0.00041422 | 1298.4235 | 0.0028135 |  |  |  |  | 1204.7137 | 0 | 1204.7067 | 0.02379
| 1068.0744 | 0.015984 | 985.6191 | -0.0014725 | 985.6191 | -0.010171 | 986.0251 | -0.0005712 | 1068.6307 | 0 | 985.6191 | -0.0033605 | 1074.268 | 0.00063129 | 1068.0744 | 0.014729 | 985.6191 | 0.69223 | 1105.9042 | 0.07993 |  |  | 1660.597 | 0.0003867 | 1298.506 | 0.0027928 |  |  |  |  | 1204.7848 | 0 | 1204.7778 | 0.02341
| 1068.2429 | 0.014098 | 985.8618 | 0.0019757 | 985.8618 | 0.0055733 | 986.2686 | -6.4123e-05 | 1068.8011 | 0 | 985.8618 | 0.0040739 | 1074.44 | 0.0016313 | 1068.2429 | 0.01505 | 985.8618 | 0.68482 | 1106.0259 | 0.079296 |  |  | 1661.442 | 0.00025081 | 1298.5886 | 0.0027725 |  |  |  |  | 1204.856 | 0 | 1204.8489 | 0.023
| 1068.4114 | 0.015931 | 986.1045 | -0.0049763 | 986.1045 | 0.0024016 | 986.512 | 5.3055e-05 | 1068.9715 | 1.0001e-05 | 986.1045 | -0.0048092 | 1074.6119 | 0.00036188 | 1068.4114 | 0.014772 | 986.1045 | 0.67201 | 1106.1476 | 0.078377 |  |  | 1662.288 | 0.00060357 | 1298.6711 | 0.0027523 |  |  |  |  | 1204.927 | 0 | 1204.92 | 0.0226
| 1068.5799 | 0.013905 | 986.3472 | 0.00072143 | 986.3472 | 0.0082296 | 986.7554 | 0.00052034 | 1069.1419 | 0 | 986.3472 | 0.0046479 | 1074.7838 | 0.0011127 | 1068.5799 | 0.015126 | 986.3472 | 0.6642 | 1106.2694 | 0.078086 |  |  | 1663.134 | 0.00040884 | 1298.7538 | 0.0027326 |  |  |  |  | 1204.9982 | 0 | 1204.9912 | 0.02222
| 1068.7484 | 0.015896 | 986.5899 | -0.0052008 | 986.5899 | -0.025151 | 986.9988 | 0.00014086 | 1069.3123 | 0 | 986.5899 | -0.0078135 | 1074.9558 | 0.00017131 | 1068.7484 | 0.014758 | 986.5899 | 0.65559 | 1106.3914 | 0.077907 |  |  | 1663.982 | 0.00028559 | 1298.8364 | 0.002713 |  |  |  |  | 1205.0693 | 0 | 1205.0623 | 0.0219
| 1068.9169 | 0.013764 | 986.8326 | 0.0034945 | 986.8326 | -0.0021433 | 987.2422 | 0.00088489 | 1069.4828 | 0 | 986.8326 | 0.0059978 | 1075.1277 | 0.0015657 | 1068.9169 | 0.015168 | 986.8326 | 0.64598 | 1106.5132 | 0.076608 |  |  | 1664.83 | 0.00061632 | 1298.9191 | 0.0026938 |  |  |  |  | 1205.1405 | 0 | 1205.1334 | 0.02167
| 1069.0854 | 0.015931 | 987.0753 | -0.0099628 | 987.0753 | -0.0044232 | 987.4856 | -0.00068836 | 1069.6532 | 0 | 987.0753 | -0.0053228 | 1075.2997 | 0.00018836 | 1069.0854 | 0.014706 | 987.0753 | 0.63937 | 1106.6349 | 0.075361 |  |  | 1665.679 | 0.00036109 | 1299.0017 | 0.0026748 |  |  |  |  | 1205.2117 | 0 | 1205.2046 | 0.02156
| 1069.2539 | 0.013782 | 987.318 | 0.0021043 | 987.318 | 0.0041218 | 987.729 | 0.00029212 | 1069.8236 | 0 | 987.318 | 0.00726 | 1075.4716 | 0.0014648 | 1069.2539 | 0.015132 | 987.318 | 0.63016 | 1106.7567 | 0.074513 |  |  | 1666.529 | 0.00046413 | 1299.0844 | 0.0026561 |  |  |  |  | 1205.2828 | 0 | 1205.2758 | 0.02159
| 1069.4224 | 0.015281 | 987.5607 | -0.0057906 | 987.5607 | 0.0048451 | 987.9725 | -0.00025945 | 1069.994 | 1.0001e-05 | 987.5607 | -0.0043938 | 1075.6435 | 0.00047863 | 1069.4224 | 0.01451 | 987.5607 | 0.62175 | 1106.8787 | 0.073303 |  |  | 1667.38 | 0.00063938 | 1299.167 | 0.0026377 |  |  |  |  | 1205.354 | 0 | 1205.3469 | 0.02181
| 1069.5909 | 0.014063 | 987.8035 | 0.0052192 | 987.8035 | 0.00059781 | 988.2159 | 0.00067626 | 1070.1644 | 0 | 987.8035 | 0.0051546 | 1075.8155 | 0.0010862 | 1069.5909 | 0.014974 | 987.8035 | 0.61394 | 1107.0006 | 0.071992 |  |  | 1668.231 | 0.00041274 | 1299.2496 | 0.0026196 |  |  |  |  | 1205.4252 | 0 | 1205.4181 | 0.02221
| 1069.7594 | 0.015509 | 988.0462 | -0.0031606 | 988.0462 | 0.00047361 | 988.4594 | -0.00012465 | 1070.3348 | 0 | 988.0462 | -0.0035182 | 1075.9874 | 0.00047201 | 1069.7594 | 0.014308 | 988.0462 | 0.60173 | 1107.1226 | 0.071502 |  |  | 1669.084 | 0.00040057 | 1299.3324 | 0.0026018 |  |  |  |  | 1205.4963 | 0 | 1205.4893 | 0.02278
| 1069.9279 | 0.013729 | 988.2889 | 0.0028549 | 988.2889 | 0.0075432 | 988.7028 | 0.00072142 | 1070.5053 | 0 | 988.2889 | 0.0025854 | 1076.1593 | 0.0013205 | 1069.9279 | 0.014886 | 988.2889 | 0.59372 | 1107.2445 | 0.071262 |  |  | 1669.937 | 0.00050757 | 1299.415 | 0.0025842 |  |  |  |  | 1205.5675 | 0 | 1205.5605 | 0.02347
| 1070.0964 | 0.015228 | 988.5317 | -0.0038119 | 988.5317 | -0.0093552 | 988.9463 | -0.0002582 | 1070.6757 | 0 | 988.5317 | -0.0059756 | 1076.3313 | 5.9979e-05 | 1070.0964 | 0.01419 | 988.5317 | 0.5833 | 1107.3666 | 0.070941 |  |  | 1670.792 | 0.00035014 | 1299.4977 | 0.0025669 |  |  |  |  | 1205.6387 | 0 | 1205.6317 | 0.02422
| 1070.2649 | 0.013553 | 988.7744 | -0.00061527 | 988.7744 | -0.00053816 | 989.1898 | -0.00020418 | 1070.8461 | 6.6672e-06 | 988.7744 | 0.0060229 | 1076.5032 | 0.0016694 | 1070.2649 | 0.014797 | 988.7744 | 0.57469 | 1107.4885 | 0.070859 |  |  | 1671.647 | 0.00055666 | 1299.5804 | 0.0025499 |  |  |  |  | 1205.71 | 0 | 1205.7029 | 0.02494
| 1070.4334 | 0.015703 | 989.0172 | -0.0056091 | 989.0172 | 0.00037768 | 989.4332 | -0.00020741 | 1071.0165 | 0 | 989.0172 | -0.0019483 | 1076.6752 | 0.0010698 | 1070.4334 | 0.014113 | 989.0172 | 0.56668 | 1107.6106 | 0.070777 |  |  | 1672.503 | 0.00031053 | 1299.6632 | 0.0025333 |  |  |  |  | 1205.7811 | 0 | 1205.7742 | 0.02556
| 1070.6019 | 0.015188 | 989.2599 | 0.0057436 | 989.2599 | 0.0074179 | 989.6767 | 0.00035608 | 1071.187 | 0 | 989.2599 | 0.0045734 | 1076.8471 | 0.0019274 | 1070.6019 | 0.014775 | 989.2599 | 0.56108 | 1107.7328 | 0.070471 |  |  | 1673.36 | 0.00036922 | 1299.7459 | 0.0025168 |  |  |  |  | 1205.8524 | 0 | 1205.8453 | 0.02602
| 1070.7704 | 0.015984 | 989.5027 | -0.0096393 | 989.5027 | -0.0054939 | 989.9202 | -0.00062956 | 1071.3574 | 0 | 989.5027 | -0.0086876 | 1077.0191 | 0.00041444 | 1070.7704 | 0.014131 | 989.5027 | 0.54966 | 1107.8549 | 0.069309 |  |  | 1674.218 | 0.00032185 | 1299.8286 | 0.0025007 |  |  |  |  | 1205.9236 | 0 | 1205.9166 | 0.02629
| 1070.9389 | 0.013448 | 989.7455 | 0.0038562 | 989.7455 | 0.010385 | 990.1636 | 0.00026848 | 1071.5278 | 0 | 989.7455 | 0.0082757 | 1077.191 | 0.0015338 | 1070.9389 | 0.014814 | 989.7455 | 0.53985 | 1107.9771 | 0.068231 |  |  | 1675.076 | 0.00032195 | 1299.9114 | 0.0024848 |  |  |  |  | 1205.9949 | 0 | 1205.9878 | 0.02637
| 1071.1074 | 0.015456 | 989.9882 | -0.007651 | 989.9882 | -0.010301 | 990.4072 | -0.00035023 | 1071.6983 | 0 | 989.9882 | -0.0028117 | 1077.3629 | 0.00032116 | 1071.1074 | 0.014275 | 989.9882 | 0.53204 | 1108.0994 | 0.06756 |  |  | 1675.936 | 0.00019892 | 1299.9941 | 0.0024693 |  |  |  |  | 1206.0662 | 0 | 1206.0591 | 0.0263
| 1071.2759 | 0.013378 | 990.231 | 0.0055973 | 990.231 | 0.012958 | 990.6506 | 0.0007139 | 1071.8687 | 0 | 990.231 | 0.0036434 | 1077.5349 | 0.0012148 | 1071.2759 | 0.014985 | 990.231 | 0.52163 | 1108.2214 | 0.066309 |  |  | 1676.796 | 0.00044784 | 1300.0769 | 0.002454 |  |  |  |  | 1206.1374 | 0 | 1206.1304 | 0.02611
| 1071.4444 | 0.01565 | 990.4738 | -0.0081349 | 990.4738 | -0.00731 | 990.8942 | 0.00020988 | 1072.0391 | 0 | 990.4738 | -0.0038163 | 1077.7068 | 0.00087883 | 1071.4444 | 0.014541 | 990.4738 | 0.51322 | 1108.3436 | 0.065088 |  |  | 1677.657 | 0.00031909 | 1300.1597 | 0.002439 |  |  |  |  | 1206.2086 | 0 | 1206.2017 | 0.02587
| 1071.6129 | 0.014766 | 990.7166 | 0.0045363 | 990.7166 | 0.0049975 | 991.1377 | 0.000395 | 1072.2096 | 6.6672e-06 | 990.7166 | 0.003504 | 1077.8788 | 0.0022602 | 1071.6129 | 0.015146 | 990.7166 | 0.50501 | 1108.4658 | 0.064912 |  |  | 1678.52 | 0.00027787 | 1300.2425 | 0.0024243 |  |  |  |  | 1206.2799 | 0 | 1206.273 | 0.02562
| 1071.7814 | 0.015949 | 990.9594 | -0.0076488 | 990.9594 | -0.0052562 | 991.3812 | -0.00046023 | 1072.38 | 0 | 990.9594 | -0.0018694 | 1078.0507 | 0.001789 | 1071.7814 | 0.014764 | 990.9594 | 0.4954 | 1108.5881 | 0.064628 |  |  | 1679.383 | 0.00046426 | 1300.3253 | 0.0024099 |  |  |  |  | 1206.3512 | 0 | 1206.3442 | 0.02542
| 1071.9499 | 0.014169 | 991.2022 | 0.0029921 | 991.2022 | 0.0048522 | 991.6248 | 0.00016216 | 1072.5504 | 0 | 991.2022 | 0.0055255 | 1078.2227 | 0.0025127 | 1071.9499 | 0.015169 | 991.2022 | 0.48739 | 1108.7104 | 0.063189 |  |  | 1680.247 | 0.0004625 | 1300.4082 | 0.0023959 |  |  |  |  | 1206.4225 | 0 | 1206.4155 | 0.02528
| 1072.1184 | 0.015826 | 991.445 | -0.0051868 | 991.445 | -0.00095816 | 991.8683 | -0.0009596 | 1072.7209 | 0 | 991.445 | -0.0024001 | 1078.3946 | 0.0013653 | 1072.1184 | 0.014796 | 991.445 | 0.47698 | 1108.8328 | 0.061946 |  |  | 1681.112 | 0.00041439 | 1300.491 | 0.0023821 |  |  |  |  | 1206.4939 | 0 | 1206.4868 | 0.02523
| 1072.2869 | 0.014696 | 991.6878 | 0.0066056 | 991.6878 | 0.012539 | 992.1118 | -0.0001605 | 1072.8913 | 6.6672e-06 | 991.6878 | 0.0037195 | 1078.5666 | 0.0023021 | 1072.2869 | 0.015035 | 991.6878 | 0.46937 | 1108.9552 | 0.061816 |  |  | 1681.977 | 0.00056852 | 1300.5738 | 0.0023686 |  |  |  |  | 1206.5652 | 0 | 1206.5581 | 0.02528
| 1072.4554 | 0.015914 | 991.9306 | -0.0030207 | 991.9306 | -0.018472 | 992.3553 | -0.00057191 | 1073.0618 | 1.0001e-05 | 991.9306 | -0.0053636 | 1078.7385 | 0.0010042 | 1072.4554 | 0.014705 | 991.9306 | 0.46216 | 1109.0775 | 0.062025 |  |  | 1682.844 | 0.00065964 | 1300.6566 | 0.0023554 |  |  |  |  | 1206.6365 | 0 | 1206.6294 | 0.0254
| 1072.6239 | 0.015241 | 992.1734 | 0.0028002 | 992.1734 | 0.024032 | 992.5989 | 0.00057396 | 1073.2322 | 0 | 992.1734 | 0.0047685 | 1078.9105 | 0.0011017 | 1072.6239 | 0.014797 | 992.1734 | 0.45215 | 1109.2 | 0.061621 |  |  | 1683.711 | 0.00042687 | 1300.7395 | 0.0023426 |  |  |  |  | 1206.7078 | 0 | 1206.7008 | 0.02559
| 1072.7923 | 0.015808 | 992.4162 | -0.0012996 | 992.4162 | 0.0029401 | 992.8425 | -0.0002097 | 1073.4027 | 1.0001e-05 | 992.4162 | -0.0015824 | 1079.0824 | 3.4102e-06 | 1072.7923 | 0.014541 | 992.4162 | 0.44233 | 1109.3224 | 0.060711 |  |  | 1684.58 | 0.00046491 | 1300.8224 | 0.00233 |  |  |  |  | 1206.7792 | 0 | 1206.7721 | 0.02582
| 1072.9608 | 0.013659 | 992.659 | 0.0015601 | 992.659 | 0.0058203 | 993.086 | 0.00026789 | 1073.5731 | 0 | 992.659 | 0.0031311 | 1079.2544 | 0.0011807 | 1072.9608 | 0.014856 | 992.659 | 0.43773 | 1109.4451 | 0.05985 |  |  | 1685.449 | 0.00053868 | 1300.9053 | 0.0023178 |  |  |  |  | 1206.8505 | 0 | 1206.8435 | 0.02605
| 1073.1293 | 0.015421 | 992.9019 | -0.0044091 | 992.9019 | -0.014747 | 993.3296 | 0.00031097 | 1073.7435 | 0 | 992.9019 | -0.0041694 | 1079.4263 | 4.1524e-05 | 1073.1293 | 0.014737 | 992.9019 | 0.42571 | 1109.5674 | 0.05895 |  |  | 1686.319 | 0.00067056 | 1300.9882 | 0.0023059 |  |  |  |  | 1206.9219 | 0 | 1206.9148 | 0.02624
| 1073.2978 | 0.013905 | 993.1447 | 0.0023249 | 993.1447 | 0.0038296 | 993.5732 | 0.00049037 | 1073.914 | 6.6672e-06 | 993.1447 | 0.002108 | 1079.5983 | 0.0013962 | 1073.2978 | 0.015085 | 993.1447 | 0.41931 | 1109.6898 | 0.057837 |  |  | 1687.191 | 0.00040383 | 1301.071 | 0.0022944 |  |  |  |  | 1206.9932 | 0 | 1206.9862 | 0.02636
| 1073.4663 | 0.015263 | 993.3875 | -0.0082342 | 993.3875 | 0.00066907 | 993.8168 | -0.00038849 | 1074.0844 | 0 | 993.3875 | -0.0052116 | 1079.7702 | 0.00085576 | 1073.4663 | 0.01475 | 993.3875 | 0.40989 | 1109.8124 | 0.056933 |  |  | 1688.063 | 0.0005281 | 1301.1539 | 0.0022831 |  |  |  |  | 1207.0646 | 0 | 1207.0575 | 0.02639
| 1073.6348 | 0.013835 | 993.6304 | 0.0025002 | 993.6304 | 0.010223 | 994.0604 | 0.00064443 | 1074.2549 | 0 | 993.6304 | 0.010894 | 1079.9422 | 0.0018457 | 1073.6348 | 0.015137 | 993.6304 | 0.40309 | 1109.9349 | 0.056496 |  |  | 1688.936 | 0.00062511 | 1301.2369 | 0.0022723 |  |  |  |  | 1207.136 | 0 | 1207.1289 | 0.02631
| 1073.8033 | 0.015615 | 993.8732 | -0.0014493 | 993.8732 | 0.001732 | 994.304 | -0.00068974 | 1074.4253 | 1.0001e-05 | 993.8732 | -0.011546 | 1080.1142 | 0.00030451 | 1073.8033 | 0.01467 | 993.8732 | 0.39348 | 1110.0575 | 0.056155 |  |  | 1689.81 | 0.00092158 | 1301.3198 | 0.0022618 |  |  |  |  | 1207.2074 | 0 | 1207.2003 | 0.02612
| 1073.9718 | 0.013852 | 994.1161 | 0.0035729 | 994.1161 | -0.0040154 | 994.5475 | -3.5311e-05 | 1074.5958 | 0 | 994.1161 | 0.0018433 | 1080.2861 | 0.0014184 | 1073.9718 | 0.015097 | 994.1161 | 0.38947 | 1110.1802 | 0.05515 |  |  | 1690.684 | 0.0007802 | 1301.4028 | 0.0022516 |  |  |  |  | 1207.2788 | 0 | 1207.2717 | 0.02584
| 1074.1402 | 0.015368 | 994.3589 | -0.0062855 | 994.3589 | -0.006638 | 994.7911 | -9.6691e-05 | 1074.7663 | 0 | 994.3589 | -0.0045823 | 1080.4581 | 1.003e-05 | 1074.1402 | 0.014566 | 994.359 | 0.37826 | 1110.3029 | 0.054457 |  |  | 1691.56 | 0.00059735 | 1301.4857 | 0.0022418 |  |  |  |  | 1207.3502 | 0 | 1207.3431 | 0.0255
| 1074.3087 | 0.013712 | 994.6018 | 0.004045 | 994.6018 | 0.0063523 | 995.0348 | 0.00050571 | 1074.9367 | 0 | 994.6018 | 0.010285 | 1080.63 | 0.0012379 | 1074.3087 | 0.01507 | 994.6018 | 0.36905 | 1110.4255 | 0.055055 |  |  | 1692.437 | 0.00081858 | 1301.5687 | 0.0022323 |  |  |  |  | 1207.4216 | 0 | 1207.4145 | 0.02515
| 1074.4772 | 0.015632 | 994.8447 | -0.0026996 | 994.8447 | -0.0042775 | 995.2784 | 5.8552e-05 | 1075.1072 | 1.0001e-05 | 994.8447 | -0.0071823 | 1080.802 | 0.0001673 | 1074.4772 | 0.014545 | 994.8447 | 0.36264 | 1110.5482 | 0.055102 |  |  | 1693.314 | 0.0010688 | 1301.6517 | 0.0022233 |  |  |  |  | 1207.493 | 0 | 1207.486 | 0.02484
| 1074.6457 | 0.014186 | 995.0876 | 0.0075098 | 995.0876 | -0.0063292 | 995.522 | 0.00068164 | 1075.2776 | 0 | 995.0876 | 0.0098305 | 1080.9739 | 0.0018293 | 1074.6457 | 0.015093 | 995.0875 | 0.35523 | 1110.671 | 0.054471 |  |  | 1694.192 | 0.00077897 | 1301.7346 | 0.0022146 |  |  |  |  | 1207.5645 | 0 | 1207.5574 | 0.02459
| 1074.8142 | 0.015896 | 995.3304 | -0.008264 | 995.3304 | -0.0043872 | 995.7656 | -0.00023251 | 1075.4481 | 3.0002e-05 | 995.3304 | -0.0068796 | 1081.1459 | 0.00093058 | 1074.8142 | 0.014644 | 995.3304 | 0.34782 | 1110.7937 | 0.053939 |  |  | 1695.072 | 0.00093046 | 1301.8176 | 0.0022062 |  |  |  |  | 1207.6359 | 0 | 1207.6288 | 0.02445
| 1074.9826 | 0.015188 | 995.5733 | 0.0034961 | 995.5733 | 0.00054128 | 996.0093 | 0.00029517 | 1075.6185 | 0 | 995.5733 | 0.0073284 | 1081.3179 | 0.0022728 | 1074.9826 | 0.015156 | 995.5733 | 0.34101 | 1110.9165 | 0.052927 |  |  | 1695.952 | 0.0010868 | 1301.9006 | 0.0021983 |  |  |  |  | 1207.7073 | 0 | 1207.7003 | 0.02443
| 1075.1511 | 0.015843 | 995.8162 | -0.003978 | 995.8162 | -0.0081324 | 996.2529 | 0.00026635 | 1075.789 | 1.0001e-05 | 995.8162 | -0.0003161 | 1081.4898 | 0.0010156 | 1075.1511 | 0.014752 | 995.8162 | 0.333 | 1111.0396 | 0.051927 |  |  | 1696.833 | 0.00064908 | 1301.9836 | 0.0021908 |  |  |  |  | 1207.7788 | 0 | 1207.7717 | 0.02451
| 1075.3196 | 0.01503 | 996.0591 | 0.0073418 | 996.0591 | -0.0019505 | 996.4966 | 0.00034926 | 1075.9595 | 0 | 996.0591 | 0.0096739 | 1081.6618 | 0.0017719 | 1075.3196 | 0.01505 | 996.0591 | 0.329 | 1111.1622 | 0.051603 |  |  | 1697.715 | 0.0010804 | 1302.0668 | 0.0021837 |  |  |  |  | 1207.8502 | 0 | 1207.8433 | 0.02468
| 1075.4881 | 0.016001 | 996.302 | -0.01048 | 996.302 | -0.0056709 | 996.7402 | -0.00031017 | 1076.1299 | 0 | 996.302 | -0.0092505 | 1081.8337 | 0.00062627 | 1075.4881 | 0.014695 | 996.302 | 0.31698 | 1111.2852 | 0.051722 |  |  | 1698.598 | 0.0011944 | 1302.1498 | 0.002177 |  |  |  |  | 1207.9217 | 0 | 1207.9147 | 0.02491
| 1075.6566 | 0.01452 | 996.5449 | 0.0048399 | 996.5449 | 0.0035222 | 996.9839 | 7.6548e-05 | 1076.3004 | 0 | 996.5449 | 0.0048338 | 1082.0057 | 0.0015081 | 1075.6566 | 0.01492 | 996.5449 | 0.31238 | 1111.408 | 0.051139 |  |  | 1699.482 | 0.0013236 | 1302.2328 | 0.0021707 |  |  |  |  | 1207.9932 | 0 | 1207.9862 | 0.02516
| 1075.825 | 0.015966 | 996.7878 | -0.0060245 | 996.7878 | 0.0015619 | 997.2276 | -0.00011835 | 1076.4709 | 0 | 996.7878 | -0.0025987 | 1082.1777 | 0.00058595 | 1075.825 | 0.014685 | 996.7878 | 0.30637 | 1111.5311 | 0.050443 |  |  |  |  | 1302.3159 | 0.0021649 |  |  |  |  | 1208.0647 | 0 | 1208.0576 | 0.02539
| 1075.9935 | 0.014872 | 997.0307 | 0.002163 | 997.0307 | 0.0075849 | 997.4713 | 0.00078912 | 1076.6413 | 0 | 997.0307 | 0.0054447 | 1082.3496 | 0.0012084 | 1075.9935 | 0.014915 | 997.0307 | 0.30016 | 1111.6539 | 0.049963 |  |  |  |  | 1302.3989 | 0.0021595 |  |  |  |  | 1208.1362 | 0 | 1208.1291 | 0.02558
| 1076.162 | 0.015843 | 997.2736 | -0.0081934 | 997.2736 | -0.011789 | 997.715 | -0.00023579 | 1076.8118 | 0 | 997.2736 | -0.0067476 | 1082.5216 | 0.00043771 | 1076.162 | 0.014691 | 997.2736 | 0.29335 | 1111.7769 | 0.049018 |  |  |  |  | 1302.4821 | 0.0021545 |  |  |  |  | 1208.2078 | 0 | 1208.2007 | 0.02573
| 1076.3305 | 0.014292 | 997.5165 | 0.008985 | 997.5165 | 0.0096523 | 997.9586 | 0.00049057 | 1076.9823 | 0 | 997.5165 | 0.0055531 | 1082.6935 | 0.0010826 | 1076.3305 | 0.015035 | 997.5166 | 0.28514 | 1111.8999 | 0.048626 |  |  |  |  | 1302.5652 | 0.0021499 |  |  |  |  | 1208.2792 | 0 | 1208.2722 | 0.02581
| 1076.4989 | 0.015755 | 997.7595 | -0.01147 | 997.7595 | 0.0043444 | 998.2023 | -0.00057938 | 1077.1527 | 0 | 997.7595 | -0.0064654 | 1082.8655 | 0.00010471 | 1076.4989 | 0.014772 | 997.7595 | 0.27954 | 1112.0229 | 0.048531 |  |  |  |  | 1302.6482 | 0.0021458 |  |  |  |  | 1208.3507 | 0 | 1208.3438 | 0.02583
| 1076.6674 | 0.014151 | 998.0024 | 0.0058894 | 998.0024 | -0.0099235 | 998.446 | 3.7682e-05 | 1077.3232 | 0 | 998.0024 | 0.0039438 | 1083.0375 | 2.9889e-05 | 1076.6674 | 0.015148 | 998.0024 | 0.27613 | 1112.146 | 0.048208 |  |  |  |  | 1302.7313 | 0.0021422 |  |  |  |  | 1208.4222 | 0 | 1208.4153 | 0.02579
| 1076.8359 | 0.015984 | 998.2453 | -0.010151 | 998.2453 | -0.006077 | 998.6898 | -0.00011546 | 1077.4937 | 1.0001e-05 | 998.2453 | -0.0057661 | 1083.2094 | 0.00064352 | 1076.8359 | 0.014712 | 998.2453 | 0.27173 | 1112.2692 | 0.048115 |  |  |  |  | 1302.8145 | 0.002139 |  |  |  |  | 1208.4938 | 0 | 1208.4868 | 0.02569
| 1077.0044 | 0.014731 | 998.4883 | 0.0043898 | 998.4883 | 0.0086781 | 998.9335 | 0.00028523 | 1077.6642 | 0 | 998.4883 | 0.012958 | 1083.3814 | 0.00047301 | 1077.0044 | 0.015121 | 998.4883 | 0.25471 | 1112.3922 | 0.04777 |  |  |  |  | 1302.8976 | 0.0021362 |  |  |  |  | 1208.5654 | 0 | 1208.5584 | 0.02553
| 1077.1728 | 0.015931 | 998.7312 | -0.0073941 | 998.7312 | -0.00037502 | 999.1772 | -0.00013645 | 1077.8346 | 1.0001e-05 | 998.7312 | -0.0020393 | 1083.5534 | 1.5045e-05 | 1077.1728 | 0.014637 | 998.7312 | 0.2515 | 1112.5154 | 0.047149 |  |  |  |  | 1302.9807 | 0.002134 |  |  |  |  | 1208.637 | 0 | 1208.6299 | 0.02531
| 1077.3413 | 0.014925 | 998.9742 | 0.0016779 | 998.9742 | 0.0032477 | 999.4209 | 0.00014115 | 1078.0051 | 0 | 998.9742 | 0.0031524 | 1083.7253 | 0.0013972 | 1077.3413 | 0.015131 | 998.9742 | 0.2451 | 1112.6385 | 0.046681 |  |  |  |  | 1303.064 | 0.0021322 |  |  |  |  | 1208.7085 | 0 | 1208.7014 | 0.02505
| 1077.5098 | 0.01579 | 999.2171 | -0.012734 | 999.2171 | 0.013856 | 999.6646 | 4.1756e-05 | 1078.1756 | 1.0001e-05 | 999.2171 | -0.0034295 | 1083.8973 | 0.00054202 | 1077.5098 | 0.014724 | 999.2171 | 0.23789 | 1112.7618 | 0.045918 |  |  |  |  | 1303.1471 | 0.0021309 |  |  |  |  | 1208.78 | 0 | 1208.7731 | 0.02476
| 1077.6782 | 0.014274 | 999.4601 | 0.0036912 | 999.4601 | 0.012884 | 999.9084 | 0.00036014 | 1078.3461 | 0 | 999.4601 | 0.0086993 | 1084.0693 | 0.0016219 | 1077.6782 | 0.015203 | 999.4601 | 0.23288 | 1112.885 | 0.044713 |  |  |  |  | 1303.2302 | 0.00213 |  |  |  |  | 1208.8517 | 0 | 1208.8446 | 0.02446
| 1077.8467 | 0.015878 | 999.703 | -0.010111 | 999.703 | -0.0012531 | 1000.1521 | -3.934e-05 | 1078.5166 | 1.0001e-05 | 999.703 | -0.0083331 | 1084.2412 | 0.00029749 | 1077.8467 | 0.01479 | 999.703 | 0.22708 | 1113.0083 | 0.043847 |  |  |  |  | 1303.3135 | 0.0021297 |  |  |  |  | 1208.9232 | 0 | 1208.9163 | 0.0242
| 1078.0152 | 0.01394 | 999.946 | 0.0013317 | 999.946 | 0.0026969 | 1000.3959 | 0.00031685 | 1078.687 | 0 | 999.946 | 0.0061083 | 1084.4132 | 0.00089427 | 1078.0152 | 0.015101 | 999.946 | 0.22047 | 1113.1316 | 0.043295 |  |  |  |  | 1303.3966 | 0.0021298 |  |  |  |  | 1208.9949 | 0 | 1208.9878 | 0.02399
| 1078.1836 | 0.015667 | 1000.189 | -0.0091212 | 1000.189 | -0.00053767 | 1000.6396 | -0.00031035 | 1078.8575 | 1.0001e-05 | 1000.189 | -0.0088874 | 1084.5852 | 0.0003023 | 1078.1836 | 0.01475 | 1000.189 | 0.21746 | 1113.2549 | 0.042746 |  |  |  |  | 1303.4799 | 0.0021304 |  |  |  |  | 1209.0665 | 0 | 1209.0594 | 0.02387
| 1078.3521 | 0.014098 | 1000.432 | 0.0035872 | 1000.432 | 0.0052178 | 1000.8834 | 0.00027381 | 1079.028 | 0 | 1000.432 | 0 | 1084.7571 | 0.00086178 | 1078.3521 | 0.015022 | 1000.432 | 0.21086 | 1113.3782 | 0.042333 |  |  |  |  | 1303.5631 | 0.0021315 |  |  |  |  | 1209.1381 | 0 | 1209.1311 | 0.02386
| 1078.5206 | 0.015597 | 1000.6749 | -0.009429 | 1000.6749 | -0.0023421 | 1001.1271 | -0.00083916 | 1079.1985 | 0 | 1000.6749 | 0 | 1084.9291 | 0.0002022 | 1078.5206 | 0.014722 | 1000.6749 | 0.21186 | 1113.5016 | 0.041669 |  |  |  |  | 1303.6462 | 0.002133 |  |  |  |  | 1209.2097 | 0 | 1209.2026 | 0.02399
| 1078.689 | 0.01496 | 1000.9179 | 0.0044118 | 1000.9179 | 0.0076673 | 1001.3709 | 0.00052115 | 1079.369 | 6.6672e-06 | 1000.9179 | 0 | 1085.1011 | 0.0015077 | 1078.689 | 0.015047 | 1000.9179 | 0.20781 | 1113.6249 | 0.041371 |  |  |  |  | 1303.7295 | 0.0021351 |  |  |  |  | 1209.2814 | 0 | 1209.2743 | 0.02424
| 1078.8575 | 0.01572 | 1001.1609 | -0.011514 | 1001.1609 | 0.014246 | 1001.6147 | -0.0010531 | 1079.5395 | 1.0001e-05 | 1001.1609 | 0 | 1085.2731 | 0.00092537 | 1078.8575 | 0.014738 | 1001.1609 | 0.20269 | 1113.7483 | 0.041164 |  |  |  |  | 1303.8127 | 0.0021376 |  |  |  |  | 1209.353 | 0 | 1209.3459 | 0.0246
| 1079.0259 | 0.015522 | 1001.4039 | 0.012076 | 1001.4039 | -0.0022234 | 1001.8585 | 0.0002543 | 1079.71 | 0 | 1001.4039 | 0 | 1085.445 | 0.0019601 | 1079.0259 | 0.015132 | 1001.4039 | 0.19916 | 1113.8717 | 0.040248 |  |  |  |  | 1303.896 | 0.0021406 |  |  |  |  | 1209.4247 | 0 | 1209.4176 | 0.02505
| 1079.1944 | 0.015773 | 1001.6469 | -0.011348 | 1001.6469 | -0.0079796 | 1002.1023 | -0.00047638 | 1079.8805 | 1.0001e-05 | 1001.6469 | 0 | 1085.617 | 0.001739 | 1079.1944 | 0.014719 | 1001.6469 | 0.19372 | 1113.9952 | 0.040667 |  |  |  |  | 1303.9794 | 0.0021442 |  |  |  |  | 1209.4963 | 0 | 1209.4893 | 0.02553
| 1079.3629 | 0.014239 | 1001.8899 | 0.0072591 | 1001.8899 | 0.0050066 | 1002.3461 | 0.00038052 | 1080.051 | 0 | 1001.8899 | 0 | 1085.789 | 0.0031528 | 1079.3629 | 0.015151 | 1001.8899 | 0.18971 | 1114.1189 | 0.041238 |  |  |  |  | 1304.0626 | 0.0021481 |  |  |  |  | 1209.568 | 0 | 1209.5609 | 0.02601
| 1079.5313 | 0.015685 | 1002.1329 | -0.0085306 | 1002.1329 | -0.010145 | 1002.5898 | 0.00026539 | 1080.2214 | 0 | 1002.1329 | 0 | 1085.961 | 0.0021908 | 1079.5313 | 0.014769 | 1002.1329 | 0.18885 | 1114.2424 | 0.040178 |  |  |  |  | 1304.1459 | 0.0021525 |  |  |  |  | 1209.6397 | 0 | 1209.6326 | 0.02643
| 1079.6998 | 0.014503 | 1002.3759 | 0.0031061 | 1002.3759 | 0.01501 | 1002.8337 | 0.00014325 | 1080.3919 | 0 | 1002.3759 | 0 | 1086.1329 | 0.0033538 | 1079.6998 | 0.015176 | 1002.3759 | 0.18463 | 1114.3658 | 0.039727 |  |  |  |  | 1304.2293 | 0.0021574 |  |  |  |  | 1209.7113 | 0 | 1209.7043 | 0.02675
| 1079.8682 | 0.015896 | 1002.619 | -0.0086263 | 1002.619 | -0.019786 | 1003.0775 | -0.0010221 | 1080.5624 | 0 | 1002.619 | 0 | 1086.3049 | 0.0034802 | 1079.8682 | 0.014794 | 1002.619 | 0.18058 | 1114.4894 | 0.039775 |  |  |  |  | 1304.3125 | 0.0021587 |  |  |  |  | 1209.7831 | 0 | 1209.776 | 0.02696
| 1080.0367 | 0.014362 | 1002.862 | 0.0053566 | 1002.862 | 0.012383 | 1003.3214 | 2.5528e-05 | 1080.7329 | 0 | 1002.862 | 0 | 1086.4769 | 0.0028032 | 1080.0367 | 0.015063 | 1002.862 | 0.1762 | 1114.613 | 0.039471 |  |  |  |  | 1304.3959 | 0.0021589 |  |  |  |  | 1209.8547 | 0 | 1209.8477 | 0.02704
| 1080.2051 | 0.015755 | 1003.105 | -0.014449 | 1003.105 | 0.0099739 | 1003.5651 | -0.00012513 | 1080.9034 | 0 | 1003.105 | 0 | 1086.6489 | 0.0022465 | 1080.2051 | 0.014722 | 1003.105 | 0.17184 | 1114.7367 | 0.038765 |  |  |  |  | 1304.4793 | 0.0021597 |  |  |  |  | 1209.9265 | 0 | 1209.9194 | 0.02701
| 1080.3736 | 0.014714 | 1003.3481 | 0.0040262 | 1003.3481 | 0.012334 | 1003.809 | 0.00094029 | 1081.0739 | 6.6672e-06 | 1003.3481 | 0 | 1086.8208 | 0.0018024 | 1080.3736 | 0.015021 | 1003.348 | 0.16756 | 1114.8604 | 0.037682 |  |  |  |  | 1304.5625 | 0.0021608 |  |  |  |  | 1209.9982 | 0 | 1209.9911 | 0.0269
| 1080.5421 | 0.015773 | 1003.5911 | -0.011968 | 1003.5911 | -0.01224 | 1004.0529 | -0.00049233 | 1081.2444 | 0 | 1003.5911 | 0 | 1086.9928 | 0.0014879 | 1080.5421 | 0.014717 | 1003.5911 | 0.16327 | 1114.984 | 0.036994 |  |  |  |  | 1304.6459 | 0.0021623 |  |  |  |  | 1210.07 | 0 | 1210.0629 | 0.02672
| 1080.7105 | 0.014678 | 1003.8341 | -0.00078734 | 1003.8341 | 0.024303 | 1004.2967 | 9.8892e-05 | 1081.4149 | 0 | 1003.8341 | 0 | 1087.1648 | 5.9177e-05 | 1080.7105 | 0.015088 | 1003.8341 | 0.15911 | 1115.1078 | 0.036394 |  |  |  |  | 1304.7293 | 0.0021643 |  |  |  |  | 1210.1416 | 0 | 1210.1346 | 0.02652
| 1080.879 | 0.015914 | 1004.0772 | -0.0023355 | 1004.0772 | -0.011703 | 1004.5405 | 0.00037865 | 1081.5854 | 0 | 1004.0772 | 0 | 1087.3368 | 0.00093339 | 1080.879 | 0.015139 | 1004.0772 | 0.15498 | 1115.2317 | 0.036164 |  |  |  |  | 1304.8126 | 0.0021667 |  |  |  |  | 1210.2134 | 0 | 1210.2063 | 0.02632
| 1081.0474 | 0.016261 | 1004.3202 | -0.0068376 | 1004.3202 | -0.01599 | 1004.7844 | -0.00026119 | 1081.7559 | 0 | 1004.3202 | 0 | 1087.5087 | 5.2557e-05 | 1081.0474 | 0.015097 | 1004.3202 | 0.15094 | 1115.3555 | 0.036266 |  |  |  |  | 1304.896 | 0.0021695 |  |  |  |  | 1210.2852 | 0 | 1210.2781 | 0.02612
| 1081.2159 | 0.014489 | 1004.5633 | 0.0043601 | 1004.5633 | 0.0067954 | 1005.0283 | 0.0003256 | 1081.9264 | 5.0004e-05 | 1004.5633 | 0 | 1087.6807 | 0.0010662 | 1081.2159 | 0.015108 | 1004.5633 | 0.14696 | 1115.4791 | 0.035837 |  |  |  |  | 1304.9795 | 0.0021727 |  |  |  |  | 1210.3569 | 0 | 1210.3499 | 0.02593
| 1081.3843 | 0.016296 | 1004.8063 | -0.0081075 | 1004.8063 | 0.010716 | 1005.2721 | -6.566e-06 | 1082.0969 | 0 | 1004.8063 | 0 | 1087.8527 | 0.00017051 | 1081.3843 | 0.014773 | 1004.8063 | 0.14314 | 1115.6029 | 0.03535 |  |  |  |  | 1305.0629 | 0.0021762 |  |  |  |  | 1210.4287 | 0 | 1210.4216 | 0.02576
| 1081.5528 | 0.014032 | 1005.0494 | 0.0068819 | 1005.0494 | 0.00051828 | 1005.516 | 1.9341e-05 | 1082.2675 | 3.0002e-05 | 1005.0494 | 0 | 1088.0247 | 0.0011605 | 1081.5528 | 0.015199 | 1005.0494 | 0.13941 | 1115.7268 | 0.035093 |  |  |  |  | 1305.1462 | 0.0021801 |  |  |  |  | 1210.5005 | 0 | 1210.4934 | 0.02562
| 1081.7212 | 0.016278 | 1005.2925 | -0.0090068 | 1005.2925 | -0.019024 | 1005.7599 | 0.00012702 | 1082.438 | 0 | 1005.2925 | 0 | 1088.1966 | 7.5827e-05 | 1081.7212 | 0.014782 | 1005.2925 | 0.13576 | 1115.8507 | 0.034755 |  |  |  |  | 1305.2297 | 0.0021844 |  |  |  |  | 1210.5723 | 0 | 1210.5652 | 0.02552
| 1081.8896 | 0.014472 | 1005.5356 | 0.0075437 | 1005.5356 | 0.010101 | 1006.0038 | 0.00044391 | 1082.6085 | 5.0004e-05 | 1005.5356 | 0 | 1088.3686 | 0.0012209 | 1081.8896 | 0.015142 | 1005.5356 | 0.1322 | 1115.9746 | 0.034495 |  |  |  |  | 1305.3131 | 0.002189 |  |  |  |  | 1210.644 | 0 | 1210.637 | 0.02545
| 1082.0581 | 0.016155 | 1005.7786 | -0.009374 | 1005.7786 | -0.012439 | 1006.2477 | -0.00010424 | 1082.779 | 0 | 1005.7786 | 0 | 1088.5406 | 0.00036971 | 1082.0581 | 0.014711 | 1005.7786 | 0.12873 | 1116.0985 | 0.034306 |  |  |  |  | 1305.3966 | 0.0021939 |  |  |  |  | 1210.7158 | 0 | 1210.7089 | 0.02544
| 1082.2265 | 0.013839 | 1006.0217 | 0.010345 | 1006.0217 | 0.015351 | 1006.4916 | 0.00067421 | 1082.9495 | 1.0001e-05 | 1006.0217 | 0 | 1088.7126 | 0.0013723 | 1082.2265 | 0.015137 | 1006.0217 | 0.12535 | 1116.2225 | 0.033759 |  |  |  |  | 1305.4801 | 0.0021991 |  |  |  |  | 1210.7877 | 0 | 1210.7806 | 0.02548
| 1082.395 | 0.015856 | 1006.2648 | -0.008811 | 1006.2648 | 6.4433e-05 | 1006.7355 | 0.00056661 | 1083.12 | 0 | 1006.2648 | 0 | 1088.8846 | 0.00050451 | 1082.395 | 0.01469 | 1006.2648 | 0.12204 | 1116.3466 | 0.033614 |  |  |  |  | 1305.5636 | 0.0022045 |  |  |  |  | 1210.8595 | 0 | 1210.8524 | 0.02555
| 1082.5634 | 0.014138 | 1006.5079 | 0.005689 | 1006.5079 | 0.0044681 | 1006.9794 | 0.00090496 | 1083.2905 | 3.0002e-05 | 1006.5079 | 0 | 1089.0566 | 0.0020116 | 1082.5634 | 0.01515 | 1006.5079 | 0.11885 | 1116.4706 | 0.033623 |  |  |  |  | 1305.6471 | 0.0022103 |  |  |  |  | 1210.9313 | 0 | 1210.9243 | 0.02566
| 1082.7319 | 0.016014 | 1006.751 | -0.0057621 | 1006.751 | 0.01193 | 1007.2233 | 3.5896e-05 | 1083.461 | 0 | 1006.751 | 0 | 1089.2285 | 0.00092537 | 1082.7319 | 0.014701 | 1006.751 | 0.11573 | 1116.5946 | 0.032486 |  |  |  |  | 1305.7306 | 0.0022163 |  |  |  |  | 1211.0032 | 0 | 1210.9961 | 0.02577
| 1082.9003 | 0.013575 | 1006.9941 | 0.0034824 | 1006.9941 | 0.011835 | 1007.4672 | -4.3319e-05 | 1083.6316 | 5.0004e-05 | 1006.9941 | 0 | 1089.4005 | 0.0019244 | 1082.9003 | 0.015145 | 1006.9941 | 0.11272 | 1116.7189 | 0.031465 |  |  |  |  | 1305.8141 | 0.0022225 |  |  |  |  | 1211.0749 | 0 | 1211.068 | 0.02587
| 1083.0687 | 0.015944 | 1007.2372 | -0.012816 | 1007.2372 | -0.016559 | 1007.7112 | 1.082e-06 | 1083.8021 | 0 | 1007.2372 | 0 | 1089.5725 | 0.00072256 | 1083.0687 | 0.014756 | 1007.2372 | 0.10981 | 1116.8428 | 0.031138 |  |  |  |  | 1305.8976 | 0.0022289 |  |  |  |  | 1211.1469 | 0 | 1211.1398 | 0.02595
| 1083.2372 | 0.014278 | 1007.4803 | 0.0037949 | 1007.4803 | -0.007637 | 1007.9551 | 0.00048334 | 1083.9726 | 1.0001e-05 | 1007.4803 | 0 | 1089.7445 | 0.0017428 | 1083.2372 | 0.015156 | 1007.4803 | 0.107 | 1116.9669 | 0.03092 |  |  |  |  | 1305.9811 | 0.0022355 |  |  |  |  | 1211.2188 | 0 | 1211.2117 | 0.02601
| 1083.4056 | 0.016243 | 1007.7234 | -0.011179 | 1007.7234 | 0.0084318 | 1008.199 | -0.0004004 | 1084.1431 | 0 | 1007.7234 | 0 | 1089.9165 | 0.00080348 | 1083.4056 | 0.014803 | 1007.7234 | 0.10427 | 1117.0911 | 0.031273 |  |  |  |  | 1306.0646 | 0.0022423 |  |  |  |  | 1211.2906 | 0 | 1211.2836 | 0.02604
| 1083.5741 | 0.013768 | 1007.9666 | 0.0032783 | 1007.9666 | 0.023425 | 1008.443 | 0.00045978 | 1084.3136 | 3.0002e-05 | 1007.9666 | 0 | 1090.0885 | 0.0016428 | 1083.5741 | 0.015158 | 1007.9666 | 0.10161 | 1117.2153 | 0.031332 |  |  |  |  | 1306.1482 | 0.0022492 |  |  |  |  | 1211.3624 | 0 | 1211.3555 | 0.02606
| 1083.7425 | 0.016243 | 1008.2097 | -0.010722 | 1008.2097 | 0.00026522 | 1008.687 | -0.00012142 | 1084.4842 | 0 | 1008.2097 | 0 | 1090.2604 | 0.00050017 | 1083.7425 | 0.014783 | 1008.2097 | 0.09903 | 1117.3395 | 0.030505 |  |  |  |  | 1306.2317 | 0.0022563 |  |  |  |  | 1211.4343 | 0 | 1211.4274 | 0.02608
| 1083.9109 | 0.013821 | 1008.4528 | 0.0053942 | 1008.4528 | -0.0072316 | 1008.9309 | 3.9814e-05 | 1084.6547 | 1.0001e-05 | 1008.4528 | 0 | 1090.4324 | 0.0014143 | 1083.9109 | 0.015125 | 1008.4528 | 0.09651 | 1117.4637 | 0.030048 |  |  |  |  | 1306.3153 | 0.0022635 |  |  |  |  | 1211.5062 | 0 | 1211.4993 | 0.0261
| 1084.0794 | 0.016454 | 1008.6959 | -0.010262 | 1008.6959 | -0.0079477 | 1009.1749 | -0.00043662 | 1084.8252 | 0 | 1008.6959 | 0 | 1090.6044 | 0.0005752 | 1084.0794 | 0.014714 | 1008.696 | 0.09405 | 1117.5879 | 0.029593 |  |  |  |  | 1306.3989 | 0.0022707 |  |  |  |  | 1211.5781 | 0 | 1211.5712 | 0.02612
| 1084.2478 | 0.013663 | 1008.9391 | 0.002714 | 1008.9391 | -0.0063238 | 1009.4189 | 0.00031123 | 1084.9957 | 6.9993e-05 | 1008.9391 | 0 | 1090.7764 | 0.0016539 | 1084.2478 | 0.015124 | 1008.9391 | 0.09167 | 1117.7123 | 0.029327 |  |  |  |  | 1306.4825 | 0.0022781 |  |  |  |  | 1211.6501 | 0 | 1211.6431 | 0.02613
| 1084.4162 | 0.016067 | 1009.1822 | -0.014408 | 1009.1822 | 0.0074276 | 1009.6628 | -0.00022217 | 1085.1663 | 0 | 1009.1822 | 0 | 1090.9484 | 0.00099177 | 1084.4162 | 0.014748 | 1009.1822 | 0.08936 | 1117.8365 | 0.029757 |  |  |  |  | 1306.566 | 0.0022854 |  |  |  |  | 1211.7221 | 0 | 1211.715 | 0.02613
| 1084.5847 | 0.01514 | 1009.4254 | 0.0011828 | 1009.4254 | 0.016093 | 1009.9068 | 0.00026093 | 1085.3368 | 3.0002e-05 | 1009.4254 | 0 | 1091.1204 | 0.0019472 | 1084.5847 | 0.015174 | 1009.4254 | 0.08711 | 1117.9609 | 0.029873 |  |  |  |  | 1306.6497 | 0.0022928 |  |  |  |  | 1211.7939 | 0 | 1211.7869 | 0.02611
| 1084.7531 | 0.016366 | 1009.6685 | -0.013708 | 1009.6685 | -0.0072443 | 1010.1508 | -0.00033572 | 1085.5073 | 0 | 1009.6685 | 0 | 1091.2924 | 0.0012644 | 1084.7531 | 0.014769 | 1009.6685 | 0.08492 | 1118.0853 | 0.029198 |  |  |  |  | 1306.7333 | 0.0023003 |  |  |  |  | 1211.8658 | 0 | 1211.8589 | 0.02607
| 1084.9215 | 0.013452 | 1009.9117 | 0.00021669 | 1009.9117 | -0.002262 | 1010.3948 | 0.00023368 | 1085.6778 | 5.0004e-05 | 1009.9117 | 0 | 1091.4643 | 0.0021432 | 1084.9215 | 0.015152 | 1009.9117 | 0.08279 | 1118.2097 | 0.027926 |  |  |  |  | 1306.817 | 0.0023077 |  |  |  |  | 1211.9379 | 0 | 1211.9308 | 0.02601
| 1085.09 | 0.015927 | 1010.1548 | -0.013307 | 1010.1548 | -0.0051967 | 1010.6388 | -0.00043 | 1085.8484 | 0 | 1010.1548 | 0 | 1091.6363 | 0.00044995 | 1085.09 | 0.01473 | 1010.1549 | 0.08071 | 1118.3344 | 0.027506 |  |  |  |  | 1306.9006 | 0.0023151 |  |  |  |  | 1212.0098 | 0 | 1212.0028 | 0.02593
| 1085.2584 | 0.013733 | 1010.398 | 0.0064547 | 1010.398 | -0.0064587 | 1010.8828 | 0.000249 | 1086.0189 | 1.0001e-05 | 1010.398 | 0 | 1091.8083 | 0.0013673 | 1085.2584 | 0.015114 | 1010.398 | 0.07868 | 1118.4586 | 0.027976 |  |  |  |  | 1306.9842 | 0.0023224 |  |  |  |  | 1212.0818 | 0 | 1212.0747 | 0.02584
| 1085.4268 | 0.016173 | 1010.6412 | -0.011248 | 1010.6412 | 0.0049607 | 1011.1268 | -0.00063451 | 1086.1894 | 0 | 1010.6412 | 0 | 1091.9803 | 0.00038575 | 1085.4268 | 0.014687 | 1010.6412 | 0.07668 | 1118.5831 | 0.028151 |  |  |  |  | 1307.068 | 0.0023296 |  |  |  |  | 1212.1538 | 0 | 1212.1467 | 0.02574
| 1085.5952 | 0.014911 | 1010.8844 | 0.003999 | 1010.8844 | 0.017196 | 1011.3709 | 0.0006518 | 1086.36 | 3.0002e-05 | 1010.8844 | 0 | 1092.1523 | 0.0015771 | 1085.5952 | 0.015124 | 1010.8844 | 0.07473 | 1118.7076 | 0.027484 |  |  |  |  | 1307.1516 | 0.0023368 |  |  |  |  | 1212.2257 | 0 | 1212.2186 | 0.02561
| 1085.7637 | 0.01554 | 1011.1275 | -0.0067321 | 1011.1275 | 0.013172 | 1011.6149 | -0.00049205 | 1086.5305 | 0 | 1011.1275 | 0 | 1092.3243 | 0.00054663 | 1085.7637 | 0.014676 | 1011.1275 | 0.0728 | 1118.8324 | 0.026529 |  |  |  |  | 1307.2353 | 0.0023438 |  |  |  |  | 1212.2977 | 0 | 1212.2906 | 0.02545
| 1085.9321 | 0.014771 | 1011.3707 | 0.0042087 | 1011.3707 | 0.01549 | 1011.8589 | 0.00091976 | 1086.701 | 5.0004e-05 | 1011.3707 | 0 | 1092.4963 | 0.001944 | 1085.9321 | 0.015117 | 1011.3707 | 0.07092 | 1118.9568 | 0.026539 |  |  |  |  | 1307.319 | 0.0023507 |  |  |  |  | 1212.3698 | 0 | 1212.3627 | 0.02524
| 1086.1005 | 0.016155 | 1011.6139 | -0.016003 | 1011.6139 | -0.021746 | 1012.103 | -0.00018791 | 1086.8716 | 0 | 1011.6139 | 0 | 1092.6683 | 0.00057291 | 1086.1005 | 0.014709 | 1011.6139 | 0.0691 | 1119.0814 | 0.027058 |  |  |  |  | 1307.4027 | 0.0023575 |  |  |  |  | 1212.4418 | 0 | 1212.4347 | 0.02498
| 1086.2689 | 0.014436 | 1011.8571 | 0.0060143 | 1011.8571 | 0.0067935 | 1012.347 | 0.00097552 | 1087.0421 | 6.9993e-05 | 1011.8571 | 0 | 1092.8403 | 0.0018321 | 1086.2689 | 0.015167 | 1011.8571 | 0.06733 | 1119.2061 | 0.026854 |  |  |  |  | 1307.4865 | 0.0023641 |  |  |  |  | 1212.5138 | 0 | 1212.5067 | 0.02467
| 1086.4374 | 0.016384 | 1012.1003 | -0.008835 | 1012.1003 | -0.01877 | 1012.5911 | -0.00023292 | 1087.2127 | 0 | 1012.1003 | 0 | 1093.0123 | 0.00065014 | 1086.4374 | 0.014797 | 1012.1003 | 0.06563 | 1119.3307 | 0.026293 |  |  |  |  | 1307.5702 | 0.0023705 |  |  |  |  | 1212.5858 | 0 | 1212.5787 | 0.02431
| 1086.6058 | 0.013909 | 1012.3435 | 0.0058213 | 1012.3435 | 0.013118 | 1012.8351 | 0.00034515 | 1087.3832 | 5.0004e-05 | 1012.3435 | 0 | 1093.1842 | 0.0020648 | 1086.6058 | 0.015155 | 1012.3435 | 0.06399 | 1119.4554 | 0.026315 |  |  |  |  | 1307.6539 | 0.0023767 |  |  |  |  | 1212.6578 | 0 | 1212.6508 | 0.02392
| 1086.7742 | 0.016225 | 1012.5867 | -0.015057 | 1012.5867 | -0.040322 | 1013.0792 | 6.4467e-05 | 1087.5537 | 0 | 1012.5867 | 0 | 1093.3562 | 0.0011583 | 1086.7742 | 0.014794 | 1012.5867 | 0.0624 | 1119.5801 | 0.026261 |  |  |  |  | 1307.7377 | 0.0023827 |  |  |  |  | 1212.7299 | 0 | 1212.7228 | 0.02352
| 1086.9426 | 0.014032 | 1012.8299 | 0.0074856 | 1012.8299 | 0.018364 | 1013.3232 | 0.00059035 | 1087.7243 | 1.0001e-05 | 1012.8299 | 0 | 1093.5282 | 0.0018467 | 1086.9426 | 0.015107 | 1012.8299 | 0.06087 | 1119.7048 | 0.025899 |  |  |  |  | 1307.8214 | 0.0023884 |  |  |  |  | 1212.8019 | 0 | 1212.7949 | 0.02312
| 1087.111 | 0.016138 | 1013.0731 | -0.0095247 | 1013.0731 | -0.0013865 | 1013.5673 | -0.0002459 | 1087.8948 | 0 | 1013.0731 | 0 | 1093.7002 | 0.00055426 | 1087.111 | 0.014774 | 1013.0731 | 0.05937 | 1119.8296 | 0.025478 |  |  |  |  | 1307.9053 | 0.0023939 |  |  |  |  | 1212.874 | 0 | 1212.8669 | 0.02278
| 1087.2795 | 0.01456 | 1013.3164 | 0.00025102 | 1013.3164 | 0.0069264 | 1013.8114 | 0.00081446 | 1088.0654 | 3.0002e-05 | 1013.3164 | 0 | 1093.8722 | 0.00115 | 1087.2795 | 0.015137 | 1013.3164 | 0.05792 | 1119.9545 | 0.024587 |  |  |  |  | 1307.989 | 0.0023991 |  |  |  |  | 1212.946 | 0 | 1212.939 | 0.02251
| 1087.4479 | 0.016296 | 1013.5596 | -0.020516 | 1013.5596 | -0.0097654 | 1014.0555 | -0.00025238 | 1088.2359 | 0 | 1013.5596 | 0 | 1094.0442 | 0.00022768 | 1087.4479 | 0.014697 | 1013.5596 | 0.0565 | 1120.0792 | 0.024603 |  |  |  |  | 1308.0728 | 0.0024041 |  |  |  |  | 1213.0182 | 0 | 1213.0111 | 0.02235
| 1087.6163 | 0.014419 | 1013.8028 | 0.010001 | 1013.8028 | -0.0041434 | 1014.2996 | 0.00023405 | 1088.4065 | 6.9993e-05 | 1013.8028 | 0 | 1094.2162 | 0.0011179 | 1087.6163 | 0.015075 | 1013.8028 | 0.05512 | 1120.2041 | 0.02451 |  |  |  |  | 1308.1566 | 0.0024088 |  |  |  |  | 1213.0902 | 0 | 1213.0831 | 0.02233
| 1087.7847 | 0.016278 | 1014.046 | -0.011707 | 1014.046 | -0.0046595 | 1014.5437 | -0.00010488 | 1088.577 | 0 | 1014.046 | 0 | 1094.3882 | 0.0005009 | 1087.7847 | 0.014509 | 1014.046 | 0.05377 | 1120.329 | 0.022793 |  |  |  |  | 1308.2405 | 0.0024132 |  |  |  |  | 1213.1624 | 0 | 1213.1553 | 0.02246
| 1087.9531 | 0.014296 | 1014.2893 | 0.0028819 | 1014.2893 | 0.0067428 | 1014.7878 | 0.00084479 | 1088.7476 | 3.0002e-05 | 1014.2893 | 0 | 1094.5602 | 0.0011135 | 1087.9531 | 0.014971 | 1014.2893 | 0.05247 | 1120.454 | 0.021936 |  |  |  |  | 1308.3242 | 0.0024172 |  |  |  |  | 1213.2344 | 0 | 1213.2274 | 0.02275
| 1088.1215 | 0.016296 | 1014.5325 | -0.018278 | 1014.5325 | -0.023448 | 1015.0319 | -0.00083278 | 1088.9181 | 0 | 1014.5325 | 0 | 1094.7322 | 0.00058314 | 1088.1215 | 0.014289 | 1014.5325 | 0.0512 | 1120.5789 | 0.022801 |  |  |  |  | 1308.4081 | 0.002421 |  |  |  |  | 1213.3065 | 0 | 1213.2994 | 0.02318
| 1088.2899 | 0.013346 | 1014.7758 | 0.0077922 | 1014.7758 | 0.024996 | 1015.276 | 0.00056844 | 1089.0887 | 3.0002e-05 | 1014.7758 | 0 | 1094.9042 | 0.0019546 | 1088.2899 | 0.014789 | 1014.7758 | 0.04997 | 1120.7039 | 0.023629 |  |  |  |  | 1308.4919 | 0.0024244 |  |  |  |  | 1213.3787 | 0 | 1213.3716 | 0.02374
| 1088.4583 | 0.01561 | 1015.019 | -0.014951 | 1015.019 | -0.014956 | 1015.5201 | -0.00021109 | 1089.2592 | 0 | 1015.019 | 0 | 1095.0762 | 0.00031875 | 1088.4583 | 0.014178 | 1015.019 | 0.04874 | 1120.8289 | 0.02344 |  |  |  |  | 1308.5758 | 0.0024274 |  |  |  |  | 1213.4508 | 0 | 1213.4437 | 0.02436
| 1088.6268 | 0.013979 | 1015.2623 | 0.0020262 | 1015.2623 | -0.0057912 | 1015.7643 | 0.00048875 | 1089.4298 | 3.0002e-05 | 1015.2623 | 0 | 1095.2482 | 0.0014654 | 1088.6268 | 0.014816 | 1015.2623 | 0.04747 | 1120.9539 | 0.022834 |  |  |  |  | 1308.6597 | 0.0024302 |  |  |  |  | 1213.523 | 0 | 1213.5159 | 0.025
| 1088.7952 | 0.015962 | 1015.5055 | -0.013673 | 1015.5055 | -0.012772 | 1016.0084 | -0.00011378 | 1089.6003 | 0 | 1015.5055 | 0 | 1095.4202 | 0.00071514 | 1088.7952 | 0.014264 | 1015.5055 | 0.04613 | 1121.079 | 0.022681 |  |  |  |  | 1308.7435 | 0.0024326 |  |  |  |  | 1213.5951 | 0 | 1213.588 | 0.0256
| 1088.9636 | 0.013364 | 1015.7488 | 0.018257 | 1015.7488 | 0.029798 | 1016.2526 | 0.00024863 | 1089.7709 | 3.0002e-05 | 1015.7488 | 0 | 1095.5922 | 0.0017155 | 1088.9636 | 0.014873 | 1015.7488 | 0.04469 | 1121.204 | 0.022507 |  |  |  |  | 1308.8275 | 0.0024346 |  |  |  |  | 1213.6672 | 0 | 1213.6602 | 0.0261
| 1089.132 | 0.016085 | 1015.9921 | -0.017547 | 1015.9921 | -0.034419 | 1016.4967 | 0.00026444 | 1089.9414 | 0 | 1015.9921 | 0 | 1095.7642 | 0.00037793 | 1089.132 | 0.014385 | 1015.9921 | 0.04312 | 1121.3291 | 0.022291 |  |  |  |  | 1308.9114 | 0.0024363 |  |  |  |  | 1213.7394 | 0 | 1213.7323 | 0.02645
| 1089.3004 | 0.014454 | 1016.2353 | 0.004102 | 1016.2353 | 0.027412 | 1016.7408 | 0.00096435 | 1090.112 | 3.0002e-05 | 1016.2353 | 0 | 1095.9362 | 0.0017964 | 1089.3004 | 0.015011 | 1016.2354 | 0.04143 | 1121.4542 | 0.022022 |  |  |  |  | 1308.9952 | 0.0024376 |  |  |  |  | 1213.8115 | 0 | 1213.8046 | 0.02664
| 1089.4688 | 0.016348 | 1016.4786 | -0.0065818 | 1016.4786 | -0.014411 | 1016.985 | -0.0002449 | 1090.2826 | 0 | 1016.4786 | 0 | 1096.1082 | 0.00060681 | 1089.4688 | 0.01451 | 1016.4786 | 0.03963 | 1121.5793 | 0.021698 |  |  |  |  | 1309.0792 | 0.0024386 |  |  |  |  | 1213.8838 | 0 | 1213.8767 | 0.02667
| 1089.6372 | 0.013469 | 1016.7219 | 0.010811 | 1016.7219 | 0.016147 | 1017.2292 | -0.00017859 | 1090.4531 | 3.0002e-05 | 1016.7219 | 0 | 1096.2802 | 0.0018694 | 1089.6372 | 0.015047 | 1016.7219 | 0.03774 | 1121.7045 | 0.021893 |  |  |  |  | 1309.1631 | 0.0024391 |  |  |  |  | 1213.9559 | 0 | 1213.9488 | 0.02657
| 1089.8056 | 0.016032 | 1016.9652 | -0.010225 | 1016.9652 | -0.0054278 | 1017.4733 | -0.00062009 | 1090.6237 | 0 | 1016.9652 | 0 | 1096.4522 | 0.00056308 | 1089.8056 | 0.014599 | 1016.9652 | 0.03575 | 1121.8297 | 0.021528 |  |  |  |  | 1309.2471 | 0.0024394 |  |  |  |  | 1214.0282 | 0 | 1214.0211 | 0.02636
| 1089.974 | 0.01419 | 1017.2085 | 0.0082156 | 1017.2085 | 0.0059896 | 1017.7175 | 0.0001563 | 1090.7943 | 3.0002e-05 | 1017.2085 | 0 | 1096.6242 | 0.0019887 | 1089.974 | 0.015135 | 1017.2085 | 0.03368 | 1121.955 | 0.020347 |  |  |  |  | 1309.3311 | 0.0024393 |  |  |  |  | 1214.1003 | 0 | 1214.0933 | 0.0261
| 1090.1424 | 0.016208 | 1017.4518 | -0.012749 | 1017.4518 | -0.035045 | 1017.9617 | -0.00012217 | 1090.9648 | 0 | 1017.4518 | 0 | 1096.7962 | 0.00077432 | 1090.1424 | 0.014704 | 1017.4518 | 0.03152 | 1122.0802 | 0.019811 |  |  |  |  | 1309.415 | 0.0024388 |  |  |  |  | 1214.1726 | 0 | 1214.1655 | 0.02583
| 1090.3108 | 0.014278 | 1017.6951 | 0.0080389 | 1017.6951 | 0.0023129 | 1018.2059 | 0.00028339 | 1091.1354 | 3.0002e-05 | 1017.6951 | 0 | 1096.9682 | 0.0015033 | 1090.3108 | 0.015155 | 1017.6951 | 0.02927 | 1122.2056 | 0.020331 |  |  |  |  | 1309.499 | 0.002438 |  |  |  |  | 1214.2448 | 0 | 1214.2378 | 0.02559
| 1090.4792 | 0.016419 | 1017.9384 | -0.010294 | 1017.9384 | -0.010052 | 1018.4501 | -0.00017793 | 1091.3059 | 0 | 1017.9384 | 0 | 1097.1402 | 0.00031213 | 1090.4792 | 0.014759 | 1017.9384 | 0.02694 | 1122.3309 | 0.020572 |  |  |  |  | 1309.583 | 0.0024368 |  |  |  |  | 1214.317 | 0 | 1214.3099 | 0.02538
| 1090.6476 | 0.014542 | 1018.1817 | 0.0037251 | 1018.1817 | 0.016932 | 1018.6943 | 0.00031146 | 1091.4765 | 3.0002e-05 | 1018.1817 | 0 | 1097.3122 | 0.00081123 | 1090.6476 | 0.015174 | 1018.1817 | 0.02453 | 1122.4564 | 0.020515 |  |  |  |  | 1309.667 | 0.0024352 |  |  |  |  | 1214.3893 | 0 | 1214.3822 | 0.02523
| 1090.816 | 0.016173 | 1018.425 | -0.014789 | 1018.425 | -0.0039885 | 1018.9385 | -0.00038474 | 1091.6471 | 0 | 1018.425 | 0 | 1097.4842 | 0.0007021 | 1090.816 | 0.014775 | 1018.425 | 0.02204 | 1122.5817 | 0.020547 |  |  |  |  | 1309.751 | 0.0024333 |  |  |  |  | 1214.4615 | 0 | 1214.4545 | 0.02513
| 1090.9844 | 0.014366 | 1018.6683 | 0.012423 | 1018.6683 | 0.028839 | 1019.1827 | 0.00019541 | 1091.8177 | 1.0001e-05 | 1018.6683 | 0 | 1097.6562 | 0.00014403 | 1090.9844 | 0.015156 | 1018.6683 | 0.01954 | 1122.707 | 0.019986 |  |  |  |  | 1309.8351 | 0.0024312 |  |  |  |  | 1214.5338 | 0 | 1214.5267 | 0.02508
| 1091.1528 | 0.016261 | 1018.9116 | -0.013049 | 1018.9116 | 0.011214 | 1019.4269 | -0.00050696 | 1091.9882 | 0 | 1018.9116 | 0 | 1097.8282 | 0.0011663 | 1091.1528 | 0.014798 | 1018.9116 | 0.01708 | 1122.8325 | 0.019321 |  |  |  |  | 1309.9191 | 0.0024286 |  |  |  |  | 1214.6061 | 0 | 1214.599 | 0.02509
| 1091.3212 | 0.01507 | 1019.155 | 0.0080293 | 1019.155 | 0.0045407 | 1019.6711 | 0.00010714 | 1092.1588 | 1.0001e-05 | 1019.155 | 0 | 1098.0002 | 0.0010132 | 1091.3212 | 0.015145 | 1019.155 | 0.01472 | 1122.958 | 0.019491 |  |  |  |  | 1310.0031 | 0.0024257 |  |  |  |  | 1214.6783 | 0 | 1214.6713 | 0.02515
| 1091.4895 | 0.01619 | 1019.3983 | -0.0058876 | 1019.3983 | 0.0060701 | 1019.9153 | -0.00063729 | 1092.3294 | 0 | 1019.3983 | 0 | 1098.1722 | 0.00029947 | 1091.4895 | 0.014774 | 1019.3983 | 0.01251 | 1123.0835 | 0.019716 |  |  |  |  | 1310.0872 | 0.0024226 |  |  |  |  | 1214.7506 | 0 | 1214.7435 | 0.02529
| 1091.6579 | 0.014102 | 1019.6416 | 0.0045716 | 1019.6416 | 0.01691 | 1020.1596 | 3.1952e-05 | 1092.4999 | 5.0004e-05 | 1019.6416 | 0 | 1098.3442 | 0.0011422 | 1091.6579 | 0.015121 | 1019.6416 | 0.0105 | 1123.209 | 0.019407 |  |  |  |  | 1310.1713 | 0.0024192 |  |  |  |  | 1214.8229 | 0 | 1214.8158 | 0.0255
| 1091.8263 | 0.016401 | 1019.885 | -0.011403 | 1019.885 | -0.02195 | 1020.4038 | -4.6555e-05 | 1092.6705 | 0 | 1019.885 | 0 | 1098.5162 | 9.872e-05 | 1091.8263 | 0.014798 | 1019.885 | 0.0087 | 1123.3346 | 0.018762 |  |  |  |  | 1310.2552 | 0.0024154 |  |  |  |  | 1214.8953 | 0 | 1214.8882 | 0.0258
| 1091.9947 | 0.014349 | 1020.1283 | 0.0056467 | 1020.1283 | 0.015844 | 1020.6481 | 0.00083948 | 1092.8411 | 3.0002e-05 | 1020.1283 | 0 | 1098.6882 | 0.0010024 | 1091.9947 | 0.015142 | 1020.1283 | 0.00708 | 1123.4603 | 0.018454 |  |  |  |  | 1310.3394 | 0.0024114 |  |  |  |  | 1214.9675 | 0 | 1214.9605 | 0.02619
| 1092.1631 | 0.016331 | 1020.3717 | -0.0073833 | 1020.3717 | -0.038126 | 1020.8923 | -0.0003403 | 1093.0117 | 0 | 1020.3717 | 0 | 1098.8602 | 4.9948e-05 | 1092.1631 | 0.014794 | 1020.3717 | 0.00565 | 1123.5859 | 0.018604 |  |  |  |  | 1310.4235 | 0.0024071 |  |  |  |  | 1215.0398 | 0 | 1215.0327 | 0.02667
| 1092.3315 | 0.013698 | 1020.615 | 0.002972 | 1020.615 | 0.0039983 | 1021.1366 | 0.00039254 | 1093.1822 | 5.0004e-05 | 1020.615 | 0 | 1099.0322 | 0.00051878 | 1092.3315 | 0.015142 | 1020.615 | 0.00439 | 1123.7114 | 0.018362 |  |  |  |  | 1310.5076 | 0.0024025 |  |  |  |  | 1215.1122 | 0 | 1215.1051 | 0.02721
| 1092.4999 | 0.01605 | 1020.8584 | -0.0070819 | 1020.8584 | -0.033665 | 1021.3809 | 5.3589e-05 | 1093.3528 | 0 | 1020.8584 | 0 | 1099.2042 | 0.00053016 | 1092.4999 | 0.014781 | 1020.8584 | 0.0033 | 1123.837 | 0.018062 |  |  |  |  | 1310.5917 | 0.0023978 |  |  |  |  | 1215.1844 | 0 | 1215.1775 | 0.02778
| 1092.6683 | 0.014683 | 1021.1017 | 0.015881 | 1021.1017 | 0.013658 | 1021.6251 | 0.00041903 | 1093.5234 | 5.0004e-05 | 1021.1017 | 0 | 1099.3762 | 0.0015119 | 1092.6683 | 0.015136 | 1021.1017 | 0.00238 | 1123.9628 | 0.018388 |  |  |  |  | 1310.6759 | 0.0023928 |  |  |  |  | 1215.2568 | 0 | 1215.2498 | 0.02834
| 1092.8366 | 0.016173 | 1021.3451 | -0.0053317 | 1021.3451 | 0.0054059 | 1021.8694 | -0.00050712 | 1093.694 | 0 | 1021.3451 | 0 | 1099.5482 | 0.00035027 | 1092.8366 | 0.014804 | 1021.3451 | 0.00162 | 1124.0885 | 0.018663 |  |  |  |  | 1310.76 | 0.0023875 |  |  |  |  | 1215.3292 | 0 | 1215.3221 | 0.02883
| 1093.005 | 0.014806 | 1021.5885 | 0.0086748 | 1021.5885 | 0.0064784 | 1022.1136 | 0.00046837 | 1093.8646 | 5.0004e-05 | 1021.5885 | 0 | 1099.7202 | 0.0012297 | 1093.005 | 0.015188 | 1021.5885 | 0.00103 | 1124.2142 | 0.018323 |  |  |  |  | 1310.8441 | 0.0023821 |  |  |  |  | 1215.4016 | 0 | 1215.3945 | 0.02918
| 1093.1734 | 0.016173 | 1021.8318 | 0 | 1021.8318 | 0.017769 | 1022.358 | -9.7706e-05 | 1094.0351 | 0 | 1021.8318 | 0 | 1099.8922 | 0.00022888 | 1093.1734 | 0.014805 | 1021.8319 | 0.0005844 | 1124.3401 | 0.017773 |  |  |  |  | 1310.9283 | 0.0023765 |  |  |  |  | 1215.4739 | 0 | 1215.4669 | 0.02937
| 1093.3418 | 0.014841 | 1022.0752 | 0 | 1022.0752 | 0.00017141 | 1022.6022 | 0.00048343 | 1094.2057 | 3.0002e-05 | 1022.0752 | 0 | 1100.0642 | 0.0017707 | 1093.3418 | 0.015141 | 1022.0752 | 0.00029373 | 1124.4658 | 0.017443 |  |  |  |  | 1311.0124 | 0.0023707 |  |  |  |  | 1215.5463 | 0 | 1215.5393 | 0.02936
| 1093.5102 | 0.016067 | 1022.3186 | 0 | 1022.3186 | -0.026516 | 1022.8466 | -8.6161e-05 | 1094.3763 | 0 | 1022.3186 | 0 | 1100.2362 | 0.00049689 | 1093.5102 | 0.014781 | 1022.3186 | 0.0001204 | 1124.5917 | 0.017552 |  |  |  |  | 1311.0967 | 0.0023648 |  |  |  |  | 1215.6186 | 0 | 1215.6117 | 0.02917
| 1093.6785 | 0.01419 | 1022.562 | 0 | 1022.562 | -0.015224 | 1023.0908 | 0.00046006 | 1094.5469 | 6.9993e-05 | 1022.562 | 0 | 1100.4082 | 0.0015968 | 1093.6785 | 0.015152 | 1022.562 | 3.2267e-05 | 1124.7175 | 0.018192 |  |  |  |  | 1311.1809 | 0.0023587 |  |  |  |  | 1215.691 | 0 | 1215.6841 | 0.02883
| 1093.8469 | 0.016173 | 1022.8054 | 0 | 1022.8054 | 0.00098689 | 1023.3351 | 7.9337e-06 | 1094.7175 | 0 | 1022.8054 | 0 | 1100.5802 | 0.00049428 | 1093.8469 | 0.014762 | 1022.8054 | 0 | 1124.8436 | 0.018677 |  |  |  |  | 1311.265 | 0.0023524 |  |  |  |  | 1215.7635 | 0 | 1215.7565 | 0.0284
| 1094.0153 | 0.014032 | 1023.0488 | 0 | 1023.0488 | -0.0075831 | 1023.5795 | 0.00032082 | 1094.8881 | 5.0004e-05 | 1023.0488 | 0 | 1100.7522 | 0.0015093 | 1094.0153 | 0.015127 | 1023.0488 | 0 | 1124.9694 | 0.018562 |  |  |  |  | 1311.3492 | 0.0023461 |  |  |  |  | 1215.8359 | 0 | 1215.8289 | 0.02793
| 1094.1837 | 0.016208 | 1023.2922 | 0 | 1023.2922 | -0.018714 | 1023.8238 | 0.00014887 | 1095.0587 | 0 | 1023.2922 | 0 | 1100.9242 | 0.0007184 | 1094.1837 | 0.014729 | 1023.2922 | 0 | 1125.0953 | 0.017797 |  |  |  |  | 1311.4335 | 0.0023396 |  |  |  |  | 1215.9083 | 0 | 1215.9012 | 0.02747
| 1094.352 | 0.013997 | 1023.5356 | 0 | 1023.5356 | 0.016562 | 1024.0681 | -0.00010806 | 1095.2293 | 1.0001e-05 | 1023.5356 | 0 | 1101.0962 | 0.0011331 | 1094.352 | 0.015134 | 1023.5356 | 0 | 1125.2213 | 0.016419 |  |  |  |  | 1311.5177 | 0.0023331 |  |  |  |  | 1215.9808 | 0 | 1215.9738 | 0.02705
| 1094.5204 | 0.016366 | 1023.779 | 0 | 1023.779 | 0 | 1024.3125 | 0.0002065 | 1095.3998 | 0 | 1023.779 | 0 |  |  | 1094.5204 | 0.014748 | 1023.779 | 0 | 1125.3473 | 0.015317 |  |  |  |  | 1311.602 | 0.0023265 |  |  |  |  | 1216.0532 | 0 | 1216.0461 | 0.02669
| 1094.6888 | 0.014155 | 1024.0224 | 0 | 1024.0224 | 0 | 1024.5568 | -0.00030194 | 1095.5704 | 5.0004e-05 | 1024.0224 | 0 |  |  | 1094.6888 | 0.01516 | 1024.0224 | 0 | 1125.4734 | 0.015131 |  |  |  |  | 1311.6863 | 0.0023198 |  |  |  |  | 1216.1256 | 0 | 1216.1186 | 0.02636
| 1094.8572 | 0.016243 | 1024.2658 | 0 | 1024.2658 | 0 | 1024.8011 | -0.00018506 | 1095.741 | 0 | 1024.2658 | 0 |  |  | 1094.8572 | 0.014731 | 1024.2658 | 0 | 1125.5992 | 0.015633 |  |  |  |  | 1311.7705 | 0.0023131 |  |  |  |  | 1216.1981 | 0 | 1216.191 | 0.02604
| 1095.0255 | 0.013716 | 1024.5093 | 0 | 1024.5093 | 0 | 1025.0455 | 0.00060197 | 1095.9116 | 5.0004e-05 | 1024.5093 | 0 |  |  | 1095.0255 | 0.01513 | 1024.5093 | 0 | 1125.7253 | 0.015822 |  |  |  |  | 1311.8549 | 0.0023064 |  |  |  |  | 1216.2706 | 0 | 1216.2635 | 0.02571
| 1095.1939 | 0.016243 | 1024.7527 | 0 | 1024.7527 | 0 | 1025.2898 | -0.00041393 | 1096.0822 | 0 | 1024.7527 | 0 |  |  | 1095.1939 | 0.01466 | 1024.7527 | 0 | 1125.8517 | 0.01591 |  |  |  |  | 1311.9391 | 0.0022996 |  |  |  |  | 1216.343 | 0 | 1216.3359 | 0.02535
| 1095.3623 | 0.013803 | 1024.9961 | 0 | 1024.9961 | 0 | 1025.5342 | 0.00061964 | 1096.2528 | 6.9993e-05 | 1024.9961 | 0 |  |  | 1095.3623 | 0.015114 | 1024.9961 | 0 | 1125.9777 | 0.016151 |  |  |  |  | 1312.0234 | 0.0022929 |  |  |  |  | 1216.4155 | 0 | 1216.4084 | 0.02496
| 1095.5306 | 0.016454 | 1025.2395 | 0 | 1025.2395 | 0 | 1025.7786 | -0.00055911 | 1096.4234 | 0 | 1025.2395 | 0 |  |  | 1095.5306 | 0.014709 | 1025.2395 | 0 | 1126.1039 | 0.016387 |  |  |  |  | 1312.1077 | 0.0022861 |  |  |  |  | 1216.488 | 0 | 1216.481 | 0.02456
| 1095.699 | 0.014454 | 1025.483 | 0 | 1025.483 | 0 | 1026.0229 | 0.00043641 | 1096.594 | 5.0004e-05 | 1025.483 | 0 |  |  | 1095.699 | 0.015191 | 1025.483 | 0 | 1126.23 | 0.016313 |  |  |  |  | 1312.192 | 0.0022794 |  |  |  |  | 1216.5605 | 0 | 1216.5535 | 0.02417
| 1095.8674 | 0.016173 | 1025.7264 | 0 | 1025.7264 | 0 | 1026.2673 | 0.00030793 | 1096.7646 | 0 | 1025.7264 | 0 |  |  | 1095.8674 | 0.013069 | 1025.7264 | 0 | 1126.3563 | 0.015616 |  |  |  |  | 1312.2764 | 0.0022727 |  |  |  |  | 1216.6331 | 0 | 1216.626 | 0.02383
| 1096.0357 | 0.0097064 | 1025.9699 | 0 | 1025.9699 | 0 | 1026.5117 | 0.00016052 | 1096.9352 | 3.0002e-05 | 1025.9699 | 0 |  |  | 1096.0357 | 0.0083627 | 1025.9699 | 0 | 1126.4825 | 0.014772 |  |  |  |  | 1312.3607 | 0.002266 |  |  |  |  | 1216.7056 | 0 | 1216.6985 | 0.02357
| 1096.2041 | 0.00045705 | 1026.2133 | 0 | 1026.2133 | 0 | 1026.7561 | -0.00093899 | 1097.1058 | 0 | 1026.2133 | 0 |  |  | 1096.2041 | 0.0032712 | 1026.2133 | 0 | 1126.609 | 0.014504 |  |  |  |  | 1312.4451 | 0.0022594 |  |  |  |  | 1216.7781 | 0 | 1216.771 | 0.02341
| 1096.3724 | 0 | 1026.4568 | 0 | 1026.4568 | 0 | 1027.0005 | 0.00033853 | 1097.2764 | 6.9993e-05 | 1026.4568 | 0 |  |  | 1096.3724 | 0.00022355 | 1026.4568 | 0 | 1126.7351 | 0.01485 |  |  |  |  | 1312.5294 | 0.0022529 |  |  |  |  | 1216.8506 | 0 | 1216.8435 | 0.02335
| 1096.5408 | 0 | 1026.7002 | 0 | 1026.7002 | 0 | 1027.2449 | -0.00043 | 1097.447 | 0 | 1026.7002 | 0 |  |  | 1096.5408 | 0.0002081 | 1026.7002 | 0 | 1126.8615 | 0.015305 |  |  |  |  | 1312.6139 | 0.0022465 |  |  |  |  | 1216.9232 | 0 | 1216.9161 | 0.02339
| 1096.7092 | 5.2751e-05 | 1026.9437 | 0 | 1026.9437 | 0 | 1027.4893 | 0.00016679 | 1097.6176 | 6.9993e-05 | 1026.9437 | 0 |  |  | 1096.7092 | 0.00018544 | 1026.9437 | 0 | 1126.9879 | 0.015105 |  |  |  |  | 1312.6982 | 0.0022401 |  |  |  |  | 1216.9957 | 0 | 1216.9887 | 0.0235
[15 empty] | 1096.8775 | 0.00024441 |  |  | 1127.1143 | 0.014309 |  |  |  |  | 1312.7826 | 0.0022339 |  |  |  | 1217.0612 | 1217.0682 | 0 | 1217.0612 | 0.02365
[15 empty] | 1097.0459 | 0.0002648 |  |  | 1127.2407 | 0.01362 |  |  |  |  | 1312.8671 | 0.0022278 |  |  |  | 1217.1338 | 1217.1409 | 0 | 1217.1338 | 0.0238
[19 empty] | 1127.3672 | 0.013151 |  |  |  |  | 1312.9514 | 0.0022217 |  |  |  | 1217.2063 | 1217.2134 | 0 | 1217.2063 | 0.02391
[19 empty] | 1127.4937 | 0.013271 |  |  |  |  | 1313.0359 | 0.0022158 |  |  |  | 1217.2789 | 1217.286 | 0 | 1217.2789 | 0.02394
[19 empty] | 1127.6201 | 0.013691 |  |  |  |  | 1313.1204 | 0.0022101 |  |  |  | 1217.3516 | 1217.3586 | 0 | 1217.3516 | 0.02388
[19 empty] | 1127.7467 | 0.013751 |  |  |  |  | 1313.2048 | 0.0022045 |  |  |  | 1217.4242 | 1217.4313 | 0 | 1217.4242 | 0.02373
[19 empty] | 1127.8733 | 0.013544 |  |  |  |  | 1313.2893 | 0.002199 |  |  |  | 1217.4967 | 1217.5038 | 0 | 1217.4967 | 0.02351
[19 empty] | 1127.9999 | 0.013239 |  |  |  |  | 1313.3738 | 0.0021937 |  |  |  | 1217.5693 | 1217.5764 | 0 | 1217.5693 | 0.02326
[19 empty] | 1128.1267 | 0.013319 |  |  |  |  | 1313.4582 | 0.0021886 |  |  |  | 1217.642 | 1217.649 | 0 | 1217.642 | 0.02302
[19 empty] | 1128.2532 | 0.013517 |  |  |  |  | 1313.5427 | 0.0021836 |  |  |  | 1217.7146 | 1217.7217 | 0 | 1217.7146 | 0.02283
[19 empty] | 1128.3799 | 0.013407 |  |  |  |  | 1313.6272 | 0.0021788 |  |  |  | 1217.7874 | 1217.7943 | 0 | 1217.7874 | 0.02272
[19 empty] | 1128.5066 | 0.013126 |  |  |  |  | 1313.7118 | 0.0021742 |  |  |  | 1217.86 | 1217.8671 | 0 | 1217.86 | 0.02269
[19 empty] | 1128.6333 | 0.012672 |  |  |  |  | 1313.7963 | 0.0021698 |  |  |  | 1217.9326 | 1217.9397 | 0 | 1217.9326 | 0.02275
[19 empty] | 1128.7601 | 0.012033 |  |  |  |  | 1313.8809 | 0.0021656 |  |  |  | 1218.0052 | 1218.0123 | 0 | 1218.0052 | 0.02287
[19 empty] | 1128.887 | 0.011822 |  |  |  |  | 1313.9654 | 0.0021616 |  |  |  | 1218.078 | 1218.0851 | 0 | 1218.078 | 0.02303
[19 empty] | 1129.0138 | 0.012211 |  |  |  |  | 1314.0499 | 0.0021577 |  |  |  | 1218.1506 | 1218.1577 | 0 | 1218.1506 | 0.02321
[19 empty] | 1129.1406 | 0.013008 |  |  |  |  | 1314.1345 | 0.0021541 |  |  |  | 1218.2234 | 1218.2305 | 0 | 1218.2234 | 0.02339
[19 empty] | 1129.2675 | 0.013387 |  |  |  |  | 1314.2191 | 0.0021507 |  |  |  | 1218.296 | 1218.3031 | 0 | 1218.296 | 0.02353
[19 empty] | 1129.3944 | 0.012983 |  |  |  |  | 1314.3037 | 0.0021475 |  |  |  | 1218.3688 | 1218.3758 | 0 | 1218.3688 | 0.02363
[19 empty] | 1129.5214 | 0.012206 |  |  |  |  | 1314.3883 | 0.0021445 |  |  |  | 1218.4415 | 1218.4486 | 0 | 1218.4415 | 0.02369
[19 empty] | 1129.6482 | 0.011579 |  |  |  |  | 1314.4729 | 0.0021417 |  |  |  | 1218.5143 | 1218.5214 | 0 | 1218.5143 | 0.02369
[19 empty] | 1129.7751 | 0.011815 |  |  |  |  | 1314.5576 | 0.0021391 |  |  |  | 1218.587 | 1218.5941 | 0 | 1218.587 | 0.02365
[19 empty] | 1129.9022 | 0.012242 |  |  |  |  | 1314.6422 | 0.0021368 |  |  |  | 1218.6598 | 1218.6669 | 0 | 1218.6598 | 0.02358
[19 empty] | 1130.0293 | 0.011664 |  |  |  |  | 1314.7269 | 0.0021347 |  |  |  | 1218.7325 | 1218.7396 | 0 | 1218.7325 | 0.02349
[19 empty] | 1130.1564 | 0.010947 |  |  |  |  | 1314.8115 | 0.0021328 |  |  |  | 1218.8053 | 1218.8124 | 0 | 1218.8053 | 0.02342
[19 empty] | 1130.2834 | 0.011292 |  |  |  |  | 1314.8962 | 0.0021311 |  |  |  | 1218.8781 | 1218.8851 | 0 | 1218.8781 | 0.02338
[19 empty] | 1130.4106 | 0.011352 |  |  |  |  | 1314.9808 | 0.0021296 |  |  |  | 1218.9508 | 1218.9579 | 0 | 1218.9508 | 0.02339
[19 empty] | 1130.5378 | 0.010815 |  |  |  |  | 1315.0656 | 0.0021284 |  |  |  | 1219.0237 | 1219.0308 | 0 | 1219.0237 | 0.02348
[19 empty] | 1130.665 | 0.011099 |  |  |  |  | 1315.1503 | 0.0021274 |  |  |  | 1219.0964 | 1219.1035 | 0 | 1219.0964 | 0.02362
[19 empty] | 1130.7922 | 0.011396 |  |  |  |  | 1315.235 | 0.0021267 |  |  |  | 1219.1692 | 1219.1763 | 0 | 1219.1692 | 0.02381
[19 empty] | 1130.9197 | 0.011065 |  |  |  |  | 1315.3197 | 0.0021262 |  |  |  | 1219.2421 | 1219.2492 | 0 | 1219.2421 | 0.02401
[19 empty] | 1131.0468 | 0.010995 |  |  |  |  | 1315.4044 | 0.0021259 |  |  |  | 1219.3149 | 1219.322 | 0 | 1219.3149 | 0.02419
[19 empty] | 1131.1741 | 0.010817 |  |  |  |  | 1315.4893 | 0.0021259 |  |  |  | 1219.3877 | 1219.3948 | 0 | 1219.3877 | 0.02433
[19 empty] | 1131.3016 | 0.01038 |  |  |  |  | 1315.574 | 0.0021261 |  |  |  | 1219.4606 | 1219.4677 | 0 | 1219.4606 | 0.0244
[19 empty] | 1131.4288 | 0.010268 |  |  |  |  | 1315.6588 | 0.0021266 |  |  |  | 1219.5334 | 1219.5405 | 0 | 1219.5334 | 0.02441
[19 empty] | 1131.5563 | 0.010646 |  |  |  |  | 1315.7435 | 0.0021272 |  |  |  | 1219.6063 | 1219.6134 | 0 | 1219.6063 | 0.02436
[19 empty] | 1131.6838 | 0.010686 |  |  |  |  | 1315.8284 | 0.0021282 |  |  |  | 1219.6792 | 1219.6863 | 0 | 1219.6792 | 0.02428
[19 empty] | 1131.8112 | 0.0098552 |  |  |  |  | 1315.9131 | 0.0021293 |  |  |  | 1219.7521 | 1219.7592 | 0 | 1219.7521 | 0.02419
[19 empty] | 1131.9386 | 0.0094685 |  |  |  |  | 1315.9979 | 0.0021308 |  |  |  | 1219.8249 | 1219.832 | 0 | 1219.8249 | 0.02412
[19 empty] | 1132.0662 | 0.009469 |  |  |  |  | 1316.0828 | 0.0021325 |  |  |  | 1219.8978 | 1219.9049 | 0 | 1219.8978 | 0.02408
[19 empty] | 1132.1938 | 0.0098156 |  |  |  |  | 1316.1676 | 0.0021344 |  |  |  | 1219.9707 | 1219.9778 | 0 | 1219.9707 | 0.0241
[19 empty] | 1132.3213 | 0.010698 |  |  |  |  | 1316.2524 | 0.0021366 |  |  |  | 1220.0437 | 1220.0508 | 0 | 1220.0437 | 0.02418
[19 empty] | 1132.4489 | 0.010963 |  |  |  |  | 1316.3373 | 0.0021391 |  |  |  | 1220.1166 | 1220.1237 | 0 | 1220.1166 | 0.02431
[19 empty] | 1132.5767 | 0.010547 |  |  |  |  | 1316.4222 | 0.0021418 |  |  |  | 1220.1896 | 1220.1967 | 0 | 1220.1896 | 0.02448
[19 empty] | 1132.7041 | 0.010229 |  |  |  |  | 1316.5071 | 0.0021448 |  |  |  | 1220.2624 | 1220.2695 | 0 | 1220.2624 | 0.02466
[19 empty] | 1132.8318 | 0.0095584 |  |  |  |  | 1316.5919 | 0.002148 |  |  |  | 1220.3355 | 1220.3425 | 0 | 1220.3355 | 0.02483
[19 empty] | 1132.9596 | 0.0081938 |  |  |  |  | 1316.6769 | 0.0021515 |  |  |  | 1220.4084 | 1220.4155 | 0 | 1220.4084 | 0.02497
[19 empty] | 1133.0873 | 0.0077283 |  |  |  |  | 1316.7618 | 0.0021553 |  |  |  | 1220.4813 | 1220.4884 | 0 | 1220.4813 | 0.02507
[19 empty] | 1133.2151 | 0.0087991 |  |  |  |  | 1316.8467 | 0.0021594 |  |  |  | 1220.5543 | 1220.5614 | 0 | 1220.5543 | 0.02513
[19 empty] | 1133.3429 | 0.0097553 |  |  |  |  | 1316.9316 | 0.0021637 |  |  |  | 1220.6273 | 1220.6344 | 0 | 1220.6273 | 0.02517
[19 empty] | 1133.4707 | 0.0097006 |  |  |  |  | 1317.0166 | 0.0021683 |  |  |  | 1220.7003 | 1220.7074 | 0 | 1220.7003 | 0.02519
[19 empty] | 1133.5988 | 0.0092689 |  |  |  |  | 1317.1016 | 0.0021732 |  |  |  | 1220.7733 | 1220.7804 | 0 | 1220.7733 | 0.02522
[19 empty] | 1133.7263 | 0.0095784 |  |  |  |  | 1317.1865 | 0.0021784 |  |  |  | 1220.8463 | 1220.8534 | 0 | 1220.8463 | 0.02525
[19 empty] | 1133.8542 | 0.0095053 |  |  |  |  | 1317.2715 | 0.0021838 |  |  |  | 1220.9193 | 1220.9264 | 0 | 1220.9193 | 0.02529
[19 empty] | 1133.9822 | 0.0086553 |  |  |  |  | 1317.3564 | 0.0021896 |  |  |  | 1220.9924 | 1220.9995 | 0 | 1220.9924 | 0.02532
[19 empty] | 1134.1102 | 0.0085539 |  |  |  |  | 1317.4415 | 0.0021956 |  |  |  | 1221.0654 | 1221.0725 | 0 | 1221.0654 | 0.02535
[19 empty] | 1134.2382 | 0.0085628 |  |  |  |  | 1317.5265 | 0.0022019 |  |  |  | 1221.1384 | 1221.1455 | 0 | 1221.1384 | 0.02536
[19 empty] | 1134.3662 | 0.008307 |  |  |  |  | 1317.6116 | 0.0022085 |  |  |  | 1221.2115 | 1221.2186 | 0 | 1221.2115 | 0.02534
[19 empty] | 1134.4943 | 0.0085068 |  |  |  |  | 1317.6965 | 0.0022154 |  |  |  | 1221.2846 | 1221.2918 | 0 | 1221.2846 | 0.02529
[19 empty] | 1134.6224 | 0.008604 |  |  |  |  | 1317.7816 | 0.0022226 |  |  |  | 1221.3577 | 1221.3647 | 0 | 1221.3577 | 0.0252
[19 empty] | 1134.7505 | 0.0085507 |  |  |  |  | 1317.8667 | 0.0022301 |  |  |  | 1221.4308 | 1221.4379 | 0 | 1221.4308 | 0.02507
[19 empty] | 1134.8787 | 0.0081566 |  |  |  |  | 1317.9518 | 0.002238 |  |  |  | 1221.5038 | 1221.511 | 0 | 1221.5038 | 0.02489
[19 empty] | 1135.0068 | 0.0076239 |  |  |  |  | 1318.0369 | 0.002246 |  |  |  | 1221.5769 | 1221.584 | 0 | 1221.5769 | 0.02467
[19 empty] | 1135.135 | 0.0077203 |  |  |  |  | 1318.1219 | 0.0022544 |  |  |  | 1221.65 | 1221.6571 | 0 | 1221.65 | 0.02443
[19 empty] | 1135.2633 | 0.0078348 |  |  |  |  | 1318.207 | 0.0022631 |  |  |  | 1221.7231 | 1221.7302 | 0 | 1221.7231 | 0.02419
[19 empty] | 1135.3916 | 0.0077703 |  |  |  |  | 1318.2921 | 0.0022721 |  |  |  | 1221.7963 | 1221.8033 | 0 | 1221.7963 | 0.02398
[19 empty] | 1135.5199 | 0.0076967 |  |  |  |  | 1318.3772 | 0.0022814 |  |  |  | 1221.8694 | 1221.8766 | 0 | 1221.8694 | 0.0238
[19 empty] | 1135.6482 | 0.007394 |  |  |  |  | 1318.4624 | 0.002291 |  |  |  | 1221.9426 | 1221.9497 | 0 | 1221.9426 | 0.02368
[19 empty] | 1135.7765 | 0.007763 |  |  |  |  | 1318.5475 | 0.0023009 |  |  |  | 1222.0158 | 1222.0228 | 0 | 1222.0158 | 0.02361
[19 empty] | 1135.9049 | 0.0078601 |  |  |  |  | 1318.6327 | 0.0023111 |  |  |  | 1222.0889 | 1222.0959 | 0 | 1222.0889 | 0.02359
[19 empty] | 1136.0333 | 0.0069635 |  |  |  |  | 1318.7179 | 0.0023216 |  |  |  | 1222.1621 | 1222.1692 | 0 | 1222.1621 | 0.0236
[19 empty] | 1136.1617 | 0.0063727 |  |  |  |  | 1318.803 | 0.0023323 |  |  |  | 1222.2352 | 1222.2423 | 0 | 1222.2352 | 0.02362
[19 empty] | 1136.2903 | 0.0065582 |  |  |  |  | 1318.8882 | 0.0023434 |  |  |  | 1222.3085 | 1222.3156 | 0 | 1222.3085 | 0.02363
[19 empty] | 1136.4187 | 0.0067059 |  |  |  |  | 1318.9734 | 0.0023547 |  |  |  | 1222.3816 | 1222.3887 | 0 | 1222.3816 | 0.0236
[19 empty] | 1136.5472 | 0.0063901 |  |  |  |  | 1319.0586 | 0.0023664 |  |  |  | 1222.4548 | 1222.4619 | 0 | 1222.4548 | 0.02354
[19 empty] | 1136.6758 | 0.0058754 |  |  |  |  | 1319.1438 | 0.0023783 |  |  |  | 1222.5281 | 1222.5352 | 0 | 1222.5281 | 0.02345
[19 empty] | 1136.8044 | 0.0059639 |  |  |  |  | 1319.2291 | 0.0023905 |  |  |  | 1222.6013 | 1222.6084 | 0 | 1222.6013 | 0.02335
[19 empty] | 1136.933 | 0.0068006 |  |  |  |  | 1319.3143 | 0.0023993 |  |  |  | 1222.6746 | 1222.6816 | 0 | 1222.6746 | 0.02326
[19 empty] | 1137.0616 | 0.0068815 |  |  |  |  | 1319.3995 | 0.0023916 |  |  |  | 1222.7477 | 1222.7549 | 0 | 1222.7477 | 0.02322
[19 empty] | 1137.1903 | 0.006581 |  |  |  |  | 1319.4849 | 0.0023841 |  |  |  | 1222.821 | 1222.8281 | 0 | 1222.821 | 0.02324
[19 empty] | 1137.3191 | 0.006887 |  |  |  |  | 1319.5701 | 0.0023769 |  |  |  | 1222.8943 | 1222.9014 | 0 | 1222.8943 | 0.02333
[19 empty] | 1137.4478 | 0.0069117 |  |  |  |  | 1319.6554 | 0.0023699 |  |  |  | 1222.9675 | 1222.9746 | 0 | 1222.9675 | 0.02347
[19 empty] | 1137.5765 | 0.0070285 |  |  |  |  | 1319.7407 | 0.0023631 |  |  |  | 1223.0408 | 1223.0478 | 0 | 1223.0408 | 0.02364
[19 empty] | 1137.7053 | 0.0071809 |  |  |  |  | 1319.826 | 0.0023566 |  |  |  | 1223.1141 | 1223.1212 | 0 | 1223.1141 | 0.02378
[19 empty] | 1137.834 | 0.0073338 |  |  |  |  | 1319.9114 | 0.0023503 |  |  |  | 1223.1874 | 1223.1945 | 0 | 1223.1874 | 0.02385
[19 empty] | 1137.9629 | 0.0071042 |  |  |  |  | 1319.9967 | 0.0023443 |  |  |  | 1223.2606 | 1223.2678 | 0 | 1223.2606 | 0.02383
[19 empty] | 1138.0918 | 0.0059493 |  |  |  |  | 1320.082 | 0.0023384 |  |  |  | 1223.334 | 1223.3411 | 0 | 1223.334 | 0.02371
[19 empty] | 1138.2207 | 0.0056701 |  |  |  |  | 1320.1674 | 0.0023328 |  |  |  | 1223.4073 | 1223.4144 | 0 | 1223.4073 | 0.02352
[19 empty] | 1138.3496 | 0.0064168 |  |  |  |  | 1320.2527 | 0.0023273 |  |  |  | 1223.4806 | 1223.4877 | 0 | 1223.4806 | 0.02328
[19 empty] | 1138.4785 | 0.0067368 |  |  |  |  | 1320.3381 | 0.0023221 |  |  |  | 1223.554 | 1223.561 | 0 | 1223.554 | 0.02306
[19 empty] | 1138.6075 | 0.0063475 |  |  |  |  | 1320.4235 | 0.002317 |  |  |  | 1223.6273 | 1223.6344 | 0 | 1223.6273 | 0.02289
[19 empty] | 1138.7366 | 0.0061394 |  |  |  |  | 1320.5089 | 0.0023121 |  |  |  | 1223.7007 | 1223.7078 | 0 | 1223.7007 | 0.0228
[19 empty] | 1138.8656 | 0.0061075 |  |  |  |  | 1320.5942 | 0.0023073 |  |  |  | 1223.774 | 1223.7811 | 0 | 1223.774 | 0.02281
[19 empty] | 1138.9948 | 0.0062862 |  |  |  |  | 1320.6797 | 0.0023027 |  |  |  | 1223.8474 | 1223.8545 | 0 | 1223.8474 | 0.02289
[19 empty] | 1139.124 | 0.0062268 |  |  |  |  | 1320.7651 | 0.0022983 |  |  |  | 1223.9208 | 1223.9279 | 0 | 1223.9208 | 0.02301
[19 empty] | 1139.2529 | 0.006148 |  |  |  |  | 1320.8506 | 0.002294 |  |  |  | 1223.9941 | 1224.0012 | 0 | 1223.9941 | 0.02314
[19 empty] | 1139.3822 | 0.0063341 |  |  |  |  | 1320.936 | 0.0022898 |  |  |  | 1224.0676 | 1224.0747 | 0 | 1224.0676 | 0.02324
[19 empty] | 1139.5114 | 0.0058733 |  |  |  |  | 1321.0215 | 0.0022857 |  |  |  | 1224.141 | 1224.1481 | 0 | 1224.141 | 0.02327
[19 empty] | 1139.6406 | 0.0053078 |  |  |  |  | 1321.1069 | 0.0022817 |  |  |  | 1224.2144 | 1224.2216 | 0 | 1224.2144 | 0.02322
[19 empty] | 1139.77 | 0.005519 |  |  |  |  | 1321.1925 | 0.0022779 |  |  |  | 1224.2878 | 1224.2949 | 0 | 1224.2878 | 0.02309
[19 empty] | 1139.8992 | 0.0056206 |  |  |  |  | 1321.2779 | 0.0022741 |  |  |  | 1224.3612 | 1224.3684 | 0 | 1224.3612 | 0.02291
[19 empty] | 1140.0284 | 0.0058445 |  |  |  |  | 1321.3635 | 0.0022703 |  |  |  | 1224.4347 | 1224.4418 | 0 | 1224.4347 | 0.0227
[19 empty] | 1140.1578 | 0.0058364 |  |  |  |  | 1321.449 | 0.0022667 |  |  |  | 1224.5082 | 1224.5153 | 0 | 1224.5082 | 0.02251
[19 empty] | 1140.2871 | 0.0052556 |  |  |  |  | 1321.5346 | 0.0022631 |  |  |  | 1224.5817 | 1224.5887 | 0 | 1224.5817 | 0.02239
[19 empty] | 1140.4167 | 0.0051628 |  |  |  |  | 1321.6201 | 0.0022596 |  |  |  | 1224.655 | 1224.6622 | 0 | 1224.655 | 0.02235
[19 empty] | 1140.546 | 0.0054216 |  |  |  |  | 1321.7056 | 0.002256 |  |  |  | 1224.7285 | 1224.7357 | 0 | 1224.7285 | 0.02242
[19 empty] | 1140.6754 | 0.0054872 |  |  |  |  | 1321.7911 | 0.0022526 |  |  |  | 1224.802 | 1224.8092 | 0 | 1224.802 | 0.0226
[19 empty] | 1140.8049 | 0.005649 |  |  |  |  | 1321.8767 | 0.0022491 |  |  |  | 1224.8755 | 1224.8827 | 0 | 1224.8755 | 0.02285
[19 empty] | 1140.9344 | 0.005769 |  |  |  |  | 1321.9623 | 0.0022457 |  |  |  | 1224.9491 | 1224.9562 | 0 | 1224.9491 | 0.02316
[19 empty] | 1141.0641 | 0.005796 |  |  |  |  | 1322.048 | 0.0022423 |  |  |  | 1225.0226 | 1225.0297 | 0 | 1225.0226 | 0.02349
[19 empty] | 1141.1936 | 0.0060186 |  |  |  |  | 1322.1335 | 0.0022388 |  |  |  | 1225.0961 | 1225.1031 | 0 | 1225.0961 | 0.02383
[19 empty] | 1141.3232 | 0.0061465 |  |  |  |  | 1322.2191 | 0.0022354 |  |  |  | 1225.1696 | 1225.1768 | 0 | 1225.1696 | 0.02416
[19 empty] | 1141.4529 | 0.0055594 |  |  |  |  | 1322.3048 | 0.002232 |  |  |  | 1225.2432 | 1225.2502 | 0 | 1225.2432 | 0.02448
[19 empty] | 1141.5825 | 0.0050046 |  |  |  |  | 1322.3904 | 0.0022285 |  |  |  | 1225.3166 | 1225.3238 | 0 | 1225.3166 | 0.02479
[19 empty] | 1141.7123 | 0.0050803 |  |  |  |  | 1322.4761 | 0.002225 |  |  |  | 1225.3903 | 1225.3973 | 0 | 1225.3903 | 0.02509
[19 empty] | 1141.8419 | 0.0050508 |  |  |  |  | 1322.5618 | 0.0022215 |  |  |  | 1225.4639 | 1225.4709 | 0 | 1225.4639 | 0.02539
[19 empty] | 1141.9716 | 0.0051695 |  |  |  |  | 1322.6475 | 0.002218 |  |  |  | 1225.5374 | 1225.5446 | 0 | 1225.5374 | 0.02568
[19 empty] | 1142.1014 | 0.0046052 |  |  |  |  | 1322.7332 | 0.0022144 |  |  |  | 1225.611 | 1225.618 | 0 | 1225.611 | 0.02595
[19 empty] | 1142.2312 | 0.004095 |  |  |  |  | 1322.8189 | 0.0022108 |  |  |  | 1225.6846 | 1225.6916 | 0 | 1225.6846 | 0.0262
[19 empty] | 1142.3611 | 0.0048348 |  |  |  |  | 1322.9045 | 0.0022071 |  |  |  | 1225.7582 | 1225.7653 | 0 | 1225.7582 | 0.0264
[19 empty] | 1142.491 | 0.0058282 |  |  |  |  | 1322.9902 | 0.0022034 |  |  |  | 1225.8318 | 1225.8389 | 0 | 1225.8318 | 0.02654
[19 empty] | 1142.6209 | 0.0058597 |  |  |  |  | 1323.0759 | 0.0021997 |  |  |  | 1225.9054 | 1225.9125 | 0 | 1225.9054 | 0.02661
[19 empty] | 1142.7507 | 0.0048027 |  |  |  |  | 1323.1617 | 0.0021959 |  |  |  | 1225.979 | 1225.9861 | 0 | 1225.979 | 0.02661
[19 empty] | 1142.8807 | 0.0042984 |  |  |  |  | 1323.2474 | 0.002192 |  |  |  | 1226.0526 | 1226.0598 | 0 | 1226.0526 | 0.02653
[19 empty] | 1143.0107 | 0.0045845 |  |  |  |  | 1323.3332 | 0.0021882 |  |  |  | 1226.1263 | 1226.1334 | 0 | 1226.1263 | 0.02637
[19 empty] | 1143.1407 | 0.0045775 |  |  |  |  | 1323.4189 | 0.0021842 |  |  |  | 1226.1999 | 1226.207 | 0 | 1226.1999 | 0.02612
[19 empty] | 1143.2708 | 0.0043933 |  |  |  |  | 1323.5048 | 0.0021803 |  |  |  | 1226.2737 | 1226.2808 | 0 | 1226.2737 | 0.02578
[19 empty] | 1143.4009 | 0.0041055 |  |  |  |  | 1323.5906 | 0.0021763 |  |  |  | 1226.3473 | 1226.3544 | 0 | 1226.3473 | 0.02536
[19 empty] | 1143.531 | 0.0037633 |  |  |  |  | 1323.6764 | 0.0021722 |  |  |  | 1226.421 | 1226.4281 | 0 | 1226.421 | 0.02486
[19 empty] | 1143.6611 | 0.0042363 |  |  |  |  | 1323.7622 | 0.0021682 |  |  |  | 1226.4946 | 1226.5018 | 0 | 1226.4946 | 0.02432
[19 empty] | 1143.7915 | 0.0045036 |  |  |  |  | 1323.848 | 0.0021641 |  |  |  | 1226.5684 | 1226.5754 | 0 | 1226.5684 | 0.02377
[19 empty] | 1143.9215 | 0.0044121 |  |  |  |  | 1323.9338 | 0.0021599 |  |  |  | 1226.6421 | 1226.6492 | 0 | 1226.6421 | 0.02327
[19 empty] | 1144.0518 | 0.004935 |  |  |  |  | 1324.0198 | 0.0021558 |  |  |  | 1226.7158 | 1226.7229 | 0 | 1226.7158 | 0.02288
[19 empty] | 1144.182 | 0.0046379 |  |  |  |  | 1324.1056 | 0.0021517 |  |  |  | 1226.7895 | 1226.7966 | 0 | 1226.7895 | 0.02263
[19 empty] | 1144.3123 | 0.0039774 |  |  |  |  | 1324.1915 | 0.0021475 |  |  |  | 1226.8633 | 1226.8704 | 0 | 1226.8633 | 0.02256
[19 empty] | 1144.4426 | 0.0037827 |  |  |  |  | 1324.2773 | 0.0021433 |  |  |  | 1226.937 | 1226.9441 | 0 | 1226.937 | 0.02266
[19 empty] | 1144.573 | 0.0040734 |  |  |  |  | 1324.3633 | 0.0021392 |  |  |  | 1227.0107 | 1227.0178 | 0 | 1227.0107 | 0.02291
[19 empty] | 1144.7034 | 0.004802 |  |  |  |  | 1324.4492 | 0.002135 |  |  |  | 1227.0845 | 1227.0917 | 0 | 1227.0845 | 0.02325
[19 empty] | 1144.8337 | 0.0049986 |  |  |  |  | 1324.535 | 0.0021309 |  |  |  | 1227.1583 | 1227.1654 | 0 | 1227.1583 | 0.02363
[19 empty] | 1144.9642 | 0.0043443 |  |  |  |  | 1324.621 | 0.0021268 |  |  |  | 1227.2321 | 1227.2391 | 0 | 1227.2321 | 0.02397
[19 empty] | 1145.0947 | 0.0040633 |  |  |  |  | 1324.7069 | 0.0021227 |  |  |  | 1227.3059 | 1227.313 | 0 | 1227.3059 | 0.02424
[19 empty] | 1145.2252 | 0.0044626 |  |  |  |  | 1324.793 | 0.0021187 |  |  |  | 1227.3796 | 1227.3867 | 0 | 1227.3796 | 0.02441
[19 empty] | 1145.3557 | 0.0044847 |  |  |  |  | 1324.8789 | 0.0021147 |  |  |  | 1227.4535 | 1227.4606 | 0 | 1227.4535 | 0.02446
[19 empty] | 1145.4862 | 0.0039739 |  |  |  |  | 1324.9648 | 0.0021108 |  |  |  | 1227.5272 | 1227.5344 | 0 | 1227.5272 | 0.02441
[19 empty] | 1145.6168 | 0.0037904 |  |  |  |  | 1325.0508 | 0.002107 |  |  |  | 1227.6011 | 1227.6082 | 0 | 1227.6011 | 0.02429
[19 empty] | 1145.7474 | 0.0043289 |  |  |  |  | 1325.1368 | 0.0021032 |  |  |  | 1227.6749 | 1227.682 | 0 | 1227.6749 | 0.02411
[19 empty] | 1145.8783 | 0.0045775 |  |  |  |  | 1325.2229 | 0.0020995 |  |  |  | 1227.7488 | 1227.7559 | 0 | 1227.7488 | 0.02392
[19 empty] | 1146.0088 | 0.0041112 |  |  |  |  | 1325.3088 | 0.002096 |  |  |  | 1227.8226 | 1227.8297 | 0 | 1227.8226 | 0.02372
[19 empty] | 1146.1394 | 0.0038685 |  |  |  |  | 1325.3949 | 0.0020925 |  |  |  | 1227.8965 | 1227.9036 | 0 | 1227.8965 | 0.02354
[19 empty] | 1146.2701 | 0.0038286 |  |  |  |  | 1325.481 | 0.0020891 |  |  |  | 1227.9703 | 1227.9774 | 0 | 1227.9703 | 0.02338
[19 empty] | 1146.4009 | 0.0037309 |  |  |  |  | 1325.567 | 0.0020859 |  |  |  | 1228.0442 | 1228.0514 | 0 | 1228.0442 | 0.02326
[19 empty] | 1146.5316 | 0.0037496 |  |  |  |  | 1325.6531 | 0.0020828 |  |  |  | 1228.118 | 1228.1252 | 0 | 1228.118 | 0.02317
[19 empty] | 1146.6625 | 0.0037187 |  |  |  |  | 1325.7391 | 0.0020798 |  |  |  | 1228.192 | 1228.1991 | 0 | 1228.192 | 0.02312
[19 empty] | 1146.7933 | 0.0041186 |  |  |  |  | 1325.8252 | 0.002077 |  |  |  | 1228.2659 | 1228.2731 | 0 | 1228.2659 | 0.02312
[19 empty] | 1146.9242 | 0.0046429 |  |  |  |  | 1325.9113 | 0.0020743 |  |  |  | 1228.3398 | 1228.3469 | 0 | 1228.3398 | 0.02317
[19 empty] | 1147.0552 | 0.0040891 |  |  |  |  | 1325.9974 | 0.0020719 |  |  |  | 1228.4137 | 1228.4209 | 0 | 1228.4137 | 0.02326
[19 empty] | 1147.1863 | 0.0036492 |  |  |  |  | 1326.0835 | 0.0020695 |  |  |  | 1228.4877 | 1228.4948 | 0 | 1228.4877 | 0.02337
[19 empty] | 1147.3173 | 0.0041894 |  |  |  |  | 1326.1697 | 0.0020674 |  |  |  | 1228.5617 | 1228.5687 | 0 | 1228.5617 | 0.02349
[19 empty] | 1147.4481 | 0.0042796 |  |  |  |  | 1326.2559 | 0.0020654 |  |  |  | 1228.6355 | 1228.6427 | 0 | 1228.6355 | 0.0236
[19 empty] | 1147.5791 | 0.0039863 |  |  |  |  | 1326.3419 | 0.0020637 |  |  |  | 1228.7095 | 1228.7167 | 0 | 1228.7095 | 0.02371
[19 empty] | 1147.7102 | 0.0040127 |  |  |  |  | 1326.4281 | 0.0020621 |  |  |  | 1228.7834 | 1228.7906 | 0 | 1228.7834 | 0.02381
[19 empty] | 1147.8413 | 0.0036554 |  |  |  |  | 1326.5143 | 0.0020607 |  |  |  | 1228.8574 | 1228.8646 | 0 | 1228.8574 | 0.02391
[19 empty] | 1147.9724 | 0.0026582 |  |  |  |  | 1326.6005 | 0.0020596 |  |  |  | 1228.9314 | 1228.9386 | 0 | 1228.9314 | 0.02404
[19 empty] | 1148.1035 | 0.0027994 |  |  |  |  | 1326.6867 | 0.0020586 |  |  |  | 1229.0054 | 1229.0126 | 0 | 1229.0054 | 0.02418
[19 empty] | 1148.2347 | 0.0035946 |  |  |  |  | 1326.773 | 0.0020579 |  |  |  | 1229.0795 | 1229.0865 | 0 | 1229.0795 | 0.02435
[19 empty] | 1148.366 | 0.0038296 |  |  |  |  | 1326.8591 | 0.0020574 |  |  |  | 1229.1534 | 1229.1605 | 0 | 1229.1534 | 0.02453
[19 empty] | 1148.4972 | 0.0035258 |  |  |  |  | 1326.9453 | 0.0020572 |  |  |  | 1229.2274 | 1229.2346 | 0 | 1229.2274 | 0.0247
[19 empty] | 1148.6287 | 0.0032184 |  |  |  |  | 1327.0316 | 0.0020571 |  |  |  | 1229.3015 | 1229.3086 | 0 | 1229.3015 | 0.02486
[19 empty] | 1148.7598 | 0.0038581 |  |  |  |  | 1327.1179 | 0.0020573 |  |  |  | 1229.3755 | 1229.3827 | 0 | 1229.3755 | 0.02501
[19 empty] | 1148.8911 | 0.0043691 |  |  |  |  | 1327.2041 | 0.0020577 |  |  |  | 1229.4496 | 1229.4567 | 0 | 1229.4496 | 0.02513
[19 empty] | 1149.0225 | 0.0031621 |  |  |  |  | 1327.2904 | 0.0020584 |  |  |  | 1229.5236 | 1229.5308 | 0 | 1229.5236 | 0.02522
[19 empty] | 1149.1539 | 0.0025429 |  |  |  |  | 1327.3767 | 0.0020592 |  |  |  | 1229.5977 | 1229.6049 | 0 | 1229.5977 | 0.0253
[19 empty] | 1149.2853 | 0.0027087 |  |  |  |  | 1327.463 | 0.0020604 |  |  |  | 1229.6717 | 1229.6788 | 0 | 1229.6717 | 0.02535
[19 empty] | 1149.4167 | 0.002822 |  |  |  |  | 1327.5493 | 0.0020617 |  |  |  | 1229.7459 | 1229.7529 | 0 | 1229.7459 | 0.02538
[19 empty] | 1149.5482 | 0.0030078 |  |  |  |  | 1327.6356 | 0.0020633 |  |  |  | 1229.82 | 1229.827 | 0 | 1229.82 | 0.0254
[19 empty] | 1149.6798 | 0.0032075 |  |  |  |  | 1327.7219 | 0.0020651 |  |  |  | 1229.894 | 1229.9011 | 0 | 1229.894 | 0.0254
[19 empty] | 1149.8113 | 0.0030743 |  |  |  |  | 1327.8084 | 0.0020671 |  |  |  | 1229.9681 | 1229.9752 | 0 | 1229.9681 | 0.0254
[19 empty] | 1149.9429 | 0.0033801 |  |  |  |  | 1327.8946 | 0.0020694 |  |  |  | 1230.0422 | 1230.0493 | 0 | 1230.0422 | 0.02539
[19 empty] | 1150.0745 | 0.0029327 |  |  |  |  | 1327.9811 | 0.0020719 |  |  |  | 1230.1163 | 1230.1235 | 0 | 1230.1163 | 0.02538
[19 empty] | 1150.2062 | 0.0029209 |  |  |  |  | 1328.0674 | 0.0020746 |  |  |  | 1230.1906 | 1230.1976 | 0 | 1230.1906 | 0.02538
[19 empty] | 1150.3376 | 0.0033217 |  |  |  |  | 1328.1538 | 0.0020775 |  |  |  | 1230.2647 | 1230.2717 | 0 | 1230.2647 | 0.02538
[19 empty] | 1150.4694 | 0.0035469 |  |  |  |  | 1328.2402 | 0.0020806 |  |  |  | 1230.3387 | 1230.3459 | 0 | 1230.3387 | 0.02538
[19 empty] | 1150.6011 | 0.0035188 |  |  |  |  | 1328.3267 | 0.002084 |  |  |  | 1230.413 | 1230.42 | 0 | 1230.413 | 0.02537
[19 empty] | 1150.733 | 0.0036467 |  |  |  |  | 1328.4131 | 0.0020875 |  |  |  | 1230.4872 | 1230.4943 | 0 | 1230.4872 | 0.02534
[19 empty] | 1150.8646 | 0.0032694 |  |  |  |  | 1328.4995 | 0.0020913 |  |  |  | 1230.5613 | 1230.5685 | 0 | 1230.5613 | 0.0253
[19 empty] | 1150.9965 | 0.0032642 |  |  |  |  | 1328.5859 | 0.0020952 |  |  |  | 1230.6355 | 1230.6426 | 0 | 1230.6355 | 0.02523
[19 empty] | 1151.1283 | 0.0034913 |  |  |  |  | 1328.6724 | 0.0020993 |  |  |  | 1230.7097 | 1230.7168 | 0 | 1230.7097 | 0.02514
[19 empty] | 1151.2601 | 0.0037671 |  |  |  |  | 1328.7588 | 0.0021035 |  |  |  | 1230.7839 | 1230.791 | 0 | 1230.7839 | 0.02503
[19 empty] | 1151.3921 | 0.0035199 |  |  |  |  | 1328.8453 | 0.002108 |  |  |  | 1230.8582 | 1230.8652 | 0 | 1230.8582 | 0.02488
[19 empty] | 1151.524 | 0.0030547 |  |  |  |  | 1328.9318 | 0.0021126 |  |  |  | 1230.9324 | 1230.9395 | 0 | 1230.9324 | 0.02471
[19 empty] | 1151.656 | 0.003132 |  |  |  |  | 1329.0183 | 0.0021174 |  |  |  | 1231.0066 | 1231.0137 | 0 | 1231.0066 | 0.02449
[19 empty] | 1151.788 | 0.0033265 |  |  |  |  | 1329.1049 | 0.0021223 |  |  |  | 1231.0808 | 1231.0879 | 0 | 1231.0808 | 0.02424
[19 empty] | 1151.92 | 0.0026381 |  |  |  |  | 1329.1914 | 0.0021273 |  |  |  | 1231.155 | 1231.1622 | 0 | 1231.155 | 0.02396
[19 empty] | 1152.0521 | 0.0024839 |  |  |  |  | 1329.2778 | 0.0021325 |  |  |  | 1231.2294 | 1231.2365 | 0 | 1231.2294 | 0.02367
[19 empty] | 1152.1842 | 0.0029217 |  |  |  |  | 1329.3644 | 0.0021378 |  |  |  | 1231.3036 | 1231.3107 | 0 | 1231.3036 | 0.02339
[19 empty] | 1152.3163 | 0.0036064 |  |  |  |  | 1329.451 | 0.0021432 |  |  |  | 1231.3779 | 1231.385 | 0 | 1231.3779 | 0.02315
[19 empty] | 1152.4485 | 0.0037376 |  |  |  |  | 1329.5376 | 0.0021487 |  |  |  | 1231.4522 | 1231.4594 | 0 | 1231.4522 | 0.02297
[19 empty] | 1152.5806 | 0.0031858 |  |  |  |  | 1329.6242 | 0.0021543 |  |  |  | 1231.5265 | 1231.5336 | 0 | 1231.5265 | 0.02286
[19 empty] | 1152.713 | 0.0026965 |  |  |  |  | 1329.7107 | 0.00216 |  |  |  | 1231.6007 | 1231.6079 | 0 | 1231.6007 | 0.02284
[19 empty] | 1152.8451 | 0.0028151 |  |  |  |  | 1329.7974 | 0.0021658 |  |  |  | 1231.6751 | 1231.6823 | 0 | 1231.6751 | 0.02288
[19 empty] | 1152.9773 | 0.0028156 |  |  |  |  | 1329.8839 | 0.0021716 |  |  |  | 1231.7494 | 1231.7566 | 0 | 1231.7494 | 0.02297
[19 empty] | 1153.1096 | 0.0020442 |  |  |  |  | 1329.9706 | 0.0021775 |  |  |  | 1231.8237 | 1231.8308 | 0 | 1231.8237 | 0.02309
[19 empty] | 1153.2419 | 0.0023584 |  |  |  |  | 1330.0573 | 0.0021835 |  |  |  | 1231.8981 | 1231.9052 | 0 | 1231.8981 | 0.02321
[19 empty] | 1153.3744 | 0.0032476 |  |  |  |  | 1330.1439 | 0.0021895 |  |  |  | 1231.9724 | 1231.9796 | 0 | 1231.9724 | 0.02332
[19 empty] | 1153.5067 | 0.0038169 |  |  |  |  | 1330.2305 | 0.0021956 |  |  |  | 1232.0467 | 1232.054 | 0 | 1232.0467 | 0.02341
[19 empty] | 1153.6392 | 0.0041462 |  |  |  |  | 1330.3171 | 0.0022016 |  |  |  | 1232.1211 | 1232.1283 | 0 | 1232.1211 | 0.02347
[19 empty] | 1153.7716 | 0.0036488 |  |  |  |  | 1330.4039 | 0.0022077 |  |  |  | 1232.1956 | 1232.2026 | 0 | 1232.1956 | 0.02353
[19 empty] | 1153.9041 | 0.0024526 |  |  |  |  | 1330.4906 | 0.0022138 |  |  |  | 1232.2699 | 1232.2771 | 0 | 1232.2699 | 0.02358
[19 empty] | 1154.0366 | 0.0018465 |  |  |  |  | 1330.5773 | 0.00222 |  |  |  | 1232.3444 | 1232.3514 | 0 | 1232.3444 | 0.02363
[19 empty] | 1154.1692 | 0.0023012 |  |  |  |  | 1330.6639 | 0.0022261 |  |  |  | 1232.4187 | 1232.4259 | 0 | 1232.4187 | 0.02367
[19 empty] | 1154.3018 | 0.0029588 |  |  |  |  | 1330.7507 | 0.0022322 |  |  |  | 1232.4932 | 1232.5002 | 0 | 1232.4932 | 0.02369
[19 empty] | 1154.4343 | 0.0029536 |  |  |  |  | 1330.8374 | 0.0022382 |  |  |  | 1232.5675 | 1232.5747 | 0 | 1232.5675 | 0.02368
[19 empty] | 1154.567 | 0.0031268 |  |  |  |  | 1330.9242 | 0.0022443 |  |  |  | 1232.642 | 1232.6492 | 0 | 1232.642 | 0.02365
[19 empty] | 1154.6995 | 0.0032887 |  |  |  |  | 1331.011 | 0.0022503 |  |  |  | 1232.7164 | 1232.7235 | 0 | 1232.7164 | 0.02358
[19 empty] | 1154.8322 | 0.0032779 |  |  |  |  | 1331.0978 | 0.0022563 |  |  |  | 1232.7909 | 1232.798 | 0 | 1232.7909 | 0.0235
[19 empty] | 1154.965 | 0.0029576 |  |  |  |  | 1331.1846 | 0.0022622 |  |  |  | 1232.8654 | 1232.8724 | 0 | 1232.8654 | 0.02342
[19 empty] | 1155.0977 | 0.0024157 |  |  |  |  | 1331.2714 | 0.0022681 |  |  |  | 1232.9398 | 1232.9469 | 0 | 1232.9398 | 0.02337
[19 empty] | 1155.2305 | 0.0024262 |  |  |  |  | 1331.3582 | 0.0022739 |  |  |  | 1233.0143 | 1233.0214 | 0 | 1233.0143 | 0.02337
[19 empty] | 1155.3633 | 0.002718 |  |  |  |  | 1331.445 | 0.0022797 |  |  |  | 1233.0887 | 1233.0958 | 0 | 1233.0887 | 0.02343
[19 empty] | 1155.4963 | 0.0032404 |  |  |  |  | 1331.5317 | 0.0022854 |  |  |  | 1233.1632 | 1233.1704 | 0 | 1233.1632 | 0.02355
[19 empty] | 1155.629 | 0.003303 |  |  |  |  | 1331.6186 | 0.002291 |  |  |  | 1233.2378 | 1233.2449 | 0 | 1233.2378 | 0.02372
[19 empty] | 1155.762 | 0.0028209 |  |  |  |  | 1331.7054 | 0.0022965 |  |  |  | 1233.3123 | 1233.3193 | 0 | 1233.3123 | 0.02393
[19 empty] | 1155.8949 | 0.0027394 |  |  |  |  | 1331.7924 | 0.002302 |  |  |  | 1233.3867 | 1233.3939 | 0 | 1233.3867 | 0.02416
[19 empty] | 1156.0278 | 0.0029419 |  |  |  |  | 1331.8793 | 0.0023073 |  |  |  | 1233.4613 | 1233.4684 | 0 | 1233.4613 | 0.02438
[19 empty] | 1156.1609 | 0.0032532 |  |  |  |  | 1331.9661 | 0.0023125 |  |  |  | 1233.5359 | 1233.543 | 0 | 1233.5359 | 0.02459
[19 empty] | 1156.2939 | 0.0029547 |  |  |  |  | 1332.053 | 0.0023177 |  |  |  | 1233.6103 | 1233.6175 | 0 | 1233.6103 | 0.02478
[19 empty] | 1156.427 | 0.0024158 |  |  |  |  | 1332.1399 | 0.0023227 |  |  |  | 1233.6849 | 1233.6921 | 0 | 1233.6849 | 0.02493
[19 empty] | 1156.5601 | 0.0022433 |  |  |  |  | 1332.2268 | 0.0023276 |  |  |  | 1233.7595 | 1233.7666 | 0 | 1233.7595 | 0.02505
[19 empty] | 1156.6934 | 0.0017629 |  |  |  |  | 1332.3137 | 0.0023324 |  |  |  | 1233.8341 | 1233.8412 | 0 | 1233.8341 | 0.02514
[19 empty] | 1156.8263 | 0.0019953 |  |  |  |  | 1332.4008 | 0.0023371 |  |  |  | 1233.9087 | 1233.9158 | 0 | 1233.9087 | 0.02519
[19 empty] | 1156.9595 | 0.0030407 |  |  |  |  | 1332.4877 | 0.0023416 |  |  |  | 1233.9833 | 1233.9904 | 0 | 1233.9833 | 0.02522
[19 empty] | 1157.0928 | 0.0033853 |  |  |  |  | 1332.5746 | 0.002346 |  |  |  | 1234.0579 | 1234.0651 | 0 | 1234.0579 | 0.02522
[19 empty] | 1157.226 | 0.0030713 |  |  |  |  | 1332.6616 | 0.0023503 |  |  |  | 1234.1325 | 1234.1397 | 0 | 1234.1325 | 0.0252
[19 empty] | 1157.3593 | 0.0025503 |  |  |  |  | 1332.7485 | 0.0023544 |  |  |  | 1234.2071 | 1234.2142 | 0 | 1234.2071 | 0.02517
[19 empty] | 1157.4926 | 0.0021365 |  |  |  |  | 1332.8356 | 0.0023584 |  |  |  | 1234.2817 | 1234.2888 | 0 | 1234.2817 | 0.02513
[19 empty] | 1157.6261 | 0.0016989 |  |  |  |  | 1332.9226 | 0.0023622 |  |  |  | 1234.3563 | 1234.3635 | 0 | 1234.3563 | 0.02509
[19 empty] | 1157.7593 | 0.0018922 |  |  |  |  | 1333.0096 | 0.0023659 |  |  |  | 1234.431 | 1234.4381 | 0 | 1234.431 | 0.02505
[19 empty] | 1157.8927 | 0.001873 |  |  |  |  | 1333.0967 | 0.0023695 |  |  |  | 1234.5056 | 1234.5128 | 0 | 1234.5056 | 0.025
[19 empty] | 1158.0261 | 0.0023881 |  |  |  |  | 1333.1837 | 0.0023728 |  |  |  | 1234.5803 | 1234.5875 | 0 | 1234.5803 | 0.02494
[19 empty] | 1158.1595 | 0.0030785 |  |  |  |  | 1333.2707 | 0.002376 |  |  |  | 1234.655 | 1234.6621 | 0 | 1234.655 | 0.02484
[19 empty] | 1158.2931 | 0.0031216 |  |  |  |  | 1333.3578 | 0.0023791 |  |  |  | 1234.7297 | 1234.7368 | 0 | 1234.7297 | 0.0247
[19 empty] | 1158.4266 | 0.0025542 |  |  |  |  | 1333.445 | 0.0023819 |  |  |  | 1234.8043 | 1234.8115 | 0 | 1234.8043 | 0.02452
[19 empty] | 1158.5602 | 0.001933 |  |  |  |  | 1333.532 | 0.0023846 |  |  |  | 1234.879 | 1234.8862 | 0 | 1234.879 | 0.0243
[19 empty] | 1158.6937 | 0.0018141 |  |  |  |  | 1333.6191 | 0.0023872 |  |  |  | 1234.9537 | 1234.9609 | 0 | 1234.9537 | 0.02408
[19 empty] | 1158.8274 | 0.0026677 |  |  |  |  | 1333.7062 | 0.0023895 |  |  |  | 1235.0286 | 1235.0356 | 0 | 1235.0286 | 0.02388
[19 empty] | 1158.9611 | 0.0032911 |  |  |  |  | 1333.7933 | 0.0023916 |  |  |  | 1235.1033 | 1235.1103 | 0 | 1235.1033 | 0.02375
[19 empty] | 1159.0946 | 0.002615 |  |  |  |  | 1333.8805 | 0.0023936 |  |  |  | 1235.178 | 1235.1851 | 0 | 1235.178 | 0.0237
[19 empty] | 1159.2283 | 0.0015541 |  |  |  |  | 1333.9677 | 0.0023954 |  |  |  | 1235.2527 | 1235.2599 | 0 | 1235.2527 | 0.02375
[19 empty] | 1159.3622 | 0.0013295 |  |  |  |  | 1334.0548 | 0.002397 |  |  |  | 1235.3275 | 1235.3346 | 0 | 1235.3275 | 0.0239
[19 empty] | 1159.4957 | 0.002005 |  |  |  |  | 1334.142 | 0.0023983 |  |  |  | 1235.4022 | 1235.4094 | 0 | 1235.4022 | 0.02411
[19 empty] | 1159.6298 | 0.0023681 |  |  |  |  | 1334.2291 | 0.0023995 |  |  |  | 1235.477 | 1235.4841 | 0 | 1235.477 | 0.02436
[19 empty] | 1159.7634 | 0.0020568 |  |  |  |  | 1334.3163 | 0.0024005 |  |  |  | 1235.5518 | 1235.559 | 0 | 1235.5518 | 0.02458
[19 empty] | 1159.8972 | 0.0019876 |  |  |  |  | 1334.4036 | 0.0024124 |  |  |  | 1235.6266 | 1235.6338 | 0 | 1235.6266 | 0.02474
[19 empty] | 1160.0311 | 0.0025651 |  |  |  |  | 1334.4907 | 0.0024303 |  |  |  | 1235.7014 | 1235.7085 | 0 | 1235.7014 | 0.02481
[19 empty] | 1160.165 | 0.0023258 |  |  |  |  | 1334.578 | 0.002448 |  |  |  | 1235.7762 | 1235.7833 | 0 | 1235.7762 | 0.02478
[19 empty] | 1160.2991 | 0.0019709 |  |  |  |  | 1334.6652 | 0.0024654 |  |  |  | 1235.8511 | 1235.8582 | 0 | 1235.8511 | 0.02465
[19 empty] | 1160.433 | 0.0022852 |  |  |  |  | 1334.7524 | 0.0024827 |  |  |  | 1235.9258 | 1235.933 | 0 | 1235.9258 | 0.02445
[19 empty] | 1160.567 | 0.0027264 |  |  |  |  | 1334.8397 | 0.0024997 |  |  |  | 1236.0007 | 1236.0078 | 0 | 1236.0007 | 0.02423
[19 empty] | 1160.701 | 0.0030647 |  |  |  |  | 1334.927 | 0.0025165 |  |  |  | 1236.0756 | 1236.0826 | 0 | 1236.0756 | 0.02402
[19 empty] | 1160.8352 | 0.0025607 |  |  |  |  | 1335.0143 | 0.0025331 |  |  |  | 1236.1504 | 1236.1575 | 0 | 1236.1504 | 0.02383
[19 empty] | 1160.9695 | 0.0030644 |  |  |  |  | 1335.1016 | 0.0025494 |  |  |  | 1236.2252 | 1236.2324 | 0 | 1236.2252 | 0.02369
[19 empty] | 1161.1034 | 0.0027021 |  |  |  |  | 1335.1888 | 0.0025655 |  |  |  | 1236.3002 | 1236.3073 | 0 | 1236.3002 | 0.02358
[19 empty] | 1161.2378 | 0.0017028 |  |  |  |  | 1335.2762 | 0.0025813 |  |  |  | 1236.375 | 1236.3822 | 0 | 1236.375 | 0.0235
[19 empty] | 1161.3718 | 0.0019701 |  |  |  |  | 1335.3635 | 0.0025969 |  |  |  | 1236.4498 | 1236.457 | 0 | 1236.4498 | 0.02343
[19 empty] | 1161.5061 | 0.0014619 |  |  |  |  | 1335.4509 | 0.0026123 |  |  |  | 1236.5248 | 1236.532 | 0 | 1236.5248 | 0.02335
[19 empty] | 1161.6405 | 0.0016353 |  |  |  |  | 1335.5382 | 0.0026273 |  |  |  | 1236.5997 | 1236.6068 | 0 | 1236.5997 | 0.02325
[19 empty] | 1161.7747 | 0.001943 |  |  |  |  | 1335.6256 | 0.0026421 |  |  |  | 1236.6746 | 1236.6818 | 0 | 1236.6746 | 0.02314
[19 empty] | 1161.9089 | 0.0023326 |  |  |  |  | 1335.713 | 0.0026567 |  |  |  | 1236.7495 | 1236.7567 | 0 | 1236.7495 | 0.023
[19 empty] | 1162.0433 | 0.0029276 |  |  |  |  | 1335.8003 | 0.002671 |  |  |  | 1236.8245 | 1236.8317 | 0 | 1236.8245 | 0.02286
[19 empty] | 1162.1777 | 0.0026946 |  |  |  |  | 1335.8877 | 0.002685 |  |  |  | 1236.8994 | 1236.9066 | 0 | 1236.8994 | 0.02273
[19 empty] | 1162.3121 | 0.0022144 |  |  |  |  | 1335.9751 | 0.0026988 |  |  |  | 1236.9744 | 1236.9816 | 0 | 1236.9744 | 0.02262
[19 empty] | 1162.4465 | 0.0024428 |  |  |  |  | 1336.0626 | 0.0027123 |  |  |  | 1237.0493 | 1237.0565 | 0 | 1237.0493 | 0.02255
[19 empty] | 1162.5811 | 0.0023722 |  |  |  |  | 1336.15 | 0.0027254 |  |  |  | 1237.1243 | 1237.1315 | 0 | 1237.1243 | 0.02254
[19 empty] | 1162.7156 | 0.0017138 |  |  |  |  | 1336.2374 | 0.0027383 |  |  |  | 1237.1993 | 1237.2064 | 0 | 1237.1993 | 0.02259
[19 empty] | 1162.8501 | 0.0019188 |  |  |  |  | 1336.3249 | 0.002751 |  |  |  | 1237.2743 | 1237.2815 | 0 | 1237.2743 | 0.0227
[19 empty] | 1162.9847 | 0.0024843 |  |  |  |  | 1336.4124 | 0.0027633 |  |  |  | 1237.3492 | 1237.3564 | 0 | 1237.3492 | 0.02282
[19 empty] | 1163.1193 | 0.0021888 |  |  |  |  | 1336.4999 | 0.0027753 |  |  |  | 1237.4243 | 1237.4314 | 0 | 1237.4243 | 0.02295
[19 empty] | 1163.2538 | 0.0023158 |  |  |  |  | 1336.5874 | 0.0027871 |  |  |  | 1237.4993 | 1237.5065 | 0 | 1237.4993 | 0.02304
[19 empty] | 1163.3884 | 0.002682 |  |  |  |  | 1336.6748 | 0.0027985 |  |  |  | 1237.5743 | 1237.5815 | 0 | 1237.5743 | 0.02307
[19 empty] | 1163.5232 | 0.0019171 |  |  |  |  | 1336.7623 | 0.0028096 |  |  |  | 1237.6494 | 1237.6565 | 0 | 1237.6494 | 0.02303
[19 empty] | 1163.658 | 0.0019096 |  |  |  |  | 1336.8499 | 0.0028205 |  |  |  | 1237.7245 | 1237.7316 | 0 | 1237.7245 | 0.02291
[19 empty] | 1163.7927 | 0.0015057 |  |  |  |  | 1336.9374 | 0.002831 |  |  |  | 1237.7994 | 1237.8066 | 0 | 1237.7994 | 0.02272
[19 empty] | 1163.9275 | 0.0013783 |  |  |  |  | 1337.025 | 0.0028412 |  |  |  | 1237.8745 | 1237.8817 | 0 | 1237.8745 | 0.02251
[19 empty] | 1164.0623 | 0.0016826 |  |  |  |  | 1337.1126 | 0.0028511 |  |  |  | 1237.9496 | 1237.9568 | 0 | 1237.9496 | 0.02229
[19 empty] | 1164.1971 | 0.0017715 |  |  |  |  | 1337.2001 | 0.0028607 |  |  |  | 1238.0247 | 1238.0319 | 0 | 1238.0247 | 0.0221
[19 empty] | 1164.332 | 0.0019546 |  |  |  |  | 1337.2877 | 0.00287 |  |  |  | 1238.0997 | 1238.1069 | 0 | 1238.0997 | 0.02196
[19 empty] | 1164.4669 | 0.002215 |  |  |  |  | 1337.3752 | 0.0028789 |  |  |  | 1238.1749 | 1238.182 | 0 | 1238.1749 | 0.02188
[19 empty] | 1164.6019 | 0.0023683 |  |  |  |  | 1337.4629 | 0.0028876 |  |  |  | 1238.25 | 1238.2572 | 0 | 1238.25 | 0.02187
[19 empty] | 1164.7369 | 0.0026824 |  |  |  |  | 1337.5505 | 0.0028959 |  |  |  | 1238.3251 | 1238.3323 | 0 | 1238.3251 | 0.0219
[19 empty] | 1164.8719 | 0.0021317 |  |  |  |  | 1337.6382 | 0.0029039 |  |  |  | 1238.4003 | 1238.4073 | 0 | 1238.4003 | 0.02195
[19 empty] | 1165.007 | 0.0020471 |  |  |  |  | 1337.7257 | 0.0029115 |  |  |  | 1238.4753 | 1238.4825 | 0 | 1238.4753 | 0.02202
[19 empty] | 1165.1421 | 0.0020908 |  |  |  |  | 1337.8133 | 0.0029188 |  |  |  | 1238.5505 | 1238.5577 | 0 | 1238.5505 | 0.02208
[19 empty] | 1165.2771 | 0.0018781 |  |  |  |  | 1337.9011 | 0.0029258 |  |  |  | 1238.6257 | 1238.6328 | 0 | 1238.6257 | 0.02215
[19 empty] | 1165.4125 | 0.0017542 |  |  |  |  | 1337.9888 | 0.0029325 |  |  |  | 1238.7008 | 1238.708 | 0 | 1238.7008 | 0.02221
[19 empty] | 1165.5475 | 0.0022726 |  |  |  |  | 1338.0764 | 0.0029388 |  |  |  | 1238.776 | 1238.7832 | 0 | 1238.776 | 0.02227
[19 empty] | 1165.6826 | 0.0024162 |  |  |  |  | 1338.1642 | 0.0029448 |  |  |  | 1238.8512 | 1238.8584 | 0 | 1238.8512 | 0.02234
[19 empty] | 1165.8179 | 0.0017365 |  |  |  |  | 1338.2518 | 0.0029504 |  |  |  | 1238.9264 | 1238.9336 | 0 | 1238.9264 | 0.02239
[19 empty] | 1165.9531 | 0.00192 |  |  |  |  | 1338.3396 | 0.0029558 |  |  |  | 1239.0016 | 1239.0088 | 0 | 1239.0016 | 0.02244
[19 empty] | 1166.0885 | 0.0017843 |  |  |  |  | 1338.4272 | 0.0029607 |  |  |  | 1239.0768 | 1239.084 | 0 | 1239.0768 | 0.02247
[19 empty] | 1166.2238 | 0.0017571 |  |  |  |  | 1338.515 | 0.0029654 |  |  |  | 1239.152 | 1239.1592 | 0 | 1239.152 | 0.02249
[19 empty] | 1166.3591 | 0.001825 |  |  |  |  | 1338.6028 | 0.0029697 |  |  |  | 1239.2273 | 1239.2344 | 0 | 1239.2273 | 0.02251
[19 empty] | 1166.4945 | 0.0016571 |  |  |  |  | 1338.6906 | 0.0029737 |  |  |  | 1239.3025 | 1239.3097 | 0 | 1239.3025 | 0.02254
[19 empty] | 1166.63 | 0.0014597 |  |  |  |  | 1338.7783 | 0.0029773 |  |  |  | 1239.3777 | 1239.3849 | 0 | 1239.3777 | 0.0226
[19 empty] | 1166.7654 | 0.0019014 |  |  |  |  | 1338.8661 | 0.0029806 |  |  |  | 1239.453 | 1239.4602 | 0 | 1239.453 | 0.02272
[19 empty] | 1166.9009 | 0.0021775 |  |  |  |  | 1338.954 | 0.0029835 |  |  |  | 1239.5282 | 1239.5354 | 0 | 1239.5282 | 0.0229
[19 empty] | 1167.0364 | 0.0022321 |  |  |  |  | 1339.0418 | 0.0029861 |  |  |  | 1239.6035 | 1239.6107 | 0 | 1239.6035 | 0.02312
[19 empty] | 1167.172 | 0.0015835 |  |  |  |  | 1339.1295 | 0.0029884 |  |  |  | 1239.6788 | 1239.686 | 0 | 1239.6788 | 0.02336
[19 empty] | 1167.3075 | 0.0014016 |  |  |  |  | 1339.2174 | 0.0029904 |  |  |  | 1239.7541 | 1239.7612 | 0 | 1239.7541 | 0.02358
[19 empty] | 1167.4431 | 0.0016431 |  |  |  |  | 1339.3052 | 0.0029919 |  |  |  | 1239.8293 | 1239.8365 | 0 | 1239.8293 | 0.02374
[19 empty] | 1167.579 | 0.002129 |  |  |  |  | 1339.3931 | 0.0029932 |  |  |  | 1239.9047 | 1239.9119 | 0 | 1239.9047 | 0.02381
[19 empty] | 1167.7144 | 0.0017971 |  |  |  |  | 1339.481 | 0.0029942 |  |  |  | 1239.98 | 1239.9872 | 0 | 1239.98 | 0.02374
[19 empty] | 1167.8501 | 0.0011839 |  |  |  |  | 1339.5689 | 0.0029948 |  |  |  | 1240.0554 | 1240.0625 | 0 | 1240.0554 | 0.02355
[19 empty] | 1167.986 | 0.0016744 |  |  |  |  | 1339.6567 | 0.002995 |  |  |  | 1240.1307 | 1240.1378 | 0 | 1240.1307 | 0.02325
[19 empty] | 1168.1216 | 0.0017987 |  |  |  |  | 1339.7446 | 0.002995 |  |  |  | 1240.2061 | 1240.2133 | 0 | 1240.2061 | 0.02288
[19 empty] | 1168.2573 | 0.0018645 |  |  |  |  | 1339.8325 | 0.0029946 |  |  |  | 1240.2814 | 1240.2886 | 0 | 1240.2814 | 0.02249
[19 empty] | 1168.3932 | 0.0023121 |  |  |  |  | 1339.9205 | 0.0029939 |  |  |  | 1240.3568 | 1240.3639 | 0 | 1240.3568 | 0.02215
[19 empty] | 1168.5291 | 0.0021807 |  |  |  |  | 1340.0084 | 0.0029928 |  |  |  | 1240.4321 | 1240.4393 | 0 | 1240.4321 | 0.02191
[19 empty] | 1168.6649 | 0.0015376 |  |  |  |  | 1340.0963 | 0.0029914 |  |  |  | 1240.5076 | 1240.5147 | 0 | 1240.5076 | 0.02181
[19 empty] | 1168.8009 | 0.002164 |  |  |  |  | 1340.1843 | 0.0029897 |  |  |  | 1240.5829 | 1240.5901 | 0 | 1240.5829 | 0.02184
[19 empty] | 1168.9368 | 0.0021841 |  |  |  |  | 1340.2723 | 0.0029877 |  |  |  | 1240.6583 | 1240.6655 | 0 | 1240.6583 | 0.02201
[19 empty] | 1169.073 | 0.0018898 |  |  |  |  | 1340.3603 | 0.0029854 |  |  |  | 1240.7338 | 1240.7408 | 0 | 1240.7338 | 0.02227
[19 empty] | 1169.2089 | 0.00161 |  |  |  |  | 1340.4482 | 0.0029827 |  |  |  | 1240.8092 | 1240.8163 | 0 | 1240.8092 | 0.02256
[19 empty] | 1169.3448 | 0.0020598 |  |  |  |  | 1340.5363 | 0.0029797 |  |  |  | 1240.8845 | 1240.8917 | 0 | 1240.8845 | 0.02283
[19 empty] | 1169.481 | 0.0020975 |  |  |  |  | 1340.6243 | 0.0029765 |  |  |  | 1240.96 | 1240.9672 | 0 | 1240.96 | 0.02302
[19 empty] | 1169.6171 | 0.0015489 |  |  |  |  | 1340.7124 | 0.0029729 |  |  |  | 1241.0355 | 1241.0426 | 0 | 1241.0355 | 0.02311
[19 empty] | 1169.7534 | 0.0020711 |  |  |  |  | 1340.8004 | 0.002969 |  |  |  | 1241.111 | 1241.118 | 0 | 1241.111 | 0.02307
[19 empty] | 1169.8894 | 0.0023114 |  |  |  |  | 1340.8884 | 0.0029648 |  |  |  | 1241.1864 | 1241.1936 | 0 | 1241.1864 | 0.0229
[19 empty] | 1170.0256 | 0.0016347 |  |  |  |  | 1340.9766 | 0.0029604 |  |  |  | 1241.2618 | 1241.269 | 0 | 1241.2618 | 0.02264
[19 empty] | 1170.1619 | 0.0013901 |  |  |  |  | 1341.0646 | 0.0029556 |  |  |  | 1241.3374 | 1241.3445 | 0 | 1241.3374 | 0.02231
[19 empty] | 1170.2981 | 0.0020032 |  |  |  |  | 1341.1527 | 0.0029506 |  |  |  | 1241.4128 | 1241.42 | 0 | 1241.4128 | 0.02196
[19 empty] | 1170.4344 | 0.0019554 |  |  |  |  | 1341.2407 | 0.0029452 |  |  |  | 1241.4884 | 1241.4955 | 0 | 1241.4884 | 0.02163
[19 empty] | 1170.5708 | 0.0013776 |  |  |  |  | 1341.3289 | 0.0029396 |  |  |  | 1241.5638 | 1241.571 | 0 | 1241.5638 | 0.02137
[19 empty] | 1170.7072 | 0.0021886 |  |  |  |  | 1341.417 | 0.0029337 |  |  |  | 1241.6394 | 1241.6466 | 0 | 1241.6394 | 0.02119
[19 empty] | 1170.8438 | 0.0020834 |  |  |  |  | 1341.5051 | 0.0029276 |  |  |  | 1241.715 | 1241.7221 | 0 | 1241.715 | 0.02111
[19 empty] | 1170.98 | 0.0022375 |  |  |  |  | 1341.5933 | 0.0029211 |  |  |  | 1241.7904 | 1241.7976 | 0 | 1241.7904 | 0.02113
[19 empty] | 1171.1165 | 0.0019592 |  |  |  |  | 1341.6814 | 0.0029145 |  |  |  | 1241.866 | 1241.8732 | 0 | 1241.866 | 0.02124
[19 empty] | 1171.2529 | 0.001431 |  |  |  |  | 1341.7696 | 0.0029076 |  |  |  | 1241.9415 | 1241.9487 | 0 | 1241.9415 | 0.02143
[19 empty] | 1171.3895 | 0.0018255 |  |  |  |  | 1341.8578 | 0.0029004 |  |  |  | 1242.0171 | 1242.0243 | 0 | 1242.0171 | 0.02167
[19 empty] | 1171.526 | 0.0020863 |  |  |  |  | 1341.946 | 0.002893 |  |  |  | 1242.0927 | 1242.0999 | 0 | 1242.0927 | 0.02192
[19 empty] | 1171.6626 | 0.0016904 |  |  |  |  | 1342.0342 | 0.0028853 |  |  |  | 1242.1683 | 1242.1754 | 0 | 1242.1683 | 0.02215
[19 empty] | 1171.7993 | 0.001432 |  |  |  |  | 1342.1224 | 0.0028775 |  |  |  | 1242.2439 | 1242.2511 | 0 | 1242.2439 | 0.02234
[19 empty] | 1171.9359 | 0.0020005 |  |  |  |  | 1342.2107 | 0.0028694 |  |  |  | 1242.3195 | 1242.3267 | 0 | 1242.3195 | 0.02247
[19 empty] | 1172.0725 | 0.0024525 |  |  |  |  | 1342.2988 | 0.0028611 |  |  |  | 1242.3951 | 1242.4022 | 0 | 1242.3951 | 0.02255
[19 empty] | 1172.2092 | 0.0020988 |  |  |  |  | 1342.3871 | 0.0028526 |  |  |  | 1242.4707 | 1242.4779 | 0 | 1242.4707 | 0.02257
[19 empty] | 1172.3459 | 0.0023585 |  |  |  |  | 1342.4753 | 0.0028439 |  |  |  | 1242.5464 | 1242.5535 | 0 | 1242.5464 | 0.02255
[19 empty] | 1172.4828 | 0.002417 |  |  |  |  | 1342.5637 | 0.002835 |  |  |  | 1242.6219 | 1242.6291 | 0 | 1242.6219 | 0.02252
[19 empty] | 1172.6195 | 0.0019351 |  |  |  |  | 1342.652 | 0.002826 |  |  |  | 1242.6976 | 1242.7048 | 0 | 1242.6976 | 0.02248
[19 empty] | 1172.7566 | 0.0016467 |  |  |  |  | 1342.7402 | 0.0028167 |  |  |  | 1242.7733 | 1242.7805 | 0 | 1242.7733 | 0.02243
[19 empty] | 1172.8933 | 0.001952 |  |  |  |  | 1342.8286 | 0.0028073 |  |  |  | 1242.849 | 1242.8562 | 0 | 1242.849 | 0.02238
[19 empty] | 1173.0302 | 0.0019985 |  |  |  |  | 1342.9169 | 0.0027978 |  |  |  | 1242.9247 | 1242.9318 | 0 | 1242.9247 | 0.02233
[19 empty] | 1173.1671 | 0.0022579 |  |  |  |  | 1343.0052 | 0.0027881 |  |  |  | 1243.0004 | 1243.0075 | 0 | 1243.0004 | 0.02229
[19 empty] | 1173.3041 | 0.0015957 |  |  |  |  | 1343.0935 | 0.0027783 |  |  |  | 1243.076 | 1243.0832 | 0 | 1243.076 | 0.02227
[19 empty] | 1173.4412 | 0.0016272 |  |  |  |  | 1343.1819 | 0.0027683 |  |  |  | 1243.1517 | 1243.1589 | 0 | 1243.1517 | 0.02228
[19 empty] | 1173.5781 | 0.0016051 |  |  |  |  | 1343.2703 | 0.0027583 |  |  |  | 1243.2274 | 1243.2346 | 0 | 1243.2274 | 0.02233
[19 empty] | 1173.7152 | 0.0019017 |  |  |  |  | 1343.3586 | 0.0027481 |  |  |  | 1243.3032 | 1243.3103 | 0 | 1243.3032 | 0.02242
[19 empty] | 1173.8523 | 0.0023447 |  |  |  |  | 1343.447 | 0.0027378 |  |  |  | 1243.3789 | 1243.3861 | 0 | 1243.3789 | 0.02254
[19 empty] | 1173.9895 | 0.0014721 |  |  |  |  | 1343.5354 | 0.0027275 |  |  |  | 1243.4546 | 1243.4618 | 0 | 1243.4546 | 0.02269
[19 empty] | 1174.1268 | 0.0016051 |  |  |  |  | 1343.6239 | 0.0027171 |  |  |  | 1243.5304 | 1243.5376 | 0 | 1243.5304 | 0.02284
[19 empty] | 1174.2638 | 0.0024094 |  |  |  |  | 1343.7123 | 0.0027066 |  |  |  | 1243.6062 | 1243.6133 | 0 | 1243.6062 | 0.02297
[19 empty] | 1174.4011 | 0.0026747 |  |  |  |  | 1343.8008 | 0.0026961 |  |  |  | 1243.6819 | 1243.6891 | 0 | 1243.6819 | 0.02308
[19 empty] | 1174.5383 | 0.0023786 |  |  |  |  | 1343.8892 | 0.0026855 |  |  |  | 1243.7577 | 1243.7649 | 0 | 1243.7577 | 0.02317
[19 empty] | 1174.6757 | 0.0020545 |  |  |  |  | 1343.9777 | 0.0026749 |  |  |  | 1243.8335 | 1243.8407 | 0 | 1243.8335 | 0.02322
[19 empty] | 1174.813 | 0.0016419 |  |  |  |  | 1344.0662 | 0.0026643 |  |  |  | 1243.9093 | 1243.9165 | 0 | 1243.9093 | 0.02326
[19 empty] | 1174.9503 | 0.0012407 |  |  |  |  | 1344.1545 | 0.0026536 |  |  |  | 1243.9851 | 1243.9923 | 0 | 1243.9851 | 0.02329
[19 empty] | 1175.0878 | 0.0017772 |  |  |  |  | 1344.243 | 0.002643 |  |  |  | 1244.0609 | 1244.0681 | 0 | 1244.0609 | 0.02332
[19 empty] | 1175.2251 | 0.0020459 |  |  |  |  | 1344.3315 | 0.0026324 |  |  |  | 1244.1367 | 1244.1439 | 0 | 1244.1367 | 0.02334
[19 empty] | 1175.3625 | 0.0018374 |  |  |  |  | 1344.4202 | 0.0026219 |  |  |  | 1244.2125 | 1244.2197 | 0 | 1244.2125 | 0.02337
[19 empty] | 1175.5001 | 0.0023362 |  |  |  |  | 1344.5087 | 0.0026114 |  |  |  | 1244.2885 | 1244.2957 | 0 | 1244.2885 | 0.02339
[19 empty] | 1175.6376 | 0.0018007 |  |  |  |  | 1344.5972 | 0.0026009 |  |  |  | 1244.3643 | 1244.3715 | 0 | 1244.3643 | 0.0234
[19 empty] | 1175.7751 | 0.0014173 |  |  |  |  | 1344.6858 | 0.0025905 |  |  |  | 1244.4402 | 1244.4473 | 0 | 1244.4402 | 0.02339
[19 empty] | 1175.9127 | 0.0019247 |  |  |  |  | 1344.7743 | 0.0025801 |  |  |  | 1244.516 | 1244.5232 | 0 | 1244.516 | 0.02334
[19 empty] | 1176.0504 | 0.0021583 |  |  |  |  | 1344.8629 | 0.0025699 |  |  |  | 1244.5919 | 1244.5991 | 0 | 1244.5919 | 0.02326
[19 empty] | 1176.188 | 0.0021204 |  |  |  |  | 1344.9514 | 0.0025597 |  |  |  | 1244.6677 | 1244.6749 | 0 | 1244.6677 | 0.02313
[19 empty] | 1176.3257 | 0.0020508 |  |  |  |  | 1345.04 | 0.0025497 |  |  |  | 1244.7436 | 1244.7508 | 0 | 1244.7436 | 0.02298
[19 empty] | 1176.4633 | 0.0022238 |  |  |  |  | 1345.1287 | 0.0025398 |  |  |  | 1244.8196 | 1244.8268 | 0 | 1244.8196 | 0.02281
[19 empty] | 1176.6011 | 0.0021911 |  |  |  |  | 1345.2173 | 0.0025301 |  |  |  | 1244.8955 | 1244.9027 | 0 | 1244.8955 | 0.02264
[19 empty] | 1176.7388 | 0.0025516 |  |  |  |  | 1345.3059 | 0.0025204 |  |  |  | 1244.9714 | 1244.9786 | 0 | 1244.9714 | 0.02251
[19 empty] | 1176.8766 | 0.002373 |  |  |  |  | 1345.3945 | 0.002511 |  |  |  | 1245.0474 | 1245.0546 | 0 | 1245.0474 | 0.02244
[19 empty] | 1177.0146 | 0.0018571 |  |  |  |  | 1345.4833 | 0.0025017 |  |  |  | 1245.1233 | 1245.1305 | 0 | 1245.1233 | 0.02244
[19 empty] | 1177.1523 | 0.0014429 |  |  |  |  | 1345.5719 | 0.0024926 |  |  |  | 1245.1992 | 1245.2064 | 0 | 1245.1992 | 0.02251
[19 empty] | 1177.2903 | 0.0015485 |  |  |  |  | 1345.6606 | 0.0024837 |  |  |  | 1245.2753 | 1245.2823 | 0 | 1245.2753 | 0.02264
[19 empty] | 1177.4282 | 0.0017791 |  |  |  |  | 1345.7493 | 0.002475 |  |  |  | 1245.3512 | 1245.3584 | 0 | 1245.3512 | 0.0228
[19 empty] | 1177.5662 | 0.0023541 |  |  |  |  | 1345.838 | 0.0024666 |  |  |  | 1245.4271 | 1245.4343 | 0 | 1245.4271 | 0.02295
[19 empty] | 1177.7042 | 0.002107 |  |  |  |  | 1345.9268 | 0.0024583 |  |  |  | 1245.5032 | 1245.5104 | 0 | 1245.5032 | 0.02305
[19 empty] | 1177.8422 | 0.0017253 |  |  |  |  | 1346.0155 | 0.0024503 |  |  |  | 1245.5792 | 1245.5863 | 0 | 1245.5792 | 0.02308
[19 empty] | 1177.9802 | 0.0017781 |  |  |  |  | 1346.1043 | 0.0024426 |  |  |  | 1245.6552 | 1245.6624 | 0 | 1245.6552 | 0.02301
[19 empty] | 1178.1184 | 0.0023732 |  |  |  |  | 1346.193 | 0.0024351 |  |  |  | 1245.7312 | 1245.7384 | 0 | 1245.7312 | 0.02287
[19 empty] | 1178.2565 | 0.0023726 |  |  |  |  | 1346.2817 | 0.0024279 |  |  |  | 1245.8073 | 1245.8145 | 0 | 1245.8073 | 0.02266
[19 empty] | 1178.3947 | 0.0018615 |  |  |  |  | 1346.3705 | 0.002421 |  |  |  | 1245.8833 | 1245.8905 | 0 | 1245.8833 | 0.02241
[19 empty] | 1178.5328 | 0.0013246 |  |  |  |  | 1346.4592 | 0.0024143 |  |  |  | 1245.9594 | 1245.9666 | 0 | 1245.9594 | 0.02216
[19 empty] | 1178.6711 | 0.0010476 |  |  |  |  | 1346.5481 | 0.002408 |  |  |  | 1246.0354 | 1246.0426 | 0 | 1246.0354 | 0.02191
[19 empty] | 1178.8093 | 0.0015505 |  |  |  |  | 1346.6368 | 0.0024019 |  |  |  | 1246.1115 | 1246.1186 | 0 | 1246.1115 | 0.0217
[19 empty] | 1178.9476 | 0.0018325 |  |  |  |  | 1346.7257 | 0.0023962 |  |  |  | 1246.1875 | 1246.1947 | 0 | 1246.1875 | 0.02152
[19 empty] | 1179.0861 | 0.0019882 |  |  |  |  | 1346.8146 | 0.0023909 |  |  |  | 1246.2635 | 1246.2707 | 0 | 1246.2635 | 0.02138
[19 empty] | 1179.2244 | 0.00193 |  |  |  |  | 1346.9033 | 0.0023858 |  |  |  | 1246.3397 | 1246.3469 | 0 | 1246.3397 | 0.02128
[19 empty] | 1179.3628 | 0.0022125 |  |  |  |  | 1346.9922 | 0.0023811 |  |  |  | 1246.4158 | 1246.423 | 0 | 1246.4158 | 0.02122
[19 empty] | 1179.5012 | 0.0016496 |  |  |  |  | 1347.0811 | 0.0023767 |  |  |  | 1246.4919 | 1246.4992 | 0 | 1246.4919 | 0.02121
[19 empty] | 1179.6396 | 0.0013473 |  |  |  |  | 1347.17 | 0.0023728 |  |  |  | 1246.568 | 1246.5752 | 0 | 1246.568 | 0.02124
[19 empty] | 1179.7783 | 0.0011547 |  |  |  |  | 1347.2589 | 0.0023691 |  |  |  | 1246.6442 | 1246.6514 | 0 | 1246.6442 | 0.02134
[19 empty] | 1179.9166 | 0.0011685 |  |  |  |  | 1347.3478 | 0.0023659 |  |  |  | 1246.7203 | 1246.7275 | 0 | 1246.7203 | 0.02151
[19 empty] | 1180.0552 | 0.0011523 |  |  |  |  | 1347.4367 | 0.002363 |  |  |  | 1246.7965 | 1246.8036 | 0 | 1246.7965 | 0.02175
[19 empty] | 1180.1938 | 0.0016011 |  |  |  |  | 1347.5256 | 0.0023605 |  |  |  | 1246.8726 | 1246.8798 | 0 | 1246.8726 | 0.02205
[19 empty] | 1180.3324 | 0.0015964 |  |  |  |  | 1347.6146 | 0.0023584 |  |  |  | 1246.9487 | 1246.9559 | 0 | 1246.9487 | 0.02241
[19 empty] | 1180.4711 | 0.0019078 |  |  |  |  | 1347.7035 | 0.0023566 |  |  |  | 1247.0249 | 1247.0321 | 0 | 1247.0249 | 0.02278
[19 empty] | 1180.6097 | 0.0022871 |  |  |  |  | 1347.7925 | 0.0023553 |  |  |  | 1247.1012 | 1247.1083 | 0 | 1247.1012 | 0.02312
[19 empty] | 1180.7485 | 0.0018326 |  |  |  |  | 1347.8815 | 0.0023544 |  |  |  | 1247.1774 | 1247.1846 | 0 | 1247.1774 | 0.0234
[19 empty] | 1180.8872 | 0.0021538 |  |  |  |  | 1347.9705 | 0.0023539 |  |  |  | 1247.2535 | 1247.2607 | 0 | 1247.2535 | 0.02358
[19 empty] | 1181.0259 | 0.0018571 |  |  |  |  | 1348.0594 | 0.0023537 |  |  |  | 1247.3297 | 1247.3369 | 0 | 1247.3297 | 0.02364
[19 empty] | 1181.1647 | 0.0016754 |  |  |  |  | 1348.1484 | 0.002354 |  |  |  | 1247.406 | 1247.4132 | 0 | 1247.406 | 0.02359
[19 empty] | 1181.3036 | 0.001627 |  |  |  |  | 1348.2374 | 0.0023547 |  |  |  | 1247.4822 | 1247.4894 | 0 | 1247.4822 | 0.02345
[19 empty] | 1181.4426 | 0.0017373 |  |  |  |  | 1348.3265 | 0.0023558 |  |  |  | 1247.5585 | 1247.5657 | 0 | 1247.5585 | 0.02326
[19 empty] | 1181.5815 | 0.0020998 |  |  |  |  | 1348.4155 | 0.0023573 |  |  |  | 1247.6348 | 1247.642 | 0 | 1247.6348 | 0.02306
[19 empty] | 1181.7203 | 0.0015023 |  |  |  |  | 1348.5046 | 0.0023593 |  |  |  | 1247.7109 | 1247.7181 | 0 | 1247.7109 | 0.02287
[19 empty] | 1181.8593 | 0.0015451 |  |  |  |  | 1348.5936 | 0.0023616 |  |  |  | 1247.7872 | 1247.7944 | 0 | 1247.7872 | 0.02273
[19 empty] | 1181.9983 | 0.0014649 |  |  |  |  | 1348.6827 | 0.0023643 |  |  |  | 1247.8635 | 1247.8707 | 0 | 1247.8635 | 0.02261
[19 empty] | 1182.1373 | 0.00083349 |  |  |  |  | 1348.7719 | 0.0023675 |  |  |  | 1247.9398 | 1247.947 | 0 | 1247.9398 | 0.0225
[19 empty] | 1182.2766 | 0.0012579 |  |  |  |  | 1348.861 | 0.002371 |  |  |  | 1248.0161 | 1248.0233 | 0 | 1248.0161 | 0.0224
[19 empty] | 1182.4155 | 0.0015265 |  |  |  |  | 1348.9501 | 0.002375 |  |  |  | 1248.0924 | 1248.0996 | 0 | 1248.0924 | 0.02229
[19 empty] | 1182.5547 | 0.0011631 |  |  |  |  | 1349.0392 | 0.0023794 |  |  |  | 1248.1687 | 1248.1759 | 0 | 1248.1687 | 0.02218
[19 empty] | 1182.6938 | 0.0010494 |  |  |  |  | 1349.1283 | 0.0023841 |  |  |  | 1248.2451 | 1248.2523 | 0 | 1248.2451 | 0.02207
[19 empty] | 1182.8333 | 0.0013657 |  |  |  |  | 1349.2175 | 0.0023893 |  |  |  | 1248.3214 | 1248.3286 | 0 | 1248.3214 | 0.02198
[19 empty] | 1182.9723 | 0.0016894 |  |  |  |  | 1349.3066 | 0.0023948 |  |  |  | 1248.3977 | 1248.4049 | 0 | 1248.3977 | 0.02193
[19 empty] | 1183.1116 | 0.0014126 |  |  |  |  | 1349.3959 | 0.0024008 |  |  |  | 1248.4741 | 1248.4813 | 0 | 1248.4741 | 0.02193
[19 empty] | 1183.2509 | 0.0015809 | [9 empty] | 1248.5504 | 1248.5576 | 0 | 1248.5504 | 0.02196
[19 empty] | 1183.3903 | 0.0014881 | [9 empty] | 1248.6268 | 1248.634 | 0 | 1248.6268 | 0.02203
[19 empty] | 1183.5297 | 0.0013144 | [9 empty] | 1248.7033 | 1248.7105 | 0 | 1248.7033 | 0.02211
[19 empty] | 1183.6691 | 0.0012602 | [9 empty] | 1248.7797 | 1248.7869 | 0 | 1248.7797 | 0.02219
[19 empty] | 1183.8085 | 0.0017695 | [9 empty] | 1248.856 | 1248.8632 | 0 | 1248.856 | 0.02225
[19 empty] | 1183.9479 | 0.0017112 | [9 empty] | 1248.9324 | 1248.9396 | 0 | 1248.9324 | 0.02229
[19 empty] | 1184.0874 | 0.0015283 | [9 empty] | 1249.0088 | 1249.016 | 0 | 1249.0088 | 0.02231
[19 empty] | 1184.2269 | 0.0016816 | [9 empty] | 1249.0853 | 1249.0925 | 0 | 1249.0853 | 0.02233
[19 empty] | 1184.3666 | 0.0020996 | [9 empty] | 1249.1617 | 1249.1689 | 0 | 1249.1617 | 0.02234
[19 empty] | 1184.5061 | 0.0022052 | [9 empty] | 1249.2382 | 1249.2454 | 0 | 1249.2382 | 0.02237
[19 empty] | 1184.6458 | 0.0018214 | [9 empty] | 1249.3146 | 1249.3218 | 0 | 1249.3146 | 0.02239
[19 empty] | 1184.7854 | 0.0017428 | [9 empty] | 1249.3911 | 1249.3983 | 0 | 1249.3911 | 0.02241
[19 empty] | 1184.9252 | 0.0020401 | [9 empty] | 1249.4675 | 1249.4747 | 0 | 1249.4675 | 0.02241
[19 empty] | 1185.0649 | 0.0022678 | [9 empty] | 1249.5441 | 1249.5513 | 0 | 1249.5441 | 0.02238
[19 empty] | 1185.2047 | 0.0018567 | [9 empty] | 1249.6206 | 1249.6278 | 0 | 1249.6206 | 0.02232
[19 empty] | 1185.3445 | 0.0014502 | [9 empty] | 1249.697 | 1249.7042 | 0 | 1249.697 | 0.02223
[19 empty] | 1185.4841 | 0.0011833 | [9 empty] | 1249.7736 | 1249.7808 | 0 | 1249.7736 | 0.02213
[19 empty] | 1185.624 | 0.0010393 | [9 empty] | 1249.8501 | 1249.8573 | 0 | 1249.8501 | 0.02204
[19 empty] | 1185.7639 | 0.0011575 | [9 empty] | 1249.9266 | 1249.9338 | 0 | 1249.9266 | 0.02196
[19 empty] | 1185.9038 | 0.0010448 | [9 empty] | 1250.0032 | 1250.0104 | 0 | 1250.0032 | 0.0219
[19 empty] | 1186.0438 | 0.001255 | [9 empty] | 1250.0797 | 1250.0869 | 0 | 1250.0797 | 0.02184
[19 empty] | 1186.1838 | 0.0012022 | [9 empty] | 1250.1562 | 1250.1635 | 0 | 1250.1562 | 0.02178
[19 empty] | 1186.3239 | 0.0013741 | [9 empty] | 1250.2328 | 1250.24 | 0 | 1250.2328 | 0.02168
[19 empty] | 1186.4641 | 0.0012942 | [9 empty] | 1250.3094 | 1250.3166 | 0 | 1250.3094 | 0.02156
[19 empty] | 1186.604 | 0.0010693 | [9 empty] | 1250.386 | 1250.3932 | 0 | 1250.386 | 0.0214
[19 empty] | 1186.7441 | 0.0014723 | [9 empty] | 1250.4626 | 1250.4698 | 0 | 1250.4626 | 0.02122
[19 empty] | 1186.8843 | 0.001306 | [9 empty] | 1250.5392 | 1250.5464 | 0 | 1250.5392 | 0.02105
[19 empty] | 1187.0245 | 0.0010436 | [9 empty] | 1250.6158 | 1250.623 | 0 | 1250.6158 | 0.02091
[19 empty] | 1187.1648 | 0.000873 | [9 empty] | 1250.6925 | 1250.6997 | 0 | 1250.6925 | 0.02083
[19 empty] | 1187.3051 | 0.0015961 | [9 empty] | 1250.769 | 1250.7762 | 0 | 1250.769 | 0.02081
[19 empty] | 1187.4453 | 0.0014546 | [9 empty] | 1250.8457 | 1250.8529 | 0 | 1250.8457 | 0.02085
[19 empty] | 1187.5857 | 0.0016874 | [9 empty] | 1250.9224 | 1250.9296 | 0 | 1250.9224 | 0.02094
[19 empty] | 1187.726 | 0.001427 | [9 empty] | 1250.999 | 1251.0062 | 0 | 1250.999 | 0.02104
[19 empty] | 1187.8665 | 0.001732 | [9 empty] | 1251.0757 | 1251.0829 | 0 | 1251.0757 | 0.02111
[19 empty] | 1188.0068 | 0.0016424 | [9 empty] | 1251.1525 | 1251.1597 | 0 | 1251.1525 | 0.02115
[19 empty] | 1188.1473 | 0.0015306 | [9 empty] | 1251.2291 | 1251.2363 | 0 | 1251.2291 | 0.02112
[19 empty] | 1188.2878 | 0.0024651 | [9 empty] | 1251.3058 | 1251.313 | 0 | 1251.3058 | 0.02104
[19 empty] | 1188.4283 | 0.0028573 | [9 empty] | 1251.3826 | 1251.3898 | 0 | 1251.3826 | 0.02091
[19 empty] | 1188.5688 | 0.002071 | [9 empty] | 1251.4592 | 1251.4664 | 0 | 1251.4592 | 0.02075
[19 empty] | 1188.7095 | 0.0019442 | [9 empty] | 1251.536 | 1251.5432 | 0 | 1251.536 | 0.02059
[19 empty] | 1188.8501 | 0.0016958 | [9 empty] | 1251.6127 | 1251.6199 | 0 | 1251.6127 | 0.02045
[19 empty] | 1188.9907 | 0.0015602 | [9 empty] | 1251.6895 | 1251.6967 | 0 | 1251.6895 | 0.02033
[19 empty] | 1189.1315 | 0.0018931 | [9 empty] | 1251.7662 | 1251.7734 | 0 | 1251.7662 | 0.02026
[19 empty] | 1189.2722 | 0.0019814 | [9 empty] | 1251.843 | 1251.8502 | 0 | 1251.843 | 0.02021
[19 empty] | 1189.413 | 0.0016967 | [9 empty] | 1251.9198 | 1251.927 | 0 | 1251.9198 | 0.02019
[19 empty] | 1189.5537 | 0.0018147 | [9 empty] | 1251.9966 | 1252.0038 | 0 | 1251.9966 | 0.02019
[19 empty] | 1189.6946 | 0.0018133 | [9 empty] | 1252.0734 | 1252.0806 | 0 | 1252.0734 | 0.02021
[19 empty] | 1189.8354 | 0.0016152 | [9 empty] | 1252.1501 | 1252.1573 | 0 | 1252.1501 | 0.02025
[19 empty] | 1189.9763 | 0.0012009 | [9 empty] | 1252.2269 | 1252.2341 | 0 | 1252.2269 | 0.02032
[19 empty] | 1190.1172 | 0.0013677 | [9 empty] | 1252.3038 | 1252.311 | 0 | 1252.3038 | 0.02044
[19 empty] | 1190.2581 | 0.0015563 | [9 empty] | 1252.3806 | 1252.3878 | 0 | 1252.3806 | 0.02062
[19 empty] | 1190.399 | 0.0015119 | [9 empty] | 1252.4575 | 1252.4647 | 0 | 1252.4575 | 0.02085
[19 empty] | 1190.5402 | 0.0019013 | [9 empty] | 1252.5343 | 1252.5415 | 0 | 1252.5343 | 0.02113
[19 empty] | 1190.6812 | 0.0020017 | [9 empty] | 1252.6112 | 1252.6184 | 0 | 1252.6112 | 0.02145
[19 empty] | 1190.8223 | 0.0014996 | [9 empty] | 1252.688 | 1252.6953 | 0 | 1252.688 | 0.02176
[19 empty] | 1190.9634 | 0.0013792 | [9 empty] | 1252.7649 | 1252.7721 | 0 | 1252.7649 | 0.02204
[19 empty] | 1191.1046 | 0.0015417 | [9 empty] | 1252.8418 | 1252.849 | 0 | 1252.8418 | 0.02227
[19 empty] | 1191.2457 | 0.0019327 | [9 empty] | 1252.9187 | 1252.9259 | 0 | 1252.9187 | 0.02243
[19 empty] | 1191.387 | 0.0016095 | [9 empty] | 1252.9956 | 1253.0028 | 0 | 1252.9956 | 0.02251
[19 empty] | 1191.5283 | 0.0015733 | [9 empty] | 1253.0725 | 1253.0797 | 0 | 1253.0725 | 0.02252
[19 empty] | 1191.6696 | 0.0017639 | [9 empty] | 1253.1494 | 1253.1567 | 0 | 1253.1494 | 0.02248
[19 empty] | 1191.8109 | 0.001632 | [9 empty] | 1253.2264 | 1253.2336 | 0 | 1253.2264 | 0.02242
[19 empty] | 1191.9523 | 0.001215 | [9 empty] | 1253.3033 | 1253.3105 | 0 | 1253.3033 | 0.02237
[19 empty] | 1192.0936 | 0.0011684 | [9 empty] | 1253.3804 | 1253.3876 | 0 | 1253.3804 | 0.02235
[19 empty] | 1192.2351 | 0.0011102 | [9 empty] | 1253.4573 | 1253.4645 | 0 | 1253.4573 | 0.0224
[19 empty] | 1192.3766 | 0.0010339 | [9 empty] | 1253.5343 | 1253.5415 | 0 | 1253.5343 | 0.02253
[19 empty] | 1192.5181 | 0.0012161 | [9 empty] | 1253.6112 | 1253.6184 | 0 | 1253.6112 | 0.02272
[19 empty] | 1192.6595 | 0.0016024 | [9 empty] | 1253.6882 | 1253.6954 | 0 | 1253.6882 | 0.02296
[19 empty] | 1192.8011 | 0.0017122 | [9 empty] | 1253.7653 | 1253.7725 | 0 | 1253.7653 | 0.02321
[19 empty] | 1192.9427 | 0.0012552 | [9 empty] | 1253.8423 | 1253.8495 | 0 | 1253.8423 | 0.02346
[19 empty] | 1193.0844 | 0.0015933 | [9 empty] | 1253.9193 | 1253.9265 | 0 | 1253.9193 | 0.02368
[19 empty] | 1193.2261 | 0.0022644 | [9 empty] | 1253.9963 | 1254.0035 | 0 | 1253.9963 | 0.02385
[19 empty] | 1193.3678 | 0.001742 | [9 empty] | 1254.0734 | 1254.0806 | 0 | 1254.0734 | 0.02397
[19 empty] | 1193.5095 | 0.0015381 | [9 empty] | 1254.1504 | 1254.1576 | 0 | 1254.1504 | 0.02407
[19 empty] | 1193.6512 | 0.0016584 | [9 empty] | 1254.2274 | 1254.2346 | 0 | 1254.2274 | 0.02413
[19 empty] | 1193.7931 | 0.0015971 | [9 empty] | 1254.3046 | 1254.3118 | 0 | 1254.3046 | 0.02418
[19 empty] | 1193.9349 | 0.0011647 | [9 empty] | 1254.3816 | 1254.3888 | 0 | 1254.3816 | 0.02421
[19 empty] | 1194.0768 | 0.0012251 | [9 empty] | 1254.4587 | 1254.4659 | 0 | 1254.4587 | 0.02422
[19 empty] | 1194.2186 | 0.0018868 | [9 empty] | 1254.5358 | 1254.543 | 0 | 1254.5358 | 0.02421
[19 empty] | 1194.3606 | 0.0018575 | [9 empty] | 1254.6129 | 1254.6201 | 0 | 1254.6129 | 0.02418
[19 empty] | 1194.5026 | 0.0016604 | [9 empty] | 1254.6901 | 1254.6973 | 0 | 1254.6901 | 0.02414
[19 empty] | 1194.6444 | 0.0012909 | [9 empty] | 1254.7671 | 1254.7744 | 0 | 1254.7671 | 0.02409
[19 empty] | 1194.7865 | 0.0012427 | [9 empty] | 1254.8442 | 1254.8514 | 0 | 1254.8442 | 0.02406
[19 empty] | 1194.9286 | 0.0014886 | [9 empty] | 1254.9214 | 1254.9286 | 0 | 1254.9214 | 0.02407
[19 empty] | 1195.0707 | 0.0014165 | [9 empty] | 1254.9985 | 1255.0057 | 0 | 1254.9985 | 0.02412
[19 empty] | 1195.2128 | 0.0019338 | [9 empty] | 1255.0757 | 1255.083 | 0 | 1255.0757 | 0.0242
[19 empty] | 1195.355 | 0.0018753 | [9 empty] | 1255.1529 | 1255.1602 | 0 | 1255.1529 | 0.02431
[19 empty] | 1195.4972 | 0.0013471 | [9 empty] | 1255.2301 | 1255.2373 | 0 | 1255.2301 | 0.02441
[19 empty] | 1195.6394 | 0.0010936 | [9 empty] | 1255.3073 | 1255.3145 | 0 | 1255.3073 | 0.02449
[19 empty] | 1195.7817 | 0.0012664 | [9 empty] | 1255.3845 | 1255.3917 | 0 | 1255.3845 | 0.02452
[19 empty] | 1195.924 | 0.00096399 | [9 empty] | 1255.4617 | 1255.4689 | 0 | 1255.4617 | 0.02448
[19 empty] | 1196.0663 | 0.0013351 | [9 empty] | 1255.5389 | 1255.5461 | 0 | 1255.5389 | 0.02437
[19 empty] | 1196.2087 | 0.0012052 | [9 empty] | 1255.6162 | 1255.6234 | 0 | 1255.6162 | 0.02418
[19 empty] | 1196.3511 | 0.0014756 | [9 empty] | 1255.6934 | 1255.7006 | 0 | 1255.6934 | 0.02394
[19 empty] | 1196.4935 | 0.0012789 | [9 empty] | 1255.7706 | 1255.7778 | 0 | 1255.7706 | 0.02363
[19 empty] | 1196.6362 | 0.0011876 | [9 empty] | 1255.8479 | 1255.8551 | 0 | 1255.8479 | 0.02329
[19 empty] | 1196.7786 | 0.0013089 | [9 empty] | 1255.9252 | 1255.9324 | 0 | 1255.9252 | 0.02292
[19 empty] | 1196.9211 | 0.0017476 | [9 empty] | 1256.0024 | 1256.0096 | 0 | 1256.0024 | 0.02255
[19 empty] | 1197.0637 | 0.0015972 | [9 empty] | 1256.0797 | 1256.0869 | 0 | 1256.0797 | 0.02219
[19 empty] | 1197.2063 | 0.001763 | [9 empty] | 1256.157 | 1256.1643 | 0 | 1256.157 | 0.02185
[19 empty] | 1197.349 | 0.0012627 | [9 empty] | 1256.2344 | 1256.2416 | 0 | 1256.2344 | 0.02155
[19 empty] | 1197.4916 | 0.0012538 | [9 empty] | 1256.3117 | 1256.3189 | 0 | 1256.3117 | 0.02129
[19 empty] | 1197.6344 | 0.0014828 | [9 empty] | 1256.389 | 1256.3962 | 0 | 1256.389 | 0.02109
[19 empty] | 1197.7771 | 0.0014494 | [9 empty] | 1256.4663 | 1256.4735 | 0 | 1256.4663 | 0.02093
[19 empty] | 1197.9199 | 0.0016092 | [9 empty] | 1256.5437 | 1256.5509 | 0 | 1256.5437 | 0.02082
[19 empty] | 1198.0627 | 0.0012392 | [9 empty] | 1256.621 | 1256.6283 | 0 | 1256.621 | 0.02074
[19 empty] | 1198.2056 | 0.0017929 | [9 empty] | 1256.6984 | 1256.7056 | 0 | 1256.6984 | 0.02067
[19 empty] | 1198.3484 | 0.0017317 | [9 empty] | 1256.7758 | 1256.783 | 0 | 1256.7758 | 0.0206
[19 empty] | 1198.4913 | 0.0020883 | [9 empty] | 1256.8531 | 1256.8603 | 0 | 1256.8531 | 0.02052
[19 empty] | 1198.6343 | 0.0022045 | [9 empty] | 1256.9305 | 1256.9377 | 0 | 1256.9305 | 0.02044
[19 empty] | 1198.7773 | 0.0019594 | [9 empty] | 1257.0079 | 1257.0151 | 0 | 1257.0079 | 0.02034
[19 empty] | 1198.9203 | 0.0012242 | [9 empty] | 1257.0853 | 1257.0925 | 0 | 1257.0853 | 0.02026
[19 empty] | 1199.0634 | 0.0011325 | [9 empty] | 1257.1627 | 1257.17 | 0 | 1257.1627 | 0.02021
[19 empty] | 1199.2064 | 0.0011787 | [9 empty] | 1257.2402 | 1257.2474 | 0 | 1257.2402 | 0.02022
[19 empty] | 1199.3495 | 0.001165 | [9 empty] | 1257.3176 | 1257.3248 | 0 | 1257.3176 | 0.02029
[19 empty] | 1199.4926 | 0.0012992 | [9 empty] | 1257.3951 | 1257.4023 | 0 | 1257.3951 | 0.02044
[19 empty] | 1199.6357 | 0.0016232 | [9 empty] | 1257.4725 | 1257.4797 | 0 | 1257.4725 | 0.02067
[19 empty] | 1199.7791 | 0.0019898 | [9 empty] | 1257.5501 | 1257.5573 | 0 | 1257.5501 | 0.02094
[19 empty] | 1199.9222 | 0.0017896 | [9 empty] | 1257.6274 | 1257.6348 | 0 | 1257.6274 | 0.02124
[19 empty] | 1200.0656 | 0.001643 | [9 empty] | 1257.705 | 1257.7122 | 0 | 1257.705 | 0.02151
[30 empty] | 1257.7825 | 1257.7897 | 0 | 1257.7825 | 0.02173
[30 empty] | 1257.86 | 1257.8672 | 0 | 1257.86 | 0.02187
[30 empty] | 1257.9375 | 1257.9447 | 0 | 1257.9375 | 0.02188
[30 empty] | 1258.015 | 1258.0222 | 0 | 1258.015 | 0.02178
[30 empty] | 1258.0925 | 1258.0999 | 0 | 1258.0925 | 0.02156
[30 empty] | 1258.1702 | 1258.1774 | 0 | 1258.1702 | 0.02126
[30 empty] | 1258.2477 | 1258.2549 | 0 | 1258.2477 | 0.0209
[30 empty] | 1258.3252 | 1258.3325 | 0 | 1258.3252 | 0.02053
[30 empty] | 1258.4028 | 1258.41 | 0 | 1258.4028 | 0.02019
[30 empty] | 1258.4804 | 1258.4877 | 0 | 1258.4804 | 0.0199
[30 empty] | 1258.558 | 1258.5652 | 0 | 1258.558 | 0.0197
[30 empty] | 1258.6356 | 1258.6428 | 0 | 1258.6356 | 0.01959
[30 empty] | 1258.7131 | 1258.7205 | 0 | 1258.7131 | 0.01959
[30 empty] | 1258.7908 | 1258.7981 | 0 | 1258.7908 | 0.01969
[30 empty] | 1258.8684 | 1258.8757 | 0 | 1258.8684 | 0.01987
[30 empty] | 1258.946 | 1258.9534 | 0 | 1258.946 | 0.02013
[30 empty] | 1259.0237 | 1259.031 | 0 | 1259.0237 | 0.02043
[30 empty] | 1259.1014 | 1259.1086 | 0 | 1259.1014 | 0.02077
[30 empty] | 1259.1791 | 1259.1863 | 0 | 1259.1791 | 0.02111
[30 empty] | 1259.2567 | 1259.264 | 0 | 1259.2567 | 0.02146
[30 empty] | 1259.3345 | 1259.3417 | 0 | 1259.3345 | 0.02181
[30 empty] | 1259.4121 | 1259.4194 | 0 | 1259.4121 | 0.02216
[30 empty] | 1259.4899 | 1259.4971 | 0 | 1259.4899 | 0.02253
[30 empty] | 1259.5675 | 1259.5748 | 0 | 1259.5675 | 0.02293
[30 empty] | 1259.6453 | 1259.6526 | 0 | 1259.6453 | 0.02337
[30 empty] | 1259.723 | 1259.7302 | 0 | 1259.723 | 0.02387
[30 empty] | 1259.8008 | 1259.808 | 0 | 1259.8008 | 0.02442
[30 empty] | 1259.8785 | 1259.8857 | 0 | 1259.8785 | 0.02501
[30 empty] | 1259.9563 | 1259.9635 | 0 | 1259.9563 | 0.0256
[30 empty] | 1260.0341 | 1260.0413 | 0 | 1260.0341 | 0.02616
[30 empty] | 1260.1118 | 1260.1191 | 0 | 1260.1118 | 0.02665
[30 empty] | 1260.1897 | 1260.1969 | 0 | 1260.1897 | 0.02703
[30 empty] | 1260.2675 | 1260.2747 | 0 | 1260.2675 | 0.02727
[30 empty] | 1260.3452 | 1260.3525 | 0 | 1260.3452 | 0.02736
[30 empty] | 1260.4231 | 1260.4303 | 0 | 1260.4231 | 0.0273
[30 empty] | 1260.501 | 1260.5082 | 0 | 1260.501 | 0.02712
[30 empty] | 1260.5787 | 1260.5861 | 0 | 1260.5787 | 0.02682
[30 empty] | 1260.6566 | 1260.6638 | 0 | 1260.6566 | 0.02643
[30 empty] | 1260.7345 | 1260.7417 | 0 | 1260.7345 | 0.02597
[30 empty] | 1260.8124 | 1260.8196 | 0 | 1260.8124 | 0.02547
[30 empty] | 1260.8903 | 1260.8975 | 0 | 1260.8903 | 0.02492
[30 empty] | 1260.9681 | 1260.9753 | 0 | 1260.9681 | 0.02437
[30 empty] | 1261.046 | 1261.0532 | 0 | 1261.046 | 0.02383
[30 empty] | 1261.1239 | 1261.1312 | 0 | 1261.1239 | 0.02331
[30 empty] | 1261.2019 | 1261.2091 | 0 | 1261.2019 | 0.02284
[30 empty] | 1261.2798 | 1261.287 | 0 | 1261.2798 | 0.02242
[30 empty] | 1261.3577 | 1261.365 | 0 | 1261.3577 | 0.02205
[30 empty] | 1261.4357 | 1261.4429 | 0 | 1261.4357 | 0.02173
[30 empty] | 1261.5137 | 1261.5209 | 0 | 1261.5137 | 0.02145
[30 empty] | 1261.5916 | 1261.5989 | 0 | 1261.5916 | 0.02119
[30 empty] | 1261.6696 | 1261.6768 | 0 | 1261.6696 | 0.02093
[30 empty] | 1261.7476 | 1261.7548 | 0 | 1261.7476 | 0.02067
[30 empty] | 1261.8256 | 1261.8328 | 0 | 1261.8256 | 0.02039
[30 empty] | 1261.9036 | 1261.9108 | 0 | 1261.9036 | 0.02011
[30 empty] | 1261.9816 | 1261.9888 | 0 | 1261.9816 | 0.01984
[30 empty] | 1262.0596 | 1262.0669 | 0 | 1262.0596 | 0.01959
[30 empty] | 1262.1377 | 1262.1449 | 0 | 1262.1377 | 0.01939
[30 empty] | 1262.2157 | 1262.2229 | 0 | 1262.2157 | 0.01925
[30 empty] | 1262.2937 | 1262.301 | 0 | 1262.2937 | 0.01917
[30 empty] | 1262.3718 | 1262.379 | 0 | 1262.3718 | 0.01914
[30 empty] | 1262.4498 | 1262.4571 | 0 | 1262.4498 | 0.01916
[30 empty] | 1262.5279 | 1262.5352 | 0 | 1262.5279 | 0.0192
[30 empty] | 1262.6061 | 1262.6133 | 0 | 1262.6061 | 0.01923
[30 empty] | 1262.6842 | 1262.6914 | 0 | 1262.6842 | 0.01923
[30 empty] | 1262.7622 | 1262.7695 | 0 | 1262.7622 | 0.01921
[30 empty] | 1262.8403 | 1262.8477 | 0 | 1262.8403 | 0.01915
[30 empty] | 1262.9186 | 1262.9258 | 0 | 1262.9186 | 0.01909
[30 empty] | 1262.9967 | 1263.0039 | 0 | 1262.9967 | 0.01903
[30 empty] | 1263.0748 | 1263.082 | 0 | 1263.0748 | 0.01903
[30 empty] | 1263.1529 | 1263.1603 | 0 | 1263.1529 | 0.01909
[30 empty] | 1263.2312 | 1263.2384 | 0 | 1263.2312 | 0.01926
[30 empty] | 1263.3093 | 1263.3165 | 0 | 1263.3093 | 0.01955
[30 empty] | 1263.3874 | 1263.3948 | 0 | 1263.3874 | 0.01995
[30 empty] | 1263.4657 | 1263.473 | 0 | 1263.4657 | 0.02046
[30 empty] | 1263.5439 | 1263.5512 | 0 | 1263.5439 | 0.02104
[30 empty] | 1263.6222 | 1263.6294 | 0 | 1263.6222 | 0.02166
[30 empty] | 1263.7003 | 1263.7076 | 0 | 1263.7003 | 0.02229
[30 empty] | 1263.7786 | 1263.7859 | 0 | 1263.7786 | 0.02289
[30 empty] | 1263.8568 | 1263.8641 | 0 | 1263.8568 | 0.02344
[30 empty] | 1263.9351 | 1263.9424 | 0 | 1263.9351 | 0.02394
[30 empty] | 1264.0134 | 1264.0206 | 0 | 1264.0134 | 0.02438
[30 empty] | 1264.0917 | 1264.0989 | 0 | 1264.0917 | 0.02475
[30 empty] | 1264.1699 | 1264.1772 | 0 | 1264.1699 | 0.02504
[30 empty] | 1264.2483 | 1264.2555 | 0 | 1264.2483 | 0.02523
[30 empty] | 1264.3265 | 1264.3339 | 0 | 1264.3265 | 0.02532
[30 empty] | 1264.4049 | 1264.4121 | 0 | 1264.4049 | 0.02529
[30 empty] | 1264.4832 | 1264.4905 | 0 | 1264.4832 | 0.02513
[30 empty] | 1264.5615 | 1264.5687 | 0 | 1264.5615 | 0.02487
[30 empty] | 1264.6399 | 1264.6471 | 0 | 1264.6399 | 0.02451
[30 empty] | 1264.7183 | 1264.7255 | 0 | 1264.7183 | 0.02411
[30 empty] | 1264.7966 | 1264.8038 | 0 | 1264.7966 | 0.02369
[30 empty] | 1264.875 | 1264.8822 | 0 | 1264.875 | 0.02328
[30 empty] | 1264.9534 | 1264.9606 | 0 | 1264.9534 | 0.02291
[30 empty] | 1265.0317 | 1265.0389 | 0 | 1265.0317 | 0.0226
[30 empty] | 1265.1101 | 1265.1174 | 0 | 1265.1101 | 0.02236
[30 empty] | 1265.1886 | 1265.1958 | 0 | 1265.1886 | 0.02218
[30 empty] | 1265.267 | 1265.2743 | 0 | 1265.267 | 0.02207
[30 empty] | 1265.3455 | 1265.3527 | 0 | 1265.3455 | 0.02201
[30 empty] | 1265.4238 | 1265.4311 | 0 | 1265.4238 | 0.022
[30 empty] | 1265.5023 | 1265.5095 | 0 | 1265.5023 | 0.02203
[30 empty] | 1265.5808 | 1265.588 | 0 | 1265.5808 | 0.0221
[30 empty] | 1265.6592 | 1265.6665 | 0 | 1265.6592 | 0.02219
[30 empty] | 1265.7377 | 1265.745 | 0 | 1265.7377 | 0.0223
[30 empty] | 1265.8162 | 1265.8235 | 0 | 1265.8162 | 0.02241
[30 empty] | 1265.8946 | 1265.902 | 0 | 1265.8946 | 0.02251
[30 empty] | 1265.9733 | 1265.9805 | 0 | 1265.9733 | 0.02256
[30 empty] | 1266.0518 | 1266.059 | 0 | 1266.0518 | 0.02253
[30 empty] | 1266.1302 | 1266.1376 | 0 | 1266.1302 | 0.02241
[30 empty] | 1266.2089 | 1266.2161 | 0 | 1266.2089 | 0.0222
[30 empty] | 1266.2874 | 1266.2947 | 0 | 1266.2874 | 0.0219
[30 empty] | 1266.366 | 1266.3732 | 0 | 1266.366 | 0.02156
[30 empty] | 1266.4445 | 1266.4518 | 0 | 1266.4445 | 0.02121
[30 empty] | 1266.5231 | 1266.5303 | 0 | 1266.5231 | 0.02091
[30 empty] | 1266.6017 | 1266.6089 | 0 | 1266.6017 | 0.02068
[30 empty] | 1266.6803 | 1266.6875 | 0 | 1266.6803 | 0.02054
[30 empty] | 1266.7589 | 1266.7661 | 0 | 1266.7589 | 0.02049
[30 empty] | 1266.8375 | 1266.8447 | 0 | 1266.8375 | 0.02053
[30 empty] | 1266.9161 | 1266.9233 | 0 | 1266.9161 | 0.02064
[30 empty] | 1266.9948 | 1267.002 | 0 | 1266.9948 | 0.02081
[30 empty] | 1267.0734 | 1267.0807 | 0 | 1267.0734 | 0.02105
[30 empty] | 1267.152 | 1267.1593 | 0 | 1267.152 | 0.02133
[30 empty] | 1267.2307 | 1267.2379 | 0 | 1267.2307 | 0.02167
[30 empty] | 1267.3093 | 1267.3166 | 0 | 1267.3093 | 0.02204
[30 empty] | 1267.3881 | 1267.3954 | 0 | 1267.3881 | 0.02242
[30 empty] | 1267.4668 | 1267.474 | 0 | 1267.4668 | 0.02279
[30 empty] | 1267.5454 | 1267.5527 | 0 | 1267.5454 | 0.02311
[30 empty] | 1267.6242 | 1267.6315 | 0 | 1267.6242 | 0.02335
[30 empty] | 1267.7029 | 1267.7102 | 0 | 1267.7029 | 0.0235
[30 empty] | 1267.7816 | 1267.7889 | 0 | 1267.7816 | 0.02354
[30 empty] | 1267.8603 | 1267.8677 | 0 | 1267.8603 | 0.02348
[30 empty] | 1267.9391 | 1267.9464 | 0 | 1267.9391 | 0.02332
[30 empty] | 1268.0179 | 1268.0251 | 0 | 1268.0179 | 0.0231
[30 empty] | 1268.0967 | 1268.104 | 0 | 1268.0967 | 0.02282
[30 empty] | 1268.1754 | 1268.1827 | 0 | 1268.1754 | 0.0225
[30 empty] | 1268.2543 | 1268.2615 | 0 | 1268.2543 | 0.02217
[30 empty] | 1268.333 | 1268.3403 | 0 | 1268.333 | 0.02184
[30 empty] | 1268.4119 | 1268.4192 | 0 | 1268.4119 | 0.02153
[30 empty] | 1268.4907 | 1268.4979 | 0 | 1268.4907 | 0.02126
[30 empty] | 1268.5696 | 1268.5768 | 0 | 1268.5696 | 0.02104
[30 empty] | 1268.6483 | 1268.6556 | 0 | 1268.6483 | 0.02087
[30 empty] | 1268.7272 | 1268.7345 | 0 | 1268.7272 | 0.02078
[30 empty] | 1268.806 | 1268.8133 | 0 | 1268.806 | 0.02076
[30 empty] | 1268.885 | 1268.8922 | 0 | 1268.885 | 0.02082
[30 empty] | 1268.9639 | 1268.9711 | 0 | 1268.9639 | 0.02095
[30 empty] | 1269.0427 | 1269.0501 | 0 | 1269.0427 | 0.02115
[30 empty] | 1269.1216 | 1269.1289 | 0 | 1269.1216 | 0.02139
[30 empty] | 1269.2006 | 1269.2078 | 0 | 1269.2006 | 0.02166
[30 empty] | 1269.2794 | 1269.2867 | 0 | 1269.2794 | 0.02193
[30 empty] | 1269.3584 | 1269.3657 | 0 | 1269.3584 | 0.0222
[30 empty] | 1269.4374 | 1269.4446 | 0 | 1269.4374 | 0.02243
[30 empty] | 1269.5162 | 1269.5236 | 0 | 1269.5162 | 0.02261
[30 empty] | 1269.5952 | 1269.6025 | 0 | 1269.5952 | 0.02273
[30 empty] | 1269.6742 | 1269.6815 | 0 | 1269.6742 | 0.02278
[30 empty] | 1269.7532 | 1269.7605 | 0 | 1269.7532 | 0.02278
[30 empty] | 1269.8321 | 1269.8395 | 0 | 1269.8321 | 0.02272
[30 empty] | 1269.9111 | 1269.9185 | 0 | 1269.9111 | 0.02263
[30 empty] | 1269.9902 | 1269.9974 | 0 | 1269.9902 | 0.02253
[30 empty] | 1270.0692 | 1270.0765 | 0 | 1270.0692 | 0.02244
[30 empty] | 1270.1482 | 1270.1555 | 0 | 1270.1482 | 0.02238
[30 empty] | 1270.2273 | 1270.2345 | 0 | 1270.2273 | 0.02235
[30 empty] | 1270.3063 | 1270.3136 | 0 | 1270.3063 | 0.02235
[30 empty] | 1270.3854 | 1270.3927 | 0 | 1270.3854 | 0.02238
[30 empty] | 1270.4645 | 1270.4717 | 0 | 1270.4645 | 0.02243
[30 empty] | 1270.5436 | 1270.5508 | 0 | 1270.5436 | 0.02249
[30 empty] | 1270.6226 | 1270.6299 | 0 | 1270.6226 | 0.02254
[30 empty] | 1270.7017 | 1270.709 | 0 | 1270.7017 | 0.02256
[30 empty] | 1270.7808 | 1270.7881 | 0 | 1270.7808 | 0.02253
[30 empty] | 1270.86 | 1270.8672 | 0 | 1270.86 | 0.02245
[30 empty] | 1270.9391 | 1270.9463 | 0 | 1270.9391 | 0.02231
[30 empty] | 1271.0182 | 1271.0255 | 0 | 1271.0182 | 0.02211
[30 empty] | 1271.0973 | 1271.1046 | 0 | 1271.0973 | 0.02186
[30 empty] | 1271.1765 | 1271.1838 | 0 | 1271.1765 | 0.02158
[30 empty] | 1271.2556 | 1271.2629 | 0 | 1271.2556 | 0.0213
[30 empty] | 1271.3348 | 1271.3422 | 0 | 1271.3348 | 0.02104
[30 empty] | 1271.4141 | 1271.4213 | 0 | 1271.4141 | 0.02082
[30 empty] | 1271.4933 | 1271.5005 | 0 | 1271.4933 | 0.02066
[30 empty] | 1271.5724 | 1271.5797 | 0 | 1271.5724 | 0.0206
[30 empty] | 1271.6516 | 1271.6589 | 0 | 1271.6516 | 0.02064
[30 empty] | 1271.7308 | 1271.7382 | 0 | 1271.7308 | 0.02078
[30 empty] | 1271.8101 | 1271.8174 | 0 | 1271.8101 | 0.02103
[30 empty] | 1271.8894 | 1271.8966 | 0 | 1271.8894 | 0.02135
[30 empty] | 1271.9686 | 1271.976 | 0 | 1271.9686 | 0.02172
[30 empty] | 1272.0478 | 1272.0552 | 0 | 1272.0478 | 0.02209
[30 empty] | 1272.1272 | 1272.1344 | 0 | 1272.1272 | 0.02242
[30 empty] | 1272.2064 | 1272.2137 | 0 | 1272.2064 | 0.02265
[30 empty] | 1272.2858 | 1272.293 | 0 | 1272.2858 | 0.02277
[30 empty] | 1272.365 | 1272.3723 | 0 | 1272.365 | 0.02275
[30 empty] | 1272.4443 | 1272.4517 | 0 | 1272.4443 | 0.02261
[30 empty] | 1272.5237 | 1272.531 | 0 | 1272.5237 | 0.02235
[30 empty] | 1272.603 | 1272.6103 | 0 | 1272.603 | 0.022
[30 empty] | 1272.6824 | 1272.6897 | 0 | 1272.6824 | 0.02161
[30 empty] | 1272.7617 | 1272.769 | 0 | 1272.7617 | 0.02121
[30 empty] | 1272.8411 | 1272.8484 | 0 | 1272.8411 | 0.02083
[30 empty] | 1272.9204 | 1272.9277 | 0 | 1272.9204 | 0.0205
[30 empty] | 1272.9999 | 1273.0071 | 0 | 1272.9999 | 0.02023
[30 empty] | 1273.0792 | 1273.0865 | 0 | 1273.0792 | 0.02003
[30 empty] | 1273.1586 | 1273.1659 | 0 | 1273.1586 | 0.01991
[30 empty] | 1273.238 | 1273.2454 | 0 | 1273.238 | 0.01987
[30 empty] | 1273.3175 | 1273.3247 | 0 | 1273.3175 | 0.0199
[30 empty] | 1273.3969 | 1273.4042 | 0 | 1273.3969 | 0.02
[30 empty] | 1273.4763 | 1273.4836 | 0 | 1273.4763 | 0.02014
[30 empty] | 1273.5558 | 1273.5631 | 0 | 1273.5558 | 0.02031
[30 empty] | 1273.6353 | 1273.6426 | 0 | 1273.6353 | 0.02049
[30 empty] | 1273.7147 | 1273.7221 | 0 | 1273.7147 | 0.02067
[30 empty] | 1273.7942 | 1273.8015 | 0 | 1273.7942 | 0.02083
[30 empty] | 1273.8737 | 1273.881 | 0 | 1273.8737 | 0.02097
[30 empty] | 1273.9533 | 1273.9605 | 0 | 1273.9533 | 0.0211
[30 empty] | 1274.0327 | 1274.04 | 0 | 1274.0327 | 0.02121
[30 empty] | 1274.1123 | 1274.1195 | 0 | 1274.1123 | 0.0213
[30 empty] | 1274.1918 | 1274.1991 | 0 | 1274.1918 | 0.02138
[30 empty] | 1274.2714 | 1274.2786 | 0 | 1274.2714 | 0.02142
[30 empty] | 1274.3508 | 1274.3582 | 0 | 1274.3508 | 0.02143
[30 empty] | 1274.4304 | 1274.4377 | 0 | 1274.4304 | 0.02139
[30 empty] | 1274.51 | 1274.5173 | 0 | 1274.51 | 0.0213
[30 empty] | 1274.5896 | 1274.5969 | 0 | 1274.5896 | 0.02118
[30 empty] | 1274.6692 | 1274.6765 | 0 | 1274.6692 | 0.02103
[30 empty] | 1274.7488 | 1274.7561 | 0 | 1274.7488 | 0.02088
[30 empty] | 1274.8284 | 1274.8357 | 0 | 1274.8284 | 0.02073
[30 empty] | 1274.9081 | 1274.9153 | 0 | 1274.9081 | 0.0206
[30 empty] | 1274.9877 | 1274.995 | 0 | 1274.9877 | 0.0205
[30 empty] | 1275.0673 | 1275.0746 | 0 | 1275.0673 | 0.02044
[30 empty] | 1275.147 | 1275.1543 | 0 | 1275.147 | 0.02042
[30 empty] | 1275.2266 | 1275.2339 | 0 | 1275.2266 | 0.02044
[30 empty] | 1275.3063 | 1275.3136 | 0 | 1275.3063 | 0.0205
[30 empty] | 1275.386 | 1275.3933 | 0 | 1275.386 | 0.02059
[30 empty] | 1275.4657 | 1275.4729 | 0 | 1275.4657 | 0.0207
[30 empty] | 1275.5454 | 1275.5526 | 0 | 1275.5454 | 0.02081
[30 empty] | 1275.6251 | 1275.6323 | 0 | 1275.6251 | 0.02092
[30 empty] | 1275.7048 | 1275.712 | 0 | 1275.7048 | 0.02102
[30 empty] | 1275.7846 | 1275.7919 | 0 | 1275.7846 | 0.02111
[30 empty] | 1275.8643 | 1275.8716 | 0 | 1275.8643 | 0.02118
[30 empty] | 1275.944 | 1275.9513 | 0 | 1275.944 | 0.02123
[30 empty] | 1276.0238 | 1276.0311 | 0 | 1276.0238 | 0.02127
[30 empty] | 1276.1035 | 1276.1108 | 0 | 1276.1035 | 0.02129
[30 empty] | 1276.1834 | 1276.1907 | 0 | 1276.1834 | 0.02127
[30 empty] | 1276.2632 | 1276.2704 | 0 | 1276.2632 | 0.02123
[30 empty] | 1276.3429 | 1276.3502 | 0 | 1276.3429 | 0.02116
[30 empty] | 1276.4227 | 1276.43 | 0 | 1276.4227 | 0.02106
[30 empty] | 1276.5026 | 1276.5099 | 0 | 1276.5026 | 0.02095
[30 empty] | 1276.5824 | 1276.5897 | 0 | 1276.5824 | 0.02085
[30 empty] | 1276.6622 | 1276.6696 | 0 | 1276.6622 | 0.02078
[30 empty] | 1276.7421 | 1276.7494 | 0 | 1276.7421 | 0.02075
[30 empty] | 1276.8219 | 1276.8292 | 0 | 1276.8219 | 0.02078
[30 empty] | 1276.9019 | 1276.9092 | 0 | 1276.9019 | 0.02086
[30 empty] | 1276.9817 | 1276.989 | 0 | 1276.9817 | 0.02099
[30 empty] | 1277.0617 | 1277.0689 | 0 | 1277.0617 | 0.02115
[30 empty] | 1277.1415 | 1277.1488 | 0 | 1277.1415 | 0.02133
[30 empty] | 1277.2214 | 1277.2288 | 0 | 1277.2214 | 0.0215
[30 empty] | 1277.3013 | 1277.3086 | 0 | 1277.3013 | 0.02166
[30 empty] | 1277.3812 | 1277.3885 | 0 | 1277.3812 | 0.02179
[30 empty] | 1277.4612 | 1277.4685 | 0 | 1277.4612 | 0.02187
[30 empty] | 1277.5411 | 1277.5485 | 0 | 1277.5411 | 0.02192
[30 empty] | 1277.6211 | 1277.6284 | 0 | 1277.6211 | 0.02193
[30 empty] | 1277.701 | 1277.7084 | 0 | 1277.701 | 0.02191
[30 empty] | 1277.781 | 1277.7883 | 0 | 1277.781 | 0.02185
[30 empty] | 1277.8611 | 1277.8684 | 0 | 1277.8611 | 0.02178
[30 empty] | 1277.941 | 1277.9484 | 0 | 1277.941 | 0.02168
[30 empty] | 1278.0211 | 1278.0283 | 0 | 1278.0211 | 0.02158
[30 empty] | 1278.1011 | 1278.1084 | 0 | 1278.1011 | 0.02148
[30 empty] | 1278.1811 | 1278.1885 | 0 | 1278.1811 | 0.0214
[30 empty] | 1278.2611 | 1278.2684 | 0 | 1278.2611 | 0.02135
[30 empty] | 1278.3412 | 1278.3485 | 0 | 1278.3412 | 0.02135
[30 empty] | 1278.4213 | 1278.4286 | 0 | 1278.4213 | 0.02141
[30 empty] | 1278.5013 | 1278.5087 | 0 | 1278.5013 | 0.02151
[30 empty] | 1278.5814 | 1278.5887 | 0 | 1278.5814 | 0.02164
[30 empty] | 1278.6615 | 1278.6688 | 0 | 1278.6615 | 0.02177
[30 empty] | 1278.7416 | 1278.7489 | 0 | 1278.7416 | 0.02186
[30 empty] | 1278.8218 | 1278.8291 | 0 | 1278.8218 | 0.02189
[30 empty] | 1278.9019 | 1278.9092 | 0 | 1278.9019 | 0.02182
[30 empty] | 1278.9819 | 1278.9893 | 0 | 1278.9819 | 0.02166
[30 empty] | 1279.0621 | 1279.0695 | 0 | 1279.0621 | 0.02142
[30 empty] | 1279.1423 | 1279.1495 | 0 | 1279.1423 | 0.02111
[30 empty] | 1279.2224 | 1279.2297 | 0 | 1279.2224 | 0.02076
[30 empty] | 1279.3026 | 1279.3099 | 0 | 1279.3026 | 0.02041
[30 empty] | 1279.3828 | 1279.3901 | 0 | 1279.3828 | 0.02007
[30 empty] | 1279.463 | 1279.4703 | 0 | 1279.463 | 0.01978
[30 empty] | 1279.5432 | 1279.5505 | 0 | 1279.5432 | 0.01955
[30 empty] | 1279.6234 | 1279.6307 | 0 | 1279.6234 | 0.01939
[30 empty] | 1279.7036 | 1279.7109 | 0 | 1279.7036 | 0.01929
[30 empty] | 1279.7838 | 1279.7911 | 0 | 1279.7838 | 0.01925
[30 empty] | 1279.8641 | 1279.8715 | 0 | 1279.8641 | 0.01927
[30 empty] | 1279.9443 | 1279.9517 | 0 | 1279.9443 | 0.01935
[30 empty] | 1280.0247 | 1280.032 | 0 | 1280.0247 | 0.01948
[30 empty] | 1280.1049 | 1280.1122 | 0 | 1280.1049 | 0.01966
[30 empty] | 1280.1852 | 1280.1925 | 0 | 1280.1852 | 0.01989
[30 empty] | 1280.2655 | 1280.2728 | 0 | 1280.2655 | 0.02018
[30 empty] | 1280.3457 | 1280.353 | 0 | 1280.3457 | 0.02051
[30 empty] | 1280.426 | 1280.4334 | 0 | 1280.426 | 0.02086
[30 empty] | 1280.5064 | 1280.5137 | 0 | 1280.5064 | 0.0212
[30 empty] | 1280.5868 | 1280.5941 | 0 | 1280.5868 | 0.02148
[30 empty] | 1280.6671 | 1280.6744 | 0 | 1280.6671 | 0.02168
[30 empty] | 1280.7474 | 1280.7548 | 0 | 1280.7474 | 0.02177
[30 empty] | 1280.8278 | 1280.8351 | 0 | 1280.8278 | 0.02178
[30 empty] | 1280.9082 | 1280.9155 | 0 | 1280.9082 | 0.02171
[30 empty] | 1280.9885 | 1280.9959 | 0 | 1280.9885 | 0.02161
[30 empty] | 1281.069 | 1281.0763 | 0 | 1281.069 | 0.02154
[30 empty] | 1281.1493 | 1281.1566 | 0 | 1281.1493 | 0.02155
[30 empty] | 1281.2297 | 1281.2371 | 0 | 1281.2297 | 0.02165
[30 empty] | 1281.3102 | 1281.3175 | 0 | 1281.3102 | 0.02186
[30 empty] | 1281.3906 | 1281.398 | 0 | 1281.3906 | 0.02218
[30 empty] | 1281.4711 | 1281.4784 | 0 | 1281.4711 | 0.02257
[30 empty] | 1281.5515 | 1281.5588 | 0 | 1281.5515 | 0.023
[30 empty] | 1281.632 | 1281.6393 | 0 | 1281.632 | 0.02345
[30 empty] | 1281.7124 | 1281.7197 | 0 | 1281.7124 | 0.02389
[30 empty] | 1281.793 | 1281.8003 | 0 | 1281.793 | 0.02429
[30 empty] | 1281.8734 | 1281.8807 | 0 | 1281.8734 | 0.02463
[30 empty] | 1281.954 | 1281.9613 | 0 | 1281.954 | 0.02491
[30 empty] | 1282.0344 | 1282.0418 | 0 | 1282.0344 | 0.0251
[30 empty] | 1282.115 | 1282.1223 | 0 | 1282.115 | 0.02518
[30 empty] | 1282.1956 | 1282.2029 | 0 | 1282.1956 | 0.02513
[30 empty] | 1282.276 | 1282.2834 | 0 | 1282.276 | 0.02497
[30 empty] | 1282.3566 | 1282.3639 | 0 | 1282.3566 | 0.02468
[30 empty] | 1282.4371 | 1282.4445 | 0 | 1282.4371 | 0.02431
[30 empty] | 1282.5177 | 1282.525 | 0 | 1282.5177 | 0.02387
[30 empty] | 1282.5984 | 1282.6057 | 0 | 1282.5984 | 0.02342
[30 empty] | 1282.679 | 1282.6863 | 0 | 1282.679 | 0.02298
[30 empty] | 1282.7595 | 1282.7668 | 0 | 1282.7595 | 0.02258
[30 empty] | 1282.8402 | 1282.8475 | 0 | 1282.8402 | 0.02225
[30 empty] | 1282.9208 | 1282.9281 | 0 | 1282.9208 | 0.02198
[30 empty] | 1283.0015 | 1283.0088 | 0 | 1283.0015 | 0.02178
[30 empty] | 1283.082 | 1283.0894 | 0 | 1283.082 | 0.02163
[30 empty] | 1283.1627 | 1283.17 | 0 | 1283.1627 | 0.02153
[30 empty] | 1283.2434 | 1283.2507 | 0 | 1283.2434 | 0.02147
[30 empty] | 1283.3241 | 1283.3314 | 0 | 1283.3241 | 0.02146
[30 empty] | 1283.4048 | 1283.4121 | 0 | 1283.4048 | 0.02148
[30 empty] | 1283.4855 | 1283.4928 | 0 | 1283.4855 | 0.02154
[30 empty] | 1283.5662 | 1283.5735 | 0 | 1283.5662 | 0.02164
[30 empty] | 1283.6469 | 1283.6542 | 0 | 1283.6469 | 0.02178
[30 empty] | 1283.7277 | 1283.735 | 0 | 1283.7277 | 0.02195
[30 empty] | 1283.8084 | 1283.8157 | 0 | 1283.8084 | 0.02215
[30 empty] | 1283.889 | 1283.8965 | 0 | 1283.889 | 0.02236
[30 empty] | 1283.9698 | 1283.9772 | 0 | 1283.9698 | 0.02258
[30 empty] | 1284.0507 | 1284.058 | 0 | 1284.0507 | 0.02279
[30 empty] | 1284.1314 | 1284.1387 | 0 | 1284.1314 | 0.02297
[30 empty] | 1284.2122 | 1284.2195 | 0 | 1284.2122 | 0.02309
[30 empty] | 1284.293 | 1284.3003 | 0 | 1284.293 | 0.02314
[30 empty] | 1284.3738 | 1284.3811 | 0 | 1284.3738 | 0.02309
[30 empty] | 1284.4546 | 1284.4619 | 0 | 1284.4546 | 0.02294
[30 empty] | 1284.5354 | 1284.5427 | 0 | 1284.5354 | 0.0227
[30 empty] | 1284.6163 | 1284.6237 | 0 | 1284.6163 | 0.02238
[30 empty] | 1284.6971 | 1284.7045 | 0 | 1284.6971 | 0.02201
[30 empty] | 1284.7779 | 1284.7853 | 0 | 1284.7779 | 0.02161
[30 empty] | 1284.8589 | 1284.8662 | 0 | 1284.8589 | 0.02121
[30 empty] | 1284.9397 | 1284.947 | 0 | 1284.9397 | 0.02086
[30 empty] | 1285.0206 | 1285.0279 | 0 | 1285.0206 | 0.02056
[30 empty] | 1285.1016 | 1285.1089 | 0 | 1285.1016 | 0.02033
[30 empty] | 1285.1825 | 1285.1898 | 0 | 1285.1825 | 0.02018
[30 empty] | 1285.2633 | 1285.2707 | 0 | 1285.2633 | 0.02009
[30 empty] | 1285.3442 | 1285.3517 | 0 | 1285.3442 | 0.02006
[30 empty] | 1285.4252 | 1285.4326 | 0 | 1285.4252 | 0.02006
[30 empty] | 1285.5062 | 1285.5135 | 0 | 1285.5062 | 0.02008
[30 empty] | 1285.5872 | 1285.5945 | 0 | 1285.5872 | 0.0201
[30 empty] | 1285.6681 | 1285.6754 | 0 | 1285.6681 | 0.02012
[30 empty] | 1285.7492 | 1285.7565 | 0 | 1285.7492 | 0.02011
[30 empty] | 1285.8301 | 1285.8374 | 0 | 1285.8301 | 0.0201
[30 empty] | 1285.9111 | 1285.9185 | 0 | 1285.9111 | 0.02009
[30 empty] | 1285.9921 | 1285.9994 | 0 | 1285.9921 | 0.0201
[30 empty] | 1286.0731 | 1286.0804 | 0 | 1286.0731 | 0.02013
[30 empty] | 1286.1542 | 1286.1615 | 0 | 1286.1542 | 0.02021
[30 empty] | 1286.2352 | 1286.2425 | 0 | 1286.2352 | 0.02033
[30 empty] | 1286.3163 | 1286.3236 | 0 | 1286.3163 | 0.02047
[30 empty] | 1286.3973 | 1286.4047 | 0 | 1286.3973 | 0.02062
[30 empty] | 1286.4784 | 1286.4857 | 0 | 1286.4784 | 0.02076
[30 empty] | 1286.5594 | 1286.5668 | 0 | 1286.5594 | 0.02085
[30 empty] | 1286.6406 | 1286.648 | 0 | 1286.6406 | 0.02089
[30 empty] | 1286.7217 | 1286.729 | 0 | 1286.7217 | 0.02088
[30 empty] | 1286.8027 | 1286.8102 | 0 | 1286.8027 | 0.02082
[30 empty] | 1286.8839 | 1286.8912 | 0 | 1286.8839 | 0.02074
[30 empty] | 1286.9651 | 1286.9724 | 0 | 1286.9651 | 0.02064
[30 empty] | 1287.0461 | 1287.0536 | 0 | 1287.0461 | 0.02053
[30 empty] | 1287.1273 | 1287.1346 | 0 | 1287.1273 | 0.02042
[30 empty] | 1287.2085 | 1287.2158 | 0 | 1287.2085 | 0.02031
[30 empty] | 1287.2897 | 1287.297 | 0 | 1287.2897 | 0.0202
[30 empty] | 1287.3709 | 1287.3782 | 0 | 1287.3709 | 0.02008
[30 empty] | 1287.452 | 1287.4595 | 0 | 1287.452 | 0.01996
[30 empty] | 1287.5333 | 1287.5406 | 0 | 1287.5333 | 0.01985
[30 empty] | 1287.6145 | 1287.6218 | 0 | 1287.6145 | 0.01974
[30 empty] | 1287.6957 | 1287.7031 | 0 | 1287.6957 | 0.01965
[30 empty] | 1287.777 | 1287.7843 | 0 | 1287.777 | 0.01957
[30 empty] | 1287.8583 | 1287.8656 | 0 | 1287.8583 | 0.01952
[30 empty] | 1287.9395 | 1287.9468 | 0 | 1287.9395 | 0.01951
[30 empty] | 1288.0207 | 1288.0281 | 0 | 1288.0207 | 0.01954
[30 empty] | 1288.102 | 1288.1094 | 0 | 1288.102 | 0.01961
[30 empty] | 1288.1834 | 1288.1907 | 0 | 1288.1834 | 0.01974
[30 empty] | 1288.2647 | 1288.272 | 0 | 1288.2647 | 0.01991
[30 empty] | 1288.3459 | 1288.3533 | 0 | 1288.3459 | 0.02012
[30 empty] | 1288.4272 | 1288.4346 | 0 | 1288.4272 | 0.02036
[30 empty] | 1288.5085 | 1288.5159 | 0 | 1288.5085 | 0.0206
[30 empty] | 1288.59 | 1288.5973 | 0 | 1288.59 | 0.02084
[30 empty] | 1288.6713 | 1288.6786 | 0 | 1288.6713 | 0.02106
[30 empty] | 1288.7526 | 1288.76 | 0 | 1288.7526 | 0.02123
[30 empty] | 1288.834 | 1288.8413 | 0 | 1288.834 | 0.02135
[30 empty] | 1288.9154 | 1288.9227 | 0 | 1288.9154 | 0.0214
[30 empty] | 1288.9967 | 1289.0041 | 0 | 1288.9967 | 0.02138
[30 empty] | 1289.0781 | 1289.0856 | 0 | 1289.0781 | 0.0213
[30 empty] | 1289.1596 | 1289.167 | 0 | 1289.1596 | 0.02116
[30 empty] | 1289.241 | 1289.2484 | 0 | 1289.241 | 0.02098
[30 empty] | 1289.3224 | 1289.3298 | 0 | 1289.3224 | 0.02079
[30 empty] | 1289.4039 | 1289.4113 | 0 | 1289.4039 | 0.02061
[30 empty] | 1289.4853 | 1289.4927 | 0 | 1289.4853 | 0.02045
[30 empty] | 1289.5668 | 1289.5741 | 0 | 1289.5668 | 0.02031
[30 empty] | 1289.6483 | 1289.6556 | 0 | 1289.6483 | 0.02019
[30 empty] | 1289.7297 | 1289.7371 | 0 | 1289.7297 | 0.02009
[30 empty] | 1289.8113 | 1289.8186 | 0 | 1289.8113 | 0.02002
[30 empty] | 1289.8927 | 1289.9001 | 0 | 1289.8927 | 0.01998
[30 empty] | 1289.9742 | 1289.9816 | 0 | 1289.9742 | 0.01999
[30 empty] | 1290.0558 | 1290.0631 | 0 | 1290.0558 | 0.02005
[30 empty] | 1290.1373 | 1290.1446 | 0 | 1290.1373 | 0.02019
[30 empty] | 1290.2189 | 1290.2262 | 0 | 1290.2189 | 0.02039
[30 empty] | 1290.3004 | 1290.3077 | 0 | 1290.3004 | 0.02065
[30 empty] | 1290.382 | 1290.3894 | 0 | 1290.382 | 0.02092
[30 empty] | 1290.4636 | 1290.4709 | 0 | 1290.4636 | 0.02118
[30 empty] | 1290.5452 | 1290.5525 | 0 | 1290.5452 | 0.02139
[30 empty] | 1290.6267 | 1290.6342 | 0 | 1290.6267 | 0.0215
[30 empty] | 1290.7084 | 1290.7157 | 0 | 1290.7084 | 0.0215
[30 empty] | 1290.79 | 1290.7974 | 0 | 1290.79 | 0.02138
[30 empty] | 1290.8716 | 1290.879 | 0 | 1290.8716 | 0.02115
[30 empty] | 1290.9533 | 1290.9606 | 0 | 1290.9533 | 0.02085
[30 empty] | 1291.0349 | 1291.0422 | 0 | 1291.0349 | 0.02052
[30 empty] | 1291.1166 | 1291.1239 | 0 | 1291.1166 | 0.02021
[30 empty] | 1291.1982 | 1291.2056 | 0 | 1291.1982 | 0.01996
[30 empty] | 1291.2799 | 1291.2872 | 0 | 1291.2799 | 0.01981
[30 empty] | 1291.3616 | 1291.369 | 0 | 1291.3616 | 0.01977
[30 empty] | 1291.4434 | 1291.4507 | 0 | 1291.4434 | 0.01982
[30 empty] | 1291.525 | 1291.5323 | 0 | 1291.525 | 0.01995
[30 empty] | 1291.6067 | 1291.6141 | 0 | 1291.6067 | 0.02014
[30 empty] | 1291.6885 | 1291.6958 | 0 | 1291.6885 | 0.02037
[30 empty] | 1291.7703 | 1291.7776 | 0 | 1291.7703 | 0.02062
[30 empty] | 1291.8519 | 1291.8594 | 0 | 1291.8519 | 0.02087
[30 empty] | 1291.9337 | 1291.941 | 0 | 1291.9337 | 0.02111
[30 empty] | 1292.0155 | 1292.0228 | 0 | 1292.0155 | 0.02132
[30 empty] | 1292.0973 | 1292.1046 | 0 | 1292.0973 | 0.02151
[30 empty] | 1292.1791 | 1292.1864 | 0 | 1292.1791 | 0.02166
[30 empty] | 1292.2609 | 1292.2682 | 0 | 1292.2609 | 0.0218
[30 empty] | 1292.3427 | 1292.3501 | 0 | 1292.3427 | 0.02192
[30 empty] | 1292.4246 | 1292.4319 | 0 | 1292.4246 | 0.02205
[30 empty] | 1292.5064 | 1292.5137 | 0 | 1292.5064 | 0.02219
[30 empty] | 1292.5883 | 1292.5956 | 0 | 1292.5883 | 0.02234
[30 empty] | 1292.67 | 1292.6774 | 0 | 1292.67 | 0.0225
[30 empty] | 1292.752 | 1292.7593 | 0 | 1292.752 | 0.02265
[30 empty] | 1292.8337 | 1292.8412 | 0 | 1292.8337 | 0.02277
[30 empty] | 1292.9156 | 1292.9231 | 0 | 1292.9156 | 0.02285
[30 empty] | 1292.9976 | 1293.005 | 0 | 1292.9976 | 0.02288
[30 empty] | 1293.0795 | 1293.0869 | 0 | 1293.0795 | 0.02285
[30 empty] | 1293.1614 | 1293.1688 | 0 | 1293.1614 | 0.02279
[30 empty] | 1293.2433 | 1293.2507 | 0 | 1293.2433 | 0.02271
[30 empty] | 1293.3253 | 1293.3326 | 0 | 1293.3253 | 0.02264
[30 empty] | 1293.4072 | 1293.4145 | 0 | 1293.4072 | 0.02263
[30 empty] | 1293.4891 | 1293.4966 | 0 | 1293.4891 | 0.02269
[30 empty] | 1293.5712 | 1293.5785 | 0 | 1293.5712 | 0.02285
[30 empty] | 1293.6532 | 1293.6605 | 0 | 1293.6532 | 0.02311
[30 empty] | 1293.7351 | 1293.7425 | 0 | 1293.7351 | 0.02347
[30 empty] | 1293.8171 | 1293.8245 | 0 | 1293.8171 | 0.02388
[30 empty] | 1293.8992 | 1293.9065 | 0 | 1293.8992 | 0.02431
[30 empty] | 1293.9812 | 1293.9885 | 0 | 1293.9812 | 0.0247
[30 empty] | 1294.0632 | 1294.0706 | 0 | 1294.0632 | 0.02499
[30 empty] | 1294.1453 | 1294.1526 | 0 | 1294.1453 | 0.02513
[30 empty] | 1294.2273 | 1294.2346 | 0 | 1294.2273 | 0.02509
[30 empty] | 1294.3093 | 1294.3168 | 0 | 1294.3093 | 0.02486
[30 empty] | 1294.3915 | 1294.3988 | 0 | 1294.3915 | 0.02445
[30 empty] | 1294.4735 | 1294.4808 | 0 | 1294.4735 | 0.02391
[30 empty] | 1294.5557 | 1294.563 | 0 | 1294.5557 | 0.0233
[30 empty] | 1294.6377 | 1294.6451 | 0 | 1294.6377 | 0.0227
[30 empty] | 1294.7198 | 1294.7272 | 0 | 1294.7198 | 0.02216
[30 empty] | 1294.802 | 1294.8093 | 0 | 1294.802 | 0.02176
[30 empty] | 1294.8842 | 1294.8915 | 0 | 1294.8842 | 0.02151
[30 empty] | 1294.9662 | 1294.9736 | 0 | 1294.9662 | 0.02145
[30 empty] | 1295.0485 | 1295.0558 | 0 | 1295.0485 | 0.02155
[30 empty] | 1295.1306 | 1295.1379 | 0 | 1295.1306 | 0.02178
[30 empty] | 1295.2128 | 1295.2201 | 0 | 1295.2128 | 0.02209
[30 empty] | 1295.2949 | 1295.3024 | 0 | 1295.2949 | 0.02242
[30 empty] | 1295.3772 | 1295.3845 | 0 | 1295.3772 | 0.02271
[30 empty] | 1295.4594 | 1295.4667 | 0 | 1295.4594 | 0.02291
[30 empty] | 1295.5416 | 1295.549 | 0 | 1295.5416 | 0.023
[30 empty] | 1295.6238 | 1295.6312 | 0 | 1295.6238 | 0.02298
[30 empty] | 1295.7061 | 1295.7134 | 0 | 1295.7061 | 0.02283
[30 empty] | 1295.7883 | 1295.7957 | 0 | 1295.7883 | 0.02258
[30 empty] | 1295.8706 | 1295.8779 | 0 | 1295.8706 | 0.02225
[30 empty] | 1295.9529 | 1295.9602 | 0 | 1295.9529 | 0.02186
[30 empty] | 1296.0352 | 1296.0425 | 0 | 1296.0352 | 0.02145
[30 empty] | 1296.1174 | 1296.1248 | 0 | 1296.1174 | 0.02104
[30 empty] | 1296.1997 | 1296.207 | 0 | 1296.1997 | 0.02067
[30 empty] | 1296.282 | 1296.2894 | 0 | 1296.282 | 0.02034
[30 empty] | 1296.3644 | 1296.3717 | 0 | 1296.3644 | 0.0201
[30 empty] | 1296.4467 | 1296.4541 | 0 | 1296.4467 | 0.01995
[30 empty] | 1296.5291 | 1296.5364 | 0 | 1296.5291 | 0.01989
[30 empty] | 1296.6113 | 1296.6188 | 0 | 1296.6113 | 0.01993
[30 empty] | 1296.6937 | 1296.7012 | 0 | 1296.6937 | 0.02006
[30 empty] | 1296.7761 | 1296.7836 | 0 | 1296.7761 | 0.02025
[30 empty] | 1296.8585 | 1296.8658 | 0 | 1296.8585 | 0.02049
[30 empty] | 1296.9409 | 1296.9482 | 0 | 1296.9409 | 0.02076
[30 empty] | 1297.0233 | 1297.0308 | 0 | 1297.0233 | 0.02103
[30 empty] | 1297.1057 | 1297.1132 | 0 | 1297.1057 | 0.02129
[30 empty] | 1297.1881 | 1297.1956 | 0 | 1297.1881 | 0.02153
[30 empty] | 1297.2706 | 1297.2779 | 0 | 1297.2706 | 0.02172
[30 empty] | 1297.353 | 1297.3605 | 0 | 1297.353 | 0.02186
[30 empty] | 1297.4355 | 1297.4429 | 0 | 1297.4355 | 0.02193
[30 empty] | 1297.5179 | 1297.5254 | 0 | 1297.5179 | 0.02193
[30 empty] | 1297.6005 | 1297.6079 | 0 | 1297.6005 | 0.02188
[30 empty] | 1297.683 | 1297.6903 | 0 | 1297.683 | 0.02177
[30 empty] | 1297.7655 | 1297.7728 | 0 | 1297.7655 | 0.02163
[30 empty] | 1297.848 | 1297.8554 | 0 | 1297.848 | 0.02147
[30 empty] | 1297.9305 | 1297.9379 | 0 | 1297.9305 | 0.02132
[30 empty] | 1298.0131 | 1298.0204 | 0 | 1298.0131 | 0.02119
[30 empty] | 1298.0956 | 1298.103 | 0 | 1298.0956 | 0.02112
[30 empty] | 1298.1781 | 1298.1855 | 0 | 1298.1781 | 0.0211
[30 empty] | 1298.2607 | 1298.2681 | 0 | 1298.2607 | 0.02115
[30 empty] | 1298.3433 | 1298.3507 | 0 | 1298.3433 | 0.02126
[30 empty] | 1298.4259 | 1298.4332 | 0 | 1298.4259 | 0.02143
[30 empty] | 1298.5084 | 1298.5159 | 0 | 1298.5084 | 0.02164
[30 empty] | 1298.5911 | 1298.5985 | 0 | 1298.5911 | 0.02187
[30 empty] | 1298.6737 | 1298.681 | 0 | 1298.6737 | 0.02211
[30 empty] | 1298.7564 | 1298.7637 | 0 | 1298.7564 | 0.02233
[30 empty] | 1298.839 | 1298.8463 | 0 | 1298.839 | 0.02251
[30 empty] | 1298.9216 | 1298.929 | 0 | 1298.9216 | 0.02263
[30 empty] | 1299.0043 | 1299.0117 | 0 | 1299.0043 | 0.02267
[30 empty] | 1299.0869 | 1299.0944 | 0 | 1299.0869 | 0.02263
[30 empty] | 1299.1697 | 1299.177 | 0 | 1299.1697 | 0.0225
[30 empty] | 1299.2523 | 1299.2598 | 0 | 1299.2523 | 0.02229
[30 empty] | 1299.335 | 1299.3424 | 0 | 1299.335 | 0.02204
[30 empty] | 1299.4177 | 1299.4252 | 0 | 1299.4177 | 0.02175
[30 empty] | 1299.5005 | 1299.5078 | 0 | 1299.5005 | 0.02145
[30 empty] | 1299.5831 | 1299.5906 | 0 | 1299.5831 | 0.02117
[30 empty] | 1299.6659 | 1299.6733 | 0 | 1299.6659 | 0.02091
[30 empty] | 1299.7487 | 1299.7561 | 0 | 1299.7487 | 0.02069
[30 empty] | 1299.8314 | 1299.8389 | 0 | 1299.8314 | 0.0205
[30 empty] | 1299.9142 | 1299.9216 | 0 | 1299.9142 | 0.02037
[30 empty] | 1299.9971 | 1300.0044 | 0 | 1299.9971 | 0.02027
[30 empty] | 1300.0798 | 1300.0872 | 0 | 1300.0798 | 0.02021
[30 empty] | 1300.1626 | 1300.17 | 0 | 1300.1626 | 0.02018
[30 empty] | 1300.2455 | 1300.2528 | 0 | 1300.2455 | 0.02017
[30 empty] | 1300.3283 | 1300.3357 | 0 | 1300.3283 | 0.02015
[30 empty] | 1300.4111 | 1300.4185 | 0 | 1300.4111 | 0.02014
[30 empty] | 1300.4939 | 1300.5013 | 0 | 1300.4939 | 0.02011
[30 empty] | 1300.5768 | 1300.5842 | 0 | 1300.5768 | 0.02009
[30 empty] | 1300.6597 | 1300.6671 | 0 | 1300.6597 | 0.02006
[30 empty] | 1300.7425 | 1300.75 | 0 | 1300.7425 | 0.02005
[30 empty] | 1300.8254 | 1300.8329 | 0 | 1300.8254 | 0.02006
[30 empty] | 1300.9083 | 1300.9158 | 0 | 1300.9083 | 0.02009
[30 empty] | 1300.9913 | 1300.9987 | 0 | 1300.9913 | 0.02014
[30 empty] | 1301.0742 | 1301.0815 | 0 | 1301.0742 | 0.02021
[30 empty] | 1301.1571 | 1301.1645 | 0 | 1301.1571 | 0.02029
[30 empty] | 1301.2401 | 1301.2474 | 0 | 1301.2401 | 0.0204
[30 empty] | 1301.323 | 1301.3304 | 0 | 1301.323 | 0.02055
[30 empty] | 1301.406 | 1301.4135 | 0.00124 | 1301.406 | 0.02074
[30 empty] | 1301.489 | 1301.4963 | 0.00123 | 1301.489 | 0.02098
[30 empty] | 1301.572 | 1301.5793 | 0.00123 | 1301.572 | 0.02128
[30 empty] | 1301.6549 | 1301.6624 | 0.00123 | 1301.6549 | 0.02163
[30 empty] | 1301.7379 | 1301.7454 | 0.00123 | 1301.7379 | 0.02201
[30 empty] | 1301.821 | 1301.8284 | 0.00124 | 1301.821 | 0.0224
[30 empty] | 1301.9041 | 1301.9114 | 0.00124 | 1301.9041 | 0.02279
[30 empty] | 1301.9871 | 1301.9945 | 0.00125 | 1301.9871 | 0.02316
[30 empty] | 1302.0701 | 1302.0775 | 0.00126 | 1302.0701 | 0.02347
[30 empty] | 1302.1532 | 1302.1605 | 0.00127 | 1302.1532 | 0.0237
[30 empty] | 1302.2362 | 1302.2436 | 0.00129 | 1302.2362 | 0.02384
[30 empty] | 1302.3193 | 1302.3268 | 0.0013 | 1302.3193 | 0.02386
[30 empty] | 1302.4025 | 1302.4098 | 0.00132 | 1302.4025 | 0.02375
[30 empty] | 1302.4855 | 1302.4929 | 0.00133 | 1302.4855 | 0.02352
[30 empty] | 1302.5686 | 1302.576 | 0.00135 | 1302.5686 | 0.0232
[30 empty] | 1302.6517 | 1302.6592 | 0.00137 | 1302.6517 | 0.0228
[30 empty] | 1302.7349 | 1302.7423 | 0.00139 | 1302.7349 | 0.02235
[30 empty] | 1302.818 | 1302.8254 | 0.00141 | 1302.818 | 0.02189
[30 empty] | 1302.9012 | 1302.9086 | 0.00144 | 1302.9012 | 0.02141
[30 empty] | 1302.9844 | 1302.9918 | 0.00146 | 1302.9844 | 0.02095
[30 empty] | 1303.0675 | 1303.0749 | 0.00148 | 1303.0675 | 0.02049
[30 empty] | 1303.1508 | 1303.1582 | 0.0015 | 1303.1508 | 0.02006
[30 empty] | 1303.2339 | 1303.2413 | 0.00153 | 1303.2339 | 0.01966
[30 empty] | 1303.3171 | 1303.3246 | 0.00155 | 1303.3171 | 0.01931
[30 empty] | 1303.4004 | 1303.4078 | 0.00157 | 1303.4004 | 0.01902
[30 empty] | 1303.4836 | 1303.491 | 0.0016 | 1303.4836 | 0.01881
[30 empty] | 1303.5669 | 1303.5742 | 0.00162 | 1303.5669 | 0.0187
[30 empty] | 1303.6501 | 1303.6575 | 0.00164 | 1303.6501 | 0.0187
[30 empty] | 1303.7334 | 1303.7407 | 0.00166 | 1303.7334 | 0.01882
[30 empty] | 1303.8166 | 1303.8241 | 0.00168 | 1303.8166 | 0.01906
[30 empty] | 1303.8999 | 1303.9073 | 0.0017 | 1303.8999 | 0.01942
[30 empty] | 1303.9832 | 1303.9906 | 0.00172 | 1303.9832 | 0.01987
[30 empty] | 1304.0665 | 1304.074 | 0.00173 | 1304.0665 | 0.02039
[30 empty] | 1304.1498 | 1304.1572 | 0.00175 | 1304.1498 | 0.02094
[30 empty] | 1304.2332 | 1304.2406 | 0.00176 | 1304.2332 | 0.02146
[30 empty] | 1304.3165 | 1304.3238 | 0.00177 | 1304.3165 | 0.02191
[30 empty] | 1304.3999 | 1304.4072 | 0.00178 | 1304.3999 | 0.02227
[30 empty] | 1304.4832 | 1304.4906 | 0.00179 | 1304.4832 | 0.0225
[30 empty] | 1304.5665 | 1304.574 | 0.0018 | 1304.5665 | 0.02261
[30 empty] | 1304.6499 | 1304.6573 | 0.0018 | 1304.6499 | 0.02259
[30 empty] | 1304.7334 | 1304.7407 | 0.0018 | 1304.7334 | 0.02247
[30 empty] | 1304.8168 | 1304.8242 | 0.0018 | 1304.8168 | 0.02227
[30 empty] | 1304.9001 | 1304.9076 | 0.0018 | 1304.9001 | 0.02202
[30 empty] | 1304.9835 | 1304.991 | 0.0018 | 1304.9835 | 0.02177
[30 empty] | 1305.067 | 1305.0745 | 0.00179 | 1305.067 | 0.02154
[30 empty] | 1305.1505 | 1305.1578 | 0.00178 | 1305.1505 | 0.02136
[30 empty] | 1305.2339 | 1305.2413 | 0.00177 | 1305.2339 | 0.02123
[30 empty] | 1305.3174 | 1305.3248 | 0.00176 | 1305.3174 | 0.02117
[30 empty] | 1305.4009 | 1305.4083 | 0.00175 | 1305.4009 | 0.02115
[30 empty] | 1305.4844 | 1305.4918 | 0.00174 | 1305.4844 | 0.02117
[30 empty] | 1305.5679 | 1305.5753 | 0.00172 | 1305.5679 | 0.02119
[30 empty] | 1305.6514 | 1305.6588 | 0.0017 | 1305.6514 | 0.0212
[30 empty] | 1305.7349 | 1305.7423 | 0.00169 | 1305.7349 | 0.02117
[30 empty] | 1305.8184 | 1305.8258 | 0.00167 | 1305.8184 | 0.02111
[30 empty] | 1305.902 | 1305.9093 | 0.00165 | 1305.902 | 0.02101
[30 empty] | 1305.9855 | 1305.9929 | 0.00163 | 1305.9855 | 0.0209
[30 empty] | 1306.0691 | 1306.0764 | 0.0016 | 1306.0691 | 0.02077
[30 empty] | 1306.1526 | 1306.16 | 0.00158 | 1306.1526 | 0.02068
[30 empty] | 1306.2362 | 1306.2436 | 0.00156 | 1306.2362 | 0.02062
[30 empty] | 1306.3198 | 1306.3273 | 0.00153 | 1306.3198 | 0.02063
[30 empty] | 1306.4034 | 1306.4109 | 0.00151 | 1306.4034 | 0.02072
[30 empty] | 1306.4871 | 1306.4945 | 0.00149 | 1306.4871 | 0.02088
[30 empty] | 1306.5707 | 1306.5781 | 0.00146 | 1306.5707 | 0.0211
[30 empty] | 1306.6543 | 1306.6617 | 0.00144 | 1306.6543 | 0.02135
[30 empty] | 1306.7379 | 1306.7454 | 0.00142 | 1306.7379 | 0.02159
[30 empty] | 1306.8215 | 1306.829 | 0.00139 | 1306.8215 | 0.02179
[30 empty] | 1306.9053 | 1306.9127 | 0.00137 | 1306.9053 | 0.02191
[30 empty] | 1306.9889 | 1306.9963 | 0.00135 | 1306.9889 | 0.02193
[30 empty] | 1307.0726 | 1307.0801 | 0.00133 | 1307.0726 | 0.02185
[30 empty] | 1307.1564 | 1307.1638 | 0.00131 | 1307.1564 | 0.02168
[30 empty] | 1307.24 | 1307.2474 | 0.00129 | 1307.24 | 0.02146
[30 empty] | 1307.3237 | 1307.3312 | 0.00128 | 1307.3237 | 0.0212
[30 empty] | 1307.4075 | 1307.4149 | 0.00126 | 1307.4075 | 0.02096
[30 empty] | 1307.4912 | 1307.4987 | 0.00125 | 1307.4912 | 0.02076
[30 empty] | 1307.5749 | 1307.5824 | 0.00123 | 1307.5749 | 0.02062
[30 empty] | 1307.6588 | 1307.6661 | 0.00122 | 1307.6588 | 0.02056
[30 empty] | 1307.7425 | 1307.75 | 0.00121 | 1307.7425 | 0.0206
[30 empty] | 1307.8263 | 1307.8337 | 0.00121 | 1307.8263 | 0.02072
[30 empty] | 1307.9102 | 1307.9176 | 0.0012 | 1307.9102 | 0.02092
[30 empty] | 1307.9939 | 1308.0013 | 0.0012 | 1307.9939 | 0.02117
[30 empty] | 1308.0778 | 1308.0852 | 0.0012 | 1308.0778 | 0.02145
[30 empty] | 1308.1616 | 1308.1691 | 0.0012 | 1308.1616 | 0.02173
[30 empty] | 1308.2454 | 1308.2528 | 0.0012 | 1308.2454 | 0.02198
[30 empty] | 1308.3292 | 1308.3367 | 0.0012 | 1308.3292 | 0.02217
[30 empty] | 1308.4131 | 1308.4205 | 0.00121 | 1308.4131 | 0.02229
[30 empty] | 1308.4969 | 1308.5044 | 0.00122 | 1308.4969 | 0.02233
[30 empty] | 1308.5809 | 1308.5884 | 0.00123 | 1308.5809 | 0.0223
[30 empty] | 1308.6648 | 1308.6722 | 0.00124 | 1308.6648 | 0.0222
[30 empty] | 1308.7487 | 1308.7561 | 0.00126 | 1308.7487 | 0.02204
[30 empty] | 1308.8326 | 1308.8401 | 0.00127 | 1308.8326 | 0.02187
[30 empty] | 1308.9165 | 1308.924 | 0.00129 | 1308.9165 | 0.02169
[30 empty] | 1309.0005 | 1309.0079 | 0.00131 | 1309.0005 | 0.02153
[30 empty] | 1309.0845 | 1309.0918 | 0.00133 | 1309.0845 | 0.02141
[30 empty] | 1309.1683 | 1309.1758 | 0.00135 | 1309.1683 | 0.02132
[30 empty] | 1309.2523 | 1309.2598 | 0.00137 | 1309.2523 | 0.02126
[30 empty] | 1309.3363 | 1309.3438 | 0.00139 | 1309.3363 | 0.02123
[30 empty] | 1309.4203 | 1309.4277 | 0.00142 | 1309.4203 | 0.02119
[30 empty] | 1309.5043 | 1309.5117 | 0.00144 | 1309.5043 | 0.02113
[30 empty] | 1309.5884 | 1309.5958 | 0.00147 | 1309.5884 | 0.02104
[30 empty] | 1309.6724 | 1309.6798 | 0.00149 | 1309.6724 | 0.02092
[30 empty] | 1309.7564 | 1309.7638 | 0.00151 | 1309.7564 | 0.02077
[30 empty] | 1309.8404 | 1309.8479 | 0.00154 | 1309.8404 | 0.02062
[30 empty] | 1309.9244 | 1309.9319 | 0.00156 | 1309.9244 | 0.02048
[30 empty] | 1310.0085 | 1310.016 | 0.00159 | 1310.0085 | 0.02035
[30 empty] | 1310.0927 | 1310.1001 | 0.00161 | 1310.0927 | 0.02023
[30 empty] | 1310.1768 | 1310.1842 | 0.00164 | 1310.1768 | 0.02013
[30 empty] | 1310.2609 | 1310.2683 | 0.00166 | 1310.2609 | 0.02001
[30 empty] | 1310.345 | 1310.3524 | 0.00168 | 1310.345 | 0.01988
[30 empty] | 1310.4291 | 1310.4365 | 0.0017 | 1310.4291 | 0.01971
[30 empty] | 1310.5132 | 1310.5206 | 0.00173 | 1310.5132 | 0.01952
[30 empty] | 1310.5973 | 1310.6047 | 0.00175 | 1310.5973 | 0.01932
[30 empty] | 1310.6815 | 1310.689 | 0.00177 | 1310.6815 | 0.01914
[30 empty] | 1310.7656 | 1310.7731 | 0.00179 | 1310.7656 | 0.01901
[30 empty] | 1310.8499 | 1310.8573 | 0.00181 | 1310.8499 | 0.01896
[30 empty] | 1310.934 | 1310.9414 | 0.00182 | 1310.934 | 0.019
[30 empty] | 1311.0182 | 1311.0256 | 0.00184 | 1311.0182 | 0.01913
[30 empty] | 1311.1024 | 1311.1099 | 0.00186 | 1311.1024 | 0.01932
[30 empty] | 1311.1867 | 1311.1941 | 0.00188 | 1311.1867 | 0.01955
[30 empty] | 1311.2709 | 1311.2783 | 0.00189 | 1311.2709 | 0.01979
[30 empty] | 1311.3551 | 1311.3626 | 0.00191 | 1311.3551 | 0.01999
[30 empty] | 1311.4393 | 1311.4468 | 0.00193 | 1311.4393 | 0.02014
[30 empty] | 1311.5236 | 1311.531 | 0.00195 | 1311.5236 | 0.02023
[30 empty] | 1311.6079 | 1311.6154 | 0.00196 | 1311.6079 | 0.02026
[30 empty] | 1311.6921 | 1311.6996 | 0.00198 | 1311.6921 | 0.02024
[30 empty] | 1311.7765 | 1311.7839 | 0.002 | 1311.7765 | 0.0202
[30 empty] | 1311.8607 | 1311.8682 | 0.00201 | 1311.8607 | 0.02016
[30 empty] | 1311.9451 | 1311.9525 | 0.00203 | 1311.9451 | 0.02012
[30 empty] | 1312.0294 | 1312.0369 | 0.00205 | 1312.0294 | 0.0201
[30 empty] | 1312.1138 | 1312.1212 | 0.00207 | 1312.1138 | 0.02011
[30 empty] | 1312.1981 | 1312.2056 | 0.00208 | 1312.1981 | 0.02013
[30 empty] | 1312.2825 | 1312.2899 | 0.0021 | 1312.2825 | 0.02017
[30 empty] | 1312.3668 | 1312.3743 | 0.00212 | 1312.3668 | 0.02022
[30 empty] | 1312.4512 | 1312.4586 | 0.00214 | 1312.4512 | 0.02027
[30 empty] | 1312.5355 | 1312.5431 | 0.00216 | 1312.5355 | 0.02032
[30 empty] | 1312.62 | 1312.6274 | 0.00218 | 1312.62 | 0.02036
[30 empty] | 1312.7043 | 1312.7118 | 0.0022 | 1312.7043 | 0.02037
[30 empty] | 1312.7888 | 1312.7963 | 0.00222 | 1312.7888 | 0.02034
[30 empty] | 1312.8733 | 1312.8807 | 0.00224 | 1312.8733 | 0.02028
[30 empty] | 1312.9576 | 1312.9652 | 0.00225 | 1312.9576 | 0.02016
[30 empty] | 1313.0421 | 1313.0496 | 0.00227 | 1313.0421 | 0.02002
[30 empty] | 1313.1266 | 1313.134 | 0.00229 | 1313.1266 | 0.01986
[30 empty] | 1313.2111 | 1313.2185 | 0.00231 | 1313.2111 | 0.01971
[30 empty] | 1313.2955 | 1313.3031 | 0.00233 | 1313.2955 | 0.0196
[30 empty] | 1313.3801 | 1313.3876 | 0.00235 | 1313.3801 | 0.01954
[30 empty] | 1313.4646 | 1313.4721 | 0.00237 | 1313.4646 | 0.01954
[30 empty] | 1313.5491 | 1313.5565 | 0.00238 | 1313.5491 | 0.01959
[30 empty] | 1313.6337 | 1313.6411 | 0.0024 | 1313.6337 | 0.01968
[30 empty] | 1313.7181 | 1313.7257 | 0.00242 | 1313.7181 | 0.01978
[30 empty] | 1313.8027 | 1313.8102 | 0.00243 | 1313.8027 | 0.01989
[30 empty] | 1313.8873 | 1313.8948 | 0.00245 | 1313.8873 | 0.01998
[30 empty] | 1313.9719 | 1313.9794 | 0.00246 | 1313.9719 | 0.02005
[30 empty] | 1314.0565 | 1314.064 | 0.00247 | 1314.0565 | 0.0201
[30 empty] | 1314.1411 | 1314.1486 | 0.00248 | 1314.1411 | 0.02013
[30 empty] | 1314.2257 | 1314.2332 | 0.0025 | 1314.2257 | 0.02017
[30 empty] | 1314.3103 | 1314.3177 | 0.00251 | 1314.3103 | 0.02021
[30 empty] | 1314.3949 | 1314.4023 | 0.00252 | 1314.3949 | 0.02028
[30 empty] | 1314.4796 | 1314.4871 | 0.00253 | 1314.4796 | 0.02036
[30 empty] | 1314.5642 | 1314.5717 | 0.00254 | 1314.5642 | 0.02047
[30 empty] | 1314.6489 | 1314.6564 | 0.00254 | 1314.6489 | 0.02057
[30 empty] | 1314.7335 | 1314.7411 | 0.00255 | 1314.7335 | 0.02067
[30 empty] | 1314.8182 | 1314.8257 | 0.00256 | 1314.8182 | 0.02073
[30 empty] | 1314.9029 | 1314.9104 | 0.00256 | 1314.9029 | 0.02077
[30 empty] | 1314.9877 | 1314.9951 | 0.00257 | 1314.9877 | 0.02078
[30 empty] | 1315.0724 | 1315.0798 | 0.00257 | 1315.0724 | 0.02078
[30 empty] | 1315.1571 | 1315.1645 | 0.00258 | 1315.1571 | 0.02078
[30 empty] | 1315.2418 | 1315.2493 | 0.00258 | 1315.2418 | 0.0208
[30 empty] | 1315.3265 | 1315.3341 | 0.00259 | 1315.3265 | 0.02085
[30 empty] | 1315.4114 | 1315.4188 | 0.00259 | 1315.4114 | 0.02095
[30 empty] | 1315.4961 | 1315.5035 | 0.00259 | 1315.4961 | 0.0211
[30 empty] | 1315.5809 | 1315.5884 | 0.00259 | 1315.5809 | 0.02129
[30 empty] | 1315.6656 | 1315.6732 | 0.0026 | 1315.6656 | 0.02149
[30 empty] | 1315.7505 | 1315.7579 | 0.0026 | 1315.7505 | 0.0217
[30 empty] | 1315.8353 | 1315.8428 | 0.0026 | 1315.8353 | 0.02188
[30 empty] | 1315.9202 | 1315.9276 | 0.0026 | 1315.9202 | 0.02201
[30 empty] | 1316.005 | 1316.0124 | 0.0026 | 1316.005 | 0.02208
[30 empty] | 1316.0898 | 1316.0973 | 0.0026 | 1316.0898 | 0.02207
[30 empty] | 1316.1747 | 1316.1821 | 0.0026 | 1316.1747 | 0.02201
[30 empty] | 1316.2595 | 1316.2671 | 0.0026 | 1316.2595 | 0.02189
[30 empty] | 1316.3445 | 1316.3519 | 0.0026 | 1316.3445 | 0.02175
[30 empty] | 1316.4293 | 1316.4368 | 0.0026 | 1316.4293 | 0.02159
[30 empty] | 1316.5143 | 1316.5217 | 0.0026 | 1316.5143 | 0.02143
[30 empty] | 1316.5991 | 1316.6067 | 0.0026 | 1316.5991 | 0.02128
[30 empty] | 1316.6841 | 1316.6915 | 0.0026 | 1316.6841 | 0.02113
[30 empty] | 1316.769 | 1316.7765 | 0.0026 | 1316.769 | 0.02099
[30 empty] | 1316.854 | 1316.8615 | 0.0026 | 1316.854 | 0.02085
[30 empty] | 1316.939 | 1316.9464 | 0.0026 | 1316.939 | 0.02073
[30 empty] | 1317.0239 | 1317.0314 | 0.0026 | 1317.0239 | 0.02063
[30 empty] | 1317.1089 | 1317.1163 | 0.0026 | 1317.1089 | 0.02058
[30 empty] | 1317.1939 | 1317.2013 | 0.0026 | 1317.1939 | 0.02055
[30 empty] | 1317.2789 | 1317.2864 | 0.00259 | 1317.2789 | 0.02057
[30 empty] | 1317.3639 | 1317.3713 | 0.00259 | 1317.3639 | 0.02061
[30 empty] | 1317.449 | 1317.4564 | 0.00259 | 1317.449 | 0.02066
[30 empty] | 1317.5339 | 1317.5414 | 0.00259 | 1317.5339 | 0.0207
[30 empty] | 1317.619 | 1317.6265 | 0.00259 | 1317.619 | 0.02073
[30 empty] | 1317.7041 | 1317.7115 | 0.00259 | 1317.7041 | 0.02074
[30 empty] | 1317.7891 | 1317.7966 | 0.00259 | 1317.7891 | 0.02074
[30 empty] | 1317.8742 | 1317.8817 | 0.00259 | 1317.8742 | 0.02075
[30 empty] | 1317.9594 | 1317.9668 | 0.00259 | 1317.9594 | 0.02079
[30 empty] | 1318.0444 | 1318.0519 | 0.00259 | 1318.0444 | 0.02086
[30 empty] | 1318.1295 | 1318.137 | 0.0026 | 1318.1295 | 0.02097
[30 empty] | 1318.2146 | 1318.2221 | 0.0026 | 1318.2146 | 0.0211
[30 empty] | 1318.2998 | 1318.3073 | 0.0026 | 1318.2998 | 0.02123
[30 empty] | 1318.3849 | 1318.3923 | 0.0026 | 1318.3849 | 0.02134
[30 empty] | 1318.4701 | 1318.4775 | 0.00261 | 1318.4701 | 0.0214
[30 empty] | 1318.5552 | 1318.5627 | 0.00261 | 1318.5552 | 0.02141
[30 empty] | 1318.6404 | 1318.6478 | 0.00262 | 1318.6404 | 0.02136
[30 empty] | 1318.7256 | 1318.733 | 0.00263 | 1318.7256 | 0.02125
[30 empty] | 1318.8108 | 1318.8182 | 0.00263 | 1318.8108 | 0.0211
[30 empty] | 1318.896 | 1318.9034 | 0.00264 | 1318.896 | 0.02094
[30 empty] | 1318.9812 | 1318.9887 | 0.00265 | 1318.9812 | 0.02076
[30 empty] | 1319.0664 | 1319.074 | 0.00266 | 1319.0664 | 0.0206
[30 empty] | 1319.1517 | 1319.1592 | 0.00267 | 1319.1517 | 0.02047
[30 empty] | 1319.2369 | 1319.2444 | 0.00268 | 1319.2369 | 0.02036
[30 empty] | 1319.3223 | 1319.3297 | 0.00269 | 1319.3223 | 0.02029
[30 empty] | 1319.4075 | 1319.415 | 0.0027 | 1319.4075 | 0.02026
[30 empty] | 1319.4928 | 1319.5002 | 0.00272 | 1319.4928 | 0.02026
[30 empty] | 1319.5781 | 1319.5856 | 0.00273 | 1319.5781 | 0.02029
[30 empty] | 1319.6635 | 1319.6709 | 0.00274 | 1319.6635 | 0.02034
[30 empty] | 1319.7488 | 1319.7562 | 0.00275 | 1319.7488 | 0.02042
[30 empty] | 1319.8341 | 1319.8416 | 0.00277 | 1319.8341 | 0.02051
[30 empty] | 1319.9194 | 1319.9269 | 0.00278 | 1319.9194 | 0.02062
[30 empty] | 1320.0048 | 1320.0122 | 0.00279 | 1320.0048 | 0.02074
[30 empty] | 1320.0901 | 1320.0977 | 0.00281 | 1320.0901 | 0.02088
[30 empty] | 1320.1755 | 1320.183 | 0.00282 | 1320.1755 | 0.02105
[30 empty] | 1320.2609 | 1320.2683 | 0.00283 | 1320.2609 | 0.02125
[30 empty] | 1320.3463 | 1320.3538 | 0.00284 | 1320.3463 | 0.02147
[30 empty] | 1320.4316 | 1320.4392 | 0.00285 | 1320.4316 | 0.02172
[30 empty] | 1320.5171 | 1320.5247 | 0.00286 | 1320.5171 | 0.022
[30 empty] | 1320.6025 | 1320.61 | 0.00287 | 1320.6025 | 0.02228
[30 empty] | 1320.688 | 1320.6954 | 0.00288 | 1320.688 | 0.02255
[30 empty] | 1320.7734 | 1320.7809 | 0.00289 | 1320.7734 | 0.02281
[30 empty] | 1320.8589 | 1320.8663 | 0.0029 | 1320.8589 | 0.02304
[30 empty] | 1320.9443 | 1320.9519 | 0.00291 | 1320.9443 | 0.02321
[30 empty] | 1321.0299 | 1321.0374 | 0.00291 | 1321.0299 | 0.02331
[30 empty] | 1321.1154 | 1321.1228 | 0.00292 | 1321.1154 | 0.02335
[30 empty] | 1321.2009 | 1321.2084 | 0.00293 | 1321.2009 | 0.02333
[30 empty] | 1321.2864 | 1321.2939 | 0.00293 | 1321.2864 | 0.02325
[30 empty] | 1321.3719 | 1321.3794 | 0.00293 | 1321.3719 | 0.02312
[30 empty] | 1321.4575 | 1321.465 | 0.00294 | 1321.4575 | 0.02295
[30 empty] | 1321.543 | 1321.5505 | 0.00294 | 1321.543 | 0.02274
[30 empty] | 1321.6285 | 1321.6361 | 0.00294 | 1321.6285 | 0.02249
[30 empty] | 1321.7141 | 1321.7217 | 0.00295 | 1321.7141 | 0.02221
[30 empty] | 1321.7998 | 1321.8073 | 0.00295 | 1321.7998 | 0.0219
[30 empty] | 1321.8854 | 1321.8928 | 0.00295 | 1321.8854 | 0.0216
[30 empty] | 1321.9709 | 1321.9784 | 0.00295 | 1321.9709 | 0.02131
[30 empty] | 1322.0566 | 1322.0641 | 0.00295 | 1322.0566 | 0.02108
[30 empty] | 1322.1422 | 1322.1497 | 0.00296 | 1322.1422 | 0.02092
[30 empty] | 1322.2279 | 1322.2353 | 0.00296 | 1322.2279 | 0.02087
[30 empty] | 1322.3135 | 1322.321 | 0.00296 | 1322.3135 | 0.02092
[30 empty] | 1322.3992 | 1322.4066 | 0.00296 | 1322.3992 | 0.0211
[30 empty] | 1322.4849 | 1322.4923 | 0.00296 | 1322.4849 | 0.02136
[30 empty] | 1322.5706 | 1322.578 | 0.00297 | 1322.5706 | 0.0217
[30 empty] | 1322.6562 | 1322.6637 | 0.00297 | 1322.6562 | 0.02206
[30 empty] | 1322.7419 | 1322.7494 | 0.00297 | 1322.7419 | 0.02241
[30 empty] | 1322.8276 | 1322.8352 | 0.00297 | 1322.8276 | 0.02271
[30 empty] | 1322.9135 | 1322.9209 | 0.00298 | 1322.9135 | 0.02294
[30 empty] | 1322.9992 | 1323.0066 | 0.00298 | 1322.9992 | 0.02308
[30 empty] | 1323.0848 | 1323.0924 | 0.00299 | 1323.0848 | 0.02315
[30 empty] | 1323.1707 | 1323.1781 | 0.00299 | 1323.1707 | 0.02316
[30 empty] | 1323.2565 | 1323.2639 | 0.00299 | 1323.2565 | 0.02314
[30 empty] | 1323.3422 | 1323.3497 | 0.003 | 1323.3422 | 0.0231
[30 empty] | 1323.428 | 1323.4355 | 0.00301 | 1323.428 | 0.02307
[30 empty] | 1323.5138 | 1323.5214 | 0.00301 | 1323.5138 | 0.02305
[30 empty] | 1323.5996 | 1323.6072 | 0.00302 | 1323.5996 | 0.02303
[30 empty] | 1323.6854 | 1323.693 | 0.00302 | 1323.6854 | 0.02302
[30 empty] | 1323.7714 | 1323.7788 | 0.00303 | 1323.7714 | 0.023
[30 empty] | 1323.8572 | 1323.8646 | 0.00304 | 1323.8572 | 0.02299
[30 empty] | 1323.943 | 1323.9506 | 0.00305 | 1323.943 | 0.02298
[30 empty] | 1324.0289 | 1324.0364 | 0.00305 | 1324.0289 | 0.023
[30 empty] | 1324.1147 | 1324.1223 | 0.00306 | 1324.1147 | 0.02302
[30 empty] | 1324.2007 | 1324.2081 | 0.00307 | 1324.2007 | 0.02306
[30 empty] | 1324.2866 | 1324.2941 | 0.00308 | 1324.2866 | 0.02307
[30 empty] | 1324.3726 | 1324.38 | 0.00309 | 1324.3726 | 0.02305
[30 empty] | 1324.4585 | 1324.4659 | 0.0031 | 1324.4585 | 0.02298
[30 empty] | 1324.5444 | 1324.5519 | 0.00311 | 1324.5444 | 0.02284
[30 empty] | 1324.6304 | 1324.6378 | 0.00312 | 1324.6304 | 0.02265
[30 empty] | 1324.7163 | 1324.7238 | 0.00312 | 1324.7163 | 0.02243
[30 empty] | 1324.8022 | 1324.8098 | 0.00313 | 1324.8022 | 0.0222
[30 empty] | 1324.8883 | 1324.8957 | 0.00315 | 1324.8883 | 0.02201
[30 empty] | 1324.9742 | 1324.9818 | 0.00316 | 1324.9742 | 0.02187
[30 empty] | 1325.0603 | 1325.0677 | 0.00317 | 1325.0603 | 0.0218
[30 empty] | 1325.1464 | 1325.1538 | 0.00318 | 1325.1464 | 0.02182
[30 empty] | 1325.2323 | 1325.2399 | 0.00319 | 1325.2323 | 0.0219
[30 empty] | 1325.3184 | 1325.3259 | 0.0032 | 1325.3184 | 0.02205
[30 empty] | 1325.4044 | 1325.412 | 0.00321 | 1325.4044 | 0.02223
[30 empty] | 1325.4905 | 1325.498 | 0.00322 | 1325.4905 | 0.02242
[30 empty] | 1325.5765 | 1325.5841 | 0.00323 | 1325.5765 | 0.02259
[30 empty] | 1325.6627 | 1325.6702 | 0.00324 | 1325.6627 | 0.02271
[30 empty] | 1325.7488 | 1325.7562 | 0.00325 | 1325.7488 | 0.02276
[30 empty] | 1325.8348 | 1325.8424 | 0.00327 | 1325.8348 | 0.02273
[30 empty] | 1325.921 | 1325.9285 | 0.00328 | 1325.921 | 0.0226
[30 empty] | 1326.0071 | 1326.0147 | 0.00329 | 1326.0071 | 0.02239
[30 empty] | 1326.0933 | 1326.1008 | 0.0033 | 1326.0933 | 0.02212
[30 empty] | 1326.1794 | 1326.1869 | 0.00331 | 1326.1794 | 0.02181
[30 empty] | 1326.2656 | 1326.2731 | 0.00332 | 1326.2656 | 0.02149
[30 empty] | 1326.3518 | 1326.3592 | 0.00333 | 1326.3518 | 0.0212
[30 empty] | 1326.438 | 1326.4454 | 0.00334 | 1326.438 | 0.02096
[30 empty] | 1326.5242 | 1326.5316 | 0.00335 | 1326.5242 | 0.02079
[30 empty] | 1326.6103 | 1326.6179 | 0.00336 | 1326.6103 | 0.02069
[30 empty] | 1326.6965 | 1326.7041 | 0.00337 | 1326.6965 | 0.02064
[30 empty] | 1326.7828 | 1326.7903 | 0.00338 | 1326.7828 | 0.02062
[30 empty] | 1326.869 | 1326.8766 | 0.00338 | 1326.869 | 0.0206
[30 empty] | 1326.9553 | 1326.9629 | 0.00339 | 1326.9553 | 0.02054
[30 empty] | 1327.0416 | 1327.0491 | 0.0034 | 1327.0416 | 0.02046
[30 empty] | 1327.1278 | 1327.1354 | 0.00341 | 1327.1278 | 0.02034
[30 empty] | 1327.2141 | 1327.2217 | 0.00342 | 1327.2141 | 0.0202
[30 empty] | 1327.3004 | 1327.308 | 0.00343 | 1327.3004 | 0.02007
[30 empty] | 1327.3867 | 1327.3943 | 0.00344 | 1327.3867 | 0.01998
[30 empty] | 1327.4731 | 1327.4806 | 0.00345 | 1327.4731 | 0.01994
[30 empty] | 1327.5594 | 1327.5669 | 0.00346 | 1327.5594 | 0.01997
[30 empty] | 1327.6457 | 1327.6533 | 0.00347 | 1327.6457 | 0.02006
[30 empty] | 1327.7322 | 1327.7396 | 0.00349 | 1327.7322 | 0.02022
[30 empty] | 1327.8185 | 1327.826 | 0.0035 | 1327.8185 | 0.02042
[30 empty] | 1327.9049 | 1327.9124 | 0.00351 | 1327.9049 | 0.02064
[30 empty] | 1327.9912 | 1327.9988 | 0.00353 | 1327.9912 | 0.02084
[30 empty] | 1328.0776 | 1328.0852 | 0.00354 | 1328.0776 | 0.02101
[30 empty] | 1328.1641 | 1328.1716 | 0.00356 | 1328.1641 | 0.0211
[30 empty] | 1328.2505 | 1328.2581 | 0.00357 | 1328.2505 | 0.0211
[30 empty] | 1328.3369 | 1328.3445 | 0.00359 | 1328.3369 | 0.021
[30 empty] | 1328.4233 | 1328.4309 | 0.00361 | 1328.4233 | 0.02083
[30 empty] | 1328.5099 | 1328.5173 | 0.00363 | 1328.5099 | 0.02062
[30 empty] | 1328.5963 | 1328.6039 | 0.00365 | 1328.5963 | 0.02041
[30 empty] | 1328.6827 | 1328.6903 | 0.00367 | 1328.6827 | 0.02023
[30 empty] | 1328.7693 | 1328.7769 | 0.00369 | 1328.7693 | 0.02013
[30 empty] | 1328.8558 | 1328.8633 | 0.00372 | 1328.8558 | 0.0201
[30 empty] | 1328.9423 | 1328.9498 | 0.00374 | 1328.9423 | 0.02015
[30 empty] | 1329.0288 | 1329.0364 | 0.00376 | 1329.0288 | 0.02023
[30 empty] | 1329.1154 | 1329.1229 | 0.00379 | 1329.1154 | 0.02032
[30 empty] | 1329.2019 | 1329.2095 | 0.00381 | 1329.2019 | 0.02038
[30 empty] | 1329.2885 | 1329.296 | 0.00384 | 1329.2885 | 0.0204
[30 empty] | 1329.375 | 1329.3826 | 0.00386 | 1329.375 | 0.02036
[30 empty] | 1329.4617 | 1329.4691 | 0.00389 | 1329.4617 | 0.0203
[30 empty] | 1329.5482 | 1329.5558 | 0.00392 | 1329.5482 | 0.02023
[30 empty] | 1329.6348 | 1329.6423 | 0.00394 | 1329.6348 | 0.02019
[30 empty] | 1329.7214 | 1329.729 | 0.00397 | 1329.7214 | 0.02018
[30 empty] | 1329.8081 | 1329.8156 | 0.004 | 1329.8081 | 0.02022
[30 empty] | 1329.8946 | 1329.9022 | 0.00402 | 1329.8946 | 0.0203
[30 empty] | 1329.9813 | 1329.9889 | 0.00405 | 1329.9813 | 0.02041
[30 empty] | 1330.068 | 1330.0756 | 0.00408 | 1330.068 | 0.02051
[30 empty] | 1330.1547 | 1330.1622 | 0.0041 | 1330.1547 | 0.02059
[30 empty] | 1330.2413 | 1330.2489 | 0.00413 | 1330.2413 | 0.02061
[30 empty] | 1330.3281 | 1330.3356 | 0.00415 | 1330.3281 | 0.02058
[30 empty] | 1330.4148 | 1330.4222 | 0.00418 | 1330.4148 | 0.02049
[30 empty] | 1330.5015 | 1330.509 | 0.0042 | 1330.5015 | 0.02033
[30 empty] | 1330.5883 | 1330.5957 | 0.00422 | 1330.5883 | 0.02014
[30 empty] | 1330.6749 | 1330.6825 | 0.00424 | 1330.6749 | 0.01991
[30 empty] | 1330.7617 | 1330.7693 | 0.00427 | 1330.7617 | 0.01965
[30 empty] | 1330.8485 | 1330.856 | 0.00429 | 1330.8485 | 0.01937
[30 empty] | 1330.9353 | 1330.9427 | 0.00431 | 1330.9353 | 0.01907
[30 empty] | 1331.022 | 1331.0295 | 0.00433 | 1331.022 | 0.01878
[30 empty] | 1331.1088 | 1331.1163 | 0.00435 | 1331.1088 | 0.01849
[30 empty] | 1331.1957 | 1331.2031 | 0.00437 | 1331.1957 | 0.01824
[30 empty] | 1331.2825 | 1331.29 | 0.00439 | 1331.2825 | 0.01804
[30 empty] | 1331.3693 | 1331.3768 | 0.00441 | 1331.3693 | 0.01791
[30 empty] | 1331.4562 | 1331.4636 | 0.00443 | 1331.4562 | 0.01788
[30 empty] | 1331.543 | 1331.5505 | 0.00445 | 1331.543 | 0.01795
[30 empty] | 1331.6299 | 1331.6373 | 0.00447 | 1331.6299 | 0.01811
[30 empty] | 1331.7167 | 1331.7242 | 0.00449 | 1331.7167 | 0.01837
[30 empty] | 1331.8036 | 1331.8112 | 0.00451 | 1331.8036 | 0.01868
[30 empty] | 1331.8905 | 1331.8981 | 0.00453 | 1331.8905 | 0.01903
[30 empty] | 1331.9774 | 1331.985 | 0.00455 | 1331.9774 | 0.01939
[30 empty] | 1332.0643 | 1332.0719 | 0.00457 | 1332.0643 | 0.01974
[30 empty] | 1332.1512 | 1332.1588 | 0.00459 | 1332.1512 | 0.02007
[30 empty] | 1332.2382 | 1332.2457 | 0.00461 | 1332.2382 | 0.02037
[30 empty] | 1332.3252 | 1332.3326 | 0.00463 | 1332.3252 | 0.02065
[30 empty] | 1332.4121 | 1332.4197 | 0.00465 | 1332.4121 | 0.02093
[30 empty] | 1332.4992 | 1332.5066 | 0.00468 | 1332.4992 | 0.02121
[30 empty] | 1332.5861 | 1332.5936 | 0.0047 | 1332.5861 | 0.02149
[30 empty] | 1332.6731 | 1332.6807 | 0.00473 | 1332.6731 | 0.02177
[30 empty] | 1332.7601 | 1332.7677 | 0.00475 | 1332.7601 | 0.02204
[30 empty] | 1332.8472 | 1332.8546 | 0.00478 | 1332.8472 | 0.02227
[30 empty] | 1332.9342 | 1332.9416 | 0.00481 | 1332.9342 | 0.02245
[30 empty] | 1333.0212 | 1333.0288 | 0.00484 | 1333.0212 | 0.02258
[30 empty] | 1333.1083 | 1333.1158 | 0.00487 | 1333.1083 | 0.02263
[30 empty] | 1333.1953 | 1333.2029 | 0.0049 | 1333.1953 | 0.02263
[30 empty] | 1333.2825 | 1333.2899 | 0.00493 | 1333.2825 | 0.02257
[30 empty] | 1333.3695 | 1333.3771 | 0.00496 | 1333.3695 | 0.02246
[30 empty] | 1333.4567 | 1333.4641 | 0.00499 | 1333.4567 | 0.02232
[30 empty] | 1333.5437 | 1333.5513 | 0.00503 | 1333.5437 | 0.02217
[30 empty] | 1333.6309 | 1333.6384 | 0.00506 | 1333.6309 | 0.02201
[30 empty] | 1333.718 | 1333.7256 | 0.0051 | 1333.718 | 0.02186
[30 empty] | 1333.8052 | 1333.8126 | 0.00513 | 1333.8052 | 0.02175
[30 empty] | 1333.8923 | 1333.8998 | 0.00517 | 1333.8923 | 0.02166
[30 empty] | 1333.9795 | 1333.9871 | 0.0052 | 1333.9795 | 0.02161
[30 empty] | 1334.0666 | 1334.0742 | 0.00524 | 1334.0666 | 0.02158
[30 empty] | 1334.1538 | 1334.1614 | 0.00528 | 1334.1538 | 0.02155
[30 empty] | 1334.2411 | 1334.2485 | 0.00531 | 1334.2411 | 0.0215
[30 empty] | 1334.3283 | 1334.3358 | 0.00535 | 1334.3283 | 0.0214
[30 empty] | 1334.4155 | 1334.4231 | 0.00538 | 1334.4155 | 0.02126
[30 empty] | 1334.5027 | 1334.5103 | 0.00542 | 1334.5027 | 0.02107
[30 empty] | 1334.59 | 1334.5975 | 0.00545 | 1334.59 | 0.02084
[30 empty] | 1334.6772 | 1334.6848 | 0.00549 | 1334.6772 | 0.02059
[30 empty] | 1334.7645 | 1334.7721 | 0.00552 | 1334.7645 | 0.02033
[30 empty] | 1334.8518 | 1334.8594 | 0.00556 | 1334.8518 | 0.02006
[30 empty] | 1334.9391 | 1334.9467 | 0.00559 | 1334.9391 | 0.01978
[30 empty] | 1335.0264 | 1335.0339 | 0.00562 | 1335.0264 | 0.0195
[30 empty] | 1335.1138 | 1335.1213 | 0.00565 | 1335.1138 | 0.01922
[30 empty] | 1335.201 | 1335.2086 | 0.00568 | 1335.201 | 0.01895
[30 empty] | 1335.2885 | 1335.2959 | 0.00571 | 1335.2885 | 0.01869
[30 empty] | 1335.3757 | 1335.3833 | 0.00573 | 1335.3757 | 0.01845
[30 empty] | 1335.4631 | 1335.4707 | 0.00576 | 1335.4631 | 0.01827
[30 empty] | 1335.5505 | 1335.5581 | 0.00578 | 1335.5505 | 0.01814
[30 empty] | 1335.6379 | 1335.6454 | 0.00581 | 1335.6379 | 0.01807
[30 empty] | 1335.7253 | 1335.7328 | 0.00583 | 1335.7253 | 0.01807
[30 empty] | 1335.8127 | 1335.8202 | 0.00585 | 1335.8127 | 0.01811
[30 empty] | 1335.9001 | 1335.9077 | 0.00587 | 1335.9001 | 0.01819
[30 empty] | 1335.9876 | 1335.9951 | 0.00589 | 1335.9876 | 0.0183
[30 empty] | 1336.0749 | 1336.0825 | 0.0059 | 1336.0749 | 0.01842
[30 empty] | 1336.1625 | 1336.17 | 0.00592 | 1336.1625 | 0.01856
[30 empty] | 1336.2499 | 1336.2575 | 0.00593 | 1336.2499 | 0.01872
[30 empty] | 1336.3374 | 1336.345 | 0.00594 | 1336.3374 | 0.0189
[30 empty] | 1336.4249 | 1336.4325 | 0.00596 | 1336.4249 | 0.0191
[30 empty] | 1336.5124 | 1336.5199 | 0.00597 | 1336.5124 | 0.01934
[30 empty] | 1336.6 | 1336.6074 | 0.00598 | 1336.6 | 0.01959
[30 empty] | 1336.6875 | 1336.695 | 0.00599 | 1336.6875 | 0.01986
[30 empty] | 1336.775 | 1336.7825 | 0.00599 | 1336.775 | 0.02012
[30 empty] | 1336.8626 | 1336.8701 | 0.006 | 1336.8626 | 0.02035
[30 empty] | 1336.9501 | 1336.9576 | 0.00601 | 1336.9501 | 0.02054
[30 empty] | 1337.0377 | 1337.0452 | 0.00602 | 1337.0377 | 0.02069
[30 empty] | 1337.1252 | 1337.1328 | 0.00602 | 1337.1252 | 0.0208
[30 empty] | 1337.2129 | 1337.2203 | 0.00603 | 1337.2129 | 0.02086
[30 empty] | 1337.3004 | 1337.308 | 0.00603 | 1337.3004 | 0.02089
[30 empty] | 1337.3881 | 1337.3956 | 0.00604 | 1337.3881 | 0.02092
[30 empty] | 1337.4757 | 1337.4833 | 0.00604 | 1337.4757 | 0.02094
[30 empty] | 1337.5633 | 1337.5709 | 0.00605 | 1337.5633 | 0.02099
[30 empty] | 1337.651 | 1337.6586 | 0.00605 | 1337.651 | 0.02108
[30 empty] | 1337.7387 | 1337.7462 | 0.00606 | 1337.7387 | 0.02121
[30 empty] | 1337.8263 | 1337.8339 | 0.00606 | 1337.8263 | 0.02139
[30 empty] | 1337.9141 | 1337.9215 | 0.00607 | 1337.9141 | 0.02159
[30 empty] | 1338.0017 | 1338.0093 | 0.00607 | 1338.0017 | 0.02182
[30 empty] | 1338.0894 | 1338.0969 | 0.00608 | 1338.0894 | 0.02204
[30 empty] | 1338.1771 | 1338.1847 | 0.00609 | 1338.1771 | 0.02223
[30 empty] | 1338.2649 | 1338.2725 | 0.00609 | 1338.2649 | 0.02239
[30 empty] | 1338.3527 | 1338.3601 | 0.0061 | 1338.3527 | 0.02252
[30 empty] | 1338.4403 | 1338.4479 | 0.0061 | 1338.4403 | 0.0226
[30 empty] | 1338.5281 | 1338.5356 | 0.00611 | 1338.5281 | 0.02267
[30 empty] | 1338.616 | 1338.6234 | 0.00612 | 1338.616 | 0.02272
[30 empty] | 1338.7037 | 1338.7113 | 0.00613 | 1338.7037 | 0.02276
[30 empty] | 1338.7915 | 1338.7991 | 0.00614 | 1338.7915 | 0.02279
[30 empty] | 1338.8793 | 1338.8868 | 0.00614 | 1338.8793 | 0.0228
[30 empty] | 1338.9672 | 1338.9747 | 0.00615 | 1338.9672 | 0.02278
[30 empty] | 1339.0549 | 1339.0625 | 0.00616 | 1339.0549 | 0.02274
[30 empty] | 1339.1428 | 1339.1504 | 0.00617 | 1339.1428 | 0.02267
[30 empty] | 1339.2307 | 1339.2383 | 0.00618 | 1339.2307 | 0.02259
[30 empty] | 1339.3186 | 1339.326 | 0.00619 | 1339.3186 | 0.02249
[30 empty] | 1339.4065 | 1339.4139 | 0.0062 | 1339.4065 | 0.0224
[30 empty] | 1339.4944 | 1339.5018 | 0.00621 | 1339.4944 | 0.0223
[30 empty] | 1339.5823 | 1339.5898 | 0.00623 | 1339.5823 | 0.0222
[30 empty] | 1339.6702 | 1339.6777 | 0.00624 | 1339.6702 | 0.02209
[30 empty] | 1339.7581 | 1339.7656 | 0.00625 | 1339.7581 | 0.02197
[30 empty] | 1339.8461 | 1339.8535 | 0.00626 | 1339.8461 | 0.02184
[30 empty] | 1339.934 | 1339.9415 | 0.00628 | 1339.934 | 0.02171
[30 empty] | 1340.022 | 1340.0295 | 0.00629 | 1340.022 | 0.02161
[30 empty] | 1340.1099 | 1340.1174 | 0.00631 | 1340.1099 | 0.02153
[30 empty] | 1340.1979 | 1340.2054 | 0.00632 | 1340.1979 | 0.0215
[30 empty] | 1340.2859 | 1340.2935 | 0.00634 | 1340.2859 | 0.02153
[30 empty] | 1340.3739 | 1340.3815 | 0.00635 | 1340.3739 | 0.02162
[30 empty] | 1340.4619 | 1340.4695 | 0.00637 | 1340.4619 | 0.02173
[30 empty] | 1340.5499 | 1340.5575 | 0.00638 | 1340.5499 | 0.02185
[30 empty] | 1340.6379 | 1340.6455 | 0.0064 | 1340.6379 | 0.02195
[30 empty] | 1340.7261 | 1340.7336 | 0.00642 | 1340.7261 | 0.02198
[30 empty] | 1340.8141 | 1340.8217 | 0.00644 | 1340.8141 | 0.02192
[30 empty] | 1340.9022 | 1340.9098 | 0.00646 | 1340.9022 | 0.02177
[30 empty] | 1340.9902 | 1340.9978 | 0.00648 | 1340.9902 | 0.02154
[30 empty] | 1341.0784 | 1341.0859 | 0.0065 | 1341.0784 | 0.02124
[30 empty] | 1341.1665 | 1341.1741 | 0.00652 | 1341.1665 | 0.02091
[30 empty] | 1341.2546 | 1341.2622 | 0.00655 | 1341.2546 | 0.02059
[30 empty] | 1341.3428 | 1341.3503 | 0.00657 | 1341.3428 | 0.02031
[30 empty] | 1341.4309 | 1341.4385 | 0.00659 | 1341.4309 | 0.02011
[30 empty] | 1341.519 | 1341.5266 | 0.00662 | 1341.519 | 0.02001
[30 empty] | 1341.6072 | 1341.6147 | 0.00664 | 1341.6072 | 0.02001
[30 empty] | 1341.6954 | 1341.703 | 0.00667 | 1341.6954 | 0.02011
[30 empty] | 1341.7836 | 1341.7911 | 0.0067 | 1341.7836 | 0.02031
[30 empty] | 1341.8718 | 1341.8794 | 0.00673 | 1341.8718 | 0.02057
[30 empty] | 1341.9601 | 1341.9677 | 0.00675 | 1341.9601 | 0.02086
[30 empty] | 1342.0482 | 1342.0558 | 0.00678 | 1342.0482 | 0.02115
[30 empty] | 1342.1365 | 1342.144 | 0.00681 | 1342.1365 | 0.02142
[30 empty] | 1342.2247 | 1342.2323 | 0.00684 | 1342.2247 | 0.02162
[30 empty] | 1342.313 | 1342.3206 | 0.00687 | 1342.313 | 0.02174
[30 empty] | 1342.4012 | 1342.4088 | 0.0069 | 1342.4012 | 0.02179
[30 empty] | 1342.4896 | 1342.4972 | 0.00693 | 1342.4896 | 0.02175
[30 empty] | 1342.5779 | 1342.5855 | 0.00696 | 1342.5779 | 0.02166
[30 empty] | 1342.6661 | 1342.6737 | 0.007 | 1342.6661 | 0.02153
[30 empty] | 1342.7545 | 1342.7621 | 0.00703 | 1342.7545 | 0.0214
[30 empty] | 1342.8429 | 1342.8505 | 0.00706 | 1342.8429 | 0.02129
[30 empty] | 1342.9311 | 1342.9387 | 0.00709 | 1342.9311 | 0.02122
[30 empty] | 1343.0195 | 1343.0271 | 0.00712 | 1343.0195 | 0.0212
[30 empty] | 1343.1079 | 1343.1155 | 0.00715 | 1343.1079 | 0.02123
[30 empty] | 1343.1963 | 1343.2039 | 0.00718 | 1343.1963 | 0.02132
[30 empty] | 1343.2847 | 1343.2922 | 0.00721 | 1343.2847 | 0.02143
[30 empty] | 1343.373 | 1343.3806 | 0.00724 | 1343.373 | 0.02156
[30 empty] | 1343.4615 | 1343.4691 | 0.00726 | 1343.4615 | 0.02167
[30 empty] | 1343.5499 | 1343.5575 | 0.00729 | 1343.5499 | 0.02175
[30 empty] | 1343.6384 | 1343.646 | 0.00732 | 1343.6384 | 0.02178
[30 empty] | 1343.7268 | 1343.7344 | 0.00735 | 1343.7268 | 0.02173
[30 empty] | 1343.8153 | 1343.8229 | 0.00737 | 1343.8153 | 0.02162
[30 empty] | 1343.9038 | 1343.9114 | 0.0074 | 1343.9038 | 0.02144
[30 empty] | 1343.9922 | 1343.9999 | 0.00742 | 1343.9922 | 0.02122
[30 empty] | 1344.0807 | 1344.0883 | 0.00745 | 1344.0807 | 0.02098
[30 empty] | 1344.1692 | 1344.1769 | 0.00747 | 1344.1692 | 0.02074
[30 empty] | 1344.2578 | 1344.2654 | 0.00749 | 1344.2578 | 0.02054
[30 empty] | 1344.3463 | 1344.3539 | 0.00751 | 1344.3463 | 0.02039
[30 empty] | 1344.4348 | 1344.4424 | 0.00754 | 1344.4348 | 0.02031
[30 empty] | 1344.5234 | 1344.531 | 0.00756 | 1344.5234 | 0.02029
[30 empty] | 1344.6119 | 1344.6195 | 0.00758 | 1344.6119 | 0.02034
[30 empty] | 1344.7006 | 1344.7081 | 0.0076 | 1344.7006 | 0.02045
[30 empty] | 1344.7892 | 1344.7967 | 0.00762 | 1344.7892 | 0.02058
[30 empty] | 1344.8777 | 1344.8853 | 0.00764 | 1344.8777 | 0.02074
[30 empty] | 1344.9663 | 1344.9739 | 0.00766 | 1344.9663 | 0.02088
[30 empty] | 1345.0549 | 1345.0625 | 0.00768 | 1345.0549 | 0.02101
[30 empty] | 1345.1436 | 1345.1512 | 0.0077 | 1345.1436 | 0.02109
[30 empty] | 1345.2323 | 1345.2399 | 0.00772 | 1345.2323 | 0.02114
[30 empty] | 1345.3209 | 1345.3285 | 0.00774 | 1345.3209 | 0.02115
[30 empty] | 1345.4096 | 1345.4171 | 0.00776 | 1345.4096 | 0.02111
[30 empty] | 1345.4983 | 1345.5059 | 0.00778 | 1345.4983 | 0.02104
[30 empty] | 1345.5869 | 1345.5946 | 0.00781 | 1345.5869 | 0.02094
[30 empty] | 1345.6757 | 1345.6832 | 0.00783 | 1345.6757 | 0.0208
[30 empty] | 1345.7644 | 1345.772 | 0.00785 | 1345.7644 | 0.02066
[30 empty] | 1345.8531 | 1345.8607 | 0.00788 | 1345.8531 | 0.02051
[30 empty] | 1345.9419 | 1345.9495 | 0.0079 | 1345.9419 | 0.02037
[30 empty] | 1346.0306 | 1346.0382 | 0.00793 | 1346.0306 | 0.02027
[30 empty] | 1346.1194 | 1346.127 | 0.00795 | 1346.1194 | 0.02022
[30 empty] | 1346.2081 | 1346.2157 | 0.00798 | 1346.2081 | 0.02024
[30 empty] | 1346.297 | 1346.3046 | 0.008 | 1346.297 | 0.02032
[30 empty] | 1346.3857 | 1346.3933 | 0.00803 | 1346.3857 | 0.02046
[30 empty] | 1346.4746 | 1346.4822 | 0.00806 | 1346.4746 | 0.02062
[30 empty] | 1346.5633 | 1346.5709 | 0.00809 | 1346.5633 | 0.02079
[30 empty] | 1346.6522 | 1346.6598 | 0.00812 | 1346.6522 | 0.02093
[30 empty] | 1346.7411 | 1346.7487 | 0.00814 | 1346.7411 | 0.02101
[30 empty] | 1346.83 | 1346.8375 | 0.00817 | 1346.83 | 0.02102
[30 empty] | 1346.9188 | 1346.9264 | 0.0082 | 1346.9188 | 0.02097
[30 empty] | 1347.0077 | 1347.0153 | 0.00824 | 1347.0077 | 0.02088
[30 empty] | 1347.0966 | 1347.1041 | 0.00827 | 1347.0966 | 0.02075
[30 empty] | 1347.1854 | 1347.1931 | 0.0083 | 1347.1854 | 0.02064
[30 empty] | 1347.2744 | 1347.282 | 0.00833 | 1347.2744 | 0.02055
[30 empty] | 1347.3633 | 1347.3709 | 0.00836 | 1347.3633 | 0.0205
[30 empty] | 1347.4523 | 1347.4598 | 0.00839 | 1347.4523 | 0.02051
[30 empty] | 1347.5413 | 1347.5488 | 0.00842 | 1347.5413 | 0.02056
[30 empty] | 1347.6301 | 1347.6378 | 0.00845 | 1347.6301 | 0.02064
[30 empty] | 1347.7191 | 1347.7267 | 0.00848 | 1347.7191 | 0.02072
[30 empty] | 1347.8081 | 1347.8157 | 0.00851 | 1347.8081 | 0.02079
[30 empty] | 1347.8971 | 1347.9048 | 0.00855 | 1347.8971 | 0.02084
[30 empty] | 1347.9862 | 1347.9938 | 0.00858 | 1347.9862 | 0.02086
[30 empty] | 1348.0752 | 1348.0828 | 0.00861 | 1348.0752 | 0.02086
[30 empty] | 1348.1642 | 1348.1717 | 0.00864 | 1348.1642 | 0.02087
[30 empty] | 1348.2533 | 1348.2609 | 0.00867 | 1348.2533 | 0.02088
[30 empty] | 1348.3423 | 1348.3499 | 0.00869 | 1348.3423 | 0.02092
[30 empty] | 1348.4314 | 1348.439 | 0.00872 | 1348.4314 | 0.02097
[30 empty] | 1348.5205 | 1348.5281 | 0.00875 | 1348.5205 | 0.02102
[30 empty] | 1348.6095 | 1348.6172 | 0.00878 | 1348.6095 | 0.02104
[30 empty] | 1348.6986 | 1348.7063 | 0.00881 | 1348.6986 | 0.02102
[30 empty] | 1348.7877 | 1348.7954 | 0.00884 | 1348.7877 | 0.02093
[30 empty] | 1348.877 | 1348.8845 | 0.00886 | 1348.877 | 0.02079
[30 empty] | 1348.9661 | 1348.9736 | 0.00889 | 1348.9661 | 0.02062
[30 empty] | 1349.0552 | 1349.0627 | 0.00892 | 1349.0552 | 0.02045
[30 empty] | 1349.1444 | 1349.152 | 0.00894 | 1349.1444 | 0.02031
[30 empty] | 1349.2335 | 1349.2411 | 0.00897 | 1349.2335 | 0.02022
[30 empty] | 1349.3228 | 1349.3303 | 0.00899 | 1349.3228 | 0.02018
[30 empty] | 1349.412 | 1349.4196 | 0.00902 | 1349.412 | 0.02018
[30 empty] | 1349.5011 | 1349.5088 | 0.00904 | 1349.5011 | 0.02018
[30 empty] | 1349.5903 | 1349.598 | 0.00907 | 1349.5903 | 0.02018
[30 empty] | 1349.6796 | 1349.6873 | 0.00909 | 1349.6796 | 0.02016
[30 empty] | 1349.7688 | 1349.7765 | 0.00912 | 1349.7688 | 0.02013
[30 empty] | 1349.8582 | 1349.8657 | 0.00914 | 1349.8582 | 0.0201
[30 empty] | 1349.9474 | 1349.955 | 0.00916 | 1349.9474 | 0.02012
[30 empty] | 1350.0366 | 1350.0443 | 0.00919 | 1350.0366 | 0.02019
[30 empty] | 1350.126 | 1350.1335 | 0.00921 | 1350.126 | 0.02033
[30 empty] | 1350.2152 | 1350.2229 | 0.00923 | 1350.2152 | 0.02054
[30 empty] | 1350.3046 | 1350.3121 | 0.00925 | 1350.3046 | 0.02079
[30 empty] | 1350.3939 | 1350.4015 | 0.00927 | 1350.3939 | 0.02106
[30 empty] | 1350.4833 | 1350.4908 | 0.00929 | 1350.4833 | 0.02132
[30 empty] | 1350.5726 | 1350.5802 | 0.00931 | 1350.5726 | 0.02154
[30 empty] | 1350.662 | 1350.6696 | 0.00933 | 1350.662 | 0.0217
[30 empty] | 1350.7513 | 1350.7589 | 0.00935 | 1350.7513 | 0.02178
[30 empty] | 1350.8407 | 1350.8484 | 0.00937 | 1350.8407 | 0.0218
[30 empty] | 1350.9302 | 1350.9377 | 0.00939 | 1350.9302 | 0.02173
[30 empty] | 1351.0195 | 1351.0271 | 0.00941 | 1351.0195 | 0.02159
[30 empty] | 1351.109 | 1351.1166 | 0.00943 | 1351.109 | 0.02137
[30 empty] | 1351.1984 | 1351.2061 | 0.00944 | 1351.1984 | 0.02108
[30 empty] | 1351.2878 | 1351.2954 | 0.00946 | 1351.2878 | 0.02073
[30 empty] | 1351.3773 | 1351.3849 | 0.00947 | 1351.3773 | 0.02034
[30 empty] | 1351.4668 | 1351.4744 | 0.00949 | 1351.4668 | 0.01992
[30 empty] | 1351.5563 | 1351.5638 | 0.0095 | 1351.5563 | 0.01951
[30 empty] | 1351.6457 | 1351.6533 | 0.00952 | 1351.6457 | 0.01914
[30 empty] | 1351.7352 | 1351.7429 | 0.00953 | 1351.7352 | 0.01883
[30 empty] | 1351.8248 | 1351.8324 | 0.00955 | 1351.8248 | 0.01862
[30 empty] | 1351.9143 | 1351.9219 | 0.00956 | 1351.9143 | 0.01851
[30 empty] | 1352.0039 | 1352.0115 | 0.00958 | 1352.0039 | 0.01851
[30 empty] | 1352.0934 | 1352.1011 | 0.00959 | 1352.0934 | 0.01861
[30 empty] | 1352.183 | 1352.1906 | 0.00961 | 1352.183 | 0.0188
[30 empty] | 1352.2726 | 1352.2802 | 0.00962 | 1352.2726 | 0.01905
[30 empty] | 1352.3622 | 1352.3698 | 0.00964 | 1352.3622 | 0.01935
[30 empty] | 1352.4518 | 1352.4594 | 0.00966 | 1352.4518 | 0.01968
[30 empty] | 1352.5414 | 1352.549 | 0.00967 | 1352.5414 | 0.02002
[30 empty] | 1352.631 | 1352.6385 | 0.00969 | 1352.631 | 0.02036
[30 empty] | 1352.7206 | 1352.7283 | 0.00971 | 1352.7206 | 0.0207
[30 empty] | 1352.8103 | 1352.8179 | 0.00973 | 1352.8103 | 0.02101
[30 empty] | 1352.8999 | 1352.9076 | 0.00975 | 1352.8999 | 0.02129
[30 empty] | 1352.9896 | 1352.9972 | 0.00977 | 1352.9896 | 0.02154
[30 empty] | 1353.0793 | 1353.0869 | 0.0098 | 1353.0793 | 0.02173
[30 empty] | 1353.1689 | 1353.1766 | 0.00982 | 1353.1689 | 0.02188
[30 empty] | 1353.2587 | 1353.2664 | 0.00984 | 1353.2587 | 0.02199
[30 empty] | 1353.3484 | 1353.3561 | 0.00987 | 1353.3484 | 0.02206
[30 empty] | 1353.4381 | 1353.4458 | 0.0099 | 1353.4381 | 0.02209
[30 empty] | 1353.5279 | 1353.5355 | 0.00993 | 1353.5279 | 0.02209
[30 empty] | 1353.6177 | 1353.6252 | 0.00996 | 1353.6177 | 0.02205
[30 empty] | 1353.7074 | 1353.7151 | 0.00999 | 1353.7074 | 0.02197
[30 empty] | 1353.7972 | 1353.8048 | 0.01002 | 1353.7972 | 0.02182
[30 empty] | 1353.887 | 1353.8946 | 0.01005 | 1353.887 | 0.02161
[30 empty] | 1353.9768 | 1353.9844 | 0.01009 | 1353.9768 | 0.02134
[30 empty] | 1354.0666 | 1354.0742 | 0.01012 | 1354.0666 | 0.02102
[30 empty] | 1354.1565 | 1354.1641 | 0.01016 | 1354.1565 | 0.02068
[30 empty] | 1354.2463 | 1354.2539 | 0.01019 | 1354.2463 | 0.02034
[30 empty] | 1354.3362 | 1354.3438 | 0.01023 | 1354.3362 | 0.02002
[30 empty] | 1354.426 | 1354.4336 | 0.01027 | 1354.426 | 0.01974
[30 empty] | 1354.5159 | 1354.5236 | 0.0103 | 1354.5159 | 0.0195
[30 empty] | 1354.6057 | 1354.6134 | 0.01034 | 1354.6057 | 0.0193
[30 empty] | 1354.6957 | 1354.7033 | 0.01038 | 1354.6957 | 0.01914
[30 empty] | 1354.7856 | 1354.7932 | 0.01042 | 1354.7856 | 0.01903
[30 empty] | 1354.8755 | 1354.8832 | 0.01046 | 1354.8755 | 0.01896
[30 empty] | 1354.9654 | 1354.973 | 0.01049 | 1354.9654 | 0.01893
[30 empty] | 1355.0554 | 1355.063 | 0.01053 | 1355.0554 | 0.01894
[30 empty] | 1355.1454 | 1355.1529 | 0.01057 | 1355.1454 | 0.01899
[30 empty] | 1355.2353 | 1355.2429 | 0.01061 | 1355.2353 | 0.01908
[30 empty] | 1355.3253 | 1355.3329 | 0.01064 | 1355.3253 | 0.0192
[30 empty] | 1355.4153 | 1355.423 | 0.01068 | 1355.4153 | 0.01936
[30 empty] | 1355.5052 | 1355.5129 | 0.01071 | 1355.5052 | 0.01955
[30 empty] | 1355.5953 | 1355.6029 | 0.01075 | 1355.5953 | 0.01978
[30 empty] | 1355.6853 | 1355.693 | 0.01079 | 1355.6853 | 0.02007
[30 empty] | 1355.7754 | 1355.7831 | 0.01082 | 1355.7754 | 0.02041
[30 empty] | 1355.8655 | 1355.873 | 0.01085 | 1355.8655 | 0.02079
[30 empty] | 1355.9556 | 1355.9631 | 0.01089 | 1355.9556 | 0.0212
[30 empty] | 1356.0457 | 1356.0532 | 0.01092 | 1356.0457 | 0.0216
[30 empty] | 1356.1357 | 1356.1433 | 0.01095 | 1356.1357 | 0.02197
[30 empty] | 1356.2258 | 1356.2334 | 0.01099 | 1356.2258 | 0.02226
[30 empty] | 1356.3159 | 1356.3235 | 0.01102 | 1356.3159 | 0.02246
[30 empty] | 1356.406 | 1356.4137 | 0.01105 | 1356.406 | 0.02255
[30 empty] | 1356.4962 | 1356.5038 | 0.01108 | 1356.4962 | 0.02253
[30 empty] | 1356.5863 | 1356.594 | 0.01111 | 1356.5863 | 0.0224
[30 empty] | 1356.6765 | 1356.6841 | 0.01114 | 1356.6765 | 0.02218
[30 empty] | 1356.7667 | 1356.7743 | 0.01117 | 1356.7667 | 0.0219
[30 empty] | 1356.8568 | 1356.8645 | 0.0112 | 1356.8568 | 0.02159
[30 empty] | 1356.947 | 1356.9547 | 0.01123 | 1356.947 | 0.02126
[30 empty] | 1357.0372 | 1357.0449 | 0.01126 | 1357.0372 | 0.02094
[30 empty] | 1357.1274 | 1357.1351 | 0.01129 | 1357.1274 | 0.02066
[30 empty] | 1357.2178 | 1357.2253 | 0.01132 | 1357.2178 | 0.02041
[30 empty] | 1357.308 | 1357.3156 | 0.01134 | 1357.308 | 0.0202
[30 empty] | 1357.3982 | 1357.4059 | 0.01137 | 1357.3982 | 0.02005
[30 empty] | 1357.4885 | 1357.4961 | 0.0114 | 1357.4885 | 0.01994
[30 empty] | 1357.5787 | 1357.5864 | 0.01143 | 1357.5787 | 0.01988
[30 empty] | 1357.6691 | 1357.6768 | 0.01146 | 1357.6691 | 0.01985
[30 empty] | 1357.7594 | 1357.767 | 0.01148 | 1357.7594 | 0.01984
[30 empty] | 1357.8497 | 1357.8573 | 0.01151 | 1357.8497 | 0.01985
[30 empty] | 1357.9401 | 1357.9476 | 0.01154 | 1357.9401 | 0.01986
[30 empty] | 1358.0304 | 1358.038 | 0.01156 | 1358.0304 | 0.01985
[30 empty] | 1358.1207 | 1358.1284 | 0.01159 | 1358.1207 | 0.01982
[30 empty] | 1358.2111 | 1358.2188 | 0.01162 | 1358.2111 | 0.01977
[30 empty] | 1358.3015 | 1358.3091 | 0.01164 | 1358.3015 | 0.01968
[30 empty] | 1358.3918 | 1358.3995 | 0.01167 | 1358.3918 | 0.01957
[30 empty] | 1358.4823 | 1358.4899 | 0.0117 | 1358.4823 | 0.01944
[30 empty] | 1358.5726 | 1358.5803 | 0.01172 | 1358.5726 | 0.01928
[30 empty] | 1358.6631 | 1358.6708 | 0.01175 | 1358.6631 | 0.01911
[30 empty] | 1358.7535 | 1358.7612 | 0.01177 | 1358.7535 | 0.01893
[30 empty] | 1358.844 | 1358.8517 | 0.0118 | 1358.844 | 0.01873
[30 empty] | 1358.9344 | 1358.9421 | 0.01182 | 1358.9344 | 0.01853
[30 empty] | 1359.0249 | 1359.0326 | 0.01185 | 1359.0249 | 0.01833
[30 empty] | 1359.1155 | 1359.123 | 0.01187 | 1359.1155 | 0.01815
[30 empty] | 1359.2059 | 1359.2135 | 0.0119 | 1359.2059 | 0.01801
[30 empty] | 1359.2964 | 1359.3041 | 0.01192 | 1359.2964 | 0.01792
[30 empty] | 1359.387 | 1359.3946 | 0.01194 | 1359.387 | 0.01787
[30 empty] | 1359.4775 | 1359.4851 | 0.01197 | 1359.4775 | 0.01787
[30 empty] | 1359.568 | 1359.5757 | 0.01199 | 1359.568 | 0.0179
[30 empty] | 1359.6586 | 1359.6663 | 0.01202 | 1359.6586 | 0.01794
[30 empty] | 1359.7492 | 1359.7568 | 0.01204 | 1359.7492 | 0.01796
[30 empty] | 1359.8397 | 1359.8474 | 0.01207 | 1359.8397 | 0.01797
[30 empty] | 1359.9303 | 1359.938 | 0.0121 | 1359.9303 | 0.01795
[30 empty] | 1360.021 | 1360.0286 | 0.01212 | 1360.021 | 0.01792
[30 empty] | 1360.1116 | 1360.1193 | 0.01215 | 1360.1116 | 0.01791
[30 empty] | 1360.2022 | 1360.2098 | 0.01217 | 1360.2022 | 0.01794
[30 empty] | 1360.2929 | 1360.3005 | 0.0122 | 1360.2929 | 0.01803
[30 empty] | 1360.3835 | 1360.3911 | 0.01223 | 1360.3835 | 0.01819
[30 empty] | 1360.4741 | 1360.4818 | 0.01226 | 1360.4741 | 0.01843
[30 empty] | 1360.5648 | 1360.5725 | 0.01229 | 1360.5648 | 0.01872
[30 empty] | 1360.6555 | 1360.6632 | 0.01232 | 1360.6555 | 0.01904
[30 empty] | 1360.7462 | 1360.7539 | 0.01235 | 1360.7462 | 0.01936
[30 empty] | 1360.8369 | 1360.8446 | 0.01238 | 1360.8369 | 0.01968
[30 empty] | 1360.9277 | 1360.9353 | 0.01242 | 1360.9277 | 0.01999
[30 empty] | 1361.0184 | 1361.0261 | 0.01245 | 1361.0184 | 0.02028
[30 empty] | 1361.1092 | 1361.1168 | 0.01249 | 1361.1092 | 0.02055
[30 empty] | 1361.1999 | 1361.2076 | 0.01252 | 1361.1999 | 0.0208
[30 empty] | 1361.2908 | 1361.2983 | 0.01256 | 1361.2908 | 0.02104
[30 empty] | 1361.3815 | 1361.3892 | 0.0126 | 1361.3815 | 0.02125
[30 empty] | 1361.4723 | 1361.48 | 0.01263 | 1361.4723 | 0.02143
[30 empty] | 1361.5631 | 1361.5708 | 0.01267 | 1361.5631 | 0.02156
[30 empty] | 1361.6539 | 1361.6616 | 0.01271 | 1361.6539 | 0.02163
[30 empty] | 1361.7448 | 1361.7524 | 0.01275 | 1361.7448 | 0.02166
[30 empty] | 1361.8357 | 1361.8433 | 0.0128 | 1361.8357 | 0.02166
[30 empty] | 1361.9265 | 1361.9342 | 0.01284 | 1361.9265 | 0.02164
[30 empty] | 1362.0173 | 1362.025 | 0.01288 | 1362.0173 | 0.02161
[30 empty] | 1362.1083 | 1362.116 | 0.01292 | 1362.1083 | 0.0216
[30 empty] | 1362.1992 | 1362.2068 | 0.01297 | 1362.1992 | 0.0216
[30 empty] | 1362.29 | 1362.2977 | 0.01301 | 1362.29 | 0.02161
[30 empty] | 1362.381 | 1362.3887 | 0.01305 | 1362.381 | 0.02162
[30 empty] | 1362.4719 | 1362.4796 | 0.01309 | 1362.4719 | 0.02164
[30 empty] | 1362.5629 | 1362.5706 | 0.01314 | 1362.5629 | 0.02165
[30 empty] | 1362.6538 | 1362.6615 | 0.01318 | 1362.6538 | 0.02165
[30 empty] | 1362.7449 | 1362.7524 | 0.01322 | 1362.7449 | 0.02163
[30 empty] | 1362.8358 | 1362.8435 | 0.01326 | 1362.8358 | 0.02157
[30 empty] | 1362.9268 | 1362.9344 | 0.0133 | 1362.9268 | 0.02147
[30 empty] | 1363.0178 | 1363.0255 | 0.01334 | 1363.0178 | 0.0213
[30 empty] | 1363.1088 | 1363.1165 | 0.01338 | 1363.1088 | 0.02106
[30 empty] | 1363.1998 | 1363.2075 | 0.01342 | 1363.1998 | 0.02076
[30 empty] | 1363.2909 | 1363.2986 | 0.01346 | 1363.2909 | 0.02041
[30 empty] | 1363.382 | 1363.3897 | 0.0135 | 1363.382 | 0.02005
[30 empty] | 1363.473 | 1363.4807 | 0.01353 | 1363.473 | 0.01971
[30 empty] | 1363.5641 | 1363.5718 | 0.01357 | 1363.5641 | 0.01944
[30 empty] | 1363.6552 | 1363.6628 | 0.01361 | 1363.6552 | 0.01926
[30 empty] | 1363.7463 | 1363.7539 | 0.01364 | 1363.7463 | 0.01918
[30 empty] | 1363.8374 | 1363.8451 | 0.01367 | 1363.8374 | 0.01923
[30 empty] | 1363.9286 | 1363.9362 | 0.01371 | 1363.9286 | 0.01937
[30 empty] | 1364.0196 | 1364.0273 | 0.01374 | 1364.0196 | 0.01961
[30 empty] | 1364.1108 | 1364.1185 | 0.01377 | 1364.1108 | 0.01989
[30 empty] | 1364.202 | 1364.2097 | 0.0138 | 1364.202 | 0.0202
[30 empty] | 1364.2932 | 1364.3009 | 0.01383 | 1364.2932 | 0.02049
[30 empty] | 1364.3844 | 1364.3921 | 0.01386 | 1364.3844 | 0.02075
[30 empty] | 1364.4756 | 1364.4833 | 0.01389 | 1364.4756 | 0.02097
[30 empty] | 1364.5668 | 1364.5745 | 0.01392 | 1364.5668 | 0.02114
[30 empty] | 1364.658 | 1364.6656 | 0.01395 | 1364.658 | 0.0213
[30 empty] | 1364.7493 | 1364.757 | 0.01398 | 1364.7493 | 0.02146
[30 empty] | 1364.8404 | 1364.8481 | 0.014 | 1364.8404 | 0.02167
[30 empty] | 1364.9318 | 1364.9395 | 0.01403 | 1364.9318 | 0.02194
[30 empty] | 1365.0231 | 1365.0308 | 0.01406 | 1365.0231 | 0.02228
[30 empty] | 1365.1144 | 1365.1219 | 0.01409 | 1365.1144 | 0.02265
[30 empty] | 1365.2057 | 1365.2133 | 0.01411 | 1365.2057 | 0.02302
[30 empty] | 1365.297 | 1365.3046 | 0.01414 | 1365.297 | 0.02334
[30 empty] | 1365.3883 | 1365.396 | 0.01417 | 1365.3883 | 0.02354
[30 empty] | 1365.4796 | 1365.4873 | 0.0142 | 1365.4796 | 0.02359
[30 empty] | 1365.5709 | 1365.5786 | 0.01422 | 1365.5709 | 0.02348
[30 empty] | 1365.6624 | 1365.6699 | 0.01425 | 1365.6624 | 0.02322
[30 empty] | 1365.7537 | 1365.7613 | 0.01428 | 1365.7537 | 0.02283
[30 empty] | 1365.8451 | 1365.8528 | 0.01431 | 1365.8451 | 0.02237
[30 empty] | 1365.9365 | 1365.9441 | 0.01434 | 1365.9365 | 0.02189
[30 empty] | 1366.0278 | 1366.0355 | 0.01437 | 1366.0278 | 0.02141
[30 empty] | 1366.1193 | 1366.127 | 0.0144 | 1366.1193 | 0.02097
[30 empty] | 1366.2107 | 1366.2184 | 0.01443 | 1366.2107 | 0.02058
[30 empty] | 1366.3022 | 1366.3098 | 0.01446 | 1366.3022 | 0.02026
[30 empty] | 1366.3937 | 1366.4014 | 0.01449 | 1366.3937 | 0.02
[30 empty] | 1366.4851 | 1366.4928 | 0.01453 | 1366.4851 | 0.01983
[30 empty] | 1366.5767 | 1366.5842 | 0.01456 | 1366.5767 | 0.01973
[30 empty] | 1366.6681 | 1366.6758 | 0.0146 | 1366.6681 | 0.0197
[30 empty] | 1366.7596 | 1366.7673 | 0.01463 | 1366.7596 | 0.01973
[30 empty] | 1366.8511 | 1366.8588 | 0.01467 | 1366.8511 | 0.01979
[30 empty] | 1366.9426 | 1366.9503 | 0.01471 | 1366.9426 | 0.01986
[30 empty] | 1367.0342 | 1367.0419 | 0.01475 | 1367.0342 | 0.0199
[30 empty] | 1367.1257 | 1367.1334 | 0.01479 | 1367.1257 | 0.01991
[30 empty] | 1367.2173 | 1367.225 | 0.01483 | 1367.2173 | 0.01985
[30 empty] | 1367.309 | 1367.3165 | 0.01488 | 1367.309 | 0.01974
[30 empty] | 1367.4005 | 1367.4082 | 0.01492 | 1367.4005 | 0.01959
[30 empty] | 1367.4921 | 1367.4998 | 0.01496 | 1367.4921 | 0.01941
[30 empty] | 1367.5837 | 1367.5914 | 0.01501 | 1367.5837 | 0.01923
[30 empty] | 1367.6754 | 1367.683 | 0.01506 | 1367.6754 | 0.01908
[30 empty] | 1367.767 | 1367.7747 | 0.01511 | 1367.767 | 0.01896
[30 empty] | 1367.8586 | 1367.8663 | 0.01515 | 1367.8586 | 0.01889
[30 empty] | 1367.9503 | 1367.958 | 0.0152 | 1367.9503 | 0.01884
[30 empty] | 1368.042 | 1368.0497 | 0.01525 | 1368.042 | 0.0188
[30 empty] | 1368.1337 | 1368.1414 | 0.0153 | 1368.1337 | 0.01874
[30 empty] | 1368.2253 | 1368.233 | 0.01535 | 1368.2253 | 0.01864
[30 empty] | 1368.3171 | 1368.3248 | 0.0154 | 1368.3171 | 0.01849
[30 empty] | 1368.4088 | 1368.4165 | 0.01546 | 1368.4088 | 0.0183
[30 empty] | 1368.5006 | 1368.5083 | 0.01551 | 1368.5006 | 0.01809
[30 empty] | 1368.5923 | 1368.6 | 0.01556 | 1368.5923 | 0.01789
[30 empty] | 1368.6841 | 1368.6918 | 0.01561 | 1368.6841 | 0.01774
[30 empty] | 1368.7759 | 1368.7836 | 0.01566 | 1368.7759 | 0.01767
[30 empty] | 1368.8677 | 1368.8754 | 0.01571 | 1368.8677 | 0.01772
[30 empty] | 1368.9595 | 1368.9672 | 0.01576 | 1368.9595 | 0.01789
[30 empty] | 1369.0513 | 1369.059 | 0.01581 | 1369.0513 | 0.01818
[30 empty] | 1369.1431 | 1369.1508 | 0.01586 | 1369.1431 | 0.01857
[30 empty] | 1369.235 | 1369.2427 | 0.01591 | 1369.235 | 0.01905
[30 empty] | 1369.3268 | 1369.3345 | 0.01595 | 1369.3268 | 0.01959
[30 empty] | 1369.4187 | 1369.4264 | 0.016 | 1369.4187 | 0.02014
[30 empty] | 1369.5105 | 1369.5182 | 0.01605 | 1369.5105 | 0.02068
[30 empty] | 1369.6024 | 1369.6101 | 0.0161 | 1369.6024 | 0.02119
[30 empty] | 1369.6943 | 1369.702 | 0.01614 | 1369.6943 | 0.02163
[30 empty] | 1369.7863 | 1369.7939 | 0.01619 | 1369.7863 | 0.02198
[30 empty] | 1369.8782 | 1369.8859 | 0.01623 | 1369.8782 | 0.02225
[30 empty] | 1369.9701 | 1369.9778 | 0.01628 | 1369.9701 | 0.02242
[30 empty] | 1370.062 | 1370.0697 | 0.01632 | 1370.062 | 0.02252
[30 empty] | 1370.1541 | 1370.1617 | 0.01637 | 1370.1541 | 0.02254
[30 empty] | 1370.246 | 1370.2537 | 0.01642 | 1370.246 | 0.02251
[30 empty] | 1370.338 | 1370.3457 | 0.01646 | 1370.338 | 0.02245
[30 empty] | 1370.43 | 1370.4376 | 0.01651 | 1370.43 | 0.02237
[30 empty] | 1370.522 | 1370.5297 | 0.01656 | 1370.522 | 0.02229
[30 empty] | 1370.614 | 1370.6217 | 0.0166 | 1370.614 | 0.02223
[30 empty] | 1370.7061 | 1370.7137 | 0.01665 | 1370.7061 | 0.02218
[30 empty] | 1370.7981 | 1370.8058 | 0.0167 | 1370.7981 | 0.02216
[30 empty] | 1370.8901 | 1370.8978 | 0.01675 | 1370.8901 | 0.02217
[30 empty] | 1370.9823 | 1370.99 | 0.01681 | 1370.9823 | 0.0222
[30 empty] | 1371.0743 | 1371.082 | 0.01686 | 1371.0743 | 0.02225
[30 empty] | 1371.1664 | 1371.1741 | 0.01691 | 1371.1664 | 0.02229
[30 empty] | 1371.2585 | 1371.2662 | 0.01697 | 1371.2585 | 0.02231
[30 empty] | 1371.3507 | 1371.3584 | 0.01703 | 1371.3507 | 0.02229
[30 empty] | 1371.4429 | 1371.4504 | 0.01709 | 1371.4429 | 0.02222
[30 empty] | 1371.5349 | 1371.5426 | 0.01715 | 1371.5349 | 0.02209
[30 empty] | 1371.6271 | 1371.6348 | 0.01721 | 1371.6271 | 0.02191
[30 empty] | 1371.7192 | 1371.7269 | 0.01727 | 1371.7192 | 0.02168
[30 empty] | 1371.8115 | 1371.8192 | 0.01733 | 1371.8115 | 0.02144
[30 empty] | 1371.9037 | 1371.9114 | 0.0174 | 1371.9037 | 0.02119
[30 empty] | 1371.9959 | 1372.0035 | 0.01747 | 1371.9959 | 0.02097
[30 empty] | 1372.0881 | 1372.0958 | 0.01753 | 1372.0881 | 0.02077
[30 empty] | 1372.1803 | 1372.188 | 0.0176 | 1372.1803 | 0.0206
[30 empty] | 1372.2726 | 1372.2803 | 0.01767 | 1372.2726 | 0.02046
[30 empty] | 1372.3649 | 1372.3726 | 0.01774 | 1372.3649 | 0.02034
[30 empty] | 1372.4571 | 1372.4648 | 0.01781 | 1372.4571 | 0.02024
[30 empty] | 1372.5494 | 1372.5571 | 0.01789 | 1372.5494 | 0.02016
[30 empty] | 1372.6417 | 1372.6494 | 0.01796 | 1372.6417 | 0.02009
[30 empty] | 1372.734 | 1372.7417 | 0.01803 | 1372.734 | 0.02004
[30 empty] | 1372.8263 | 1372.834 | 0.0181 | 1372.8263 | 0.01999
[30 empty] | 1372.9187 | 1372.9264 | 0.01817 | 1372.9187 | 0.01993
[30 empty] | 1373.011 | 1373.0187 | 0.01825 | 1373.011 | 0.01986
[30 empty] | 1373.1034 | 1373.1111 | 0.01832 | 1373.1034 | 0.01979
[30 empty] | 1373.1958 | 1373.2035 | 0.01839 | 1373.1958 | 0.01971
[30 empty] | 1373.2881 | 1373.2958 | 0.01846 | 1373.2881 | 0.01964
[30 empty] | 1373.3805 | 1373.3882 | 0.01853 | 1373.3805 | 0.01959
[30 empty] | 1373.4729 | 1373.4806 | 0.01859 | 1373.4729 | 0.01957
[30 empty] | 1373.5653 | 1373.573 | 0.01866 | 1373.5653 | 0.01958
[30 empty] | 1373.6578 | 1373.6655 | 0.01873 | 1373.6578 | 0.01962
[30 empty] | 1373.7502 | 1373.7579 | 0.01879 | 1373.7502 | 0.01966
[30 empty] | 1373.8427 | 1373.8503 | 0.01886 | 1373.8427 | 0.0197
[30 empty] | 1373.9352 | 1373.9429 | 0.01892 | 1373.9352 | 0.01972
[30 empty] | 1374.0277 | 1374.0354 | 0.01898 | 1374.0277 | 0.01973
[30 empty] | 1374.1201 | 1374.1278 | 0.01905 | 1374.1201 | 0.01972
[30 empty] | 1374.2126 | 1374.2203 | 0.01911 | 1374.2126 | 0.01967
[30 empty] | 1374.3052 | 1374.3129 | 0.01916 | 1374.3052 | 0.01959
[30 empty] | 1374.3977 | 1374.4054 | 0.01922 | 1374.3977 | 0.01947
[30 empty] | 1374.4902 | 1374.4979 | 0.01928 | 1374.4902 | 0.01931
[30 empty] | 1374.5828 | 1374.5906 | 0.01934 | 1374.5828 | 0.01912
[30 empty] | 1374.6754 | 1374.6831 | 0.01939 | 1374.6754 | 0.01893
[30 empty] | 1374.7679 | 1374.7756 | 0.01944 | 1374.7679 | 0.01876
[30 empty] | 1374.8606 | 1374.8683 | 0.0195 | 1374.8606 | 0.01865
[30 empty] | 1374.9531 | 1374.9609 | 0.01955 | 1374.9531 | 0.0186
[30 empty] | 1375.0458 | 1375.0535 | 0.0196 | 1375.0458 | 0.01864
[30 empty] | 1375.1384 | 1375.1461 | 0.01965 | 1375.1384 | 0.01874
[30 empty] | 1375.2311 | 1375.2388 | 0.0197 | 1375.2311 | 0.01888
[30 empty] | 1375.3237 | 1375.3314 | 0.01975 | 1375.3237 | 0.01906
[30 empty] | 1375.4164 | 1375.4241 | 0.0198 | 1375.4164 | 0.01926
[30 empty] | 1375.509 | 1375.5168 | 0.01985 | 1375.509 | 0.01946
[30 empty] | 1375.6018 | 1375.6095 | 0.0199 | 1375.6018 | 0.01969
[30 empty] | 1375.6945 | 1375.7022 | 0.01995 | 1375.6945 | 0.01994
[30 empty] | 1375.7872 | 1375.7949 | 0.02 | 1375.7872 | 0.02022
[30 empty] | 1375.88 | 1375.8877 | 0.02004 | 1375.88 | 0.02052
[30 empty] | 1375.9727 | 1375.9804 | 0.02009 | 1375.9727 | 0.02083
[30 empty] | 1376.0654 | 1376.0731 | 0.02014 | 1376.0654 | 0.02111
[30 empty] | 1376.1582 | 1376.1659 | 0.02019 | 1376.1582 | 0.02133
[30 empty] | 1376.251 | 1376.2587 | 0.02023 | 1376.251 | 0.02146
[30 empty] | 1376.3438 | 1376.3516 | 0.02028 | 1376.3438 | 0.02149
[30 empty] | 1376.4367 | 1376.4443 | 0.02033 | 1376.4367 | 0.02142
[30 empty] | 1376.5294 | 1376.5371 | 0.02037 | 1376.5294 | 0.02124
[30 empty] | 1376.6223 | 1376.63 | 0.02042 | 1376.6223 | 0.02099
[30 empty] | 1376.7151 | 1376.7228 | 0.02046 | 1376.7151 | 0.02069
[30 empty] | 1376.808 | 1376.8157 | 0.02051 | 1376.808 | 0.02037
[30 empty] | 1376.9009 | 1376.9086 | 0.02055 | 1376.9009 | 0.02005
[30 empty] | 1376.9938 | 1377.0015 | 0.02059 | 1376.9938 | 0.01976
[30 empty] | 1377.0867 | 1377.0944 | 0.02064 | 1377.0867 | 0.01952
[30 empty] | 1377.1796 | 1377.1873 | 0.02068 | 1377.1796 | 0.01933
[30 empty] | 1377.2725 | 1377.2802 | 0.02072 | 1377.2725 | 0.01921
[30 empty] | 1377.3654 | 1377.373 | 0.02076 | 1377.3654 | 0.01914
[30 empty] | 1377.4584 | 1377.4661 | 0.0208 | 1377.4584 | 0.01913
[30 empty] | 1377.5513 | 1377.559 | 0.02083 | 1377.5513 | 0.01915
[30 empty] | 1377.6443 | 1377.652 | 0.02087 | 1377.6443 | 0.01921
[30 empty] | 1377.7372 | 1377.745 | 0.02091 | 1377.7372 | 0.0193
[30 empty] | 1377.8302 | 1377.8379 | 0.02094 | 1377.8302 | 0.0194
[30 empty] | 1377.9232 | 1377.9309 | 0.02098 | 1377.9232 | 0.01953
[30 empty] | 1378.0162 | 1378.0239 | 0.02101 | 1378.0162 | 0.01967
[30 empty] | 1378.1092 | 1378.1171 | 0.02104 | 1378.1092 | 0.01982
[30 empty] | 1378.2024 | 1378.2101 | 0.02107 | 1378.2024 | 0.01999
[30 empty] | 1378.2954 | 1378.3031 | 0.0211 | 1378.2954 | 0.02015
[30 empty] | 1378.3884 | 1378.3962 | 0.02113 | 1378.3884 | 0.02032
[30 empty] | 1378.4816 | 1378.4893 | 0.02116 | 1378.4816 | 0.0205
[30 empty] | 1378.5747 | 1378.5824 | 0.02119 | 1378.5747 | 0.02067
[30 empty] | 1378.6677 | 1378.6755 | 0.02121 | 1378.6677 | 0.02086
[30 empty] | 1378.7609 | 1378.7686 | 0.02124 | 1378.7609 | 0.02104
[30 empty] | 1378.854 | 1378.8617 | 0.02127 | 1378.854 | 0.0212
[30 empty] | 1378.9471 | 1378.9548 | 0.02129 | 1378.9471 | 0.02133
[30 empty] | 1379.0403 | 1379.0481 | 0.02132 | 1379.0403 | 0.02141
[30 empty] | 1379.1335 | 1379.1412 | 0.02135 | 1379.1335 | 0.02142
[30 empty] | 1379.2267 | 1379.2344 | 0.02138 | 1379.2267 | 0.02136
[30 empty] | 1379.3198 | 1379.3276 | 0.0214 | 1379.3198 | 0.02121
[30 empty] | 1379.4131 | 1379.4208 | 0.02143 | 1379.4131 | 0.021
[30 empty] | 1379.5064 | 1379.514 | 0.02146 | 1379.5064 | 0.02072
[30 empty] | 1379.5996 | 1379.6073 | 0.02149 | 1379.5996 | 0.02038
[30 empty] | 1379.6927 | 1379.7006 | 0.02152 | 1379.6927 | 0.01999
[30 empty] | 1379.786 | 1379.7938 | 0.02155 | 1379.786 | 0.01958
[30 empty] | 1379.8793 | 1379.8871 | 0.02159 | 1379.8793 | 0.01915
[30 empty] | 1379.9727 | 1379.9804 | 0.02162 | 1379.9727 | 0.01875
[30 empty] | 1380.0659 | 1380.0736 | 0.02166 | 1380.0659 | 0.01839
[30 empty] | 1380.1592 | 1380.167 | 0.0217 | 1380.1592 | 0.01811
[30 empty] | 1380.2526 | 1380.2603 | 0.02174 | 1380.2526 | 0.01793
[30 empty] | 1380.3459 | 1380.3536 | 0.02179 | 1380.3459 | 0.01787
[30 empty] | 1380.4392 | 1380.447 | 0.02183 | 1380.4392 | 0.01794
[30 empty] | 1380.5326 | 1380.5403 | 0.02188 | 1380.5326 | 0.01815
[30 empty] | 1380.626 | 1380.6337 | 0.02193 | 1380.626 | 0.01849
[30 empty] | 1380.7194 | 1380.727 | 0.02198 | 1380.7194 | 0.01894
[30 empty] | 1380.8127 | 1380.8204 | 0.02204 | 1380.8127 | 0.01945
[30 empty] | 1380.9061 | 1380.9139 | 0.0221 | 1380.9061 | 0.01998
[30 empty] | 1380.9996 | 1381.0073 | 0.02216 | 1380.9996 | 0.02048
[30 empty] | 1381.093 | 1381.1007 | 0.02222 | 1381.093 | 0.02091
[30 empty] | 1381.1865 | 1381.1942 | 0.02229 | 1381.1865 | 0.02123
[30 empty] | 1381.2799 | 1381.2877 | 0.02236 | 1381.2799 | 0.02144
[30 empty] | 1381.3734 | 1381.3811 | 0.02243 | 1381.3734 | 0.02155
[30 empty] | 1381.4669 | 1381.4746 | 0.0225 | 1381.4669 | 0.0216
[30 empty] | 1381.5604 | 1381.5681 | 0.02258 | 1381.5604 | 0.0216
[30 empty] | 1381.6539 | 1381.6616 | 0.02266 | 1381.6539 | 0.02156
[30 empty] | 1381.7474 | 1381.7551 | 0.02274 | 1381.7474 | 0.02149
[30 empty] | 1381.8409 | 1381.8488 | 0.02282 | 1381.8409 | 0.02135
[30 empty] | 1381.9346 | 1381.9423 | 0.02291 | 1381.9346 | 0.02111
[30 empty] | 1382.0281 | 1382.0359 | 0.02299 | 1382.0281 | 0.02075
[30 empty] | 1382.1217 | 1382.1294 | 0.02308 | 1382.1217 | 0.02026
[30 empty] | 1382.2152 | 1382.223 | 0.02317 | 1382.2152 | 0.01967
[30 empty] | 1382.3088 | 1382.3166 | 0.02327 | 1382.3088 | 0.01903
[30 empty] | 1382.4025 | 1382.4102 | 0.02336 | 1382.4025 | 0.0184
[30 empty] | 1382.4961 | 1382.5038 | 0.02345 | 1382.4961 | 0.01786
[30 empty] | 1382.5897 | 1382.5975 | 0.02355 | 1382.5897 | 0.01746
[30 empty] | 1382.6834 | 1382.6912 | 0.02364 | 1382.6834 | 0.01723
[30 empty] | 1382.7771 | 1382.7848 | 0.02374 | 1382.7771 | 0.01718
[30 empty] | 1382.8707 | 1382.8785 | 0.02383 | 1382.8707 | 0.0173
[30 empty] | 1382.9645 | 1382.9722 | 0.02393 | 1382.9645 | 0.01755
[30 empty] | 1383.0581 | 1383.0659 | 0.02403 | 1383.0581 | 0.0179
[30 empty] | 1383.1519 | 1383.1596 | 0.02412 | 1383.1519 | 0.01831
[30 empty] | 1383.2456 | 1383.2533 | 0.02422 | 1383.2456 | 0.01874
[30 empty] | 1383.3394 | 1383.3471 | 0.02431 | 1383.3394 | 0.01917
[30 empty] | 1383.4331 | 1383.4408 | 0.02441 | 1383.4331 | 0.01957
[30 empty] | 1383.5269 | 1383.5346 | 0.0245 | 1383.5269 | 0.01993
[30 empty] | 1383.6206 | 1383.6284 | 0.02459 | 1383.6206 | 0.02024
[30 empty] | 1383.7144 | 1383.7222 | 0.02468 | 1383.7144 | 0.02051
[30 empty] | 1383.8082 | 1383.8159 | 0.02477 | 1383.8082 | 0.02075
[30 empty] | 1383.902 | 1383.9098 | 0.02486 | 1383.902 | 0.02094
[30 empty] | 1383.9959 | 1384.0037 | 0.02494 | 1383.9959 | 0.02113
[30 empty] | 1384.0897 | 1384.0974 | 0.02503 | 1384.0897 | 0.02131
[30 empty] | 1384.1836 | 1384.1913 | 0.02511 | 1384.1836 | 0.02151
[30 empty] | 1384.2775 | 1384.2852 | 0.02519 | 1384.2775 | 0.02174
[30 empty] | 1384.3713 | 1384.379 | 0.02527 | 1384.3713 | 0.02202
[30 empty] | 1384.4652 | 1384.4729 | 0.02534 | 1384.4652 | 0.02234
[30 empty] | 1384.5591 | 1384.5669 | 0.02542 | 1384.5591 | 0.02269
[30 empty] | 1384.6531 | 1384.6608 | 0.02549 | 1384.6531 | 0.02305
[30 empty] | 1384.7469 | 1384.7548 | 0.02556 | 1384.7469 | 0.02338
[30 empty] | 1384.8409 | 1384.8486 | 0.02563 | 1384.8409 | 0.02365
[30 empty] | 1384.9348 | 1384.9426 | 0.0257 | 1384.9348 | 0.02381
[30 empty] | 1385.0288 | 1385.0366 | 0.02577 | 1385.0288 | 0.02383
[30 empty] | 1385.1228 | 1385.1306 | 0.02583 | 1385.1228 | 0.02369
[30 empty] | 1385.2168 | 1385.2246 | 0.02589 | 1385.2168 | 0.02339
[30 empty] | 1385.3108 | 1385.3186 | 0.02595 | 1385.3108 | 0.02294
[30 empty] | 1385.4049 | 1385.4126 | 0.02602 | 1385.4049 | 0.02239
[30 empty] | 1385.4989 | 1385.5066 | 0.02608 | 1385.4989 | 0.02179
[30 empty] | 1385.5929 | 1385.6007 | 0.02614 | 1385.5929 | 0.02122
[30 empty] | 1385.687 | 1385.6947 | 0.02619 | 1385.687 | 0.02072
[30 empty] | 1385.781 | 1385.7888 | 0.02625 | 1385.781 | 0.02035
[30 empty] | 1385.8751 | 1385.8829 | 0.02631 | 1385.8751 | 0.02012
[30 empty] | 1385.9692 | 1385.977 | 0.02637 | 1385.9692 | 0.02004
[30 empty] | 1386.0633 | 1386.0712 | 0.02643 | 1386.0633 | 0.02008
[30 empty] | 1386.1575 | 1386.1653 | 0.02649 | 1386.1575 | 0.02022
[30 empty] | 1386.2516 | 1386.2594 | 0.02655 | 1386.2516 | 0.02044
[30 empty] | 1386.3458 | 1386.3535 | 0.02661 | 1386.3458 | 0.02069
[30 empty] | 1386.4399 | 1386.4476 | 0.02667 | 1386.4399 | 0.02097
[30 empty] | 1386.5341 | 1386.5419 | 0.02673 | 1386.5341 | 0.02124
[30 empty] | 1386.6283 | 1386.636 | 0.0268 | 1386.6283 | 0.02149
[30 empty] | 1386.7225 | 1386.7302 | 0.02687 | 1386.7225 | 0.02169
[30 empty] | 1386.8166 | 1386.8245 | 0.02694 | 1386.8166 | 0.02183
[30 empty] | 1386.9109 | 1386.9187 | 0.02701 | 1386.9109 | 0.02188
[30 empty] | 1387.0051 | 1387.0129 | 0.02708 | 1387.0051 | 0.02183
[30 empty] | 1387.0994 | 1387.1072 | 0.02715 | 1387.0994 | 0.02168
[30 empty] | 1387.1937 | 1387.2014 | 0.02723 | 1387.1937 | 0.02143
[30 empty] | 1387.288 | 1387.2958 | 0.02731 | 1387.288 | 0.0211
[30 empty] | 1387.3822 | 1387.39 | 0.02739 | 1387.3822 | 0.02073
[30 empty] | 1387.4766 | 1387.4844 | 0.02748 | 1387.4766 | 0.02036
[30 empty] | 1387.5709 | 1387.5786 | 0.02756 | 1387.5709 | 0.02004
[30 empty] | 1387.6652 | 1387.673 | 0.02765 | 1387.6652 | 0.01978
[30 empty] | 1387.7595 | 1387.7673 | 0.02775 | 1387.7595 | 0.01961
[30 empty] | 1387.8539 | 1387.8617 | 0.02784 | 1387.8539 | 0.01953
[30 empty] | 1387.9482 | 1387.9561 | 0.02793 | 1387.9482 | 0.01954
[30 empty] | 1388.0426 | 1388.0504 | 0.02803 | 1388.0426 | 0.01961
[30 empty] | 1388.1371 | 1388.1448 | 0.02813 | 1388.1371 | 0.01973
[30 empty] | 1388.2314 | 1388.2393 | 0.02823 | 1388.2314 | 0.01988
[30 empty] | 1388.3258 | 1388.3336 | 0.02833 | 1388.3258 | 0.02006
[30 empty] | 1388.4203 | 1388.4281 | 0.02843 | 1388.4203 | 0.02025
[30 empty] | 1388.5148 | 1388.5225 | 0.02853 | 1388.5148 | 0.02047
[30 empty] | 1388.6092 | 1388.6169 | 0.02864 | 1388.6092 | 0.02072
[30 empty] | 1388.7036 | 1388.7114 | 0.02874 | 1388.7036 | 0.02102
[30 empty] | 1388.7981 | 1388.8059 | 0.02884 | 1388.7981 | 0.02136
[30 empty] | 1388.8927 | 1388.9004 | 0.02894 | 1388.8927 | 0.02173
[30 empty] | 1388.9872 | 1388.9949 | 0.02904 | 1388.9872 | 0.02211
[30 empty] | 1389.0817 | 1389.0895 | 0.02914 | 1389.0817 | 0.02247
[30 empty] | 1389.1762 | 1389.184 | 0.02924 | 1389.1762 | 0.02279
[30 empty] | 1389.2707 | 1389.2786 | 0.02934 | 1389.2707 | 0.02304
[30 empty] | 1389.3654 | 1389.373 | 0.02943 | 1389.3654 | 0.0232
[30 empty] | 1389.4598 | 1389.4677 | 0.02953 | 1389.4598 | 0.02327
[30 empty] | 1389.5544 | 1389.5623 | 0.02962 | 1389.5544 | 0.02324
[30 empty] | 1389.649 | 1389.6569 | 0.02971 | 1389.649 | 0.02314
[30 empty] | 1389.7436 | 1389.7515 | 0.0298 | 1389.7436 | 0.023
[30 empty] | 1389.8383 | 1389.8461 | 0.02988 | 1389.8383 | 0.02284
[30 empty] | 1389.933 | 1389.9407 | 0.02996 | 1389.933 | 0.0227
[30 empty] | 1390.0276 | 1390.0354 | 0.03004 | 1390.0276 | 0.02261
[30 empty] | 1390.1223 | 1390.13 | 0.03012 | 1390.1223 | 0.02255
[30 empty] | 1390.2169 | 1390.2247 | 0.0302 | 1390.2169 | 0.02252
[30 empty] | 1390.3117 | 1390.3193 | 0.03027 | 1390.3117 | 0.02251
[30 empty] | 1390.4064 | 1390.4141 | 0.03034 | 1390.4064 | 0.02248
[30 empty] | 1390.501 | 1390.5088 | 0.03041 | 1390.501 | 0.02242
[30 empty] | 1390.5957 | 1390.6035 | 0.03048 | 1390.5957 | 0.0223
[30 empty] | 1390.6906 | 1390.6982 | 0.03055 | 1390.6906 | 0.02215
[30 empty] | 1390.7853 | 1390.793 | 0.03062 | 1390.7853 | 0.02198
[30 empty] | 1390.88 | 1390.8878 | 0.03068 | 1390.88 | 0.0218
[30 empty] | 1390.9749 | 1390.9825 | 0.03075 | 1390.9749 | 0.02166
[30 empty] | 1391.0696 | 1391.0774 | 0.03081 | 1391.0696 | 0.02157
[30 empty] | 1391.1644 | 1391.1721 | 0.03088 | 1391.1644 | 0.02152
[30 empty] | 1391.2593 | 1391.267 | 0.03094 | 1391.2593 | 0.02149
[30 empty] | 1391.354 | 1391.3618 | 0.031 | 1391.354 | 0.02145
[30 empty] | 1391.4488 | 1391.4567 | 0.03107 | 1391.4488 | 0.02134
[30 empty] | 1391.5437 | 1391.5515 | 0.03113 | 1391.5437 | 0.02115
[30 empty] | 1391.6387 | 1391.6464 | 0.0312 | 1391.6387 | 0.02084
[30 empty] | 1391.7335 | 1391.7412 | 0.03126 | 1391.7335 | 0.02041
[30 empty] | 1391.8284 | 1391.8362 | 0.03133 | 1391.8284 | 0.01989
[30 empty] | 1391.9233 | 1391.931 | 0.0314 | 1391.9233 | 0.01931
[30 empty] | 1392.0182 | 1392.026 | 0.03147 | 1392.0182 | 0.01873
[30 empty] | 1392.1132 | 1392.121 | 0.03154 | 1392.1132 | 0.01818
[30 empty] | 1392.2081 | 1392.2158 | 0.03161 | 1392.2081 | 0.01771
[30 empty] | 1392.3031 | 1392.3108 | 0.03168 | 1392.3031 | 0.01734
[30 empty] | 1392.3981 | 1392.4058 | 0.03176 | 1392.3981 | 0.0171
[30 empty] | 1392.493 | 1392.5008 | 0.03183 | 1392.493 | 0.01698
[30 empty] | 1392.588 | 1392.5958 | 0.03191 | 1392.588 | 0.01699
[30 empty] | 1392.683 | 1392.6908 | 0.03198 | 1392.683 | 0.01712
[30 empty] | 1392.7781 | 1392.7859 | 0.03206 | 1392.7781 | 0.01734
[30 empty] | 1392.873 | 1392.8809 | 0.03214 | 1392.873 | 0.01764
[30 empty] | 1392.9681 | 1392.976 | 0.03222 | 1392.9681 | 0.01798
[30 empty] | 1393.0632 | 1393.071 | 0.03231 | 1393.0632 | 0.01834
[30 empty] | 1393.1583 | 1393.166 | 0.03239 | 1393.1583 | 0.0187
[30 empty] | 1393.2534 | 1393.2611 | 0.03247 | 1393.2534 | 0.01903
[30 empty] | 1393.3485 | 1393.3562 | 0.03256 | 1393.3485 | 0.0193
[30 empty] | 1393.4436 | 1393.4514 | 0.03264 | 1393.4436 | 0.01951
[30 empty] | 1393.5387 | 1393.5465 | 0.03273 | 1393.5387 | 0.01965
[30 empty] | 1393.6339 | 1393.6416 | 0.03282 | 1393.6339 | 0.01971
[30 empty] | 1393.729 | 1393.7368 | 0.03291 | 1393.729 | 0.01971
[30 empty] | 1393.8242 | 1393.832 | 0.03299 | 1393.8242 | 0.01967
[30 empty] | 1393.9193 | 1393.9271 | 0.03308 | 1393.9193 | 0.01961
[30 empty] | 1394.0145 | 1394.0223 | 0.03317 | 1394.0145 | 0.01954
[30 empty] | 1394.1097 | 1394.1175 | 0.03327 | 1394.1097 | 0.01948
[30 empty] | 1394.205 | 1394.2128 | 0.03336 | 1394.205 | 0.01942
[30 empty] | 1394.3002 | 1394.308 | 0.03345 | 1394.3002 | 0.01938
[30 empty] | 1394.3955 | 1394.4032 | 0.03355 | 1394.3955 | 0.01934
[30 empty] | 1394.4907 | 1394.4985 | 0.03364 | 1394.4907 | 0.01929
[30 empty] | 1394.5861 | 1394.5938 | 0.03374 | 1394.5861 | 0.01926
[30 empty] | 1394.6813 | 1394.6891 | 0.03384 | 1394.6813 | 0.01923
[30 empty] | 1394.7766 | 1394.7844 | 0.03394 | 1394.7766 | 0.01922
[30 empty] | 1394.8719 | 1394.8796 | 0.03404 | 1394.8719 | 0.01923
[30 empty] | 1394.9672 | 1394.975 | 0.03414 | 1394.9672 | 0.01927
[30 empty] | 1395.0625 | 1395.0703 | 0.03424 | 1395.0625 | 0.01934
[30 empty] | 1395.158 | 1395.1656 | 0.03435 | 1395.158 | 0.01942
[30 empty] | 1395.2533 | 1395.2611 | 0.03445 | 1395.2533 | 0.0195
[30 empty] | 1395.3486 | 1395.3564 | 0.03456 | 1395.3486 | 0.01959
[30 empty] | 1395.4441 | 1395.4518 | 0.03467 | 1395.4441 | 0.01966
[30 empty] | 1395.5394 | 1395.5472 | 0.03478 | 1395.5394 | 0.01974
[30 empty] | 1395.6349 | 1395.6426 | 0.03489 | 1395.6349 | 0.01983
[30 empty] | 1395.7302 | 1395.738 | 0.035 | 1395.7302 | 0.01994
[30 empty] | 1395.8257 | 1395.8335 | 0.03511 | 1395.8257 | 0.02009
[30 empty] | 1395.9211 | 1395.929 | 0.03522 | 1395.9211 | 0.0203
[30 empty] | 1396.0166 | 1396.0244 | 0.03534 | 1396.0166 | 0.02055
[30 empty] | 1396.1121 | 1396.1199 | 0.03545 | 1396.1121 | 0.02086
[30 empty] | 1396.2076 | 1396.2154 | 0.03557 | 1396.2076 | 0.02119
[30 empty] | 1396.3031 | 1396.3109 | 0.03568 | 1396.3031 | 0.02154
[30 empty] | 1396.3987 | 1396.4064 | 0.03579 | 1396.3987 | 0.02188
[30 empty] | 1396.4941 | 1396.502 | 0.03591 | 1396.4941 | 0.02218
[30 empty] | 1396.5897 | 1396.5975 | 0.03602 | 1396.5897 | 0.02244
[30 empty] | 1396.6853 | 1396.6931 | 0.03614 | 1396.6853 | 0.02263
[30 empty] | 1396.7809 | 1396.7887 | 0.03625 | 1396.7809 | 0.02273
[30 empty] | 1396.8765 | 1396.8843 | 0.03636 | 1396.8765 | 0.02275
[30 empty] | 1396.9721 | 1396.9799 | 0.03647 | 1396.9721 | 0.02268
[30 empty] | 1397.0676 | 1397.0754 | 0.03658 | 1397.0676 | 0.02252
[30 empty] | 1397.1632 | 1397.171 | 0.03668 | 1397.1632 | 0.0223
[30 empty] | 1397.2589 | 1397.2667 | 0.03679 | 1397.2589 | 0.02203
[30 empty] | 1397.3546 | 1397.3623 | 0.03689 | 1397.3546 | 0.02175
[30 empty] | 1397.4502 | 1397.458 | 0.037 | 1397.4502 | 0.02147
[30 empty] | 1397.5459 | 1397.5537 | 0.0371 | 1397.5459 | 0.02121
[30 empty] | 1397.6416 | 1397.6494 | 0.03719 | 1397.6416 | 0.02098
[30 empty] | 1397.7373 | 1397.7451 | 0.03729 | 1397.7373 | 0.02078
[30 empty] | 1397.833 | 1397.8408 | 0.03739 | 1397.833 | 0.02061
[30 empty] | 1397.9287 | 1397.9365 | 0.03748 | 1397.9287 | 0.02048
[30 empty] | 1398.0245 | 1398.0322 | 0.03757 | 1398.0245 | 0.02037
[30 empty] | 1398.1202 | 1398.1281 | 0.03766 | 1398.1202 | 0.02028
[30 empty] | 1398.2159 | 1398.2238 | 0.03775 | 1398.2159 | 0.02024
[30 empty] | 1398.3118 | 1398.3196 | 0.03784 | 1398.3118 | 0.02023
[30 empty] | 1398.4076 | 1398.4154 | 0.03793 | 1398.4076 | 0.02026
[30 empty] | 1398.5034 | 1398.5112 | 0.03802 | 1398.5034 | 0.02035
[30 empty] | 1398.5992 | 1398.6071 | 0.03811 | 1398.5992 | 0.0205
[30 empty] | 1398.6951 | 1398.7029 | 0.0382 | 1398.6951 | 0.02071
[30 empty] | 1398.7909 | 1398.7987 | 0.03829 | 1398.7909 | 0.02099
[30 empty] | 1398.8867 | 1398.8945 | 0.03838 | 1398.8867 | 0.02131
[30 empty] | 1398.9827 | 1398.9905 | 0.03847 | 1398.9827 | 0.02167
[30 empty] | 1399.0785 | 1399.0863 | 0.03857 | 1399.0785 | 0.02203
[30 empty] | 1399.1744 | 1399.1823 | 0.03866 | 1399.1744 | 0.02235
[30 empty] | 1399.2703 | 1399.2781 | 0.03876 | 1399.2703 | 0.0226
[30 empty] | 1399.3662 | 1399.374 | 0.03886 | 1399.3662 | 0.02274
[30 empty] | 1399.4622 | 1399.47 | 0.03896 | 1399.4622 | 0.02279
[30 empty] | 1399.5581 | 1399.5659 | 0.03907 | 1399.5581 | 0.02272
[30 empty] | 1399.6541 | 1399.6619 | 0.03917 | 1399.6541 | 0.02258
[30 empty] | 1399.7501 | 1399.7579 | 0.03928 | 1399.7501 | 0.02237
[30 empty] | 1399.8461 | 1399.8539 | 0.0394 | 1399.8461 | 0.02213
[30 empty] | 1399.942 | 1399.9498 | 0.03951 | 1399.942 | 0.02188
[30 empty] | 1400.0381 | 1400.0459 | 0.03963 | 1400.0381 | 0.02165
[30 empty] | 1400.1342 | 1400.142 | 0.03975 | 1400.1342 | 0.02146
[30 empty] | 1400.2302 | 1400.238 | 0.03988 | 1400.2302 | 0.02133
[30 empty] | 1400.3262 | 1400.334 | 0.04001 | 1400.3262 | 0.0213
[30 empty] | 1400.4222 | 1400.43 | 0.04014 | 1400.4222 | 0.02135
[30 empty] | 1400.5184 | 1400.5262 | 0.04027 | 1400.5184 | 0.02151
[30 empty] | 1400.6145 | 1400.6223 | 0.0404 | 1400.6145 | 0.02175
[30 empty] | 1400.7106 | 1400.7184 | 0.04054 | 1400.7106 | 0.02204
[30 empty] | 1400.8068 | 1400.8146 | 0.04068 | 1400.8068 | 0.02235
[30 empty] | 1400.9028 | 1400.9106 | 0.04082 | 1400.9028 | 0.02263
[30 empty] | 1400.999 | 1401.0068 | 0.04096 | 1400.999 | 0.02283
[30 empty] | 1401.0952 | 1401.103 | 0.0411 | 1401.0952 | 0.02292
[30 empty] | 1401.1913 | 1401.1991 | 0.04125 | 1401.1913 | 0.02287
[30 empty] | 1401.2875 | 1401.2953 | 0.04139 | 1401.2875 | 0.0227
[30 empty] | 1401.3838 | 1401.3916 | 0.04153 | 1401.3838 | 0.02242
[30 empty] | 1401.48 | 1401.4878 | 0.04167 | 1401.48 | 0.02206
[30 empty] | 1401.5762 | 1401.584 | 0.04182 | 1401.5762 | 0.02168
[30 empty] | 1401.6724 | 1401.6802 | 0.04196 | 1401.6724 | 0.02133
[30 empty] | 1401.7687 | 1401.7765 | 0.0421 | 1401.7687 | 0.02106
[30 empty] | 1401.865 | 1401.8728 | 0.04224 | 1401.865 | 0.0209
[30 empty] | 1401.9612 | 1401.969 | 0.04237 | 1401.9612 | 0.02086
[30 empty] | 1402.0575 | 1402.0653 | 0.04251 | 1402.0575 | 0.02093
[30 empty] | 1402.1538 | 1402.1616 | 0.04265 | 1402.1538 | 0.02108
[30 empty] | 1402.2501 | 1402.2579 | 0.04278 | 1402.2501 | 0.02128
[30 empty] | 1402.3464 | 1402.3543 | 0.04291 | 1402.3464 | 0.02148
[30 empty] | 1402.4429 | 1402.4507 | 0.04304 | 1402.4429 | 0.02164
[30 empty] | 1402.5392 | 1402.547 | 0.04317 | 1402.5392 | 0.02174
[30 empty] | 1402.6356 | 1402.6434 | 0.04329 | 1402.6356 | 0.02176
[30 empty] | 1402.7319 | 1402.7397 | 0.04341 | 1402.7319 | 0.02172
[30 empty] | 1402.8284 | 1402.8362 | 0.04354 | 1402.8284 | 0.0216
[30 empty] | 1402.9248 | 1402.9326 | 0.04366 | 1402.9248 | 0.02145
[30 empty] | 1403.0212 | 1403.0291 | 0.04377 | 1403.0212 | 0.02126
[30 empty] | 1403.1177 | 1403.1255 | 0.04389 | 1403.1177 | 0.02108
[30 empty] | 1403.2141 | 1403.2219 | 0.04401 | 1403.2141 | 0.02093
[30 empty] | 1403.3105 | 1403.3184 | 0.04412 | 1403.3105 | 0.02084
[30 empty] | 1403.4071 | 1403.4149 | 0.04424 | 1403.4071 | 0.02082
[30 empty] | 1403.5035 | 1403.5113 | 0.04435 | 1403.5035 | 0.02089
[30 empty] | 1403.6001 | 1403.6079 | 0.04447 | 1403.6001 | 0.02104
[30 empty] | 1403.6965 | 1403.7043 | 0.04458 | 1403.6965 | 0.02127
[30 empty] | 1403.7931 | 1403.8009 | 0.0447 | 1403.7931 | 0.02154
[30 empty] | 1403.8897 | 1403.8975 | 0.04481 | 1403.8897 | 0.02181
[30 empty] | 1403.9862 | 1403.994 | 0.04493 | 1403.9862 | 0.02204
[30 empty] | 1404.0828 | 1404.0906 | 0.04505 | 1404.0828 | 0.02219
[30 empty] | 1404.1793 | 1404.1871 | 0.04517 | 1404.1793 | 0.02221
[30 empty] | 1404.276 | 1404.2838 | 0.04529 | 1404.276 | 0.0221
[30 empty] | 1404.3726 | 1404.3804 | 0.04541 | 1404.3726 | 0.02186
[30 empty] | 1404.4692 | 1404.477 | 0.04553 | 1404.4692 | 0.02152
[30 empty] | 1404.5658 | 1404.5737 | 0.04566 | 1404.5658 | 0.02112
[30 empty] | 1404.6625 | 1404.6703 | 0.04578 | 1404.6625 | 0.02073
[30 empty] | 1404.7592 | 1404.767 | 0.04591 | 1404.7592 | 0.02037
[30 empty] | 1404.8558 | 1404.8637 | 0.04605 | 1404.8558 | 0.02009
[30 empty] | 1404.9525 | 1404.9603 | 0.04618 | 1404.9525 | 0.01989
[30 empty] | 1405.0492 | 1405.0571 | 0.04632 | 1405.0492 | 0.01977
[30 empty] | 1405.146 | 1405.1538 | 0.04646 | 1405.146 | 0.01972
[30 empty] | 1405.2427 | 1405.2505 | 0.0466 | 1405.2427 | 0.0197
[30 empty] | 1405.3395 | 1405.3473 | 0.04675 | 1405.3395 | 0.0197
[30 empty] | 1405.4362 | 1405.4441 | 0.0469 | 1405.4362 | 0.0197
[30 empty] | 1405.533 | 1405.5408 | 0.04705 | 1405.533 | 0.01969
[30 empty] | 1405.6298 | 1405.6376 | 0.0472 | 1405.6298 | 0.01968
[30 empty] | 1405.7266 | 1405.7344 | 0.04736 | 1405.7266 | 0.01967
[30 empty] | 1405.8234 | 1405.8312 | 0.04751 | 1405.8234 | 0.01968
[30 empty] | 1405.9202 | 1405.9281 | 0.04768 | 1405.9202 | 0.01971
[30 empty] | 1406.0171 | 1406.0249 | 0.04784 | 1406.0171 | 0.01978
[30 empty] | 1406.1139 | 1406.1217 | 0.04801 | 1406.1139 | 0.0199
[30 empty] | 1406.2108 | 1406.2186 | 0.04817 | 1406.2108 | 0.02006
[30 empty] | 1406.3076 | 1406.3154 | 0.04835 | 1406.3076 | 0.02027
[30 empty] | 1406.4045 | 1406.4124 | 0.04852 | 1406.4045 | 0.02053
[30 empty] | 1406.5015 | 1406.5093 | 0.04869 | 1406.5015 | 0.02082
[30 empty] | 1406.5984 | 1406.6062 | 0.04887 | 1406.5984 | 0.02115
[30 empty] | 1406.6953 | 1406.7031 | 0.04905 | 1406.6953 | 0.0215
[30 empty] | 1406.7922 | 1406.8001 | 0.04923 | 1406.7922 | 0.02188
[30 empty] | 1406.8892 | 1406.8971 | 0.04941 | 1406.8892 | 0.02227
[30 empty] | 1406.9862 | 1406.994 | 0.0496 | 1406.9862 | 0.02263
[30 empty] | 1407.0831 | 1407.0911 | 0.04979 | 1407.0831 | 0.02295
[30 empty] | 1407.1802 | 1407.188 | 0.04997 | 1407.1802 | 0.0232
[30 empty] | 1407.2772 | 1407.285 | 0.05017 | 1407.2772 | 0.02336
[30 empty] | 1407.3743 | 1407.3821 | 0.05036 | 1407.3743 | 0.02342
[30 empty] | 1407.4712 | 1407.4791 | 0.05055 | 1407.4712 | 0.0234
[30 empty] | 1407.5684 | 1407.5762 | 0.05075 | 1407.5684 | 0.02332
[30 empty] | 1407.6654 | 1407.6732 | 0.05094 | 1407.6654 | 0.02322
[30 empty] | 1407.7624 | 1407.7703 | 0.05114 | 1407.7624 | 0.02313
[30 empty] | 1407.8595 | 1407.8674 | 0.05134 | 1407.8595 | 0.02309
[30 empty] | 1407.9567 | 1407.9645 | 0.05154 | 1407.9567 | 0.02313
[30 empty] | 1408.0538 | 1408.0617 | 0.05175 | 1408.0538 | 0.02326
[30 empty] | 1408.1509 | 1408.1587 | 0.05195 | 1408.1509 | 0.02348
[30 empty] | 1408.248 | 1408.2559 | 0.05216 | 1408.248 | 0.02377
[30 empty] | 1408.3452 | 1408.353 | 0.05237 | 1408.3452 | 0.02409
[30 empty] | 1408.4424 | 1408.4502 | 0.05258 | 1408.4424 | 0.02441
[30 empty] | 1408.5395 | 1408.5474 | 0.05279 | 1408.5395 | 0.02468
[30 empty] | 1408.6368 | 1408.6446 | 0.053 | 1408.6368 | 0.02485
[30 empty] | 1408.734 | 1408.7418 | 0.05322 | 1408.734 | 0.0249
[30 empty] | 1408.8312 | 1408.8391 | 0.05343 | 1408.8312 | 0.02483
[30 empty] | 1408.9285 | 1408.9363 | 0.05365 | 1408.9285 | 0.02465
[30 empty] | 1409.0258 | 1409.0336 | 0.05387 | 1409.0258 | 0.0244
[30 empty] | 1409.123 | 1409.1309 | 0.05409 | 1409.123 | 0.0241
[30 empty] | 1409.2202 | 1409.2281 | 0.05432 | 1409.2202 | 0.02379
[30 empty] | 1409.3175 | 1409.3254 | 0.05454 | 1409.3175 | 0.0235
[30 empty] | 1409.4149 | 1409.4227 | 0.05476 | 1409.4149 | 0.02324
[30 empty] | 1409.5122 | 1409.52 | 0.05499 | 1409.5122 | 0.02302
[30 empty] | 1409.6095 | 1409.6174 | 0.05521 | 1409.6095 | 0.02282
[30 empty] | 1409.7069 | 1409.7147 | 0.05544 | 1409.7069 | 0.02266
[30 empty] | 1409.8042 | 1409.8121 | 0.05567 | 1409.8042 | 0.02253
[30 empty] | 1409.9016 | 1409.9094 | 0.0559 | 1409.9016 | 0.02245
[30 empty] | 1409.999 | 1410.0068 | 0.05612 | 1409.999 | 0.02243
[30 empty] | 1410.0964 | 1410.1043 | 0.05635 | 1410.0964 | 0.02249
[30 empty] | 1410.1939 | 1410.2017 | 0.05658 | 1410.1939 | 0.02265
[30 empty] | 1410.2913 | 1410.2991 | 0.05681 | 1410.2913 | 0.02292
[30 empty] | 1410.3887 | 1410.3966 | 0.05704 | 1410.3887 | 0.02329
[30 empty] | 1410.4862 | 1410.494 | 0.05726 | 1410.4862 | 0.02376
[30 empty] | 1410.5836 | 1410.5914 | 0.05749 | 1410.5836 | 0.02431
[30 empty] | 1410.6811 | 1410.689 | 0.05772 | 1410.6811 | 0.02491
[30 empty] | 1410.7786 | 1410.7865 | 0.05794 | 1410.7786 | 0.0255
[30 empty] | 1410.8761 | 1410.8839 | 0.05817 | 1410.8761 | 0.02604
[30 empty] | 1410.9736 | 1410.9814 | 0.05839 | 1410.9736 | 0.02649
[30 empty] | 1411.0712 | 1411.079 | 0.05861 | 1411.0712 | 0.0268
[30 empty] | 1411.1687 | 1411.1766 | 0.05884 | 1411.1687 | 0.02695
[30 empty] | 1411.2662 | 1411.2742 | 0.05906 | 1411.2662 | 0.02693
[30 empty] | 1411.3639 | 1411.3717 | 0.05928 | 1411.3639 | 0.02675
[30 empty] | 1411.4614 | 1411.4694 | 0.0595 | 1411.4614 | 0.02647
[30 empty] | 1411.5591 | 1411.5669 | 0.05972 | 1411.5591 | 0.02612
[30 empty] | 1411.6567 | 1411.6645 | 0.05993 | 1411.6567 | 0.02578
[30 empty] | 1411.7543 | 1411.7622 | 0.06015 | 1411.7543 | 0.02549
[30 empty] | 1411.8519 | 1411.8599 | 0.06037 | 1411.8519 | 0.02529
[30 empty] | 1411.9496 | 1411.9575 | 0.06058 | 1411.9496 | 0.02519
[30 empty] | 1412.0472 | 1412.0552 | 0.0608 | 1412.0472 | 0.02517
[30 empty] | 1412.145 | 1412.1528 | 0.06102 | 1412.145 | 0.02519
[30 empty] | 1412.2427 | 1412.2505 | 0.06123 | 1412.2427 | 0.02521
[30 empty] | 1412.3403 | 1412.3483 | 0.06145 | 1412.3403 | 0.02518
[30 empty] | 1412.4381 | 1412.4459 | 0.06167 | 1412.4381 | 0.02508
[30 empty] | 1412.5359 | 1412.5437 | 0.06189 | 1412.5359 | 0.02489
[30 empty] | 1412.6337 | 1412.6415 | 0.06211 | 1412.6337 | 0.02459
[30 empty] | 1412.7313 | 1412.7393 | 0.06233 | 1412.7313 | 0.02421
[30 empty] | 1412.8291 | 1412.837 | 0.06255 | 1412.8291 | 0.02375
[30 empty] | 1412.927 | 1412.9348 | 0.06277 | 1412.927 | 0.02322
[30 empty] | 1413.0248 | 1413.0326 | 0.063 | 1413.0248 | 0.02268
[30 empty] | 1413.1226 | 1413.1305 | 0.06323 | 1413.1226 | 0.02214
[30 empty] | 1413.2205 | 1413.2283 | 0.06346 | 1413.2205 | 0.02167
[30 empty] | 1413.3182 | 1413.3262 | 0.06369 | 1413.3182 | 0.0213
[30 empty] | 1413.4161 | 1413.424 | 0.06392 | 1413.4161 | 0.02107
[30 empty] | 1413.514 | 1413.5219 | 0.06416 | 1413.514 | 0.02101
[30 empty] | 1413.6119 | 1413.6198 | 0.0644 | 1413.6119 | 0.0211
[30 empty] | 1413.7098 | 1413.7177 | 0.06464 | 1413.7098 | 0.02133
[30 empty] | 1413.8077 | 1413.8156 | 0.06488 | 1413.8077 | 0.02167
[30 empty] | 1413.9056 | 1413.9135 | 0.06513 | 1413.9056 | 0.02208
[30 empty] | 1414.0035 | 1414.0115 | 0.06538 | 1414.0035 | 0.02252
[30 empty] | 1414.1016 | 1414.1094 | 0.06563 | 1414.1016 | 0.02297
[30 empty] | 1414.1995 | 1414.2074 | 0.06588 | 1414.1995 | 0.02339
[30 empty] | 1414.2975 | 1414.3053 | 0.06613 | 1414.2975 | 0.02377
[30 empty] | 1414.3955 | 1414.4033 | 0.06639 | 1414.3955 | 0.02411
[30 empty] | 1414.4935 | 1414.5013 | 0.06665 | 1414.4935 | 0.0244
[30 empty] | 1414.5916 | 1414.5994 | 0.06691 | 1414.5916 | 0.02466
[30 empty] | 1414.6896 | 1414.6974 | 0.06717 | 1414.6896 | 0.02488
[30 empty] | 1414.7876 | 1414.7955 | 0.06743 | 1414.7876 | 0.02509
[30 empty] | 1414.8856 | 1414.8936 | 0.06769 | 1414.8856 | 0.0253
[30 empty] | 1414.9838 | 1414.9916 | 0.06795 | 1414.9838 | 0.02552
[30 empty] | 1415.0819 | 1415.0897 | 0.06821 | 1415.0819 | 0.02575
[30 empty] | 1415.1799 | 1415.1879 | 0.06848 | 1415.1799 | 0.026
[30 empty] | 1415.2781 | 1415.2859 | 0.06874 | 1415.2781 | 0.02625
[30 empty] | 1415.3762 | 1415.384 | 0.069 | 1415.3762 | 0.0265
[30 empty] | 1415.4744 | 1415.4822 | 0.06926 | 1415.4744 | 0.02673
[30 empty] | 1415.5725 | 1415.5804 | 0.06953 | 1415.5725 | 0.02694
[30 empty] | 1415.6707 | 1415.6786 | 0.06979 | 1415.6707 | 0.02712
[30 empty] | 1415.7689 | 1415.7767 | 0.07005 | 1415.7689 | 0.02727
[30 empty] | 1415.8671 | 1415.875 | 0.07031 | 1415.8671 | 0.0274
[30 empty] | 1415.9653 | 1415.9731 | 0.07056 | 1415.9653 | 0.02751
[30 empty] | 1416.0635 | 1416.0714 | 0.07082 | 1416.0635 | 0.0276
[30 empty] | 1416.1617 | 1416.1697 | 0.07108 | 1416.1617 | 0.02767
[30 empty] | 1416.26 | 1416.2679 | 0.07133 | 1416.26 | 0.02772
[30 empty] | 1416.3583 | 1416.3662 | 0.07159 | 1416.3583 | 0.02773
[30 empty] | 1416.4565 | 1416.4645 | 0.07184 | 1416.4565 | 0.0277
[30 empty] | 1416.5549 | 1416.5627 | 0.0721 | 1416.5549 | 0.02761
[30 empty] | 1416.6532 | 1416.661 | 0.07235 | 1416.6532 | 0.02745
[30 empty] | 1416.7515 | 1416.7594 | 0.0726 | 1416.7515 | 0.02722
[30 empty] | 1416.8499 | 1416.8577 | 0.07285 | 1416.8499 | 0.02694
[30 empty] | 1416.9482 | 1416.9561 | 0.0731 | 1416.9482 | 0.02661
[30 empty] | 1417.0465 | 1417.0544 | 0.07335 | 1417.0465 | 0.02627
[30 empty] | 1417.1449 | 1417.1528 | 0.07361 | 1417.1449 | 0.02596
[30 empty] | 1417.2433 | 1417.2512 | 0.07386 | 1417.2433 | 0.02572
[30 empty] | 1417.3418 | 1417.3496 | 0.07411 | 1417.3418 | 0.02558
[30 empty] | 1417.4402 | 1417.448 | 0.07436 | 1417.4402 | 0.02558
[30 empty] | 1417.5386 | 1417.5465 | 0.07461 | 1417.5386 | 0.02571
[30 empty] | 1417.6371 | 1417.6449 | 0.07486 | 1417.6371 | 0.02593
[30 empty] | 1417.7355 | 1417.7434 | 0.07511 | 1417.7355 | 0.02621
[30 empty] | 1417.834 | 1417.8418 | 0.07537 | 1417.834 | 0.02647
[30 empty] | 1417.9325 | 1417.9403 | 0.07562 | 1417.9325 | 0.02668
[30 empty] | 1418.031 | 1418.0388 | 0.07587 | 1418.031 | 0.0268
[30 empty] | 1418.1295 | 1418.1373 | 0.07613 | 1418.1295 | 0.02683
[30 empty] | 1418.228 | 1418.2358 | 0.07639 | 1418.228 | 0.02676
[30 empty] | 1418.3265 | 1418.3345 | 0.07664 | 1418.3265 | 0.02662
[30 empty] | 1418.4252 | 1418.433 | 0.0769 | 1418.4252 | 0.02644
[30 empty] | 1418.5237 | 1418.5316 | 0.07716 | 1418.5237 | 0.02623
[30 empty] | 1418.6223 | 1418.6301 | 0.07742 | 1418.6223 | 0.02601
[30 empty] | 1418.7208 | 1418.7288 | 0.07768 | 1418.7208 | 0.02578
[30 empty] | 1418.8195 | 1418.8274 | 0.07794 | 1418.8195 | 0.02556
[30 empty] | 1418.9181 | 1418.926 | 0.0782 | 1418.9181 | 0.02535
[30 empty] | 1419.0167 | 1419.0247 | 0.07846 | 1419.0167 | 0.02518
[30 empty] | 1419.1154 | 1419.1233 | 0.07872 | 1419.1154 | 0.02504
[30 empty] | 1419.2141 | 1419.2219 | 0.07898 | 1419.2141 | 0.02494
[30 empty] | 1419.3127 | 1419.3207 | 0.07923 | 1419.3127 | 0.02488
[30 empty] | 1419.4114 | 1419.4193 | 0.07949 | 1419.4114 | 0.02486
[30 empty] | 1419.5101 | 1419.5181 | 0.07975 | 1419.5101 | 0.02486
[30 empty] | 1419.6089 | 1419.6167 | 0.08001 | 1419.6089 | 0.02489
[30 empty] | 1419.7076 | 1419.7154 | 0.08026 | 1419.7076 | 0.02493
[30 empty] | 1419.8064 | 1419.8142 | 0.08052 | 1419.8064 | 0.02497
[30 empty] | 1419.9052 | 1419.913 | 0.08077 | 1419.9052 | 0.02503
[30 empty] | 1420.0039 | 1420.0117 | 0.08102 | 1420.0039 | 0.02508
[30 empty] | 1420.1027 | 1420.1106 | 0.08127 | 1420.1027 | 0.02514
[30 empty] | 1420.2014 | 1420.2094 | 0.08152 | 1420.2014 | 0.02519
[30 empty] | 1420.3003 | 1420.3082 | 0.08177 | 1420.3003 | 0.02522
[30 empty] | 1420.3992 | 1420.407 | 0.08201 | 1420.3992 | 0.02523
[30 empty] | 1420.4979 | 1420.5059 | 0.08225 | 1420.4979 | 0.02523
[30 empty] | 1420.5968 | 1420.6047 | 0.08249 | 1420.5968 | 0.02521
[30 empty] | 1420.6957 | 1420.7036 | 0.08273 | 1420.6957 | 0.02518
[30 empty] | 1420.7946 | 1420.8025 | 0.08296 | 1420.7946 | 0.02517
[30 empty] | 1420.8934 | 1420.9014 | 0.0832 | 1420.8934 | 0.02517
[30 empty] | 1420.9924 | 1421.0002 | 0.08343 | 1420.9924 | 0.0252
[30 empty] | 1421.0913 | 1421.0992 | 0.08366 | 1421.0913 | 0.02529
[30 empty] | 1421.1903 | 1421.1981 | 0.08388 | 1421.1903 | 0.02542
[30 empty] | 1421.2892 | 1421.2971 | 0.08411 | 1421.2892 | 0.02559
[30 empty] | 1421.3882 | 1421.3961 | 0.08433 | 1421.3882 | 0.02579
[30 empty] | 1421.4872 | 1421.4951 | 0.08456 | 1421.4872 | 0.02599
[30 empty] | 1421.5862 | 1421.5941 | 0.08478 | 1421.5862 | 0.02617
[30 empty] | 1421.6852 | 1421.6931 | 0.085 | 1421.6852 | 0.02633
[30 empty] | 1421.7842 | 1421.7921 | 0.08522 | 1421.7842 | 0.02646
[30 empty] | 1421.8833 | 1421.8911 | 0.08545 | 1421.8833 | 0.02657
[30 empty] | 1421.9823 | 1421.9902 | 0.08567 | 1421.9823 | 0.02669
[30 empty] | 1422.0814 | 1422.0892 | 0.08589 | 1422.0814 | 0.02683
[30 empty] | 1422.1804 | 1422.1883 | 0.08611 | 1422.1804 | 0.027
[30 empty] | 1422.2795 | 1422.2875 | 0.08634 | 1422.2795 | 0.02719
[30 empty] | 1422.3787 | 1422.3866 | 0.08656 | 1422.3787 | 0.02738
[30 empty] | 1422.4778 | 1422.4857 | 0.08679 | 1422.4778 | 0.02756
[30 empty] | 1422.5769 | 1422.5848 | 0.08702 | 1422.5769 | 0.0277
[30 empty] | 1422.676 | 1422.684 | 0.08725 | 1422.676 | 0.02781
[30 empty] | 1422.7751 | 1422.7831 | 0.08748 | 1422.7751 | 0.0279
[30 empty] | 1422.8744 | 1422.8823 | 0.08771 | 1422.8744 | 0.02799
[30 empty] | 1422.9735 | 1422.9814 | 0.08795 | 1422.9735 | 0.0281
[30 empty] | 1423.0728 | 1423.0807 | 0.08819 | 1423.0728 | 0.02826
[30 empty] | 1423.172 | 1423.1799 | 0.08844 | 1423.172 | 0.02849
[30 empty] | 1423.2712 | 1423.2792 | 0.08868 | 1423.2712 | 0.02878
[30 empty] | 1423.3705 | 1423.3784 | 0.08893 | 1423.3705 | 0.02914
[30 empty] | 1423.4697 | 1423.4777 | 0.08918 | 1423.4697 | 0.02952
[30 empty] | 1423.569 | 1423.5769 | 0.08944 | 1423.569 | 0.02989
[30 empty] | 1423.6683 | 1423.6762 | 0.0897 | 1423.6683 | 0.0302
[30 empty] | 1423.7676 | 1423.7755 | 0.08996 | 1423.7676 | 0.03043
[30 empty] | 1423.8669 | 1423.8748 | 0.09022 | 1423.8669 | 0.03054
[30 empty] | 1423.9662 | 1423.9741 | 0.09049 | 1423.9662 | 0.03053
[30 empty] | 1424.0656 | 1424.0735 | 0.09076 | 1424.0656 | 0.03041
[30 empty] | 1424.1649 | 1424.1728 | 0.09103 | 1424.1649 | 0.03019
[30 empty] | 1424.2643 | 1424.2722 | 0.09131 | 1424.2643 | 0.02991
[30 empty] | 1424.3637 | 1424.3716 | 0.09158 | 1424.3637 | 0.0296
[30 empty] | 1424.4631 | 1424.4709 | 0.09186 | 1424.4631 | 0.02927
[30 empty] | 1424.5625 | 1424.5704 | 0.09215 | 1424.5625 | 0.02897
[30 empty] | 1424.6619 | 1424.6698 | 0.09243 | 1424.6619 | 0.0287
[30 empty] | 1424.7613 | 1424.7693 | 0.09271 | 1424.7613 | 0.0285
[30 empty] | 1424.8608 | 1424.8688 | 0.093 | 1424.8608 | 0.02834
[30 empty] | 1424.9603 | 1424.9681 | 0.09329 | 1424.9603 | 0.02824
[30 empty] | 1425.0598 | 1425.0676 | 0.09358 | 1425.0598 | 0.02816
[30 empty] | 1425.1593 | 1425.1671 | 0.09387 | 1425.1593 | 0.02807
[30 empty] | 1425.2588 | 1425.2667 | 0.09417 | 1425.2588 | 0.02795
[30 empty] | 1425.3583 | 1425.3662 | 0.09446 | 1425.3583 | 0.02779
[30 empty] | 1425.4578 | 1425.4657 | 0.09476 | 1425.4578 | 0.02757
[30 empty] | 1425.5574 | 1425.5653 | 0.09505 | 1425.5574 | 0.02731
[30 empty] | 1425.657 | 1425.6648 | 0.09535 | 1425.657 | 0.02704
[30 empty] | 1425.7565 | 1425.7644 | 0.09565 | 1425.7565 | 0.02677
[30 empty] | 1425.8561 | 1425.864 | 0.09595 | 1425.8561 | 0.02654
[30 empty] | 1425.9557 | 1425.9636 | 0.09625 | 1425.9557 | 0.02636
[30 empty] | 1426.0553 | 1426.0632 | 0.09655 | 1426.0553 | 0.02623
[30 empty] | 1426.1549 | 1426.1628 | 0.09685 | 1426.1549 | 0.02616
[30 empty] | 1426.2546 | 1426.2626 | 0.09716 | 1426.2546 | 0.02614
[30 empty] | 1426.3543 | 1426.3622 | 0.09746 | 1426.3543 | 0.02616
[30 empty] | 1426.454 | 1426.4619 | 0.09777 | 1426.454 | 0.02623
[30 empty] | 1426.5536 | 1426.5615 | 0.09807 | 1426.5536 | 0.02633
[30 empty] | 1426.6533 | 1426.6613 | 0.09838 | 1426.6533 | 0.02647
[30 empty] | 1426.7531 | 1426.761 | 0.09869 | 1426.7531 | 0.02668
[30 empty] | 1426.8528 | 1426.8607 | 0.099 | 1426.8528 | 0.02695
[30 empty] | 1426.9525 | 1426.9605 | 0.09931 | 1426.9525 | 0.0273
[30 empty] | 1427.0522 | 1427.0602 | 0.09963 | 1427.0522 | 0.0277
[30 empty] | 1427.1521 | 1427.16 | 0.09994 | 1427.1521 | 0.02816
[30 empty] | 1427.2518 | 1427.2598 | 0.10026 | 1427.2518 | 0.02865
[30 empty] | 1427.3517 | 1427.3596 | 0.10058 | 1427.3517 | 0.02913
[30 empty] | 1427.4514 | 1427.4594 | 0.1009 | 1427.4514 | 0.02958
[30 empty] | 1427.5513 | 1427.5592 | 0.10122 | 1427.5513 | 0.02999
[30 empty] | 1427.6511 | 1427.6591 | 0.10154 | 1427.6511 | 0.03033
[30 empty] | 1427.751 | 1427.7589 | 0.10187 | 1427.751 | 0.03062
[30 empty] | 1427.8508 | 1427.8588 | 0.10219 | 1427.8508 | 0.03087
[30 empty] | 1427.9508 | 1427.9586 | 0.10252 | 1427.9508 | 0.03109
[30 empty] | 1428.0507 | 1428.0586 | 0.10285 | 1428.0507 | 0.03128
[30 empty] | 1428.1505 | 1428.1584 | 0.10318 | 1428.1505 | 0.03145
[30 empty] | 1428.2505 | 1428.2584 | 0.10351 | 1428.2505 | 0.03156
[30 empty] | 1428.3505 | 1428.3584 | 0.10384 | 1428.3505 | 0.03162
[30 empty] | 1428.4504 | 1428.4582 | 0.10417 | 1428.4504 | 0.03158
[30 empty] | 1428.5503 | 1428.5582 | 0.1045 | 1428.5503 | 0.03145
[30 empty] | 1428.6504 | 1428.6582 | 0.10483 | 1428.6504 | 0.03121
[30 empty] | 1428.7504 | 1428.7583 | 0.10516 | 1428.7504 | 0.03087
[30 empty] | 1428.8503 | 1428.8583 | 0.1055 | 1428.8503 | 0.03048
[30 empty] | 1428.9503 | 1428.9582 | 0.10583 | 1428.9503 | 0.03007
[30 empty] | 1429.0504 | 1429.0584 | 0.10616 | 1429.0504 | 0.0297
[30 empty] | 1429.1505 | 1429.1583 | 0.10649 | 1429.1505 | 0.02939
[30 empty] | 1429.2505 | 1429.2584 | 0.10683 | 1429.2505 | 0.02919
[30 empty] | 1429.3506 | 1429.3585 | 0.10716 | 1429.3506 | 0.02911
[30 empty] | 1429.4507 | 1429.4586 | 0.10749 | 1429.4507 | 0.02917
[30 empty] | 1429.5508 | 1429.5587 | 0.10782 | 1429.5508 | 0.02935
[30 empty] | 1429.6509 | 1429.6588 | 0.10815 | 1429.6509 | 0.02965
[30 empty] | 1429.7511 | 1429.759 | 0.10848 | 1429.7511 | 0.03003
[30 empty] | 1429.8512 | 1429.8591 | 0.10881 | 1429.8512 | 0.03046
[30 empty] | 1429.9514 | 1429.9594 | 0.10914 | 1429.9514 | 0.03092
[30 empty] | 1430.0515 | 1430.0594 | 0.10946 | 1430.0515 | 0.03136
[30 empty] | 1430.1517 | 1430.1597 | 0.10979 | 1430.1517 | 0.03173
[30 empty] | 1430.252 | 1430.2599 | 0.11012 | 1430.252 | 0.03199
[30 empty] | 1430.3522 | 1430.3601 | 0.11044 | 1430.3522 | 0.03213
[30 empty] | 1430.4524 | 1430.4603 | 0.11077 | 1430.4524 | 0.03213
[30 empty] | 1430.5526 | 1430.5605 | 0.11109 | 1430.5526 | 0.03202
[30 empty] | 1430.6529 | 1430.6609 | 0.11142 | 1430.6529 | 0.0318
[30 empty] | 1430.7532 | 1430.7611 | 0.11174 | 1430.7532 | 0.03153
[30 empty] | 1430.8535 | 1430.8615 | 0.11206 | 1430.8535 | 0.03122
[30 empty] | 1430.9539 | 1430.9618 | 0.11239 | 1430.9539 | 0.03089
[30 empty] | 1431.0541 | 1431.062 | 0.11271 | 1431.0541 | 0.03056
[30 empty] | 1431.1544 | 1431.1624 | 0.11303 | 1431.1544 | 0.03023
[30 empty] | 1431.2548 | 1431.2627 | 0.11335 | 1431.2548 | 0.02989
[30 empty] | 1431.3552 | 1431.3632 | 0.11368 | 1431.3552 | 0.02956
[30 empty] | 1431.4556 | 1431.4635 | 0.114 | 1431.4556 | 0.02924
[30 empty] | 1431.5559 | 1431.5638 | 0.11432 | 1431.5559 | 0.02894
[30 empty] | 1431.6564 | 1431.6643 | 0.11464 | 1431.6564 | 0.02866
[30 empty] | 1431.7567 | 1431.7647 | 0.11496 | 1431.7567 | 0.02843
[30 empty] | 1431.8572 | 1431.8651 | 0.11529 | 1431.8572 | 0.02827
[30 empty] | 1431.9576 | 1431.9656 | 0.11561 | 1431.9576 | 0.02818
[30 empty] | 1432.0581 | 1432.066 | 0.11593 | 1432.0581 | 0.02817
[30 empty] | 1432.1586 | 1432.1665 | 0.11626 | 1432.1586 | 0.02827
[30 empty] | 1432.259 | 1432.267 | 0.11658 | 1432.259 | 0.02845
[30 empty] | 1432.3596 | 1432.3675 | 0.1169 | 1432.3596 | 0.02873
[30 empty] | 1432.4601 | 1432.468 | 0.11723 | 1432.4601 | 0.02909
[30 empty] | 1432.5605 | 1432.5686 | 0.11755 | 1432.5605 | 0.0295
[30 empty] | 1432.6611 | 1432.6691 | 0.11788 | 1432.6611 | 0.02996
[30 empty] | 1432.7617 | 1432.7696 | 0.1182 | 1432.7617 | 0.03043
[30 empty] | 1432.8623 | 1432.8702 | 0.11853 | 1432.8623 | 0.0309
[30 empty] | 1432.9629 | 1432.9708 | 0.11885 | 1432.9629 | 0.03135
[30 empty] | 1433.0635 | 1433.0714 | 0.11918 | 1433.0635 | 0.03176
[30 empty] | 1433.1641 | 1433.172 | 0.11951 | 1433.1641 | 0.03212
[30 empty] | 1433.2648 | 1433.2727 | 0.11984 | 1433.2648 | 0.03244
[30 empty] | 1433.3654 | 1433.3733 | 0.12016 | 1433.3654 | 0.0327
[30 empty] | 1433.4661 | 1433.474 | 0.12049 | 1433.4661 | 0.03291
[30 empty] | 1433.5666 | 1433.5746 | 0.12082 | 1433.5666 | 0.03307
[30 empty] | 1433.6674 | 1433.6753 | 0.12115 | 1433.6674 | 0.03317
[30 empty] | 1433.7681 | 1433.776 | 0.12148 | 1433.7681 | 0.0332
[30 empty] | 1433.8688 | 1433.8767 | 0.1218 | 1433.8688 | 0.03314
[30 empty] | 1433.9695 | 1433.9774 | 0.12213 | 1433.9695 | 0.033
[30 empty] | 1434.0703 | 1434.0783 | 0.12246 | 1434.0703 | 0.03278
[30 empty] | 1434.171 | 1434.179 | 0.12279 | 1434.171 | 0.03252
[30 empty] | 1434.2719 | 1434.2798 | 0.12312 | 1434.2719 | 0.03224
[30 empty] | 1434.3726 | 1434.3805 | 0.12345 | 1434.3726 | 0.03199
[30 empty] | 1434.4734 | 1434.4813 | 0.12378 | 1434.4734 | 0.03179
[30 empty] | 1434.5742 | 1434.5821 | 0.12411 | 1434.5742 | 0.03165
[30 empty] | 1434.6751 | 1434.683 | 0.12443 | 1434.6751 | 0.03156
[30 empty] | 1434.7759 | 1434.7838 | 0.12476 | 1434.7759 | 0.03151
[30 empty] | 1434.8767 | 1434.8846 | 0.12509 | 1434.8767 | 0.03146
[30 empty] | 1434.9775 | 1434.9855 | 0.12542 | 1434.9775 | 0.03139
[30 empty] | 1435.0785 | 1435.0864 | 0.12575 | 1435.0785 | 0.03129
[30 empty] | 1435.1793 | 1435.1874 | 0.12608 | 1435.1793 | 0.03117
[30 empty] | 1435.2803 | 1435.2882 | 0.12641 | 1435.2803 | 0.03102
[30 empty] | 1435.3812 | 1435.3892 | 0.12674 | 1435.3812 | 0.03087
[30 empty] | 1435.4822 | 1435.4901 | 0.12707 | 1435.4822 | 0.03074
[30 empty] | 1435.5831 | 1435.5911 | 0.1274 | 1435.5831 | 0.03066
[30 empty] | 1435.6841 | 1435.692 | 0.12773 | 1435.6841 | 0.03064
[30 empty] | 1435.785 | 1435.793 | 0.12806 | 1435.785 | 0.03069
[30 empty] | 1435.8861 | 1435.894 | 0.12839 | 1435.8861 | 0.03081
[30 empty] | 1435.9871 | 1435.995 | 0.12873 | 1435.9871 | 0.03098
[30 empty] | 1436.0881 | 1436.0961 | 0.12906 | 1436.0881 | 0.03117
[30 empty] | 1436.1891 | 1436.1971 | 0.1294 | 1436.1891 | 0.03134
[30 empty] | 1436.2902 | 1436.2981 | 0.12974 | 1436.2902 | 0.03147
[30 empty] | 1436.3912 | 1436.3992 | 0.13008 | 1436.3912 | 0.03153
[30 empty] | 1436.4923 | 1436.5002 | 0.13042 | 1436.4923 | 0.03151
[30 empty] | 1436.5934 | 1436.6014 | 0.13076 | 1436.5934 | 0.03142
[30 empty] | 1436.6946 | 1436.7025 | 0.13111 | 1436.6946 | 0.03128
[30 empty] | 1436.7957 | 1436.8036 | 0.13146 | 1436.7957 | 0.03114
[30 empty] | 1436.8969 | 1436.9048 | 0.13181 | 1436.8969 | 0.03102
[30 empty] | 1436.9979 | 1437.006 | 0.13216 | 1436.9979 | 0.03096
[30 empty] | 1437.0991 | 1437.1071 | 0.13252 | 1437.0991 | 0.03099
[30 empty] | 1437.2003 | 1437.2082 | 0.13288 | 1437.2003 | 0.03111
[30 empty] | 1437.3015 | 1437.3094 | 0.13324 | 1437.3015 | 0.03131
[30 empty] | 1437.4027 | 1437.4106 | 0.1336 | 1437.4027 | 0.03159
[30 empty] | 1437.5039 | 1437.512 | 0.13397 | 1437.5039 | 0.03191
[30 empty] | 1437.6052 | 1437.6132 | 0.13435 | 1437.6052 | 0.03225
[30 empty] | 1437.7064 | 1437.7144 | 0.13472 | 1437.7064 | 0.03258
[30 empty] | 1437.8077 | 1437.8157 | 0.1351 | 1437.8077 | 0.0329
[30 empty] | 1437.9091 | 1437.917 | 0.13548 | 1437.9091 | 0.0332
[30 empty] | 1438.0103 | 1438.0183 | 0.13587 | 1438.0103 | 0.03352
[30 empty] | 1438.1116 | 1438.1196 | 0.13626 | 1438.1116 | 0.03386
[30 empty] | 1438.2129 | 1438.2209 | 0.13665 | 1438.2129 | 0.03427
[30 empty] | 1438.3143 | 1438.3223 | 0.13704 | 1438.3143 | 0.03476
[30 empty] | 1438.4156 | 1438.4236 | 0.13744 | 1438.4156 | 0.03535
[30 empty] | 1438.517 | 1438.5249 | 0.13784 | 1438.517 | 0.03602
[30 empty] | 1438.6184 | 1438.6263 | 0.13825 | 1438.6184 | 0.03674
[30 empty] | 1438.7197 | 1438.7278 | 0.13865 | 1438.7197 | 0.03745
[30 empty] | 1438.8212 | 1438.8291 | 0.13906 | 1438.8212 | 0.03811
[30 empty] | 1438.9226 | 1438.9305 | 0.13947 | 1438.9226 | 0.03865
[30 empty] | 1439.024 | 1439.032 | 0.13989 | 1439.024 | 0.03902
[30 empty] | 1439.1255 | 1439.1334 | 0.1403 | 1439.1255 | 0.0392
[30 empty] | 1439.2269 | 1439.235 | 0.14072 | 1439.2269 | 0.03918
[30 empty] | 1439.3285 | 1439.3364 | 0.14114 | 1439.3285 | 0.03897
[30 empty] | 1439.4299 | 1439.4379 | 0.14156 | 1439.4299 | 0.0386
[30 empty] | 1439.5315 | 1439.5394 | 0.14198 | 1439.5315 | 0.03811
[30 empty] | 1439.6329 | 1439.641 | 0.1424 | 1439.6329 | 0.03753
[30 empty] | 1439.7345 | 1439.7425 | 0.14283 | 1439.7345 | 0.03692
[30 empty] | 1439.8361 | 1439.8441 | 0.14325 | 1439.8361 | 0.03632
[30 empty] | 1439.9376 | 1439.9457 | 0.14368 | 1439.9376 | 0.03579
[30 empty] | 1440.0392 | 1440.0472 | 0.1441 | 1440.0392 | 0.03538
[30 empty] | 1440.1409 | 1440.1488 | 0.14453 | 1440.1409 | 0.03511
[30 empty] | 1440.2424 | 1440.2504 | 0.14496 | 1440.2424 | 0.03501
[30 empty] | 1440.3441 | 1440.352 | 0.14539 | 1440.3441 | 0.03508
[30 empty] | 1440.4457 | 1440.4537 | 0.14582 | 1440.4457 | 0.0353
[30 empty] | 1440.5474 | 1440.5553 | 0.14624 | 1440.5474 | 0.03565
[30 empty] | 1440.649 | 1440.657 | 0.14667 | 1440.649 | 0.03609
[30 empty] | 1440.7507 | 1440.7587 | 0.1471 | 1440.7507 | 0.03657
[30 empty] | 1440.8524 | 1440.8603 | 0.14753 | 1440.8524 | 0.03706
[30 empty] | 1440.9541 | 1440.9622 | 0.14796 | 1440.9541 | 0.03753
[30 empty] | 1441.0559 | 1441.0638 | 0.14839 | 1441.0559 | 0.03795
[30 empty] | 1441.1576 | 1441.1655 | 0.14881 | 1441.1576 | 0.03831
[30 empty] | 1441.2594 | 1441.2673 | 0.14924 | 1441.2594 | 0.0386
[30 empty] | 1441.3611 | 1441.3691 | 0.14967 | 1441.3611 | 0.03882
[30 empty] | 1441.4629 | 1441.4708 | 0.15009 | 1441.4629 | 0.03897
[30 empty] | 1441.5647 | 1441.5726 | 0.15052 | 1441.5647 | 0.03905
[30 empty] | 1441.6665 | 1441.6744 | 0.15094 | 1441.6665 | 0.0391
[30 empty] | 1441.7683 | 1441.7764 | 0.15136 | 1441.7683 | 0.03909
[30 empty] | 1441.8702 | 1441.8782 | 0.15179 | 1441.8702 | 0.03906
[30 empty] | 1441.9721 | 1441.98 | 0.15221 | 1441.9721 | 0.03899
[30 empty] | 1442.074 | 1442.0819 | 0.15263 | 1442.074 | 0.03889
[30 empty] | 1442.1758 | 1442.1838 | 0.15305 | 1442.1758 | 0.03877
[30 empty] | 1442.2777 | 1442.2856 | 0.15346 | 1442.2777 | 0.03863
[30 empty] | 1442.3796 | 1442.3876 | 0.15388 | 1442.3796 | 0.03848
[30 empty] | 1442.4816 | 1442.4895 | 0.15429 | 1442.4816 | 0.03832
[30 empty] | 1442.5835 | 1442.5914 | 0.15471 | 1442.5835 | 0.03818
[30 empty] | 1442.6854 | 1442.6935 | 0.15512 | 1442.6854 | 0.03806
[30 empty] | 1442.7874 | 1442.7954 | 0.15553 | 1442.7874 | 0.03798
[30 empty] | 1442.8894 | 1442.8973 | 0.15594 | 1442.8894 | 0.03798
[30 empty] | 1442.9915 | 1442.9994 | 0.15634 | 1442.9915 | 0.03807
[30 empty] | 1443.0934 | 1443.1014 | 0.15675 | 1443.0934 | 0.03827
[30 empty] | 1443.1954 | 1443.2034 | 0.15715 | 1443.1954 | 0.0386
[30 empty] | 1443.2975 | 1443.3054 | 0.15755 | 1443.2975 | 0.03906
[30 empty] | 1443.3995 | 1443.4075 | 0.15796 | 1443.3995 | 0.03963
[30 empty] | 1443.5016 | 1443.5096 | 0.15835 | 1443.5016 | 0.04028
[30 empty] | 1443.6036 | 1443.6117 | 0.15875 | 1443.6036 | 0.04098
[30 empty] | 1443.7058 | 1443.7137 | 0.15915 | 1443.7058 | 0.04166
[30 empty] | 1443.8079 | 1443.8159 | 0.15955 | 1443.8079 | 0.04228
[30 empty] | 1443.91 | 1443.9181 | 0.15994 | 1443.91 | 0.04278
[30 empty] | 1444.0122 | 1444.0201 | 0.16034 | 1444.0122 | 0.04313
[30 empty] | 1444.1144 | 1444.1223 | 0.16073 | 1444.1144 | 0.0433
[30 empty] | 1444.2166 | 1444.2245 | 0.16113 | 1444.2166 | 0.04326
[30 empty] | 1444.3187 | 1444.3267 | 0.16152 | 1444.3187 | 0.04303
[30 empty] | 1444.4209 | 1444.429 | 0.16192 | 1444.4209 | 0.0426
[30 empty] | 1444.5231 | 1444.5311 | 0.16232 | 1444.5231 | 0.042
[30 empty] | 1444.6254 | 1444.6333 | 0.16271 | 1444.6254 | 0.04126
[30 empty] | 1444.7277 | 1444.7356 | 0.16311 | 1444.7277 | 0.04044
[30 empty] | 1444.8298 | 1444.8379 | 0.16351 | 1444.8298 | 0.03959
[30 empty] | 1444.9321 | 1444.9402 | 0.16391 | 1444.9321 | 0.03879
[30 empty] | 1445.0344 | 1445.0425 | 0.16431 | 1445.0344 | 0.03811
[30 empty] | 1445.1367 | 1445.1448 | 0.16471 | 1445.1367 | 0.03758
[30 empty] | 1445.239 | 1445.2471 | 0.16512 | 1445.239 | 0.03725
[30 empty] | 1445.3414 | 1445.3494 | 0.16553 | 1445.3414 | 0.0371
[30 empty] | 1445.4437 | 1445.4518 | 0.16594 | 1445.4437 | 0.0371
[30 empty] | 1445.5461 | 1445.5541 | 0.16635 | 1445.5461 | 0.03718
[30 empty] | 1445.6484 | 1445.6565 | 0.16677 | 1445.6484 | 0.03729
[30 empty] | 1445.7508 | 1445.7589 | 0.16718 | 1445.7508 | 0.03737
[30 empty] | 1445.8533 | 1445.8612 | 0.1676 | 1445.8533 | 0.0374
[30 empty] | 1445.9557 | 1445.9636 | 0.16802 | 1445.9557 | 0.03737
[30 empty] | 1446.0581 | 1446.0662 | 0.16845 | 1446.0581 | 0.03733
[30 empty] | 1446.1605 | 1446.1686 | 0.16888 | 1446.1605 | 0.03734
[30 empty] | 1446.2631 | 1446.271 | 0.16931 | 1446.2631 | 0.03745
[30 empty] | 1446.3655 | 1446.3735 | 0.16974 | 1446.3655 | 0.0377
[30 empty] | 1446.468 | 1446.476 | 0.17017 | 1446.468 | 0.0381
[30 empty] | 1446.5706 | 1446.5785 | 0.17061 | 1446.5706 | 0.03864
[30 empty] | 1446.673 | 1446.681 | 0.17105 | 1446.673 | 0.03925
[30 empty] | 1446.7755 | 1446.7836 | 0.17149 | 1446.7755 | 0.03987
[30 empty] | 1446.8781 | 1446.8861 | 0.17194 | 1446.8781 | 0.04043
[30 empty] | 1446.9807 | 1446.9887 | 0.17238 | 1446.9807 | 0.04086
[30 empty] | 1447.0832 | 1447.0913 | 0.17283 | 1447.0832 | 0.04112
[30 empty] | 1447.1858 | 1447.1939 | 0.17328 | 1447.1858 | 0.0412
[30 empty] | 1447.2885 | 1447.2965 | 0.17373 | 1447.2885 | 0.0411
[30 empty] | 1447.3911 | 1447.399 | 0.17418 | 1447.3911 | 0.04086
[30 empty] | 1447.4938 | 1447.5017 | 0.17463 | 1447.4938 | 0.04054
[30 empty] | 1447.5963 | 1447.6044 | 0.17508 | 1447.5963 | 0.0402
[30 empty] | 1447.699 | 1447.707 | 0.17554 | 1447.699 | 0.03992
[30 empty] | 1447.8018 | 1447.8097 | 0.17599 | 1447.8018 | 0.03974
[30 empty] | 1447.9044 | 1447.9124 | 0.17645 | 1447.9044 | 0.0397
[30 empty] | 1448.0071 | 1448.0151 | 0.17691 | 1448.0071 | 0.03981
[30 empty] | 1448.1099 | 1448.1178 | 0.17736 | 1448.1099 | 0.04004
[30 empty] | 1448.2125 | 1448.2206 | 0.17782 | 1448.2125 | 0.04036
[30 empty] | 1448.3153 | 1448.3234 | 0.17828 | 1448.3153 | 0.04072
[30 empty] | 1448.4181 | 1448.4262 | 0.17874 | 1448.4181 | 0.04108
[30 empty] | 1448.5209 | 1448.5289 | 0.1792 | 1448.5209 | 0.04139
[30 empty] | 1448.6237 | 1448.6317 | 0.17965 | 1448.6237 | 0.04163
[30 empty] | 1448.7264 | 1448.7345 | 0.18011 | 1448.7264 | 0.04179
[30 empty] | 1448.8293 | 1448.8373 | 0.18057 | 1448.8293 | 0.04189
[30 empty] | 1448.9321 | 1448.9402 | 0.18103 | 1448.9321 | 0.04194
[30 empty] | 1449.035 | 1449.0431 | 0.18149 | 1449.035 | 0.04197
[30 empty] | 1449.1379 | 1449.1459 | 0.18196 | 1449.1379 | 0.04198
[30 empty] | 1449.2407 | 1449.2488 | 0.18242 | 1449.2407 | 0.04199
[30 empty] | 1449.3436 | 1449.3517 | 0.18288 | 1449.3436 | 0.04201
[30 empty] | 1449.4467 | 1449.4546 | 0.18334 | 1449.4467 | 0.04205
[30 empty] | 1449.5496 | 1449.5575 | 0.1838 | 1449.5496 | 0.04213
[30 empty] | 1449.6525 | 1449.6605 | 0.18427 | 1449.6525 | 0.04227
[30 empty] | 1449.7554 | 1449.7634 | 0.18473 | 1449.7554 | 0.04249
[30 empty] | 1449.8584 | 1449.8665 | 0.1852 | 1449.8584 | 0.04281
[30 empty] | 1449.9614 | 1449.9694 | 0.18566 | 1449.9614 | 0.0432
[30 empty] | 1450.0643 | 1450.0724 | 0.18613 | 1450.0643 | 0.04364
[30 empty] | 1450.1674 | 1450.1754 | 0.1866 | 1450.1674 | 0.04408
[30 empty] | 1450.2704 | 1450.2784 | 0.18707 | 1450.2704 | 0.04448
[30 empty] | 1450.3735 | 1450.3815 | 0.18754 | 1450.3735 | 0.0448
[30 empty] | 1450.4766 | 1450.4846 | 0.18801 | 1450.4766 | 0.04501
[30 empty] | 1450.5796 | 1450.5876 | 0.18848 | 1450.5796 | 0.0451
[30 empty] | 1450.6827 | 1450.6907 | 0.18895 | 1450.6827 | 0.04509
[30 empty] | 1450.7858 | 1450.7938 | 0.18943 | 1450.7858 | 0.04501
[30 empty] | 1450.8889 | 1450.897 | 0.1899 | 1450.8889 | 0.04487
[30 empty] | 1450.9921 | 1451.0001 | 0.19038 | 1450.9921 | 0.04471
[30 empty] | 1451.0952 | 1451.1033 | 0.19086 | 1451.0952 | 0.04453
[30 empty] | 1451.1984 | 1451.2064 | 0.19134 | 1451.1984 | 0.04435
[30 empty] | 1451.3015 | 1451.3096 | 0.19181 | 1451.3015 | 0.04418
[30 empty] | 1451.4048 | 1451.4127 | 0.1923 | 1451.4048 | 0.04401
[30 empty] | 1451.5079 | 1451.516 | 0.19278 | 1451.5079 | 0.04387
[30 empty] | 1451.6112 | 1451.6193 | 0.19326 | 1451.6112 | 0.04376
[30 empty] | 1451.7145 | 1451.7224 | 0.19375 | 1451.7145 | 0.04369
[30 empty] | 1451.8176 | 1451.8257 | 0.19423 | 1451.8176 | 0.04369
[30 empty] | 1451.9209 | 1451.929 | 0.19472 | 1451.9209 | 0.04375
[30 empty] | 1452.0242 | 1452.0322 | 0.19521 | 1452.0242 | 0.04387
[30 empty] | 1452.1276 | 1452.1355 | 0.1957 | 1452.1276 | 0.04404
[30 empty] | 1452.2308 | 1452.2389 | 0.19619 | 1452.2308 | 0.04425
[30 empty] | 1452.3341 | 1452.3422 | 0.19669 | 1452.3341 | 0.04451
[30 empty] | 1452.4375 | 1452.4456 | 0.19718 | 1452.4375 | 0.04482
[30 empty] | 1452.5409 | 1452.5488 | 0.19768 | 1452.5409 | 0.04517
[30 empty] | 1452.6442 | 1452.6522 | 0.19818 | 1452.6442 | 0.04557
[30 empty] | 1452.7476 | 1452.7556 | 0.19868 | 1452.7476 | 0.046
[30 empty] | 1452.851 | 1452.859 | 0.19918 | 1452.851 | 0.04644
[30 empty] | 1452.9545 | 1452.9624 | 0.19968 | 1452.9545 | 0.04687
[30 empty] | 1453.0579 | 1453.0659 | 0.20019 | 1453.0579 | 0.04726
[30 empty] | 1453.1613 | 1453.1693 | 0.2007 | 1453.1613 | 0.04759
[30 empty] | 1453.2648 | 1453.2727 | 0.2012 | 1453.2648 | 0.04784
[30 empty] | 1453.3682 | 1453.3762 | 0.20172 | 1453.3682 | 0.04801
[30 empty] | 1453.4717 | 1453.4797 | 0.20223 | 1453.4717 | 0.04809
[30 empty] | 1453.5752 | 1453.5832 | 0.20274 | 1453.5752 | 0.04809
[30 empty] | 1453.6787 | 1453.6868 | 0.20326 | 1453.6787 | 0.04803
[30 empty] | 1453.7822 | 1453.7903 | 0.20377 | 1453.7822 | 0.04792
[30 empty] | 1453.8857 | 1453.8938 | 0.20429 | 1453.8857 | 0.04778
[30 empty] | 1453.9894 | 1453.9974 | 0.20481 | 1453.9894 | 0.04765
[30 empty] | 1454.0929 | 1454.101 | 0.20533 | 1454.0929 | 0.04752
[30 empty] | 1454.1965 | 1454.2046 | 0.20586 | 1454.1965 | 0.04743
[30 empty] | 1454.3002 | 1454.3081 | 0.20638 | 1454.3002 | 0.04738
[30 empty] | 1454.4037 | 1454.4117 | 0.2069 | 1454.4037 | 0.04738
[30 empty] | 1454.5073 | 1454.5154 | 0.20743 | 1454.5073 | 0.04744
[30 empty] | 1454.6111 | 1454.619 | 0.20796 | 1454.6111 | 0.04757
[30 empty] | 1454.7147 | 1454.7228 | 0.20849 | 1454.7147 | 0.04778
[30 empty] | 1454.8184 | 1454.8264 | 0.20901 | 1454.8184 | 0.04806
[30 empty] | 1454.9221 | 1454.93 | 0.20954 | 1454.9221 | 0.04838
[30 empty] | 1455.0258 | 1455.0338 | 0.21007 | 1455.0258 | 0.04871
[30 empty] | 1455.1295 | 1455.1376 | 0.2106 | 1455.1295 | 0.04897
[30 empty] | 1455.2333 | 1455.2412 | 0.21113 | 1455.2333 | 0.04913
[30 empty] | 1455.337 | 1455.345 | 0.21166 | 1455.337 | 0.04913
[30 empty] | 1455.4408 | 1455.4487 | 0.21219 | 1455.4408 | 0.04897
[30 empty] | 1455.5446 | 1455.5526 | 0.21272 | 1455.5446 | 0.04866
[30 empty] | 1455.6483 | 1455.6564 | 0.21325 | 1455.6483 | 0.04826
[30 empty] | 1455.7522 | 1455.7601 | 0.21378 | 1455.7522 | 0.04783
[30 empty] | 1455.856 | 1455.864 | 0.21431 | 1455.856 | 0.04744
[30 empty] | 1455.9598 | 1455.9679 | 0.21484 | 1455.9598 | 0.04716
[30 empty] | 1456.0637 | 1456.0717 | 0.21536 | 1456.0637 | 0.047
[30 empty] | 1456.1675 | 1456.1755 | 0.21589 | 1456.1675 | 0.04698
[30 empty] | 1456.2714 | 1456.2794 | 0.21642 | 1456.2714 | 0.04709
[30 empty] | 1456.3754 | 1456.3834 | 0.21694 | 1456.3754 | 0.04729
[30 empty] | 1456.4793 | 1456.4873 | 0.21747 | 1456.4793 | 0.04755
[30 empty] | 1456.5831 | 1456.5912 | 0.21799 | 1456.5831 | 0.04783
[30 empty] | 1456.6871 | 1456.6952 | 0.21852 | 1456.6871 | 0.04811
[30 empty] | 1456.791 | 1456.7991 | 0.21904 | 1456.791 | 0.04838
[30 empty] | 1456.895 | 1456.9031 | 0.21956 | 1456.895 | 0.04862
[30 empty] | 1456.999 | 1457.0071 | 0.22008 | 1456.999 | 0.04882
[30 empty] | 1457.103 | 1457.1111 | 0.2206 | 1457.103 | 0.04898
[30 empty] | 1457.207 | 1457.2151 | 0.22112 | 1457.207 | 0.04908
[30 empty] | 1457.3112 | 1457.3191 | 0.22164 | 1457.3112 | 0.04909
[30 empty] | 1457.4152 | 1457.4232 | 0.22216 | 1457.4152 | 0.04902
[30 empty] | 1457.5192 | 1457.5272 | 0.22268 | 1457.5192 | 0.04885
[30 empty] | 1457.6233 | 1457.6314 | 0.2232 | 1457.6233 | 0.04862
[30 empty] | 1457.7274 | 1457.7355 | 0.22371 | 1457.7274 | 0.04835
[30 empty] | 1457.8315 | 1457.8395 | 0.22423 | 1457.8315 | 0.0481
[30 empty] | 1457.9357 | 1457.9436 | 0.22474 | 1457.9357 | 0.04792
[30 empty] | 1458.0398 | 1458.0478 | 0.22526 | 1458.0398 | 0.04785
[30 empty] | 1458.1439 | 1458.152 | 0.22578 | 1458.1439 | 0.04794
[30 empty] | 1458.248 | 1458.2561 | 0.22629 | 1458.248 | 0.0482
[30 empty] | 1458.3523 | 1458.3603 | 0.22681 | 1458.3523 | 0.04863
[30 empty] | 1458.4564 | 1458.4645 | 0.22732 | 1458.4564 | 0.04918
[30 empty] | 1458.5607 | 1458.5687 | 0.22783 | 1458.5607 | 0.04979
[30 empty] | 1458.6649 | 1458.673 | 0.22835 | 1458.6649 | 0.05042
[30 empty] | 1458.7692 | 1458.7772 | 0.22886 | 1458.7692 | 0.05097
[30 empty] | 1458.8734 | 1458.8815 | 0.22938 | 1458.8734 | 0.0514
[30 empty] | 1458.9777 | 1458.9857 | 0.22989 | 1458.9777 | 0.05167
[30 empty] | 1459.0819 | 1459.09 | 0.23041 | 1459.0819 | 0.05177
[30 empty] | 1459.1863 | 1459.1943 | 0.23092 | 1459.1863 | 0.05171
[30 empty] | 1459.2905 | 1459.2986 | 0.23143 | 1459.2905 | 0.05155
[30 empty] | 1459.3949 | 1459.4029 | 0.23195 | 1459.3949 | 0.05133
[30 empty] | 1459.4993 | 1459.5073 | 0.23246 | 1459.4993 | 0.05111
[30 empty] | 1459.6036 | 1459.6117 | 0.23298 | 1459.6036 | 0.05096
[30 empty] | 1459.708 | 1459.7161 | 0.2335 | 1459.708 | 0.05089
[30 empty] | 1459.8124 | 1459.8204 | 0.23401 | 1459.8124 | 0.05093
[30 empty] | 1459.9168 | 1459.9248 | 0.23453 | 1459.9168 | 0.05108
[30 empty] | 1460.0212 | 1460.0293 | 0.23505 | 1460.0212 | 0.05131
[30 empty] | 1460.1256 | 1460.1337 | 0.23557 | 1460.1256 | 0.05159
[30 empty] | 1460.2301 | 1460.2382 | 0.23609 | 1460.2301 | 0.05189
[30 empty] | 1460.3346 | 1460.3427 | 0.23661 | 1460.3346 | 0.05217
[30 empty] | 1460.4391 | 1460.4471 | 0.23713 | 1460.4391 | 0.05241
[30 empty] | 1460.5436 | 1460.5516 | 0.23765 | 1460.5436 | 0.0526
[30 empty] | 1460.6481 | 1460.6561 | 0.23818 | 1460.6481 | 0.05276
[30 empty] | 1460.7526 | 1460.7606 | 0.2387 | 1460.7526 | 0.05289
[30 empty] | 1460.8572 | 1460.8652 | 0.23923 | 1460.8572 | 0.05302
[30 empty] | 1460.9617 | 1460.9697 | 0.23976 | 1460.9617 | 0.05318
[30 empty] | 1461.0663 | 1461.0743 | 0.24029 | 1461.0663 | 0.05337
[30 empty] | 1461.1709 | 1461.179 | 0.24082 | 1461.1709 | 0.05358
[30 empty] | 1461.2754 | 1461.2834 | 0.24135 | 1461.2754 | 0.05383
[30 empty] | 1461.38 | 1461.3881 | 0.24189 | 1461.38 | 0.05409
[30 empty] | 1461.4847 | 1461.4928 | 0.24243 | 1461.4847 | 0.05434
[30 empty] | 1461.5894 | 1461.5974 | 0.24297 | 1461.5894 | 0.05459
[30 empty] | 1461.694 | 1461.702 | 0.24351 | 1461.694 | 0.05482
[30 empty] | 1461.7987 | 1461.8068 | 0.24405 | 1461.7987 | 0.05502
[30 empty] | 1461.9033 | 1461.9114 | 0.2446 | 1461.9033 | 0.05517
[30 empty] | 1462.0081 | 1462.0161 | 0.24514 | 1462.0081 | 0.05527
[30 empty] | 1462.1128 | 1462.1209 | 0.24569 | 1462.1128 | 0.05529
[30 empty] | 1462.2175 | 1462.2256 | 0.24625 | 1462.2175 | 0.05522
[30 empty] | 1462.3223 | 1462.3303 | 0.2468 | 1462.3223 | 0.05508
[30 empty] | 1462.427 | 1462.4351 | 0.24736 | 1462.427 | 0.05488
[30 empty] | 1462.5319 | 1462.5399 | 0.24792 | 1462.5319 | 0.05467
[30 empty] | 1462.6366 | 1462.6446 | 0.24849 | 1462.6366 | 0.05449
[30 empty] | 1462.7415 | 1462.7495 | 0.24905 | 1462.7415 | 0.05439
[30 empty] | 1462.8463 | 1462.8544 | 0.24962 | 1462.8463 | 0.05442
[30 empty] | 1462.951 | 1462.9591 | 0.25019 | 1462.951 | 0.05458
[30 empty] | 1463.0559 | 1463.064 | 0.25077 | 1463.0559 | 0.05489
[30 empty] | 1463.1608 | 1463.1689 | 0.25135 | 1463.1608 | 0.05531
[30 empty] | 1463.2658 | 1463.2738 | 0.25193 | 1463.2658 | 0.05582
[30 empty] | 1463.3706 | 1463.3787 | 0.25251 | 1463.3706 | 0.05635
[30 empty] | 1463.4756 | 1463.4836 | 0.2531 | 1463.4756 | 0.05688
[30 empty] | 1463.5804 | 1463.5885 | 0.25369 | 1463.5804 | 0.05739
[30 empty] | 1463.6854 | 1463.6935 | 0.25429 | 1463.6854 | 0.05784
[30 empty] | 1463.7904 | 1463.7985 | 0.25488 | 1463.7904 | 0.05826
[30 empty] | 1463.8954 | 1463.9034 | 0.25548 | 1463.8954 | 0.05866
[30 empty] | 1464.0004 | 1464.0084 | 0.25609 | 1464.0004 | 0.05904
[30 empty] | 1464.1054 | 1464.1134 | 0.25669 | 1464.1054 | 0.05942
[30 empty] | 1464.2103 | 1464.2184 | 0.2573 | 1464.2103 | 0.0598
[30 empty] | 1464.3154 | 1464.3235 | 0.25792 | 1464.3154 | 0.06016
[30 empty] | 1464.4204 | 1464.4285 | 0.25853 | 1464.4204 | 0.06047
[30 empty] | 1464.5255 | 1464.5336 | 0.25915 | 1464.5255 | 0.06069
[30 empty] | 1464.6306 | 1464.6387 | 0.25977 | 1464.6306 | 0.06079
[30 empty] | 1464.7357 | 1464.7438 | 0.26039 | 1464.7357 | 0.06075
[30 empty] | 1464.8408 | 1464.8489 | 0.26102 | 1464.8408 | 0.06056
[30 empty] | 1464.9459 | 1464.954 | 0.26164 | 1464.9459 | 0.06022
[30 empty] | 1465.051 | 1465.0592 | 0.26227 | 1465.051 | 0.05977
[30 empty] | 1465.1562 | 1465.1643 | 0.2629 | 1465.1562 | 0.05925
[30 empty] | 1465.2613 | 1465.2695 | 0.26353 | 1465.2613 | 0.05869
[30 empty] | 1465.3666 | 1465.3746 | 0.26417 | 1465.3666 | 0.05815
[30 empty] | 1465.4718 | 1465.4799 | 0.2648 | 1465.4718 | 0.05768
[30 empty] | 1465.577 | 1465.5851 | 0.26543 | 1465.577 | 0.05732
[30 empty] | 1465.6823 | 1465.6903 | 0.26607 | 1465.6823 | 0.0571
[30 empty] | 1465.7875 | 1465.7955 | 0.26671 | 1465.7875 | 0.05705
[30 empty] | 1465.8928 | 1465.9009 | 0.26734 | 1465.8928 | 0.05715
[30 empty] | 1465.998 | 1466.0061 | 0.26798 | 1465.998 | 0.05742
[30 empty] | 1466.1034 | 1466.1115 | 0.26861 | 1466.1034 | 0.05781
[30 empty] | 1466.2086 | 1466.2167 | 0.26925 | 1466.2086 | 0.05829
[30 empty] | 1466.314 | 1466.322 | 0.26989 | 1466.314 | 0.05881
[30 empty] | 1466.4193 | 1466.4274 | 0.27052 | 1466.4193 | 0.05934
[30 empty] | 1466.5247 | 1466.5327 | 0.27115 | 1466.5247 | 0.05984
[30 empty] | 1466.63 | 1466.6381 | 0.27179 | 1466.63 | 0.06031
[30 empty] | 1466.7353 | 1466.7435 | 0.27242 | 1466.7353 | 0.06074
[30 empty] | 1466.8408 | 1466.8489 | 0.27305 | 1466.8408 | 0.06112
[30 empty] | 1466.9462 | 1466.9543 | 0.27367 | 1466.9462 | 0.06146
[30 empty] | 1467.0516 | 1467.0597 | 0.2743 | 1467.0516 | 0.06177
[30 empty] | 1467.1571 | 1467.1652 | 0.27493 | 1467.1571 | 0.06204
[30 empty] | 1467.2626 | 1467.2706 | 0.27555 | 1467.2626 | 0.06227
[30 empty] | 1467.368 | 1467.3761 | 0.27617 | 1467.368 | 0.06247
[30 empty] | 1467.4735 | 1467.4816 | 0.27679 | 1467.4735 | 0.06265
[30 empty] | 1467.579 | 1467.5872 | 0.27741 | 1467.579 | 0.06282
[30 empty] | 1467.6846 | 1467.6926 | 0.27803 | 1467.6846 | 0.06299
[30 empty] | 1467.79 | 1467.7982 | 0.27864 | 1467.79 | 0.06317
[30 empty] | 1467.8956 | 1467.9037 | 0.27926 | 1467.8956 | 0.06339
[30 empty] | 1468.0012 | 1468.0093 | 0.27987 | 1468.0012 | 0.06363
[30 empty] | 1468.1068 | 1468.1149 | 0.28048 | 1468.1068 | 0.0639
[30 empty] | 1468.2124 | 1468.2205 | 0.28109 | 1468.2124 | 0.0642
[30 empty] | 1468.318 | 1468.326 | 0.2817 | 1468.318 | 0.0645
[30 empty] | 1468.4236 | 1468.4318 | 0.28231 | 1468.4236 | 0.06481
[30 empty] | 1468.5293 | 1468.5374 | 0.28292 | 1468.5293 | 0.06511
[30 empty] | 1468.6349 | 1468.6431 | 0.28353 | 1468.6349 | 0.0654
[30 empty] | 1468.7406 | 1468.7487 | 0.28413 | 1468.7406 | 0.06567
[30 empty] | 1468.8463 | 1468.8544 | 0.28474 | 1468.8463 | 0.0659
[30 empty] | 1468.952 | 1468.9601 | 0.28535 | 1468.952 | 0.06608
[30 empty] | 1469.0577 | 1469.0658 | 0.28596 | 1469.0577 | 0.06617
[30 empty] | 1469.1635 | 1469.1715 | 0.28657 | 1469.1635 | 0.06615
[30 empty] | 1469.2692 | 1469.2772 | 0.28717 | 1469.2692 | 0.06601
[30 empty] | 1469.375 | 1469.3831 | 0.28779 | 1469.375 | 0.06574
[30 empty] | 1469.4807 | 1469.4888 | 0.2884 | 1469.4807 | 0.06536
[30 empty] | 1469.5865 | 1469.5946 | 0.28901 | 1469.5865 | 0.06493
[30 empty] | 1469.6924 | 1469.7004 | 0.28963 | 1469.6924 | 0.06451
[30 empty] | 1469.7981 | 1469.8063 | 0.29024 | 1469.7981 | 0.06416
[30 empty] | 1469.9041 | 1469.9121 | 0.29086 | 1469.9041 | 0.06396
[30 empty] | 1470.0099 | 1470.0179 | 0.29148 | 1470.0099 | 0.06396
[30 empty] | 1470.1157 | 1470.1238 | 0.29211 | 1470.1157 | 0.06418
[30 empty] | 1470.2216 | 1470.2297 | 0.29274 | 1470.2216 | 0.0646
[30 empty] | 1470.3275 | 1470.3356 | 0.29337 | 1470.3275 | 0.06519
[30 empty] | 1470.4335 | 1470.4415 | 0.294 | 1470.4335 | 0.06586
[30 empty] | 1470.5393 | 1470.5475 | 0.29464 | 1470.5393 | 0.06654
[30 empty] | 1470.6453 | 1470.6534 | 0.29528 | 1470.6453 | 0.06715
[30 empty] | 1470.7512 | 1470.7594 | 0.29592 | 1470.7512 | 0.06763
[30 empty] | 1470.8573 | 1470.8654 | 0.29656 | 1470.8573 | 0.06797
[30 empty] | 1470.9633 | 1470.9713 | 0.29721 | 1470.9633 | 0.06818
[30 empty] | 1471.0692 | 1471.0774 | 0.29787 | 1471.0692 | 0.0683
[30 empty] | 1471.1753 | 1471.1834 | 0.29852 | 1471.1753 | 0.0684
[30 empty] | 1471.2812 | 1471.2894 | 0.29918 | 1471.2812 | 0.0685
[30 empty] | 1471.3873 | 1471.3955 | 0.29984 | 1471.3873 | 0.06865
[30 empty] | 1471.4934 | 1471.5016 | 0.30051 | 1471.4934 | 0.06885
[30 empty] | 1471.5995 | 1471.6077 | 0.30117 | 1471.5995 | 0.06907
[30 empty] | 1471.7056 | 1471.7137 | 0.30184 | 1471.7056 | 0.06928
[30 empty] | 1471.8118 | 1471.8198 | 0.30252 | 1471.8118 | 0.06945
[30 empty] | 1471.9179 | 1471.9259 | 0.30319 | 1471.9179 | 0.06954
[30 empty] | 1472.024 | 1472.0321 | 0.30387 | 1472.024 | 0.06955
[30 empty] | 1472.1301 | 1472.1383 | 0.30455 | 1472.1301 | 0.06949
[30 empty] | 1472.2363 | 1472.2444 | 0.30523 | 1472.2363 | 0.06938
[30 empty] | 1472.3425 | 1472.3506 | 0.30591 | 1472.3425 | 0.06927
[30 empty] | 1472.4487 | 1472.4568 | 0.30659 | 1472.4487 | 0.06918
[30 empty] | 1472.5549 | 1472.5631 | 0.30728 | 1472.5549 | 0.06914
[30 empty] | 1472.6613 | 1472.6693 | 0.30797 | 1472.6613 | 0.06917
[30 empty] | 1472.7675 | 1472.7755 | 0.30865 | 1472.7675 | 0.06928
[30 empty] | 1472.8737 | 1472.8818 | 0.30934 | 1472.8737 | 0.06949
[30 empty] | 1472.98 | 1472.9882 | 0.31003 | 1472.98 | 0.06978
[30 empty] | 1473.0863 | 1473.0944 | 0.31072 | 1473.0863 | 0.07015
[30 empty] | 1473.1926 | 1473.2007 | 0.3114 | 1473.1926 | 0.07057
[30 empty] | 1473.299 | 1473.307 | 0.31209 | 1473.299 | 0.07103
[30 empty] | 1473.4053 | 1473.4135 | 0.31278 | 1473.4053 | 0.07147
[30 empty] | 1473.5116 | 1473.5198 | 0.31347 | 1473.5116 | 0.07186
[30 empty] | 1473.618 | 1473.6261 | 0.31416 | 1473.618 | 0.07215
[30 empty] | 1473.7244 | 1473.7325 | 0.31485 | 1473.7244 | 0.07232
[30 empty] | 1473.8308 | 1473.839 | 0.31554 | 1473.8308 | 0.07235
[30 empty] | 1473.9373 | 1473.9453 | 0.31623 | 1473.9373 | 0.07224
[30 empty] | 1474.0437 | 1474.0518 | 0.31692 | 1474.0437 | 0.07202
[30 empty] | 1474.1501 | 1474.1582 | 0.31761 | 1474.1501 | 0.07175
[30 empty] | 1474.2566 | 1474.2648 | 0.3183 | 1474.2566 | 0.07147
[30 empty] | 1474.363 | 1474.3712 | 0.319 | 1474.363 | 0.07125
[30 empty] | 1474.4696 | 1474.4777 | 0.31969 | 1474.4696 | 0.07111
[30 empty] | 1474.576 | 1474.5842 | 0.32038 | 1474.576 | 0.07105
[30 empty] | 1474.6826 | 1474.6908 | 0.32107 | 1474.6826 | 0.07106
[30 empty] | 1474.7892 | 1474.7972 | 0.32177 | 1474.7892 | 0.0711
[30 empty] | 1474.8957 | 1474.9038 | 0.32246 | 1474.8957 | 0.07113
[30 empty] | 1475.0023 | 1475.0104 | 0.32316 | 1475.0023 | 0.07114
[30 empty] | 1475.1089 | 1475.1171 | 0.32386 | 1475.1089 | 0.07111
[30 empty] | 1475.2154 | 1475.2236 | 0.32456 | 1475.2154 | 0.07106
[30 empty] | 1475.3221 | 1475.3302 | 0.32526 | 1475.3221 | 0.07104
[30 empty] | 1475.4287 | 1475.4369 | 0.32596 | 1475.4287 | 0.07105
[30 empty] | 1475.5354 | 1475.5436 | 0.32666 | 1475.5354 | 0.07114
[30 empty] | 1475.6421 | 1475.6501 | 0.32737 | 1475.6421 | 0.07131
[30 empty] | 1475.7488 | 1475.7568 | 0.32807 | 1475.7488 | 0.07157
[30 empty] | 1475.8555 | 1475.8635 | 0.32878 | 1475.8555 | 0.07189
[30 empty] | 1475.9622 | 1475.9703 | 0.32949 | 1475.9622 | 0.07226
[30 empty] | 1476.0689 | 1476.077 | 0.3302 | 1476.0689 | 0.07267
[30 empty] | 1476.1757 | 1476.1837 | 0.33091 | 1476.1757 | 0.07309
[30 empty] | 1476.2825 | 1476.2905 | 0.33162 | 1476.2825 | 0.07352
[30 empty] | 1476.3892 | 1476.3973 | 0.33233 | 1476.3892 | 0.07393
[30 empty] | 1476.496 | 1476.5041 | 0.33305 | 1476.496 | 0.07431
[30 empty] | 1476.6028 | 1476.611 | 0.33376 | 1476.6028 | 0.07465
[30 empty] | 1476.7096 | 1476.7178 | 0.33448 | 1476.7096 | 0.07495
[30 empty] | 1476.8164 | 1476.8246 | 0.33519 | 1476.8164 | 0.07519
[30 empty] | 1476.9233 | 1476.9314 | 0.33591 | 1476.9233 | 0.0754
[30 empty] | 1477.0302 | 1477.0383 | 0.33663 | 1477.0302 | 0.07559
[30 empty] | 1477.1371 | 1477.1451 | 0.33734 | 1477.1371 | 0.07579
[30 empty] | 1477.2439 | 1477.2521 | 0.33806 | 1477.2439 | 0.07603
[30 empty] | 1477.3508 | 1477.359 | 0.33877 | 1477.3508 | 0.07635
[30 empty] | 1477.4578 | 1477.4659 | 0.33949 | 1477.4578 | 0.07674
[30 empty] | 1477.5647 | 1477.5729 | 0.34021 | 1477.5647 | 0.07719
[30 empty] | 1477.6717 | 1477.6798 | 0.34092 | 1477.6717 | 0.07767
[30 empty] | 1477.7787 | 1477.7869 | 0.34164 | 1477.7787 | 0.07811
[30 empty] | 1477.8856 | 1477.8938 | 0.34236 | 1477.8856 | 0.07845
[30 empty] | 1477.9927 | 1478.0008 | 0.34308 | 1477.9927 | 0.07866
[30 empty] | 1478.0997 | 1478.1078 | 0.34379 | 1478.0997 | 0.07872
[30 empty] | 1478.2068 | 1478.2148 | 0.34451 | 1478.2068 | 0.07864
[30 empty] | 1478.3138 | 1478.3219 | 0.34523 | 1478.3138 | 0.07847
[30 empty] | 1478.4209 | 1478.429 | 0.34595 | 1478.4209 | 0.07825
[30 empty] | 1478.5279 | 1478.5361 | 0.34668 | 1478.5279 | 0.07803
[30 empty] | 1478.635 | 1478.6432 | 0.3474 | 1478.635 | 0.07786
[30 empty] | 1478.7422 | 1478.7502 | 0.34812 | 1478.7422 | 0.07774
[30 empty] | 1478.8492 | 1478.8574 | 0.34885 | 1478.8492 | 0.07768
[30 empty] | 1478.9564 | 1478.9646 | 0.34958 | 1478.9564 | 0.07764
[30 empty] | 1479.0636 | 1479.0718 | 0.35031 | 1479.0636 | 0.07759
[30 empty] | 1479.1708 | 1479.179 | 0.35105 | 1479.1708 | 0.07749
[30 empty] | 1479.2779 | 1479.2861 | 0.35179 | 1479.2779 | 0.07733
[30 empty] | 1479.3853 | 1479.3933 | 0.35253 | 1479.3853 | 0.0771
[30 empty] | 1479.4924 | 1479.5006 | 0.35328 | 1479.4924 | 0.07686
[30 empty] | 1479.5996 | 1479.6078 | 0.35403 | 1479.5996 | 0.07666
[30 empty] | 1479.7069 | 1479.7151 | 0.35478 | 1479.7069 | 0.07656
[30 empty] | 1479.8142 | 1479.8224 | 0.35554 | 1479.8142 | 0.07662
[30 empty] | 1479.9215 | 1479.9296 | 0.3563 | 1479.9215 | 0.07686
[30 empty] | 1480.0288 | 1480.0369 | 0.35707 | 1480.0288 | 0.07729
[30 empty] | 1480.1361 | 1480.1443 | 0.35784 | 1480.1361 | 0.07787
[30 empty] | 1480.2434 | 1480.2516 | 0.35862 | 1480.2434 | 0.07854
[30 empty] | 1480.3508 | 1480.3589 | 0.3594 | 1480.3508 | 0.07922
[30 empty] | 1480.4581 | 1480.4663 | 0.36019 | 1480.4581 | 0.07983
[30 empty] | 1480.5656 | 1480.5737 | 0.36098 | 1480.5656 | 0.08032
[30 empty] | 1480.673 | 1480.681 | 0.36177 | 1480.673 | 0.08063
[30 empty] | 1480.7804 | 1480.7885 | 0.36257 | 1480.7804 | 0.08075
[30 empty] | 1480.8878 | 1480.8959 | 0.36337 | 1480.8878 | 0.08071
[30 empty] | 1480.9952 | 1481.0033 | 0.36418 | 1480.9952 | 0.08054
[30 empty] | 1481.1027 | 1481.1108 | 0.36499 | 1481.1027 | 0.0803
[30 empty] | 1481.2101 | 1481.2183 | 0.3658 | 1481.2101 | 0.08008
[30 empty] | 1481.3176 | 1481.3258 | 0.36661 | 1481.3176 | 0.07992
[30 empty] | 1481.4252 | 1481.4332 | 0.36743 | 1481.4252 | 0.07989
[30 empty] | 1481.5327 | 1481.5408 | 0.36824 | 1481.5327 | 0.08001
[30 empty] | 1481.6401 | 1481.6483 | 0.36906 | 1481.6401 | 0.08029
[30 empty] | 1481.7478 | 1481.7559 | 0.36988 | 1481.7478 | 0.0807
[30 empty] | 1481.8554 | 1481.8634 | 0.3707 | 1481.8554 | 0.08124
[30 empty] | 1481.9629 | 1481.9711 | 0.37152 | 1481.9629 | 0.08186
[30 empty] | 1482.0706 | 1482.0786 | 0.37234 | 1482.0706 | 0.08255
[30 empty] | 1482.1781 | 1482.1863 | 0.37316 | 1482.1781 | 0.08329
[30 empty] | 1482.2858 | 1482.2939 | 0.37398 | 1482.2858 | 0.08405
[30 empty] | 1482.3934 | 1482.4015 | 0.3748 | 1482.3934 | 0.08483
[30 empty] | 1482.5011 | 1482.5092 | 0.37561 | 1482.5011 | 0.0856
[30 empty] | 1482.6088 | 1482.6168 | 0.37642 | 1482.6088 | 0.08633
[30 empty] | 1482.7164 | 1482.7246 | 0.37723 | 1482.7164 | 0.08697
[30 empty] | 1482.8241 | 1482.8323 | 0.37804 | 1482.8241 | 0.08748
[30 empty] | 1482.9319 | 1482.9401 | 0.37884 | 1482.9319 | 0.0878
[30 empty] | 1483.0395 | 1483.0477 | 0.37964 | 1483.0395 | 0.0879
[30 empty] | 1483.1473 | 1483.1555 | 0.38044 | 1483.1473 | 0.08777
[30 empty] | 1483.2551 | 1483.2633 | 0.38123 | 1483.2551 | 0.0874
[30 empty] | 1483.3629 | 1483.3711 | 0.38202 | 1483.3629 | 0.08687
[30 empty] | 1483.4707 | 1483.4789 | 0.3828 | 1483.4707 | 0.08623
[30 empty] | 1483.5785 | 1483.5867 | 0.38358 | 1483.5785 | 0.0856
[30 empty] | 1483.6864 | 1483.6946 | 0.38436 | 1483.6864 | 0.08508
[30 empty] | 1483.7942 | 1483.8024 | 0.38514 | 1483.7942 | 0.08474
[30 empty] | 1483.9021 | 1483.9103 | 0.38591 | 1483.9021 | 0.08464
[30 empty] | 1484.01 | 1484.0181 | 0.38667 | 1484.01 | 0.08479
[30 empty] | 1484.1179 | 1484.126 | 0.38744 | 1484.1179 | 0.08514
[30 empty] | 1484.2258 | 1484.2339 | 0.3882 | 1484.2258 | 0.08563
[30 empty] | 1484.3337 | 1484.3418 | 0.38896 | 1484.3337 | 0.08616
[30 empty] | 1484.4416 | 1484.4498 | 0.38971 | 1484.4416 | 0.08663
[30 empty] | 1484.5496 | 1484.5577 | 0.39047 | 1484.5496 | 0.08699
[30 empty] | 1484.6576 | 1484.6658 | 0.39122 | 1484.6576 | 0.08719
[30 empty] | 1484.7656 | 1484.7737 | 0.39198 | 1484.7656 | 0.08722
[30 empty] | 1484.8735 | 1484.8817 | 0.39273 | 1484.8735 | 0.08711
[30 empty] | 1484.9816 | 1484.9897 | 0.39348 | 1484.9816 | 0.08688
[30 empty] | 1485.0896 | 1485.0978 | 0.39424 | 1485.0896 | 0.08659
[30 empty] | 1485.1976 | 1485.2058 | 0.39499 | 1485.1976 | 0.08629
[30 empty] | 1485.3058 | 1485.314 | 0.39575 | 1485.3058 | 0.08604
[30 empty] | 1485.4138 | 1485.422 | 0.3965 | 1485.4138 | 0.08585
[30 empty] | 1485.522 | 1485.5302 | 0.39727 | 1485.522 | 0.08576
[30 empty] | 1485.63 | 1485.6382 | 0.39803 | 1485.63 | 0.08576
[30 empty] | 1485.7382 | 1485.7463 | 0.39879 | 1485.7382 | 0.08586
[30 empty] | 1485.8463 | 1485.8545 | 0.39956 | 1485.8463 | 0.08606
[30 empty] | 1485.9545 | 1485.9626 | 0.40034 | 1485.9545 | 0.08634
[30 empty] | 1486.0627 | 1486.0708 | 0.40112 | 1486.0627 | 0.08669
[30 empty] | 1486.1709 | 1486.1791 | 0.4019 | 1486.1709 | 0.08711
[30 empty] | 1486.2791 | 1486.2872 | 0.40269 | 1486.2791 | 0.08759
[30 empty] | 1486.3873 | 1486.3955 | 0.40348 | 1486.3873 | 0.08813
[30 empty] | 1486.4956 | 1486.5038 | 0.40427 | 1486.4956 | 0.08873
[30 empty] | 1486.6039 | 1486.6119 | 0.40508 | 1486.6039 | 0.08936
[30 empty] | 1486.712 | 1486.7202 | 0.40588 | 1486.712 | 0.09
[30 empty] | 1486.8204 | 1486.8286 | 0.40669 | 1486.8204 | 0.09063
[30 empty] | 1486.9287 | 1486.9369 | 0.40751 | 1486.9287 | 0.0912
[30 empty] | 1487.037 | 1487.0452 | 0.40833 | 1487.037 | 0.09167
[30 empty] | 1487.1454 | 1487.1536 | 0.40916 | 1487.1454 | 0.092
[30 empty] | 1487.2537 | 1487.2618 | 0.40999 | 1487.2537 | 0.09217
[30 empty] | 1487.3621 | 1487.3702 | 0.41083 | 1487.3621 | 0.09218
[30 empty] | 1487.4705 | 1487.4786 | 0.41167 | 1487.4705 | 0.09203
[30 empty] | 1487.5789 | 1487.587 | 0.41251 | 1487.5789 | 0.09176
[30 empty] | 1487.6873 | 1487.6954 | 0.41336 | 1487.6873 | 0.09139
[30 empty] | 1487.7957 | 1487.8038 | 0.41421 | 1487.7957 | 0.09097
[30 empty] | 1487.9042 | 1487.9124 | 0.41506 | 1487.9042 | 0.09054
[30 empty] | 1488.0126 | 1488.0207 | 0.41592 | 1488.0126 | 0.09014
[30 empty] | 1488.1211 | 1488.1293 | 0.41678 | 1488.1211 | 0.0898
[30 empty] | 1488.2296 | 1488.2378 | 0.41764 | 1488.2296 | 0.08954
[30 empty] | 1488.3381 | 1488.3463 | 0.4185 | 1488.3381 | 0.08938
[30 empty] | 1488.4467 | 1488.4548 | 0.41937 | 1488.4467 | 0.08933
[30 empty] | 1488.5552 | 1488.5633 | 0.42024 | 1488.5552 | 0.08939
[30 empty] | 1488.6637 | 1488.6719 | 0.4211 | 1488.6637 | 0.08957
[30 empty] | 1488.7723 | 1488.7805 | 0.42197 | 1488.7723 | 0.08986
[30 empty] | 1488.8809 | 1488.889 | 0.42284 | 1488.8809 | 0.09024
[30 empty] | 1488.9895 | 1488.9977 | 0.42371 | 1488.9895 | 0.0907
[30 empty] | 1489.0981 | 1489.1063 | 0.42458 | 1489.0981 | 0.09121
[30 empty] | 1489.2068 | 1489.215 | 0.42545 | 1489.2068 | 0.09175
[30 empty] | 1489.3154 | 1489.3236 | 0.42632 | 1489.3154 | 0.09229
[30 empty] | 1489.4241 | 1489.4323 | 0.42719 | 1489.4241 | 0.0928
[30 empty] | 1489.5327 | 1489.5409 | 0.42806 | 1489.5327 | 0.09326
[30 empty] | 1489.6415 | 1489.6497 | 0.42893 | 1489.6415 | 0.09365
[30 empty] | 1489.7502 | 1489.7584 | 0.4298 | 1489.7502 | 0.09398
[30 empty] | 1489.8589 | 1489.8671 | 0.43067 | 1489.8589 | 0.09424
[30 empty] | 1489.9677 | 1489.9758 | 0.43154 | 1489.9677 | 0.09446
[30 empty] | 1490.0764 | 1490.0846 | 0.43241 | 1490.0764 | 0.09466
[30 empty] | 1490.1852 | 1490.1934 | 0.43328 | 1490.1852 | 0.09486
[30 empty] | 1490.2941 | 1490.3022 | 0.43414 | 1490.2941 | 0.0951
[30 empty] | 1490.4028 | 1490.411 | 0.43501 | 1490.4028 | 0.09538
[30 empty] | 1490.5116 | 1490.5199 | 0.43588 | 1490.5116 | 0.09571
[30 empty] | 1490.6205 | 1490.6287 | 0.43675 | 1490.6205 | 0.09608
[30 empty] | 1490.7294 | 1490.7376 | 0.43761 | 1490.7294 | 0.09646
[30 empty] | 1490.8383 | 1490.8464 | 0.43848 | 1490.8383 | 0.09685
[30 empty] | 1490.9471 | 1490.9553 | 0.43935 | 1490.9471 | 0.09721
[30 empty] | 1491.056 | 1491.0642 | 0.44022 | 1491.056 | 0.09755
[30 empty] | 1491.1649 | 1491.1731 | 0.44108 | 1491.1649 | 0.09785
[30 empty] | 1491.2739 | 1491.2821 | 0.44195 | 1491.2739 | 0.09813
[30 empty] | 1491.3828 | 1491.391 | 0.44282 | 1491.3828 | 0.0984
[30 empty] | 1491.4918 | 1491.5 | 0.44368 | 1491.4918 | 0.09867
[30 empty] | 1491.6008 | 1491.609 | 0.44455 | 1491.6008 | 0.09897
[30 empty] | 1491.7098 | 1491.718 | 0.44542 | 1491.7098 | 0.09929
[30 empty] | 1491.8189 | 1491.827 | 0.44628 | 1491.8189 | 0.09964
[30 empty] | 1491.9279 | 1491.936 | 0.44715 | 1491.9279 | 0.10002
[30 empty] | 1492.0369 | 1492.0452 | 0.44802 | 1492.0369 | 0.10041
[30 empty] | 1492.146 | 1492.1542 | 0.44888 | 1492.146 | 0.1008
[30 empty] | 1492.2551 | 1492.2633 | 0.44975 | 1492.2551 | 0.10115
[30 empty] | 1492.3641 | 1492.3723 | 0.45061 | 1492.3641 | 0.10147
[30 empty] | 1492.4733 | 1492.4814 | 0.45148 | 1492.4733 | 0.10173
[30 empty] | 1492.5824 | 1492.5906 | 0.45234 | 1492.5824 | 0.10195
[30 empty] | 1492.6915 | 1492.6997 | 0.45321 | 1492.6915 | 0.10212
[30 empty] | 1492.8008 | 1492.809 | 0.45407 | 1492.8008 | 0.10227
[30 empty] | 1492.9099 | 1492.9181 | 0.45493 | 1492.9099 | 0.10242
[30 empty] | 1493.0192 | 1493.0273 | 0.4558 | 1493.0192 | 0.10257
[30 empty] | 1493.1283 | 1493.1365 | 0.45666 | 1493.1283 | 0.10273
[30 empty] | 1493.2376 | 1493.2457 | 0.45752 | 1493.2376 | 0.10291
[30 empty] | 1493.3468 | 1493.355 | 0.45838 | 1493.3468 | 0.10312
[30 empty] | 1493.4561 | 1493.4642 | 0.45924 | 1493.4561 | 0.10336
[30 empty] | 1493.5653 | 1493.5735 | 0.4601 | 1493.5653 | 0.10365
[30 empty] | 1493.6746 | 1493.6829 | 0.46096 | 1493.6746 | 0.10399
[30 empty] | 1493.7839 | 1493.7921 | 0.46183 | 1493.7839 | 0.10437
[30 empty] | 1493.8932 | 1493.9015 | 0.46269 | 1493.8932 | 0.10481
[30 empty] | 1494.0026 | 1494.0107 | 0.46355 | 1494.0026 | 0.10526
[30 empty] | 1494.1119 | 1494.1201 | 0.46441 | 1494.1119 | 0.10573
[30 empty] | 1494.2213 | 1494.2295 | 0.46527 | 1494.2213 | 0.10618
[30 empty] | 1494.3307 | 1494.3389 | 0.46613 | 1494.3307 | 0.10659
[30 empty] | 1494.4401 | 1494.4482 | 0.46699 | 1494.4401 | 0.10695
[30 empty] | 1494.5496 | 1494.5577 | 0.46785 | 1494.5496 | 0.10724
[30 empty] | 1494.6589 | 1494.6671 | 0.46871 | 1494.6589 | 0.10746
[30 empty] | 1494.7684 | 1494.7766 | 0.46958 | 1494.7684 | 0.10761
[30 empty] | 1494.8778 | 1494.8861 | 0.47044 | 1494.8778 | 0.10768
[30 empty] | 1494.9873 | 1494.9956 | 0.4713 | 1494.9873 | 0.10768
[30 empty] | 1495.0968 | 1495.1051 | 0.47217 | 1495.0968 | 0.10764
[30 empty] | 1495.2064 | 1495.2146 | 0.47303 | 1495.2064 | 0.10756
[30 empty] | 1495.3159 | 1495.3241 | 0.4739 | 1495.3159 | 0.10748
[30 empty] | 1495.4254 | 1495.4336 | 0.47477 | 1495.4254 | 0.10742
[30 empty] | 1495.535 | 1495.5432 | 0.47563 | 1495.535 | 0.10742
[30 empty] | 1495.6445 | 1495.6528 | 0.4765 | 1495.6445 | 0.10749
[30 empty] | 1495.7541 | 1495.7623 | 0.47737 | 1495.7541 | 0.10764
[30 empty] | 1495.8638 | 1495.8719 | 0.47824 | 1495.8638 | 0.10786
[30 empty] | 1495.9734 | 1495.9816 | 0.47911 | 1495.9734 | 0.10815
[30 empty] | 1496.083 | 1496.0913 | 0.47998 | 1496.083 | 0.10848
[30 empty] | 1496.1927 | 1496.2009 | 0.48085 | 1496.1927 | 0.1088
[30 empty] | 1496.3024 | 1496.3105 | 0.48172 | 1496.3024 | 0.1091
[30 empty] | 1496.4121 | 1496.4203 | 0.48259 | 1496.4121 | 0.10934
[30 empty] | 1496.5219 | 1496.53 | 0.48346 | 1496.5219 | 0.10952
[30 empty] | 1496.6315 | 1496.6398 | 0.48434 | 1496.6315 | 0.10966
[30 empty] | 1496.7412 | 1496.7495 | 0.48521 | 1496.7412 | 0.10979
[30 empty] | 1496.851 | 1496.8592 | 0.48609 | 1496.851 | 0.10997
[30 empty] | 1496.9608 | 1496.969 | 0.48696 | 1496.9608 | 0.11023
[30 empty] | 1497.0706 | 1497.0787 | 0.48783 | 1497.0706 | 0.1106
[30 empty] | 1497.1804 | 1497.1886 | 0.48871 | 1497.1804 | 0.11107
[30 empty] | 1497.2902 | 1497.2985 | 0.48959 | 1497.2902 | 0.1116
[30 empty] | 1497.4 | 1497.4082 | 0.49046 | 1497.4 | 0.11214
[30 empty] | 1497.5099 | 1497.5181 | 0.49134 | 1497.5099 | 0.11263
[30 empty] | 1497.6198 | 1497.6279 | 0.49222 | 1497.6198 | 0.11303
[30 empty] | 1497.7296 | 1497.7378 | 0.49309 | 1497.7296 | 0.11335
[30 empty] | 1497.8396 | 1497.8478 | 0.49397 | 1497.8396 | 0.11359
[30 empty] | 1497.9495 | 1497.9576 | 0.49485 | 1497.9495 | 0.11381
[30 empty] | 1498.0594 | 1498.0676 | 0.49574 | 1498.0594 | 0.11405
[30 empty] | 1498.1693 | 1498.1776 | 0.49662 | 1498.1693 | 0.11436
[30 empty] | 1498.2793 | 1498.2875 | 0.4975 | 1498.2793 | 0.11475
[30 empty] | 1498.3893 | 1498.3975 | 0.49839 | 1498.3893 | 0.11523
[30 empty] | 1498.4993 | 1498.5075 | 0.49928 | 1498.4993 | 0.11577
[30 empty] | 1498.6092 | 1498.6175 | 0.50017 | 1498.6092 | 0.11635
[30 empty] | 1498.7194 | 1498.7275 | 0.50106 | 1498.7194 | 0.11693
[30 empty] | 1498.8293 | 1498.8376 | 0.50195 | 1498.8293 | 0.11747
[30 empty] | 1498.9395 | 1498.9476 | 0.50285 | 1498.9395 | 0.11795
[30 empty] | 1499.0496 | 1499.0577 | 0.50375 | 1499.0496 | 0.11836
[30 empty] | 1499.1597 | 1499.1679 | 0.50465 | 1499.1597 | 0.11871
[30 empty] | 1499.2698 | 1499.2779 | 0.50556 | 1499.2698 | 0.11899
[30 empty] | 1499.3799 | 1499.3881 | 0.50647 | 1499.3799 | 0.11921
[30 empty] | 1499.49 | 1499.4982 | 0.50738 | 1499.49 | 0.11939
[30 empty] | 1499.6001 | 1499.6084 | 0.50829 | 1499.6001 | 0.11952
[30 empty] | 1499.7103 | 1499.7185 | 0.50921 | 1499.7103 | 0.1196
[30 empty] | 1499.8206 | 1499.8287 | 0.51013 | 1499.8206 | 0.11964
[30 empty] | 1499.9308 | 1499.939 | 0.51106 | 1499.9308 | 0.11964
[30 empty] | 1500.041 | 1500.0492 | 0.51199 | 1500.041 | 0.11959
[30 empty] | 1500.1512 | 1500.1594 | 0.51292 | 1500.1512 | 0.11952
[30 empty] | 1500.2615 | 1500.2696 | 0.51386 | 1500.2615 | 0.11944
[30 empty] | 1500.3717 | 1500.38 | 0.51479 | 1500.3717 | 0.11938
[30 empty] | 1500.4821 | 1500.4902 | 0.51574 | 1500.4821 | 0.11937
[30 empty] | 1500.5923 | 1500.6006 | 0.51668 | 1500.5923 | 0.11944
[30 empty] | 1500.7026 | 1500.7108 | 0.51763 | 1500.7026 | 0.11961
[30 empty] | 1500.813 | 1500.8212 | 0.51858 | 1500.813 | 0.11989
[30 empty] | 1500.9233 | 1500.9315 | 0.51953 | 1500.9233 | 0.12029
[30 empty] | 1501.0337 | 1501.0419 | 0.52049 | 1501.0337 | 0.1208
[30 empty] | 1501.144 | 1501.1523 | 0.52144 | 1501.144 | 0.12143
[30 empty] | 1501.2545 | 1501.2627 | 0.5224 | 1501.2545 | 0.12215
[30 empty] | 1501.3649 | 1501.3732 | 0.52336 | 1501.3649 | 0.12295
[30 empty] | 1501.4753 | 1501.4835 | 0.52433 | 1501.4753 | 0.1238
[30 empty] | 1501.5858 | 1501.594 | 0.52529 | 1501.5858 | 0.12465
[30 empty] | 1501.6963 | 1501.7045 | 0.52625 | 1501.6963 | 0.12548
[30 empty] | 1501.8068 | 1501.8149 | 0.52722 | 1501.8068 | 0.12623
[30 empty] | 1501.9172 | 1501.9255 | 0.52819 | 1501.9172 | 0.12689
[30 empty] | 1502.0277 | 1502.036 | 0.52915 | 1502.0277 | 0.12743
[30 empty] | 1502.1383 | 1502.1465 | 0.53012 | 1502.1383 | 0.12784
[30 empty] | 1502.2489 | 1502.2571 | 0.53109 | 1502.2489 | 0.12812
[30 empty] | 1502.3594 | 1502.3677 | 0.53205 | 1502.3594 | 0.12828
[30 empty] | 1502.47 | 1502.4783 | 0.53302 | 1502.47 | 0.12835
[30 empty] | 1502.5806 | 1502.5889 | 0.53399 | 1502.5806 | 0.12833
[30 empty] | 1502.6912 | 1502.6995 | 0.53496 | 1502.6912 | 0.12824
[30 empty] | 1502.8019 | 1502.8101 | 0.53592 | 1502.8019 | 0.12811
[30 empty] | 1502.9125 | 1502.9208 | 0.53689 | 1502.9125 | 0.12797
[30 empty] | 1503.0232 | 1503.0314 | 0.53786 | 1503.0232 | 0.12783
[30 empty] | 1503.1338 | 1503.1421 | 0.53882 | 1503.1338 | 0.12771
[30 empty] | 1503.2445 | 1503.2528 | 0.53979 | 1503.2445 | 0.12761
[30 empty] | 1503.3552 | 1503.3635 | 0.54076 | 1503.3552 | 0.12756
[30 empty] | 1503.4659 | 1503.4742 | 0.54172 | 1503.4659 | 0.12756
[30 empty] | 1503.5767 | 1503.585 | 0.54269 | 1503.5767 | 0.12761
[30 empty] | 1503.6875 | 1503.6957 | 0.54365 | 1503.6875 | 0.12774
[30 empty] | 1503.7982 | 1503.8065 | 0.54461 | 1503.7982 | 0.12796
[30 empty] | 1503.9091 | 1503.9172 | 0.54558 | 1503.9091 | 0.12827
[30 empty] | 1504.0199 | 1504.0281 | 0.54654 | 1504.0199 | 0.12867
[30 empty] | 1504.1306 | 1504.1389 | 0.5475 | 1504.1306 | 0.12911
[30 empty] | 1504.2416 | 1504.2498 | 0.54846 | 1504.2416 | 0.12957
[30 empty] | 1504.3524 | 1504.3606 | 0.54943 | 1504.3524 | 0.13
[30 empty] | 1504.4633 | 1504.4714 | 0.55039 | 1504.4633 | 0.13037
[30 empty] | 1504.5741 | 1504.5824 | 0.55135 | 1504.5741 | 0.13065
[30 empty] | 1504.6851 | 1504.6932 | 0.55231 | 1504.6851 | 0.13084
[30 empty] | 1504.796 | 1504.8042 | 0.55327 | 1504.796 | 0.13094
[30 empty] | 1504.9069 | 1504.9152 | 0.55423 | 1504.9069 | 0.13098
[30 empty] | 1505.0178 | 1505.0261 | 0.55519 | 1505.0178 | 0.13097
[30 empty] | 1505.1289 | 1505.1371 | 0.55615 | 1505.1289 | 0.13094
[30 empty] | 1505.2399 | 1505.248 | 0.5571 | 1505.2399 | 0.13091
[30 empty] | 1505.3508 | 1505.3591 | 0.55806 | 1505.3508 | 0.13093
[30 empty] | 1505.4619 | 1505.4701 | 0.55902 | 1505.4619 | 0.13102
[30 empty] | 1505.5729 | 1505.5812 | 0.55997 | 1505.5729 | 0.13121
[30 empty] | 1505.684 | 1505.6923 | 0.56093 | 1505.684 | 0.13154
[30 empty] | 1505.795 | 1505.8032 | 0.56188 | 1505.795 | 0.13202
[30 empty] | 1505.9061 | 1505.9143 | 0.56283 | 1505.9061 | 0.13264
[30 empty] | 1506.0172 | 1506.0255 | 0.56379 | 1506.0172 | 0.13337
[30 empty] | 1506.1283 | 1506.1366 | 0.56474 | 1506.1283 | 0.13417
[30 empty] | 1506.2395 | 1506.2477 | 0.56569 | 1506.2395 | 0.13499
[30 empty] | 1506.3506 | 1506.3589 | 0.56664 | 1506.3506 | 0.13575
[30 empty] | 1506.4618 | 1506.4701 | 0.56758 | 1506.4618 | 0.1364
[30 empty] | 1506.573 | 1506.5813 | 0.56853 | 1506.573 | 0.13689
[30 empty] | 1506.6842 | 1506.6924 | 0.56947 | 1506.6842 | 0.13722
[30 empty] | 1506.7954 | 1506.8037 | 0.57042 | 1506.7954 | 0.13736
[30 empty] | 1506.9066 | 1506.9149 | 0.57136 | 1506.9066 | 0.13737
[30 empty] | 1507.0179 | 1507.0261 | 0.5723 | 1507.0179 | 0.13727
[30 empty] | 1507.1291 | 1507.1374 | 0.57324 | 1507.1291 | 0.13713
[30 empty] | 1507.2405 | 1507.2487 | 0.57417 | 1507.2405 | 0.13701
[30 empty] | 1507.3518 | 1507.36 | 0.57511 | 1507.3518 | 0.13694
[30 empty] | 1507.463 | 1507.4713 | 0.57604 | 1507.463 | 0.13697
[30 empty] | 1507.5745 | 1507.5826 | 0.57697 | 1507.5745 | 0.13711
[30 empty] | 1507.6858 | 1507.694 | 0.5779 | 1507.6858 | 0.13735
[30 empty] | 1507.7971 | 1507.8054 | 0.57883 | 1507.7971 | 0.13769
[30 empty] | 1507.9084 | 1507.9168 | 0.57975 | 1507.9084 | 0.1381
[30 empty] | 1508.0199 | 1508.0282 | 0.58067 | 1508.0199 | 0.13853
[30 empty] | 1508.1314 | 1508.1395 | 0.58159 | 1508.1314 | 0.13897
[30 empty] | 1508.2428 | 1508.251 | 0.58251 | 1508.2428 | 0.13937
[30 empty] | 1508.3543 | 1508.3624 | 0.58343 | 1508.3543 | 0.13974
[30 empty] | 1508.4657 | 1508.4739 | 0.58434 | 1508.4657 | 0.14006
[30 empty] | 1508.5772 | 1508.5855 | 0.58526 | 1508.5772 | 0.14035
[30 empty] | 1508.6886 | 1508.6969 | 0.58617 | 1508.6886 | 0.14062
[30 empty] | 1508.8002 | 1508.8085 | 0.58708 | 1508.8002 | 0.1409
[30 empty] | 1508.9117 | 1508.9199 | 0.58799 | 1508.9117 | 0.1412
[30 empty] | 1509.0232 | 1509.0315 | 0.5889 | 1509.0232 | 0.14153
[30 empty] | 1509.1348 | 1509.1431 | 0.58981 | 1509.1348 | 0.14189
[30 empty] | 1509.2463 | 1509.2546 | 0.59071 | 1509.2463 | 0.14229
[30 empty] | 1509.358 | 1509.3662 | 0.59162 | 1509.358 | 0.14272
[30 empty] | 1509.4696 | 1509.4779 | 0.59253 | 1509.4696 | 0.1432
[30 empty] | 1509.5812 | 1509.5895 | 0.59344 | 1509.5812 | 0.14371
[30 empty] | 1509.6929 | 1509.7012 | 0.59435 | 1509.6929 | 0.14426
[30 empty] | 1509.8046 | 1509.8129 | 0.59526 | 1509.8046 | 0.14484
[30 empty] | 1509.9163 | 1509.9244 | 0.59617 | 1509.9163 | 0.14544
[30 empty] | 1510.0279 | 1510.0361 | 0.59708 | 1510.0279 | 0.14604
[30 empty] | 1510.1397 | 1510.148 | 0.598 | 1510.1397 | 0.14664
[30 empty] | 1510.2513 | 1510.2596 | 0.59892 | 1510.2513 | 0.14722
[30 empty] | 1510.3632 | 1510.3713 | 0.59984 | 1510.3632 | 0.14775
[30 empty] | 1510.4749 | 1510.4832 | 0.60076 | 1510.4749 | 0.14821
[30 empty] | 1510.5867 | 1510.595 | 0.60169 | 1510.5867 | 0.14859
[30 empty] | 1510.6985 | 1510.7067 | 0.60262 | 1510.6985 | 0.14887
[30 empty] | 1510.8103 | 1510.8185 | 0.60355 | 1510.8103 | 0.14904
[30 empty] | 1510.9221 | 1510.9304 | 0.60449 | 1510.9221 | 0.1491
[30 empty] | 1511.0339 | 1511.0422 | 0.60543 | 1511.0339 | 0.14906
[30 empty] | 1511.1457 | 1511.1541 | 0.60638 | 1511.1457 | 0.14896
[30 empty] | 1511.2577 | 1511.266 | 0.60733 | 1511.2577 | 0.14885
[30 empty] | 1511.3696 | 1511.3778 | 0.60829 | 1511.3696 | 0.14876
[30 empty] | 1511.4814 | 1511.4897 | 0.60925 | 1511.4814 | 0.14874
[30 empty] | 1511.5934 | 1511.6017 | 0.61021 | 1511.5934 | 0.14881
[30 empty] | 1511.7053 | 1511.7136 | 0.61118 | 1511.7053 | 0.14899
[30 empty] | 1511.8174 | 1511.8256 | 0.61216 | 1511.8174 | 0.14926
[30 empty] | 1511.9293 | 1511.9376 | 0.61314 | 1511.9293 | 0.1496
[30 empty] | 1512.0413 | 1512.0496 | 0.61412 | 1512.0413 | 0.14998
[30 empty] | 1512.1533 | 1512.1616 | 0.61511 | 1512.1533 | 0.1504
[30 empty] | 1512.2654 | 1512.2736 | 0.6161 | 1512.2654 | 0.15083
[30 empty] | 1512.3774 | 1512.3856 | 0.6171 | 1512.3774 | 0.15128
[30 empty] | 1512.4895 | 1512.4977 | 0.6181 | 1512.4895 | 0.15174
[30 empty] | 1512.6016 | 1512.6097 | 0.6191 | 1512.6016 | 0.15221
[30 empty] | 1512.7136 | 1512.7219 | 0.62011 | 1512.7136 | 0.15269
[30 empty] | 1512.8257 | 1512.834 | 0.62112 | 1512.8257 | 0.15314
[30 empty] | 1512.9379 | 1512.9462 | 0.62213 | 1512.9379 | 0.15356
[30 empty] | 1513.0501 | 1513.0582 | 0.62314 | 1513.0501 | 0.15392
[30 empty] | 1513.1621 | 1513.1704 | 0.62416 | 1513.1621 | 0.15423
[30 empty] | 1513.2743 | 1513.2826 | 0.62518 | 1513.2743 | 0.15451
[30 empty] | 1513.3865 | 1513.3948 | 0.62621 | 1513.3865 | 0.15477
[30 empty] | 1513.4988 | 1513.5071 | 0.62723 | 1513.4988 | 0.15507
[30 empty] | 1513.611 | 1513.6193 | 0.62826 | 1513.611 | 0.15542
[30 empty] | 1513.7233 | 1513.7314 | 0.62929 | 1513.7233 | 0.15587
[30 empty] | 1513.8355 | 1513.8438 | 0.63032 | 1513.8355 | 0.15642
[30 empty] | 1513.9478 | 1513.9561 | 0.63135 | 1513.9478 | 0.15706
[30 empty] | 1514.0601 | 1514.0684 | 0.63239 | 1514.0601 | 0.15779
[30 empty] | 1514.1724 | 1514.1807 | 0.63342 | 1514.1724 | 0.15857
[30 empty] | 1514.2847 | 1514.293 | 0.63446 | 1514.2847 | 0.15938
[30 empty] | 1514.397 | 1514.4053 | 0.6355 | 1514.397 | 0.16018
[30 empty] | 1514.5094 | 1514.5177 | 0.63654 | 1514.5094 | 0.16093
[30 empty] | 1514.6218 | 1514.63 | 0.63758 | 1514.6218 | 0.16159
[30 empty] | 1514.7341 | 1514.7424 | 0.63862 | 1514.7341 | 0.16214
[30 empty] | 1514.8466 | 1514.8549 | 0.63967 | 1514.8466 | 0.16257
[30 empty] | 1514.959 | 1514.9673 | 0.64072 | 1514.959 | 0.1629
[30 empty] | 1515.0714 | 1515.0797 | 0.64177 | 1515.0714 | 0.16314
[30 empty] | 1515.184 | 1515.1921 | 0.64282 | 1515.184 | 0.16332
[30 empty] | 1515.2964 | 1515.3047 | 0.64387 | 1515.2964 | 0.16346
[30 empty] | 1515.4089 | 1515.4171 | 0.64493 | 1515.4089 | 0.1636
[30 empty] | 1515.5214 | 1515.5297 | 0.64599 | 1515.5214 | 0.16374
[30 empty] | 1515.6339 | 1515.6422 | 0.64705 | 1515.6339 | 0.16389
[30 empty] | 1515.7465 | 1515.7548 | 0.64811 | 1515.7465 | 0.16403
[30 empty] | 1515.859 | 1515.8673 | 0.64918 | 1515.859 | 0.16418
[30 empty] | 1515.9716 | 1515.9799 | 0.65025 | 1515.9716 | 0.16433
[30 empty] | 1516.0842 | 1516.0925 | 0.65133 | 1516.0842 | 0.16449
[30 empty] | 1516.1968 | 1516.2051 | 0.6524 | 1516.1968 | 0.16468
[30 empty] | 1516.3094 | 1516.3177 | 0.65348 | 1516.3094 | 0.16492
[30 empty] | 1516.4221 | 1516.4304 | 0.65457 | 1516.4221 | 0.16522
[30 empty] | 1516.5348 | 1516.5431 | 0.65566 | 1516.5348 | 0.16563
[30 empty] | 1516.6475 | 1516.6558 | 0.65675 | 1516.6475 | 0.16614
[30 empty] | 1516.7601 | 1516.7684 | 0.65784 | 1516.7601 | 0.16675
[30 empty] | 1516.8728 | 1516.8811 | 0.65894 | 1516.8728 | 0.16745
[30 empty] | 1516.9856 | 1516.9939 | 0.66004 | 1516.9856 | 0.16818
[30 empty] | 1517.0983 | 1517.1066 | 0.66115 | 1517.0983 | 0.16888
[30 empty] | 1517.2111 | 1517.2194 | 0.66226 | 1517.2111 | 0.16951
[30 empty] | 1517.3238 | 1517.3321 | 0.66337 | 1517.3238 | 0.16998
[30 empty] | 1517.4367 | 1517.445 | 0.66449 | 1517.4367 | 0.17027
[30 empty] | 1517.5494 | 1517.5577 | 0.66561 | 1517.5494 | 0.17034
[30 empty] | 1517.6622 | 1517.6705 | 0.66673 | 1517.6622 | 0.17021
[30 empty] | 1517.7751 | 1517.7834 | 0.66785 | 1517.7751 | 0.1699
[30 empty] | 1517.8879 | 1517.8962 | 0.66898 | 1517.8879 | 0.16948
[30 empty] | 1518.0008 | 1518.0092 | 0.67011 | 1518.0008 | 0.16903
[30 empty] | 1518.1138 | 1518.1221 | 0.67124 | 1518.1138 | 0.16863
[30 empty] | 1518.2267 | 1518.235 | 0.67237 | 1518.2267 | 0.16835
[30 empty] | 1518.3396 | 1518.3479 | 0.67351 | 1518.3396 | 0.16826
[30 empty] | 1518.4525 | 1518.4608 | 0.67464 | 1518.4525 | 0.16836
[30 empty] | 1518.5656 | 1518.5738 | 0.67578 | 1518.5656 | 0.16866
[30 empty] | 1518.6785 | 1518.6868 | 0.67692 | 1518.6785 | 0.16912
[30 empty] | 1518.7915 | 1518.7998 | 0.67806 | 1518.7915 | 0.16966
[30 empty] | 1518.9045 | 1518.9128 | 0.6792 | 1518.9045 | 0.17023
[30 empty] | 1519.0176 | 1519.0259 | 0.68035 | 1519.0176 | 0.17079
[30 empty] | 1519.1306 | 1519.1389 | 0.68149 | 1519.1306 | 0.17132
[30 empty] | 1519.2436 | 1519.252 | 0.68263 | 1519.2436 | 0.17184
[30 empty] | 1519.3567 | 1519.365 | 0.68378 | 1519.3567 | 0.17237
[30 empty] | 1519.4698 | 1519.4781 | 0.68492 | 1519.4698 | 0.17293
[30 empty] | 1519.5829 | 1519.5912 | 0.68606 | 1519.5829 | 0.17355
[30 empty] | 1519.696 | 1519.7043 | 0.68721 | 1519.696 | 0.17422
[30 empty] | 1519.8092 | 1519.8175 | 0.68835 | 1519.8092 | 0.17492
[30 empty] | 1519.9224 | 1519.9307 | 0.6895 | 1519.9224 | 0.1756
[30 empty] | 1520.0355 | 1520.0438 | 0.69064 | 1520.0355 | 0.1762
[30 empty] | 1520.1488 | 1520.1571 | 0.69179 | 1520.1488 | 0.1767
[30 empty] | 1520.262 | 1520.2703 | 0.69293 | 1520.262 | 0.17707
[30 empty] | 1520.3752 | 1520.3835 | 0.69408 | 1520.3752 | 0.17731
[30 empty] | 1520.4885 | 1520.4968 | 0.69522 | 1520.4885 | 0.17746
[30 empty] | 1520.6017 | 1520.61 | 0.69637 | 1520.6017 | 0.17756
[30 empty] | 1520.715 | 1520.7233 | 0.69752 | 1520.715 | 0.17766
[30 empty] | 1520.8284 | 1520.8367 | 0.69866 | 1520.8284 | 0.17781
[30 empty] | 1520.9416 | 1520.9499 | 0.69981 | 1520.9416 | 0.17803
[30 empty] | 1521.0549 | 1521.0632 | 0.70096 | 1521.0549 | 0.17832
[30 empty] | 1521.1683 | 1521.1766 | 0.70211 | 1521.1683 | 0.17871
[30 empty] | 1521.2817 | 1521.29 | 0.70326 | 1521.2817 | 0.17917
[30 empty] | 1521.395 | 1521.4034 | 0.70441 | 1521.395 | 0.17972
[30 empty] | 1521.5084 | 1521.5168 | 0.70556 | 1521.5084 | 0.18037
[30 empty] | 1521.6219 | 1521.6302 | 0.70672 | 1521.6219 | 0.18112
[30 empty] | 1521.7353 | 1521.7436 | 0.70787 | 1521.7353 | 0.18199
[30 empty] | 1521.8488 | 1521.8571 | 0.70903 | 1521.8488 | 0.18296
[30 empty] | 1521.9623 | 1521.9706 | 0.71019 | 1521.9623 | 0.18398
[30 empty] | 1522.0757 | 1522.0841 | 0.71135 | 1522.0757 | 0.18501
[30 empty] | 1522.1892 | 1522.1975 | 0.71251 | 1522.1892 | 0.18596
[30 empty] | 1522.3027 | 1522.311 | 0.71367 | 1522.3027 | 0.18677
[30 empty] | 1522.4163 | 1522.4246 | 0.71484 | 1522.4163 | 0.18738
[30 empty] | 1522.5299 | 1522.5382 | 0.71601 | 1522.5299 | 0.18777
[30 empty] | 1522.6434 | 1522.6517 | 0.71718 | 1522.6434 | 0.18795
[30 empty] | 1522.757 | 1522.7654 | 0.71835 | 1522.757 | 0.18796
[30 empty] | 1522.8706 | 1522.8789 | 0.71953 | 1522.8706 | 0.18786
[30 empty] | 1522.9842 | 1522.9925 | 0.7207 | 1522.9842 | 0.18772
[30 empty] | 1523.0979 | 1523.1062 | 0.72188 | 1523.0979 | 0.18761
[30 empty] | 1523.2115 | 1523.2198 | 0.72307 | 1523.2115 | 0.18758
[30 empty] | 1523.3252 | 1523.3335 | 0.72425 | 1523.3252 | 0.18766
[30 empty] | 1523.4388 | 1523.4473 | 0.72544 | 1523.4388 | 0.18783
[30 empty] | 1523.5526 | 1523.5609 | 0.72662 | 1523.5526 | 0.1881
[30 empty] | 1523.6664 | 1523.6747 | 0.72781 | 1523.6664 | 0.18844
[30 empty] | 1523.78 | 1523.7883 | 0.729 | 1523.78 | 0.18884
[30 empty] | 1523.8938 | 1523.9021 | 0.7302 | 1523.8938 | 0.18929
[30 empty] | 1524.0076 | 1524.0159 | 0.73139 | 1524.0076 | 0.18977
[30 empty] | 1524.1213 | 1524.1298 | 0.73258 | 1524.1213 | 0.19029
[30 empty] | 1524.2352 | 1524.2435 | 0.73378 | 1524.2352 | 0.19083
[30 empty] | 1524.349 | 1524.3573 | 0.73498 | 1524.349 | 0.19141
[30 empty] | 1524.4629 | 1524.4712 | 0.73617 | 1524.4629 | 0.192
[30 empty] | 1524.5768 | 1524.5851 | 0.73737 | 1524.5768 | 0.19262
[30 empty] | 1524.6906 | 1524.699 | 0.73856 | 1524.6906 | 0.19326
[30 empty] | 1524.8044 | 1524.8129 | 0.73976 | 1524.8044 | 0.19393
[30 empty] | 1524.9185 | 1524.9268 | 0.74096 | 1524.9185 | 0.19462
[30 empty] | 1525.0323 | 1525.0406 | 0.74215 | 1525.0323 | 0.19532
[30 empty] | 1525.1462 | 1525.1547 | 0.74334 | 1525.1462 | 0.19603
[30 empty] | 1525.2603 | 1525.2686 | 0.74454 | 1525.2603 | 0.19673
[30 empty] | 1525.3743 | 1525.3826 | 0.74573 | 1525.3743 | 0.19738
[30 empty] | 1525.4882 | 1525.4966 | 0.74692 | 1525.4882 | 0.19797
[30 empty] | 1525.6022 | 1525.6106 | 0.74811 | 1525.6022 | 0.19848
[30 empty] | 1525.7163 | 1525.7246 | 0.7493 | 1525.7163 | 0.19889
[30 empty] | 1525.8303 | 1525.8386 | 0.75048 | 1525.8303 | 0.19922
[30 empty] | 1525.9443 | 1525.9526 | 0.75166 | 1525.9443 | 0.19947
[30 empty] | 1526.0585 | 1526.0668 | 0.75285 | 1526.0585 | 0.19965
[30 empty] | 1526.1725 | 1526.1809 | 0.75403 | 1526.1725 | 0.19979
[30 empty] | 1526.2866 | 1526.295 | 0.75521 | 1526.2866 | 0.19991
[30 empty] | 1526.4008 | 1526.4092 | 0.75638 | 1526.4008 | 0.20004
[30 empty] | 1526.5149 | 1526.5233 | 0.75756 | 1526.5149 | 0.20018
[30 empty] | 1526.6291 | 1526.6374 | 0.75873 | 1526.6291 | 0.20037
[30 empty] | 1526.7433 | 1526.7516 | 0.75991 | 1526.7433 | 0.2006
[30 empty] | 1526.8575 | 1526.8658 | 0.76108 | 1526.8575 | 0.20089
[30 empty] | 1526.9717 | 1526.9801 | 0.76225 | 1526.9717 | 0.20124
[30 empty] | 1527.0859 | 1527.0942 | 0.76342 | 1527.0859 | 0.20163
[30 empty] | 1527.2002 | 1527.2085 | 0.76458 | 1527.2002 | 0.20205
[30 empty] | 1527.3145 | 1527.3228 | 0.76575 | 1527.3145 | 0.20249
[30 empty] | 1527.4287 | 1527.4371 | 0.76692 | 1527.4287 | 0.20291
[30 empty] | 1527.5431 | 1527.5514 | 0.76808 | 1527.5431 | 0.20329
[30 empty] | 1527.6573 | 1527.6656 | 0.76925 | 1527.6573 | 0.20361
[30 empty] | 1527.7717 | 1527.78 | 0.77041 | 1527.7717 | 0.20388
[30 empty] | 1527.8861 | 1527.8944 | 0.77157 | 1527.8861 | 0.20413
[30 empty] | 1528.0005 | 1528.0088 | 0.77273 | 1528.0005 | 0.20439
[30 empty] | 1528.1149 | 1528.1232 | 0.77389 | 1528.1149 | 0.2047
[30 empty] | 1528.2293 | 1528.2376 | 0.77506 | 1528.2293 | 0.20513
[30 empty] | 1528.3436 | 1528.352 | 0.77622 | 1528.3436 | 0.20569
[30 empty] | 1528.4581 | 1528.4664 | 0.77737 | 1528.4581 | 0.20641
[30 empty] | 1528.5725 | 1528.5809 | 0.77853 | 1528.5725 | 0.20726
[30 empty] | 1528.687 | 1528.6953 | 0.77969 | 1528.687 | 0.20823
[30 empty] | 1528.8015 | 1528.8098 | 0.78085 | 1528.8015 | 0.20927
[30 empty] | 1528.916 | 1528.9243 | 0.782 | 1528.916 | 0.21034
[30 empty] | 1529.0305 | 1529.0389 | 0.78316 | 1529.0305 | 0.21139
[30 empty] | 1529.1451 | 1529.1534 | 0.78431 | 1529.1451 | 0.21237
[30 empty] | 1529.2596 | 1529.2679 | 0.78546 | 1529.2596 | 0.21325
[30 empty] | 1529.3743 | 1529.3826 | 0.78661 | 1529.3743 | 0.21401
[30 empty] | 1529.4888 | 1529.4972 | 0.78776 | 1529.4888 | 0.21466
[30 empty] | 1529.6034 | 1529.6118 | 0.78891 | 1529.6034 | 0.21519
[30 empty] | 1529.718 | 1529.7264 | 0.79005 | 1529.718 | 0.21563
[30 empty] | 1529.8328 | 1529.8411 | 0.7912 | 1529.8328 | 0.21603
[30 empty] | 1529.9474 | 1529.9557 | 0.79234 | 1529.9474 | 0.2164
[30 empty] | 1530.062 | 1530.0704 | 0.79348 | 1530.062 | 0.21678
[30 empty] | 1530.1768 | 1530.1851 | 0.79462 | 1530.1768 | 0.21718
[30 empty] | 1530.2915 | 1530.2998 | 0.79576 | 1530.2915 | 0.21761
[30 empty] | 1530.4062 | 1530.4145 | 0.7969 | 1530.4062 | 0.21807
[30 empty] | 1530.521 | 1530.5293 | 0.79803 | 1530.521 | 0.21854
[30 empty] | 1530.6357 | 1530.644 | 0.79916 | 1530.6357 | 0.21902
[30 empty] | 1530.7505 | 1530.7588 | 0.8003 | 1530.7505 | 0.21949
[30 empty] | 1530.8652 | 1530.8737 | 0.80143 | 1530.8652 | 0.21993
[30 empty] | 1530.9801 | 1530.9885 | 0.80256 | 1530.9801 | 0.22034
[30 empty] | 1531.095 | 1531.1033 | 0.80368 | 1531.095 | 0.22071
[30 empty] | 1531.2098 | 1531.2181 | 0.80481 | 1531.2098 | 0.22105
[30 empty] | 1531.3247 | 1531.333 | 0.80593 | 1531.3247 | 0.22136
[30 empty] | 1531.4396 | 1531.4479 | 0.80706 | 1531.4396 | 0.22168
[30 empty] | 1531.5544 | 1531.5629 | 0.80818 | 1531.5544 | 0.22203
[30 empty] | 1531.6694 | 1531.6777 | 0.8093 | 1531.6694 | 0.22243
[30 empty] | 1531.7843 | 1531.7927 | 0.81042 | 1531.7843 | 0.22288
[30 empty] | 1531.8993 | 1531.9076 | 0.81154 | 1531.8993 | 0.22339
[30 empty] | 1532.0143 | 1532.0226 | 0.81266 | 1532.0143 | 0.22394
[30 empty] | 1532.1293 | 1532.1376 | 0.81378 | 1532.1293 | 0.2245
[30 empty] | 1532.2443 | 1532.2526 | 0.8149 | 1532.2443 | 0.22505
[30 empty] | 1532.3592 | 1532.3677 | 0.81601 | 1532.3592 | 0.22556
[30 empty] | 1532.4744 | 1532.4827 | 0.81713 | 1532.4744 | 0.22604
[30 empty] | 1532.5894 | 1532.5978 | 0.81824 | 1532.5894 | 0.2265
[30 empty] | 1532.7045 | 1532.7128 | 0.81935 | 1532.7045 | 0.22696
[30 empty] | 1532.8196 | 1532.8279 | 0.82046 | 1532.8196 | 0.22745
[30 empty] | 1532.9347 | 1532.943 | 0.82157 | 1532.9347 | 0.22798
[30 empty] | 1533.0498 | 1533.0581 | 0.82267 | 1533.0498 | 0.22858
[30 empty] | 1533.1649 | 1533.1733 | 0.82378 | 1533.1649 | 0.22921
[30 empty] | 1533.2802 | 1533.2885 | 0.82488 | 1533.2802 | 0.22985
[30 empty] | 1533.3953 | 1533.4037 | 0.82598 | 1533.3953 | 0.23045
[30 empty] | 1533.5105 | 1533.5188 | 0.82708 | 1533.5105 | 0.23099
[30 empty] | 1533.6257 | 1533.634 | 0.82817 | 1533.6257 | 0.23142
[30 empty] | 1533.741 | 1533.7493 | 0.82927 | 1533.741 | 0.23174
[30 empty] | 1533.8562 | 1533.8645 | 0.83036 | 1533.8562 | 0.23196
[30 empty] | 1533.9714 | 1533.9799 | 0.83145 | 1533.9714 | 0.23212
[30 empty] | 1534.0867 | 1534.0951 | 0.83254 | 1534.0867 | 0.23227
[30 empty] | 1534.202 | 1534.2103 | 0.83362 | 1534.202 | 0.23244
[30 empty] | 1534.3174 | 1534.3257 | 0.8347 | 1534.3174 | 0.2327
[30 empty] | 1534.4326 | 1534.441 | 0.83578 | 1534.4326 | 0.23306
[30 empty] | 1534.548 | 1534.5564 | 0.83686 | 1534.548 | 0.23354
[30 empty] | 1534.6635 | 1534.6717 | 0.83793 | 1534.6635 | 0.23413
[30 empty] | 1534.7788 | 1534.7871 | 0.839 | 1534.7788 | 0.23482
[30 empty] | 1534.8942 | 1534.9026 | 0.84007 | 1534.8942 | 0.23556
[30 empty] | 1535.0096 | 1535.0179 | 0.84114 | 1535.0096 | 0.2363
[30 empty] | 1535.125 | 1535.1334 | 0.84221 | 1535.125 | 0.23701
[30 empty] | 1535.2405 | 1535.2489 | 0.84327 | 1535.2405 | 0.23767
[30 empty] | 1535.356 | 1535.3644 | 0.84434 | 1535.356 | 0.23824
[30 empty] | 1535.4714 | 1535.4799 | 0.8454 | 1535.4714 | 0.23874
[30 empty] | 1535.587 | 1535.5953 | 0.84646 | 1535.587 | 0.23917
[30 empty] | 1535.7025 | 1535.7109 | 0.84752 | 1535.7025 | 0.23955
[30 empty] | 1535.8181 | 1535.8264 | 0.84858 | 1535.8181 | 0.2399
[30 empty] | 1535.9336 | 1535.942 | 0.84964 | 1535.9336 | 0.24025
[30 empty] | 1536.0492 | 1536.0576 | 0.85069 | 1536.0492 | 0.24062
[30 empty] | 1536.1648 | 1536.1732 | 0.85175 | 1536.1648 | 0.24103
[30 empty] | 1536.2804 | 1536.2888 | 0.85281 | 1536.2804 | 0.2415
[30 empty] | 1536.396 | 1536.4044 | 0.85387 | 1536.396 | 0.24205
[30 empty] | 1536.5117 | 1536.52 | 0.85493 | 1536.5117 | 0.24268
[30 empty] | 1536.6273 | 1536.6357 | 0.85599 | 1536.6273 | 0.24337
[30 empty] | 1536.743 | 1536.7515 | 0.85705 | 1536.743 | 0.2441
[30 empty] | 1536.8588 | 1536.8672 | 0.85811 | 1536.8588 | 0.24485
[30 empty] | 1536.9745 | 1536.9828 | 0.85917 | 1536.9745 | 0.24557
[30 empty] | 1537.0902 | 1537.0986 | 0.86023 | 1537.0902 | 0.24624
[30 empty] | 1537.2059 | 1537.2144 | 0.86129 | 1537.2059 | 0.24683
[30 empty] | 1537.3218 | 1537.3301 | 0.86235 | 1537.3218 | 0.24736
[30 empty] | 1537.4375 | 1537.4459 | 0.86341 | 1537.4375 | 0.24784
[30 empty] | 1537.5533 | 1537.5617 | 0.86448 | 1537.5533 | 0.24833
[30 empty] | 1537.6692 | 1537.6775 | 0.86554 | 1537.6692 | 0.24888
[30 empty] | 1537.785 | 1537.7933 | 0.8666 | 1537.785 | 0.24953
[30 empty] | 1537.9009 | 1537.9092 | 0.86766 | 1537.9009 | 0.25029
[30 empty] | 1538.0167 | 1538.0251 | 0.86871 | 1538.0167 | 0.25118
[30 empty] | 1538.1326 | 1538.141 | 0.86977 | 1538.1326 | 0.25215
[30 empty] | 1538.2485 | 1538.257 | 0.87083 | 1538.2485 | 0.25315
[30 empty] | 1538.3645 | 1538.3728 | 0.87188 | 1538.3645 | 0.25413
[30 empty] | 1538.4804 | 1538.4888 | 0.87293 | 1538.4804 | 0.25503
[30 empty] | 1538.5963 | 1538.6047 | 0.87397 | 1538.5963 | 0.25583
[30 empty] | 1538.7124 | 1538.7207 | 0.87501 | 1538.7124 | 0.25651
[30 empty] | 1538.8284 | 1538.8367 | 0.87605 | 1538.8284 | 0.25707
[30 empty] | 1538.9443 | 1538.9528 | 0.87708 | 1538.9443 | 0.25754
[30 empty] | 1539.0604 | 1539.0687 | 0.87811 | 1539.0604 | 0.25794
[30 empty] | 1539.1764 | 1539.1848 | 0.87913 | 1539.1764 | 0.25831
[30 empty] | 1539.2925 | 1539.3009 | 0.88015 | 1539.2925 | 0.25869
[30 empty] | 1539.4086 | 1539.417 | 0.88115 | 1539.4086 | 0.25909
[30 empty] | 1539.5247 | 1539.5331 | 0.88216 | 1539.5247 | 0.25951
[30 empty] | 1539.6409 | 1539.6492 | 0.88315 | 1539.6409 | 0.25994
[30 empty] | 1539.757 | 1539.7654 | 0.88414 | 1539.757 | 0.26037
[30 empty] | 1539.8732 | 1539.8815 | 0.88512 | 1539.8732 | 0.26078
[30 empty] | 1539.9893 | 1539.9977 | 0.88609 | 1539.9893 | 0.26113
[30 empty] | 1540.1055 | 1540.1139 | 0.88706 | 1540.1055 | 0.26143
[30 empty] | 1540.2217 | 1540.2301 | 0.88802 | 1540.2217 | 0.26168
[30 empty] | 1540.3379 | 1540.3463 | 0.88897 | 1540.3379 | 0.26187
[30 empty] | 1540.4541 | 1540.4625 | 0.88991 | 1540.4541 | 0.26204
[30 empty] | 1540.5704 | 1540.5789 | 0.89084 | 1540.5704 | 0.26221
[30 empty] | 1540.6867 | 1540.6951 | 0.89177 | 1540.6867 | 0.26242
[30 empty] | 1540.803 | 1540.8114 | 0.89269 | 1540.803 | 0.26268
[30 empty] | 1540.9193 | 1540.9277 | 0.89361 | 1540.9193 | 0.26303
[30 empty] | 1541.0356 | 1541.0441 | 0.89452 | 1541.0356 | 0.26347
[30 empty] | 1541.152 | 1541.1604 | 0.89542 | 1541.152 | 0.264
[30 empty] | 1541.2683 | 1541.2767 | 0.89631 | 1541.2683 | 0.26459
[30 empty] | 1541.3848 | 1541.3932 | 0.89721 | 1541.3848 | 0.26522
[30 empty] | 1541.5011 | 1541.5095 | 0.89809 | 1541.5011 | 0.26584
[30 empty] | 1541.6175 | 1541.626 | 0.89898 | 1541.6175 | 0.26641
[30 empty] | 1541.734 | 1541.7424 | 0.89986 | 1541.734 | 0.26691
[30 empty] | 1541.8505 | 1541.8589 | 0.90074 | 1541.8505 | 0.26732
[30 empty] | 1541.9669 | 1541.9753 | 0.90161 | 1541.9669 | 0.26764
[30 empty] | 1542.0834 | 1542.0918 | 0.90248 | 1542.0834 | 0.26788
[30 empty] | 1542.1999 | 1542.2082 | 0.90336 | 1542.1999 | 0.26807
[30 empty] | 1542.3164 | 1542.3248 | 0.90423 | 1542.3164 | 0.26823
[30 empty] | 1542.433 | 1542.4414 | 0.9051 | 1542.433 | 0.26841
[30 empty] | 1542.5496 | 1542.558 | 0.90597 | 1542.5496 | 0.26866
[30 empty] | 1542.6661 | 1542.6746 | 0.90684 | 1542.6661 | 0.26902
[30 empty] | 1542.7827 | 1542.7911 | 0.90771 | 1542.7827 | 0.26952
[30 empty] | 1542.8993 | 1542.9077 | 0.90858 | 1542.8993 | 0.27017
[30 empty] | 1543.016 | 1543.0244 | 0.90946 | 1543.016 | 0.27096
[30 empty] | 1543.1326 | 1543.141 | 0.91033 | 1543.1326 | 0.27189
[30 empty] | 1543.2493 | 1543.2577 | 0.91121 | 1543.2493 | 0.27291
[30 empty] | 1543.366 | 1543.3744 | 0.91208 | 1543.366 | 0.27399
[30 empty] | 1543.4827 | 1543.4911 | 0.91296 | 1543.4827 | 0.2751
[30 empty] | 1543.5994 | 1543.6078 | 0.91384 | 1543.5994 | 0.27621
[30 empty] | 1543.7161 | 1543.7245 | 0.91472 | 1543.7161 | 0.2773
[30 empty] | 1543.8329 | 1543.8413 | 0.9156 | 1543.8329 | 0.27834
[30 empty] | 1543.9496 | 1543.958 | 0.91648 | 1543.9496 | 0.27934
[30 empty] | 1544.0664 | 1544.0748 | 0.91737 | 1544.0664 | 0.28029
[30 empty] | 1544.1832 | 1544.1916 | 0.91825 | 1544.1832 | 0.28118
[30 empty] | 1544.3001 | 1544.3085 | 0.91913 | 1544.3001 | 0.28202
[30 empty] | 1544.4169 | 1544.4253 | 0.92001 | 1544.4169 | 0.28282
[30 empty] | 1544.5337 | 1544.5421 | 0.92089 | 1544.5337 | 0.28359
[30 empty] | 1544.6506 | 1544.6591 | 0.92177 | 1544.6506 | 0.28438
[30 empty] | 1544.7676 | 1544.7759 | 0.92265 | 1544.7676 | 0.28518
[30 empty] | 1544.8844 | 1544.8928 | 0.92352 | 1544.8844 | 0.28601
[30 empty] | 1545.0013 | 1545.0098 | 0.92439 | 1545.0013 | 0.28687
[30 empty] | 1545.1183 | 1545.1267 | 0.92526 | 1545.1183 | 0.28775
[30 empty] | 1545.2352 | 1545.2436 | 0.92612 | 1545.2352 | 0.28864
[30 empty] | 1545.3523 | 1545.3607 | 0.92698 | 1545.3523 | 0.2895
[30 empty] | 1545.4692 | 1545.4777 | 0.92784 | 1545.4692 | 0.29034
[30 empty] | 1545.5863 | 1545.5947 | 0.92869 | 1545.5863 | 0.29113
[30 empty] | 1545.7034 | 1545.7118 | 0.92953 | 1545.7034 | 0.29188
[30 empty] | 1545.8204 | 1545.8287 | 0.93037 | 1545.8204 | 0.2926
[30 empty] | 1545.9375 | 1545.9459 | 0.9312 | 1545.9375 | 0.29329
[30 empty] | 1546.0546 | 1546.063 | 0.93203 | 1546.0546 | 0.29394
[30 empty] | 1546.1716 | 1546.18 | 0.93285 | 1546.1716 | 0.29456
[30 empty] | 1546.2888 | 1546.2972 | 0.93366 | 1546.2888 | 0.29515
[30 empty] | 1546.4059 | 1546.4143 | 0.93447 | 1546.4059 | 0.29571
[30 empty] | 1546.5231 | 1546.5315 | 0.93527 | 1546.5231 | 0.29622
[30 empty] | 1546.6403 | 1546.6487 | 0.93606 | 1546.6403 | 0.29671
[30 empty] | 1546.7575 | 1546.7659 | 0.93684 | 1546.7575 | 0.29717
[30 empty] | 1546.8746 | 1546.8831 | 0.93762 | 1546.8746 | 0.29759
[30 empty] | 1546.9919 | 1547.0004 | 0.93838 | 1546.9919 | 0.29801
[30 empty] | 1547.1091 | 1547.1175 | 0.93915 | 1547.1091 | 0.29841
[30 empty] | 1547.2264 | 1547.2349 | 0.9399 | 1547.2264 | 0.29884
[30 empty] | 1547.3438 | 1547.3522 | 0.94064 | 1547.3438 | 0.2993
[30 empty] | 1547.4611 | 1547.4695 | 0.94138 | 1547.4611 | 0.29983
[30 empty] | 1547.5784 | 1547.5868 | 0.94211 | 1547.5784 | 0.30045
[30 empty] | 1547.6957 | 1547.7041 | 0.94284 | 1547.6957 | 0.30116
[30 empty] | 1547.813 | 1547.8214 | 0.94355 | 1547.813 | 0.30195
[30 empty] | 1547.9304 | 1547.9388 | 0.94426 | 1547.9304 | 0.3028
[30 empty] | 1548.0477 | 1548.0561 | 0.94496 | 1548.0477 | 0.30368
[30 empty] | 1548.1652 | 1548.1736 | 0.94565 | 1548.1652 | 0.30454
[30 empty] | 1548.2826 | 1548.291 | 0.94634 | 1548.2826 | 0.30533
[30 empty] | 1548.4 | 1548.4084 | 0.94702 | 1548.4 | 0.30603
[30 empty] | 1548.5176 | 1548.526 | 0.94769 | 1548.5176 | 0.30662
[30 empty] | 1548.635 | 1548.6434 | 0.94835 | 1548.635 | 0.30711
[30 empty] | 1548.7526 | 1548.761 | 0.94901 | 1548.7526 | 0.30752
[30 empty] | 1548.87 | 1548.8784 | 0.94966 | 1548.87 | 0.30789
[30 empty] | 1548.9876 | 1548.996 | 0.9503 | 1548.9876 | 0.30826
[30 empty] | 1549.1051 | 1549.1135 | 0.95094 | 1549.1051 | 0.30867
[30 empty] | 1549.2227 | 1549.2311 | 0.95157 | 1549.2227 | 0.30916
[30 empty] | 1549.3403 | 1549.3488 | 0.95219 | 1549.3403 | 0.30976
[30 empty] | 1549.4579 | 1549.4663 | 0.95281 | 1549.4579 | 0.31046
[30 empty] | 1549.5756 | 1549.584 | 0.95342 | 1549.5756 | 0.31127
[30 empty] | 1549.6931 | 1549.7015 | 0.95403 | 1549.6931 | 0.31217
[30 empty] | 1549.8108 | 1549.8192 | 0.95462 | 1549.8108 | 0.31312
[30 empty] | 1549.9285 | 1549.9369 | 0.95521 | 1549.9285 | 0.31409
[30 empty] | 1550.0461 | 1550.0546 | 0.9558 | 1550.0461 | 0.31505
[30 empty] | 1550.1639 | 1550.1724 | 0.95637 | 1550.1639 | 0.31599
[30 empty] | 1550.2816 | 1550.29 | 0.95695 | 1550.2816 | 0.31688
[30 empty] | 1550.3994 | 1550.4078 | 0.95751 | 1550.3994 | 0.31772
[30 empty] | 1550.5171 | 1550.5256 | 0.95807 | 1550.5171 | 0.31852
[30 empty] | 1550.6349 | 1550.6433 | 0.95862 | 1550.6349 | 0.31928
[30 empty] | 1550.7527 | 1550.7611 | 0.95917 | 1550.7527 | 0.32
[30 empty] | 1550.8706 | 1550.879 | 0.95971 | 1550.8706 | 0.32069
[30 empty] | 1550.9884 | 1550.9968 | 0.96024 | 1550.9884 | 0.32134
[30 empty] | 1551.1062 | 1551.1146 | 0.96077 | 1551.1062 | 0.32197
[30 empty] | 1551.2241 | 1551.2325 | 0.96129 | 1551.2241 | 0.32254
[30 empty] | 1551.342 | 1551.3505 | 0.96181 | 1551.342 | 0.32308
[30 empty] | 1551.46 | 1551.4684 | 0.96232 | 1551.46 | 0.32356
[30 empty] | 1551.5779 | 1551.5863 | 0.96282 | 1551.5779 | 0.32399
[30 empty] | 1551.6958 | 1551.7042 | 0.96332 | 1551.6958 | 0.32438
[30 empty] | 1551.8137 | 1551.8221 | 0.96381 | 1551.8137 | 0.32475
[30 empty] | 1551.9318 | 1551.9402 | 0.96429 | 1551.9318 | 0.32513
[30 empty] | 1552.0497 | 1552.0582 | 0.96477 | 1552.0497 | 0.32554
[30 empty] | 1552.1677 | 1552.1762 | 0.96525 | 1552.1677 | 0.32604
[30 empty] | 1552.2858 | 1552.2942 | 0.96571 | 1552.2858 | 0.32665
[30 empty] | 1552.4038 | 1552.4122 | 0.96617 | 1552.4038 | 0.32739
[30 empty] | 1552.522 | 1552.5304 | 0.96663 | 1552.522 | 0.32827
[30 empty] | 1552.64 | 1552.6484 | 0.96708 | 1552.64 | 0.32927
[30 empty] | 1552.7581 | 1552.7666 | 0.96752 | 1552.7581 | 0.33038
[30 empty] | 1552.8762 | 1552.8846 | 0.96796 | 1552.8762 | 0.33156
[30 empty] | 1552.9944 | 1553.0028 | 0.96839 | 1552.9944 | 0.33276
[30 empty] | 1553.1126 | 1553.121 | 0.96881 | 1553.1126 | 0.33394
[30 empty] | 1553.2307 | 1553.2391 | 0.96923 | 1553.2307 | 0.33506
[30 empty] | 1553.3489 | 1553.3574 | 0.96965 | 1553.3489 | 0.33607
[30 empty] | 1553.4672 | 1553.4756 | 0.97005 | 1553.4672 | 0.33697
[30 empty] | 1553.5853 | 1553.5939 | 0.97045 | 1553.5853 | 0.33774
[30 empty] | 1553.7036 | 1553.712 | 0.97085 | 1553.7036 | 0.33838
[30 empty] | 1553.8219 | 1553.8303 | 0.97123 | 1553.8219 | 0.33892
[30 empty] | 1553.9402 | 1553.9486 | 0.97161 | 1553.9402 | 0.33937
[30 empty] | 1554.0585 | 1554.0669 | 0.97199 | 1554.0585 | 0.33975
[30 empty] | 1554.1768 | 1554.1853 | 0.97236 | 1554.1768 | 0.34008
[30 empty] | 1554.2952 | 1554.3036 | 0.97272 | 1554.2952 | 0.34037
[30 empty] | 1554.4135 | 1554.422 | 0.97307 | 1554.4135 | 0.34063
[30 empty] | 1554.5319 | 1554.5403 | 0.97342 | 1554.5319 | 0.34088
[30 empty] | 1554.6503 | 1554.6587 | 0.97376 | 1554.6503 | 0.34111
[30 empty] | 1554.7687 | 1554.7771 | 0.97409 | 1554.7687 | 0.34136
[30 empty] | 1554.8871 | 1554.8956 | 0.97442 | 1554.8871 | 0.34162
[30 empty] | 1555.0056 | 1555.014 | 0.97474 | 1555.0056 | 0.34192
[30 empty] | 1555.124 | 1555.1325 | 0.97505 | 1555.124 | 0.34228
[30 empty] | 1555.2425 | 1555.251 | 0.97536 | 1555.2425 | 0.34269
[30 empty] | 1555.3611 | 1555.3695 | 0.97565 | 1555.3611 | 0.34317
[30 empty] | 1555.4796 | 1555.488 | 0.97595 | 1555.4796 | 0.34372
[30 empty] | 1555.5981 | 1555.6066 | 0.97623 | 1555.5981 | 0.34433
[30 empty] | 1555.7167 | 1555.7251 | 0.97651 | 1555.7167 | 0.345
[30 empty] | 1555.8352 | 1555.8436 | 0.97678 | 1555.8352 | 0.34571
[30 empty] | 1555.9539 | 1555.9623 | 0.97704 | 1555.9539 | 0.34646
[30 empty] | 1556.0724 | 1556.0809 | 0.9773 | 1556.0724 | 0.34722
[30 empty] | 1556.191 | 1556.1996 | 0.97755 | 1556.191 | 0.348
[30 empty] | 1556.3097 | 1556.3181 | 0.97779 | 1556.3097 | 0.3488
[30 empty] | 1556.4283 | 1556.4369 | 0.97803 | 1556.4283 | 0.3496
[30 empty] | 1556.5471 | 1556.5555 | 0.97826 | 1556.5471 | 0.35041
[30 empty] | 1556.6658 | 1556.6742 | 0.97848 | 1556.6658 | 0.35125
[30 empty] | 1556.7846 | 1556.793 | 0.9787 | 1556.7846 | 0.35211
[30 empty] | 1556.9032 | 1556.9117 | 0.97891 | 1556.9032 | 0.353
[30 empty] | 1557.022 | 1557.0304 | 0.97911 | 1557.022 | 0.35393
[30 empty] | 1557.1408 | 1557.1492 | 0.97931 | 1557.1408 | 0.3549
[30 empty] | 1557.2595 | 1557.2681 | 0.9795 | 1557.2595 | 0.35589
[30 empty] | 1557.3784 | 1557.3868 | 0.97968 | 1557.3784 | 0.35688
[30 empty] | 1557.4972 | 1557.5056 | 0.97986 | 1557.4972 | 0.35787
[30 empty] | 1557.6161 | 1557.6245 | 0.98003 | 1557.6161 | 0.35884
[30 empty] | 1557.7349 | 1557.7434 | 0.98019 | 1557.7349 | 0.35979
[30 empty] | 1557.8538 | 1557.8623 | 0.98035 | 1557.8538 | 0.36073
[30 empty] | 1557.9727 | 1557.9812 | 0.9805 | 1557.9727 | 0.36169
[30 empty] | 1558.0917 | 1558.1001 | 0.98064 | 1558.0917 | 0.3627
[30 empty] | 1558.2106 | 1558.219 | 0.98078 | 1558.2106 | 0.36379
[30 empty] | 1558.3295 | 1558.338 | 0.9809 | 1558.3295 | 0.36496
[30 empty] | 1558.4485 | 1558.4569 | 0.98103 | 1558.4485 | 0.36622
[30 empty] | 1558.5675 | 1558.5759 | 0.98114 | 1558.5675 | 0.36754
[30 empty] | 1558.6865 | 1558.695 | 0.98125 | 1558.6865 | 0.36886
[30 empty] | 1558.8055 | 1558.814 | 0.98135 | 1558.8055 | 0.37015
[30 empty] | 1558.9246 | 1558.933 | 0.98145 | 1558.9246 | 0.37135
[30 empty] | 1559.0436 | 1559.0521 | 0.98154 | 1559.0436 | 0.37243
[30 empty] | 1559.1627 | 1559.1711 | 0.98162 | 1559.1627 | 0.37336
[30 empty] | 1559.2819 | 1559.2903 | 0.98169 | 1559.2819 | 0.37412
[30 empty] | 1559.4009 | 1559.4094 | 0.98175 | 1559.4009 | 0.37469
[30 empty] | 1559.52 | 1559.5286 | 0.98181 | 1559.52 | 0.37509
[30 empty] | 1559.6393 | 1559.6477 | 0.98186 | 1559.6393 | 0.37531
[30 empty] | 1559.7584 | 1559.7668 | 0.98191 | 1559.7584 | 0.37539
[30 empty] | 1559.8776 | 1559.8861 | 0.98194 | 1559.8776 | 0.37537
[30 empty] | 1559.9968 | 1560.0052 | 0.98197 | 1559.9968 | 0.37533
[30 empty] | 1560.1161 | 1560.1245 | 0.98199 | 1560.1161 | 0.37533
[30 empty] | 1560.2352 | 1560.2438 | 0.982 | 1560.2352 | 0.37544
[30 empty] | 1560.3546 | 1560.363 | 0.982 | 1560.3546 | 0.37571
[30 empty] | 1560.4739 | 1560.4823 | 0.98199 | 1560.4739 | 0.37617
[30 empty] | 1560.5931 | 1560.6016 | 0.98198 | 1560.5931 | 0.37684
[30 empty] | 1560.7124 | 1560.7209 | 0.98195 | 1560.7124 | 0.37768
[30 empty] | 1560.8318 | 1560.8403 | 0.98192 | 1560.8318 | 0.37866
[30 empty] | 1560.9512 | 1560.9596 | 0.98188 | 1560.9512 | 0.37975
[30 empty] | 1561.0706 | 1561.079 | 0.98183 | 1561.0706 | 0.38088
[30 empty] | 1561.1899 | 1561.1984 | 0.98176 | 1561.1899 | 0.38203
[30 empty] | 1561.3093 | 1561.3179 | 0.98169 | 1561.3093 | 0.38315
[30 empty] | 1561.4287 | 1561.4373 | 0.98161 | 1561.4287 | 0.38424
[30 empty] | 1561.5482 | 1561.5566 | 0.98151 | 1561.5482 | 0.38529
[30 empty] | 1561.6677 | 1561.6762 | 0.98141 | 1561.6677 | 0.3863
[30 empty] | 1561.7871 | 1561.7957 | 0.98129 | 1561.7871 | 0.38728
[30 empty] | 1561.9066 | 1561.9152 | 0.98116 | 1561.9066 | 0.38822
[30 empty] | 1562.0262 | 1562.0347 | 0.98101 | 1562.0262 | 0.38912
[30 empty] | 1562.1457 | 1562.1542 | 0.98086 | 1562.1457 | 0.38997
[30 empty] | 1562.2653 | 1562.2738 | 0.98069 | 1562.2653 | 0.39076
[30 empty] | 1562.3849 | 1562.3933 | 0.98051 | 1562.3849 | 0.39147
[30 empty] | 1562.5045 | 1562.5129 | 0.98031 | 1562.5045 | 0.39211
[30 empty] | 1562.624 | 1562.6326 | 0.9801 | 1562.624 | 0.3927
[30 empty] | 1562.7436 | 1562.7522 | 0.97988 | 1562.7436 | 0.39327
[30 empty] | 1562.8634 | 1562.8718 | 0.97964 | 1562.8634 | 0.39384
[30 empty] | 1562.983 | 1562.9915 | 0.97938 | 1562.983 | 0.39444
[30 empty] | 1563.1027 | 1563.1112 | 0.97911 | 1563.1027 | 0.39509
[30 empty] | 1563.2224 | 1563.231 | 0.97883 | 1563.2224 | 0.3958
[30 empty] | 1563.3422 | 1563.3506 | 0.97853 | 1563.3422 | 0.39656
[30 empty] | 1563.4619 | 1563.4703 | 0.97821 | 1563.4619 | 0.39735
[30 empty] | 1563.5817 | 1563.5901 | 0.97788 | 1563.5817 | 0.39814
[30 empty] | 1563.7014 | 1563.71 | 0.97753 | 1563.7014 | 0.3989
[30 empty] | 1563.8212 | 1563.8297 | 0.97716 | 1563.8212 | 0.39963
[30 empty] | 1563.941 | 1563.9496 | 0.97678 | 1563.941 | 0.40031
[30 empty] | 1564.0609 | 1564.0693 | 0.97638 | 1564.0609 | 0.40099
[30 empty] | 1564.1807 | 1564.1892 | 0.97597 | 1564.1807 | 0.40168
[30 empty] | 1564.3005 | 1564.3091 | 0.97553 | 1564.3005 | 0.40245
[30 empty] | 1564.4205 | 1564.429 | 0.97509 | 1564.4205 | 0.40332
[30 empty] | 1564.5404 | 1564.5488 | 0.97462 | 1564.5404 | 0.40434
[30 empty] | 1564.6603 | 1564.6688 | 0.97414 | 1564.6603 | 0.40552
[30 empty] | 1564.7803 | 1564.7887 | 0.97365 | 1564.7803 | 0.40682
[30 empty] | 1564.9003 | 1564.9087 | 0.97314 | 1564.9003 | 0.40821
[30 empty] | 1565.0201 | 1565.0287 | 0.97262 | 1565.0201 | 0.40962
[30 empty] | 1565.1401 | 1565.1487 | 0.97208 | 1565.1401 | 0.411
[30 empty] | 1565.2603 | 1565.2687 | 0.97152 | 1565.2603 | 0.41227
[30 empty] | 1565.3802 | 1565.3888 | 0.97096 | 1565.3802 | 0.4134
[30 empty] | 1565.5002 | 1565.5088 | 0.97038 | 1565.5002 | 0.41436
[30 empty] | 1565.6204 | 1565.6289 | 0.96978 | 1565.6204 | 0.41516
[30 empty] | 1565.7405 | 1565.7489 | 0.96918 | 1565.7405 | 0.41582
[30 empty] | 1565.8606 | 1565.869 | 0.96856 | 1565.8606 | 0.41637
[30 empty] | 1565.9807 | 1565.9893 | 0.96793 | 1565.9807 | 0.41688
[30 empty] | 1566.1008 | 1566.1094 | 0.9673 | 1566.1008 | 0.41736
[30 empty] | 1566.2209 | 1566.2295 | 0.96665 | 1566.2209 | 0.41787
[30 empty] | 1566.3412 | 1566.3497 | 0.96599 | 1566.3412 | 0.41841
[30 empty] | 1566.4614 | 1566.4698 | 0.96532 | 1566.4614 | 0.41902
[30 empty] | 1566.5817 | 1566.5901 | 0.96465 | 1566.5817 | 0.4197
[30 empty] | 1566.7019 | 1566.7103 | 0.96396 | 1566.7019 | 0.42047
[30 empty] | 1566.8221 | 1566.8306 | 0.96327 | 1566.8221 | 0.42133
[30 empty] | 1566.9424 | 1566.9509 | 0.96257 | 1566.9424 | 0.42229
[30 empty] | 1567.0626 | 1567.0712 | 0.96187 | 1567.0626 | 0.42335
[30 empty] | 1567.183 | 1567.1915 | 0.96116 | 1567.183 | 0.42448
[30 empty] | 1567.3033 | 1567.3118 | 0.96044 | 1567.3033 | 0.42566
[30 empty] | 1567.4237 | 1567.4321 | 0.95971 | 1567.4237 | 0.42686
[30 empty] | 1567.5441 | 1567.5525 | 0.95898 | 1567.5441 | 0.42804
[30 empty] | 1567.6644 | 1567.673 | 0.95825 | 1567.6644 | 0.42918
[30 empty] | 1567.7848 | 1567.7933 | 0.9575 | 1567.7848 | 0.43023
[30 empty] | 1567.9053 | 1567.9137 | 0.95675 | 1567.9053 | 0.4312
[30 empty] | 1568.0256 | 1568.0342 | 0.956 | 1568.0256 | 0.43207
[30 empty] | 1568.1461 | 1568.1547 | 0.95524 | 1568.1461 | 0.43287
[30 empty] | 1568.2666 | 1568.2751 | 0.95447 | 1568.2666 | 0.4336
[30 empty] | 1568.3871 | 1568.3956 | 0.95369 | 1568.3871 | 0.43429
[30 empty] | 1568.5077 | 1568.5161 | 0.95291 | 1568.5077 | 0.43495
[30 empty] | 1568.6282 | 1568.6367 | 0.95212 | 1568.6282 | 0.4356
[30 empty] | 1568.7488 | 1568.7572 | 0.95132 | 1568.7488 | 0.43625
[30 empty] | 1568.8693 | 1568.8778 | 0.95051 | 1568.8693 | 0.43689
[30 empty] | 1568.9899 | 1568.9984 | 0.9497 | 1568.9899 | 0.43752
[30 empty] | 1569.1105 | 1569.119 | 0.94887 | 1569.1105 | 0.43813
[30 empty] | 1569.2311 | 1569.2396 | 0.94803 | 1569.2311 | 0.43874
[30 empty] | 1569.3518 | 1569.3602 | 0.94719 | 1569.3518 | 0.43934
[30 empty] | 1569.4724 | 1569.481 | 0.94633 | 1569.4724 | 0.43996
[30 empty] | 1569.5931 | 1569.6017 | 0.94547 | 1569.5931 | 0.44061
[30 empty] | 1569.7139 | 1569.7223 | 0.94459 | 1569.7139 | 0.44131
[30 empty] | 1569.8345 | 1569.843 | 0.9437 | 1569.8345 | 0.44207
[30 empty] | 1569.9553 | 1569.9637 | 0.94279 | 1569.9553 | 0.4429
[30 empty] | 1570.076 | 1570.0846 | 0.94188 | 1570.076 | 0.44379
[30 empty] | 1570.1968 | 1570.2053 | 0.94095 | 1570.1968 | 0.44471
[30 empty] | 1570.3176 | 1570.3262 | 0.94001 | 1570.3176 | 0.44563
[30 empty] | 1570.4383 | 1570.4469 | 0.93905 | 1570.4383 | 0.44653
[30 empty] | 1570.5592 | 1570.5677 | 0.93809 | 1570.5592 | 0.44737
[30 empty] | 1570.68 | 1570.6886 | 0.93711 | 1570.68 | 0.44816
[30 empty] | 1570.8009 | 1570.8094 | 0.93611 | 1570.8009 | 0.44891
[30 empty] | 1570.9219 | 1570.9304 | 0.9351 | 1570.9219 | 0.44964
[30 empty] | 1571.0427 | 1571.0513 | 0.93408 | 1571.0427 | 0.4504
[30 empty] | 1571.1637 | 1571.1722 | 0.93305 | 1571.1637 | 0.45123
[30 empty] | 1571.2847 | 1571.2931 | 0.932 | 1571.2847 | 0.45216
[30 empty] | 1571.4055 | 1571.4141 | 0.93094 | 1571.4055 | 0.4532
[30 empty] | 1571.5266 | 1571.535 | 0.92986 | 1571.5266 | 0.45435
[30 empty] | 1571.6476 | 1571.6561 | 0.92877 | 1571.6476 | 0.45559
[30 empty] | 1571.7686 | 1571.7771 | 0.92767 | 1571.7686 | 0.45686
[30 empty] | 1571.8897 | 1571.8982 | 0.92656 | 1571.8897 | 0.45813
[30 empty] | 1572.0106 | 1572.0192 | 0.92543 | 1572.0106 | 0.45935
[30 empty] | 1572.1317 | 1572.1403 | 0.92429 | 1572.1317 | 0.4605
[30 empty] | 1572.2528 | 1572.2613 | 0.92314 | 1572.2528 | 0.46156
[30 empty] | 1572.3739 | 1572.3825 | 0.92197 | 1572.3739 | 0.46256
[30 empty] | 1572.4951 | 1572.5035 | 0.92079 | 1572.4951 | 0.46351
[30 empty] | 1572.6162 | 1572.6248 | 0.9196 | 1572.6162 | 0.46443
[30 empty] | 1572.7374 | 1572.746 | 0.9184 | 1572.7374 | 0.46533
[30 empty] | 1572.8585 | 1572.8671 | 0.91719 | 1572.8585 | 0.46623
[30 empty] | 1572.9797 | 1572.9883 | 0.91596 | 1572.9797 | 0.4671
[30 empty] | 1573.101 | 1573.1095 | 0.91472 | 1573.101 | 0.46794
[30 empty] | 1573.2223 | 1573.2307 | 0.91348 | 1573.2223 | 0.46872
[30 empty] | 1573.3435 | 1573.352 | 0.91222 | 1573.3435 | 0.46945
[30 empty] | 1573.4647 | 1573.4733 | 0.91094 | 1573.4647 | 0.47011
[30 empty] | 1573.5861 | 1573.5946 | 0.90966 | 1573.5861 | 0.4707
[30 empty] | 1573.7074 | 1573.7159 | 0.90837 | 1573.7074 | 0.47125
[30 empty] | 1573.8287 | 1573.8373 | 0.90706 | 1573.8287 | 0.47177
[30 empty] | 1573.9501 | 1573.9586 | 0.90575 | 1573.9501 | 0.47226
[30 empty] | 1574.0714 | 1574.08 | 0.90442 | 1574.0714 | 0.47277
[30 empty] | 1574.1929 | 1574.2014 | 0.90309 | 1574.1929 | 0.47329
[30 empty] | 1574.3142 | 1574.3228 | 0.90174 | 1574.3142 | 0.47385
[30 empty] | 1574.4357 | 1574.4442 | 0.90038 | 1574.4357 | 0.47447
[30 empty] | 1574.5571 | 1574.5657 | 0.89901 | 1574.5571 | 0.47516
[30 empty] | 1574.6786 | 1574.6871 | 0.89763 | 1574.6786 | 0.47592
[30 empty] | 1574.8001 | 1574.8086 | 0.89624 | 1574.8001 | 0.47676
[30 empty] | 1574.9216 | 1574.93 | 0.89485 | 1574.9216 | 0.47768
[30 empty] | 1575.0431 | 1575.0516 | 0.89344 | 1575.0431 | 0.47867
[30 empty] | 1575.1647 | 1575.1732 | 0.89201 | 1575.1647 | 0.47971
[30 empty] | 1575.2863 | 1575.2947 | 0.89058 | 1575.2863 | 0.4808
[30 empty] | 1575.4077 | 1575.4163 | 0.88914 | 1575.4077 | 0.4819
[30 empty] | 1575.5294 | 1575.538 | 0.88769 | 1575.5294 | 0.48299
[30 empty] | 1575.651 | 1575.6596 | 0.88623 | 1575.651 | 0.48407
[30 empty] | 1575.7726 | 1575.7811 | 0.88475 | 1575.7726 | 0.48513
[30 empty] | 1575.8943 | 1575.9028 | 0.88327 | 1575.8943 | 0.48618
[30 empty] | 1576.016 | 1576.0245 | 0.88178 | 1576.016 | 0.48724
[30 empty] | 1576.1377 | 1576.1462 | 0.88027 | 1576.1377 | 0.48833
[30 empty] | 1576.2594 | 1576.2679 | 0.87875 | 1576.2594 | 0.48947
[30 empty] | 1576.3811 | 1576.3897 | 0.87722 | 1576.3811 | 0.49065
[30 empty] | 1576.5028 | 1576.5113 | 0.87568 | 1576.5028 | 0.49187
[30 empty] | 1576.6246 | 1576.6332 | 0.87413 | 1576.6246 | 0.49311
[30 empty] | 1576.7463 | 1576.7549 | 0.87257 | 1576.7463 | 0.49433
[30 empty] | 1576.8682 | 1576.8767 | 0.87099 | 1576.8682 | 0.4955
[30 empty] | 1576.99 | 1576.9985 | 0.86941 | 1576.99 | 0.49658
[30 empty] | 1577.1118 | 1577.1204 | 0.86781 | 1577.1118 | 0.49754
[30 empty] | 1577.2336 | 1577.2423 | 0.8662 | 1577.2336 | 0.49839
[30 empty] | 1577.3556 | 1577.3641 | 0.86457 | 1577.3556 | 0.49911
[30 empty] | 1577.4774 | 1577.4861 | 0.86294 | 1577.4774 | 0.49972
[30 empty] | 1577.5994 | 1577.6079 | 0.86129 | 1577.5994 | 0.50026
[30 empty] | 1577.7213 | 1577.7299 | 0.85963 | 1577.7213 | 0.50076
[30 empty] | 1577.8433 | 1577.8518 | 0.85795 | 1577.8433 | 0.50123
[30 empty] | 1577.9652 | 1577.9738 | 0.85626 | 1577.9652 | 0.50173
[30 empty] | 1578.0873 | 1578.0958 | 0.85456 | 1578.0873 | 0.50228
[30 empty] | 1578.2092 | 1578.2178 | 0.85285 | 1578.2092 | 0.50291
[30 empty] | 1578.3313 | 1578.3398 | 0.85112 | 1578.3313 | 0.50367
[30 empty] | 1578.4534 | 1578.4619 | 0.84938 | 1578.4534 | 0.50457
[30 empty] | 1578.5754 | 1578.584 | 0.84763 | 1578.5754 | 0.50564
[30 empty] | 1578.6975 | 1578.7061 | 0.84586 | 1578.6975 | 0.50687
[30 empty] | 1578.8196 | 1578.8281 | 0.84408 | 1578.8196 | 0.50823
[30 empty] | 1578.9418 | 1578.9503 | 0.84228 | 1578.9418 | 0.50965
[30 empty] | 1579.0638 | 1579.0724 | 0.84047 | 1579.0638 | 0.51107
[30 empty] | 1579.186 | 1579.1946 | 0.83865 | 1579.186 | 0.51242
[30 empty] | 1579.3082 | 1579.3168 | 0.83681 | 1579.3082 | 0.51364
[30 empty] | 1579.4304 | 1579.439 | 0.83497 | 1579.4304 | 0.5147
[30 empty] | 1579.5526 | 1579.5612 | 0.8331 | 1579.5526 | 0.51561
[30 empty] | 1579.6748 | 1579.6835 | 0.83123 | 1579.6748 | 0.51641
[30 empty] | 1579.7971 | 1579.8057 | 0.82934 | 1579.7971 | 0.51714
[30 empty] | 1579.9194 | 1579.928 | 0.82744 | 1579.9194 | 0.51786
[30 empty] | 1580.0418 | 1580.0503 | 0.82552 | 1580.0418 | 0.51862
[30 empty] | 1580.1641 | 1580.1726 | 0.8236 | 1580.1641 | 0.51947
[30 empty] | 1580.2864 | 1580.2949 | 0.82166 | 1580.2864 | 0.52041
[30 empty] | 1580.4087 | 1580.4172 | 0.8197 | 1580.4087 | 0.52145
[30 empty] | 1580.531 | 1580.5397 | 0.81774 | 1580.531 | 0.52256
[30 empty] | 1580.6534 | 1580.662 | 0.81577 | 1580.6534 | 0.5237
[30 empty] | 1580.7759 | 1580.7844 | 0.81378 | 1580.7759 | 0.52484
[30 empty] | 1580.8983 | 1580.9069 | 0.81179 | 1580.8983 | 0.52595
[30 empty] | 1581.0207 | 1581.0293 | 0.80978 | 1581.0207 | 0.52699
[30 empty] | 1581.1432 | 1581.1517 | 0.80777 | 1581.1432 | 0.52797
[30 empty] | 1581.2656 | 1581.2743 | 0.80575 | 1581.2656 | 0.5289
[30 empty] | 1581.3882 | 1581.3967 | 0.80372 | 1581.3882 | 0.52979
[30 empty] | 1581.5107 | 1581.5193 | 0.80168 | 1581.5107 | 0.53067
[30 empty] | 1581.6333 | 1581.6418 | 0.79963 | 1581.6333 | 0.53158
[30 empty] | 1581.7559 | 1581.7644 | 0.79758 | 1581.7559 | 0.53255
[30 empty] | 1581.8784 | 1581.887 | 0.79552 | 1581.8784 | 0.53358
[30 empty] | 1582.001 | 1582.0095 | 0.79345 | 1582.001 | 0.5347
[30 empty] | 1582.1235 | 1582.1322 | 0.79138 | 1582.1235 | 0.53588
[30 empty] | 1582.2462 | 1582.2548 | 0.78931 | 1582.2462 | 0.5371
[30 empty] | 1582.3689 | 1582.3774 | 0.78723 | 1582.3689 | 0.53834
[30 empty] | 1582.4916 | 1582.5001 | 0.78515 | 1582.4916 | 0.53953
[30 empty] | 1582.6143 | 1582.6228 | 0.78306 | 1582.6143 | 0.54065
[30 empty] | 1582.7369 | 1582.7455 | 0.78097 | 1582.7369 | 0.54164
[30 empty] | 1582.8597 | 1582.8683 | 0.77887 | 1582.8597 | 0.54247
[30 empty] | 1582.9824 | 1582.991 | 0.77678 | 1582.9824 | 0.54313
[30 empty] | 1583.1052 | 1583.1138 | 0.77468 | 1583.1052 | 0.54363
[30 empty] | 1583.228 | 1583.2366 | 0.77258 | 1583.228 | 0.544
[30 empty] | 1583.3508 | 1583.3594 | 0.77047 | 1583.3508 | 0.54429
[30 empty] | 1583.4736 | 1583.4822 | 0.76836 | 1583.4736 | 0.54457
[30 empty] | 1583.5964 | 1583.6051 | 0.76625 | 1583.5964 | 0.54489
[30 empty] | 1583.7194 | 1583.7279 | 0.76414 | 1583.7194 | 0.54533
[30 empty] | 1583.8423 | 1583.8508 | 0.76202 | 1583.8423 | 0.54591
[30 empty] | 1583.9651 | 1583.9738 | 0.7599 | 1583.9651 | 0.54665
[30 empty] | 1584.088 | 1584.0967 | 0.75778 | 1584.088 | 0.54751
[30 empty] | 1584.2109 | 1584.2196 | 0.75565 | 1584.2109 | 0.54846
[30 empty] | 1584.334 | 1584.3425 | 0.75352 | 1584.334 | 0.54943
[30 empty] | 1584.4569 | 1584.4654 | 0.75138 | 1584.4569 | 0.55035
[30 empty] | 1584.58 | 1584.5885 | 0.74924 | 1584.58 | 0.55118
[30 empty] | 1584.703 | 1584.7115 | 0.7471 | 1584.703 | 0.5519
[30 empty] | 1584.8259 | 1584.8346 | 0.74495 | 1584.8259 | 0.55252
[30 empty] | 1584.9491 | 1584.9576 | 0.74279 | 1584.9491 | 0.55311
[30 empty] | 1585.0721 | 1585.0807 | 0.74063 | 1585.0721 | 0.55374
[30 empty] | 1585.1952 | 1585.2037 | 0.73846 | 1585.1952 | 0.55448
[30 empty] | 1585.3184 | 1585.3269 | 0.73629 | 1585.3184 | 0.55542
[30 empty] | 1585.4414 | 1585.4501 | 0.73411 | 1585.4414 | 0.5566
[30 empty] | 1585.5646 | 1585.5732 | 0.73192 | 1585.5646 | 0.55804
[30 empty] | 1585.6877 | 1585.6964 | 0.72972 | 1585.6877 | 0.55972
[30 empty] | 1585.8109 | 1585.8196 | 0.72752 | 1585.8109 | 0.56157
[30 empty] | 1585.9342 | 1585.9427 | 0.72532 | 1585.9342 | 0.56352
[30 empty] | 1586.0574 | 1586.066 | 0.7231 | 1586.0574 | 0.56547
[30 empty] | 1586.1807 | 1586.1892 | 0.72088 | 1586.1807 | 0.56733
[30 empty] | 1586.304 | 1586.3125 | 0.71865 | 1586.304 | 0.56901
[30 empty] | 1586.4272 | 1586.4358 | 0.71642 | 1586.4272 | 0.57047
[30 empty] | 1586.5505 | 1586.5591 | 0.71418 | 1586.5505 | 0.5717
[30 empty] | 1586.6738 | 1586.6824 | 0.71193 | 1586.6738 | 0.57273
[30 empty] | 1586.7971 | 1586.8058 | 0.70967 | 1586.7971 | 0.57359
[30 empty] | 1586.9205 | 1586.9291 | 0.70741 | 1586.9205 | 0.57434
[30 empty] | 1587.0439 | 1587.0525 | 0.70515 | 1587.0439 | 0.57506
[30 empty] | 1587.1674 | 1587.1759 | 0.70287 | 1587.1674 | 0.57577
[30 empty] | 1587.2908 | 1587.2993 | 0.70059 | 1587.2908 | 0.57654
[30 empty] | 1587.4142 | 1587.4227 | 0.69831 | 1587.4142 | 0.57736
[30 empty] | 1587.5376 | 1587.5463 | 0.69602 | 1587.5376 | 0.57825
[30 empty] | 1587.6611 | 1587.6697 | 0.69372 | 1587.6611 | 0.57919
[30 empty] | 1587.7846 | 1587.7932 | 0.69142 | 1587.7846 | 0.58017
[30 empty] | 1587.9081 | 1587.9168 | 0.68912 | 1587.9081 | 0.58117
[30 empty] | 1588.0316 | 1588.0403 | 0.68681 | 1588.0316 | 0.58216
[30 empty] | 1588.1552 | 1588.1638 | 0.6845 | 1588.1552 | 0.58315
[30 empty] | 1588.2788 | 1588.2874 | 0.68218 | 1588.2788 | 0.58412
[30 empty] | 1588.4023 | 1588.411 | 0.67986 | 1588.4023 | 0.58507
[30 empty] | 1588.526 | 1588.5346 | 0.67753 | 1588.526 | 0.586
[30 empty] | 1588.6497 | 1588.6582 | 0.6752 | 1588.6497 | 0.58691
[30 empty] | 1588.7732 | 1588.7819 | 0.67287 | 1588.7732 | 0.58781
[30 empty] | 1588.897 | 1588.9055 | 0.67053 | 1588.897 | 0.58871
[30 empty] | 1589.0206 | 1589.0292 | 0.6682 | 1589.0206 | 0.58962
[30 empty] | 1589.1443 | 1589.1529 | 0.66585 | 1589.1443 | 0.59055
[30 empty] | 1589.2681 | 1589.2766 | 0.66351 | 1589.2681 | 0.59151
[30 empty] | 1589.3918 | 1589.4004 | 0.66117 | 1589.3918 | 0.5925
[30 empty] | 1589.5155 | 1589.5242 | 0.65882 | 1589.5155 | 0.59352
[30 empty] | 1589.6393 | 1589.648 | 0.65647 | 1589.6393 | 0.59456
[30 empty] | 1589.7632 | 1589.7717 | 0.65412 | 1589.7632 | 0.59562
[30 empty] | 1589.887 | 1589.8955 | 0.65177 | 1589.887 | 0.59669
[30 empty] | 1590.0109 | 1590.0194 | 0.64942 | 1590.0109 | 0.59777
[30 empty] | 1590.1346 | 1590.1433 | 0.64706 | 1590.1346 | 0.59885
[30 empty] | 1590.2585 | 1590.2672 | 0.64471 | 1590.2585 | 0.59993
[30 empty] | 1590.3825 | 1590.3911 | 0.64236 | 1590.3825 | 0.601
[30 empty] | 1590.5064 | 1590.515 | 0.64001 | 1590.5064 | 0.60202
[30 empty] | 1590.6302 | 1590.6389 | 0.63765 | 1590.6302 | 0.60299
[30 empty] | 1590.7543 | 1590.7628 | 0.6353 | 1590.7543 | 0.6039
[30 empty] | 1590.8783 | 1590.8868 | 0.63295 | 1590.8783 | 0.60474
[30 empty] | 1591.0022 | 1591.0109 | 0.6306 | 1591.0022 | 0.60555
[30 empty] | 1591.1262 | 1591.1349 | 0.62826 | 1591.1262 | 0.60636
[30 empty] | 1591.2502 | 1591.2589 | 0.62591 | 1591.2502 | 0.60723
[30 empty] | 1591.3744 | 1591.3829 | 0.62356 | 1591.3744 | 0.60817
[30 empty] | 1591.4984 | 1591.5071 | 0.62122 | 1591.4984 | 0.60921
[30 empty] | 1591.6226 | 1591.6311 | 0.61888 | 1591.6226 | 0.61033
[30 empty] | 1591.7466 | 1591.7552 | 0.61654 | 1591.7466 | 0.61148
[30 empty] | 1591.8707 | 1591.8794 | 0.61421 | 1591.8707 | 0.6126
[30 empty] | 1591.9949 | 1592.0035 | 0.61187 | 1591.9949 | 0.61364
[30 empty] | 1592.1191 | 1592.1277 | 0.60954 | 1592.1191 | 0.61454
[30 empty] | 1592.2433 | 1592.2518 | 0.60722 | 1592.2433 | 0.6153
[30 empty] | 1592.3674 | 1592.3761 | 0.60489 | 1592.3674 | 0.61592
[30 empty] | 1592.4917 | 1592.5004 | 0.60257 | 1592.4917 | 0.61645
[30 empty] | 1592.616 | 1592.6246 | 0.60025 | 1592.616 | 0.61692
[30 empty] | 1592.7402 | 1592.7489 | 0.59793 | 1592.7402 | 0.6174
[30 empty] | 1592.8645 | 1592.8732 | 0.59561 | 1592.8645 | 0.61793
[30 empty] | 1592.9888 | 1592.9974 | 0.5933 | 1592.9888 | 0.61852
[30 empty] | 1593.1132 | 1593.1218 | 0.59098 | 1593.1132 | 0.61921
[30 empty] | 1593.2376 | 1593.2461 | 0.58867 | 1593.2376 | 0.62001
[30 empty] | 1593.3618 | 1593.3705 | 0.58637 | 1593.3618 | 0.62092
[30 empty] | 1593.4862 | 1593.4949 | 0.58406 | 1593.4862 | 0.62194
[30 empty] | 1593.6106 | 1593.6193 | 0.58175 | 1593.6106 | 0.62306
[30 empty] | 1593.7351 | 1593.7436 | 0.57945 | 1593.7351 | 0.62426
[30 empty] | 1593.8595 | 1593.8682 | 0.57715 | 1593.8595 | 0.62552
[30 empty] | 1593.984 | 1593.9925 | 0.57484 | 1593.984 | 0.6268
[30 empty] | 1594.1084 | 1594.1171 | 0.57254 | 1594.1084 | 0.62805
[30 empty] | 1594.2329 | 1594.2416 | 0.57024 | 1594.2329 | 0.62926
[30 empty] | 1594.3574 | 1594.3661 | 0.56794 | 1594.3574 | 0.63039
[30 empty] | 1594.4821 | 1594.4906 | 0.56564 | 1594.4821 | 0.63144
[30 empty] | 1594.6066 | 1594.6152 | 0.56335 | 1594.6066 | 0.63241
[30 empty] | 1594.7312 | 1594.7397 | 0.56105 | 1594.7312 | 0.63334
[30 empty] | 1594.8557 | 1594.8644 | 0.55875 | 1594.8557 | 0.63425
[30 empty] | 1594.9804 | 1594.989 | 0.55645 | 1594.9804 | 0.63517
[30 empty] | 1595.105 | 1595.1137 | 0.55416 | 1595.105 | 0.63611
[30 empty] | 1595.2296 | 1595.2383 | 0.55186 | 1595.2296 | 0.63709
[30 empty] | 1595.3544 | 1595.3629 | 0.54957 | 1595.3544 | 0.63809
[30 empty] | 1595.479 | 1595.4877 | 0.54727 | 1595.479 | 0.6391
[30 empty] | 1595.6038 | 1595.6124 | 0.54498 | 1595.6038 | 0.6401
[30 empty] | 1595.7285 | 1595.7371 | 0.54269 | 1595.7285 | 0.64111
[30 empty] | 1595.8533 | 1595.8618 | 0.5404 | 1595.8533 | 0.64211
[30 empty] | 1595.978 | 1595.9867 | 0.53811 | 1595.978 | 0.64315
[30 empty] | 1596.1028 | 1596.1115 | 0.53582 | 1596.1028 | 0.64422
[30 empty] | 1596.2277 | 1596.2362 | 0.53353 | 1596.2277 | 0.64535
[30 empty] | 1596.3524 | 1596.3611 | 0.53125 | 1596.3524 | 0.64653
[30 empty] | 1596.4773 | 1596.486 | 0.52896 | 1596.4773 | 0.64773
[30 empty] | 1596.6022 | 1596.6108 | 0.52668 | 1596.6022 | 0.64893
[30 empty] | 1596.727 | 1596.7357 | 0.5244 | 1596.727 | 0.65008
[30 empty] | 1596.8519 | 1596.8606 | 0.52212 | 1596.8519 | 0.65117
[30 empty] | 1596.9769 | 1596.9856 | 0.51985 | 1596.9769 | 0.65217
[30 empty] | 1597.1018 | 1597.1105 | 0.51758 | 1597.1018 | 0.6531
[30 empty] | 1597.2268 | 1597.2355 | 0.51531 | 1597.2268 | 0.65397
[30 empty] | 1597.3518 | 1597.3605 | 0.51304 | 1597.3518 | 0.65482
[30 empty] | 1597.4768 | 1597.4855 | 0.51078 | 1597.4768 | 0.65568
[30 empty] | 1597.6018 | 1597.6105 | 0.50852 | 1597.6018 | 0.65658
[30 empty] | 1597.7269 | 1597.7355 | 0.50626 | 1597.7269 | 0.65753
[30 empty] | 1597.8519 | 1597.8606 | 0.50401 | 1597.8519 | 0.65852
[30 empty] | 1597.977 | 1597.9857 | 0.50176 | 1597.977 | 0.65953
[30 empty] | 1598.1022 | 1598.1108 | 0.49951 | 1598.1022 | 0.6605
[30 empty] | 1598.2273 | 1598.236 | 0.49727 | 1598.2273 | 0.6614
[30 empty] | 1598.3524 | 1598.3611 | 0.49504 | 1598.3524 | 0.66219
[30 empty] | 1598.4775 | 1598.4862 | 0.4928 | 1598.4775 | 0.66287
[30 empty] | 1598.6028 | 1598.6115 | 0.49057 | 1598.6028 | 0.66345
[30 empty] | 1598.728 | 1598.7366 | 0.48835 | 1598.728 | 0.66397
[30 empty] | 1598.8531 | 1598.8618 | 0.48613 | 1598.8531 | 0.66447
[30 empty] | 1598.9784 | 1598.9871 | 0.48391 | 1598.9784 | 0.665
[30 empty] | 1599.1038 | 1599.1123 | 0.4817 | 1599.1038 | 0.66562
[30 empty] | 1599.229 | 1599.2377 | 0.47949 | 1599.229 | 0.66634
[30 empty] | 1599.3543 | 1599.3629 | 0.47729 | 1599.3543 | 0.66717
[30 empty] | 1599.4796 | 1599.4883 | 0.47509 | 1599.4796 | 0.66811
[30 empty] | 1599.605 | 1599.6137 | 0.4729 | 1599.605 | 0.66912
[30 empty] | 1599.7304 | 1599.739 | 0.47071 | 1599.7304 | 0.67018
[30 empty] | 1599.8557 | 1599.8644 | 0.46853 | 1599.8557 | 0.67123
[30 empty] | 1599.9811 | 1599.9897 | 0.46636 | 1599.9811 | 0.67223
[30 empty] | 1600.1066 | 1600.1151 | 0.46419 | 1600.1066 | 0.67316
[30 empty] | 1600.2319 | 1600.2406 | 0.46202 | 1600.2319 | 0.67399
[30 empty] | 1600.3574 | 1600.3661 | 0.45986 | 1600.3574 | 0.67476
[30 empty] | 1600.4829 | 1600.4916 | 0.45771 | 1600.4829 | 0.67548
[30 empty] | 1600.6084 | 1600.6171 | 0.45557 | 1600.6084 | 0.67619
[30 empty] | 1600.7339 | 1600.7425 | 0.45343 | 1600.7339 | 0.67695
[30 empty] | 1600.8595 | 1600.8682 | 0.45129 | 1600.8595 | 0.6778
[30 empty] | 1600.985 | 1600.9936 | 0.44916 | 1600.985 | 0.67876
[30 empty] | 1601.1106 | 1601.1193 | 0.44704 | 1601.1106 | 0.67984
[30 empty] | 1601.2362 | 1601.2449 | 0.44493 | 1601.2362 | 0.68103
[30 empty] | 1601.3618 | 1601.3705 | 0.44282 | 1601.3618 | 0.68229
[30 empty] | 1601.4874 | 1601.4961 | 0.44072 | 1601.4874 | 0.6836
[30 empty] | 1601.613 | 1601.6217 | 0.43863 | 1601.613 | 0.68491
[30 empty] | 1601.7388 | 1601.7474 | 0.43654 | 1601.7388 | 0.68621
[30 empty] | 1601.8645 | 1601.8732 | 0.43446 | 1601.8645 | 0.68747
[30 empty] | 1601.9902 | 1601.9988 | 0.43238 | 1601.9902 | 0.68872
[30 empty] | 1602.116 | 1602.1246 | 0.43031 | 1602.116 | 0.68997
[30 empty] | 1602.2417 | 1602.2504 | 0.42825 | 1602.2417 | 0.69127
[30 empty] | 1602.3674 | 1602.3761 | 0.42619 | 1602.3674 | 0.69262
[30 empty] | 1602.4933 | 1602.502 | 0.42414 | 1602.4933 | 0.69404
[30 empty] | 1602.619 | 1602.6277 | 0.4221 | 1602.619 | 0.69551
[30 empty] | 1602.7449 | 1602.7535 | 0.42006 | 1602.7449 | 0.697
[30 empty] | 1602.8707 | 1602.8794 | 0.41803 | 1602.8707 | 0.69847
[30 empty] | 1602.9966 | 1603.0052 | 0.41601 | 1602.9966 | 0.69987
[30 empty] | 1603.1226 | 1603.1312 | 0.41399 | 1603.1226 | 0.70118
[30 empty] | 1603.2484 | 1603.2571 | 0.41197 | 1603.2484 | 0.7024
[30 empty] | 1603.3744 | 1603.3831 | 0.40997 | 1603.3744 | 0.70352
[30 empty] | 1603.5004 | 1603.5089 | 0.40796 | 1603.5004 | 0.70459
[30 empty] | 1603.6262 | 1603.6349 | 0.40597 | 1603.6262 | 0.70565
[30 empty] | 1603.7523 | 1603.761 | 0.40398 | 1603.7523 | 0.7067
[30 empty] | 1603.8783 | 1603.887 | 0.40199 | 1603.8783 | 0.70779
[30 empty] | 1604.0043 | 1604.0129 | 0.40001 | 1604.0043 | 0.7089
[30 empty] | 1604.1304 | 1604.139 | 0.39804 | 1604.1304 | 0.71002
[30 empty] | 1604.2565 | 1604.2651 | 0.39607 | 1604.2565 | 0.7111
[30 empty] | 1604.3826 | 1604.3912 | 0.39411 | 1604.3826 | 0.71212
[30 empty] | 1604.5087 | 1604.5173 | 0.39215 | 1604.5087 | 0.71302
[30 empty] | 1604.6348 | 1604.6434 | 0.3902 | 1604.6348 | 0.71378
[30 empty] | 1604.7609 | 1604.7695 | 0.38825 | 1604.7609 | 0.71439
[30 empty] | 1604.8871 | 1604.8957 | 0.38632 | 1604.8871 | 0.71487
[30 empty] | 1605.0133 | 1605.022 | 0.38438 | 1605.0133 | 0.71524
[30 empty] | 1605.1395 | 1605.1482 | 0.38245 | 1605.1395 | 0.71555
[30 empty] | 1605.2658 | 1605.2744 | 0.38053 | 1605.2658 | 0.71586
[30 empty] | 1605.392 | 1605.4006 | 0.37862 | 1605.392 | 0.7162
[30 empty] | 1605.5182 | 1605.5269 | 0.37671 | 1605.5182 | 0.71663
[30 empty] | 1605.6445 | 1605.6532 | 0.37481 | 1605.6445 | 0.71717
[30 empty] | 1605.7709 | 1605.7795 | 0.37291 | 1605.7709 | 0.71786
[30 empty] | 1605.8972 | 1605.9059 | 0.37102 | 1605.8972 | 0.71872
[30 empty] | 1606.0236 | 1606.0322 | 0.36914 | 1606.0236 | 0.71975
[30 empty] | 1606.1499 | 1606.1586 | 0.36726 | 1606.1499 | 0.72094
[30 empty] | 1606.2762 | 1606.2849 | 0.36539 | 1606.2762 | 0.72226
[30 empty] | 1606.4027 | 1606.4114 | 0.36353 | 1606.4027 | 0.72368
[30 empty] | 1606.5292 | 1606.5378 | 0.36167 | 1606.5292 | 0.72513
[30 empty] | 1606.6555 | 1606.6642 | 0.35982 | 1606.6555 | 0.72655
[30 empty] | 1606.782 | 1606.7908 | 0.35798 | 1606.782 | 0.72788
[30 empty] | 1606.9086 | 1606.9172 | 0.35615 | 1606.9086 | 0.72911
[30 empty] | 1607.035 | 1607.0437 | 0.35432 | 1607.035 | 0.73021
[30 empty] | 1607.1615 | 1607.1703 | 0.3525 | 1607.1615 | 0.73122
[30 empty] | 1607.2881 | 1607.2967 | 0.35069 | 1607.2881 | 0.73214
[30 empty] | 1607.4147 | 1607.4233 | 0.34888 | 1607.4147 | 0.73303
[30 empty] | 1607.5413 | 1607.5499 | 0.34708 | 1607.5413 | 0.73392
[30 empty] | 1607.6679 | 1607.6765 | 0.34529 | 1607.6679 | 0.73483
[30 empty] | 1607.7946 | 1607.8032 | 0.34351 | 1607.7946 | 0.73578
[30 empty] | 1607.9211 | 1607.9298 | 0.34173 | 1607.9211 | 0.73678
[30 empty] | 1608.0478 | 1608.0565 | 0.33997 | 1608.0478 | 0.73783
[30 empty] | 1608.1746 | 1608.1832 | 0.33821 | 1608.1746 | 0.73894
[30 empty] | 1608.3013 | 1608.3099 | 0.33646 | 1608.3013 | 0.7401
[30 empty] | 1608.428 | 1608.4367 | 0.33471 | 1608.428 | 0.7413
[30 empty] | 1608.5547 | 1608.5633 | 0.33298 | 1608.5547 | 0.74253
[30 empty] | 1608.6814 | 1608.6902 | 0.33125 | 1608.6814 | 0.74375
[30 empty] | 1608.8082 | 1608.8169 | 0.32953 | 1608.8082 | 0.74491
[30 empty] | 1608.9351 | 1608.9437 | 0.32782 | 1608.9351 | 0.74599
[30 empty] | 1609.0619 | 1609.0706 | 0.32612 | 1609.0619 | 0.74694
[30 empty] | 1609.1887 | 1609.1974 | 0.32442 | 1609.1887 | 0.74774
[30 empty] | 1609.3156 | 1609.3243 | 0.32273 | 1609.3156 | 0.7484
[30 empty] | 1609.4425 | 1609.4512 | 0.32106 | 1609.4425 | 0.74895
[30 empty] | 1609.5693 | 1609.5781 | 0.31939 | 1609.5693 | 0.74943
[30 empty] | 1609.6963 | 1609.705 | 0.31773 | 1609.6963 | 0.74989
[30 empty] | 1609.8232 | 1609.8319 | 0.31607 | 1609.8232 | 0.75036
[30 empty] | 1609.9502 | 1609.9589 | 0.31443 | 1609.9502 | 0.75089
[30 empty] | 1610.0773 | 1610.0859 | 0.31279 | 1610.0773 | 0.75148
[30 empty] | 1610.2042 | 1610.2129 | 0.31117 | 1610.2042 | 0.75213
[30 empty] | 1610.3313 | 1610.34 | 0.30955 | 1610.3313 | 0.75283
[30 empty] | 1610.4582 | 1610.467 | 0.30794 | 1610.4582 | 0.75358
[30 empty] | 1610.5853 | 1610.5941 | 0.30633 | 1610.5853 | 0.75438
[30 empty] | 1610.7124 | 1610.7212 | 0.30474 | 1610.7124 | 0.75524
[30 empty] | 1610.8396 | 1610.8483 | 0.30315 | 1610.8396 | 0.75617
[30 empty] | 1610.9667 | 1610.9753 | 0.30158 | 1610.9667 | 0.75719
[30 empty] | 1611.0939 | 1611.1025 | 0.30001 | 1611.0939 | 0.75831
[30 empty] | 1611.2211 | 1611.2297 | 0.29844 | 1611.2211 | 0.75953
[30 empty] | 1611.3481 | 1611.3569 | 0.29689 | 1611.3481 | 0.76081
[30 empty] | 1611.4755 | 1611.4841 | 0.29534 | 1611.4755 | 0.76214
[30 empty] | 1611.6027 | 1611.6113 | 0.2938 | 1611.6027 | 0.76349
[30 empty] | 1611.7299 | 1611.7385 | 0.29227 | 1611.7299 | 0.76482
[30 empty] | 1611.8572 | 1611.8658 | 0.29075 | 1611.8572 | 0.76611
[30 empty] | 1611.9845 | 1611.9932 | 0.28923 | 1611.9845 | 0.76735
[30 empty] | 1612.1117 | 1612.1205 | 0.28773 | 1612.1117 | 0.76855
[30 empty] | 1612.2391 | 1612.2478 | 0.28623 | 1612.2391 | 0.76971
[30 empty] | 1612.3665 | 1612.3751 | 0.28473 | 1612.3665 | 0.77085
[30 empty] | 1612.4938 | 1612.5026 | 0.28325 | 1612.4938 | 0.772
[30 empty] | 1612.6212 | 1612.6299 | 0.28177 | 1612.6212 | 0.77318
[30 empty] | 1612.7487 | 1612.7573 | 0.28029 | 1612.7487 | 0.77441
[30 empty] | 1612.876 | 1612.8848 | 0.27883 | 1612.876 | 0.7757
[30 empty] | 1613.0035 | 1613.0122 | 0.27737 | 1613.0035 | 0.77705
[30 empty] | 1613.131 | 1613.1397 | 0.27592 | 1613.131 | 0.77845
[30 empty] | 1613.2584 | 1613.2671 | 0.27448 | 1613.2584 | 0.77987
[30 empty] | 1613.386 | 1613.3946 | 0.27304 | 1613.386 | 0.78129
[30 empty] | 1613.5134 | 1613.5222 | 0.27161 | 1613.5134 | 0.78265
[30 empty] | 1613.641 | 1613.6498 | 0.27019 | 1613.641 | 0.78395
[30 empty] | 1613.7686 | 1613.7773 | 0.26877 | 1613.7686 | 0.78515
[30 empty] | 1613.8962 | 1613.9049 | 0.26736 | 1613.8962 | 0.78626
[30 empty] | 1614.0238 | 1614.0325 | 0.26596 | 1614.0238 | 0.78729
[30 empty] | 1614.1515 | 1614.1602 | 0.26456 | 1614.1515 | 0.78828
[30 empty] | 1614.2791 | 1614.2878 | 0.26317 | 1614.2791 | 0.78926
[30 empty] | 1614.4067 | 1614.4155 | 0.26179 | 1614.4067 | 0.79026
[30 empty] | 1614.5344 | 1614.5432 | 0.26042 | 1614.5344 | 0.7913
[30 empty] | 1614.6621 | 1614.6709 | 0.25905 | 1614.6621 | 0.79239
[30 empty] | 1614.7899 | 1614.7986 | 0.25768 | 1614.7899 | 0.79351
[30 empty] | 1614.9176 | 1614.9264 | 0.25633 | 1614.9176 | 0.79462
[30 empty] | 1615.0454 | 1615.0541 | 0.25497 | 1615.0454 | 0.79568
[30 empty] | 1615.1732 | 1615.1819 | 0.25363 | 1615.1732 | 0.79664
[30 empty] | 1615.301 | 1615.3097 | 0.25229 | 1615.301 | 0.79744
[30 empty] | 1615.4288 | 1615.4376 | 0.25096 | 1615.4288 | 0.79805
[30 empty] | 1615.5568 | 1615.5654 | 0.24963 | 1615.5568 | 0.79848
[30 empty] | 1615.6846 | 1615.6934 | 0.24831 | 1615.6846 | 0.79875
[30 empty] | 1615.8125 | 1615.8212 | 0.24699 | 1615.8125 | 0.79892
[30 empty] | 1615.9404 | 1615.9491 | 0.24568 | 1615.9404 | 0.79905
[30 empty] | 1616.0684 | 1616.077 | 0.24438 | 1616.0684 | 0.79922
[30 empty] | 1616.1963 | 1616.205 | 0.24308 | 1616.1963 | 0.79949
[30 empty] | 1616.3242 | 1616.333 | 0.24178 | 1616.3242 | 0.7999
[30 empty] | 1616.4523 | 1616.4609 | 0.24049 | 1616.4523 | 0.80046
[30 empty] | 1616.5803 | 1616.589 | 0.23921 | 1616.5803 | 0.80117
[30 empty] | 1616.7082 | 1616.717 | 0.23793 | 1616.7082 | 0.802
[30 empty] | 1616.8363 | 1616.8451 | 0.23666 | 1616.8363 | 0.80292
[30 empty] | 1616.9645 | 1616.9731 | 0.2354 | 1616.9645 | 0.8039
[30 empty] | 1617.0925 | 1617.1013 | 0.23414 | 1617.0925 | 0.80493
[30 empty] | 1617.2207 | 1617.2294 | 0.23288 | 1617.2207 | 0.80602
[30 empty] | 1617.3488 | 1617.3575 | 0.23163 | 1617.3488 | 0.80717
[30 empty] | 1617.4769 | 1617.4857 | 0.23039 | 1617.4769 | 0.80841
[30 empty] | 1617.6051 | 1617.6139 | 0.22915 | 1617.6051 | 0.80976
[30 empty] | 1617.7333 | 1617.7421 | 0.22792 | 1617.7333 | 0.81123
[30 empty] | 1617.8616 | 1617.8702 | 0.2267 | 1617.8616 | 0.81283
[30 empty] | 1617.9897 | 1617.9985 | 0.22548 | 1617.9897 | 0.81455
[30 empty] | 1618.118 | 1618.1267 | 0.22427 | 1618.118 | 0.81634
[30 empty] | 1618.2463 | 1618.255 | 0.22306 | 1618.2463 | 0.81818
[30 empty] | 1618.3746 | 1618.3833 | 0.22187 | 1618.3746 | 0.82001
[30 empty] | 1618.5029 | 1618.5117 | 0.22068 | 1618.5029 | 0.82178
[30 empty] | 1618.6312 | 1618.64 | 0.21949 | 1618.6312 | 0.82345
[30 empty] | 1618.7596 | 1618.7684 | 0.21832 | 1618.7596 | 0.82499
[30 empty] | 1618.8881 | 1618.8967 | 0.21715 | 1618.8881 | 0.82637
[30 empty] | 1619.0165 | 1619.0251 | 0.21598 | 1619.0165 | 0.82756
[30 empty] | 1619.1449 | 1619.1536 | 0.21483 | 1619.1449 | 0.82857
[30 empty] | 1619.2733 | 1619.282 | 0.21368 | 1619.2733 | 0.82942
[30 empty] | 1619.4017 | 1619.4105 | 0.21254 | 1619.4017 | 0.83012
[30 empty] | 1619.5303 | 1619.5389 | 0.21141 | 1619.5303 | 0.83072
[30 empty] | 1619.6587 | 1619.6675 | 0.21028 | 1619.6587 | 0.83127
[30 empty] | 1619.7872 | 1619.796 | 0.20917 | 1619.7872 | 0.83181
[30 empty] | 1619.9158 | 1619.9246 | 0.20806 | 1619.9158 | 0.83239
[30 empty] | 1620.0444 | 1620.0531 | 0.20695 | 1620.0444 | 0.83304
[30 empty] | 1620.173 | 1620.1816 | 0.20585 | 1620.173 | 0.83377
[30 empty] | 1620.3015 | 1620.3103 | 0.20476 | 1620.3015 | 0.83457
[30 empty] | 1620.4302 | 1620.439 | 0.20368 | 1620.4302 | 0.83543
[30 empty] | 1620.5588 | 1620.5676 | 0.2026 | 1620.5588 | 0.83632
[30 empty] | 1620.6875 | 1620.6963 | 0.20153 | 1620.6875 | 0.83723
[30 empty] | 1620.8162 | 1620.8249 | 0.20047 | 1620.8162 | 0.83816
[30 empty] | 1620.945 | 1620.9536 | 0.19941 | 1620.945 | 0.83911
[30 empty] | 1621.0736 | 1621.0824 | 0.19836 | 1621.0736 | 0.8401
[30 empty] | 1621.2024 | 1621.2111 | 0.19731 | 1621.2024 | 0.84117
[30 empty] | 1621.3312 | 1621.3398 | 0.19627 | 1621.3312 | 0.84233
[30 empty] | 1621.46 | 1621.4686 | 0.19524 | 1621.46 | 0.8436
[30 empty] | 1621.5887 | 1621.5975 | 0.19421 | 1621.5887 | 0.84497
[30 empty] | 1621.7175 | 1621.7263 | 0.19318 | 1621.7175 | 0.84643
[30 empty] | 1621.8464 | 1621.8552 | 0.19216 | 1621.8464 | 0.84794
[30 empty] | 1621.9753 | 1621.984 | 0.19115 | 1621.9753 | 0.84948
[30 empty] | 1622.1043 | 1622.1129 | 0.19014 | 1622.1043 | 0.85103
[30 empty] | 1622.2332 | 1622.2418 | 0.18913 | 1622.2332 | 0.85256
[30 empty] | 1622.3621 | 1622.3707 | 0.18813 | 1622.3621 | 0.85404
[30 empty] | 1622.491 | 1622.4998 | 0.18714 | 1622.491 | 0.85545
[30 empty] | 1622.62 | 1622.6287 | 0.18615 | 1622.62 | 0.85678
[30 empty] | 1622.7489 | 1622.7577 | 0.18516 | 1622.7489 | 0.858
[30 empty] | 1622.8779 | 1622.8867 | 0.18418 | 1622.8779 | 0.8591
[30 empty] | 1623.007 | 1623.0158 | 0.1832 | 1623.007 | 0.86006
[30 empty] | 1623.1361 | 1623.1448 | 0.18223 | 1623.1361 | 0.86088
[30 empty] | 1623.2651 | 1623.2739 | 0.18126 | 1623.2651 | 0.86157
[30 empty] | 1623.3943 | 1623.4029 | 0.1803 | 1623.3943 | 0.86213
[30 empty] | 1623.5233 | 1623.5321 | 0.17935 | 1623.5233 | 0.86258
[30 empty] | 1623.6525 | 1623.6613 | 0.17839 | 1623.6525 | 0.86294
[30 empty] | 1623.7816 | 1623.7904 | 0.17745 | 1623.7816 | 0.86323
[30 empty] | 1623.9109 | 1623.9196 | 0.17651 | 1623.9109 | 0.8635
[30 empty] | 1624.04 | 1624.0488 | 0.17557 | 1624.04 | 0.86379
[30 empty] | 1624.1693 | 1624.178 | 0.17464 | 1624.1693 | 0.86412
[30 empty] | 1624.2985 | 1624.3073 | 0.17372 | 1624.2985 | 0.86456
[30 empty] | 1624.4277 | 1624.4365 | 0.1728 | 1624.4277 | 0.86511
[30 empty] | 1624.557 | 1624.5658 | 0.17188 | 1624.557 | 0.8658
[30 empty] | 1624.6864 | 1624.6951 | 0.17098 | 1624.6864 | 0.8666
[30 empty] | 1624.8157 | 1624.8245 | 0.17007 | 1624.8157 | 0.86751
[30 empty] | 1624.9451 | 1624.9537 | 0.16918 | 1624.9451 | 0.86846
[30 empty] | 1625.0743 | 1625.0831 | 0.16829 | 1625.0743 | 0.86944
[30 empty] | 1625.2037 | 1625.2125 | 0.1674 | 1625.2037 | 0.87041
[30 empty] | 1625.3331 | 1625.3419 | 0.16653 | 1625.3331 | 0.87134
[30 empty] | 1625.4626 | 1625.4713 | 0.16565 | 1625.4626 | 0.87226
[30 empty] | 1625.592 | 1625.6008 | 0.16479 | 1625.592 | 0.8732
[30 empty] | 1625.7216 | 1625.7302 | 0.16393 | 1625.7216 | 0.87418
[30 empty] | 1625.851 | 1625.8597 | 0.16307 | 1625.851 | 0.87526
[30 empty] | 1625.9805 | 1625.9893 | 0.16222 | 1625.9805 | 0.87647
[30 empty] | 1626.11 | 1626.1188 | 0.16138 | 1626.11 | 0.87785
[30 empty] | 1626.2396 | 1626.2483 | 0.16054 | 1626.2396 | 0.87939
[30 empty] | 1626.3691 | 1626.3779 | 0.1597 | 1626.3691 | 0.8811
[30 empty] | 1626.4988 | 1626.5075 | 0.15888 | 1626.4988 | 0.88293
[30 empty] | 1626.6283 | 1626.6371 | 0.15805 | 1626.6283 | 0.88484
[30 empty] | 1626.7579 | 1626.7667 | 0.15723 | 1626.7579 | 0.88677
[30 empty] | 1626.8877 | 1626.8964 | 0.15642 | 1626.8877 | 0.88864
[30 empty] | 1627.0173 | 1627.0261 | 0.15561 | 1627.0173 | 0.8904
[30 empty] | 1627.147 | 1627.1558 | 0.15481 | 1627.147 | 0.89198
[30 empty] | 1627.2767 | 1627.2855 | 0.15401 | 1627.2767 | 0.89333
[30 empty] | 1627.4065 | 1627.4153 | 0.15321 | 1627.4065 | 0.89446
[30 empty] | 1627.5363 | 1627.545 | 0.15242 | 1627.5363 | 0.89534
[30 empty] | 1627.666 | 1627.6748 | 0.15163 | 1627.666 | 0.89602
[30 empty] | 1627.7958 | 1627.8046 | 0.15085 | 1627.7958 | 0.89654
[30 empty] | 1627.9257 | 1627.9343 | 0.15007 | 1627.9257 | 0.89694
[30 empty] | 1628.0554 | 1628.0642 | 0.14929 | 1628.0554 | 0.8973
[30 empty] | 1628.1853 | 1628.1941 | 0.14852 | 1628.1853 | 0.89765
[30 empty] | 1628.3152 | 1628.324 | 0.14775 | 1628.3152 | 0.89805
[30 empty] | 1628.4451 | 1628.4539 | 0.14699 | 1628.4451 | 0.89855
[30 empty] | 1628.5751 | 1628.5837 | 0.14622 | 1628.5751 | 0.89917
[30 empty] | 1628.705 | 1628.7137 | 0.14546 | 1628.705 | 0.89993
[30 empty] | 1628.835 | 1628.8438 | 0.14471 | 1628.835 | 0.90084
[30 empty] | 1628.965 | 1628.9736 | 0.14395 | 1628.965 | 0.90189
[30 empty] | 1629.095 | 1629.1036 | 0.1432 | 1629.095 | 0.90305
[30 empty] | 1629.225 | 1629.2338 | 0.14246 | 1629.225 | 0.90429
[30 empty] | 1629.355 | 1629.3638 | 0.14171 | 1629.355 | 0.90553
[30 empty] | 1629.4851 | 1629.4938 | 0.14097 | 1629.4851 | 0.90673
[30 empty] | 1629.6151 | 1629.6239 | 0.14023 | 1629.6151 | 0.90782
[30 empty] | 1629.7452 | 1629.754 | 0.1395 | 1629.7452 | 0.90879
[30 empty] | 1629.8754 | 1629.8842 | 0.13876 | 1629.8754 | 0.90961
[30 empty] | 1630.0055 | 1630.0143 | 0.13803 | 1630.0055 | 0.91033
[30 empty] | 1630.1357 | 1630.1445 | 0.1373 | 1630.1357 | 0.91098
[30 empty] | 1630.2659 | 1630.2747 | 0.13658 | 1630.2659 | 0.91163
[30 empty] | 1630.3961 | 1630.4049 | 0.13586 | 1630.3961 | 0.91234
[30 empty] | 1630.5264 | 1630.5352 | 0.13514 | 1630.5264 | 0.91313
[30 empty] | 1630.6566 | 1630.6654 | 0.13442 | 1630.6566 | 0.91403
[30 empty] | 1630.7869 | 1630.7957 | 0.13371 | 1630.7869 | 0.91502
[30 empty] | 1630.9171 | 1630.9259 | 0.133 | 1630.9171 | 0.91606
[30 empty] | 1631.0475 | 1631.0563 | 0.13229 | 1631.0475 | 0.91709
[30 empty] | 1631.1779 | 1631.1867 | 0.13158 | 1631.1779 | 0.91806
[30 empty] | 1631.3082 | 1631.317 | 0.13088 | 1631.3082 | 0.91893
[30 empty] | 1631.4386 | 1631.4474 | 0.13018 | 1631.4386 | 0.91967
[30 empty] | 1631.569 | 1631.5778 | 0.12948 | 1631.569 | 0.92029
[30 empty] | 1631.6993 | 1631.7081 | 0.12878 | 1631.6993 | 0.92082
[30 empty] | 1631.8298 | 1631.8386 | 0.12809 | 1631.8298 | 0.92131
[30 empty] | 1631.9603 | 1631.9691 | 0.1274 | 1631.9603 | 0.9218
[30 empty] | 1632.0908 | 1632.0996 | 0.12671 | 1632.0908 | 0.92235
[30 empty] | 1632.2213 | 1632.2301 | 0.12602 | 1632.2213 | 0.92298
[30 empty] | 1632.3518 | 1632.3606 | 0.12534 | 1632.3518 | 0.92372
[30 empty] | 1632.4823 | 1632.4911 | 0.12466 | 1632.4823 | 0.92456
[30 empty] | 1632.6129 | 1632.6217 | 0.12398 | 1632.6129 | 0.92551
[30 empty] | 1632.7435 | 1632.7523 | 0.1233 | 1632.7435 | 0.92655
[30 empty] | 1632.8742 | 1632.8829 | 0.12263 | 1632.8742 | 0.92768
[30 empty] | 1633.0048 | 1633.0135 | 0.12196 | 1633.0048 | 0.92888
[30 empty] | 1633.1354 | 1633.1442 | 0.12129 | 1633.1354 | 0.93014
[30 empty] | 1633.2661 | 1633.2749 | 0.12062 | 1633.2661 | 0.93143
[30 empty] | 1633.3967 | 1633.4055 | 0.11995 | 1633.3967 | 0.93271
[30 empty] | 1633.5275 | 1633.5363 | 0.11929 | 1633.5275 | 0.93396
[30 empty] | 1633.6582 | 1633.667 | 0.11863 | 1633.6582 | 0.93513
[30 empty] | 1633.7889 | 1633.7977 | 0.11798 | 1633.7889 | 0.9362
[30 empty] | 1633.9198 | 1633.9286 | 0.11732 | 1633.9198 | 0.93712
[30 empty] | 1634.0505 | 1634.0593 | 0.11667 | 1634.0505 | 0.93791
[30 empty] | 1634.1814 | 1634.1902 | 0.11602 | 1634.1814 | 0.93854
[30 empty] | 1634.3123 | 1634.321 | 0.11537 | 1634.3123 | 0.93905
[30 empty] | 1634.4431 | 1634.4519 | 0.11473 | 1634.4431 | 0.93945
[30 empty] | 1634.574 | 1634.5828 | 0.11409 | 1634.574 | 0.93976
[30 empty] | 1634.7048 | 1634.7136 | 0.11345 | 1634.7048 | 0.94001
[30 empty] | 1634.8358 | 1634.8446 | 0.11282 | 1634.8358 | 0.94023
[30 empty] | 1634.9667 | 1634.9755 | 0.11218 | 1634.9667 | 0.94043
[30 empty] | 1635.0977 | 1635.1064 | 0.11155 | 1635.0977 | 0.94065
[30 empty] | 1635.2286 | 1635.2374 | 0.11093 | 1635.2286 | 0.94091
[30 empty] | 1635.3596 | 1635.3684 | 0.1103 | 1635.3596 | 0.94123
[30 empty] | 1635.4907 | 1635.4995 | 0.10968 | 1635.4907 | 0.94161
[30 empty] | 1635.6217 | 1635.6305 | 0.10906 | 1635.6217 | 0.94207
[30 empty] | 1635.7528 | 1635.7616 | 0.10844 | 1635.7528 | 0.94258
[30 empty] | 1635.8839 | 1635.8927 | 0.10783 | 1635.8839 | 0.94316
[30 empty] | 1636.015 | 1636.0238 | 0.10722 | 1636.015 | 0.94378
[30 empty] | 1636.1461 | 1636.1549 | 0.10661 | 1636.1461 | 0.94446
[30 empty] | 1636.2773 | 1636.2861 | 0.106 | 1636.2773 | 0.94523
[30 empty] | 1636.4084 | 1636.4172 | 0.1054 | 1636.4084 | 0.94611
[30 empty] | 1636.5397 | 1636.5485 | 0.1048 | 1636.5397 | 0.94711
[30 empty] | 1636.6709 | 1636.6797 | 0.1042 | 1636.6709 | 0.94824
[30 empty] | 1636.8021 | 1636.8109 | 0.1036 | 1636.8021 | 0.94948
[30 empty] | 1636.9334 | 1636.9421 | 0.10301 | 1636.9334 | 0.95076
[30 empty] | 1637.0647 | 1637.0735 | 0.10241 | 1637.0647 | 0.95204
[30 empty] | 1637.1959 | 1637.2048 | 0.10182 | 1637.1959 | 0.95323
[30 empty] | 1637.3273 | 1637.3361 | 0.10124 | 1637.3273 | 0.9543
[30 empty] | 1637.4586 | 1637.4674 | 0.10065 | 1637.4586 | 0.95522
[30 empty] | 1637.59 | 1637.5988 | 0.10007 | 1637.59 | 0.95597
[30 empty] | 1637.7214 | 1637.7302 | 0.09948 | 1637.7214 | 0.95656
[30 empty] | 1637.8528 | 1637.8616 | 0.09891 | 1637.8528 | 0.957
[30 empty] | 1637.9842 | 1637.993 | 0.09833 | 1637.9842 | 0.9573
[30 empty] | 1638.1157 | 1638.1245 | 0.09775 | 1638.1157 | 0.95749
[30 empty] | 1638.2472 | 1638.256 | 0.09718 | 1638.2472 | 0.95758
[30 empty] | 1638.3787 | 1638.3874 | 0.09661 | 1638.3787 | 0.95761
[30 empty] | 1638.5101 | 1638.5189 | 0.09604 | 1638.5101 | 0.95761
[30 empty] | 1638.6417 | 1638.6505 | 0.09547 | 1638.6417 | 0.95762
[30 empty] | 1638.7732 | 1638.7821 | 0.0949 | 1638.7732 | 0.95768
[30 empty] | 1638.9048 | 1638.9136 | 0.09434 | 1638.9048 | 0.95782
[30 empty] | 1639.0364 | 1639.0452 | 0.09378 | 1639.0364 | 0.95808
[30 empty] | 1639.168 | 1639.1769 | 0.09322 | 1639.168 | 0.95848
[30 empty] | 1639.2997 | 1639.3085 | 0.09266 | 1639.2997 | 0.95904
[30 empty] | 1639.4313 | 1639.4402 | 0.09211 | 1639.4313 | 0.95977
[30 empty] | 1639.563 | 1639.5718 | 0.09155 | 1639.563 | 0.96068
[30 empty] | 1639.6947 | 1639.7035 | 0.091 | 1639.6947 | 0.96175
[30 empty] | 1639.8264 | 1639.8352 | 0.09045 | 1639.8264 | 0.96296
[30 empty] | 1639.9581 | 1639.967 | 0.0899 | 1639.9581 | 0.96429
[30 empty] | 1640.09 | 1640.0988 | 0.08936 | 1640.09 | 0.9657
[30 empty] | 1640.2217 | 1640.2306 | 0.08881 | 1640.2217 | 0.96712
[30 empty] | 1640.3535 | 1640.3623 | 0.08827 | 1640.3535 | 0.96852
[30 empty] | 1640.4853 | 1640.4941 | 0.08773 | 1640.4853 | 0.96982
[30 empty] | 1640.6172 | 1640.6261 | 0.0872 | 1640.6172 | 0.97099
[30 empty] | 1640.7492 | 1640.7579 | 0.08666 | 1640.7492 | 0.97198
[30 empty] | 1640.881 | 1640.8898 | 0.08613 | 1640.881 | 0.97277
[30 empty] | 1641.0129 | 1641.0217 | 0.0856 | 1641.0129 | 0.97338
[30 empty] | 1641.1448 | 1641.1537 | 0.08507 | 1641.1448 | 0.97383
[30 empty] | 1641.2767 | 1641.2856 | 0.08454 | 1641.2767 | 0.97416
[30 empty] | 1641.4088 | 1641.4176 | 0.08402 | 1641.4088 | 0.97441
[30 empty] | 1641.5408 | 1641.5496 | 0.0835 | 1641.5408 | 0.97463
[30 empty] | 1641.6727 | 1641.6816 | 0.08298 | 1641.6727 | 0.97483
[30 empty] | 1641.8048 | 1641.8136 | 0.08246 | 1641.8048 | 0.97505
[30 empty] | 1641.9369 | 1641.9457 | 0.08194 | 1641.9369 | 0.97526
[30 empty] | 1642.069 | 1642.0778 | 0.08143 | 1642.069 | 0.97548
[30 empty] | 1642.201 | 1642.21 | 0.08092 | 1642.201 | 0.97569
[30 empty] | 1642.3332 | 1642.342 | 0.08041 | 1642.3332 | 0.97589
[30 empty] | 1642.4653 | 1642.4742 | 0.07991 | 1642.4653 | 0.97608
[30 empty] | 1642.5975 | 1642.6063 | 0.0794 | 1642.5975 | 0.97628
[30 empty] | 1642.7297 | 1642.7385 | 0.0789 | 1642.7297 | 0.97649
[30 empty] | 1642.8619 | 1642.8707 | 0.0784 | 1642.8619 | 0.97674
[30 empty] | 1642.9941 | 1643.0031 | 0.07791 | 1642.9941 | 0.97706
[30 empty] | 1643.1265 | 1643.1353 | 0.07741 | 1643.1265 | 0.97745
[30 empty] | 1643.2587 | 1643.2676 | 0.07692 | 1643.2587 | 0.97791
[30 empty] | 1643.391 | 1643.3998 | 0.07644 | 1643.391 | 0.97841
[30 empty] | 1643.5233 | 1643.5321 | 0.07595 | 1643.5233 | 0.97895
[30 empty] | 1643.6556 | 1643.6644 | 0.07547 | 1643.6556 | 0.97947
[30 empty] | 1643.788 | 1643.7969 | 0.07499 | 1643.788 | 0.97998
[30 empty] | 1643.9204 | 1643.9292 | 0.07452 | 1643.9204 | 0.98047
[30 empty] | 1644.0527 | 1644.0617 | 0.07404 | 1644.0527 | 0.98093
[30 empty] | 1644.1852 | 1644.1941 | 0.07357 | 1644.1852 | 0.9814
[30 empty] | 1644.3176 | 1644.3265 | 0.07311 | 1644.3176 | 0.98189
[30 empty] | 1644.4501 | 1644.459 | 0.07264 | 1644.4501 | 0.9824
[30 empty] | 1644.5826 | 1644.5914 | 0.07218 | 1644.5826 | 0.98293
[30 empty] | 1644.7151 | 1644.724 | 0.07172 | 1644.7151 | 0.98346
[30 empty] | 1644.8477 | 1644.8564 | 0.07127 | 1644.8477 | 0.98397
[30 empty] | 1644.9802 | 1644.989 | 0.07082 | 1644.9802 | 0.98444
[30 empty] | 1645.1128 | 1645.1216 | 0.07037 | 1645.1128 | 0.98486
[30 empty] | 1645.2454 | 1645.2543 | 0.06993 | 1645.2454 | 0.98522
[30 empty] | 1645.3781 | 1645.3868 | 0.06949 | 1645.3781 | 0.98554
[30 empty] | 1645.5106 | 1645.5195 | 0.06905 | 1645.5106 | 0.98582
[30 empty] | 1645.6433 | 1645.6521 | 0.06862 | 1645.6433 | 0.98605
[30 empty] | 1645.776 | 1645.7848 | 0.06818 | 1645.776 | 0.98625
[30 empty] | 1645.9087 | 1645.9175 | 0.06776 | 1645.9087 | 0.98639
[30 empty] | 1646.0414 | 1646.0503 | 0.06733 | 1646.0414 | 0.98648
[30 empty] | 1646.1742 | 1646.183 | 0.06691 | 1646.1742 | 0.98652
[30 empty] | 1646.3069 | 1646.3158 | 0.06649 | 1646.3069 | 0.98652
[30 empty] | 1646.4397 | 1646.4486 | 0.06608 | 1646.4397 | 0.98652
[30 empty] | 1646.5725 | 1646.5814 | 0.06567 | 1646.5725 | 0.98654
[30 empty] | 1646.7053 | 1646.7142 | 0.06526 | 1646.7053 | 0.98662
[30 empty] | 1646.8383 | 1646.8471 | 0.06485 | 1646.8383 | 0.98678
[30 empty] | 1646.9711 | 1646.98 | 0.06445 | 1646.9711 | 0.98704
[30 empty] | 1647.104 | 1647.1128 | 0.06405 | 1647.104 | 0.98739
[30 empty] | 1647.2369 | 1647.2457 | 0.06365 | 1647.2369 | 0.98782
[30 empty] | 1647.3699 | 1647.3787 | 0.06326 | 1647.3699 | 0.98828
[30 empty] | 1647.5028 | 1647.5116 | 0.06287 | 1647.5028 | 0.98874
[30 empty] | 1647.6357 | 1647.6446 | 0.06248 | 1647.6357 | 0.98916
[30 empty] | 1647.7688 | 1647.7776 | 0.06209 | 1647.7688 | 0.98951
[30 empty] | 1647.9017 | 1647.9106 | 0.06171 | 1647.9017 | 0.98974
[30 empty] | 1648.0348 | 1648.0437 | 0.06133 | 1648.0348 | 0.98985
[30 empty] | 1648.1679 | 1648.1768 | 0.06095 | 1648.1679 | 0.98985
[30 empty] | 1648.301 | 1648.3098 | 0.06057 | 1648.301 | 0.98974
[30 empty] | 1648.4341 | 1648.443 | 0.0602 | 1648.4341 | 0.98957
[30 empty] | 1648.5673 | 1648.576 | 0.05982 | 1648.5673 | 0.98937
[30 empty] | 1648.7004 | 1648.7092 | 0.05945 | 1648.7004 | 0.98918
[30 empty] | 1648.8336 | 1648.8424 | 0.05909 | 1648.8336 | 0.98905
[30 empty] | 1648.9668 | 1648.9756 | 0.05872 | 1648.9668 | 0.98898
[30 empty] | 1649.1 | 1649.1089 | 0.05835 | 1649.1 | 0.98898
[30 empty] | 1649.2333 | 1649.2421 | 0.05799 | 1649.2333 | 0.98907
[30 empty] | 1649.3665 | 1649.3754 | 0.05763 | 1649.3665 | 0.98922
[30 empty] | 1649.4998 | 1649.5087 | 0.05727 | 1649.4998 | 0.98942
[30 empty] | 1649.6331 | 1649.642 | 0.05691 | 1649.6331 | 0.98965
[30 empty] | 1649.7664 | 1649.7753 | 0.05655 | 1649.7664 | 0.98992
[30 empty] | 1649.8998 | 1649.9086 | 0.0562 | 1649.8998 | 0.99023
[30 empty] | 1650.0331 | 1650.042 | 0.05584 | 1650.0331 | 0.99058
[30 empty] | 1650.1665 | 1650.1754 | 0.05549 | 1650.1665 | 0.99097
[30 empty] | 1650.2999 | 1650.3087 | 0.05514 | 1650.2999 | 0.99141
[30 empty] | 1650.4334 | 1650.4423 | 0.05479 | 1650.4334 | 0.99187
[30 empty] | 1650.5668 | 1650.5757 | 0.05444 | 1650.5668 | 0.99236
[30 empty] | 1650.7003 | 1650.7091 | 0.0541 | 1650.7003 | 0.99283
[30 empty] | 1650.8337 | 1650.8427 | 0.05375 | 1650.8337 | 0.99327
[30 empty] | 1650.9673 | 1650.9762 | 0.05341 | 1650.9673 | 0.99366
[30 empty] | 1651.1008 | 1651.1097 | 0.05306 | 1651.1008 | 0.99398
[30 empty] | 1651.2344 | 1651.2433 | 0.05272 | 1651.2344 | 0.99422
[30 empty] | 1651.3679 | 1651.3768 | 0.05238 | 1651.3679 | 0.99442
[30 empty] | 1651.5016 | 1651.5105 | 0.05204 | 1651.5016 | 0.99458
[30 empty] | 1651.6353 | 1651.644 | 0.05171 | 1651.6353 | 0.99473
[30 empty] | 1651.7688 | 1651.7777 | 0.05137 | 1651.7688 | 0.99491
[30 empty] | 1651.9026 | 1651.9114 | 0.05104 | 1651.9026 | 0.99515
[30 empty] | 1652.0363 | 1652.045 | 0.0507 | 1652.0363 | 0.99548
[30 empty] | 1652.1699 | 1652.1788 | 0.05037 | 1652.1699 | 0.9959
[30 empty] | 1652.3037 | 1652.3125 | 0.05004 | 1652.3037 | 0.99642
[30 empty] | 1652.4374 | 1652.4463 | 0.04972 | 1652.4374 | 0.99703
[30 empty] | 1652.5712 | 1652.5801 | 0.04939 | 1652.5712 | 0.99768
[30 empty] | 1652.705 | 1652.7139 | 0.04906 | 1652.705 | 0.99835
[30 empty] | 1652.8389 | 1652.8477 | 0.04874 | 1652.8389 | 0.99898
[30 empty] | 1652.9727 | 1652.9816 | 0.04842 | 1652.9727 | 0.9995
[30 empty] | 1653.1066 | 1653.1155 | 0.0481 | 1653.1066 | 0.99986
[30 empty] | 1653.2405 | 1653.2493 | 0.04778 | 1653.2405 | 1
[30 empty] | 1653.3744 | 1653.3832 | 0.04746 | 1653.3744 | 0.99989
[30 empty] | 1653.5083 | 1653.5171 | 0.04714 | 1653.5083 | 0.99952
[30 empty] | 1653.6422 | 1653.6511 | 0.04682 | 1653.6422 | 0.99891
[30 empty] | 1653.7762 | 1653.785 | 0.04651 | 1653.7762 | 0.9981
[30 empty] | 1653.9102 | 1653.9191 | 0.0462 | 1653.9102 | 0.99716
[30 empty] | 1654.0442 | 1654.0531 | 0.04588 | 1654.0442 | 0.99616
[30 empty] | 1654.1782 | 1654.1871 | 0.04557 | 1654.1782 | 0.99518
[30 empty] | 1654.3123 | 1654.3212 | 0.04526 | 1654.3123 | 0.99426
[30 empty] | 1654.4464 | 1654.4553 | 0.04495 | 1654.4464 | 0.99345
[30 empty] | 1654.5804 | 1654.5894 | 0.04464 | 1654.5804 | 0.99276
[30 empty] | 1654.7146 | 1654.7235 | 0.04433 | 1654.7146 | 0.99219
[30 empty] | 1654.8488 | 1654.8577 | 0.04403 | 1654.8488 | 0.99172
[30 empty] | 1654.9829 | 1654.9918 | 0.04372 | 1654.9829 | 0.99133
[30 empty] | 1655.1172 | 1655.126 | 0.04341 | 1655.1172 | 0.99099
[30 empty] | 1655.2513 | 1655.2603 | 0.04311 | 1655.2513 | 0.99066
[30 empty] | 1655.3856 | 1655.3944 | 0.0428 | 1655.3856 | 0.99032
[30 empty] | 1655.5199 | 1655.5287 | 0.0425 | 1655.5199 | 0.98993
[30 empty] | 1655.6542 | 1655.663 | 0.04219 | 1655.6542 | 0.98947
[30 empty] | 1655.7885 | 1655.7974 | 0.04189 | 1655.7885 | 0.98893
[30 empty] | 1655.9227 | 1655.9316 | 0.04159 | 1655.9227 | 0.98832
[30 empty] | 1656.0571 | 1656.0659 | 0.04128 | 1656.0571 | 0.98766
[30 empty] | 1656.1914 | 1656.2003 | 0.04098 | 1656.1914 | 0.98698
[30 empty] | 1656.3258 | 1656.3347 | 0.04068 | 1656.3258 | 0.9863
[30 empty] | 1656.4602 | 1656.4691 | 0.04038 | 1656.4602 | 0.98564
[30 empty] | 1656.5947 | 1656.6035 | 0.04008 | 1656.5947 | 0.98503
[30 empty] | 1656.7291 | 1656.738 | 0.03977 | 1656.7291 | 0.98448
[30 empty] | 1656.8637 | 1656.8726 | 0.03947 | 1656.8637 | 0.98397
[30 empty] | 1656.998 | 1657.007 | 0.03918 | 1656.998 | 0.98352
[30 empty] | 1657.1326 | 1657.1415 | 0.03888 | 1657.1326 | 0.98311
[30 empty] | 1657.2672 | 1657.276 | 0.03858 | 1657.2672 | 0.98272
[30 empty] | 1657.4017 | 1657.4106 | 0.03828 | 1657.4017 | 0.98233
[30 empty] | 1657.5363 | 1657.5452 | 0.03798 | 1657.5363 | 0.98193
[30 empty] | 1657.6709 | 1657.6798 | 0.03769 | 1657.6709 | 0.98148
[30 empty] | 1657.8055 | 1657.8145 | 0.03739 | 1657.8055 | 0.98094
[30 empty] | 1657.9402 | 1657.9491 | 0.0371 | 1657.9402 | 0.98032
[30 empty] | 1658.0748 | 1658.0837 | 0.03681 | 1658.0748 | 0.97959
[30 empty] | 1658.2096 | 1658.2185 | 0.03651 | 1658.2096 | 0.97879
[30 empty] | 1658.3442 | 1658.3531 | 0.03622 | 1658.3442 | 0.97796
[30 empty] | 1658.479 | 1658.4879 | 0.03593 | 1658.479 | 0.97714
[30 empty] | 1658.6138 | 1658.6227 | 0.03565 | 1658.6138 | 0.97639
[30 empty] | 1658.7485 | 1658.7575 | 0.03536 | 1658.7485 | 0.97575
[30 empty] | 1658.8833 | 1658.8922 | 0.03508 | 1658.8833 | 0.97523
[30 empty] | 1659.0182 | 1659.0271 | 0.03479 | 1659.0182 | 0.97483
[30 empty] | 1659.1531 | 1659.1619 | 0.03451 | 1659.1531 | 0.97452
[30 empty] | 1659.2878 | 1659.2967 | 0.03424 | 1659.2878 | 0.97426
[30 empty] | 1659.4227 | 1659.4316 | 0.03396 | 1659.4227 | 0.974
[30 empty] | 1659.5577 | 1659.5666 | 0.03369 | 1659.5577 | 0.97369
[30 empty] | 1659.6926 | 1659.7015 | 0.03342 | 1659.6926 | 0.97331
[30 empty] | 1659.8276 | 1659.8365 | 0.03315 | 1659.8276 | 0.97283
[30 empty] | 1659.9625 | 1659.9714 | 0.03288 | 1659.9625 | 0.97224
[30 empty] | 1660.0975 | 1660.1064 | 0.03262 | 1660.0975 | 0.97157
[30 empty] | 1660.2325 | 1660.2415 | 0.03236 | 1660.2325 | 0.97083
[30 empty] | 1660.3677 | 1660.3766 | 0.0321 | 1660.3677 | 0.97005
[30 empty] | 1660.5027 | 1660.5116 | 0.03185 | 1660.5027 | 0.96927
[30 empty] | 1660.6378 | 1660.6467 | 0.0316 | 1660.6378 | 0.9685
[30 empty] | 1660.773 | 1660.7819 | 0.03135 | 1660.773 | 0.96773
[30 empty] | 1660.9081 | 1660.917 | 0.03111 | 1660.9081 | 0.96694
[30 empty] | 1661.0432 | 1661.0521 | 0.03087 | 1661.0432 | 0.9661
[30 empty] | 1661.1783 | 1661.1873 | 0.03063 | 1661.1783 | 0.96517
[30 empty] | 1661.3136 | 1661.3225 | 0.0304 | 1661.3136 | 0.96413
[30 empty] | 1661.4487 | 1661.4576 | 0.03017 | 1661.4487 | 0.96297
[30 empty] | 1661.584 | 1661.5929 | 0.02994 | 1661.584 | 0.9617
[30 empty] | 1661.7192 | 1661.7281 | 0.02972 | 1661.7192 | 0.96039
[30 empty] | 1661.8546 | 1661.8635 | 0.0295 | 1661.8546 | 0.95909
[30 empty] | 1661.9899 | 1661.9988 | 0.02929 | 1661.9899 | 0.95787
[30 empty] | 1662.1252 | 1662.1342 | 0.02908 | 1662.1252 | 0.9568
[30 empty] | 1662.2606 | 1662.2695 | 0.02887 | 1662.2606 | 0.95591
[30 empty] | 1662.396 | 1662.4049 | 0.02867 | 1662.396 | 0.95521
[30 empty] | 1662.5314 | 1662.5403 | 0.02847 | 1662.5314 | 0.95468
[30 empty] | 1662.6668 | 1662.6757 | 0.02827 | 1662.6668 | 0.9543
[30 empty] | 1662.8022 | 1662.8112 | 0.02807 | 1662.8022 | 0.95402
[30 empty] | 1662.9376 | 1662.9465 | 0.02788 | 1662.9376 | 0.95381
[30 empty] | 1663.0731 | 1663.082 | 0.02769 | 1663.0731 | 0.95364
[30 empty] | 1663.2086 | 1663.2175 | 0.0275 | 1663.2086 | 0.95348
[30 empty] | 1663.3441 | 1663.3531 | 0.02732 | 1663.3441 | 0.95332
[30 empty] | 1663.4797 | 1663.4887 | 0.02714 | 1663.4797 | 0.95316
[30 empty] | 1663.6154 | 1663.6243 | 0.02696 | 1663.6154 | 0.95299
[30 empty] | 1663.7508 | 1663.7598 | 0.02678 | 1663.7508 | 0.95282
[30 empty] | 1663.8865 | 1663.8954 | 0.0266 | 1663.8865 | 0.95266
[30 empty] | 1664.0221 | 1664.0311 | 0.02642 | 1664.0221 | 0.9525
[30 empty] | 1664.1578 | 1664.1668 | 0.02625 | 1664.1578 | 0.95235
[30 empty] | 1664.2935 | 1664.3024 | 0.02608 | 1664.2935 | 0.95219
[30 empty] | 1664.4292 | 1664.4381 | 0.0259 | 1664.4292 | 0.952
[30 empty] | 1664.5649 | 1664.5738 | 0.02573 | 1664.5649 | 0.95175
[30 empty] | 1664.7007 | 1664.7096 | 0.02556 | 1664.7007 | 0.95142
[30 empty] | 1664.8364 | 1664.8453 | 0.02539 | 1664.8364 | 0.95096
[30 empty] | 1664.9723 | 1664.9812 | 0.02522 | 1664.9723 | 0.95035
[30 empty] | 1665.108 | 1665.1169 | 0.02505 | 1665.108 | 0.94957
[30 empty] | 1665.2439 | 1665.2528 | 0.02488 | 1665.2439 | 0.94864
[30 empty] | 1665.3798 | 1665.3887 | 0.02471 | 1665.3798 | 0.9476
[30 empty] | 1665.5156 | 1665.5245 | 0.02454 | 1665.5156 | 0.94649
[30 empty] | 1665.6515 | 1665.6605 | 0.02436 | 1665.6515 | 0.94538
[30 empty] | 1665.7875 | 1665.7964 | 0.02419 | 1665.7875 | 0.94433
[30 empty] | 1665.9235 | 1665.9324 | 0.02402 | 1665.9235 | 0.94341
[30 empty] | 1666.0594 | 1666.0684 | 0.02385 | 1666.0594 | 0.94263
[30 empty] | 1666.1954 | 1666.2043 | 0.02368 | 1666.1954 | 0.942
[30 empty] | 1666.3314 | 1666.3403 | 0.0235 | 1666.3314 | 0.94152
[30 empty] | 1666.4674 | 1666.4764 | 0.02333 | 1666.4674 | 0.94113
[30 empty] | 1666.6035 | 1666.6124 | 0.02316 | 1666.6035 | 0.94079
[30 empty] | 1666.7396 | 1666.7485 | 0.02298 | 1666.7396 | 0.94048
[30 empty] | 1666.8757 | 1666.8846 | 0.02281 | 1666.8757 | 0.94015
[30 empty] | 1667.0118 | 1667.0207 | 0.02264 | 1667.0118 | 0.93978
[30 empty] | 1667.148 | 1667.1569 | 0.02246 | 1667.148 | 0.93937
[30 empty] | 1667.2842 | 1667.2931 | 0.02229 | 1667.2842 | 0.93893
[30 empty] | 1667.4203 | 1667.4293 | 0.02211 | 1667.4203 | 0.93844
[30 empty] | 1667.5565 | 1667.5656 | 0.02193 | 1667.5565 | 0.93793
[30 empty] | 1667.6927 | 1667.7018 | 0.02176 | 1667.6927 | 0.93741
[30 empty] | 1667.8291 | 1667.838 | 0.02158 | 1667.8291 | 0.93688
[30 empty] | 1667.9653 | 1667.9742 | 0.02141 | 1667.9653 | 0.93637
[30 empty] | 1668.1017 | 1668.1106 | 0.02123 | 1668.1017 | 0.93588
[30 empty] | 1668.2379 | 1668.2469 | 0.02106 | 1668.2379 | 0.93541
[30 empty] | 1668.3743 | 1668.3833 | 0.02088 | 1668.3743 | 0.93498
[30 empty] | 1668.5107 | 1668.5196 | 0.02071 | 1668.5107 | 0.93457
[30 empty] | 1668.6471 | 1668.656 | 0.02054 | 1668.6471 | 0.93419
[30 empty] | 1668.7834 | 1668.7925 | 0.02036 | 1668.7834 | 0.93382
[30 empty] | 1668.9199 | 1668.9288 | 0.02019 | 1668.9199 | 0.93344
[30 empty] | 1669.0564 | 1669.0653 | 0.02002 | 1669.0564 | 0.93303
[30 empty] | 1669.1929 | 1669.2018 | 0.01984 | 1669.1929 | 0.93256
[30 empty] | 1669.3293 | 1669.3384 | 0.01967 | 1669.3293 | 0.93202
[30 empty] | 1669.4659 | 1669.4749 | 0.0195 | 1669.4659 | 0.93139
[30 empty] | 1669.6024 | 1669.6115 | 0.01933 | 1669.6024 | 0.93065
[30 empty] | 1669.739 | 1669.748 | 0.01917 | 1669.739 | 0.92982
[30 empty] | 1669.8756 | 1669.8846 | 0.019 | 1669.8756 | 0.92891
[30 empty] | 1670.0122 | 1670.0212 | 0.01883 | 1670.0122 | 0.92793
[30 empty] | 1670.1489 | 1670.1578 | 0.01867 | 1670.1489 | 0.9269
[30 empty] | 1670.2855 | 1670.2946 | 0.0185 | 1670.2855 | 0.92585
[30 empty] | 1670.4222 | 1670.4311 | 0.01834 | 1670.4222 | 0.92479
[30 empty] | 1670.559 | 1670.5679 | 0.01818 | 1670.559 | 0.92375
[30 empty] | 1670.6957 | 1670.7046 | 0.01802 | 1670.6957 | 0.92273
[30 empty] | 1670.8324 | 1670.8414 | 0.01786 | 1670.8324 | 0.92174
[30 empty] | 1670.9692 | 1670.9781 | 0.0177 | 1670.9692 | 0.92079
[30 empty] | 1671.106 | 1671.115 | 0.01754 | 1671.106 | 0.91987
[30 empty] | 1671.2428 | 1671.2518 | 0.01738 | 1671.2428 | 0.91897
[30 empty] | 1671.3796 | 1671.3887 | 0.01723 | 1671.3796 | 0.91806
[30 empty] | 1671.5165 | 1671.5255 | 0.01708 | 1671.5165 | 0.91713
[30 empty] | 1671.6534 | 1671.6624 | 0.01693 | 1671.6534 | 0.91614
[30 empty] | 1671.7903 | 1671.7993 | 0.01678 | 1671.7903 | 0.91511
[30 empty] | 1671.9272 | 1671.9362 | 0.01663 | 1671.9272 | 0.91404
[30 empty] | 1672.0642 | 1672.0731 | 0.01648 | 1672.0642 | 0.91299
[30 empty] | 1672.2012 | 1672.2101 | 0.01633 | 1672.2012 | 0.91201
[30 empty] | 1672.3381 | 1672.3472 | 0.01619 | 1672.3381 | 0.91117
[30 empty] | 1672.4752 | 1672.4841 | 0.01605 | 1672.4752 | 0.91052
[30 empty] | 1672.6123 | 1672.6212 | 0.01591 | 1672.6123 | 0.91008
[30 empty] | 1672.7493 | 1672.7583 | 0.01576 | 1672.7493 | 0.90983
[30 empty] | 1672.8863 | 1672.8954 | 0.01563 | 1672.8863 | 0.90971
[30 empty] | 1673.0236 | 1673.0325 | 0.01549 | 1673.0236 | 0.90964
[30 empty] | 1673.1606 | 1673.1696 | 0.01535 | 1673.1606 | 0.90953
[30 empty] | 1673.2978 | 1673.3068 | 0.01522 | 1673.2978 | 0.9093
[30 empty] | 1673.4349 | 1673.444 | 0.01508 | 1673.4349 | 0.9089
[30 empty] | 1673.5721 | 1673.5812 | 0.01495 | 1673.5721 | 0.90833
[30 empty] | 1673.7094 | 1673.7184 | 0.01482 | 1673.7094 | 0.9076
[30 empty] | 1673.8467 | 1673.8556 | 0.01468 | 1673.8467 | 0.90676
[30 empty] | 1673.9839 | 1673.9929 | 0.01455 | 1673.9839 | 0.90587
[30 empty] | 1674.1212 | 1674.1301 | 0.01442 | 1674.1212 | 0.90496
[30 empty] | 1674.2585 | 1674.2675 | 0.01429 | 1674.2585 | 0.90407
[30 empty] | 1674.3959 | 1674.4048 | 0.01416 | 1674.3959 | 0.90321
[30 empty] | 1674.5332 | 1674.5422 | 0.01403 | 1674.5332 | 0.90238
[30 empty] | 1674.6705 | 1674.6796 | 0.01391 | 1674.6705 | 0.90155
[30 empty] | 1674.808 | 1674.817 | 0.01378 | 1674.808 | 0.9007
[30 empty] | 1674.9454 | 1674.9543 | 0.01365 | 1674.9454 | 0.89978
[30 empty] | 1675.0829 | 1675.0918 | 0.01352 | 1675.0829 | 0.89877
[30 empty] | 1675.2203 | 1675.2294 | 0.01339 | 1675.2203 | 0.89764
[30 empty] | 1675.3578 | 1675.3668 | 0.01326 | 1675.3578 | 0.89639
[30 empty] | 1675.4954 | 1675.5043 | 0.01312 | 1675.4954 | 0.89502
[30 empty] | 1675.6329 | 1675.6418 | 0.01299 | 1675.6329 | 0.89355
[30 empty] | 1675.7705 | 1675.7794 | 0.01286 | 1675.7705 | 0.89201
[30 empty] | 1675.9081 | 1675.917 | 0.01272 | 1675.9081 | 0.8904
[30 empty] | 1676.0457 | 1676.0546 | 0.01259 | 1676.0457 | 0.88874
[30 empty] | 1676.1832 | 1676.1923 | 0.01245 | 1676.1832 | 0.88705
[30 empty] | 1676.3209 | 1676.33 | 0.01231 | 1676.3209 | 0.88533
[30 empty] | 1676.4586 | 1676.4675 | 0.01217 | 1676.4586 | 0.88358
[30 empty] | 1676.5963 | 1676.6052 | 0.01203 | 1676.5963 | 0.88182
[30 empty] | 1676.734 | 1676.743 | 0.01189 | 1676.734 | 0.88007
[30 empty] | 1676.8717 | 1676.8807 | 0.01174 | 1676.8717 | 0.87837
[30 empty] | 1677.0095 | 1677.0186 | 0.0116 | 1677.0095 | 0.87673
[30 empty] | 1677.1473 | 1677.1562 | 0.01145 | 1677.1473 | 0.87518
[30 empty] | 1677.2852 | 1677.2941 | 0.0113 | 1677.2852 | 0.87372
[30 empty] | 1677.423 | 1677.4319 | 0.01115 | 1677.423 | 0.87232
[30 empty] | 1677.5608 | 1677.5698 | 0.011 | 1677.5608 | 0.87098
[30 empty] | 1677.6987 | 1677.7076 | 0.01084 | 1677.6987 | 0.86966
[30 empty] | 1677.8365 | 1677.8456 | 0.01069 | 1677.8365 | 0.86836
[30 empty] | 1677.9745 | 1677.9835 | 0.01053 | 1677.9745 | 0.86707
[30 empty] | 1678.1124 | 1678.1215 | 0.01037 | 1678.1124 | 0.86578
[30 empty] | 1678.2504 | 1678.2594 | 0.01021 | 1678.2504 | 0.8645
[30 empty] | 1678.3884 | 1678.3973 | 0.01005 | 1678.3884 | 0.86323
[30 empty] | 1678.5265 | 1678.5354 | 0.00989 | 1678.5265 | 0.86198
[30 empty] | 1678.6644 | 1678.6735 | 0.00973 | 1678.6644 | 0.86072
[30 empty] | 1678.8025 | 1678.8115 | 0.00957 | 1678.8025 | 0.85943
[30 empty] | 1678.9406 | 1678.9496 | 0.00941 | 1678.9406 | 0.85807
[30 empty] | 1679.0787 | 1679.0876 | 0.00924 | 1679.0787 | 0.85661
[30 empty] | 1679.2168 | 1679.2258 | 0.00908 | 1679.2168 | 0.855
[30 empty] | 1679.355 | 1679.364 | 0.00892 | 1679.355 | 0.85324
[30 empty] | 1679.4932 | 1679.5022 | 0.00875 | 1679.4932 | 0.8513
[30 empty] | 1679.6314 | 1679.6404 | 0.00859 | 1679.6314 | 0.84919
[30 empty] | 1679.7695 | 1679.7786 | 0.00842 | 1679.7695 | 0.84694
[30 empty] | 1679.9078 | 1679.9169 | 0.00826 | 1679.9078 | 0.84457
[30 empty] | 1680.0461 | 1680.055 | 0.0081 | 1680.0461 | 0.84211
[30 empty] | 1680.1843 | 1680.1934 | 0.00794 | 1680.1843 | 0.83959
[30 empty] | 1680.3226 | 1680.3317 | 0.00778 | 1680.3226 | 0.83703
[30 empty] | 1680.4611 | 1680.47 | 0.00762 | 1680.4611 | 0.83445
[30 empty] | 1680.5994 | 1680.6084 | 0.00746 | 1680.5994 | 0.83188
[30 empty] | 1680.7378 | 1680.7467 | 0.0073 | 1680.7378 | 0.8293
[30 empty] | 1680.8761 | 1680.8851 | 0.00714 | 1680.8761 | 0.82671
[30 empty] | 1681.0145 | 1681.0236 | 0.00699 | 1681.0145 | 0.8241
[30 empty] | 1681.1531 | 1681.162 | 0.00683 | 1681.1531 | 0.82144
[30 empty] | 1681.2915 | 1681.3005 | 0.00668 | 1681.2915 | 0.8187
[30 empty] | 1681.4299 | 1681.439 | 0.00653 | 1681.4299 | 0.81584
[30 empty] | 1681.5685 | 1681.5775 | 0.00638 | 1681.5685 | 0.81287
[30 empty] | 1681.707 | 1681.7161 | 0.00623 | 1681.707 | 0.80976
[30 empty] | 1681.8456 | 1681.8546 | 0.00608 | 1681.8456 | 0.80654
[30 empty] | 1681.9841 | 1681.9932 | 0.00593 | 1681.9841 | 0.80323
[30 empty] | 1682.1228 | 1682.1318 | 0.00579 | 1682.1228 | 0.79984
[30 empty] | 1682.2613 | 1682.2704 | 0.00564 | 1682.2613 | 0.79642
[30 empty] | 1682.4 | 1682.4091 | 0.0055 | 1682.4 | 0.793
[30 empty] | 1682.5387 | 1682.5477 | 0.00536 | 1682.5387 | 0.7896
[30 empty] | 1682.6775 | 1682.6864 | 0.00522 | 1682.6775 | 0.78622
[30 empty] | 1682.8162 | 1682.8252 | 0.00508 | 1682.8162 | 0.78286
[30 empty] | 1682.955 | 1682.9639 | 0.00494 | 1682.955 | 0.77948
[30 empty] | 1683.0936 | 1683.1027 | 0.0048 | 1683.0936 | 0.77603
[30 empty] | 1683.2324 | 1683.2415 | 0.00466 | 1683.2324 | 0.77246
[30 empty] | 1683.3712 | 1683.3802 | 0.00452 | 1683.3712 | 0.76873
[30 empty] | 1683.5101 | 1683.5192 | 0.00439 | 1683.5101 | 0.76482
[30 empty] | 1683.6489 | 1683.658 | 0.00426 | 1683.6489 | 0.76074
[30 empty] | 1683.7878 | 1683.7969 | 0.00412 | 1683.7878 | 0.75654
[30 empty] | 1683.9268 | 1683.9358 | 0.00399 | 1683.9268 | 0.75226
[30 empty] | 1684.0657 | 1684.0747 | 0.00386 | 1684.0657 | 0.74795
[30 empty] | 1684.2046 | 1684.2136 | 0.00373 | 1684.2046 | 0.74365
[30 empty] | 1684.3436 | 1684.3527 | 0.0036 | 1684.3436 | 0.73937
[30 empty] | 1684.4825 | 1684.4916 | 0.00347 | 1684.4825 | 0.7351
[30 empty] | 1684.6216 | 1684.6306 | 0.00334 | 1684.6216 | 0.73079
[30 empty] | 1684.7606 | 1684.7696 | 0.00321 | 1684.7606 | 0.72641
[30 empty] | 1684.8997 | 1684.9087 | 0.00308 | 1684.8997 | 0.72192
[30 empty] | 1685.0388 | 1685.0478 | 0.00296 | 1685.0388 | 0.71729
[30 empty] | 1685.1779 | 1685.1869 | 0.00283 | 1685.1779 | 0.71251
[30 empty] | 1685.317 | 1685.326 | 0.00271 | 1685.317 | 0.70759
[30 empty] | 1685.4562 | 1685.4652 | 0.00258 | 1685.4562 | 0.70254
[30 empty] | 1685.5953 | 1685.6044 | 0.00246 | 1685.5953 | 0.6974
[30 empty] | 1685.7346 | 1685.7436 | 0.00234 | 1685.7346 | 0.69219
[30 empty] | 1685.8738 | 1685.8828 | 0.00222 | 1685.8738 | 0.68695
[30 empty] | 1686.0131 | 1686.0221 | 0.0021 | 1686.0131 | 0.6817
[30 empty] | 1686.1523 | 1686.1614 | 0.00198 | 1686.1523 | 0.67646
[30 empty] | 1686.2916 | 1686.3007 | 0.00186 | 1686.2916 | 0.67124
[30 empty] | 1686.4309 | 1686.4399 | 0.00175 | 1686.4309 | 0.66603
[30 empty] | 1686.5703 | 1686.5793 | 0.00163 | 1686.5703 | 0.66082
[30 empty] | 1686.7096 | 1686.7186 | 0.00152 | 1686.7096 | 0.6556
[30 empty] | 1686.849 | 1686.858 | 0.00141 | 1686.849 | 0.65035
[30 empty] | 1686.9884 | 1686.9974 | 0.0013 | 1686.9884 | 0.64507
[30 empty] | 1687.1278 | 1687.1368 | 0.00119 | 1687.1278 | 0.63973
[30 empty] | 1687.2673 | 1687.2764 | 0.00108 | 1687.2673 | 0.63435
[30 empty] | 1687.4067 | 1687.4158 | 0.00097576 | 1687.4067 | 0.62893
[30 empty] | 1687.5463 | 1687.5553 | 0.00087148 | 1687.5463 | 0.6235
[30 empty] | 1687.6858 | 1687.6948 | 0.00076892 | 1687.6858 | 0.61809
[30 empty] | 1687.8253 | 1687.8344 | 0.00066813 | 1687.8253 | 0.61272
[30 empty] | 1687.965 | 1687.974 | 0.00056918 | 1687.965 | 0.60743
[30 empty] | 1688.1045 | 1688.1135 | 0.00047214 | 1688.1045 | 0.60224
[30 empty] | 1688.2441 | 1688.2532 | 0.00037708 | 1688.2441 | 0.59718
[30 empty] | 1688.3838 | 1688.3928 | 0.00028406 | 1688.3838 | 0.59226
[30 empty] | 1688.5234 | 1688.5325 | 0.00019315 | 1688.5234 | 0.58748
[30 empty] | 1688.6631 | 1688.6721 | 0.00010442 | 1688.6631 | 0.58283
[30 empty] | 1688.8029 | 1688.8119 | 1.7939e-05 | 1688.8029 | 0.57832
[30 empty] | 1688.9426 | 1688.9517 | -6.6218e-05 | 1688.9426 | 0.57393
[30 empty] | 1689.0823 | 1689.0913 | -0.00014798 | 1689.0823 | 0.56967
[30 empty] | 1689.2222 | 1689.2312 | -0.00022728 | 1689.2222 | 0.56555
[30 empty] | 1689.3619 | 1689.371 | -0.00030406 | 1689.3619 | 0.5616
[30 empty] | 1689.5017 | 1689.5107 | -0.00037823 | 1689.5017 | 0.55786
[30 empty] | 1689.6416 | 1689.6506 | -0.00044975 | 1689.6416 | 0.55436
[30 empty] | 1689.7815 | 1689.7905 | -0.00051855 | 1689.7815 | 0.55115
[30 empty] | 1689.9214 | 1689.9304 | -0.00058457 | 1689.9214 | 0.54823
[30 empty] | 1690.0613 | 1690.0703 | -0.00064777 | 1690.0613 | 0.54561
[30 empty] | 1690.2012 | 1690.2102 | -0.0007081 | 1690.2012 | 0.5433
[30 empty] | 1690.3412 | 1690.3502 | -0.00076553 | 1690.3412 | 0.54127
[30 empty] | 1690.4812 | 1690.4902 | -0.00082002 | 1690.4812 | 0.53951
[30 empty] | 1690.6212 | 1690.6302 | -0.00087156 | 1690.6212 | 0.538
[30 empty] | 1690.7612 | 1690.7703 | -0.00092013 | 1690.7612 | 0.53674
[30 empty] | 1690.9012 | 1690.9103 | -0.00096574 | 1690.9012 | 0.53573
[30 empty] | 1691.0414 | 1691.0504 | -0.00101 | 1691.0414 | 0.53497
[30 empty] | 1691.1814 | 1691.1904 | -0.00105 | 1691.1814 | 0.53444
[30 empty] | 1691.3215 | 1691.3306 | -0.00108 | 1691.3215 | 0.53414
[30 empty] | 1691.4617 | 1691.4707 | -0.00112 | 1691.4617 | 0.53406
[30 empty] | 1691.6019 | 1691.611 | -0.00115 | 1691.6019 | 0.5342
[30 empty] | 1691.7421 | 1691.7511 | -0.00118 | 1691.7421 | 0.53453
[30 empty] | 1691.8823 | 1691.8914 | -0.0012 | 1691.8823 | 0.53506
[30 empty] | 1692.0226 | 1692.0316 | -0.00123 | 1692.0226 | 0.53577
[30 empty] | 1692.1628 | 1692.1719 | -0.00125 | 1692.1628 | 0.53664
[30 empty] | 1692.3031 | 1692.3121 | -0.00127 | 1692.3031 | 0.53763
[30 empty] | 1692.4434 | 1692.4525 | -0.00128 | 1692.4434 | 0.53874
[30 empty] | 1692.5837 | 1692.5928 | -0.0013 | 1692.5837 | 0.53991
[30 empty] | 1692.7241 | 1692.7332 | -0.00131 | 1692.7241 | 0.54113
[30 empty] | 1692.8645 | 1692.8735 | -0.00132 | 1692.8645 | 0.54235
[30 empty] | 1693.0049 | 1693.0139 | -0.00133 | 1693.0049 | 0.54357
[30 empty] | 1693.1454 | 1693.1544 | -0.00134 | 1693.1454 | 0.54476
[30 empty] | 1693.2858 | 1693.2948 | -0.00135 | 1693.2858 | 0.54592
[30 empty] | 1693.4263 | 1693.4353 | -0.00135 | 1693.4263 | 0.54705
[30 empty] | 1693.5668 | 1693.5758 | -0.00136 | 1693.5668 | 0.54814
[30 empty] | 1693.7073 | 1693.7163 | -0.00136 | 1693.7073 | 0.54919
[30 empty] | 1693.8478 | 1693.8569 | -0.00136 | 1693.8478 | 0.55018
[30 empty] | 1693.9884 | 1693.9974 | -0.00137 | 1693.9884 | 0.5511
[30 empty] | 1694.129 | 1694.1381 | -0.00137 | 1694.129 | 0.55194
[30 empty] | 1694.2696 | 1694.2787 | -0.00137 | 1694.2696 | 0.55269
[30 empty] | 1694.4103 | 1694.4193 | -0.00138 | 1694.4103 | 0.55336
[30 empty] | 1694.5509 | 1694.5599 | -0.00138 | 1694.5509 | 0.55394
[30 empty] | 1694.6915 | 1694.7007 | -0.00139 | 1694.6915 | 0.55443
[30 empty] | 1694.8323 | 1694.8413 | -0.00139 | 1694.8323 | 0.55481
[30 empty] | 1694.973 | 1694.9821 | -0.0014 | 1694.973 | 0.55505
[30 empty] | 1695.1138 | 1695.1228 | -0.00141 | 1695.1138 | 0.55513
[30 empty] | 1695.2545 | 1695.2637 | -0.00141 | 1695.2545 | 0.555
[30 empty] | 1695.3954 | 1695.4044 | -0.00142 | 1695.3954 | 0.55464
[30 empty] | 1695.5361 | 1695.5453 | -0.00143 | 1695.5361 | 0.55407
[30 empty] | 1695.677 | 1695.686 | -0.00145 | 1695.677 | 0.55329
[30 empty] | 1695.8179 | 1695.8269 | -0.00146 | 1695.8179 | 0.55235
[30 empty] | 1695.9587 | 1695.9679 | -0.00148 | 1695.9587 | 0.55126
[30 empty] | 1696.0997 | 1696.1088 | -0.00149 | 1696.0997 | 0.55008
[30 empty] | 1696.2406 | 1696.2498 | -0.00151 | 1696.2406 | 0.54881
[30 empty] | 1696.3816 | 1696.3908 | -0.00153 | 1696.3816 | 0.54746
[30 empty] | 1696.5226 | 1696.5317 | -0.00155 | 1696.5226 | 0.54602
[30 empty] | 1696.6636 | 1696.6727 | -0.00158 | 1696.6636 | 0.54448
[30 empty] | 1696.8047 | 1696.8137 | -0.0016 | 1696.8047 | 0.54283
[30 empty] | 1696.9457 | 1696.9548 | -0.00163 | 1696.9457 | 0.54105
[30 empty] | 1697.0868 | 1697.0958 | -0.00166 | 1697.0868 | 0.53914
[30 empty] | 1697.2279 | 1697.2369 | -0.00169 | 1697.2279 | 0.53709
[30 empty] | 1697.369 | 1697.3781 | -0.00172 | 1697.369 | 0.53493
[30 empty] | 1697.5103 | 1697.5193 | -0.00175 | 1697.5103 | 0.53264
[30 empty] | 1697.6514 | 1697.6604 | -0.00178 | 1697.6514 | 0.53024
[30 empty] | 1697.7926 | 1697.8016 | -0.00182 | 1697.7926 | 0.52773
[30 empty] | 1697.9338 | 1697.9429 | -0.00186 | 1697.9338 | 0.52512
[30 empty] | 1698.0751 | 1698.0841 | -0.00189 | 1698.0751 | 0.52241
[30 empty] | 1698.2163 | 1698.2253 | -0.00193 | 1698.2163 | 0.51962
[30 empty] | 1698.3577 | 1698.3667 | -0.00197 | 1698.3577 | 0.51678
[30 empty] | 1698.4989 | 1698.5081 | -0.00201 | 1698.4989 | 0.51388
[30 empty] | 1698.6403 | 1698.6493 | -0.00206 | 1698.6403 | 0.51096
[30 empty] | 1698.7816 | 1698.7906 | -0.0021 | 1698.7816 | 0.508
[30 empty] | 1698.923 | 1698.9321 | -0.00214 | 1698.923 | 0.50501
[30 empty] | 1699.0645 | 1699.0735 | -0.00218 | 1699.0645 | 0.50196
[30 empty] | 1699.2059 | 1699.215 | -0.00223 | 1699.2059 | 0.49882
[30 empty] | 1699.3473 | 1699.3564 | -0.00227 | 1699.3473 | 0.49557
[30 empty] | 1699.4888 | 1699.4979 | -0.00231 | 1699.4888 | 0.49218
[30 empty] | 1699.6304 | 1699.6394 | -0.00235 | 1699.6304 | 0.48864
[30 empty] | 1699.7719 | 1699.7809 | -0.0024 | 1699.7719 | 0.48496
[30 empty] | 1699.9135 | 1699.9225 | -0.00244 | 1699.9135 | 0.48118
[30 empty] | 1700.0549 | 1700.0641 | -0.00248 | 1700.0549 | 0.47733
[30 empty] | 1700.1965 | 1700.2057 | -0.00252 | 1700.1965 | 0.47348
[30 empty] | 1700.3383 | 1700.3473 | -0.00256 | 1700.3383 | 0.46965
[30 empty] | 1700.4799 | 1700.4889 | -0.0026 | 1700.4799 | 0.4659
[30 empty] | 1700.6216 | 1700.6306 | -0.00264 | 1700.6216 | 0.46224
[30 empty] | 1700.7632 | 1700.7723 | -0.00268 | 1700.7632 | 0.45866
[30 empty] | 1700.9049 | 1700.9141 | -0.00271 | 1700.9049 | 0.45514
[30 empty] | 1701.0466 | 1701.0558 | -0.00275 | 1701.0466 | 0.45169
[30 empty] | 1701.1885 | 1701.1975 | -0.00278 | 1701.1885 | 0.44827
[30 empty] | 1701.3302 | 1701.3394 | -0.00281 | 1701.3302 | 0.44489
[30 empty] | 1701.4721 | 1701.4811 | -0.00284 | 1701.4721 | 0.44156
[30 empty] | 1701.6139 | 1701.6229 | -0.00287 | 1701.6139 | 0.43831
[30 empty] | 1701.7557 | 1701.7649 | -0.0029 | 1701.7557 | 0.43515
[30 empty] | 1701.8976 | 1701.9067 | -0.00293 | 1701.8976 | 0.43214
[30 empty] | 1702.0395 | 1702.0486 | -0.00295 | 1702.0395 | 0.42929
[30 empty] | 1702.1815 | 1702.1906 | -0.00297 | 1702.1815 | 0.42665
[30 empty] | 1702.3234 | 1702.3325 | -0.00299 | 1702.3234 | 0.42425
[30 empty] | 1702.4654 | 1702.4745 | -0.00301 | 1702.4654 | 0.42211
[30 empty] | 1702.6074 | 1702.6165 | -0.00303 | 1702.6074 | 0.42025
[30 empty] | 1702.7494 | 1702.7585 | -0.00305 | 1702.7494 | 0.41867
[30 empty] | 1702.8915 | 1702.9005 | -0.00306 | 1702.8915 | 0.41736
[30 empty] | 1703.0336 | 1703.0426 | -0.00308 | 1703.0336 | 0.41631
[30 empty] | 1703.1757 | 1703.1847 | -0.00309 | 1703.1757 | 0.41548
[30 empty] | 1703.3177 | 1703.3269 | -0.0031 | 1703.3177 | 0.41484
[30 empty] | 1703.46 | 1703.469 | -0.00311 | 1703.46 | 0.41435
[30 empty] | 1703.602 | 1703.6112 | -0.00312 | 1703.602 | 0.41397
[30 empty] | 1703.7443 | 1703.7534 | -0.00312 | 1703.7443 | 0.41368
[30 empty] | 1703.8865 | 1703.8956 | -0.00313 | 1703.8865 | 0.41344
[30 empty] | 1704.0287 | 1704.0378 | -0.00313 | 1704.0287 | 0.41326
[30 empty] | 1704.171 | 1704.18 | -0.00314 | 1704.171 | 0.41314
[30 empty] | 1704.3132 | 1704.3224 | -0.00314 | 1704.3132 | 0.41311
[30 empty] | 1704.4556 | 1704.4647 | -0.00314 | 1704.4556 | 0.4132
[30 empty] | 1704.5979 | 1704.6071 | -0.00314 | 1704.5979 | 0.41344
[30 empty] | 1704.7402 | 1704.7494 | -0.00314 | 1704.7402 | 0.41386
[30 empty] | 1704.8827 | 1704.8917 | -0.00314 | 1704.8827 | 0.41447
[30 empty] | 1705.025 | 1705.0342 | -0.00314 | 1705.025 | 0.41527
[30 empty] | 1705.1675 | 1705.1766 | -0.00314 | 1705.1675 | 0.41623
[30 empty] | 1705.3099 | 1705.3191 | -0.00313 | 1705.3099 | 0.41732
[30 empty] | 1705.4524 | 1705.4615 | -0.00313 | 1705.4524 | 0.41847
[30 empty] | 1705.595 | 1705.604 | -0.00313 | 1705.595 | 0.41963
[30 empty] | 1705.7374 | 1705.7466 | -0.00312 | 1705.7374 | 0.42071
[30 empty] | 1705.88 | 1705.8892 | -0.00312 | 1705.88 | 0.42166
[30 empty] | 1706.0226 | 1706.0317 | -0.00311 | 1706.0226 | 0.42244
[30 empty] | 1706.1652 | 1706.1743 | -0.00311 | 1706.1652 | 0.42301
[30 empty] | 1706.3079 | 1706.3169 | -0.0031 | 1706.3079 | 0.42339
[30 empty] | 1706.4504 | 1706.4596 | -0.00309 | 1706.4504 | 0.42362
[30 empty] | 1706.5931 | 1706.6022 | -0.00309 | 1706.5931 | 0.42374
[30 empty] | 1706.7358 | 1706.7449 | -0.00308 | 1706.7358 | 0.42381
[30 empty] | 1706.8785 | 1706.8876 | -0.00308 | 1706.8785 | 0.4239
[30 empty] | 1707.0212 | 1707.0304 | -0.00307 | 1707.0212 | 0.42405
[30 empty] | 1707.1641 | 1707.1731 | -0.00307 | 1707.1641 | 0.42428
[30 empty] | 1707.3068 | 1707.3159 | -0.00306 | 1707.3068 | 0.42461
[30 empty] | 1707.4496 | 1707.4587 | -0.00306 | 1707.4496 | 0.42502
[30 empty] | 1707.5924 | 1707.6016 | -0.00305 | 1707.5924 | 0.4255
[30 empty] | 1707.7353 | 1707.7444 | -0.00305 | 1707.7353 | 0.42601
[30 empty] | 1707.8782 | 1707.8873 | -0.00304 | 1707.8782 | 0.42651
[30 empty] | 1708.0211 | 1708.0303 | -0.00304 | 1708.0211 | 0.42697
[30 empty] | 1708.1641 | 1708.1731 | -0.00304 | 1708.1641 | 0.42735
[30 empty] | 1708.307 | 1708.3162 | -0.00304 | 1708.307 | 0.42764
[30 empty] | 1708.4499 | 1708.4591 | -0.00303 | 1708.4499 | 0.42784
[30 empty] | 1708.593 | 1708.602 | -0.00303 | 1708.593 | 0.42796
[30 empty] | 1708.736 | 1708.7451 | -0.00303 | 1708.736 | 0.42801
[30 empty] | 1708.879 | 1708.8882 | -0.00303 | 1708.879 | 0.42801
[30 empty] | 1709.0221 | 1709.0312 | -0.00303 | 1709.0221 | 0.42799
[30 empty] | 1709.1653 | 1709.1743 | -0.00304 | 1709.1653 | 0.42795
[30 empty] | 1709.3084 | 1709.3175 | -0.00304 | 1709.3084 | 0.42789
[30 empty] | 1709.4515 | 1709.4606 | -0.00304 | 1709.4515 | 0.42781
[30 empty] | 1709.5946 | 1709.6038 | -0.00305 | 1709.5946 | 0.4277
[30 empty] | 1709.7379 | 1709.7469 | -0.00305 | 1709.7379 | 0.42756
[30 empty] | 1709.8811 | 1709.8901 | -0.00306 | 1709.8811 | 0.42738
[30 empty] | 1710.0243 | 1710.0334 | -0.00306 | 1710.0243 | 0.42717
[30 empty] | 1710.1676 | 1710.1768 | -0.00307 | 1710.1676 | 0.4269
[30 empty] | 1710.3109 | 1710.32 | -0.00308 | 1710.3109 | 0.42657
[30 empty] | 1710.4542 | 1710.4633 | -0.00309 | 1710.4542 | 0.42615
[30 empty] | 1710.5975 | 1710.6067 | -0.00309 | 1710.5975 | 0.42561
[30 empty] | 1710.7408 | 1710.75 | -0.0031 | 1710.7408 | 0.42491
[30 empty] | 1710.8843 | 1710.8934 | -0.00311 | 1710.8843 | 0.42403
[30 empty] | 1711.0277 | 1711.0369 | -0.00312 | 1711.0277 | 0.42296
[30 empty] | 1711.1711 | 1711.1803 | -0.00314 | 1711.1711 | 0.42172
[30 empty] | 1711.3146 | 1711.3237 | -0.00315 | 1711.3146 | 0.42034
[30 empty] | 1711.458 | 1711.4672 | -0.00316 | 1711.458 | 0.41886
[30 empty] | 1711.6016 | 1711.6107 | -0.00317 | 1711.6016 | 0.41733
[30 empty] | 1711.7451 | 1711.7543 | 0 | 1711.7451 | 0.41581
[30 empty] | 1711.8887 | 1711.8978 | 0 | 1711.8887 | 0.41433
[30 empty] | 1712.0322 | 1712.0414 | 0 | 1712.0322 | 0.41294
[30 empty] | 1712.1758 | 1712.1849 | 0 | 1712.1758 | 0.41164
[30 empty] | 1712.3195 | 1712.3286 | 0 | 1712.3195 | 0.41044
[30 empty] | 1712.4631 | 1712.4723 | 0 | 1712.4631 | 0.40935
[30 empty] | 1712.6068 | 1712.616 | 0 | 1712.6068 | 0.40835
[30 empty] | 1712.7505 | 1712.7596 | 0 | 1712.7505 | 0.40741
[30 empty] | 1712.8942 | 1712.9033 | 0 | 1712.8942 | 0.40653
[30 empty] | 1713.038 | 1713.0471 | 0 | 1713.038 | 0.40567
[30 empty] | 1713.1818 | 1713.1909 | 0 | 1713.1818 | 0.40481
[30 empty] | 1713.3256 | 1713.3347 | 0 | 1713.3256 | 0.40393
[30 empty] | 1713.4694 | 1713.4785 | 0 | 1713.4694 | 0.40301
[30 empty] | 1713.6132 | 1713.6223 | 0 | 1713.6132 | 0.40206
[30 empty] | 1713.7571 | 1713.7662 | 0 | 1713.7571 | 0.40107
[30 empty] | 1713.901 | 1713.91 | 0 | 1713.901 | 0.40003
[30 empty] | 1714.0449 | 1714.054 | 0 | 1714.0449 | 0.39895
[30 empty] | 1714.1888 | 1714.198 | 0 | 1714.1888 | 0.39781
[30 empty] | 1714.3328 | 1714.3419 | 0 | 1714.3328 | 0.39662
[30 empty] | 1714.4768 | 1714.486 | 0 | 1714.4768 | 0.39537
[30 empty] | 1714.6207 | 1714.6299 | 0 | 1714.6207 | 0.39408
[30 empty] | 1714.7648 | 1714.7739 | 0 | 1714.7648 | 0.39277
[30 empty] | 1714.9088 | 1714.918 | 0 | 1714.9088 | 0.39147
[30 empty] | 1715.053 | 1715.0621 | 0 | 1715.053 | 0.3902
[30 empty] | 1715.197 | 1715.2062 | 0 | 1715.197 | 0.38901
[30 empty] | 1715.3412 | 1715.3503 | 0 | 1715.3412 | 0.38789
[30 empty] | 1715.4853 | 1715.4945 | 0 | 1715.4853 | 0.38686
[30 empty] | 1715.6295 | 1715.6387 | 0 | 1715.6295 | 0.38589
[30 empty] | 1715.7738 | 1715.783 | 0 | 1715.7738 | 0.38497
[30 empty] | 1715.918 | 1715.9271 | 0 | 1715.918 | 0.38406
[30 empty] | 1716.0623 | 1716.0714 | 0 | 1716.0623 | 0.38313
[30 empty] | 1716.2065 | 1716.2157 | 0 | 1716.2065 | 0.38217
[30 empty] | 1716.3508 | 1716.36 | 0 | 1716.3508 | 0.38115
[30 empty] | 1716.4951 | 1716.5043 | 0 | 1716.4951 | 0.38009
[30 empty] | 1716.6395 | 1716.6487 | 0 | 1716.6395 | 0.37899
[30 empty] | 1716.7839 | 1716.7931 | 0 | 1716.7839 | 0.37784
[30 empty] | 1716.9282 | 1716.9374 | 0 | 1716.9282 | 0.37667
[30 empty] | 1717.0728 | 1717.0819 | 0 | 1717.0728 | 0.37548
[30 empty] | 1717.2172 | 1717.2263 | 0 | 1717.2172 | 0.37425
[30 empty] | 1717.3616 | 1717.3707 | 0 | 1717.3616 | 0.37299
[30 empty] | 1717.5061 | 1717.5153 | 0 | 1717.5061 | 0.3717
[30 empty] | 1717.6506 | 1717.6598 | 0 | 1717.6506 | 0.37036
[30 empty] | 1717.7952 | 1717.8043 | 0 | 1717.7952 | 0.36897
[30 empty] | 1717.9398 | 1717.949 | 0 | 1717.9398 | 0.36754
[30 empty] | 1718.0844 | 1718.0935 | 0 | 1718.0844 | 0.36607
[30 empty] | 1718.229 | 1718.2382 | 0 | 1718.229 | 0.36456
[30 empty] | 1718.3737 | 1718.3828 | 0 | 1718.3737 | 0.36301
[30 empty] | 1718.5183 | 1718.5275 | 0 | 1718.5183 | 0.36141
[30 empty] | 1718.663 | 1718.6721 | 0 | 1718.663 | 0.35977
[30 empty] | 1718.8077 | 1718.8169 | 0 | 1718.8077 | 0.35811
[30 empty] | 1718.9524 | 1718.9617 | 0 | 1718.9524 | 0.35642
[30 empty] | 1719.0972 | 1719.1063 | 0 | 1719.0972 | 0.35472
[30 empty] | 1719.2421 | 1719.2512 | 0 | 1719.2421 | 0.35304
[30 empty] | 1719.3868 | 1719.396 | 0 | 1719.3868 | 0.35139
[30 empty] | 1719.5316 | 1719.5408 | 0 | 1719.5316 | 0.34979
[30 empty] | 1719.6765 | 1719.6857 | 0 | 1719.6765 | 0.34824
[30 empty] | 1719.8214 | 1719.8306 | 0 | 1719.8214 | 0.34675
[30 empty] | 1719.9663 | 1719.9755 | 0 | 1719.9663 | 0.34534
[30 empty] | 1720.1112 | 1720.1205 | 0 | 1720.1112 | 0.34398
[30 empty] | 1720.2562 | 1720.2654 | 0 | 1720.2562 | 0.34269
[30 empty] | 1720.4012 | 1720.4104 | 0 | 1720.4012 | 0.34143
[30 empty] | 1720.5463 | 1720.5554 | 0 | 1720.5463 | 0.34019
[30 empty] | 1720.6913 | 1720.7004 | 0 | 1720.6913 | 0.33895
[30 empty] | 1720.8363 | 1720.8455 | 0 | 1720.8363 | 0.33766
[30 empty] | 1720.9814 | 1720.9906 | 0 | 1720.9814 | 0.3363
[30 empty] | 1721.1265 | 1721.1356 | 0 | 1721.1265 | 0.33487
[30 empty] | 1721.2716 | 1721.2808 | 0 | 1721.2716 | 0.33333
[30 empty] | 1721.4168 | 1721.426 | 0 | 1721.4168 | 0.33171
[30 empty] | 1721.562 | 1721.5712 | 0 | 1721.562 | 0.33002
[30 empty] | 1721.7071 | 1721.7163 | 0 | 1721.7071 | 0.3283
[30 empty] | 1721.8524 | 1721.8616 | 0 | 1721.8524 | 0.32659
[30 empty] | 1721.9977 | 1722.0068 | 0 | 1721.9977 | 0.32492
[30 empty] | 1722.1429 | 1722.1521 | 0 | 1722.1429 | 0.32334
[30 empty] | 1722.2882 | 1722.2975 | 0 | 1722.2882 | 0.32183
[30 empty] | 1722.4336 | 1722.4427 | 0 | 1722.4336 | 0.3204
[30 empty] | 1722.579 | 1722.5881 | 0 | 1722.579 | 0.319
[30 empty] | 1722.7244 | 1722.7335 | 0 | 1722.7244 | 0.31759
[30 empty] | 1722.8698 | 1722.8789 | 0 | 1722.8698 | 0.31612
[30 empty] | 1723.0151 | 1723.0243 | 0 | 1723.0151 | 0.31454
[30 empty] | 1723.1606 | 1723.1698 | 0 | 1723.1606 | 0.31283
[30 empty] | 1723.306 | 1723.3153 | 0 | 1723.306 | 0.31098
[30 empty] | 1723.4515 | 1723.4607 | 0 | 1723.4515 | 0.30899
[30 empty] | 1723.5971 | 1723.6063 | 0 | 1723.5971 | 0.3069
[30 empty] | 1723.7427 | 1723.7518 | 0 | 1723.7427 | 0.30475
[30 empty] | 1723.8882 | 1723.8975 | 0 | 1723.8882 | 0.30259
[30 empty] | 1724.0338 | 1724.043 | 0 | 1724.0338 | 0.30045
[30 empty] | 1724.1794 | 1724.1886 | 0 | 1724.1794 | 0.29838
[30 empty] | 1724.3251 | 1724.3342 | 0 | 1724.3251 | 0.29641
[30 empty] | 1724.4707 | 1724.48 | 0 | 1724.4707 | 0.29453
[30 empty] | 1724.6165 | 1724.6256 | 0 | 1724.6165 | 0.29276
[30 empty] | 1724.7622 | 1724.7714 | 0 | 1724.7622 | 0.29107
[30 empty] | 1724.908 | 1724.9171 | 0 | 1724.908 | 0.28947
[30 empty] | 1725.0537 | 1725.0629 | 0 | 1725.0537 | 0.28793
[30 empty] | 1725.1995 | 1725.2087 | 0 | 1725.1995 | 0.28645
[30 empty] | 1725.3453 | 1725.3545 | 0 | 1725.3453 | 0.28503
[30 empty] | 1725.4912 | 1725.5004 | 0 | 1725.4912 | 0.28366
[30 empty] | 1725.6371 | 1725.6462 | 0 | 1725.6371 | 0.28232
[30 empty] | 1725.783 | 1725.7921 | 0 | 1725.783 | 0.28099
[30 empty] | 1725.9288 | 1725.938 | 0 | 1725.9288 | 0.27963
[30 empty] | 1726.0748 | 1726.084 | 0 | 1726.0748 | 0.2782
[30 empty] | 1726.2207 | 1726.23 | 0 | 1726.2207 | 0.27666
[30 empty] | 1726.3667 | 1726.376 | 0 | 1726.3667 | 0.27499
[30 empty] | 1726.5128 | 1726.522 | 0 | 1726.5128 | 0.27321
[30 empty] | 1726.6588 | 1726.668 | 0 | 1726.6588 | 0.27133
[30 empty] | 1726.8049 | 1726.8141 | 0 | 1726.8049 | 0.26941
[30 empty] | 1726.9509 | 1726.9602 | 0 | 1726.9509 | 0.26748
[30 empty] | 1727.0971 | 1727.1063 | 0 | 1727.0971 | 0.2656
[30 empty] | 1727.2433 | 1727.2524 | 0 | 1727.2433 | 0.2638
[30 empty] | 1727.3894 | 1727.3986 | 0 | 1727.3894 | 0.26208
[30 empty] | 1727.5356 | 1727.5448 | 0 | 1727.5356 | 0.26044
[30 empty] | 1727.6818 | 1727.691 | 0 | 1727.6818 | 0.25884
[30 empty] | 1727.828 | 1727.8373 | 0 | 1727.828 | 0.25726
[30 empty] | 1727.9744 | 1727.9835 | 0 | 1727.9744 | 0.25565
[30 empty] | 1728.1206 | 1728.1298 | 0 | 1728.1206 | 0.254
[30 empty] | 1728.267 | 1728.2761 | 0 | 1728.267 | 0.25229
[30 empty] | 1728.4132 | 1728.4225 | 0 | 1728.4132 | 0.25053
[30 empty] | 1728.5596 | 1728.5689 | 0 | 1728.5596 | 0.24875
[30 empty] | 1728.7061 | 1728.7152 | 0 | 1728.7061 | 0.24696
[30 empty] | 1728.8524 | 1728.8616 | 0 | 1728.8524 | 0.24521
[30 empty] | 1728.9989 | 1729.0081 | 0 | 1728.9989 | 0.24352
[30 empty] | 1729.1453 | 1729.1545 | 0 | 1729.1453 | 0.24188
[30 empty] | 1729.2918 | 1729.301 | 0 | 1729.2918 | 0.2403
[30 empty] | 1729.4383 | 1729.4475 | 0 | 1729.4383 | 0.23876
[30 empty] | 1729.5848 | 1729.5941 | 0 | 1729.5848 | 0.23722
[30 empty] | 1729.7314 | 1729.7406 | 0 | 1729.7314 | 0.23567
[30 empty] | 1729.8781 | 1729.8872 | 0 | 1729.8781 | 0.23408
[30 empty] | 1730.0247 | 1730.0338 | 0 | 1730.0247 | 0.23245
[30 empty] | 1730.1713 | 1730.1804 | 0 | 1730.1713 | 0.23076
[30 empty] | 1730.3179 | 1730.3272 | 0 | 1730.3179 | 0.22904
[30 empty] | 1730.4646 | 1730.4739 | 0 | 1730.4646 | 0.22728
[30 empty] | 1730.6113 | 1730.6205 | 0 | 1730.6113 | 0.22549
[30 empty] | 1730.7581 | 1730.7672 | 0 | 1730.7581 | 0.22367
[30 empty] | 1730.9048 | 1730.9141 | 0 | 1730.9048 | 0.22182
[30 empty] | 1731.0516 | 1731.0608 | 0 | 1731.0516 | 0.21994
[30 empty] | 1731.1984 | 1731.2076 | 0 | 1731.1984 | 0.21805
[30 empty] | 1731.3452 | 1731.3545 | 0 | 1731.3452 | 0.21615
[30 empty] | 1731.4921 | 1731.5013 | 0 | 1731.4921 | 0.21426
[30 empty] | 1731.639 | 1731.6482 | 0 | 1731.639 | 0.21241
[30 empty] | 1731.7859 | 1731.7952 | 0 | 1731.7859 | 0.21062
[30 empty] | 1731.9329 | 1731.942 | 0 | 1731.9329 | 0.20891
[30 empty] | 1732.0798 | 1732.089 | 0 | 1732.0798 | 0.20729
[30 empty] | 1732.2268 | 1732.236 | 0 | 1732.2268 | 0.20576
[30 empty] | 1732.3738 | 1732.3831 | 0 | 1732.3738 | 0.20431
[30 empty] | 1732.5209 | 1732.53 | 0 | 1732.5209 | 0.20293
[30 empty] | 1732.6679 | 1732.6771 | 0 | 1732.6679 | 0.20161
[30 empty] | 1732.8149 | 1732.8242 | 0 | 1732.8149 | 0.20035
[30 empty] | 1732.962 | 1732.9713 | 0 | 1732.962 | 0.19915
[30 empty] | 1733.1092 | 1733.1184 | 0 | 1733.1092 | 0.19801
[30 empty] | 1733.2564 | 1733.2656 | 0 | 1733.2564 | 0.19692
[30 empty] | 1733.4036 | 1733.4128 | 0 | 1733.4036 | 0.19587
[30 empty] | 1733.5508 | 1733.5601 | 0 | 1733.5508 | 0.19485
[30 empty] | 1733.698 | 1733.7073 | 0 | 1733.698 | 0.19381
[30 empty] | 1733.8453 | 1733.8545 | 0 | 1733.8453 | 0.19273
[30 empty] | 1733.9925 | 1734.0018 | 0 | 1733.9925 | 0.19157
[30 empty] | 1734.1399 | 1734.1492 | 0 | 1734.1399 | 0.1903
[30 empty] | 1734.2872 | 1734.2964 | 0 | 1734.2872 | 0.18892
[30 empty] | 1734.4346 | 1734.4439 | 0 | 1734.4346 | 0.18745
[30 empty] | 1734.5819 | 1734.5912 | 0 | 1734.5819 | 0.18592
[30 empty] | 1734.7294 | 1734.7387 | 0 | 1734.7294 | 0.18436
[30 empty] | 1734.8768 | 1734.886 | 0 | 1734.8768 | 0.18281
[30 empty] | 1735.0243 | 1735.0334 | 0 | 1735.0243 | 0.18131
[30 empty] | 1735.1717 | 1735.181 | 0 | 1735.1717 | 0.17987
[30 empty] | 1735.3192 | 1735.3285 | 0 | 1735.3192 | 0.17849
[30 empty] | 1735.4668 | 1735.4761 | 0 | 1735.4668 | 0.17719
[30 empty] | 1735.6144 | 1735.6237 | 0 | 1735.6144 | 0.17594
[30 empty] | 1735.762 | 1735.7712 | 0 | 1735.762 | 0.17474
[30 empty] | 1735.9096 | 1735.9188 | 0 | 1735.9096 | 0.1736
[30 empty] | 1736.0573 | 1736.0664 | 0 | 1736.0573 | 0.17252
[30 empty] | 1736.2048 | 1736.2141 | 0 | 1736.2048 | 0.1715
[30 empty] | 1736.3525 | 1736.3618 | 0 | 1736.3525 | 0.17053
[30 empty] | 1736.5002 | 1736.5095 | 0 | 1736.5002 | 0.16959
[30 empty] | 1736.648 | 1736.6572 | 0 | 1736.648 | 0.16866
[30 empty] | 1736.7958 | 1736.805 | 0 | 1736.7958 | 0.1677
[30 empty] | 1736.9436 | 1736.9528 | 0 | 1736.9436 | 0.16669
[30 empty] | 1737.0913 | 1737.1006 | 0 | 1737.0913 | 0.16563
[30 empty] | 1737.2393 | 1737.2484 | 0 | 1737.2393 | 0.1645
[30 empty] | 1737.3871 | 1737.3964 | 0 | 1737.3871 | 0.16335
[30 empty] | 1737.5349 | 1737.5442 | 0 | 1737.5349 | 0.16218
[30 empty] | 1737.6829 | 1737.6921 | 0 | 1737.6829 | 0.16104
[30 empty] | 1737.8308 | 1737.8401 | 0 | 1737.8308 | 0.15995
[30 empty] | 1737.9788 | 1737.988 | 0 | 1737.9788 | 0.15892
[30 empty] | 1738.1267 | 1738.136 | 0 | 1738.1267 | 0.15796
[30 empty] | 1738.2748 | 1738.2841 | 0 | 1738.2748 | 0.15704
[30 empty] | 1738.4228 | 1738.432 | 0 | 1738.4228 | 0.15616
[30 empty] | 1738.5709 | 1738.5801 | 0 | 1738.5709 | 0.15528
[30 empty] | 1738.719 | 1738.7281 | 0 | 1738.719 | 0.15441
[30 empty] | 1738.8671 | 1738.8763 | 0 | 1738.8671 | 0.15351
[30 empty] | 1739.0153 | 1739.0244 | 0 | 1739.0153 | 0.1526
[30 empty] | 1739.1633 | 1739.1726 | 0 | 1739.1633 | 0.15168
[30 empty] | 1739.3115 | 1739.3208 | 0 | 1739.3115 | 0.15075
[30 empty] | 1739.4598 | 1739.469 | 0 | 1739.4598 | 0.14981
[30 empty] | 1739.608 | 1739.6173 | 0 | 1739.608 | 0.14887
[30 empty] | 1739.7564 | 1739.7655 | 0 | 1739.7564 | 0.14792
[30 empty] | 1739.9045 | 1739.9138 | 0 | 1739.9045 | 0.14695
[30 empty] | 1740.0529 | 1740.0621 | 0 | 1740.0529 | 0.14597
[30 empty] | 1740.2013 | 1740.2105 | 0 | 1740.2013 | 0.14496
[30 empty] | 1740.3496 | 1740.3589 | 0 | 1740.3496 | 0.14395
[30 empty] | 1740.498 | 1740.5072 | 0 | 1740.498 | 0.14296
[30 empty] | 1740.6465 | 1740.6556 | 0 | 1740.6465 | 0.142
[30 empty] | 1740.7949 | 1740.8041 | 0 | 1740.7949 | 0.1411
[30 empty] | 1740.9434 | 1740.9526 | 0 | 1740.9434 | 0.14029
[30 empty] | 1741.0918 | 1741.1011 | 0 | 1741.0918 | 0.13957
[30 empty] | 1741.2404 | 1741.2496 | 0 | 1741.2404 | 0.13896
[30 empty] | 1741.3889 | 1741.3982 | 0 | 1741.3889 | 0.13843
[30 empty] | 1741.5375 | 1741.5467 | 0 | 1741.5375 | 0.13797
[30 empty] | 1741.686 | 1741.6953 | 0 | 1741.686 | 0.13755
[30 empty] | 1741.8347 | 1741.844 | 0 | 1741.8347 | 0.13714
[30 empty] | 1741.9833 | 1741.9925 | 0 | 1741.9833 | 0.13672
[30 empty] | 1742.132 | 1742.1412 | 0 | 1742.132 | 0.13625
[30 empty] | 1742.2806 | 1742.2899 | 0 | 1742.2806 | 0.13572
[30 empty] | 1742.4294 | 1742.4387 | 0 | 1742.4294 | 0.1351
[30 empty] | 1742.5781 | 1742.5874 | 0 | 1742.5781 | 0.13439
[30 empty] | 1742.7269 | 1742.7362 | 0 | 1742.7269 | 0.13359
[30 empty] | 1742.8757 | 1742.885 | 0 | 1742.8757 | 0.13274
[30 empty] | 1743.0245 | 1743.0338 | 0 | 1743.0245 | 0.13187
[30 empty] | 1743.1735 | 1743.1827 | 0 | 1743.1735 | 0.13103
[30 empty] | 1743.3223 | 1743.3315 | 0 | 1743.3223 | 0.13026
[30 empty] | 1743.4712 | 1743.4805 | 0 | 1743.4712 | 0.1296
[30 empty] | 1743.6201 | 1743.6294 | 0 | 1743.6201 | 0.12906
[30 empty] | 1743.769 | 1743.7783 | 0 | 1743.769 | 0.12865
[30 empty] | 1743.9181 | 1743.9274 | 0 | 1743.9181 | 0.12833
[30 empty] | 1744.067 | 1744.0763 | 0 | 1744.067 | 0.12808
[30 empty] | 1744.2161 | 1744.2253 | 0 | 1744.2161 | 0.12785
[30 empty] | 1744.3651 | 1744.3744 | 0 | 1744.3651 | 0.12759
[30 empty] | 1744.5142 | 1744.5234 | 0 | 1744.5142 | 0.12728
[30 empty] | 1744.6633 | 1744.6726 | 0 | 1744.6633 | 0.12691
[30 empty] | 1744.8124 | 1744.8217 | 0 | 1744.8124 | 0.12648
[30 empty] | 1744.9615 | 1744.9708 | 0 | 1744.9615 | 0.12598
[30 empty] | 1745.1107 | 1745.12 | 0 | 1745.1107 | 0.12545
[30 empty] | 1745.26 | 1745.2693 | 0 | 1745.26 | 0.12489
[30 empty] | 1745.4092 | 1745.4185 | 0 | 1745.4092 | 0.12431
[30 empty] | 1745.5585 | 1745.5677 | 0 | 1745.5585 | 0.12373
[30 empty] | 1745.7078 | 1745.717 | 0 | 1745.7078 | 0.12314
[30 empty] | 1745.8571 | 1745.8663 | 0 | 1745.8571 | 0.12254
[30 empty] | 1746.0064 | 1746.0156 | 0 | 1746.0064 | 0.12195
[30 empty] | 1746.1558 | 1746.165 | 0 | 1746.1558 | 0.12137
[30 empty] | 1746.3052 | 1746.3145 | 0 | 1746.3052 | 0.12081
[30 empty] | 1746.4546 | 1746.4639 | 0 | 1746.4546 | 0.12026
[30 empty] | 1746.604 | 1746.6133 | 0 | 1746.604 | 0.11974
[30 empty] | 1746.7534 | 1746.7627 | 0 | 1746.7534 | 0.11925
[30 empty] | 1746.9029 | 1746.9122 | 0 | 1746.9029 | 0.11879
[30 empty] | 1747.0525 | 1747.0618 | 0 | 1747.0525 | 0.11837
[30 empty] | 1747.202 | 1747.2113 | 0 | 1747.202 | 0.11798
[30 empty] | 1747.3516 | 1747.3608 | 0 | 1747.3516 | 0.11761
[30 empty] | 1747.5011 | 1747.5104 | 0 | 1747.5011 | 0.11727
[30 empty] | 1747.6508 | 1747.66 | 0 | 1747.6508 | 0.11694
[30 empty] | 1747.8004 | 1747.8097 | 0 | 1747.8004 | 0.11663
[30 empty] | 1747.9501 | 1747.9594 | 0 | 1747.9501 | 0.11632
[30 empty] | 1748.0997 | 1748.109 | 0 | 1748.0997 | 0.11601
[30 empty] | 1748.2495 | 1748.2588 | 0 | 1748.2495 | 0.11569
[30 empty] | 1748.3992 | 1748.4084 | 0 | 1748.3992 | 0.11536
[30 empty] | 1748.549 | 1748.5582 | 0 | 1748.549 | 0.11501
[30 empty] | 1748.6987 | 1748.708 | 0 | 1748.6987 | 0.11464
[30 empty] | 1748.8486 | 1748.8579 | 0 | 1748.8486 | 0.11426
[30 empty] | 1748.9984 | 1749.0077 | 0 | 1748.9984 | 0.11387
[30 empty] | 1749.1483 | 1749.1576 | 0 | 1749.1483 | 0.11349
[30 empty] | 1749.2982 | 1749.3075 | 0 | 1749.2982 | 0.11314
[30 empty] | 1749.4481 | 1749.4574 | 0 | 1749.4481 | 0.11282
[30 empty] | 1749.598 | 1749.6074 | 0 | 1749.598 | 0.11255
[30 empty] | 1749.748 | 1749.7573 | 0 | 1749.748 | 0.11231
[30 empty] | 1749.8981 | 1749.9073 | 0 | 1749.8981 | 0.11211
[30 empty] | 1750.0481 | 1750.0574 | 0 | 1750.0481 | 0.11194
[30 empty] | 1750.1981 | 1750.2074 | 0 | 1750.1981 | 0.1118
[30 empty] | 1750.3481 | 1750.3575 | 0 | 1750.3481 | 0.11169
[30 empty] | 1750.4983 | 1750.5076 | 0 | 1750.4983 | 0.1116
[30 empty] | 1750.6484 | 1750.6577 | 0 | 1750.6484 | 0.11155
[30 empty] | 1750.7986 | 1750.8079 | 0 | 1750.7986 | 0.11153
[30 empty] | 1750.9487 | 1750.958 | 0 | 1750.9487 | 0.11155
[30 empty] | 1751.099 | 1751.1083 | 0 | 1751.099 | 0.11161
[30 empty] | 1751.2492 | 1751.2585 | 0 | 1751.2492 | 0.1117
[30 empty] | 1751.3994 | 1751.4088 | 0 | 1751.3994 | 0.11181
[30 empty] | 1751.5498 | 1751.5591 | 0 | 1751.5498 | 0.11194
[30 empty] | 1751.7001 | 1751.7094 | 0 | 1751.7001 | 0.11206
[30 empty] | 1751.8503 | 1751.8597 | 0 | 1751.8503 | 0.11218
[30 empty] | 1752.0007 | 1752.01 | 0 | 1752.0007 | 0.11227
[30 empty] | 1752.1511 | 1752.1604 | 0 | 1752.1511 | 0.11234
[30 empty] | 1752.3015 | 1752.3109 | 0 | 1752.3015 | 0.11238
[30 empty] | 1752.452 | 1752.4613 | 0 | 1752.452 | 0.11241
[30 empty] | 1752.6024 | 1752.6118 | 0 | 1752.6024 | 0.11241
[30 empty] | 1752.7529 | 1752.7622 | 0 | 1752.7529 | 0.11239
[30 empty] | 1752.9034 | 1752.9127 | 0 | 1752.9034 | 0.11234
[30 empty] | 1753.054 | 1753.0633 | 0 | 1753.054 | 0.11225
[30 empty] | 1753.2046 | 1753.2139 | 0 | 1753.2046 | 0.11211
[30 empty] | 1753.3551 | 1753.3645 | 0 | 1753.3551 | 0.11191
[30 empty] | 1753.5057 | 1753.5151 | 0 | 1753.5057 | 0.11166
[30 empty] | 1753.6564 | 1753.6658 | 0 | 1753.6564 | 0.11138
[30 empty] | 1753.8071 | 1753.8164 | 0 | 1753.8071 | 0.11106
[30 empty] | 1753.9578 | 1753.9672 | 0 | 1753.9578 | 0.11074
[30 empty] | 1754.1085 | 1754.1178 | 0 | 1754.1085 | 0.11042
[30 empty] | 1754.2593 | 1754.2686 | 0 | 1754.2593 | 0.1101
[30 empty] | 1754.41 | 1754.4193 | 0 | 1754.41 | 0.1098
[30 empty] | 1754.5608 | 1754.5702 | 0 | 1754.5608 | 0.10953
[30 empty] | 1754.7117 | 1754.7209 | 0 | 1754.7117 | 0.10929
[30 empty] | 1754.8626 | 1754.8718 | 0 | 1754.8626 | 0.1091
[30 empty] | 1755.0134 | 1755.0227 | 0 | 1755.0134 | 0.10897
[30 empty] | 1755.1643 | 1755.1736 | 0 | 1755.1643 | 0.10892
[30 empty] | 1755.3152 | 1755.3246 | 0 | 1755.3152 | 0.10895
[30 empty] | 1755.4662 | 1755.4755 | 0 | 1755.4662 | 0.10905
[30 empty] | 1755.6172 | 1755.6265 | 0 | 1755.6172 | 0.10919
[30 empty] | 1755.7682 | 1755.7775 | 0 | 1755.7682 | 0.10933
[30 empty] | 1755.9192 | 1755.9286 | 0 | 1755.9192 | 0.10943
[30 empty] | 1756.0703 | 1756.0796 | 0 | 1756.0703 | 0.10946
[30 empty] | 1756.2213 | 1756.2307 | 0 | 1756.2213 | 0.10936
[30 empty] | 1756.3724 | 1756.3818 | 0 | 1756.3724 | 0.10913
[30 empty] | 1756.5236 | 1756.533 | 0 | 1756.5236 | 0.10878
[30 empty] | 1756.6748 | 1756.6841 | 0 | 1756.6748 | 0.10831
[30 empty] | 1756.8259 | 1756.8353 | 0 | 1756.8259 | 0.10777
[30 empty] | 1756.9772 | 1756.9865 | 0 | 1756.9772 | 0.1072
[30 empty] | 1757.1284 | 1757.1377 | 0 | 1757.1284 | 0.10665
[30 empty] | 1757.2797 | 1757.2891 | 0 | 1757.2797 | 0.10617
[30 empty] | 1757.431 | 1757.4403 | 0 | 1757.431 | 0.10577
[30 empty] | 1757.5823 | 1757.5917 | 0 | 1757.5823 | 0.10549
[30 empty] | 1757.7336 | 1757.7429 | 0 | 1757.7336 | 0.1053
[30 empty] | 1757.885 | 1757.8943 | 0 | 1757.885 | 0.10519
[30 empty] | 1758.0364 | 1758.0458 | 0 | 1758.0364 | 0.10513
[30 empty] | 1758.1879 | 1758.1971 | 0 | 1758.1879 | 0.1051
[30 empty] | 1758.3392 | 1758.3486 | 0 | 1758.3392 | 0.10504
[30 empty] | 1758.4907 | 1758.5001 | 0 | 1758.4907 | 0.10492
[30 empty] | 1758.6422 | 1758.6516 | 0 | 1758.6422 | 0.10474
[30 empty] | 1758.7938 | 1758.8031 | 0 | 1758.7938 | 0.10447
[30 empty] | 1758.9453 | 1758.9547 | 0 | 1758.9453 | 0.10412
[30 empty] | 1759.0969 | 1759.1063 | 0 | 1759.0969 | 0.10371
[30 empty] | 1759.2485 | 1759.2579 | 0 | 1759.2485 | 0.10328
[30 empty] | 1759.4001 | 1759.4096 | 0 | 1759.4001 | 0.10286
[30 empty] | 1759.5519 | 1759.5612 | 0 | 1759.5519 | 0.10248
[30 empty] | 1759.7035 | 1759.7129 | 0 | 1759.7035 | 0.10215
[30 empty] | 1759.8552 | 1759.8646 | 0 | 1759.8552 | 0.1019
[30 empty] | 1760.007 | 1760.0164 | 0 | 1760.007 | 0.1017
[30 empty] | 1760.1587 | 1760.1681 | 0 | 1760.1587 | 0.10154
[30 empty] | 1760.3105 | 1760.3198 | 0 | 1760.3105 | 0.1014
[30 empty] | 1760.4623 | 1760.4717 | 0 | 1760.4623 | 0.10126
[30 empty] | 1760.6141 | 1760.6235 | 0 | 1760.6141 | 0.10113
[30 empty] | 1760.766 | 1760.7754 | 0 | 1760.766 | 0.101
[30 empty] | 1760.918 | 1760.9272 | 0 | 1760.918 | 0.10089
[30 empty] | 1761.0698 | 1761.0792 | 0 | 1761.0698 | 0.10082
[30 empty] | 1761.2218 | 1761.2312 | 0 | 1761.2218 | 0.10079
[30 empty] | 1761.3738 | 1761.3832 | 0 | 1761.3738 | 0.1008
[30 empty] | 1761.5258 | 1761.5352 | 0 | 1761.5258 | 0.10083
[30 empty] | 1761.6779 | 1761.6871 | 0 | 1761.6779 | 0.10086
[30 empty] | 1761.8298 | 1761.8392 | 0 | 1761.8298 | 0.10085
[30 empty] | 1761.9819 | 1761.9913 | 0 | 1761.9819 | 0.10077
[30 empty] | 1762.134 | 1762.1434 | 0 | 1762.134 | 0.10059
[30 empty] | 1762.2861 | 1762.2955 | 0 | 1762.2861 | 0.10028
[30 empty] | 1762.4383 | 1762.4476 | 0 | 1762.4383 | 0.09983
[30 empty] | 1762.5906 | 1762.5999 | 0 | 1762.5906 | 0.09923
[30 empty] | 1762.7427 | 1762.7521 | 0 | 1762.7427 | 0.0985
[30 empty] | 1762.895 | 1762.9043 | 0 | 1762.895 | 0.09766
[30 empty] | 1763.0472 | 1763.0566 | 0 | 1763.0472 | 0.09675
[30 empty] | 1763.1995 | 1763.2089 | 0 | 1763.1995 | 0.0958
[30 empty] | 1763.3518 | 1763.3612 | 0 | 1763.3518 | 0.09487
[30 empty] | 1763.5041 | 1763.5135 | 0 | 1763.5041 | 0.09402
[30 empty] | 1763.6565 | 1763.6659 | 0 | 1763.6565 | 0.09327
[30 empty] | 1763.809 | 1763.8182 | 0 | 1763.809 | 0.09266
[30 empty] | 1763.9613 | 1763.9707 | 0 | 1763.9613 | 0.0922
[30 empty] | 1764.1138 | 1764.1232 | 0 | 1764.1138 | 0.09188
[30 empty] | 1764.2662 | 1764.2756 | 0 | 1764.2662 | 0.09166
[30 empty] | 1764.4188 | 1764.4281 | 0 | 1764.4188 | 0.09153
[30 empty] | 1764.5713 | 1764.5807 | 0 | 1764.5713 | 0.09146
[30 empty] | 1764.7239 | 1764.7333 | 0 | 1764.7239 | 0.0914
[30 empty] | 1764.8765 | 1764.8857 | 0 | 1764.8765 | 0.09136
[30 empty] | 1765.0291 | 1765.0385 | 0 | 1765.0291 | 0.09131
[30 empty] | 1765.1816 | 1765.191 | 0 | 1765.1816 | 0.09125
[30 empty] | 1765.3344 | 1765.3438 | 0 | 1765.3344 | 0.0912
[30 empty] | 1765.4871 | 1765.4963 | 0 | 1765.4871 | 0.09114
[30 empty] | 1765.6398 | 1765.649 | 0 | 1765.6398 | 0.09107
[30 empty] | 1765.7925 | 1765.8019 | 0 | 1765.7925 | 0.09099
[30 empty] | 1765.9452 | 1765.9546 | 0 | 1765.9452 | 0.09088
[30 empty] | 1766.098 | 1766.1074 | 0 | 1766.098 | 0.09072
[30 empty] | 1766.2508 | 1766.2603 | 0 | 1766.2508 | 0.09049
[30 empty] | 1766.4037 | 1766.4131 | 0 | 1766.4037 | 0.09018
[30 empty] | 1766.5565 | 1766.5659 | 0 | 1766.5565 | 0.08979
[30 empty] | 1766.7095 | 1766.7189 | 0 | 1766.7095 | 0.08932
[30 empty] | 1766.8623 | 1766.8717 | 0 | 1766.8623 | 0.08881
[30 empty] | 1767.0153 | 1767.0247 | 0 | 1767.0153 | 0.08829
[30 empty] | 1767.1683 | 1767.1776 | 0 | 1767.1683 | 0.08782
[30 empty] | 1767.3213 | 1767.3307 | 0 | 1767.3213 | 0.08742
[30 empty] | 1767.4744 | 1767.4836 | 0 | 1767.4744 | 0.08711
[30 empty] | 1767.6273 | 1767.6367 | 0 | 1767.6273 | 0.08692
[30 empty] | 1767.7804 | 1767.7898 | 0 | 1767.7804 | 0.08681
[30 empty] | 1767.9336 | 1767.943 | 0 | 1767.9336 | 0.08676
[30 empty] | 1768.0867 | 1768.0961 | 0 | 1768.0867 | 0.08674
[30 empty] | 1768.2399 | 1768.2493 | 0 | 1768.2399 | 0.08672
[30 empty] | 1768.3931 | 1768.4025 | 0 | 1768.3931 | 0.08666
[30 empty] | 1768.5463 | 1768.5557 | 0 | 1768.5463 | 0.08655
[30 empty] | 1768.6995 | 1768.7089 | 0 | 1768.6995 | 0.08637
[30 empty] | 1768.8528 | 1768.8622 | 0 | 1768.8528 | 0.08613
[30 empty] | 1769.0061 | 1769.0154 | 0 | 1769.0061 | 0.08582
[30 empty] | 1769.1594 | 1769.1687 | 0 | 1769.1594 | 0.08544
[30 empty] | 1769.3127 | 1769.3221 | 0 | 1769.3127 | 0.085
[30 empty] | 1769.4661 | 1769.4755 | 0 | 1769.4661 | 0.0845
[30 empty] | 1769.6195 | 1769.6289 | 0 | 1769.6195 | 0.08396
[30 empty] | 1769.773 | 1769.7823 | 0 | 1769.773 | 0.08339
[30 empty] | 1769.9264 | 1769.9358 | 0 | 1769.9264 | 0.0828
[30 empty] | 1770.0798 | 1770.0892 | 0 | 1770.0798 | 0.08219
[30 empty] | 1770.2334 | 1770.2428 | 0 | 1770.2334 | 0.0816
[30 empty] | 1770.3868 | 1770.3962 | 0 | 1770.3868 | 0.08104
[30 empty] | 1770.5404 | 1770.5498 | 0 | 1770.5404 | 0.08051
[30 empty] | 1770.6941 | 1770.7035 | 0 | 1770.6941 | 0.08003
[30 empty] | 1770.8477 | 1770.8571 | 0 | 1770.8477 | 0.07961
[30 empty] | 1771.0013 | 1771.0107 | 0 | 1771.0013 | 0.07925
[30 empty] | 1771.1549 | 1771.1643 | 0 | 1771.1549 | 0.07898
[30 empty] | 1771.3086 | 1771.318 | 0 | 1771.3086 | 0.07879
[30 empty] | 1771.4624 | 1771.4718 | 0 | 1771.4624 | 0.0787
[30 empty] | 1771.6161 | 1771.6255 | 0 | 1771.6161 | 0.07869
[30 empty] | 1771.7699 | 1771.7793 | 0 | 1771.7699 | 0.07875
[30 empty] | 1771.9237 | 1771.9331 | 0 | 1771.9237 | 0.07883
[30 empty] | 1772.0775 | 1772.0869 | 0 | 1772.0775 | 0.07891
[30 empty] | 1772.2313 | 1772.2407 | 0 | 1772.2313 | 0.07892
[30 empty] | 1772.3853 | 1772.3946 | 0 | 1772.3853 | 0.07884
[30 empty] | 1772.5392 | 1772.5486 | 0 | 1772.5392 | 0.07864
[30 empty] | 1772.6931 | 1772.7025 | 0 | 1772.6931 | 0.07832
[30 empty] | 1772.8471 | 1772.8564 | 0 | 1772.8471 | 0.07789
[30 empty] | 1773.0011 | 1773.0104 | 0 | 1773.0011 | 0.0774
[30 empty] | 1773.155 | 1773.1644 | 0 | 1773.155 | 0.07687
[30 empty] | 1773.3091 | 1773.3185 | 0 | 1773.3091 | 0.07634
[30 empty] | 1773.4631 | 1773.4725 | 0 | 1773.4631 | 0.07583
[30 empty] | 1773.6173 | 1773.6267 | 0 | 1773.6173 | 0.07536
[30 empty] | 1773.7714 | 1773.7808 | 0 | 1773.7714 | 0.07493
[30 empty] | 1773.9255 | 1773.9349 | 0 | 1773.9255 | 0.07452
[30 empty] | 1774.0797 | 1774.0891 | 0 | 1774.0797 | 0.07411
[30 empty] | 1774.2339 | 1774.2433 | 0 | 1774.2339 | 0.07368
[30 empty] | 1774.3882 | 1774.3976 | 0 | 1774.3882 | 0.07322
[30 empty] | 1774.5424 | 1774.5518 | 0 | 1774.5424 | 0.07272
[30 empty] | 1774.6967 | 1774.7061 | 0 | 1774.6967 | 0.0722
[30 empty] | 1774.851 | 1774.8603 | 0 | 1774.851 | 0.07166
[30 empty] | 1775.0052 | 1775.0147 | 0 | 1775.0052 | 0.07112
[30 empty] | 1775.1597 | 1775.1691 | 0 | 1775.1597 | 0.07059
[30 empty] | 1775.3141 | 1775.3235 | 0 | 1775.3141 | 0.07005
[30 empty] | 1775.4685 | 1775.4779 | 0 | 1775.4685 | 0.0695
[30 empty] | 1775.6229 | 1775.6323 | 0 | 1775.6229 | 0.06894
[30 empty] | 1775.7773 | 1775.7867 | 0 | 1775.7773 | 0.06837
[30 empty] | 1775.9319 | 1775.9413 | 0 | 1775.9319 | 0.06778
[30 empty] | 1776.0864 | 1776.0958 | 0 | 1776.0864 | 0.0672
[30 empty] | 1776.241 | 1776.2504 | 0 | 1776.241 | 0.06666
[30 empty] | 1776.3955 | 1776.4049 | 0 | 1776.3955 | 0.06617
[30 empty] | 1776.5502 | 1776.5596 | 0 | 1776.5502 | 0.06577
[30 empty] | 1776.7047 | 1776.7142 | 0 | 1776.7047 | 0.06548
[30 empty] | 1776.8594 | 1776.8688 | 0 | 1776.8594 | 0.0653
[30 empty] | 1777.0142 | 1777.0236 | 0 | 1777.0142 | 0.06524
[30 empty] | 1777.1688 | 1777.1782 | 0 | 1777.1688 | 0.06526
[30 empty] | 1777.3236 | 1777.333 | 0 | 1777.3236 | 0.06533
[30 empty] | 1777.4783 | 1777.4878 | 0 | 1777.4783 | 0.0654
[30 empty] | 1777.6331 | 1777.6426 | 0 | 1777.6331 | 0.06544
[30 empty] | 1777.788 | 1777.7974 | 0 | 1777.788 | 0.06539
[30 empty] | 1777.9427 | 1777.9522 | 0 | 1777.9427 | 0.06524
[30 empty] | 1778.0977 | 1778.1071 | 0 | 1778.0977 | 0.06498
[30 empty] | 1778.2526 | 1778.262 | 0 | 1778.2526 | 0.06463
[30 empty] | 1778.4075 | 1778.4169 | 0 | 1778.4075 | 0.0642
[30 empty] | 1778.5624 | 1778.5719 | 0 | 1778.5624 | 0.06375
[30 empty] | 1778.7174 | 1778.7268 | 0 | 1778.7174 | 0.06331
[30 empty] | 1778.8724 | 1778.8818 | 0 | 1778.8724 | 0.06293
[30 empty] | 1779.0275 | 1779.0369 | 0 | 1779.0275 | 0.06261
[30 empty] | 1779.1825 | 1779.1919 | 0 | 1779.1825 | 0.06237
[30 empty] | 1779.3376 | 1779.3471 | 0 | 1779.3376 | 0.0622
[30 empty] | 1779.4927 | 1779.5022 | 0 | 1779.4927 | 0.06207
[30 empty] | 1779.6478 | 1779.6573 | 0 | 1779.6478 | 0.06194
[30 empty] | 1779.803 | 1779.8125 | 0 | 1779.803 | 0.06179
[30 empty] | 1779.9582 | 1779.9677 | 0 | 1779.9582 | 0.06158
[30 empty] | 1780.1134 | 1780.1229 | 0 | 1780.1134 | 0.06129
[30 empty] | 1780.2687 | 1780.2782 | 0 | 1780.2687 | 0.06092
[30 empty] | 1780.424 | 1780.4335 | 0 | 1780.424 | 0.06047
[30 empty] | 1780.5793 | 1780.5887 | 0 | 1780.5793 | 0.05996
[30 empty] | 1780.7346 | 1780.744 | 0 | 1780.7346 | 0.05942
[30 empty] | 1780.89 | 1780.8994 | 0 | 1780.89 | 0.05886
[30 empty] | 1781.0454 | 1781.0548 | 0 | 1781.0454 | 0.05832
[30 empty] | 1781.2008 | 1781.2102 | 0 | 1781.2008 | 0.05782
[30 empty] | 1781.3562 | 1781.3657 | 0 | 1781.3562 | 0.05737
[30 empty] | 1781.5117 | 1781.5211 | 0 | 1781.5117 | 0.057
[30 empty] | 1781.6672 | 1781.6766 | 0 | 1781.6672 | 0.05671
[30 empty] | 1781.8228 | 1781.8321 | 0 | 1781.8228 | 0.05648
[30 empty] | 1781.9783 | 1781.9877 | 0 | 1781.9783 | 0.05631
[30 empty] | 1782.1338 | 1782.1433 | 0 | 1782.1338 | 0.05618
[30 empty] | 1782.2894 | 1782.2988 | 0 | 1782.2894 | 0.05604
[30 empty] | 1782.4451 | 1782.4545 | 0 | 1782.4451 | 0.05588
[30 empty] | 1782.6007 | 1782.6102 | 0 | 1782.6007 | 0.05568
[30 empty] | 1782.7565 | 1782.7659 | 0 | 1782.7565 | 0.05543
[30 empty] | 1782.9121 | 1782.9216 | 0 | 1782.9121 | 0.05512
[30 empty] | 1783.0679 | 1783.0773 | 0 | 1783.0679 | 0.05479
[30 empty] | 1783.2236 | 1783.233 | 0 | 1783.2236 | 0.05445
[30 empty] | 1783.3794 | 1783.3889 | 0 | 1783.3794 | 0.05412
[30 empty] | 1783.5353 | 1783.5447 | 0 | 1783.5353 | 0.05382
[30 empty] | 1783.6912 | 1783.7006 | 0 | 1783.6912 | 0.05357
[30 empty] | 1783.8471 | 1783.8564 | 0 | 1783.8471 | 0.05336
[30 empty] | 1784.0029 | 1784.0123 | 0 | 1784.0029 | 0.05319
[30 empty] | 1784.1588 | 1784.1682 | 0 | 1784.1588 | 0.05306
[30 empty] | 1784.3148 | 1784.3242 | 0 | 1784.3148 | 0.05293
[30 empty] | 1784.4707 | 1784.4802 | 0 | 1784.4707 | 0.0528
[30 empty] | 1784.6268 | 1784.6362 | 0 | 1784.6268 | 0.05263
[30 empty] | 1784.7828 | 1784.7922 | 0 | 1784.7828 | 0.05242
[30 empty] | 1784.9388 | 1784.9484 | 0 | 1784.9388 | 0.05215
[30 empty] | 1785.095 | 1785.1044 | 0 | 1785.095 | 0.05183
[30 empty] | 1785.2511 | 1785.2605 | 0 | 1785.2511 | 0.05145
[30 empty] | 1785.4072 | 1785.4168 | 0 | 1785.4072 | 0.05105
[30 empty] | 1785.5635 | 1785.5729 | 0 | 1785.5635 | 0.05063
[30 empty] | 1785.7196 | 1785.7291 | 0 | 1785.7196 | 0.05023
[30 empty] | 1785.8758 | 1785.8854 | 0 | 1785.8758 | 0.04986
[30 empty] | 1786.0321 | 1786.0416 | 0 | 1786.0321 | 0.04954
[30 empty] | 1786.1883 | 1786.1979 | 0 | 1786.1883 | 0.04925
[30 empty] | 1786.3447 | 1786.3541 | 0 | 1786.3447 | 0.049
[30 empty] | 1786.5011 | 1786.5105 | 0 | 1786.5011 | 0.04878
[30 empty] | 1786.6575 | 1786.6669 | 0 | 1786.6575 | 0.04857
[30 empty] | 1786.8138 | 1786.8232 | 0 | 1786.8138 | 0.04839
[30 empty] | 1786.9702 | 1786.9797 | 0 | 1786.9702 | 0.04824
[30 empty] | 1787.1267 | 1787.1361 | 0 | 1787.1267 | 0.04813
[30 empty] | 1787.2832 | 1787.2926 | 0 | 1787.2832 | 0.04809
[30 empty] | 1787.4397 | 1787.4491 | 0 | 1787.4397 | 0.04811
[30 empty] | 1787.5962 | 1787.6057 | 0 | 1787.5962 | 0.04819
[30 empty] | 1787.7528 | 1787.7622 | 0 | 1787.7528 | 0.0483
[30 empty] | 1787.9093 | 1787.9188 | 0 | 1787.9093 | 0.04843
[30 empty] | 1788.0659 | 1788.0754 | 0 | 1788.0659 | 0.04853
[30 empty] | 1788.2227 | 1788.2321 | 0 | 1788.2227 | 0.04858
[30 empty] | 1788.3793 | 1788.3888 | 0 | 1788.3793 | 0.04855
[30 empty] | 1788.536 | 1788.5454 | 0 | 1788.536 | 0.04844
[30 empty] | 1788.6927 | 1788.7022 | 0 | 1788.6927 | 0.04824
[30 empty] | 1788.8495 | 1788.8589 | 0 | 1788.8495 | 0.04798
[30 empty] | 1789.0062 | 1789.0158 | 0 | 1789.0062 | 0.04767
[30 empty] | 1789.1631 | 1789.1725 | 0 | 1789.1631 | 0.04735
[30 empty] | 1789.3198 | 1789.3293 | 0 | 1789.3198 | 0.04704
[30 empty] | 1789.4767 | 1789.4862 | 0 | 1789.4767 | 0.04677
[30 empty] | 1789.6337 | 1789.6431 | 0 | 1789.6337 | 0.04653
[30 empty] | 1789.7905 | 1789.8001 | 0 | 1789.7905 | 0.04633
[30 empty] | 1789.9475 | 1789.9569 | 0 | 1789.9475 | 0.04615
[30 empty] | 1790.1045 | 1790.1139 | 0 | 1790.1045 | 0.04599
[30 empty] | 1790.2615 | 1790.2709 | 0 | 1790.2615 | 0.04585
[30 empty] | 1790.4185 | 1790.428 | 0 | 1790.4185 | 0.04571
[30 empty] | 1790.5756 | 1790.585 | 0 | 1790.5756 | 0.04558
[30 empty] | 1790.7327 | 1790.7421 | 0 | 1790.7327 | 0.04547
[30 empty] | 1790.8898 | 1790.8992 | 0 | 1790.8898 | 0.04537
[30 empty] | 1791.0469 | 1791.0564 | 0 | 1791.0469 | 0.04528
[30 empty] | 1791.204 | 1791.2135 | 0 | 1791.204 | 0.0452
[30 empty] | 1791.3612 | 1791.3707 | 0 | 1791.3612 | 0.04512
[30 empty] | 1791.5184 | 1791.5279 | 0 | 1791.5184 | 0.04502
[30 empty] | 1791.6757 | 1791.6852 | 0 | 1791.6757 | 0.04492
[30 empty] | 1791.833 | 1791.8424 | 0 | 1791.833 | 0.04482
[30 empty] | 1791.9902 | 1791.9998 | 0 | 1791.9902 | 0.04472
[30 empty] | 1792.1476 | 1792.1571 | 0 | 1792.1476 | 0.04462
[30 empty] | 1792.3049 | 1792.3145 | 0 | 1792.3049 | 0.04452
[30 empty] | 1792.4624 | 1792.4718 | 0 | 1792.4624 | 0.04442
[30 empty] | 1792.6198 | 1792.6293 | 0 | 1792.6198 | 0.04429
[30 empty] | 1792.7772 | 1792.7866 | 0 | 1792.7772 | 0.04414
[30 empty] | 1792.9347 | 1792.9441 | 0 | 1792.9347 | 0.04395
[30 empty] | 1793.0922 | 1793.1017 | 0 | 1793.0922 | 0.04372
[30 empty] | 1793.2496 | 1793.2592 | 0 | 1793.2496 | 0.04346
[30 empty] | 1793.4072 | 1793.4168 | 0 | 1793.4072 | 0.04317
[30 empty] | 1793.5648 | 1793.5743 | 0 | 1793.5648 | 0.04287
[30 empty] | 1793.7224 | 1793.7319 | 0 | 1793.7224 | 0.04256
[30 empty] | 1793.88 | 1793.8895 | 0 | 1793.88 | 0.04224
[30 empty] | 1794.0377 | 1794.0472 | 0 | 1794.0377 | 0.04192
[30 empty] | 1794.1954 | 1794.205 | 0 | 1794.1954 | 0.0416
[30 empty] | 1794.3531 | 1794.3627 | 0 | 1794.3531 | 0.04128
[30 empty] | 1794.5109 | 1794.5204 | 0 | 1794.5109 | 0.04098
[30 empty] | 1794.6687 | 1794.6781 | 0 | 1794.6687 | 0.04068
[30 empty] | 1794.8264 | 1794.8359 | 0 | 1794.8264 | 0.04041
[30 empty] | 1794.9842 | 1794.9938 | 0 | 1794.9842 | 0.04017
[30 empty] | 1795.1421 | 1795.1516 | 0 | 1795.1421 | 0.03996
[30 empty] | 1795.3001 | 1795.3096 | 0 | 1795.3001 | 0.03976
[30 empty] | 1795.4579 | 1795.4674 | 0 | 1795.4579 | 0.03959
[30 empty] | 1795.6158 | 1795.6254 | 0 | 1795.6158 | 0.03942
[30 empty] | 1795.7738 | 1795.7833 | 0 | 1795.7738 | 0.03928
[30 empty] | 1795.9319 | 1795.9413 | 0 | 1795.9319 | 0.03915
[30 empty] | 1796.0898 | 1796.0994 | 0 | 1796.0898 | 0.03904
[30 empty] | 1796.2479 | 1796.2575 | 0 | 1796.2479 | 0.03897
[30 empty] | 1796.406 | 1796.4155 | 0 | 1796.406 | 0.03893
[30 empty] | 1796.5641 | 1796.5736 | 0 | 1796.5641 | 0.03892
[30 empty] | 1796.7222 | 1796.7317 | 0 | 1796.7222 | 0.03892
[30 empty] | 1796.8804 | 1796.8899 | 0 | 1796.8804 | 0.03892
[30 empty] | 1797.0386 | 1797.0481 | 0 | 1797.0386 | 0.03889
[30 empty] | 1797.1968 | 1797.2063 | 0 | 1797.1968 | 0.03883
[30 empty] | 1797.355 | 1797.3645 | 0 | 1797.355 | 0.03872
[30 empty] | 1797.5133 | 1797.5228 | 0 | 1797.5133 | 0.03858
[30 empty] | 1797.6716 | 1797.6811 | 0 | 1797.6716 | 0.03841
[30 empty] | 1797.83 | 1797.8395 | 0 | 1797.83 | 0.03823
[30 empty] | 1797.9883 | 1797.9978 | 0 | 1797.9883 | 0.03807
[30 empty] | 1798.1467 | 1798.1562 | 0 | 1798.1467 | 0.03795
[30 empty] | 1798.305 | 1798.3146 | 0 | 1798.305 | 0.03788
[30 empty] | 1798.4635 | 1798.473 | 0 | 1798.4635 | 0.03787
[30 empty] | 1798.6221 | 1798.6315 | 0 | 1798.6221 | 0.03792
[30 empty] | 1798.7805 | 1798.79 | 0 | 1798.7805 | 0.03802
[30 empty] | 1798.9391 | 1798.9485 | 0 | 1798.9391 | 0.03814
[30 empty] | 1799.0975 | 1799.1071 | 0 | 1799.0975 | 0.03826
[30 empty] | 1799.2562 | 1799.2656 | 0 | 1799.2562 | 0.03835
[30 empty] | 1799.4148 | 1799.4243 | 0 | 1799.4148 | 0.03836
[30 empty] | 1799.5734 | 1799.5829 | 0 | 1799.5734 | 0.03829
[30 empty] | 1799.7321 | 1799.7416 | 0 | 1799.7321 | 0.03812
[30 empty] | 1799.8908 | 1799.9003 | 0 | 1799.8908 | 0.03787
[30 empty] | 1800.0494 | 1800.059 | 0 | 1800.0494 | 0.03756
[30 empty] | 1800.2082 | 1800.2178 | 0 | 1800.2082 | 0.03722
[30 empty] | 1800.3671 | 1800.3766 | 0 | 1800.3671 | 0.03689
[30 empty] | 1800.5259 | 1800.5354 | 0 | 1800.5259 | 0.0366
[30 empty] | 1800.6847 | 1800.6942 | 0 | 1800.6847 | 0.03635
[30 empty] | 1800.8435 | 1800.853 | 0 | 1800.8435 | 0.03615
[30 empty] | 1801.0024 | 1801.012 | 0 | 1801.0024 | 0.03598
[30 empty] | 1801.1614 | 1801.1709 | 0 | 1801.1614 | 0.03582
[30 empty] | 1801.3203 | 1801.3298 | 0 | 1801.3203 | 0.03563
[30 empty] | 1801.4793 | 1801.4888 | 0 | 1801.4793 | 0.03541
[30 empty] | 1801.6382 | 1801.6477 | 0 | 1801.6382 | 0.03513
[30 empty] | 1801.7972 | 1801.8068 | 0 | 1801.7972 | 0.0348
[30 empty] | 1801.9563 | 1801.9658 | 0 | 1801.9563 | 0.03444
[30 empty] | 1802.1154 | 1802.1249 | 0 | 1802.1154 | 0.03406
[30 empty] | 1802.2745 | 1802.2841 | 0 | 1802.2745 | 0.03372
[30 empty] | 1802.4337 | 1802.4432 | 0 | 1802.4337 | 0.03345
[30 empty] | 1802.5928 | 1802.6024 | 0 | 1802.5928 | 0.0333
[30 empty] | 1802.7521 | 1802.7616 | 0 | 1802.7521 | 0.03329
[30 empty] | 1802.9113 | 1802.9208 | 0 | 1802.9113 | 0.03342
[30 empty] | 1803.0706 | 1803.0801 | 0 | 1803.0706 | 0.03367
[30 empty] | 1803.2297 | 1803.2394 | 0 | 1803.2297 | 0.03398
[30 empty] | 1803.3892 | 1803.3987 | 0 | 1803.3892 | 0.03432
[30 empty] | 1803.5485 | 1803.558 | 0 | 1803.5485 | 0.0346
[30 empty] | 1803.7078 | 1803.7173 | 0 | 1803.7078 | 0.0348
[30 empty] | 1803.8672 | 1803.8767 | 0 | 1803.8672 | 0.03487
[30 empty] | 1804.0266 | 1804.0361 | 0 | 1804.0266 | 0.03482
[30 empty] | 1804.186 | 1804.1956 | 0 | 1804.186 | 0.03466
[30 empty] | 1804.3456 | 1804.3551 | 0 | 1804.3456 | 0.03443
[30 empty] | 1804.505 | 1804.5147 | 0 | 1804.505 | 0.03417
[30 empty] | 1804.6645 | 1804.6742 | 0 | 1804.6645 | 0.03391
[30 empty] | 1804.8242 | 1804.8337 | 0 | 1804.8242 | 0.03369
[30 empty] | 1804.9838 | 1804.9933 | 0 | 1804.9838 | 0.03351
[30 empty] | 1805.1434 | 1805.1529 | 0 | 1805.1434 | 0.03339
[30 empty] | 1805.303 | 1805.3126 | 0 | 1805.303 | 0.03332
[30 empty] | 1805.4626 | 1805.4723 | 0 | 1805.4626 | 0.03329
[30 empty] | 1805.6224 | 1805.632 | 0 | 1805.6224 | 0.0333
[30 empty] | 1805.7821 | 1805.7916 | 0 | 1805.7821 | 0.03332
[30 empty] | 1805.9419 | 1805.9514 | 0 | 1805.9419 | 0.03333
[30 empty] | 1806.1017 | 1806.1112 | 0 | 1806.1017 | 0.0333
[30 empty] | 1806.2615 | 1806.271 | 0 | 1806.2615 | 0.03323
[30 empty] | 1806.4214 | 1806.4309 | 0 | 1806.4214 | 0.0331
[30 empty] | 1806.5812 | 1806.5908 | 0 | 1806.5812 | 0.03289
[30 empty] | 1806.7411 | 1806.7507 | 0 | 1806.7411 | 0.03261
[30 empty] | 1806.901 | 1806.9106 | 0 | 1806.901 | 0.03227
[30 empty] | 1807.061 | 1807.0706 | 0 | 1807.061 | 0.03188
[30 empty] | 1807.2211 | 1807.2306 | 0 | 1807.2211 | 0.03145
[30 empty] | 1807.381 | 1807.3906 | 0 | 1807.381 | 0.03101
[30 empty] | 1807.541 | 1807.5507 | 0 | 1807.541 | 0.03058
[30 empty] | 1807.7012 | 1807.7107 | 0 | 1807.7012 | 0.03017
[30 empty] | 1807.8612 | 1807.8709 | 0 | 1807.8612 | 0.02981
[30 empty] | 1808.0214 | 1808.0309 | 0 | 1808.0214 | 0.02954
[30 empty] | 1808.1815 | 1808.191 | 0 | 1808.1815 | 0.02935
[30 empty] | 1808.3417 | 1808.3513 | 0 | 1808.3417 | 0.02926
[30 empty] | 1808.502 | 1808.5115 | 0 | 1808.502 | 0.02926
[30 empty] | 1808.6622 | 1808.6717 | 0 | 1808.6622 | 0.02934
[30 empty] | 1808.8224 | 1808.832 | 0 | 1808.8224 | 0.02945
[30 empty] | 1808.9828 | 1808.9923 | 0 | 1808.9828 | 0.02957
[30 empty] | 1809.1431 | 1809.1526 | 0 | 1809.1431 | 0.02966
[30 empty] | 1809.3035 | 1809.313 | 0 | 1809.3035 | 0.02969
[30 empty] | 1809.4639 | 1809.4734 | 0 | 1809.4639 | 0.02966
[30 empty] | 1809.6243 | 1809.6338 | 0 | 1809.6243 | 0.02956
[30 empty] | 1809.7847 | 1809.7942 | 0 | 1809.7847 | 0.02941
[30 empty] | 1809.9452 | 1809.9547 | 0 | 1809.9452 | 0.02922
[30 empty] | 1810.1056 | 1810.1152 | 0 | 1810.1056 | 0.029
[30 empty] | 1810.2661 | 1810.2758 | 0 | 1810.2661 | 0.02877
[30 empty] | 1810.4268 | 1810.4363 | 0 | 1810.4268 | 0.02855
[30 empty] | 1810.5873 | 1810.5969 | 0 | 1810.5873 | 0.02832
[30 empty] | 1810.7479 | 1810.7575 | 0 | 1810.7479 | 0.02811
[30 empty] | 1810.9086 | 1810.9181 | 0 | 1810.9086 | 0.02789
[30 empty] | 1811.0692 | 1811.0789 | 0 | 1811.0692 | 0.02768
[30 empty] | 1811.23 | 1811.2395 | 0 | 1811.23 | 0.02747
[30 empty] | 1811.3906 | 1811.4003 | 0 | 1811.3906 | 0.02725
[30 empty] | 1811.5514 | 1811.561 | 0 | 1811.5514 | 0.02703
[30 empty] | 1811.7122 | 1811.7218 | 0 | 1811.7122 | 0.02682
[30 empty] | 1811.873 | 1811.8826 | 0 | 1811.873 | 0.02663
[30 empty] | 1812.0338 | 1812.0435 | 0 | 1812.0338 | 0.02646
[30 empty] | 1812.1947 | 1812.2043 | 0 | 1812.1947 | 0.02631
[30 empty] | 1812.3556 | 1812.3652 | 0 | 1812.3556 | 0.02619
[30 empty] | 1812.5166 | 1812.5261 | 0 | 1812.5166 | 0.02607
[30 empty] | 1812.6775 | 1812.6871 | 0 | 1812.6775 | 0.02595
[30 empty] | 1812.8385 | 1812.848 | 0 | 1812.8385 | 0.02582
[30 empty] | 1812.9995 | 1813.009 | 0 | 1812.9995 | 0.02566
[30 empty] | 1813.1605 | 1813.1702 | 0 | 1813.1605 | 0.02548
[30 empty] | 1813.3217 | 1813.3312 | 0 | 1813.3217 | 0.02528
[30 empty] | 1813.4827 | 1813.4923 | 0 | 1813.4827 | 0.02507
[30 empty] | 1813.6438 | 1813.6534 | 0 | 1813.6438 | 0.02488
[30 empty] | 1813.8049 | 1813.8146 | 0 | 1813.8049 | 0.02471
[30 empty] | 1813.9662 | 1813.9757 | 0 | 1813.9662 | 0.02459
[30 empty] | 1814.1274 | 1814.137 | 0 | 1814.1274 | 0.02452
[30 empty] | 1814.2886 | 1814.2982 | 0 | 1814.2886 | 0.02449
[30 empty] | 1814.4499 | 1814.4595 | 0 | 1814.4499 | 0.02448
[30 empty] | 1814.6112 | 1814.6207 | 0 | 1814.6112 | 0.02448
[30 empty] | 1814.7726 | 1814.7821 | 0 | 1814.7726 | 0.02446
[30 empty] | 1814.9338 | 1814.9435 | 0 | 1814.9338 | 0.02442
[30 empty] | 1815.0952 | 1815.1049 | 0 | 1815.0952 | 0.02434
[30 empty] | 1815.2567 | 1815.2662 | 0 | 1815.2567 | 0.02425
[30 empty] | 1815.4181 | 1815.4277 | 0 | 1815.4181 | 0.02417
[30 empty] | 1815.5796 | 1815.5892 | 0 | 1815.5796 | 0.02412
[30 empty] | 1815.7411 | 1815.7507 | 0 | 1815.7411 | 0.02414
[30 empty] | 1815.9026 | 1815.9122 | 0 | 1815.9026 | 0.02421
[30 empty] | 1816.0642 | 1816.0737 | 0 | 1816.0642 | 0.02436
[30 empty] | 1816.2257 | 1816.2353 | 0 | 1816.2257 | 0.02455
[30 empty] | 1816.3873 | 1816.397 | 0 | 1816.3873 | 0.02476
[30 empty] | 1816.5491 | 1816.5586 | 0 | 1816.5491 | 0.02496
[30 empty] | 1816.7107 | 1816.7203 | 0 | 1816.7107 | 0.0251
[30 empty] | 1816.8724 | 1816.882 | 0 | 1816.8724 | 0.02518
[30 empty] | 1817.0342 | 1817.0437 | 0 | 1817.0342 | 0.02516
[30 empty] | 1817.1959 | 1817.2054 | 0 | 1817.1959 | 0.02505
[30 empty] | 1817.3577 | 1817.3673 | 0 | 1817.3577 | 0.02486
[30 empty] | 1817.5195 | 1817.5291 | 0 | 1817.5195 | 0.02461
[30 empty] | 1817.6813 | 1817.6909 | 0 | 1817.6813 | 0.02434
[30 empty] | 1817.8433 | 1817.8528 | 0 | 1817.8433 | 0.02407
[30 empty] | 1818.0051 | 1818.0147 | 0 | 1818.0051 | 0.02382
[30 empty] | 1818.167 | 1818.1766 | 0 | 1818.167 | 0.02359
[30 empty] | 1818.329 | 1818.3386 | 0 | 1818.329 | 0.02337
[30 empty] | 1818.491 | 1818.5006 | 0 | 1818.491 | 0.02315
[30 empty] | 1818.6529 | 1818.6626 | 0 | 1818.6529 | 0.02291
[30 empty] | 1818.8151 | 1818.8247 | 0 | 1818.8151 | 0.02265
[30 empty] | 1818.9772 | 1818.9867 | 0 | 1818.9772 | 0.02236
[30 empty] | 1819.1393 | 1819.1488 | 0 | 1819.1393 | 0.02205
[30 empty] | 1819.3014 | 1819.311 | 0 | 1819.3014 | 0.02174
[30 empty] | 1819.4635 | 1819.4731 | 0 | 1819.4635 | 0.02146
[30 empty] | 1819.6257 | 1819.6354 | 0 | 1819.6257 | 0.02121
[30 empty] | 1819.788 | 1819.7976 | 0 | 1819.788 | 0.02101
[30 empty] | 1819.9502 | 1819.9598 | 0 | 1819.9502 | 0.02086
[30 empty] | 1820.1124 | 1820.1221 | 0 | 1820.1124 | 0.02077
[30 empty] | 1820.2748 | 1820.2844 | 0 | 1820.2748 | 0.02073
[30 empty] | 1820.4371 | 1820.4468 | 0 | 1820.4371 | 0.02076
[30 empty] | 1820.5995 | 1820.6091 | 0 | 1820.5995 | 0.02085
[30 empty] | 1820.7618 | 1820.7715 | 0 | 1820.7618 | 0.02102
[30 empty] | 1820.9243 | 1820.934 | 0 | 1820.9243 | 0.02124
[30 empty] | 1821.0868 | 1821.0963 | 0 | 1821.0868 | 0.02151
[30 empty] | 1821.2493 | 1821.2588 | 0 | 1821.2493 | 0.0218
[30 empty] | 1821.4117 | 1821.4214 | 0 | 1821.4117 | 0.02207
[30 empty] | 1821.5743 | 1821.5839 | 0 | 1821.5743 | 0.02229
[30 empty] | 1821.7368 | 1821.7465 | 0 | 1821.7368 | 0.02244
[30 empty] | 1821.8994 | 1821.9091 | 0 | 1821.8994 | 0.02249
[30 empty] | 1822.0621 | 1822.0717 | 0 | 1822.0621 | 0.02247
[30 empty] | 1822.2247 | 1822.2344 | 0 | 1822.2247 | 0.02238
[30 empty] | 1822.3874 | 1822.397 | 0 | 1822.3874 | 0.02226
[30 empty] | 1822.5502 | 1822.5597 | 0 | 1822.5502 | 0.02216
[30 empty] | 1822.7129 | 1822.7225 | 0 | 1822.7129 | 0.02208
[30 empty] | 1822.8756 | 1822.8853 | 0 | 1822.8756 | 0.02205
[30 empty] | 1823.0385 | 1823.0481 | 0 | 1823.0385 | 0.02206
[30 empty] | 1823.2013 | 1823.2109 | 0 | 1823.2013 | 0.02208
[30 empty] | 1823.3641 | 1823.3738 | 0 | 1823.3641 | 0.02208
[30 empty] | 1823.527 | 1823.5366 | 0 | 1823.527 | 0.02203
[30 empty] | 1823.6899 | 1823.6996 | 0 | 1823.6899 | 0.02189
[30 empty] | 1823.8529 | 1823.8626 | 0 | 1823.8529 | 0.02167
[30 empty] | 1824.0159 | 1824.0255 | 0 | 1824.0159 | 0.02138
[30 empty] | 1824.1788 | 1824.1885 | 0 | 1824.1788 | 0.02104
[30 empty] | 1824.3419 | 1824.3516 | 0 | 1824.3419 | 0.02068
[30 empty] | 1824.505 | 1824.5145 | 0 | 1824.505 | 0.02033
[30 empty] | 1824.6681 | 1824.6777 | 0 | 1824.6681 | 0.02003
[30 empty] | 1824.8312 | 1824.8408 | 0 | 1824.8312 | 0.0198
[30 empty] | 1824.9943 | 1825.0039 | 0 | 1824.9943 | 0.01964
[30 empty] | 1825.1575 | 1825.1671 | 0 | 1825.1575 | 0.01956
[30 empty] | 1825.3207 | 1825.3303 | 0 | 1825.3207 | 0.01954
[30 empty] | 1825.4839 | 1825.4935 | 0 | 1825.4839 | 0.01959
[30 empty] | 1825.6472 | 1825.6569 | 0 | 1825.6472 | 0.01969
[30 empty] | 1825.8105 | 1825.8202 | 0 | 1825.8105 | 0.01981
[30 empty] | 1825.9739 | 1825.9835 | 0 | 1825.9739 | 0.01995
[30 empty] | 1826.1372 | 1826.1469 | 0 | 1826.1372 | 0.02006
[30 empty] | 1826.3005 | 1826.3102 | 0 | 1826.3005 | 0.02015
[30 empty] | 1826.464 | 1826.4736 | 0 | 1826.464 | 0.0202
[30 empty] | 1826.6274 | 1826.6371 | 0 | 1826.6274 | 0.0202
[30 empty] | 1826.7909 | 1826.8005 | 0 | 1826.7909 | 0.02016
[30 empty] | 1826.9543 | 1826.964 | 0 | 1826.9543 | 0.02008
[30 empty] | 1827.1179 | 1827.1276 | 0 | 1827.1179 | 0.01999
[30 empty] | 1827.2815 | 1827.2911 | 0 | 1827.2815 | 0.01989
[30 empty] | 1827.4451 | 1827.4547 | 0 | 1827.4451 | 0.01982
[30 empty] | 1827.6086 | 1827.6183 | 0 | 1827.6086 | 0.01979
[30 empty] | 1827.7723 | 1827.782 | 0 | 1827.7723 | 0.0198
[30 empty] | 1827.936 | 1827.9457 | 0 | 1827.936 | 0.01986
[30 empty] | 1828.0997 | 1828.1094 | 0 | 1828.0997 | 0.01997
[30 empty] | 1828.2634 | 1828.2731 | 0 | 1828.2634 | 0.02011
[30 empty] | 1828.4272 | 1828.4369 | 0 | 1828.4272 | 0.02026
[30 empty] | 1828.5911 | 1828.6007 | 0 | 1828.5911 | 0.0204
[30 empty] | 1828.7549 | 1828.7645 | 0 | 1828.7549 | 0.02051
[30 empty] | 1828.9187 | 1828.9283 | 0 | 1828.9187 | 0.02056
[30 empty] | 1829.0825 | 1829.0922 | 0 | 1829.0825 | 0.02056
[30 empty] | 1829.2465 | 1829.2561 | 0 | 1829.2465 | 0.02049
[30 empty] | 1829.4104 | 1829.42 | 0 | 1829.4104 | 0.02035
[30 empty] | 1829.5743 | 1829.584 | 0 | 1829.5743 | 0.02016
[30 empty] | 1829.7384 | 1829.748 | 0 | 1829.7384 | 0.01994
[30 empty] | 1829.9025 | 1829.9121 | 0 | 1829.9025 | 0.01969
[30 empty] | 1830.0665 | 1830.0762 | 0 | 1830.0665 | 0.01945
[30 empty] | 1830.2306 | 1830.2402 | 0 | 1830.2306 | 0.01926
[30 empty] | 1830.3946 | 1830.4043 | 0 | 1830.3946 | 0.01912
[30 empty] | 1830.5588 | 1830.5685 | 0 | 1830.5588 | 0.01905
[30 empty] | 1830.723 | 1830.7327 | 0 | 1830.723 | 0.01905
[30 empty] | 1830.8872 | 1830.8969 | 0 | 1830.8872 | 0.01909
[30 empty] | 1831.0514 | 1831.0612 | 0 | 1831.0514 | 0.01914
[30 empty] | 1831.2157 | 1831.2253 | 0 | 1831.2157 | 0.01916
[30 empty] | 1831.38 | 1831.3897 | 0 | 1831.38 | 0.01913
[30 empty] | 1831.5443 | 1831.554 | 0 | 1831.5443 | 0.01901
[30 empty] | 1831.7087 | 1831.7184 | 0 | 1831.7087 | 0.01881
[30 empty] | 1831.873 | 1831.8827 | 0 | 1831.873 | 0.01854
[30 empty] | 1832.0375 | 1832.0471 | 0 | 1832.0375 | 0.01823
[30 empty] | 1832.2019 | 1832.2115 | 0 | 1832.2019 | 0.01791
[30 empty] | 1832.3663 | 1832.3761 | 0 | 1832.3663 | 0.01762
[30 empty] | 1832.5309 | 1832.5405 | 0 | 1832.5309 | 0.01738
[30 empty] | 1832.6954 | 1832.7051 | 0 | 1832.6954 | 0.01721
[30 empty] | 1832.86 | 1832.8696 | 0 | 1832.86 | 0.01708
[30 empty] | 1833.0245 | 1833.0342 | 0 | 1833.0245 | 0.017
[30 empty] | 1833.1892 | 1833.1988 | 0 | 1833.1892 | 0.01694
[30 empty] | 1833.3539 | 1833.3635 | 0 | 1833.3539 | 0.01689
[30 empty] | 1833.5186 | 1833.5282 | 0 | 1833.5186 | 0.01683
[30 empty] | 1833.6832 | 1833.6929 | 0 | 1833.6832 | 0.01677
[30 empty] | 1833.8479 | 1833.8577 | 0 | 1833.8479 | 0.01672
[30 empty] | 1834.0127 | 1834.0223 | 0 | 1834.0127 | 0.01669
[30 empty] | 1834.1775 | 1834.1871 | 0 | 1834.1775 | 0.01669
[30 empty] | 1834.3423 | 1834.352 | 0 | 1834.3423 | 0.01672
[30 empty] | 1834.5072 | 1834.5168 | 0 | 1834.5072 | 0.01677
[30 empty] | 1834.6721 | 1834.6818 | 0 | 1834.6721 | 0.01682
[30 empty] | 1834.837 | 1834.8467 | 0 | 1834.837 | 0.01687
[30 empty] | 1835.002 | 1835.0116 | 0 | 1835.002 | 0.01689
[30 empty] | 1835.1669 | 1835.1766 | 0 | 1835.1669 | 0.01688
[30 empty] | 1835.3319 | 1835.3416 | 0 | 1835.3319 | 0.01686
[30 empty] | 1835.4969 | 1835.5066 | 0 | 1835.4969 | 0.01684
[30 empty] | 1835.662 | 1835.6716 | 0 | 1835.662 | 0.01683
[30 empty] | 1835.8272 | 1835.8368 | 0 | 1835.8272 | 0.01685
[30 empty] | 1835.9922 | 1836.002 | 0 | 1835.9922 | 0.0169
[30 empty] | 1836.1573 | 1836.1671 | 0 | 1836.1573 | 0.01696
[30 empty] | 1836.3225 | 1836.3323 | 0 | 1836.3225 | 0.01705
[30 empty] | 1836.4878 | 1836.4974 | 0 | 1836.4878 | 0.01713
[30 empty] | 1836.6529 | 1836.6627 | 0 | 1836.6529 | 0.0172
[30 empty] | 1836.8182 | 1836.828 | 0 | 1836.8182 | 0.01725
[30 empty] | 1836.9836 | 1836.9933 | 0 | 1836.9836 | 0.01727
[30 empty] | 1837.1489 | 1837.1586 | 0 | 1837.1489 | 0.01726
[30 empty] | 1837.3143 | 1837.324 | 0 | 1837.3143 | 0.01722
[30 empty] | 1837.4796 | 1837.4894 | 0 | 1837.4796 | 0.01713
[30 empty] | 1837.6451 | 1837.6548 | 0 | 1837.6451 | 0.01701
[30 empty] | 1837.8105 | 1837.8202 | 0 | 1837.8105 | 0.01686
[30 empty] | 1837.976 | 1837.9857 | 0 | 1837.976 | 0.01668
[30 empty] | 1838.1415 | 1838.1512 | 0 | 1838.1415 | 0.01648
[30 empty] | 1838.307 | 1838.3168 | 0 | 1838.307 | 0.01627
[30 empty] | 1838.4727 | 1838.4823 | 0 | 1838.4727 | 0.01607
[30 empty] | 1838.6382 | 1838.648 | 0 | 1838.6382 | 0.01587
[30 empty] | 1838.8038 | 1838.8136 | 0 | 1838.8038 | 0.01568
[30 empty] | 1838.9695 | 1838.9793 | 0 | 1838.9695 | 0.01552
[30 empty] | 1839.1353 | 1839.1449 | 0 | 1839.1353 | 0.01538
[30 empty] | 1839.3009 | 1839.3107 | 0 | 1839.3009 | 0.01527
[30 empty] | 1839.4667 | 1839.4763 | 0 | 1839.4667 | 0.01517
[30 empty] | 1839.6325 | 1839.6421 | 0 | 1839.6325 | 0.01509
[30 empty] | 1839.7982 | 1839.808 | 0 | 1839.7982 | 0.01502
[30 empty] | 1839.9641 | 1839.9738 | 0 | 1839.9641 | 0.01494
[30 empty] | 1840.13 | 1840.1397 | 0 | 1840.13 | 0.01486
[30 empty] | 1840.2959 | 1840.3055 | 0 | 1840.2959 | 0.01474
[30 empty] | 1840.4618 | 1840.4714 | 0 | 1840.4618 | 0.0146
[30 empty] | 1840.6277 | 1840.6374 | 0 | 1840.6277 | 0.01441
[30 empty] | 1840.7937 | 1840.8035 | 0 | 1840.7937 | 0.01418
[30 empty] | 1840.9597 | 1840.9695 | 0 | 1840.9597 | 0.01394
[30 empty] | 1841.1257 | 1841.1355 | 0 | 1841.1257 | 0.01369
[30 empty] | 1841.2919 | 1841.3015 | 0 | 1841.2919 | 0.01346
[30 empty] | 1841.458 | 1841.4677 | 0 | 1841.458 | 0.01328
[30 empty] | 1841.6242 | 1841.6338 | 0 | 1841.6242 | 0.01317
[30 empty] | 1841.7903 | 1841.7999 | 0 | 1841.7903 | 0.01314
[30 empty] | 1841.9564 | 1841.9662 | 0 | 1841.9564 | 0.01318
[30 empty] | 1842.1227 | 1842.1325 | 0 | 1842.1227 | 0.0133
[30 empty] | 1842.2889 | 1842.2987 | 0 | 1842.2889 | 0.01347
[30 empty] | 1842.4552 | 1842.465 | 0 | 1842.4552 | 0.0137
[30 empty] | 1842.6216 | 1842.6312 | 0 | 1842.6216 | 0.01394
[30 empty] | 1842.788 | 1842.7976 | 0 | 1842.788 | 0.01419
[30 empty] | 1842.9542 | 1842.964 | 0 | 1842.9542 | 0.01443
[30 empty] | 1843.1207 | 1843.1304 | 0 | 1843.1207 | 0.01464
[30 empty] | 1843.2871 | 1843.2969 | 0 | 1843.2871 | 0.0148
[30 empty] | 1843.4536 | 1843.4633 | 0 | 1843.4536 | 0.01489
[30 empty] | 1843.6201 | 1843.6298 | 0 | 1843.6201 | 0.01492
[30 empty] | 1843.7866 | 1843.7964 | 0 | 1843.7866 | 0.0149
[30 empty] | 1843.9531 | 1843.9629 | 0 | 1843.9531 | 0.01483
[30 empty] | 1844.1198 | 1844.1295 | 0 | 1844.1198 | 0.01475
[30 empty] | 1844.2864 | 1844.2961 | 0 | 1844.2864 | 0.01467
[30 empty] | 1844.453 | 1844.4628 | 0 | 1844.453 | 0.01462
[30 empty] | 1844.6198 | 1844.6294 | 0 | 1844.6198 | 0.0146
[30 empty] | 1844.7864 | 1844.7961 | 0 | 1844.7864 | 0.01463
[30 empty] | 1844.9531 | 1844.9629 | 0 | 1844.9531 | 0.0147
[30 empty] | 1845.1199 | 1845.1296 | 0 | 1845.1199 | 0.01479
[30 empty] | 1845.2867 | 1845.2964 | 0 | 1845.2867 | 0.01488
[30 empty] | 1845.4535 | 1845.4633 | 0 | 1845.4535 | 0.01493
[30 empty] | 1845.6204 | 1845.6301 | 0 | 1845.6204 | 0.01493
[30 empty] | 1845.7872 | 1845.797 | 0 | 1845.7872 | 0.01485
[30 empty] | 1845.9542 | 1845.964 | 0 | 1845.9542 | 0.0147
[30 empty] | 1846.1212 | 1846.1309 | 0 | 1846.1212 | 0.01449
[30 empty] | 1846.2881 | 1846.2978 | 0 | 1846.2881 | 0.01424
[30 empty] | 1846.4552 | 1846.4648 | 0 | 1846.4552 | 0.01399
[30 empty] | 1846.6222 | 1846.632 | 0 | 1846.6222 | 0.01377
[30 empty] | 1846.7893 | 1846.799 | 0 | 1846.7893 | 0.01358
[30 empty] | 1846.9563 | 1846.9661 | 0 | 1846.9563 | 0.01345
[30 empty] | 1847.1235 | 1847.1332 | 0 | 1847.1235 | 0.01336
[30 empty] | 1847.2906 | 1847.3004 | 0 | 1847.2906 | 0.01331
[30 empty] | 1847.4579 | 1847.4675 | 0 | 1847.4579 | 0.01327
[30 empty] | 1847.625 | 1847.6348 | 0 | 1847.625 | 0.01324
[30 empty] | 1847.7924 | 1847.802 | 0 | 1847.7924 | 0.01321
[30 empty] | 1847.9596 | 1847.9694 | 0 | 1847.9596 | 0.01316
[30 empty] | 1848.127 | 1848.1366 | 0 | 1848.127 | 0.0131
[30 empty] | 1848.2942 | 1848.304 | 0 | 1848.2942 | 0.01301
[30 empty] | 1848.4617 | 1848.4713 | 0 | 1848.4617 | 0.0129
[30 empty] | 1848.629 | 1848.6388 | 0 | 1848.629 | 0.01278
[30 empty] | 1848.7965 | 1848.8061 | 0 | 1848.7965 | 0.01265
[30 empty] | 1848.9639 | 1848.9736 | 0 | 1848.9639 | 0.01253
[30 empty] | 1849.1315 | 1849.1411 | 0 | 1849.1315 | 0.01243
[30 empty] | 1849.299 | 1849.3087 | 0 | 1849.299 | 0.01236
[30 empty] | 1849.4666 | 1849.4762 | 0 | 1849.4666 | 0.01234
[30 empty] | 1849.634 | 1849.6438 | 0 | 1849.634 | 0.01237
[30 empty] | 1849.8016 | 1849.8114 | 0 | 1849.8016 | 0.01247
[30 empty] | 1849.9694 | 1849.9791 | 0 | 1849.9694 | 0.01262
[30 empty] | 1850.137 | 1850.1467 | 0 | 1850.137 | 0.01284
[30 empty] | 1850.3047 | 1850.3145 | 0 | 1850.3047 | 0.01311
[30 empty] | 1850.4724 | 1850.4822 | 0 | 1850.4724 | 0.01343
[30 empty] | 1850.6403 | 1850.65 | 0 | 1850.6403 | 0.01378
[30 empty] | 1850.808 | 1850.8177 | 0 | 1850.808 | 0.01415
[30 empty] | 1850.9758 | 1850.9856 | 0 | 1850.9758 | 0.01452
[30 empty] | 1851.1437 | 1851.1534 | 0 | 1851.1437 | 0.01486
[30 empty] | 1851.3117 | 1851.3213 | 0 | 1851.3117 | 0.01515
[30 empty] | 1851.4795 | 1851.4893 | 0 | 1851.4795 | 0.01536
[30 empty] | 1851.6475 | 1851.6572 | 0 | 1851.6475 | 0.01548
[30 empty] | 1851.8154 | 1851.8252 | 0 | 1851.8154 | 0.01549
[30 empty] | 1851.9835 | 1851.9932 | 0 | 1851.9835 | 0.0154
[30 empty] | 1852.1515 | 1852.1613 | 0 | 1852.1515 | 0.01522
[30 empty] | 1852.3196 | 1852.3293 | 0 | 1852.3196 | 0.01498
[30 empty] | 1852.4877 | 1852.4974 | 0 | 1852.4877 | 0.01472
[30 empty] | 1852.6558 | 1852.6655 | 0 | 1852.6558 | 0.01447
[30 empty] | 1852.824 | 1852.8337 | 0 | 1852.824 | 0.01427
[30 empty] | 1852.9922 | 1853.002 | 0 | 1852.9922 | 0.01416
[30 empty] | 1853.1604 | 1853.1702 | 0 | 1853.1604 | 0.01414
[30 empty] | 1853.3286 | 1853.3384 | 0 | 1853.3286 | 0.01421
[30 empty] | 1853.4969 | 1853.5067 | 0 | 1853.4969 | 0.01438
[30 empty] | 1853.6653 | 1853.6751 | 0 | 1853.6653 | 0.01461
[30 empty] | 1853.8336 | 1853.8434 | 0 | 1853.8336 | 0.01488
[30 empty] | 1854.002 | 1854.0117 | 0 | 1854.002 | 0.01519
[30 empty] | 1854.1704 | 1854.1802 | 0 | 1854.1704 | 0.0155
[30 empty] | 1854.3389 | 1854.3486 | 0 | 1854.3389 | 0.01579
[30 empty] | 1854.5073 | 1854.5171 | 0 | 1854.5073 | 0.01603
[30 empty] | 1854.6758 | 1854.6855 | 0 | 1854.6758 | 0.0162
[30 empty] | 1854.8444 | 1854.8541 | 0 | 1854.8444 | 0.01627
[30 empty] | 1855.0129 | 1855.0226 | 0 | 1855.0129 | 0.01625
[30 empty] | 1855.1815 | 1855.1913 | 0 | 1855.1815 | 0.01612
[30 empty] | 1855.3501 | 1855.3599 | 0 | 1855.3501 | 0.01589
[30 empty] | 1855.5188 | 1855.5286 | 0 | 1855.5188 | 0.01558
[30 empty] | 1855.6874 | 1855.6971 | 0 | 1855.6874 | 0.01523
[30 empty] | 1855.8562 | 1855.866 | 0 | 1855.8562 | 0.01486
[30 empty] | 1856.0249 | 1856.0347 | 0 | 1856.0249 | 0.01451
[30 empty] | 1856.1937 | 1856.2035 | 0 | 1856.1937 | 0.0142
[30 empty] | 1856.3624 | 1856.3722 | 0 | 1856.3624 | 0.01396
[30 empty] | 1856.5312 | 1856.5411 | 0 | 1856.5312 | 0.01378
[30 empty] | 1856.7002 | 1856.71 | 0 | 1856.7002 | 0.01369
[30 empty] | 1856.869 | 1856.8788 | 0 | 1856.869 | 0.01365
[30 empty] | 1857.038 | 1857.0477 | 0 | 1857.038 | 0.01367
[30 empty] | 1857.2069 | 1857.2167 | 0 | 1857.2069 | 0.01372
[30 empty] | 1857.376 | 1857.3857 | 0 | 1857.376 | 0.01379
[30 empty] | 1857.5449 | 1857.5548 | 0 | 1857.5449 | 0.01388
[30 empty] | 1857.714 | 1857.7238 | 0 | 1857.714 | 0.01399
[30 empty] | 1857.8831 | 1857.8929 | 0 | 1857.8831 | 0.01412
[30 empty] | 1858.0522 | 1858.062 | 0 | 1858.0522 | 0.01427
[30 empty] | 1858.2213 | 1858.2312 | 0 | 1858.2213 | 0.01445
[30 empty] | 1858.3905 | 1858.4003 | 0 | 1858.3905 | 0.01463
[30 empty] | 1858.5597 | 1858.5696 | 0 | 1858.5597 | 0.0148
[30 empty] | 1858.729 | 1858.7388 | 0 | 1858.729 | 0.01495
[30 empty] | 1858.8983 | 1858.9081 | 0 | 1858.8983 | 0.01504
[30 empty] | 1859.0675 | 1859.0774 | 0 | 1859.0675 | 0.01507
[30 empty] | 1859.2369 | 1859.2467 | 0 | 1859.2369 | 0.01501
[30 empty] | 1859.4062 | 1859.416 | 0 | 1859.4062 | 0.01489
[30 empty] | 1859.5757 | 1859.5855 | 0 | 1859.5757 | 0.0147
[30 empty] | 1859.7451 | 1859.7549 | 0 | 1859.7451 | 0.01448
[30 empty] | 1859.9145 | 1859.9243 | 0 | 1859.9145 | 0.01424
[30 empty] | 1860.084 | 1860.0938 | 0 | 1860.084 | 0.01401
[30 empty] | 1860.2535 | 1860.2633 | 0 | 1860.2535 | 0.01381
[30 empty] | 1860.4231 | 1860.4329 | 0 | 1860.4231 | 0.01367
[30 empty] | 1860.5927 | 1860.6024 | 0 | 1860.5927 | 0.01359
[30 empty] | 1860.7622 | 1860.772 | 0 | 1860.7622 | 0.01356
[30 empty] | 1860.9319 | 1860.9416 | 0 | 1860.9319 | 0.01359
[30 empty] | 1861.1016 | 1861.1113 | 0 | 1861.1016 | 0.01364
[30 empty] | 1861.2712 | 1861.281 | 0 | 1861.2712 | 0.01372
[30 empty] | 1861.441 | 1861.4508 | 0 | 1861.441 | 0.0138
[30 empty] | 1861.6107 | 1861.6205 | 0 | 1861.6107 | 0.01387
[30 empty] | 1861.7805 | 1861.7903 | 0 | 1861.7805 | 0.01393
[30 empty] | 1861.9503 | 1861.9602 | 0 | 1861.9503 | 0.01397
[30 empty] | 1862.1202 | 1862.13 | 0 | 1862.1202 | 0.01399
[30 empty] | 1862.2902 | 1862.2999 | 0 | 1862.2902 | 0.01399
[30 empty] | 1862.46 | 1862.4698 | 0 | 1862.46 | 0.01398
[30 empty] | 1862.63 | 1862.6398 | 0 | 1862.63 | 0.01396
[30 empty] | 1862.7999 | 1862.8097 | 0 | 1862.7999 | 0.01392
[30 empty] | 1862.97 | 1862.9797 | 0 | 1862.97 | 0.01387
[30 empty] | 1863.14 | 1863.1498 | 0 | 1863.14 | 0.01381
[30 empty] | 1863.3101 | 1863.3198 | 0 | 1863.3101 | 0.01373
[30 empty] | 1863.4802 | 1863.49 | 0 | 1863.4802 | 0.01364
[30 empty] | 1863.6503 | 1863.6602 | 0 | 1863.6503 | 0.01354
[30 empty] | 1863.8204 | 1863.8303 | 0 | 1863.8204 | 0.01347
[30 empty] | 1863.9907 | 1864.0005 | 0 | 1863.9907 | 0.01341
[30 empty] | 1864.1609 | 1864.1707 | 0 | 1864.1609 | 0.01339
[30 empty] | 1864.3312 | 1864.3409 | 0 | 1864.3312 | 0.01342
[30 empty] | 1864.5015 | 1864.5112 | 0 | 1864.5015 | 0.01347
[30 empty] | 1864.6717 | 1864.6815 | 0 | 1864.6717 | 0.01355
[30 empty] | 1864.8422 | 1864.8519 | 0 | 1864.8422 | 0.01364
[30 empty] | 1865.0124 | 1865.0223 | 0 | 1865.0124 | 0.0137
[30 empty] | 1865.1829 | 1865.1927 | 0 | 1865.1829 | 0.01375
[30 empty] | 1865.3534 | 1865.3632 | 0 | 1865.3534 | 0.01376
[30 empty] | 1865.5238 | 1865.5337 | 0 | 1865.5238 | 0.01374
[30 empty] | 1865.6943 | 1865.7041 | 0 | 1865.6943 | 0.01369
[30 empty] | 1865.8649 | 1865.8746 | 0 | 1865.8649 | 0.01363
[30 empty] | 1866.0354 | 1866.0453 | 0 | 1866.0354 | 0.01356
[30 empty] | 1866.2061 | 1866.2158 | 0 | 1866.2061 | 0.01347
[30 empty] | 1866.3767 | 1866.3865 | 0 | 1866.3767 | 0.01338
[30 empty] | 1866.5474 | 1866.5571 | 0 | 1866.5474 | 0.01328
[30 empty] | 1866.718 | 1866.7279 | 0 | 1866.718 | 0.01318
[30 empty] | 1866.8888 | 1866.8986 | 0 | 1866.8888 | 0.0131
[30 empty] | 1867.0596 | 1867.0693 | 0 | 1867.0596 | 0.01303
[30 empty] | 1867.2304 | 1867.2401 | 0 | 1867.2304 | 0.01301
[30 empty] | 1867.4011 | 1867.411 | 0 | 1867.4011 | 0.01302
[30 empty] | 1867.572 | 1867.5818 | 0 | 1867.572 | 0.01308
[30 empty] | 1867.7429 | 1867.7527 | 0 | 1867.7429 | 0.01316
[30 empty] | 1867.9138 | 1867.9236 | 0 | 1867.9138 | 0.01325
[30 empty] | 1868.0847 | 1868.0946 | 0 | 1868.0847 | 0.01333
[30 empty] | 1868.2557 | 1868.2655 | 0 | 1868.2557 | 0.01339
[30 empty] | 1868.4268 | 1868.4365 | 0 | 1868.4268 | 0.01341
[30 empty] | 1868.5978 | 1868.6075 | 0 | 1868.5978 | 0.01339
[30 empty] | 1868.7688 | 1868.7787 | 0 | 1868.7688 | 0.01334
[30 empty] | 1868.9399 | 1868.9497 | 0 | 1868.9399 | 0.01326
[30 empty] | 1869.1111 | 1869.1209 | 0 | 1869.1111 | 0.01316
[30 empty] | 1869.2822 | 1869.292 | 0 | 1869.2822 | 0.01305
[30 empty] | 1869.4534 | 1869.4633 | 0 | 1869.4534 | 0.01293
[30 empty] | 1869.6246 | 1869.6345 | 0 | 1869.6246 | 0.01282
[30 empty] | 1869.7959 | 1869.8058 | 0 | 1869.7959 | 0.01271
[30 empty] | 1869.9672 | 1869.977 | 0 | 1869.9672 | 0.01261
[30 empty] | 1870.1385 | 1870.1483 | 0 | 1870.1385 | 0.01251
[30 empty] | 1870.3098 | 1870.3197 | 0 | 1870.3098 | 0.01243
[30 empty] | 1870.4812 | 1870.4911 | 0 | 1870.4812 | 0.01237
[30 empty] | 1870.6527 | 1870.6625 | 0 | 1870.6527 | 0.01233
[30 empty] | 1870.8241 | 1870.834 | 0 | 1870.8241 | 0.01232
[30 empty] | 1870.9956 | 1871.0054 | 0 | 1870.9956 | 0.01234
[30 empty] | 1871.1671 | 1871.1769 | 0 | 1871.1671 | 0.01239
[30 empty] | 1871.3386 | 1871.3485 | 0 | 1871.3386 | 0.01247
[30 empty] | 1871.5103 | 1871.52 | 0 | 1871.5103 | 0.01257
[30 empty] | 1871.6818 | 1871.6916 | 0 | 1871.6818 | 0.01268
[30 empty] | 1871.8534 | 1871.8633 | 0 | 1871.8534 | 0.01278
[30 empty] | 1872.0251 | 1872.0349 | 0 | 1872.0251 | 0.01287
[30 empty] | 1872.1968 | 1872.2067 | 0 | 1872.1968 | 0.01292
[30 empty] | 1872.3685 | 1872.3784 | 0 | 1872.3685 | 0.01292
[30 empty] | 1872.5403 | 1872.5502 | 0 | 1872.5403 | 0.01288
[30 empty] | 1872.7122 | 1872.7219 | 0 | 1872.7122 | 0.01277
[30 empty] | 1872.8839 | 1872.8938 | 0 | 1872.8839 | 0.01263
[30 empty] | 1873.0558 | 1873.0657 | 0 | 1873.0558 | 0.01246
[30 empty] | 1873.2277 | 1873.2376 | 0 | 1873.2277 | 0.01228
[30 empty] | 1873.3995 | 1873.4094 | 0 | 1873.3995 | 0.01211
[30 empty] | 1873.5715 | 1873.5814 | 0 | 1873.5715 | 0.01198
[30 empty] | 1873.7435 | 1873.7534 | 0 | 1873.7435 | 0.01188
[30 empty] | 1873.9155 | 1873.9254 | 0 | 1873.9155 | 0.01182
[30 empty] | 1874.0875 | 1874.0974 | 0 | 1874.0875 | 0.01181
[30 empty] | 1874.2596 | 1874.2695 | 0 | 1874.2596 | 0.01183
[30 empty] | 1874.4318 | 1874.4416 | 0 | 1874.4318 | 0.01187
[30 empty] | 1874.6039 | 1874.6138 | 0 | 1874.6039 | 0.01194
[30 empty] | 1874.7761 | 1874.7859 | 0 | 1874.7761 | 0.012
[30 empty] | 1874.9482 | 1874.9581 | 0 | 1874.9482 | 0.01207
[30 empty] | 1875.1205 | 1875.1304 | 0 | 1875.1205 | 0.01212
[30 empty] | 1875.2927 | 1875.3026 | 0 | 1875.2927 | 0.01215
[30 empty] | 1875.4651 | 1875.475 | 0 | 1875.4651 | 0.01215
[30 empty] | 1875.6374 | 1875.6472 | 0 | 1875.6374 | 0.01213
[30 empty] | 1875.8098 | 1875.8196 | 0 | 1875.8098 | 0.01208
[30 empty] | 1875.9822 | 1875.9921 | 0 | 1875.9822 | 0.01202
[30 empty] | 1876.1545 | 1876.1644 | 0 | 1876.1545 | 0.01195
[30 empty] | 1876.327 | 1876.3369 | 0 | 1876.327 | 0.01191
[30 empty] | 1876.4995 | 1876.5094 | 0 | 1876.4995 | 0.01189
[30 empty] | 1876.672 | 1876.6819 | 0 | 1876.672 | 0.01191
[30 empty] | 1876.8446 | 1876.8545 | 0 | 1876.8446 | 0.01195
[30 empty] | 1877.0172 | 1877.0271 | 0 | 1877.0172 | 0.01201
[30 empty] | 1877.1898 | 1877.1997 | 0 | 1877.1898 | 0.01207
[30 empty] | 1877.3624 | 1877.3723 | 0 | 1877.3624 | 0.0121
[30 empty] | 1877.5352 | 1877.545 | 0 | 1877.5352 | 0.0121
[30 empty] | 1877.7079 | 1877.7177 | 0 | 1877.7079 | 0.01204
[30 empty] | 1877.8806 | 1877.8905 | 0 | 1877.8806 | 0.01194
[30 empty] | 1878.0533 | 1878.0632 | 0 | 1878.0533 | 0.01182
[30 empty] | 1878.2262 | 1878.2361 | 0 | 1878.2262 | 0.01168
[30 empty] | 1878.399 | 1878.4088 | 0 | 1878.399 | 0.01155
[30 empty] | 1878.5719 | 1878.5818 | 0 | 1878.5719 | 0.01144
[30 empty] | 1878.7448 | 1878.7546 | 0 | 1878.7448 | 0.01136
[30 empty] | 1878.9177 | 1878.9276 | 0 | 1878.9177 | 0.0113
[30 empty] | 1879.0907 | 1879.1006 | 0 | 1879.0907 | 0.01127
[30 empty] | 1879.2637 | 1879.2736 | 0 | 1879.2637 | 0.01126
[30 empty] | 1879.4367 | 1879.4465 | 0 | 1879.4367 | 0.01128
[30 empty] | 1879.6097 | 1879.6196 | 0 | 1879.6097 | 0.01133
[30 empty] | 1879.7828 | 1879.7927 | 0 | 1879.7828 | 0.01142
[30 empty] | 1879.9559 | 1879.9658 | 0 | 1879.9559 | 0.01155
[30 empty] | 1880.1291 | 1880.139 | 0 | 1880.1291 | 0.01174
[30 empty] | 1880.3024 | 1880.3121 | 0 | 1880.3024 | 0.01195
[30 empty] | 1880.4756 | 1880.4853 | 0 | 1880.4756 | 0.01219
[30 empty] | 1880.6488 | 1880.6587 | 0 | 1880.6488 | 0.01241
[30 empty] | 1880.822 | 1880.8319 | 0 | 1880.822 | 0.01261
[30 empty] | 1880.9954 | 1881.0052 | 0 | 1880.9954 | 0.01277
[30 empty] | 1881.1687 | 1881.1786 | 0 | 1881.1687 | 0.01287
[30 empty] | 1881.3422 | 1881.352 | 0 | 1881.3422 | 0.01292
[30 empty] | 1881.5155 | 1881.5254 | 0 | 1881.5155 | 0.01292
[30 empty] | 1881.689 | 1881.6988 | 0 | 1881.689 | 0.0129
[30 empty] | 1881.8624 | 1881.8723 | 0 | 1881.8624 | 0.01286
[30 empty] | 1882.036 | 1882.0458 | 0 | 1882.036 | 0.0128
[30 empty] | 1882.2095 | 1882.2194 | 0 | 1882.2095 | 0.01275
[30 empty] | 1882.3831 | 1882.3929 | 0 | 1882.3831 | 0.01269
[30 empty] | 1882.5566 | 1882.5665 | 0 | 1882.5566 | 0.01263
[30 empty] | 1882.7304 | 1882.7402 | 0 | 1882.7304 | 0.01258
[30 empty] | 1882.9039 | 1882.9138 | 0 | 1882.9039 | 0.01252
[30 empty] | 1883.0776 | 1883.0875 | 0 | 1883.0776 | 0.01247
[30 empty] | 1883.2515 | 1883.2612 | 0 | 1883.2515 | 0.01244
[30 empty] | 1883.4252 | 1883.4351 | 0 | 1883.4252 | 0.01244
[30 empty] | 1883.599 | 1883.6089 | 0 | 1883.599 | 0.01247
[30 empty] | 1883.7728 | 1883.7827 | 0 | 1883.7728 | 0.01254
[30 empty] | 1883.9467 | 1883.9565 | 0 | 1883.9467 | 0.01264
[30 empty] | 1884.1206 | 1884.1305 | 0 | 1884.1206 | 0.01275
[30 empty] | 1884.2944 | 1884.3043 | 0 | 1884.2944 | 0.01286
[30 empty] | 1884.4684 | 1884.4783 | 0 | 1884.4684 | 0.01296
[30 empty] | 1884.6425 | 1884.6523 | 0 | 1884.6425 | 0.01303
[30 empty] | 1884.8164 | 1884.8263 | 0 | 1884.8164 | 0.01305
[30 empty] | 1884.9905 | 1885.0004 | 0 | 1884.9905 | 0.01302
[30 empty] | 1885.1645 | 1885.1744 | 0 | 1885.1645 | 0.01294
[30 empty] | 1885.3387 | 1885.3486 | 0 | 1885.3387 | 0.01279
[30 empty] | 1885.5128 | 1885.5227 | 0 | 1885.5128 | 0.01259
[30 empty] | 1885.687 | 1885.6969 | 0 | 1885.687 | 0.01233
[30 empty] | 1885.8612 | 1885.8711 | 0 | 1885.8612 | 0.01205
[30 empty] | 1886.0355 | 1886.0454 | 0 | 1886.0355 | 0.01176
[30 empty] | 1886.2097 | 1886.2196 | 0 | 1886.2097 | 0.01147
[30 empty] | 1886.384 | 1886.3939 | 0 | 1886.384 | 0.01121
[30 empty] | 1886.5585 | 1886.5684 | 0 | 1886.5585 | 0.01101
[30 empty] | 1886.7328 | 1886.7427 | 0 | 1886.7328 | 0.01086
[30 empty] | 1886.9072 | 1886.9171 | 0 | 1886.9072 | 0.0108
[30 empty] | 1887.0817 | 1887.0916 | 0 | 1887.0817 | 0.0108
[30 empty] | 1887.2561 | 1887.266 | 0 | 1887.2561 | 0.01086
[30 empty] | 1887.4307 | 1887.4406 | 0 | 1887.4307 | 0.01097
[30 empty] | 1887.6051 | 1887.615 | 0 | 1887.6051 | 0.0111
[30 empty] | 1887.7797 | 1887.7897 | 0 | 1887.7797 | 0.01124
[30 empty] | 1887.9543 | 1887.9642 | 0 | 1887.9543 | 0.01136
[30 empty] | 1888.1289 | 1888.1388 | 0 | 1888.1289 | 0.01145
[30 empty] | 1888.3036 | 1888.3135 | 0 | 1888.3036 | 0.01152
[30 empty] | 1888.4783 | 1888.4882 | 0 | 1888.4783 | 0.01157
[30 empty] | 1888.6531 | 1888.663 | 0 | 1888.6531 | 0.01161
[30 empty] | 1888.8278 | 1888.8378 | 0 | 1888.8278 | 0.01164
[30 empty] | 1889.0026 | 1889.0124 | 0 | 1889.0026 | 0.01169
[30 empty] | 1889.1774 | 1889.1874 | 0 | 1889.1774 | 0.01176
[30 empty] | 1889.3523 | 1889.3622 | 0 | 1889.3523 | 0.01184
[30 empty] | 1889.5272 | 1889.5371 | 0 | 1889.5272 | 0.01195
[30 empty] | 1889.7022 | 1889.712 | 0 | 1889.7022 | 0.01207
[30 empty] | 1889.8771 | 1889.887 | 0 | 1889.8771 | 0.0122
[30 empty] | 1890.052 | 1890.062 | 0 | 1890.052 | 0.01233
[30 empty] | 1890.227 | 1890.2369 | 0 | 1890.227 | 0.01247
[30 empty] | 1890.4021 | 1890.412 | 0 | 1890.4021 | 0.01259
[30 empty] | 1890.5772 | 1890.5872 | 0 | 1890.5772 | 0.0127
[30 empty] | 1890.7523 | 1890.7622 | 0 | 1890.7523 | 0.01278
[30 empty] | 1890.9275 | 1890.9374 | 0 | 1890.9275 | 0.01283
[30 empty] | 1891.1027 | 1891.1126 | 0 | 1891.1027 | 0.01282
[30 empty] | 1891.2778 | 1891.2878 | 0 | 1891.2778 | 0.01276
[30 empty] | 1891.4531 | 1891.463 | 0 | 1891.4531 | 0.01265
[30 empty] | 1891.6284 | 1891.6383 | 0 | 1891.6284 | 0.01248
[30 empty] | 1891.8037 | 1891.8136 | 0 | 1891.8037 | 0.01227
[30 empty] | 1891.979 | 1891.989 | 0 | 1891.979 | 0.01203
[30 empty] | 1892.1544 | 1892.1643 | 0 | 1892.1544 | 0.01178
[30 empty] | 1892.3298 | 1892.3397 | 0 | 1892.3298 | 0.01154
[30 empty] | 1892.5052 | 1892.5153 | 0 | 1892.5052 | 0.01131
[30 empty] | 1892.6808 | 1892.6907 | 0 | 1892.6808 | 0.01113
[30 empty] | 1892.8563 | 1892.8662 | 0 | 1892.8563 | 0.01098
[30 empty] | 1893.0319 | 1893.0418 | 0 | 1893.0319 | 0.0109
[30 empty] | 1893.2074 | 1893.2173 | 0 | 1893.2074 | 0.01086
[30 empty] | 1893.3829 | 1893.3929 | 0 | 1893.3829 | 0.01088
[30 empty] | 1893.5586 | 1893.5686 | 0 | 1893.5586 | 0.01095
[30 empty] | 1893.7342 | 1893.7443 | 0 | 1893.7342 | 0.01106
[30 empty] | 1893.91 | 1893.9199 | 0 | 1893.91 | 0.0112
[30 empty] | 1894.0857 | 1894.0957 | 0 | 1894.0857 | 0.01136
[30 empty] | 1894.2615 | 1894.2715 | 0 | 1894.2615 | 0.01153
[30 empty] | 1894.4373 | 1894.4473 | 0 | 1894.4373 | 0.01169
[30 empty] | 1894.6132 | 1894.623 | 0 | 1894.6132 | 0.01183
[30 empty] | 1894.7891 | 1894.799 | 0 | 1894.7891 | 0.01195
[30 empty] | 1894.965 | 1894.9749 | 0 | 1894.965 | 0.01205
[30 empty] | 1895.1409 | 1895.1508 | 0 | 1895.1409 | 0.01212
[30 empty] | 1895.3168 | 1895.3268 | 0 | 1895.3168 | 0.01218
[30 empty] | 1895.4928 | 1895.5028 | 0 | 1895.4928 | 0.01223
[30 empty] | 1895.6688 | 1895.6788 | 0 | 1895.6688 | 0.01227
[30 empty] | 1895.8448 | 1895.8549 | 0 | 1895.8448 | 0.0123
[30 empty] | 1896.021 | 1896.0309 | 0 | 1896.021 | 0.01232
[30 empty] | 1896.1971 | 1896.207 | 0 | 1896.1971 | 0.01231
[30 empty] | 1896.3733 | 1896.3832 | 0 | 1896.3733 | 0.01227
[30 empty] | 1896.5494 | 1896.5594 | 0 | 1896.5494 | 0.01217
[30 empty] | 1896.7257 | 1896.7356 | 0 | 1896.7257 | 0.01203
[30 empty] | 1896.902 | 1896.9119 | 0 | 1896.902 | 0.01185
[30 empty] | 1897.0783 | 1897.0883 | 0 | 1897.0783 | 0.01164
[30 empty] | 1897.2546 | 1897.2645 | 0 | 1897.2546 | 0.01142
[30 empty] | 1897.4309 | 1897.4409 | 0 | 1897.4309 | 0.01121
[30 empty] | 1897.6073 | 1897.6173 | 0 | 1897.6073 | 0.01103
[30 empty] | 1897.7838 | 1897.7937 | 0 | 1897.7838 | 0.01089
[30 empty] | 1897.9602 | 1897.9702 | 0 | 1897.9602 | 0.0108
[30 empty] | 1898.1367 | 1898.1466 | 0 | 1898.1367 | 0.01074
[30 empty] | 1898.3132 | 1898.3231 | 0 | 1898.3132 | 0.01072
[30 empty] | 1898.4897 | 1898.4998 | 0 | 1898.4897 | 0.01072
[30 empty] | 1898.6664 | 1898.6763 | 0 | 1898.6664 | 0.01073
[30 empty] | 1898.843 | 1898.8529 | 0 | 1898.843 | 0.01076
[30 empty] | 1899.0196 | 1899.0295 | 0 | 1899.0196 | 0.01079
[30 empty] | 1899.1963 | 1899.2063 | 0 | 1899.1963 | 0.01083
[30 empty] | 1899.373 | 1899.3831 | 0 | 1899.373 | 0.01087
[30 empty] | 1899.5498 | 1899.5598 | 0 | 1899.5498 | 0.01091
[30 empty] | 1899.7266 | 1899.7366 | 0 | 1899.7266 | 0.01095
[30 empty] | 1899.9034 | 1899.9133 | 0 | 1899.9034 | 0.011
[30 empty] | 1900.0802 | 1900.0902 | 0 | 1900.0802 | 0.01106
[30 empty] | 1900.2571 | 1900.2671 | 0 | 1900.2571 | 0.01112
[30 empty] | 1900.4341 | 1900.444 | 0 | 1900.4341 | 0.01118
[30 empty] | 1900.611 | 1900.621 | 0 | 1900.611 | 0.01126
[30 empty] | 1900.788 | 1900.798 | 0 | 1900.788 | 0.01135
[30 empty] | 1900.965 | 1900.975 | 0 | 1900.965 | 0.01144
[30 empty] | 1901.1421 | 1901.152 | 0 | 1901.1421 | 0.01155
[30 empty] | 1901.3191 | 1901.3291 | 0 | 1901.3191 | 0.01166
[30 empty] | 1901.4962 | 1901.5062 | 0 | 1901.4962 | 0.01177
[30 empty] | 1901.6733 | 1901.6834 | 0 | 1901.6733 | 0.01187
[30 empty] | 1901.8506 | 1901.8606 | 0 | 1901.8506 | 0.01195
[30 empty] | 1902.0278 | 1902.0377 | 0 | 1902.0278 | 0.012
[30 empty] | 1902.2051 | 1902.215 | 0 | 1902.2051 | 0.01203
[30 empty] | 1902.3823 | 1902.3923 | 0 | 1902.3823 | 0.01202
[30 empty] | 1902.5596 | 1902.5696 | 0 | 1902.5596 | 0.01199
[30 empty] | 1902.7369 | 1902.7469 | 0 | 1902.7369 | 0.01193
[30 empty] | 1902.9143 | 1902.9243 | 0 | 1902.9143 | 0.01186
[30 empty] | 1903.0918 | 1903.1017 | 0 | 1903.0918 | 0.01177
[30 empty] | 1903.2692 | 1903.2792 | 0 | 1903.2692 | 0.01166
[30 empty] | 1903.4467 | 1903.4567 | 0 | 1903.4467 | 0.01154
[30 empty] | 1903.6242 | 1903.6342 | 0 | 1903.6242 | 0.0114
[30 empty] | 1903.8018 | 1903.8118 | 0 | 1903.8018 | 0.01126
[30 empty] | 1903.9793 | 1903.9893 | 0 | 1903.9793 | 0.01113
[30 empty] | 1904.1569 | 1904.1669 | 0 | 1904.1569 | 0.01102
[30 empty] | 1904.3346 | 1904.3445 | 0 | 1904.3346 | 0.01094
[30 empty] | 1904.5122 | 1904.5222 | 0 | 1904.5122 | 0.01091
[30 empty] | 1904.6899 | 1904.6999 | 0 | 1904.6899 | 0.01093
[30 empty] | 1904.8677 | 1904.8777 | 0 | 1904.8677 | 0.01101
[30 empty] | 1905.0454 | 1905.0554 | 0 | 1905.0454 | 0.01113
[30 empty] | 1905.2233 | 1905.2333 | 0 | 1905.2233 | 0.0113
[30 empty] | 1905.4011 | 1905.4111 | 0 | 1905.4011 | 0.0115
[30 empty] | 1905.579 | 1905.589 | 0 | 1905.579 | 0.01172
[30 empty] | 1905.757 | 1905.7668 | 0 | 1905.757 | 0.01194
[30 empty] | 1905.9348 | 1905.9448 | 0 | 1905.9348 | 0.01214
[30 empty] | 1906.1128 | 1906.1228 | 0 | 1906.1128 | 0.01231
[30 empty] | 1906.2908 | 1906.3008 | 0 | 1906.2908 | 0.01244
[30 empty] | 1906.4689 | 1906.4789 | 0 | 1906.4689 | 0.01252
[30 empty] | 1906.647 | 1906.657 | 0 | 1906.647 | 0.01255
[30 empty] | 1906.8251 | 1906.8351 | 0 | 1906.8251 | 0.01254
[30 empty] | 1907.0032 | 1907.0132 | 0 | 1907.0032 | 0.01249
[30 empty] | 1907.1814 | 1907.1914 | 0 | 1907.1814 | 0.01242
[30 empty] | 1907.3596 | 1907.3696 | 0 | 1907.3596 | 0.01233
[30 empty] | 1907.5378 | 1907.5478 | 0 | 1907.5378 | 0.01225
[30 empty] | 1907.7161 | 1907.7261 | 0 | 1907.7161 | 0.01216
[30 empty] | 1907.8944 | 1907.9044 | 0 | 1907.8944 | 0.01208
[30 empty] | 1908.0728 | 1908.0828 | 0 | 1908.0728 | 0.01201
[30 empty] | 1908.2511 | 1908.2611 | 0 | 1908.2511 | 0.01196
[30 empty] | 1908.4296 | 1908.4396 | 0 | 1908.4296 | 0.01191
[30 empty] | 1908.6079 | 1908.6179 | 0 | 1908.6079 | 0.01186
[30 empty] | 1908.7865 | 1908.7964 | 0 | 1908.7865 | 0.01181
[30 empty] | 1908.965 | 1908.975 | 0 | 1908.965 | 0.01175
[30 empty] | 1909.1434 | 1909.1534 | 0 | 1909.1434 | 0.01168
[30 empty] | 1909.322 | 1909.332 | 0 | 1909.322 | 0.01161
[30 empty] | 1909.5007 | 1909.5106 | 0 | 1909.5007 | 0.01152
[30 empty] | 1909.6793 | 1909.6893 | 0 | 1909.6793 | 0.01144
[30 empty] | 1909.858 | 1909.868 | 0 | 1909.858 | 0.01138
[30 empty] | 1910.0367 | 1910.0467 | 0 | 1910.0367 | 0.01135
[30 empty] | 1910.2154 | 1910.2255 | 0 | 1910.2154 | 0.01134
[30 empty] | 1910.3942 | 1910.4042 | 0 | 1910.3942 | 0.01136
[30 empty] | 1910.573 | 1910.583 | 0 | 1910.573 | 0.01139
[30 empty] | 1910.7518 | 1910.7618 | 0 | 1910.7518 | 0.01142
[30 empty] | 1910.9308 | 1910.9408 | 0 | 1910.9308 | 0.01143
[30 empty] | 1911.1096 | 1911.1196 | 0 | 1911.1096 | 0.01141
[30 empty] | 1911.2886 | 1911.2986 | 0 | 1911.2886 | 0.01136
[30 empty] | 1911.4675 | 1911.4775 | 0 | 1911.4675 | 0.01127
[30 empty] | 1911.6466 | 1911.6566 | 0 | 1911.6466 | 0.01116
[30 empty] | 1911.8257 | 1911.8357 | 0 | 1911.8257 | 0.01106
[30 empty] | 1912.0048 | 1912.0148 | 0 | 1912.0048 | 0.01096
[30 empty] | 1912.1838 | 1912.1939 | 0 | 1912.1838 | 0.0109
[30 empty] | 1912.3629 | 1912.3729 | 0 | 1912.3629 | 0.01088
[30 empty] | 1912.5421 | 1912.5521 | 0 | 1912.5421 | 0.0109
[30 empty] | 1912.7213 | 1912.7313 | 0 | 1912.7213 | 0.01096
[30 empty] | 1912.9006 | 1912.9106 | 0 | 1912.9006 | 0.01104
[30 empty] | 1913.0798 | 1913.0898 | 0 | 1913.0798 | 0.01113
[30 empty] | 1913.2592 | 1913.2692 | 0 | 1913.2592 | 0.01122
[30 empty] | 1913.4385 | 1913.4486 | 0 | 1913.4385 | 0.01132
[30 empty] | 1913.6179 | 1913.6279 | 0 | 1913.6179 | 0.0114
[30 empty] | 1913.7974 | 1913.8074 | 0 | 1913.7974 | 0.01149
[30 empty] | 1913.9768 | 1913.9868 | 0 | 1913.9768 | 0.01157
[30 empty] | 1914.1562 | 1914.1663 | 0 | 1914.1562 | 0.01166
[30 empty] | 1914.3358 | 1914.3458 | 0 | 1914.3358 | 0.01176
[30 empty] | 1914.5153 | 1914.5254 | 0 | 1914.5153 | 0.01185
[30 empty] | 1914.695 | 1914.705 | 0 | 1914.695 | 0.01196
[30 empty] | 1914.8745 | 1914.8845 | 0 | 1914.8745 | 0.01206
[30 empty] | 1915.0542 | 1915.0642 | 0 | 1915.0542 | 0.01216
[30 empty] | 1915.2339 | 1915.2439 | 0 | 1915.2339 | 0.01226
[30 empty] | 1915.4136 | 1915.4236 | 0 | 1915.4136 | 0.01234
[30 empty] | 1915.5933 | 1915.6034 | 0 | 1915.5933 | 0.0124
[30 empty] | 1915.7731 | 1915.7831 | 0 | 1915.7731 | 0.01242
[30 empty] | 1915.9529 | 1915.9629 | 0 | 1915.9529 | 0.0124
[30 empty] | 1916.1328 | 1916.1428 | 0 | 1916.1328 | 0.01234
[30 empty] | 1916.3126 | 1916.3226 | 0 | 1916.3126 | 0.01223
[30 empty] | 1916.4925 | 1916.5026 | 0 | 1916.4925 | 0.01208
[30 empty] | 1916.6725 | 1916.6825 | 0 | 1916.6725 | 0.01191
[30 empty] | 1916.8525 | 1916.8626 | 0 | 1916.8525 | 0.01172
[30 empty] | 1917.0325 | 1917.0426 | 0 | 1917.0325 | 0.01153
[30 empty] | 1917.2125 | 1917.2227 | 0 | 1917.2125 | 0.01136
[30 empty] | 1917.3927 | 1917.4027 | 0 | 1917.3927 | 0.01122
[30 empty] | 1917.5728 | 1917.5828 | 0 | 1917.5728 | 0.0111
[30 empty] | 1917.7529 | 1917.7629 | 0 | 1917.7529 | 0.01102
[30 empty] | 1917.9331 | 1917.9431 | 0 | 1917.9331 | 0.01096
[30 empty] | 1918.1134 | 1918.1234 | 0 | 1918.1134 | 0.01094
[30 empty] | 1918.2936 | 1918.3036 | 0 | 1918.2936 | 0.01093
[30 empty] | 1918.4739 | 1918.4839 | 0 | 1918.4739 | 0.01096
[30 empty] | 1918.6542 | 1918.6643 | 0 | 1918.6542 | 0.011
[30 empty] | 1918.8346 | 1918.8446 | 0 | 1918.8346 | 0.01106
[30 empty] | 1919.015 | 1919.025 | 0 | 1919.015 | 0.01114
[30 empty] | 1919.1954 | 1919.2054 | 0 | 1919.1954 | 0.01122
[30 empty] | 1919.3758 | 1919.3859 | 0 | 1919.3758 | 0.0113
[30 empty] | 1919.5564 | 1919.5664 | 0 | 1919.5564 | 0.01139
[30 empty] | 1919.7369 | 1919.7469 | 0 | 1919.7369 | 0.01146
[30 empty] | 1919.9175 | 1919.9275 | 0 | 1919.9175 | 0.01154
[30 empty] | 1920.098 | 1920.108 | 0 | 1920.098 | 0.01161
[30 empty] | 1920.2787 | 1920.2887 | 0 | 1920.2787 | 0.01168
[30 empty] | 1920.4594 | 1920.4694 | 0 | 1920.4594 | 0.01174
[30 empty] | 1920.64 | 1920.6501 | 0 | 1920.64 | 0.0118
[30 empty] | 1920.8208 | 1920.8308 | 0 | 1920.8208 | 0.01184
[30 empty] | 1921.0016 | 1921.0116 | 0 | 1921.0016 | 0.01188
[30 empty] | 1921.1824 | 1921.1924 | 0 | 1921.1824 | 0.01191
[30 empty] | 1921.3632 | 1921.3732 | 0 | 1921.3632 | 0.01193
[30 empty] | 1921.5441 | 1921.5541 | 0 | 1921.5441 | 0.01195
[30 empty] | 1921.725 | 1921.735 | 0 | 1921.725 | 0.01195
[30 empty] | 1921.9059 | 1921.9159 | 0 | 1921.9059 | 0.01195
[30 empty] | 1922.0868 | 1922.0969 | 0 | 1922.0868 | 0.01195
[30 empty] | 1922.2678 | 1922.2779 | 0 | 1922.2678 | 0.01195
[30 empty] | 1922.4488 | 1922.459 | 0 | 1922.4488 | 0.01194
[30 empty] | 1922.63 | 1922.64 | 0 | 1922.63 | 0.01194
[30 empty] | 1922.811 | 1922.8212 | 0 | 1922.811 | 0.01194
[30 empty] | 1922.9922 | 1923.0023 | 0 | 1922.9922 | 0.01195
[30 empty] | 1923.1733 | 1923.1835 | 0 | 1923.1733 | 0.01196
[30 empty] | 1923.3546 | 1923.3646 | 0 | 1923.3546 | 0.01198
[30 empty] | 1923.5359 | 1923.5459 | 0 | 1923.5359 | 0.012
[30 empty] | 1923.7172 | 1923.7272 | 0 | 1923.7172 | 0.01201
[30 empty] | 1923.8984 | 1923.9084 | 0 | 1923.8984 | 0.01202
[30 empty] | 1924.0798 | 1924.0898 | 0 | 1924.0798 | 0.01203
[30 empty] | 1924.2611 | 1924.2712 | 0 | 1924.2611 | 0.01204
[30 empty] | 1924.4426 | 1924.4526 | 0 | 1924.4426 | 0.01204
[30 empty] | 1924.624 | 1924.634 | 0 | 1924.624 | 0.01203
[30 empty] | 1924.8055 | 1924.8156 | 0 | 1924.8055 | 0.01201
[30 empty] | 1924.9871 | 1924.9971 | 0 | 1924.9871 | 0.01197
[30 empty] | 1925.1686 | 1925.1786 | 0 | 1925.1686 | 0.01191
[30 empty] | 1925.3501 | 1925.3602 | 0 | 1925.3501 | 0.01184
[30 empty] | 1925.5317 | 1925.5419 | 0 | 1925.5317 | 0.01173
[30 empty] | 1925.7134 | 1925.7235 | 0 | 1925.7134 | 0.01161
[30 empty] | 1925.8951 | 1925.9052 | 0 | 1925.8951 | 0.01147
[30 empty] | 1926.0768 | 1926.0869 | 0 | 1926.0768 | 0.01132
[30 empty] | 1926.2585 | 1926.2687 | 0 | 1926.2585 | 0.01116
[30 empty] | 1926.4404 | 1926.4504 | 0 | 1926.4404 | 0.011
[30 empty] | 1926.6222 | 1926.6323 | 0 | 1926.6222 | 0.01086
[30 empty] | 1926.8041 | 1926.8142 | 0 | 1926.8041 | 0.01075
[30 empty] | 1926.986 | 1926.9961 | 0 | 1926.986 | 0.01067
[30 empty] | 1927.1679 | 1927.178 | 0 | 1927.1679 | 0.01063
[30 empty] | 1927.3499 | 1927.36 | 0 | 1927.3499 | 0.01063
[30 empty] | 1927.5319 | 1927.542 | 0 | 1927.5319 | 0.01066
[30 empty] | 1927.7139 | 1927.724 | 0 | 1927.7139 | 0.01073
[30 empty] | 1927.896 | 1927.906 | 0 | 1927.896 | 0.01082
[30 empty] | 1928.078 | 1928.0881 | 0 | 1928.078 | 0.01092
[30 empty] | 1928.2601 | 1928.2703 | 0 | 1928.2601 | 0.01103
[30 empty] | 1928.4424 | 1928.4524 | 0 | 1928.4424 | 0.01112
[30 empty] | 1928.6245 | 1928.6346 | 0 | 1928.6245 | 0.0112
[30 empty] | 1928.8068 | 1928.8169 | 0 | 1928.8068 | 0.01127
[30 empty] | 1928.989 | 1928.9992 | 0 | 1928.989 | 0.01131
[30 empty] | 1929.1714 | 1929.1815 | 0 | 1929.1714 | 0.01132
[30 empty] | 1929.3538 | 1929.3638 | 0 | 1929.3538 | 0.0113
[30 empty] | 1929.5361 | 1929.5461 | 0 | 1929.5361 | 0.01125
[30 empty] | 1929.7185 | 1929.7286 | 0 | 1929.7185 | 0.01118
[30 empty] | 1929.901 | 1929.911 | 0 | 1929.901 | 0.01108
[30 empty] | 1930.0834 | 1930.0935 | 0 | 1930.0834 | 0.01097
[30 empty] | 1930.266 | 1930.276 | 0 | 1930.266 | 0.01087
[30 empty] | 1930.4485 | 1930.4586 | 0 | 1930.4485 | 0.01081
[30 empty] | 1930.6311 | 1930.6411 | 0 | 1930.6311 | 0.01078
[30 empty] | 1930.8137 | 1930.8238 | 0 | 1930.8137 | 0.01081
[30 empty] | 1930.9963 | 1931.0065 | 0 | 1930.9963 | 0.01089
[30 empty] | 1931.1791 | 1931.1891 | 0 | 1931.1791 | 0.01102
[30 empty] | 1931.3617 | 1931.3718 | 0 | 1931.3617 | 0.01116
[30 empty] | 1931.5446 | 1931.5546 | 0 | 1931.5446 | 0.01132
[30 empty] | 1931.7273 | 1931.7374 | 0 | 1931.7273 | 0.01147
[30 empty] | 1931.9102 | 1931.9203 | 0 | 1931.9102 | 0.01159
[30 empty] | 1932.093 | 1932.103 | 0 | 1932.093 | 0.01169
[30 empty] | 1932.2759 | 1932.286 | 0 | 1932.2759 | 0.01175
[30 empty] | 1932.4589 | 1932.4689 | 0 | 1932.4589 | 0.01178
[30 empty] | 1932.6417 | 1932.6519 | 0 | 1932.6417 | 0.01179
[30 empty] | 1932.8248 | 1932.8348 | 0 | 1932.8248 | 0.01178
[30 empty] | 1933.0078 | 1933.0179 | 0 | 1933.0078 | 0.01177
[30 empty] | 1933.1909 | 1933.2009 | 0 | 1933.1909 | 0.01176
[30 empty] | 1933.374 | 1933.384 | 0 | 1933.374 | 0.01176
[30 empty] | 1933.5571 | 1933.5673 | 0 | 1933.5571 | 0.01178
[30 empty] | 1933.7402 | 1933.7504 | 0 | 1933.7402 | 0.01181
[30 empty] | 1933.9235 | 1933.9336 | 0 | 1933.9235 | 0.01184
[30 empty] | 1934.1067 | 1934.1168 | 0 | 1934.1067 | 0.01186
[30 empty] | 1934.29 | 1934.3002 | 0 | 1934.29 | 0.01186
[30 empty] | 1934.4733 | 1934.4834 | 0 | 1934.4733 | 0.01184
[30 empty] | 1934.6566 | 1934.6668 | 0 | 1934.6566 | 0.01179
[30 empty] | 1934.8401 | 1934.8501 | 0 | 1934.8401 | 0.01172
[30 empty] | 1935.0234 | 1935.0336 | 0 | 1935.0234 | 0.01165
[30 empty] | 1935.2069 | 1935.217 | 0 | 1935.2069 | 0.01159
[30 empty] | 1935.3904 | 1935.4005 | 0 | 1935.3904 | 0.01155
[30 empty] | 1935.5738 | 1935.584 | 0 | 1935.5738 | 0.01155
[30 empty] | 1935.7575 | 1935.7676 | 0 | 1935.7575 | 0.01158
[30 empty] | 1935.941 | 1935.9512 | 0 | 1935.941 | 0.01165
[30 empty] | 1936.1246 | 1936.1348 | 0 | 1936.1246 | 0.01173
[30 empty] | 1936.3084 | 1936.3185 | 0 | 1936.3084 | 0.01181
[30 empty] | 1936.4921 | 1936.5022 | 0 | 1936.4921 | 0.01189
[30 empty] | 1936.6758 | 1936.6859 | 0 | 1936.6758 | 0.01194
[30 empty] | 1936.8595 | 1936.8696 | 0 | 1936.8595 | 0.01195
[30 empty] | 1937.0433 | 1937.0535 | 0 | 1937.0433 | 0.01194
[30 empty] | 1937.2272 | 1937.2373 | 0 | 1937.2272 | 0.01188
[30 empty] | 1937.411 | 1937.4211 | 0 | 1937.411 | 0.01179
[30 empty] | 1937.595 | 1937.6051 | 0 | 1937.595 | 0.01168
[30 empty] | 1937.7788 | 1937.7889 | 0 | 1937.7788 | 0.01153
[30 empty] | 1937.9628 | 1937.9729 | 0 | 1937.9628 | 0.01138
[30 empty] | 1938.1469 | 1938.157 | 0 | 1938.1469 | 0.01122
[30 empty] | 1938.3309 | 1938.3411 | 0 | 1938.3309 | 0.01108
[30 empty] | 1938.5149 | 1938.525 | 0 | 1938.5149 | 0.01096
[30 empty] | 1938.6991 | 1938.7092 | 0 | 1938.6991 | 0.01088
[30 empty] | 1938.8832 | 1938.8933 | 0 | 1938.8832 | 0.01083
[30 empty] | 1939.0674 | 1939.0775 | 0 | 1939.0674 | 0.01081
[30 empty] | 1939.2516 | 1939.2617 | 0 | 1939.2516 | 0.01082
[30 empty] | 1939.4359 | 1939.446 | 0 | 1939.4359 | 0.01085
[30 empty] | 1939.6201 | 1939.6302 | 0 | 1939.6201 | 0.01089
[30 empty] | 1939.8044 | 1939.8146 | 0 | 1939.8044 | 0.01092
[30 empty] | 1939.9888 | 1939.999 | 0 | 1939.9888 | 0.01094
[30 empty] | 1940.1732 | 1940.1834 | 0 | 1940.1732 | 0.01094
[30 empty] | 1940.3577 | 1940.3678 | 0 | 1940.3577 | 0.01091
[30 empty] | 1940.5421 | 1940.5522 | 0 | 1940.5421 | 0.01085
[30 empty] | 1940.7266 | 1940.7367 | 0 | 1940.7266 | 0.01076
[30 empty] | 1940.9111 | 1940.9213 | 0 | 1940.9111 | 0.01065
[30 empty] | 1941.0957 | 1941.1058 | 0 | 1941.0957 | 0.01053
[30 empty] | 1941.2803 | 1941.2904 | 0 | 1941.2803 | 0.01042
[30 empty] | 1941.465 | 1941.4751 | 0 | 1941.465 | 0.01035
[30 empty] | 1941.6497 | 1941.6598 | 0 | 1941.6497 | 0.01033
[30 empty] | 1941.8344 | 1941.8445 | 0 | 1941.8344 | 0.01036
[30 empty] | 1942.019 | 1942.0292 | 0 | 1942.019 | 0.01043
[30 empty] | 1942.2039 | 1942.214 | 0 | 1942.2039 | 0.01054
[30 empty] | 1942.3887 | 1942.3988 | 0 | 1942.3887 | 0.01067
[30 empty] | 1942.5735 | 1942.5836 | 0 | 1942.5735 | 0.01081
[30 empty] | 1942.7584 | 1942.7686 | 0 | 1942.7584 | 0.01097
[30 empty] | 1942.9434 | 1942.9535 | 0 | 1942.9434 | 0.01114
[30 empty] | 1943.1283 | 1943.1384 | 0 | 1943.1283 | 0.01131
[30 empty] | 1943.3132 | 1943.3234 | 0 | 1943.3132 | 0.01149
[30 empty] | 1943.4983 | 1943.5084 | 0 | 1943.4983 | 0.01167
[30 empty] | 1943.6834 | 1943.6935 | 0 | 1943.6834 | 0.01184
[30 empty] | 1943.8684 | 1943.8785 | 0 | 1943.8684 | 0.012
[30 empty] | 1944.0536 | 1944.0637 | 0 | 1944.0536 | 0.01213
[30 empty] | 1944.2388 | 1944.2489 | 0 | 1944.2388 | 0.01225
[30 empty] | 1944.424 | 1944.4341 | 0 | 1944.424 | 0.01234
[30 empty] | 1944.6091 | 1944.6194 | 0 | 1944.6091 | 0.01241
[30 empty] | 1944.7944 | 1944.8046 | 0 | 1944.7944 | 0.01246
[30 empty] | 1944.9797 | 1944.9899 | 0 | 1944.9797 | 0.01249
[30 empty] | 1945.165 | 1945.1753 | 0 | 1945.165 | 0.0125
[30 empty] | 1945.3505 | 1945.3606 | 0 | 1945.3505 | 0.01248
[30 empty] | 1945.5359 | 1945.546 | 0 | 1945.5359 | 0.01242
[30 empty] | 1945.7213 | 1945.7314 | 0 | 1945.7213 | 0.01234
[30 empty] | 1945.9069 | 1945.917 | 0 | 1945.9069 | 0.01225
[30 empty] | 1946.0923 | 1946.1025 | 0 | 1946.0923 | 0.01215
[30 empty] | 1946.2778 | 1946.2881 | 0 | 1946.2778 | 0.01206
[30 empty] | 1946.4635 | 1946.4736 | 0 | 1946.4635 | 0.01199
[30 empty] | 1946.649 | 1946.6593 | 0 | 1946.649 | 0.01196
[30 empty] | 1946.8347 | 1946.845 | 0 | 1946.8347 | 0.01197
[30 empty] | 1947.0205 | 1947.0306 | 0 | 1947.0205 | 0.01201
[30 empty] | 1947.2062 | 1947.2163 | 0 | 1947.2062 | 0.01207
[30 empty] | 1947.392 | 1947.4021 | 0 | 1947.392 | 0.01214
[30 empty] | 1947.5778 | 1947.5879 | 0 | 1947.5778 | 0.01221
[30 empty] | 1947.7635 | 1947.7738 | 0 | 1947.7635 | 0.01227
[30 empty] | 1947.9495 | 1947.9596 | 0 | 1947.9495 | 0.01232
[30 empty] | 1948.1354 | 1948.1455 | 0 | 1948.1354 | 0.01236
[30 empty] | 1948.3213 | 1948.3315 | 0 | 1948.3213 | 0.01238
[30 empty] | 1948.5073 | 1948.5175 | 0 | 1948.5073 | 0.01238
[30 empty] | 1948.6934 | 1948.7035 | 0 | 1948.6934 | 0.01235
[30 empty] | 1948.8794 | 1948.8895 | 0 | 1948.8794 | 0.01228
[30 empty] | 1949.0654 | 1949.0757 | 0 | 1949.0654 | 0.01219
[30 empty] | 1949.2516 | 1949.2617 | 0 | 1949.2516 | 0.01207
[30 empty] | 1949.4377 | 1949.4479 | 0 | 1949.4377 | 0.01193
[30 empty] | 1949.6239 | 1949.6342 | 0 | 1949.6239 | 0.01177
[30 empty] | 1949.8102 | 1949.8203 | 0 | 1949.8102 | 0.0116
[30 empty] | 1949.9965 | 1950.0066 | 0 | 1949.9965 | 0.01143
[30 empty] | 1950.1827 | 1950.1929 | 0 | 1950.1827 | 0.01127
[30 empty] | 1950.369 | 1950.3793 | 0 | 1950.369 | 0.01111
[30 empty] | 1950.5554 | 1950.5656 | 0 | 1950.5554 | 0.01096
[30 empty] | 1950.7418 | 1950.7521 | 0 | 1950.7418 | 0.01084
[30 empty] | 1950.9282 | 1950.9385 | 0 | 1950.9282 | 0.01074
[30 empty] | 1951.1147 | 1951.125 | 0 | 1951.1147 | 0.01068
[30 empty] | 1951.3013 | 1951.3114 | 0 | 1951.3013 | 0.01065
[30 empty] | 1951.4878 | 1951.498 | 0 | 1951.4878 | 0.01067
[30 empty] | 1951.6744 | 1951.6846 | 0 | 1951.6744 | 0.01071
[30 empty] | 1951.861 | 1951.8712 | 0 | 1951.861 | 0.01079
[30 empty] | 1952.0477 | 1952.0579 | 0 | 1952.0477 | 0.01088
[30 empty] | 1952.2344 | 1952.2445 | 0 | 1952.2344 | 0.01098
[30 empty] | 1952.4211 | 1952.4313 | 0 | 1952.4211 | 0.01107
[30 empty] | 1952.6079 | 1952.618 | 0 | 1952.6079 | 0.01115
[30 empty] | 1952.7947 | 1952.8048 | 0 | 1952.7947 | 0.0112
[30 empty] | 1952.9814 | 1952.9917 | 0 | 1952.9814 | 0.01122
[30 empty] | 1953.1683 | 1953.1786 | 0 | 1953.1683 | 0.01122
[30 empty] | 1953.3552 | 1953.3655 | 0 | 1953.3552 | 0.01118
[30 empty] | 1953.5422 | 1953.5524 | 0 | 1953.5422 | 0.01112
[30 empty] | 1953.7293 | 1953.7394 | 0 | 1953.7293 | 0.01106
[30 empty] | 1953.9163 | 1953.9264 | 0 | 1953.9163 | 0.011
[30 empty] | 1954.1033 | 1954.1134 | 0 | 1954.1033 | 0.01095
[30 empty] | 1954.2903 | 1954.3005 | 0 | 1954.2903 | 0.01093
[30 empty] | 1954.4774 | 1954.4877 | 0 | 1954.4774 | 0.01093
[30 empty] | 1954.6647 | 1954.6748 | 0 | 1954.6647 | 0.01096
[30 empty] | 1954.8518 | 1954.8621 | 0 | 1954.8518 | 0.011
[30 empty] | 1955.0391 | 1955.0492 | 0 | 1955.0391 | 0.01106
[30 empty] | 1955.2263 | 1955.2365 | 0 | 1955.2263 | 0.01111
[30 empty] | 1955.4136 | 1955.4238 | 0 | 1955.4136 | 0.01114
[30 empty] | 1955.601 | 1955.6111 | 0 | 1955.601 | 0.01116
[30 empty] | 1955.7883 | 1955.7985 | 0 | 1955.7883 | 0.01116
[30 empty] | 1955.9757 | 1955.986 | 0 | 1955.9757 | 0.01113
[30 empty] | 1956.1632 | 1956.1733 | 0 | 1956.1632 | 0.01107
[30 empty] | 1956.3506 | 1956.3608 | 0 | 1956.3506 | 0.01098
[30 empty] | 1956.5382 | 1956.5483 | 0 | 1956.5382 | 0.01086
[30 empty] | 1956.7257 | 1956.736 | 0 | 1956.7257 | 0.01071
[30 empty] | 1956.9133 | 1956.9235 | 0 | 1956.9133 | 0.01055
[30 empty] | 1957.101 | 1957.1111 | 0 | 1957.101 | 0.01037
[30 empty] | 1957.2886 | 1957.2988 | 0 | 1957.2886 | 0.01021
[30 empty] | 1957.4763 | 1957.4865 | 0 | 1957.4763 | 0.01007
[30 empty] | 1957.6641 | 1957.6742 | 0 | 1957.6641 | 0.00997
[30 empty] | 1957.8518 | 1957.8619 | 0 | 1957.8518 | 0.00991
[30 empty] | 1958.0395 | 1958.0498 | 0 | 1958.0395 | 0.0099
[30 empty] | 1958.2274 | 1958.2377 | 0 | 1958.2274 | 0.00994
[30 empty] | 1958.4153 | 1958.4255 | 0 | 1958.4153 | 0.01002
[30 empty] | 1958.6031 | 1958.6134 | 0 | 1958.6031 | 0.01015
[30 empty] | 1958.7911 | 1958.8014 | 0 | 1958.7911 | 0.0103
[30 empty] | 1958.9791 | 1958.9894 | 0 | 1958.9791 | 0.01046
[30 empty] | 1959.1671 | 1959.1774 | 0 | 1959.1671 | 0.01061
[30 empty] | 1959.3552 | 1959.3655 | 0 | 1959.3552 | 0.01073
[30 empty] | 1959.5433 | 1959.5536 | 0 | 1959.5433 | 0.01082
[30 empty] | 1959.7314 | 1959.7417 | 0 | 1959.7314 | 0.01086
[30 empty] | 1959.9196 | 1959.9298 | 0 | 1959.9196 | 0.01086
[30 empty] | 1960.1078 | 1960.118 | 0 | 1960.1078 | 0.01081
[30 empty] | 1960.296 | 1960.3063 | 0 | 1960.296 | 0.01072
[30 empty] | 1960.4842 | 1960.4945 | 0 | 1960.4842 | 0.0106
[30 empty] | 1960.6726 | 1960.6829 | 0 | 1960.6726 | 0.01048
[30 empty] | 1960.861 | 1960.8712 | 0 | 1960.861 | 0.01038
[30 empty] | 1961.0493 | 1961.0596 | 0 | 1961.0493 | 0.0103
[30 empty] | 1961.2378 | 1961.248 | 0 | 1961.2378 | 0.01027
[30 empty] | 1961.4263 | 1961.4364 | 0 | 1961.4263 | 0.0103
[30 empty] | 1961.6147 | 1961.625 | 0 | 1961.6147 | 0.01037
[30 empty] | 1961.8032 | 1961.8135 | 0 | 1961.8032 | 0.01049
[30 empty] | 1961.9918 | 1962.0021 | 0 | 1961.9918 | 0.01064
[30 empty] | 1962.1804 | 1962.1907 | 0 | 1962.1804 | 0.01081
[30 empty] | 1962.369 | 1962.3793 | 0 | 1962.369 | 0.01097
[30 empty] | 1962.5577 | 1962.568 | 0 | 1962.5577 | 0.01111
[30 empty] | 1962.7465 | 1962.7566 | 0 | 1962.7465 | 0.01124
[30 empty] | 1962.9352 | 1962.9454 | 0 | 1962.9352 | 0.01134
[30 empty] | 1963.1239 | 1963.1342 | 0 | 1963.1239 | 0.01142
[30 empty] | 1963.3127 | 1963.323 | 0 | 1963.3127 | 0.01147
[30 empty] | 1963.5016 | 1963.5118 | 0 | 1963.5016 | 0.01151
[30 empty] | 1963.6904 | 1963.7007 | 0 | 1963.6904 | 0.01153
[30 empty] | 1963.8794 | 1963.8897 | 0 | 1963.8794 | 0.01154
[30 empty] | 1964.0684 | 1964.0786 | 0 | 1964.0684 | 0.01154
[30 empty] | 1964.2573 | 1964.2676 | 0 | 1964.2573 | 0.01154
[30 empty] | 1964.4464 | 1964.4567 | 0 | 1964.4464 | 0.01154
[30 empty] | 1964.6355 | 1964.6457 | 0 | 1964.6355 | 0.01156
[30 empty] | 1964.8246 | 1964.8348 | 0 | 1964.8246 | 0.01159
[30 empty] | 1965.0137 | 1965.0239 | 0 | 1965.0137 | 0.01163
[30 empty] | 1965.2029 | 1965.2131 | 0 | 1965.2029 | 0.01167
[30 empty] | 1965.3921 | 1965.4023 | 0 | 1965.3921 | 0.0117
[30 empty] | 1965.5814 | 1965.5917 | 0 | 1965.5814 | 0.01171
[30 empty] | 1965.7706 | 1965.7809 | 0 | 1965.7706 | 0.01167
[30 empty] | 1965.96 | 1965.9702 | 0 | 1965.96 | 0.01159
[30 empty] | 1966.1494 | 1966.1597 | 0 | 1966.1494 | 0.01146
[30 empty] | 1966.3387 | 1966.349 | 0 | 1966.3387 | 0.01129
[30 empty] | 1966.5282 | 1966.5385 | 0 | 1966.5282 | 0.01108
[30 empty] | 1966.7177 | 1966.7279 | 0 | 1966.7177 | 0.01085
[30 empty] | 1966.9072 | 1966.9175 | 0 | 1966.9072 | 0.01063
[30 empty] | 1967.0967 | 1967.1069 | 0 | 1967.0967 | 0.01044
[30 empty] | 1967.2863 | 1967.2965 | 0 | 1967.2863 | 0.0103
[30 empty] | 1967.476 | 1967.4862 | 0 | 1967.476 | 0.01023
[30 empty] | 1967.6655 | 1967.6758 | 0 | 1967.6655 | 0.01023
[30 empty] | 1967.8552 | 1967.8655 | 0 | 1967.8552 | 0.0103
[30 empty] | 1968.045 | 1968.0553 | 0 | 1968.045 | 0.01043
[30 empty] | 1968.2347 | 1968.245 | 0 | 1968.2347 | 0.0106
[30 empty] | 1968.4246 | 1968.4348 | 0 | 1968.4246 | 0.01078
[30 empty] | 1968.6144 | 1968.6246 | 0 | 1968.6144 | 0.01096
[30 empty] | 1968.8043 | 1968.8146 | 0 | 1968.8043 | 0.01112
[30 empty] | 1968.9941 | 1969.0044 | 0 | 1968.9941 | 0.01124
[30 empty] | 1969.1841 | 1969.1945 | 0 | 1969.1841 | 0.01133
[30 empty] | 1969.3742 | 1969.3844 | 0 | 1969.3742 | 0.01138
[30 empty] | 1969.5641 | 1969.5745 | 0 | 1969.5641 | 0.0114
[30 empty] | 1969.7541 | 1969.7644 | 0 | 1969.7541 | 0.01138
[30 empty] | 1969.9443 | 1969.9546 | 0 | 1969.9443 | 0.01134
[30 empty] | 1970.1344 | 1970.1446 | 0 | 1970.1344 | 0.01127
[30 empty] | 1970.3246 | 1970.3348 | 0 | 1970.3246 | 0.01119
[30 empty] | 1970.5148 | 1970.525 | 0 | 1970.5148 | 0.01111
[30 empty] | 1970.7051 | 1970.7153 | 0 | 1970.7051 | 0.01102
[30 empty] | 1970.8953 | 1970.9056 | 0 | 1970.8953 | 0.01094
[30 empty] | 1971.0856 | 1971.0959 | 0 | 1971.0856 | 0.01086
[30 empty] | 1971.276 | 1971.2863 | 0 | 1971.276 | 0.01079
[30 empty] | 1971.4663 | 1971.4767 | 0 | 1971.4663 | 0.01071
[30 empty] | 1971.6567 | 1971.6671 | 0 | 1971.6567 | 0.01063
[30 empty] | 1971.8473 | 1971.8575 | 0 | 1971.8473 | 0.01056
[30 empty] | 1972.0377 | 1972.048 | 0 | 1972.0377 | 0.01049
[30 empty] | 1972.2283 | 1972.2385 | 0 | 1972.2283 | 0.01045
[30 empty] | 1972.4188 | 1972.4291 | 0 | 1972.4188 | 0.01043
[30 empty] | 1972.6095 | 1972.6198 | 0 | 1972.6095 | 0.01045
[30 empty] | 1972.8001 | 1972.8104 | 0 | 1972.8001 | 0.01052
[30 empty] | 1972.9908 | 1973.0011 | 0 | 1972.9908 | 0.01063
[30 empty] | 1973.1815 | 1973.1918 | 0 | 1973.1815 | 0.01076
[30 empty] | 1973.3723 | 1973.3826 | 0 | 1973.3723 | 0.0109
[30 empty] | 1973.5631 | 1973.5734 | 0 | 1973.5631 | 0.01103
[30 empty] | 1973.7539 | 1973.7642 | 0 | 1973.7539 | 0.01113
[30 empty] | 1973.9447 | 1973.9551 | 0 | 1973.9447 | 0.01119
[30 empty] | 1974.1356 | 1974.146 | 0 | 1974.1356 | 0.01121
[30 empty] | 1974.3265 | 1974.3369 | 0 | 1974.3265 | 0.01119
[30 empty] | 1974.5176 | 1974.5278 | 0 | 1974.5176 | 0.01115
[30 empty] | 1974.7086 | 1974.7189 | 0 | 1974.7086 | 0.01111
[30 empty] | 1974.8997 | 1974.9099 | 0 | 1974.8997 | 0.01106
[30 empty] | 1975.0907 | 1975.1011 | 0 | 1975.0907 | 0.01103
[30 empty] | 1975.2819 | 1975.2921 | 0 | 1975.2819 | 0.01102
[30 empty] | 1975.473 | 1975.4833 | 0 | 1975.473 | 0.01103
[30 empty] | 1975.6642 | 1975.6746 | 0 | 1975.6642 | 0.01106
[30 empty] | 1975.8555 | 1975.8657 | 0 | 1975.8555 | 0.01111
[30 empty] | 1976.0467 | 1976.057 | 0 | 1976.0467 | 0.01118
[30 empty] | 1976.238 | 1976.2483 | 0 | 1976.238 | 0.01125
[30 empty] | 1976.4294 | 1976.4397 | 0 | 1976.4294 | 0.01132
[30 empty] | 1976.6207 | 1976.6311 | 0 | 1976.6207 | 0.01139
[30 empty] | 1976.8123 | 1976.8225 | 0 | 1976.8123 | 0.01145
[30 empty] | 1977.0037 | 1977.0139 | 0 | 1977.0037 | 0.0115
[30 empty] | 1977.1952 | 1977.2054 | 0 | 1977.1952 | 0.01154
[30 empty] | 1977.3867 | 1977.397 | 0 | 1977.3867 | 0.01157
[30 empty] | 1977.5783 | 1977.5885 | 0 | 1977.5783 | 0.01159
[30 empty] | 1977.7699 | 1977.7802 | 0 | 1977.7699 | 0.01161
[30 empty] | 1977.9615 | 1977.9718 | 0 | 1977.9615 | 0.01161
[30 empty] | 1978.1532 | 1978.1635 | 0 | 1978.1532 | 0.0116
[30 empty] | 1978.3448 | 1978.3552 | 0 | 1978.3448 | 0.01156
[30 empty] | 1978.5366 | 1978.547 | 0 | 1978.5366 | 0.01149
[30 empty] | 1978.7285 | 1978.7388 | 0 | 1978.7285 | 0.01139
[30 empty] | 1978.9203 | 1978.9305 | 0 | 1978.9203 | 0.01127
[30 empty] | 1979.1122 | 1979.1224 | 0 | 1979.1122 | 0.01113
[30 empty] | 1979.3041 | 1979.3143 | 0 | 1979.3041 | 0.01098
[30 empty] | 1979.496 | 1979.5064 | 0 | 1979.496 | 0.01084
[30 empty] | 1979.688 | 1979.6982 | 0 | 1979.688 | 0.01073
[30 empty] | 1979.88 | 1979.8903 | 0 | 1979.88 | 0.01066
[30 empty] | 1980.072 | 1980.0824 | 0 | 1980.072 | 0.01065
[30 empty] | 1980.2642 | 1980.2744 | 0 | 1980.2642 | 0.01072
[30 empty] | 1980.4563 | 1980.4666 | 0 | 1980.4563 | 0.01087
[30 empty] | 1980.6484 | 1980.6588 | 0 | 1980.6484 | 0.0111
[30 empty] | 1980.8406 | 1980.851 | 0 | 1980.8406 | 0.01141
[30 empty] | 1981.0328 | 1981.0432 | 0 | 1981.0328 | 0.01177
[30 empty] | 1981.2251 | 1981.2355 | 0 | 1981.2251 | 0.01216
[30 empty] | 1981.4175 | 1981.4277 | 0 | 1981.4175 | 0.01254
[30 empty] | 1981.6099 | 1981.6201 | 0 | 1981.6099 | 0.01289
[30 empty] | 1981.8022 | 1981.8125 | 0 | 1981.8022 | 0.01316
[30 empty] | 1981.9946 | 1982.005 | 0 | 1981.9946 | 0.01334
[30 empty] | 1982.1871 | 1982.1974 | 0 | 1982.1871 | 0.01342
[30 empty] | 1982.3796 | 1982.3899 | 0 | 1982.3796 | 0.01338
[30 empty] | 1982.5721 | 1982.5825 | 0 | 1982.5721 | 0.01325
[30 empty] | 1982.7648 | 1982.775 | 0 | 1982.7648 | 0.01304
[30 empty] | 1982.9573 | 1982.9677 | 0 | 1982.9573 | 0.01275
[30 empty] | 1983.15 | 1983.1603 | 0 | 1983.15 | 0.01242
[30 empty] | 1983.3427 | 1983.353 | 0 | 1983.3427 | 0.01207
[30 empty] | 1983.5354 | 1983.5458 | 0 | 1983.5354 | 0.01172
[30 empty] | 1983.7281 | 1983.7385 | 0 | 1983.7281 | 0.0114
[30 empty] | 1983.921 | 1983.9313 | 0 | 1983.921 | 0.01113
[30 empty] | 1984.1138 | 1984.1242 | 0 | 1984.1138 | 0.01091
[30 empty] | 1984.3066 | 1984.317 | 0 | 1984.3066 | 0.01075
[30 empty] | 1984.4996 | 1984.5099 | 0 | 1984.4996 | 0.01066
[30 empty] | 1984.6925 | 1984.7029 | 0 | 1984.6925 | 0.01061
[30 empty] | 1984.8855 | 1984.8959 | 0 | 1984.8855 | 0.01062
[30 empty] | 1985.0786 | 1985.0889 | 0 | 1985.0786 | 0.01066
[30 empty] | 1985.2716 | 1985.282 | 0 | 1985.2716 | 0.01074
[30 empty] | 1985.4647 | 1985.4751 | 0 | 1985.4647 | 0.01085
[30 empty] | 1985.6578 | 1985.6682 | 0 | 1985.6578 | 0.01098
[30 empty] | 1985.8511 | 1985.8613 | 0 | 1985.8511 | 0.01112
[30 empty] | 1986.0442 | 1986.0546 | 0 | 1986.0442 | 0.01125
[30 empty] | 1986.2376 | 1986.2478 | 0 | 1986.2376 | 0.01136
[30 empty] | 1986.4308 | 1986.4412 | 0 | 1986.4308 | 0.01143
[30 empty] | 1986.6242 | 1986.6345 | 0 | 1986.6242 | 0.01145
[30 empty] | 1986.8175 | 1986.8279 | 0 | 1986.8175 | 0.01143
[30 empty] | 1987.0109 | 1987.0212 | 0 | 1987.0109 | 0.01136
[30 empty] | 1987.2043 | 1987.2147 | 0 | 1987.2043 | 0.01125
[30 empty] | 1987.3978 | 1987.4082 | 0 | 1987.3978 | 0.01111
[30 empty] | 1987.5913 | 1987.6017 | 0 | 1987.5913 | 0.01096
[30 empty] | 1987.7849 | 1987.7952 | 0 | 1987.7849 | 0.01081
[30 empty] | 1987.9785 | 1987.9888 | 0 | 1987.9785 | 0.01068
[30 empty] | 1988.1721 | 1988.1825 | 0 | 1988.1721 | 0.0106
[30 empty] | 1988.3657 | 1988.3761 | 0 | 1988.3657 | 0.01056
[30 empty] | 1988.5594 | 1988.5698 | 0 | 1988.5594 | 0.01059
[30 empty] | 1988.7532 | 1988.7635 | 0 | 1988.7532 | 0.01067
[30 empty] | 1988.947 | 1988.9573 | 0 | 1988.947 | 0.01081
[30 empty] | 1989.1408 | 1989.1511 | 0 | 1989.1408 | 0.01098
[30 empty] | 1989.3346 | 1989.345 | 0 | 1989.3346 | 0.01117
[30 empty] | 1989.5286 | 1989.5389 | 0 | 1989.5286 | 0.01136
[30 empty] | 1989.7224 | 1989.7328 | 0 | 1989.7224 | 0.01154
[30 empty] | 1989.9164 | 1989.9268 | 0 | 1989.9164 | 0.01169
[30 empty] | 1990.1105 | 1990.1209 | 0 | 1990.1105 | 0.01181
[30 empty] | 1990.3044 | 1990.3148 | 0 | 1990.3044 | 0.01191
[30 empty] | 1990.4985 | 1990.5089 | 0 | 1990.4985 | 0.01197
[30 empty] | 1990.6927 | 1990.703 | 0 | 1990.6927 | 0.012
[30 empty] | 1990.8868 | 1990.8972 | 0 | 1990.8868 | 0.012
[30 empty] | 1991.0811 | 1991.0914 | 0 | 1991.0811 | 0.01195
[30 empty] | 1991.2753 | 1991.2856 | 0 | 1991.2753 | 0.01185
[30 empty] | 1991.4696 | 1991.4799 | 0 | 1991.4696 | 0.0117
[30 empty] | 1991.6638 | 1991.6742 | 0 | 1991.6638 | 0.01151
[30 empty] | 1991.8582 | 1991.8685 | 0 | 1991.8582 | 0.0113
[30 empty] | 1992.0526 | 1992.063 | 0 | 1992.0526 | 0.01108
[30 empty] | 1992.2469 | 1992.2573 | 0 | 1992.2469 | 0.01089
[30 empty] | 1992.4415 | 1992.4518 | 0 | 1992.4415 | 0.01075
[30 empty] | 1992.636 | 1992.6464 | 0 | 1992.636 | 0.01068
[30 empty] | 1992.8304 | 1992.8408 | 0 | 1992.8304 | 0.01071
[30 empty] | 1993.025 | 1993.0354 | 0 | 1993.025 | 0.01083
[30 empty] | 1993.2197 | 1993.2301 | 0 | 1993.2197 | 0.01101
[30 empty] | 1993.4143 | 1993.4247 | 0 | 1993.4143 | 0.01123
[30 empty] | 1993.609 | 1993.6194 | 0 | 1993.609 | 0.01146
[30 empty] | 1993.8037 | 1993.8141 | 0 | 1993.8037 | 0.01165
[30 empty] | 1993.9985 | 1994.0089 | 0 | 1993.9985 | 0.0118
[30 empty] | 1994.1934 | 1994.2037 | 0 | 1994.1934 | 0.0119
[30 empty] | 1994.3882 | 1994.3986 | 0 | 1994.3882 | 0.01194
[30 empty] | 1994.583 | 1994.5934 | 0 | 1994.583 | 0.01196
[30 empty] | 1994.7779 | 1994.7883 | 0 | 1994.7779 | 0.01197
[30 empty] | 1994.9729 | 1994.9833 | 0 | 1994.9729 | 0.01197
[30 empty] | 1995.1679 | 1995.1783 | 0 | 1995.1679 | 0.012
[30 empty] | 1995.3629 | 1995.3733 | 0 | 1995.3629 | 0.01205
[30 empty] | 1995.558 | 1995.5684 | 0 | 1995.558 | 0.0121
[30 empty] | 1995.7532 | 1995.7635 | 0 | 1995.7532 | 0.01217
[30 empty] | 1995.9482 | 1995.9586 | 0 | 1995.9482 | 0.01221
[30 empty] | 1996.1434 | 1996.1538 | 0 | 1996.1434 | 0.01224
[30 empty] | 1996.3386 | 1996.349 | 0 | 1996.3386 | 0.01222
[30 empty] | 1996.5339 | 1996.5443 | 0 | 1996.5339 | 0.01217
[30 empty] | 1996.7293 | 1996.7396 | 0 | 1996.7293 | 0.01209
[30 empty] | 1996.9246 | 1996.9349 | 0 | 1996.9246 | 0.01198
[30 empty] | 1997.12 | 1997.1304 | 0 | 1997.12 | 0.01187
[30 empty] | 1997.3153 | 1997.3258 | 0 | 1997.3153 | 0.01178
[30 empty] | 1997.5107 | 1997.5212 | 0 | 1997.5107 | 0.01173
[30 empty] | 1997.7063 | 1997.7167 | 0 | 1997.7063 | 0.01172
[30 empty] | 1997.9019 | 1997.9122 | 0 | 1997.9019 | 0.01176
[30 empty] | 1998.0974 | 1998.1078 | 0 | 1998.0974 | 0.01183
[30 empty] | 1998.293 | 1998.3033 | 0 | 1998.293 | 0.01192
[30 empty] | 1998.4887 | 1998.499 | 0 | 1998.4887 | 0.01199
[30 empty] | 1998.6843 | 1998.6947 | 0 | 1998.6843 | 0.01202
[30 empty] | 1998.88 | 1998.8904 | 0 | 1998.88 | 0.012
[30 empty] | 1999.0758 | 1999.0862 | 0 | 1999.0758 | 0.01194
[30 empty] | 1999.2716 | 1999.282 | 0 | 1999.2716 | 0.01183
[30 empty] | 1999.4674 | 1999.4778 | 0 | 1999.4674 | 0.01171
[30 empty] | 1999.6633 | 1999.6737 | 0 | 1999.6633 | 0.01159
[30 empty] | 1999.8592 | 1999.8696 | 0 | 1999.8592 | 0.0115
[30 empty] | 2000.0552 | 2000.0656 | 0 | 2000.0552 | 0.01145
[30 empty] | 2000.2511 | 2000.2616 | 0 | 2000.2511 | 0.01142
[30 empty] | 2000.4471 | 2000.4575 | 0 | 2000.4471 | 0.01142
[30 empty] | 2000.6432 | 2000.6537 | 0 | 2000.6432 | 0.01143
[30 empty] | 2000.8394 | 2000.8497 | 0 | 2000.8394 | 0.01142
[30 empty] | 2001.0355 | 2001.0459 | 0 | 2001.0355 | 0.0114
[30 empty] | 2001.2317 | 2001.2421 | 0 | 2001.2317 | 0.01134
[30 empty] | 2001.4279 | 2001.4382 | 0 | 2001.4279 | 0.01127
[30 empty] | 2001.6242 | 2001.6345 | 0 | 2001.6242 | 0.01117
[30 empty] | 2001.8204 | 2001.8308 | 0 | 2001.8204 | 0.01106
[30 empty] | 2002.0167 | 2002.0272 | 0 | 2002.0167 | 0.01095
[30 empty] | 2002.2131 | 2002.2235 | 0 | 2002.2131 | 0.01086
[30 empty] | 2002.4096 | 2002.4199 | 0 | 2002.4096 | 0.0108
[30 empty] | 2002.606 | 2002.6165 | 0 | 2002.606 | 0.01077
[30 empty] | 2002.8025 | 2002.8129 | 0 | 2002.8025 | 0.01078
[30 empty] | 2002.999 | 2003.0094 | 0 | 2002.999 | 0.01084
[30 empty] | 2003.1956 | 2003.2061 | 0 | 2003.1956 | 0.01094
[30 empty] | 2003.3922 | 2003.4026 | 0 | 2003.3922 | 0.01107
[30 empty] | 2003.5889 | 2003.5992 | 0 | 2003.5889 | 0.01124
[30 empty] | 2003.7855 | 2003.7959 | 0 | 2003.7855 | 0.01143
[30 empty] | 2003.9822 | 2003.9927 | 0 | 2003.9822 | 0.01163
[30 empty] | 2004.179 | 2004.1895 | 0 | 2004.179 | 0.01182
[30 empty] | 2004.3757 | 2004.3862 | 0 | 2004.3757 | 0.012
[30 empty] | 2004.5726 | 2004.583 | 0 | 2004.5726 | 0.01214
[30 empty] | 2004.7695 | 2004.7799 | 0 | 2004.7695 | 0.01224
[30 empty] | 2004.9664 | 2004.9768 | 0 | 2004.9664 | 0.0123
[30 empty] | 2005.1633 | 2005.1738 | 0 | 2005.1633 | 0.01232
[30 empty] | 2005.3603 | 2005.3707 | 0 | 2005.3603 | 0.0123
[30 empty] | 2005.5574 | 2005.5677 | 0 | 2005.5574 | 0.01225
[30 empty] | 2005.7544 | 2005.7649 | 0 | 2005.7544 | 0.01218
[30 empty] | 2005.9515 | 2005.962 | 0 | 2005.9515 | 0.01209
[30 empty] | 2006.1487 | 2006.1592 | 0 | 2006.1487 | 0.01199
[30 empty] | 2006.3458 | 2006.3563 | 0 | 2006.3458 | 0.01189
[30 empty] | 2006.5431 | 2006.5536 | 0 | 2006.5431 | 0.01182
[30 empty] | 2006.7404 | 2006.7508 | 0 | 2006.7404 | 0.01179
[30 empty] | 2006.9376 | 2006.9481 | 0 | 2006.9376 | 0.0118
[30 empty] | 2007.135 | 2007.1454 | 0 | 2007.135 | 0.01187
[30 empty] | 2007.3324 | 2007.3428 | 0 | 2007.3324 | 0.01199
[30 empty] | 2007.5298 | 2007.5403 | 0 | 2007.5298 | 0.01215
[30 empty] | 2007.7273 | 2007.7377 | 0 | 2007.7273 | 0.01232
[30 empty] | 2007.9248 | 2007.9352 | 0 | 2007.9248 | 0.01249
[30 empty] | 2008.1223 | 2008.1327 | 0 | 2008.1223 | 0.01263
[30 empty] | 2008.3198 | 2008.3303 | 0 | 2008.3198 | 0.01272
[30 empty] | 2008.5175 | 2008.5279 | 0 | 2008.5175 | 0.01275
[30 empty] | 2008.7151 | 2008.7256 | 0 | 2008.7151 | 0.01272
[30 empty] | 2008.9128 | 2008.9232 | 0 | 2008.9128 | 0.01266
[30 empty] | 2009.1105 | 2009.121 | 0 | 2009.1105 | 0.01258
[30 empty] | 2009.3084 | 2009.3187 | 0 | 2009.3084 | 0.01249
[30 empty] | 2009.5061 | 2009.5166 | 0 | 2009.5061 | 0.01243
[30 empty] | 2009.704 | 2009.7144 | 0 | 2009.704 | 0.0124
[30 empty] | 2009.9019 | 2009.9122 | 0 | 2009.9019 | 0.01239
[30 empty] | 2010.0997 | 2010.1102 | 0 | 2010.0997 | 0.01241
[30 empty] | 2010.2977 | 2010.3081 | 0 | 2010.2977 | 0.01241
[30 empty] | 2010.4957 | 2010.5062 | 0 | 2010.4957 | 0.0124
[30 empty] | 2010.6937 | 2010.7042 | 0 | 2010.6937 | 0.01235
[30 empty] | 2010.8918 | 2010.9023 | 0 | 2010.8918 | 0.01224
[30 empty] | 2011.09 | 2011.1005 | 0 | 2011.09 | 0.01207
[30 empty] | 2011.2881 | 2011.2986 | 0 | 2011.2881 | 0.01186
[30 empty] | 2011.4863 | 2011.4967 | 0 | 2011.4863 | 0.01161
[30 empty] | 2011.6846 | 2011.695 | 0 | 2011.6846 | 0.01133
[30 empty] | 2011.8828 | 2011.8933 | 0 | 2011.8828 | 0.01106
[30 empty] | 2012.0812 | 2012.0916 | 0 | 2012.0812 | 0.0108
[30 empty] | 2012.2794 | 2012.2899 | 0 | 2012.2794 | 0.01057
[30 empty] | 2012.4779 | 2012.4883 | 0 | 2012.4779 | 0.0104
[30 empty] | 2012.6763 | 2012.6868 | 0 | 2012.6763 | 0.01029
[30 empty] | 2012.8748 | 2012.8853 | 0 | 2012.8748 | 0.01025
[30 empty] | 2013.0732 | 2013.0837 | 0 | 2013.0732 | 0.01026
[30 empty] | 2013.2719 | 2013.2822 | 0 | 2013.2719 | 0.01032
[30 empty] | 2013.4705 | 2013.4808 | 0 | 2013.4705 | 0.01042
[30 empty] | 2013.6691 | 2013.6794 | 0 | 2013.6691 | 0.01053
[30 empty] | 2013.8677 | 2013.8782 | 0 | 2013.8677 | 0.01066
[30 empty] | 2014.0664 | 2014.0769 | 0 | 2014.0664 | 0.01078
[30 empty] | 2014.2651 | 2014.2756 | 0 | 2014.2651 | 0.01091
[30 empty] | 2014.464 | 2014.4744 | 0 | 2014.464 | 0.01103
[30 empty] | 2014.6627 | 2014.6732 | 0 | 2014.6627 | 0.01115
[30 empty] | 2014.8616 | 2014.8721 | 0 | 2014.8616 | 0.01127
[30 empty] | 2015.0605 | 2015.071 | 0 | 2015.0605 | 0.01139
[30 empty] | 2015.2594 | 2015.2699 | 0 | 2015.2594 | 0.01152
[30 empty] | 2015.4584 | 2015.4689 | 0 | 2015.4584 | 0.01167
[30 empty] | 2015.6575 | 2015.668 | 0 | 2015.6575 | 0.01183
[30 empty] | 2015.8566 | 2015.8669 | 0 | 2015.8566 | 0.012
[30 empty] | 2016.0557 | 2016.066 | 0 | 2016.0557 | 0.01216
[30 empty] | 2016.2548 | 2016.2653 | 0 | 2016.2548 | 0.0123
[30 empty] | 2016.4539 | 2016.4644 | 0 | 2016.4539 | 0.0124
[30 empty] | 2016.6531 | 2016.6636 | 0 | 2016.6531 | 0.01246
[30 empty] | 2016.8524 | 2016.8629 | 0 | 2016.8524 | 0.01248
[30 empty] | 2017.0516 | 2017.0621 | 0 | 2017.0516 | 0.01245
[30 empty] | 2017.251 | 2017.2615 | 0 | 2017.251 | 0.01238
[30 empty] | 2017.4504 | 2017.4608 | 0 | 2017.4504 | 0.01228
[30 empty] | 2017.6498 | 2017.6603 | 0 | 2017.6498 | 0.01218
[30 empty] | 2017.8492 | 2017.8597 | 0 | 2017.8492 | 0.01206
[30 empty] | 2018.0487 | 2018.0592 | 0 | 2018.0487 | 0.01195
[30 empty] | 2018.2483 | 2018.2588 | 0 | 2018.2483 | 0.01185
[30 empty] | 2018.4479 | 2018.4584 | 0 | 2018.4479 | 0.01176
[30 empty] | 2018.6475 | 2018.658 | 0 | 2018.6475 | 0.01168
[30 empty] | 2018.8471 | 2018.8575 | 0 | 2018.8471 | 0.01161
[30 empty] | 2019.0467 | 2019.0573 | 0 | 2019.0467 | 0.01157
[30 empty] | 2019.2465 | 2019.257 | 0 | 2019.2465 | 0.01153
[30 empty] | 2019.4463 | 2019.4568 | 0 | 2019.4463 | 0.01152
[30 empty] | 2019.6461 | 2019.6566 | 0 | 2019.6461 | 0.01153
[30 empty] | 2019.8459 | 2019.8564 | 0 | 2019.8459 | 0.01156
[30 empty] | 2020.0458 | 2020.0563 | 0 | 2020.0458 | 0.0116
[30 empty] | 2020.2457 | 2020.2562 | 0 | 2020.2457 | 0.01166
[30 empty] | 2020.4457 | 2020.4562 | 0 | 2020.4457 | 0.01172
[30 empty] | 2020.6457 | 2020.6562 | 0 | 2020.6457 | 0.01178
[30 empty] | 2020.8457 | 2020.8563 | 0 | 2020.8457 | 0.01181
[30 empty] | 2021.0459 | 2021.0564 | 0 | 2021.0459 | 0.01181
[30 empty] | 2021.246 | 2021.2565 | 0 | 2021.246 | 0.01179
[30 empty] | 2021.4462 | 2021.4567 | 0 | 2021.4462 | 0.01173
[30 empty] | 2021.6464 | 2021.6569 | 0 | 2021.6464 | 0.01164
[30 empty] | 2021.8466 | 2021.8571 | 0 | 2021.8466 | 0.01154
[30 empty] | 2022.0469 | 2022.0574 | 0 | 2022.0469 | 0.01143
[30 empty] | 2022.2472 | 2022.2577 | 0 | 2022.2472 | 0.01133
[30 empty] | 2022.4475 | 2022.458 | 0 | 2022.4475 | 0.01124
[30 empty] | 2022.648 | 2022.6584 | 0 | 2022.648 | 0.01117
[30 empty] | 2022.8484 | 2022.8589 | 0 | 2022.8484 | 0.01112
[30 empty] | 2023.0488 | 2023.0593 | 0 | 2023.0488 | 0.01107
[30 empty] | 2023.2494 | 2023.2599 | 0 | 2023.2494 | 0.01103
[30 empty] | 2023.4499 | 2023.4605 | 0 | 2023.4499 | 0.01098
[30 empty] | 2023.6505 | 2023.661 | 0 | 2023.6505 | 0.01092
[30 empty] | 2023.8512 | 2023.8617 | 0 | 2023.8512 | 0.01085
[30 empty] | 2024.0519 | 2024.0624 | 0 | 2024.0519 | 0.01077
[30 empty] | 2024.2526 | 2024.2631 | 0 | 2024.2526 | 0.01069
[30 empty] | 2024.4534 | 2024.4639 | 0 | 2024.4534 | 0.01062
[30 empty] | 2024.6542 | 2024.6647 | 0 | 2024.6542 | 0.01057
[30 empty] | 2024.855 | 2024.8655 | 0 | 2024.855 | 0.01054
[30 empty] | 2025.0559 | 2025.0664 | 0 | 2025.0559 | 0.01052
[30 empty] | 2025.2568 | 2025.2673 | 0 | 2025.2568 | 0.01051
[30 empty] | 2025.4578 | 2025.4683 | 0 | 2025.4578 | 0.01051
[30 empty] | 2025.6587 | 2025.6693 | 0 | 2025.6587 | 0.01051
[30 empty] | 2025.8597 | 2025.8702 | 0 | 2025.8597 | 0.01052
[30 empty] | 2026.0608 | 2026.0714 | 0 | 2026.0608 | 0.01053
[30 empty] | 2026.262 | 2026.2725 | 0 | 2026.262 | 0.01056
[30 empty] | 2026.4631 | 2026.4736 | 0 | 2026.4631 | 0.01061
[30 empty] | 2026.6643 | 2026.6748 | 0 | 2026.6643 | 0.01067
[30 empty] | 2026.8656 | 2026.8761 | 0 | 2026.8656 | 0.01076
[30 empty] | 2027.0669 | 2027.0774 | 0 | 2027.0669 | 0.01085
[30 empty] | 2027.2682 | 2027.2787 | 0 | 2027.2682 | 0.01095
[30 empty] | 2027.4695 | 2027.4801 | 0 | 2027.4695 | 0.01103
[30 empty] | 2027.6709 | 2027.6814 | 0 | 2027.6709 | 0.01108
[30 empty] | 2027.8723 | 2027.8829 | 0 | 2027.8723 | 0.01111
[30 empty] | 2028.0738 | 2028.0844 | 0 | 2028.0738 | 0.01111
[30 empty] | 2028.2754 | 2028.2859 | 0 | 2028.2754 | 0.01109
[30 empty] | 2028.4769 | 2028.4874 | 0 | 2028.4769 | 0.01107
[30 empty] | 2028.6785 | 2028.6891 | 0 | 2028.6785 | 0.01105
[30 empty] | 2028.8801 | 2028.8906 | 0 | 2028.8801 | 0.01103
[30 empty] | 2029.0818 | 2029.0924 | 0 | 2029.0818 | 0.01102
[30 empty] | 2029.2836 | 2029.2941 | 0 | 2029.2836 | 0.01101
[30 empty] | 2029.4853 | 2029.4959 | 0 | 2029.4853 | 0.01099
[30 empty] | 2029.6871 | 2029.6976 | 0 | 2029.6871 | 0.01096
[30 empty] | 2029.8889 | 2029.8994 | 0 | 2029.8889 | 0.01093
[30 empty] | 2030.0908 | 2030.1013 | 0 | 2030.0908 | 0.0109
[30 empty] | 2030.2927 | 2030.3032 | 0 | 2030.2927 | 0.01087
[30 empty] | 2030.4946 | 2030.5052 | 0 | 2030.4946 | 0.01087
[30 empty] | 2030.6967 | 2030.7073 | 0 | 2030.6967 | 0.01089
[30 empty] | 2030.8987 | 2030.9093 | 0 | 2030.8987 | 0.01094
[30 empty] | 2031.1008 | 2031.1113 | 0 | 2031.1008 | 0.01101
[30 empty] | 2031.303 | 2031.3135 | 0 | 2031.303 | 0.01111
[30 empty] | 2031.5051 | 2031.5156 | 0 | 2031.5051 | 0.01122
[30 empty] | 2031.7073 | 2031.7179 | 0 | 2031.7073 | 0.01134
[30 empty] | 2031.9096 | 2031.92 | 0 | 2031.9096 | 0.01145
[30 empty] | 2032.1118 | 2032.1223 | 0 | 2032.1118 | 0.01154
[30 empty] | 2032.3141 | 2032.3247 | 0 | 2032.3141 | 0.01161
[30 empty] | 2032.5165 | 2032.5271 | 0 | 2032.5165 | 0.01164
[30 empty] | 2032.7189 | 2032.7295 | 0 | 2032.7189 | 0.01164
[30 empty] | 2032.9214 | 2032.9319 | 0 | 2032.9214 | 0.01159
[30 empty] | 2033.1238 | 2033.1344 | 0 | 2033.1238 | 0.01152
[30 empty] | 2033.3263 | 2033.3369 | 0 | 2033.3263 | 0.01142
[30 empty] | 2033.5289 | 2033.5394 | 0 | 2033.5289 | 0.0113
[30 empty] | 2033.7314 | 2033.7421 | 0 | 2033.7314 | 0.0112
[30 empty] | 2033.9342 | 2033.9447 | 0 | 2033.9342 | 0.01111
[30 empty] | 2034.1368 | 2034.1473 | 0 | 2034.1368 | 0.01105
[30 empty] | 2034.3396 | 2034.3501 | 0 | 2034.3396 | 0.01104
[30 empty] | 2034.5424 | 2034.5529 | 0 | 2034.5424 | 0.01108
[30 empty] | 2034.7451 | 2034.7557 | 0 | 2034.7451 | 0.01118
[30 empty] | 2034.948 | 2034.9585 | 0 | 2034.948 | 0.01132
[30 empty] | 2035.1509 | 2035.1614 | 0 | 2035.1509 | 0.0115
[30 empty] | 2035.3538 | 2035.3644 | 0 | 2035.3538 | 0.01169
[30 empty] | 2035.5568 | 2035.5674 | 0 | 2035.5568 | 0.01187
[30 empty] | 2035.7598 | 2035.7704 | 0 | 2035.7598 | 0.01201
[30 empty] | 2035.9628 | 2035.9734 | 0 | 2035.9628 | 0.0121
[30 empty] | 2036.1659 | 2036.1765 | 0 | 2036.1659 | 0.01213
[30 empty] | 2036.369 | 2036.3796 | 0 | 2036.369 | 0.0121
[30 empty] | 2036.5721 | 2036.5828 | 0 | 2036.5721 | 0.01203
[30 empty] | 2036.7754 | 2036.786 | 0 | 2036.7754 | 0.01195
[30 empty] | 2036.9786 | 2036.9893 | 0 | 2036.9786 | 0.01188
[30 empty] | 2037.182 | 2037.1925 | 0 | 2037.182 | 0.01184
[30 empty] | 2037.3853 | 2037.3959 | 0 | 2037.3853 | 0.01185
[30 empty] | 2037.5886 | 2037.5992 | 0 | 2037.5886 | 0.0119
[30 empty] | 2037.7921 | 2037.8026 | 0 | 2037.7921 | 0.01197
[30 empty] | 2037.9955 | 2038.0061 | 0 | 2037.9955 | 0.01204
[30 empty] | 2038.199 | 2038.2096 | 0 | 2038.199 | 0.0121
[30 empty] | 2038.4026 | 2038.4131 | 0 | 2038.4026 | 0.01212
[30 empty] | 2038.6061 | 2038.6167 | 0 | 2038.6061 | 0.01208
[30 empty] | 2038.8097 | 2038.8203 | 0 | 2038.8097 | 0.01199
[30 empty] | 2039.0134 | 2039.0239 | 0 | 2039.0134 | 0.01186
[30 empty] | 2039.217 | 2039.2277 | 0 | 2039.217 | 0.01168
[30 empty] | 2039.4209 | 2039.4314 | 0 | 2039.4209 | 0.01149
[30 empty] | 2039.6246 | 2039.6353 | 0 | 2039.6246 | 0.01129
[30 empty] | 2039.8285 | 2039.839 | 0 | 2039.8285 | 0.0111
[30 empty] | 2040.0323 | 2040.0429 | 0 | 2040.0323 | 0.01093
[30 empty] | 2040.2362 | 2040.2468 | 0 | 2040.2362 | 0.01081
[30 empty] | 2040.4402 | 2040.4507 | 0 | 2040.4402 | 0.01073
[30 empty] | 2040.6442 | 2040.6547 | 0 | 2040.6442 | 0.01072
[30 empty] | 2040.8481 | 2040.8588 | 0 | 2040.8481 | 0.01077
[30 empty] | 2041.0522 | 2041.0627 | 0 | 2041.0522 | 0.01087
[30 empty] | 2041.2564 | 2041.267 | 0 | 2041.2564 | 0.01104
[30 empty] | 2041.4605 | 2041.4711 | 0 | 2041.4605 | 0.01124
[30 empty] | 2041.6647 | 2041.6753 | 0 | 2041.6647 | 0.01148
[30 empty] | 2041.8689 | 2041.8795 | 0 | 2041.8689 | 0.01172
[30 empty] | 2042.0731 | 2042.0837 | 0 | 2042.0731 | 0.01196
[30 empty] | 2042.2775 | 2042.2881 | 0 | 2042.2775 | 0.01219
[30 empty] | 2042.4818 | 2042.4924 | 0 | 2042.4818 | 0.01241
[30 empty] | 2042.6862 | 2042.6968 | 0 | 2042.6862 | 0.0126
[30 empty] | 2042.8906 | 2042.9012 | 0 | 2042.8906 | 0.01276
[30 empty] | 2043.0951 | 2043.1057 | 0 | 2043.0951 | 0.01288
[30 empty] | 2043.2996 | 2043.3102 | 0 | 2043.2996 | 0.01296
[30 empty] | 2043.5041 | 2043.5148 | 0 | 2043.5041 | 0.01299
[30 empty] | 2043.7087 | 2043.7194 | 0 | 2043.7087 | 0.01299
[30 empty] | 2043.9135 | 2043.9241 | 0 | 2043.9135 | 0.01294
[30 empty] | 2044.118 | 2044.1287 | 0 | 2044.118 | 0.01287
[30 empty] | 2044.3228 | 2044.3334 | 0 | 2044.3228 | 0.01278
[30 empty] | 2044.5276 | 2044.5382 | 0 | 2044.5276 | 0.0127
[30 empty] | 2044.7324 | 2044.7429 | 0 | 2044.7324 | 0.01263
[30 empty] | 2044.9373 | 2044.9479 | 0 | 2044.9373 | 0.01257
[30 empty] | 2045.1421 | 2045.1527 | 0 | 2045.1421 | 0.01254
[30 empty] | 2045.3471 | 2045.3577 | 0 | 2045.3471 | 0.01253
[30 empty] | 2045.552 | 2045.5626 | 0 | 2045.552 | 0.01253
[30 empty] | 2045.757 | 2045.7676 | 0 | 2045.757 | 0.01254
[30 empty] | 2045.962 | 2045.9727 | 0 | 2045.962 | 0.01256
[30 empty] | 2046.1671 | 2046.1777 | 0 | 2046.1671 | 0.01257
[30 empty] | 2046.3722 | 2046.3828 | 0 | 2046.3722 | 0.01257
[30 empty] | 2046.5774 | 2046.588 | 0 | 2046.5774 | 0.01254
[30 empty] | 2046.7826 | 2046.7932 | 0 | 2046.7826 | 0.01248
[30 empty] | 2046.9879 | 2046.9985 | 0 | 2046.9879 | 0.01238
[30 empty] | 2047.1932 | 2047.2039 | 0 | 2047.1932 | 0.01223
[30 empty] | 2047.3986 | 2047.4092 | 0 | 2047.3986 | 0.01205
[30 empty] | 2047.6039 | 2047.6145 | 0 | 2047.6039 | 0.01184
[30 empty] | 2047.8093 | 2047.82 | 0 | 2047.8093 | 0.01162
[30 empty] | 2048.0149 | 2048.0254 | 0 | 2048.0149 | 0.01139
[30 empty] | 2048.2202 | 2048.231 | 0 | 2048.2202 | 0.01118
[30 empty] | 2048.4258 | 2048.4365 | 0 | 2048.4258 | 0.01099
[30 empty] | 2048.6314 | 2048.6421 | 0 | 2048.6314 | 0.01084
[30 empty] | 2048.8369 | 2048.8477 | 0 | 2048.8369 | 0.01073
[30 empty] | 2049.0427 | 2049.0532 | 0 | 2049.0427 | 0.01068
[30 empty] | 2049.2483 | 2049.259 | 0 | 2049.2483 | 0.01069
[30 empty] | 2049.4541 | 2049.4648 | 0 | 2049.4541 | 0.01075
[30 empty] | 2049.6599 | 2049.6707 | 0 | 2049.6599 | 0.01086
[30 empty] | 2049.8657 | 2049.8765 | 0 | 2049.8657 | 0.011
[30 empty] | 2050.0715 | 2050.0823 | 0 | 2050.0715 | 0.01116
[30 empty] | 2050.2776 | 2050.2881 | 0 | 2050.2776 | 0.01133
[30 empty] | 2050.4834 | 2050.4941 | 0 | 2050.4834 | 0.01148
[30 empty] | 2050.6894 | 2050.7002 | 0 | 2050.6894 | 0.0116
[30 empty] | 2050.8955 | 2050.9062 | 0 | 2050.8955 | 0.01169
[30 empty] | 2051.1016 | 2051.1123 | 0 | 2051.1016 | 0.01175
[30 empty] | 2051.3076 | 2051.3184 | 0 | 2051.3076 | 0.01177
[30 empty] | 2051.5139 | 2051.5244 | 0 | 2051.5139 | 0.01177
[30 empty] | 2051.7202 | 2051.7307 | 0 | 2051.7202 | 0.01175
[30 empty] | 2051.9263 | 2051.937 | 0 | 2051.9263 | 0.01172
[30 empty] | 2052.1326 | 2052.1433 | 0 | 2052.1326 | 0.01169
[30 empty] | 2052.3389 | 2052.3496 | 0 | 2052.3389 | 0.01166
[30 empty] | 2052.5454 | 2052.5559 | 0 | 2052.5454 | 0.01165
[30 empty] | 2052.7517 | 2052.7625 | 0 | 2052.7517 | 0.01165
[30 empty] | 2052.9583 | 2052.9688 | 0 | 2052.9583 | 0.01167
[30 empty] | 2053.1648 | 2053.1753 | 0 | 2053.1648 | 0.01172
[30 empty] | 2053.3713 | 2053.3818 | 0 | 2053.3713 | 0.01178
[30 empty] | 2053.5779 | 2053.5884 | 0 | 2053.5779 | 0.01186
[30 empty] | 2053.7844 | 2053.7952 | 0 | 2053.7844 | 0.01194
[30 empty] | 2053.991 | 2054.0017 | 0 | 2053.991 | 0.012
[30 empty] | 2054.1977 | 2054.2085 | 0 | 2054.1977 | 0.01203
[30 empty] | 2054.4045 | 2054.4153 | 0 | 2054.4045 | 0.01203
[30 empty] | 2054.6113 | 2054.6221 | 0 | 2054.6113 | 0.01198
[30 empty] | 2054.8181 | 2054.8289 | 0 | 2054.8181 | 0.01189
[30 empty] | 2055.0249 | 2055.0356 | 0 | 2055.0249 | 0.01176
[30 empty] | 2055.2319 | 2055.2427 | 0 | 2055.2319 | 0.01162
[30 empty] | 2055.439 | 2055.4495 | 0 | 2055.439 | 0.01148
[30 empty] | 2055.6458 | 2055.6565 | 0 | 2055.6458 | 0.01137
[30 empty] | 2055.8528 | 2055.8635 | 0 | 2055.8528 | 0.0113
[30 empty] | 2056.0601 | 2056.0706 | 0 | 2056.0601 | 0.0113
[30 empty] | 2056.2671 | 2056.2778 | 0 | 2056.2671 | 0.01137
[30 empty] | 2056.4741 | 2056.4849 | 0 | 2056.4741 | 0.0115
[30 empty] | 2056.6814 | 2056.6921 | 0 | 2056.6814 | 0.01167
[30 empty] | 2056.8887 | 2056.8994 | 0 | 2056.8887 | 0.01186
[30 empty] | 2057.0959 | 2057.1067 | 0 | 2057.0959 | 0.01206
[30 empty] | 2057.3032 | 2057.314 | 0 | 2057.3032 | 0.01223
[30 empty] | 2057.5107 | 2057.5212 | 0 | 2057.5107 | 0.01235
[30 empty] | 2057.718 | 2057.7288 | 0 | 2057.718 | 0.01241
[30 empty] | 2057.9255 | 2057.9363 | 0 | 2057.9255 | 0.0124
[30 empty] | 2058.1331 | 2058.1438 | 0 | 2058.1331 | 0.01234
[30 empty] | 2058.3406 | 2058.3513 | 0 | 2058.3406 | 0.01223
[30 empty] | 2058.5481 | 2058.5588 | 0 | 2058.5481 | 0.01209
[30 empty] | 2058.7559 | 2058.7664 | 0 | 2058.7559 | 0.01196
[30 empty] | 2058.9634 | 2058.9741 | 0 | 2058.9634 | 0.01185
[30 empty] | 2059.1711 | 2059.1819 | 0 | 2059.1711 | 0.01177
[30 empty] | 2059.3789 | 2059.3897 | 0 | 2059.3789 | 0.01174
[30 empty] | 2059.5867 | 2059.5974 | 0 | 2059.5867 | 0.01174
[30 empty] | 2059.7944 | 2059.8052 | 0 | 2059.7944 | 0.01179
[30 empty] | 2060.0024 | 2060.0129 | 0 | 2060.0024 | 0.01187
[30 empty] | 2060.2102 | 2060.2209 | 0 | 2060.2102 | 0.01197
[30 empty] | 2060.4182 | 2060.4289 | 0 | 2060.4182 | 0.01209
[30 empty] | 2060.6262 | 2060.637 | 0 | 2060.6262 | 0.01223
[30 empty] | 2060.8342 | 2060.845 | 0 | 2060.8342 | 0.01239
[30 empty] | 2061.0422 | 2061.053 | 0 | 2061.0422 | 0.01256
[30 empty] | 2061.2505 | 2061.2612 | 0 | 2061.2505 | 0.01274
[30 empty] | 2061.4587 | 2061.4692 | 0 | 2061.4587 | 0.01292
[30 empty] | 2061.6667 | 2061.6775 | 0 | 2061.6667 | 0.0131
[30 empty] | 2061.875 | 2061.8857 | 0 | 2061.875 | 0.01328
[30 empty] | 2062.0833 | 2062.094 | 0 | 2062.0833 | 0.01344
[30 empty] | 2062.2917 | 2062.3025 | 0 | 2062.2917 | 0.0136
[30 empty] | 2062.5 | 2062.5107 | 0 | 2062.5 | 0.01374
[30 empty] | 2062.7085 | 2062.7192 | 0 | 2062.7085 | 0.01388
[30 empty] | 2062.917 | 2062.9277 | 0 | 2062.917 | 0.01399
[30 empty] | 2063.1255 | 2063.1362 | 0 | 2063.1255 | 0.01406
[30 empty] | 2063.334 | 2063.3447 | 0 | 2063.334 | 0.0141
[30 empty] | 2063.5425 | 2063.5532 | 0 | 2063.5425 | 0.01409
[30 empty] | 2063.7512 | 2063.762 | 0 | 2063.7512 | 0.01402
[30 empty] | 2063.96 | 2063.9707 | 0 | 2063.96 | 0.01391
[30 empty] | 2064.1687 | 2064.1792 | 0 | 2064.1687 | 0.01375
[30 empty] | 2064.3774 | 2064.3879 | 0 | 2064.3774 | 0.01357
[30 empty] | 2064.5862 | 2064.5969 | 0 | 2064.5862 | 0.01337
[30 empty] | 2064.7949 | 2064.8057 | 0 | 2064.7949 | 0.01317
[30 empty] | 2065.0039 | 2065.0147 | 0 | 2065.0039 | 0.01299
[30 empty] | 2065.2129 | 2065.2234 | 0 | 2065.2129 | 0.01284
[30 empty] | 2065.4219 | 2065.4324 | 0 | 2065.4219 | 0.01271
[30 empty] | 2065.6309 | 2065.6416 | 0 | 2065.6309 | 0.01261
[30 empty] | 2065.8398 | 2065.8506 | 0 | 2065.8398 | 0.01254
[30 empty] | 2066.0488 | 2066.0596 | 0 | 2066.0488 | 0.01248
[30 empty] | 2066.2581 | 2066.2688 | 0 | 2066.2581 | 0.01243
[30 empty] | 2066.4673 | 2066.478 | 0 | 2066.4673 | 0.0124
[30 empty] | 2066.6765 | 2066.6873 | 0 | 2066.6765 | 0.01239
[30 empty] | 2066.8857 | 2066.8965 | 0 | 2066.8857 | 0.01241
[30 empty] | 2067.095 | 2067.1057 | 0 | 2067.095 | 0.01243
[30 empty] | 2067.3044 | 2067.3152 | 0 | 2067.3044 | 0.01247
[30 empty] | 2067.5137 | 2067.5244 | 0 | 2067.5137 | 0.0125
[30 empty] | 2067.7231 | 2067.7339 | 0 | 2067.7231 | 0.01251
[30 empty] | 2067.9326 | 2067.9434 | 0 | 2067.9326 | 0.01247
[30 empty] | 2068.1421 | 2068.1528 | 0 | 2068.1421 | 0.01237
[30 empty] | 2068.3518 | 2068.3625 | 0 | 2068.3518 | 0.01222
[30 empty] | 2068.5613 | 2068.572 | 0 | 2068.5613 | 0.01201
[30 empty] | 2068.771 | 2068.7817 | 0 | 2068.771 | 0.01176
[30 empty] | 2068.9807 | 2068.9914 | 0 | 2068.9807 | 0.0115
[30 empty] | 2069.1904 | 2069.2012 | 0 | 2069.1904 | 0.01125
[30 empty] | 2069.4001 | 2069.4109 | 0 | 2069.4001 | 0.01105
[30 empty] | 2069.6101 | 2069.6206 | 0 | 2069.6101 | 0.01092
[30 empty] | 2069.8198 | 2069.8306 | 0 | 2069.8198 | 0.01086
[30 empty] | 2070.0298 | 2070.0405 | 0 | 2070.0298 | 0.01088
[30 empty] | 2070.2398 | 2070.2505 | 0 | 2070.2398 | 0.01098
[30 empty] | 2070.4497 | 2070.4605 | 0 | 2070.4497 | 0.01113
[30 empty] | 2070.6597 | 2070.6704 | 0 | 2070.6597 | 0.01132
[30 empty] | 2070.8699 | 2070.8806 | 0 | 2070.8699 | 0.01152
[30 empty] | 2071.0798 | 2071.0906 | 0 | 2071.0798 | 0.01171
[30 empty] | 2071.29 | 2071.3008 | 0 | 2071.29 | 0.01189
[30 empty] | 2071.5002 | 2071.511 | 0 | 2071.5002 | 0.01204
[30 empty] | 2071.7105 | 2071.7212 | 0 | 2071.7105 | 0.01215
[30 empty] | 2071.9207 | 2071.9314 | 0 | 2071.9207 | 0.01222
[30 empty] | 2072.1311 | 2072.1418 | 0 | 2072.1311 | 0.01226
[30 empty] | 2072.3416 | 2072.3523 | 0 | 2072.3416 | 0.01226
[30 empty] | 2072.5518 | 2072.5625 | 0 | 2072.5518 | 0.01224
[30 empty] | 2072.7622 | 2072.773 | 0 | 2072.7622 | 0.01219
[30 empty] | 2072.9729 | 2072.9836 | 0 | 2072.9729 | 0.01212
[30 empty] | 2073.1833 | 2073.1941 | 0 | 2073.1833 | 0.01203
[30 empty] | 2073.394 | 2073.4048 | 0 | 2073.394 | 0.01193
[30 empty] | 2073.6045 | 2073.6152 | 0 | 2073.6045 | 0.01182
[30 empty] | 2073.8152 | 2073.8259 | 0 | 2073.8152 | 0.01172
[30 empty] | 2074.0259 | 2074.0366 | 0 | 2074.0259 | 0.01165
[30 empty] | 2074.2368 | 2074.2476 | 0 | 2074.2368 | 0.01162
[30 empty] | 2074.4475 | 2074.4583 | 0 | 2074.4475 | 0.01163
[30 empty] | 2074.6584 | 2074.6692 | 0 | 2074.6584 | 0.01167
[30 empty] | 2074.8691 | 2074.8799 | 0 | 2074.8691 | 0.01175
[30 empty] | 2075.0801 | 2075.0908 | 0 | 2075.0801 | 0.01184
[30 empty] | 2075.291 | 2075.3018 | 0 | 2075.291 | 0.01193
[30 empty] | 2075.5022 | 2075.5129 | 0 | 2075.5022 | 0.012
[30 empty] | 2075.7131 | 2075.7239 | 0 | 2075.7131 | 0.01205
[30 empty] | 2075.9243 | 2075.9351 | 0 | 2075.9243 | 0.01208
[30 empty] | 2076.1355 | 2076.1462 | 0 | 2076.1355 | 0.01209
[30 empty] | 2076.3467 | 2076.3574 | 0 | 2076.3467 | 0.01211
[30 empty] | 2076.5579 | 2076.5686 | 0 | 2076.5579 | 0.01215
[30 empty] | 2076.769 | 2076.7798 | 0 | 2076.769 | 0.0122
[30 empty] | 2076.9805 | 2076.9912 | 0 | 2076.9805 | 0.01227
[30 empty] | 2077.1917 | 2077.2024 | 0 | 2077.1917 | 0.01237
[30 empty] | 2077.4031 | 2077.4138 | 0 | 2077.4031 | 0.01249
[30 empty] | 2077.6145 | 2077.6252 | 0 | 2077.6145 | 0.01261
[30 empty] | 2077.8262 | 2077.8369 | 0 | 2077.8262 | 0.01273
[30 empty] | 2078.0376 | 2078.0483 | 0 | 2078.0376 | 0.01283
[30 empty] | 2078.2493 | 2078.26 | 0 | 2078.2493 | 0.0129
[30 empty] | 2078.4607 | 2078.4714 | 0 | 2078.4607 | 0.01294
[30 empty] | 2078.6724 | 2078.6831 | 0 | 2078.6724 | 0.01293
[30 empty] | 2078.884 | 2078.895 | 0 | 2078.884 | 0.01289
[30 empty] | 2079.0959 | 2079.1067 | 0 | 2079.0959 | 0.01282
[30 empty] | 2079.3076 | 2079.3184 | 0 | 2079.3076 | 0.01272
[30 empty] | 2079.5195 | 2079.5303 | 0 | 2079.5195 | 0.01261
[30 empty] | 2079.7314 | 2079.7422 | 0 | 2079.7314 | 0.0125
[30 empty] | 2079.9434 | 2079.9541 | 0 | 2079.9434 | 0.0124
[30 empty] | 2080.1553 | 2080.166 | 0 | 2080.1553 | 0.01232
[30 empty] | 2080.3672 | 2080.3779 | 0 | 2080.3672 | 0.01226
[30 empty] | 2080.5793 | 2080.5901 | 0 | 2080.5793 | 0.01221
[30 empty] | 2080.7913 | 2080.8023 | 0 | 2080.7913 | 0.01216
[30 empty] | 2081.0034 | 2081.0144 | 0 | 2081.0034 | 0.01211
[30 empty] | 2081.2156 | 2081.2266 | 0 | 2081.2156 | 0.01204
[30 empty] | 2081.428 | 2081.4387 | 0 | 2081.428 | 0.01197
[30 empty] | 2081.6401 | 2081.6509 | 0 | 2081.6401 | 0.01187
[30 empty] | 2081.8525 | 2081.8633 | 0 | 2081.8525 | 0.01175
[30 empty] | 2082.0647 | 2082.0757 | 0 | 2082.0647 | 0.01162
[30 empty] | 2082.2771 | 2082.2881 | 0 | 2082.2771 | 0.01147
[30 empty] | 2082.4898 | 2082.5005 | 0 | 2082.4898 | 0.01133
[30 empty] | 2082.7022 | 2082.7129 | 0 | 2082.7022 | 0.01119
[30 empty] | 2082.9145 | 2082.9255 | 0 | 2082.9145 | 0.01109
[30 empty] | 2083.1272 | 2083.1379 | 0 | 2083.1272 | 0.01103
[30 empty] | 2083.3398 | 2083.3506 | 0 | 2083.3398 | 0.01103
[30 empty] | 2083.5525 | 2083.5632 | 0 | 2083.5525 | 0.01108
[30 empty] | 2083.7651 | 2083.7759 | 0 | 2083.7651 | 0.0112
[30 empty] | 2083.9778 | 2083.9888 | 0 | 2083.9778 | 0.01135
[30 empty] | 2084.1907 | 2084.2014 | 0 | 2084.1907 | 0.01154
[30 empty] | 2084.4036 | 2084.4143 | 0 | 2084.4036 | 0.01174
[30 empty] | 2084.6164 | 2084.6272 | 0 | 2084.6164 | 0.01194
[30 empty] | 2084.8293 | 2084.8401 | 0 | 2084.8293 | 0.01213
[30 empty] | 2085.0422 | 2085.053 | 0 | 2085.0422 | 0.01231
[30 empty] | 2085.2551 | 2085.2661 | 0 | 2085.2551 | 0.01247
[30 empty] | 2085.4683 | 2085.479 | 0 | 2085.4683 | 0.01259
[30 empty] | 2085.6814 | 2085.6921 | 0 | 2085.6814 | 0.01267
[30 empty] | 2085.8945 | 2085.9053 | 0 | 2085.8945 | 0.01268
[30 empty] | 2086.1077 | 2086.1184 | 0 | 2086.1077 | 0.01261
[30 empty] | 2086.3208 | 2086.3318 | 0 | 2086.3208 | 0.01247
[30 empty] | 2086.5342 | 2086.5449 | 0 | 2086.5342 | 0.01225
[30 empty] | 2086.7476 | 2086.7583 | 0 | 2086.7476 | 0.01197
[30 empty] | 2086.9607 | 2086.9717 | 0 | 2086.9607 | 0.01168
[30 empty] | 2087.1741 | 2087.1851 | 0 | 2087.1741 | 0.01139
[30 empty] | 2087.3877 | 2087.3984 | 0 | 2087.3877 | 0.01113
[30 empty] | 2087.6011 | 2087.6118 | 0 | 2087.6011 | 0.01094
[30 empty] | 2087.8147 | 2087.8254 | 0 | 2087.8147 | 0.01081
[30 empty] | 2088.0281 | 2088.0391 | 0 | 2088.0281 | 0.01075
[30 empty] | 2088.2417 | 2088.2527 | 0 | 2088.2417 | 0.01075
[30 empty] | 2088.4553 | 2088.4663 | 0 | 2088.4553 | 0.01078
[30 empty] | 2088.6692 | 2088.6799 | 0 | 2088.6692 | 0.01084
[30 empty] | 2088.8828 | 2088.8938 | 0 | 2088.8828 | 0.01092
[30 empty] | 2089.0967 | 2089.1074 | 0 | 2089.0967 | 0.011
[30 empty] | 2089.3106 | 2089.3213 | 0 | 2089.3106 | 0.01108
[30 empty] | 2089.5244 | 2089.5352 | 0 | 2089.5244 | 0.01117
[30 empty] | 2089.7383 | 2089.749 | 0 | 2089.7383 | 0.01126
[30 empty] | 2089.9522 | 2089.9631 | 0 | 2089.9522 | 0.01134
[30 empty] | 2090.1663 | 2090.177 | 0 | 2090.1663 | 0.01142
[30 empty] | 2090.3804 | 2090.3911 | 0 | 2090.3804 | 0.01149
[30 empty] | 2090.5945 | 2090.6052 | 0 | 2090.5945 | 0.01153
[30 empty] | 2090.8086 | 2090.8193 | 0 | 2090.8086 | 0.01155
[30 empty] | 2091.0227 | 2091.0334 | 0 | 2091.0227 | 0.01156
[30 empty] | 2091.2368 | 2091.2478 | 0 | 2091.2368 | 0.01154
[30 empty] | 2091.4512 | 2091.4619 | 0 | 2091.4512 | 0.0115
[30 empty] | 2091.6655 | 2091.6763 | 0 | 2091.6655 | 0.01145
[30 empty] | 2091.8799 | 2091.8906 | 0 | 2091.8799 | 0.01139
[30 empty] | 2092.0942 | 2092.105 | 0 | 2092.0942 | 0.01132
[30 empty] | 2092.3086 | 2092.3196 | 0 | 2092.3086 | 0.01127
[30 empty] | 2092.5232 | 2092.5339 | 0 | 2092.5232 | 0.01122
[30 empty] | 2092.7378 | 2092.7485 | 0 | 2092.7378 | 0.01118
[30 empty] | 2092.9524 | 2092.9631 | 0 | 2092.9524 | 0.01117
[30 empty] | 2093.167 | 2093.1777 | 0 | 2093.167 | 0.01119
[30 empty] | 2093.3816 | 2093.3923 | 0 | 2093.3816 | 0.01125
[30 empty] | 2093.5962 | 2093.6072 | 0 | 2093.5962 | 0.01134
[30 empty] | 2093.811 | 2093.8218 | 0 | 2093.811 | 0.01146
[30 empty] | 2094.0259 | 2094.0366 | 0 | 2094.0259 | 0.01163
[30 empty] | 2094.2407 | 2094.2515 | 0 | 2094.2407 | 0.01182
[30 empty] | 2094.4556 | 2094.4663 | 0 | 2094.4556 | 0.01204
[30 empty] | 2094.6704 | 2094.6814 | 0 | 2094.6704 | 0.01228
[30 empty] | 2094.8855 | 2094.8962 | 0 | 2094.8855 | 0.01251
[30 empty] | 2095.1003 | 2095.1113 | 0 | 2095.1003 | 0.01274
[30 empty] | 2095.3154 | 2095.3264 | 0 | 2095.3154 | 0.01295
[30 empty] | 2095.5305 | 2095.5415 | 0 | 2095.5305 | 0.01311
[30 empty] | 2095.7458 | 2095.7566 | 0 | 2095.7458 | 0.01323
[30 empty] | 2095.9609 | 2095.9717 | 0 | 2095.9609 | 0.01331
[30 empty] | 2096.1763 | 2096.187 | 0 | 2096.1763 | 0.01333
[30 empty] | 2096.3914 | 2096.4023 | 0 | 2096.3914 | 0.01333
[30 empty] | 2096.6067 | 2096.6177 | 0 | 2096.6067 | 0.0133
[30 empty] | 2096.822 | 2096.833 | 0 | 2096.822 | 0.01326
[30 empty] | 2097.0376 | 2097.0483 | 0 | 2097.0376 | 0.01321
[30 empty] | 2097.2529 | 2097.2639 | 0 | 2097.2529 | 0.01317
[30 empty] | 2097.4685 | 2097.4792 | 0 | 2097.4685 | 0.01311
[30 empty] | 2097.6841 | 2097.6948 | 0 | 2097.6841 | 0.01305
[30 empty] | 2097.8997 | 2097.9104 | 0 | 2097.8997 | 0.01298
[30 empty] | 2098.1152 | 2098.1262 | 0 | 2098.1152 | 0.01288
[30 empty] | 2098.3311 | 2098.3418 | 0 | 2098.3311 | 0.01278
[30 empty] | 2098.5466 | 2098.5576 | 0 | 2098.5466 | 0.01266
[30 empty] | 2098.7625 | 2098.7732 | 0 | 2098.7625 | 0.01255
[30 empty] | 2098.9783 | 2098.989 | 0 | 2098.9783 | 0.01244
[30 empty] | 2099.1941 | 2099.2051 | 0 | 2099.1941 | 0.01236
[30 empty] | 2099.4099 | 2099.4209 | 0 | 2099.4099 | 0.0123
[30 empty] | 2099.626 | 2099.6367 | 0 | 2099.626 | 0.01228
[30 empty] | 2099.842 | 2099.8528 | 0 | 2099.842 | 0.01229
[30 empty] | 2100.0579 | 2100.0689 | 0 | 2100.0579 | 0.01233
[30 empty] | 2100.2742 | 2100.2849 | 0 | 2100.2742 | 0.01238
[30 empty] | 2100.4902 | 2100.501 | 0 | 2100.4902 | 0.01243
[30 empty] | 2100.7063 | 2100.7173 | 0 | 2100.7063 | 0.01248
[30 empty] | 2100.9226 | 2100.9333 | 0 | 2100.9226 | 0.0125
[30 empty] | 2101.1389 | 2101.1497 | 0 | 2101.1389 | 0.01249
[30 empty] | 2101.3552 | 2101.366 | 0 | 2101.3552 | 0.01247
[30 empty] | 2101.5715 | 2101.5823 | 0 | 2101.5715 | 0.01243
[30 empty] | 2101.7878 | 2101.7988 | 0 | 2101.7878 | 0.0124
[30 empty] | 2102.0044 | 2102.0151 | 0 | 2102.0044 | 0.01238
[30 empty] | 2102.2207 | 2102.2317 | 0 | 2102.2207 | 0.01238
[30 empty] | 2102.4373 | 2102.4482 | 0 | 2102.4373 | 0.0124
[30 empty] | 2102.6538 | 2102.6648 | 0 | 2102.6538 | 0.01243
[30 empty] | 2102.8704 | 2102.8814 | 0 | 2102.8704 | 0.01248
[30 empty] | 2103.0872 | 2103.0979 | 0 | 2103.0872 | 0.01252
[30 empty] | 2103.3037 | 2103.3147 | 0 | 2103.3037 | 0.01255
[30 empty] | 2103.5205 | 2103.5315 | 0 | 2103.5205 | 0.01258
[30 empty] | 2103.7373 | 2103.7483 | 0 | 2103.7373 | 0.01259
[30 empty] | 2103.9541 | 2103.9651 | 0 | 2103.9541 | 0.01261
[30 empty] | 2104.1711 | 2104.1819 | 0 | 2104.1711 | 0.01264
[30 empty] | 2104.3879 | 2104.3989 | 0 | 2104.3879 | 0.0127
[30 empty] | 2104.605 | 2104.616 | 0 | 2104.605 | 0.01279
[30 empty] | 2104.822 | 2104.8328 | 0 | 2104.822 | 0.0129
[30 empty] | 2105.0391 | 2105.0498 | 0 | 2105.0391 | 0.01304
[30 empty] | 2105.2561 | 2105.2671 | 0 | 2105.2561 | 0.0132
[30 empty] | 2105.4734 | 2105.4841 | 0 | 2105.4734 | 0.01336
[30 empty] | 2105.6904 | 2105.7014 | 0 | 2105.6904 | 0.0135
[30 empty] | 2105.9077 | 2105.9187 | 0 | 2105.9077 | 0.01362
[30 empty] | 2106.125 | 2106.136 | 0 | 2106.125 | 0.01372
[30 empty] | 2106.3423 | 2106.3533 | 0 | 2106.3423 | 0.01377
[30 empty] | 2106.5598 | 2106.5706 | 0 | 2106.5598 | 0.01379
[30 empty] | 2106.7771 | 2106.7881 | 0 | 2106.7771 | 0.01376
[30 empty] | 2106.9946 | 2107.0054 | 0 | 2106.9946 | 0.0137
[30 empty] | 2107.2122 | 2107.2229 | 0 | 2107.2122 | 0.0136
[30 empty] | 2107.4297 | 2107.4404 | 0 | 2107.4297 | 0.01346
[30 empty] | 2107.6472 | 2107.6582 | 0 | 2107.6472 | 0.0133
[30 empty] | 2107.865 | 2107.8757 | 0 | 2107.865 | 0.01311
[30 empty] | 2108.0825 | 2108.0935 | 0 | 2108.0825 | 0.01291
[30 empty] | 2108.3003 | 2108.3113 | 0 | 2108.3003 | 0.01272
[30 empty] | 2108.5181 | 2108.5291 | 0 | 2108.5181 | 0.01256
[30 empty] | 2108.7358 | 2108.7468 | 0 | 2108.7358 | 0.01244
[30 empty] | 2108.9539 | 2108.9646 | 0 | 2108.9539 | 0.01237
[30 empty] | 2109.1716 | 2109.1826 | 0 | 2109.1716 | 0.01234
[30 empty] | 2109.3897 | 2109.4006 | 0 | 2109.3897 | 0.01235
[30 empty] | 2109.6077 | 2109.6186 | 0 | 2109.6077 | 0.01239
[30 empty] | 2109.8257 | 2109.8367 | 0 | 2109.8257 | 0.01243
[30 empty] | 2110.0437 | 2110.0547 | 0 | 2110.0437 | 0.01247
[30 empty] | 2110.262 | 2110.273 | 0 | 2110.262 | 0.01249
[30 empty] | 2110.4802 | 2110.491 | 0 | 2110.4802 | 0.0125
[30 empty] | 2110.6982 | 2110.7092 | 0 | 2110.6982 | 0.01248
[30 empty] | 2110.9165 | 2110.9275 | 0 | 2110.9165 | 0.01245
[30 empty] | 2111.135 | 2111.1458 | 0 | 2111.135 | 0.01241
[30 empty] | 2111.3533 | 2111.3643 | 0 | 2111.3533 | 0.01237
[30 empty] | 2111.5718 | 2111.5825 | 0 | 2111.5718 | 0.01233
[30 empty] | 2111.79 | 2111.801 | 0 | 2111.79 | 0.01232
[30 empty] | 2112.0086 | 2112.0195 | 0 | 2112.0086 | 0.01232
[30 empty] | 2112.2273 | 2112.238 | 0 | 2112.2273 | 0.01236
[30 empty] | 2112.4458 | 2112.4568 | 0 | 2112.4458 | 0.01242
[30 empty] | 2112.6643 | 2112.6753 | 0 | 2112.6643 | 0.01249
[30 empty] | 2112.8831 | 2112.894 | 0 | 2112.8831 | 0.01257
[30 empty] | 2113.1018 | 2113.1128 | 0 | 2113.1018 | 0.01264
[30 empty] | 2113.3206 | 2113.3315 | 0 | 2113.3206 | 0.01268
[30 empty] | 2113.5393 | 2113.5503 | 0 | 2113.5393 | 0.01269
[30 empty] | 2113.7583 | 2113.7693 | 0 | 2113.7583 | 0.01267
[30 empty] | 2113.9773 | 2113.988 | 0 | 2113.9773 | 0.01263
[30 empty] | 2114.1961 | 2114.207 | 0 | 2114.1961 | 0.01258
[30 empty] | 2114.415 | 2114.426 | 0 | 2114.415 | 0.01256
[30 empty] | 2114.6343 | 2114.645 | 0 | 2114.6343 | 0.01258
[30 empty] | 2114.8533 | 2114.8643 | 0 | 2114.8533 | 0.01265
[30 empty] | 2115.0725 | 2115.0833 | 0 | 2115.0725 | 0.01276
[30 empty] | 2115.2915 | 2115.3025 | 0 | 2115.2915 | 0.01292
[30 empty] | 2115.5107 | 2115.5217 | 0 | 2115.5107 | 0.01311
[30 empty] | 2115.73 | 2115.741 | 0 | 2115.73 | 0.0133
[30 empty] | 2115.9495 | 2115.9602 | 0 | 2115.9495 | 0.01347
[30 empty] | 2116.1687 | 2116.1797 | 0 | 2116.1687 | 0.01362
[30 empty] | 2116.3882 | 2116.3992 | 0 | 2116.3882 | 0.01371
[30 empty] | 2116.6077 | 2116.6184 | 0 | 2116.6077 | 0.01376
[30 empty] | 2116.8272 | 2116.8381 | 0 | 2116.8272 | 0.01374
[30 empty] | 2117.0466 | 2117.0576 | 0 | 2117.0466 | 0.01365
[30 empty] | 2117.2661 | 2117.2771 | 0 | 2117.2661 | 0.0135
[30 empty] | 2117.4858 | 2117.4968 | 0 | 2117.4858 | 0.01329
[30 empty] | 2117.7056 | 2117.7166 | 0 | 2117.7056 | 0.01304
[30 empty] | 2117.9253 | 2117.9363 | 0 | 2117.9253 | 0.01275
[30 empty] | 2118.145 | 2118.156 | 0 | 2118.145 | 0.01245
[30 empty] | 2118.3648 | 2118.3757 | 0 | 2118.3648 | 0.01216
[30 empty] | 2118.5847 | 2118.5957 | 0 | 2118.5847 | 0.01191
[30 empty] | 2118.8047 | 2118.8157 | 0 | 2118.8047 | 0.01171
[30 empty] | 2119.0247 | 2119.0354 | 0 | 2119.0247 | 0.01159
[30 empty] | 2119.2446 | 2119.2556 | 0 | 2119.2446 | 0.01156
[30 empty] | 2119.4646 | 2119.4756 | 0 | 2119.4646 | 0.01158
[30 empty] | 2119.6848 | 2119.6956 | 0 | 2119.6848 | 0.01166
[30 empty] | 2119.9048 | 2119.9158 | 0 | 2119.9048 | 0.01176
[30 empty] | 2120.125 | 2120.136 | 0 | 2120.125 | 0.01185
[30 empty] | 2120.3452 | 2120.3562 | 0 | 2120.3452 | 0.01191
[30 empty] | 2120.5654 | 2120.5764 | 0 | 2120.5654 | 0.01193
[30 empty] | 2120.7859 | 2120.7969 | 0 | 2120.7859 | 0.01192
[30 empty] | 2121.0061 | 2121.0171 | 0 | 2121.0061 | 0.01189
[30 empty] | 2121.2266 | 2121.2375 | 0 | 2121.2266 | 0.01185
[30 empty] | 2121.447 | 2121.458 | 0 | 2121.447 | 0.01181
[30 empty] | 2121.6675 | 2121.6785 | 0 | 2121.6675 | 0.01179
[30 empty] | 2121.8882 | 2121.8992 | 0 | 2121.8882 | 0.01179
[30 empty] | 2122.1086 | 2122.1196 | 0 | 2122.1086 | 0.01179
[30 empty] | 2122.3293 | 2122.3403 | 0 | 2122.3293 | 0.0118
[30 empty] | 2122.55 | 2122.561 | 0 | 2122.55 | 0.0118
[30 empty] | 2122.7708 | 2122.7817 | 0 | 2122.7708 | 0.0118
[30 empty] | 2122.9914 | 2123.0024 | 0 | 2122.9914 | 0.01178
[30 empty] | 2123.2124 | 2123.2234 | 0 | 2123.2124 | 0.01176
[30 empty] | 2123.4333 | 2123.4441 | 0 | 2123.4333 | 0.01173
[30 empty] | 2123.6541 | 2123.665 | 0 | 2123.6541 | 0.01168
[30 empty] | 2123.875 | 2123.886 | 0 | 2123.875 | 0.01161
[30 empty] | 2124.0962 | 2124.1072 | 0 | 2124.0962 | 0.01153
[30 empty] | 2124.3171 | 2124.3281 | 0 | 2124.3171 | 0.01144
[30 empty] | 2124.5383 | 2124.5493 | 0 | 2124.5383 | 0.01135
[30 empty] | 2124.7595 | 2124.7703 | 0 | 2124.7595 | 0.01126
[30 empty] | 2124.9807 | 2124.9917 | 0 | 2124.9807 | 0.01121
[30 empty] | 2125.2019 | 2125.2129 | 0 | 2125.2019 | 0.01121
[30 empty] | 2125.4231 | 2125.4341 | 0 | 2125.4231 | 0.01127
[30 empty] | 2125.6445 | 2125.6555 | 0 | 2125.6445 | 0.01141
[30 empty] | 2125.8657 | 2125.8767 | 0 | 2125.8657 | 0.01162
[30 empty] | 2126.0872 | 2126.0981 | 0 | 2126.0872 | 0.01189
[30 empty] | 2126.3088 | 2126.3196 | 0 | 2126.3088 | 0.01219
[30 empty] | 2126.5303 | 2126.5413 | 0 | 2126.5303 | 0.01251
[30 empty] | 2126.7517 | 2126.7627 | 0 | 2126.7517 | 0.01281
[30 empty] | 2126.9734 | 2126.9844 | 0 | 2126.9734 | 0.01307
[30 empty] | 2127.1951 | 2127.2061 | 0 | 2127.1951 | 0.01328
[30 empty] | 2127.4167 | 2127.4277 | 0 | 2127.4167 | 0.01342
[30 empty] | 2127.6384 | 2127.6494 | 0 | 2127.6384 | 0.01351
[30 empty] | 2127.8603 | 2127.8713 | 0 | 2127.8603 | 0.01355
[30 empty] | 2128.082 | 2128.093 | 0 | 2128.082 | 0.01354
[30 empty] | 2128.3039 | 2128.3149 | 0 | 2128.3039 | 0.01349
[30 empty] | 2128.5259 | 2128.5369 | 0 | 2128.5259 | 0.01337
[30 empty] | 2128.7478 | 2128.7588 | 0 | 2128.7478 | 0.0132
[30 empty] | 2128.97 | 2128.981 | 0 | 2128.97 | 0.01298
[30 empty] | 2129.1919 | 2129.2029 | 0 | 2129.1919 | 0.0127
[30 empty] | 2129.4141 | 2129.425 | 0 | 2129.4141 | 0.01238
[30 empty] | 2129.6362 | 2129.6472 | 0 | 2129.6362 | 0.01204
[30 empty] | 2129.8584 | 2129.8694 | 0 | 2129.8584 | 0.01172
[30 empty] | 2130.0808 | 2130.0918 | 0 | 2130.0808 | 0.01144
[30 empty] | 2130.303 | 2130.314 | 0 | 2130.303 | 0.01121
[30 empty] | 2130.5254 | 2130.5364 | 0 | 2130.5254 | 0.01107
[30 empty] | 2130.7478 | 2130.7588 | 0 | 2130.7478 | 0.01101
[30 empty] | 2130.9702 | 2130.9812 | 0 | 2130.9702 | 0.01102
[30 empty] | 2131.1926 | 2131.2036 | 0 | 2131.1926 | 0.01112
[30 empty] | 2131.4153 | 2131.4263 | 0 | 2131.4153 | 0.01127
[30 empty] | 2131.6379 | 2131.6489 | 0 | 2131.6379 | 0.01147
[30 empty] | 2131.8603 | 2131.8713 | 0 | 2131.8603 | 0.01171
[30 empty] | 2132.083 | 2132.0942 | 0 | 2132.083 | 0.01197
[30 empty] | 2132.3059 | 2132.3169 | 0 | 2132.3059 | 0.01223
[30 empty] | 2132.5286 | 2132.5395 | 0 | 2132.5286 | 0.01249
[30 empty] | 2132.7515 | 2132.7625 | 0 | 2132.7515 | 0.01273
[30 empty] | 2132.9744 | 2132.9853 | 0 | 2132.9744 | 0.01293
[30 empty] | 2133.1973 | 2133.2083 | 0 | 2133.1973 | 0.01309
[30 empty] | 2133.4202 | 2133.4311 | 0 | 2133.4202 | 0.01321
[30 empty] | 2133.6431 | 2133.6541 | 0 | 2133.6431 | 0.01327
[30 empty] | 2133.8662 | 2133.8772 | 0 | 2133.8662 | 0.0133
[30 empty] | 2134.0894 | 2134.1003 | 0 | 2134.0894 | 0.01329
[30 empty] | 2134.3125 | 2134.3235 | 0 | 2134.3125 | 0.01325
[30 empty] | 2134.5356 | 2134.5466 | 0 | 2134.5356 | 0.01319
[30 empty] | 2134.7588 | 2134.7698 | 0 | 2134.7588 | 0.01312
[30 empty] | 2134.9822 | 2134.9932 | 0 | 2134.9822 | 0.01302
[30 empty] | 2135.2053 | 2135.2166 | 0 | 2135.2053 | 0.01292
[30 empty] | 2135.4287 | 2135.4397 | 0 | 2135.4287 | 0.01281
[30 empty] | 2135.6521 | 2135.6633 | 0 | 2135.6521 | 0.01269
[30 empty] | 2135.8757 | 2135.8867 | 0 | 2135.8757 | 0.01257
[30 empty] | 2136.0991 | 2136.1101 | 0 | 2136.0991 | 0.01246
[30 empty] | 2136.3227 | 2136.3337 | 0 | 2136.3227 | 0.01238
[30 empty] | 2136.5464 | 2136.5574 | 0 | 2136.5464 | 0.01235
[30 empty] | 2136.77 | 2136.781 | 0 | 2136.77 | 0.01238
[30 empty] | 2136.9936 | 2137.0046 | 0 | 2136.9936 | 0.01247
[30 empty] | 2137.2175 | 2137.2285 | 0 | 2137.2175 | 0.01261
[30 empty] | 2137.4412 | 2137.4522 | 0 | 2137.4412 | 0.01278
[30 empty] | 2137.665 | 2137.676 | 0 | 2137.665 | 0.01293
[30 empty] | 2137.8889 | 2137.8999 | 0 | 2137.8889 | 0.01305
[30 empty] | 2138.1128 | 2138.124 | 0 | 2138.1128 | 0.01309
[30 empty] | 2138.3369 | 2138.3479 | 0 | 2138.3369 | 0.01306
[30 empty] | 2138.5608 | 2138.572 | 0 | 2138.5608 | 0.01296
[30 empty] | 2138.7849 | 2138.7959 | 0 | 2138.7849 | 0.01279
[30 empty] | 2139.009 | 2139.02 | 0 | 2139.009 | 0.01259
[30 empty] | 2139.2332 | 2139.2444 | 0 | 2139.2332 | 0.01239
[30 empty] | 2139.4575 | 2139.4685 | 0 | 2139.4575 | 0.01221
[30 empty] | 2139.6816 | 2139.6929 | 0 | 2139.6816 | 0.01207
[30 empty] | 2139.906 | 2139.917 | 0 | 2139.906 | 0.01199
[30 empty] | 2140.1304 | 2140.1414 | 0 | 2140.1304 | 0.01196
[30 empty] | 2140.3547 | 2140.366 | 0 | 2140.3547 | 0.012
[30 empty] | 2140.5793 | 2140.5903 | 0 | 2140.5793 | 0.01208
[30 empty] | 2140.8037 | 2140.8147 | 0 | 2140.8037 | 0.0122
[30 empty] | 2141.0283 | 2141.0393 | 0 | 2141.0283 | 0.01234
[30 empty] | 2141.2529 | 2141.2639 | 0 | 2141.2529 | 0.01248
[30 empty] | 2141.4775 | 2141.4885 | 0 | 2141.4775 | 0.0126
[30 empty] | 2141.7022 | 2141.7134 | 0 | 2141.7022 | 0.01267
[30 empty] | 2141.927 | 2141.938 | 0 | 2141.927 | 0.01268
[30 empty] | 2142.1516 | 2142.1628 | 0 | 2142.1516 | 0.01262
[30 empty] | 2142.3765 | 2142.3877 | 0 | 2142.3765 | 0.0125
[30 empty] | 2142.6013 | 2142.6125 | 0 | 2142.6013 | 0.01233
[30 empty] | 2142.8264 | 2142.8374 | 0 | 2142.8264 | 0.01212
[30 empty] | 2143.0513 | 2143.0623 | 0 | 2143.0513 | 0.0119
[30 empty] | 2143.2764 | 2143.2874 | 0 | 2143.2764 | 0.01168
[30 empty] | 2143.5015 | 2143.5125 | 0 | 2143.5015 | 0.0115
[30 empty] | 2143.7266 | 2143.7375 | 0 | 2143.7266 | 0.01137
[30 empty] | 2143.9517 | 2143.9626 | 0 | 2143.9517 | 0.01131
[30 empty] | 2144.1768 | 2144.188 | 0 | 2144.1768 | 0.01133
[30 empty] | 2144.4021 | 2144.4131 | 0 | 2144.4021 | 0.01141
[30 empty] | 2144.6274 | 2144.6384 | 0 | 2144.6274 | 0.01155
[30 empty] | 2144.8528 | 2144.8638 | 0 | 2144.8528 | 0.01171
[30 empty] | 2145.0781 | 2145.0891 | 0 | 2145.0781 | 0.01187
[30 empty] | 2145.3037 | 2145.3147 | 0 | 2145.3037 | 0.012
[30 empty] | 2145.5291 | 2145.54 | 0 | 2145.5291 | 0.01209
[30 empty] | 2145.7546 | 2145.7656 | 0 | 2145.7546 | 0.01212
[30 empty] | 2145.9802 | 2145.9912 | 0 | 2145.9802 | 0.0121
[30 empty] | 2146.2058 | 2146.2168 | 0 | 2146.2058 | 0.01204
[30 empty] | 2146.4316 | 2146.4426 | 0 | 2146.4316 | 0.01195
[30 empty] | 2146.6572 | 2146.6682 | 0 | 2146.6572 | 0.01186
[30 empty] | 2146.8831 | 2146.894 | 0 | 2146.8831 | 0.01178
[30 empty] | 2147.1089 | 2147.1199 | 0 | 2147.1089 | 0.01172
[30 empty] | 2147.3347 | 2147.3457 | 0 | 2147.3347 | 0.01168
[30 empty] | 2147.5606 | 2147.5718 | 0 | 2147.5606 | 0.01166
[30 empty] | 2147.7866 | 2147.7976 | 0 | 2147.7866 | 0.01166
[30 empty] | 2148.0127 | 2148.0237 | 0 | 2148.0127 | 0.01166
[30 empty] | 2148.2388 | 2148.2498 | 0 | 2148.2388 | 0.01169
[30 empty] | 2148.4648 | 2148.4758 | 0 | 2148.4648 | 0.01173
[30 empty] | 2148.6909 | 2148.7019 | 0 | 2148.6909 | 0.01181
[30 empty] | 2148.9172 | 2148.9282 | 0 | 2148.9172 | 0.01193
[30 empty] | 2149.1433 | 2149.1545 | 0 | 2149.1433 | 0.01208
[30 empty] | 2149.3696 | 2149.3809 | 0 | 2149.3696 | 0.01226
[30 empty] | 2149.5959 | 2149.6072 | 0 | 2149.5959 | 0.01245
[30 empty] | 2149.8225 | 2149.8335 | 0 | 2149.8225 | 0.01262
[30 empty] | 2150.0488 | 2150.0601 | 0 | 2150.0488 | 0.01276
[30 empty] | 2150.2754 | 2150.2864 | 0 | 2150.2754 | 0.01285
[30 empty] | 2150.5019 | 2150.5129 | 0 | 2150.5019 | 0.01289
[30 empty] | 2150.7285 | 2150.7395 | 0 | 2150.7285 | 0.01289
[30 empty] | 2150.9551 | 2150.9661 | 0 | 2150.9551 | 0.01284
[30 empty] | 2151.1819 | 2151.1929 | 0 | 2151.1819 | 0.01277
[30 empty] | 2151.4084 | 2151.4197 | 0 | 2151.4084 | 0.01269
[30 empty] | 2151.6352 | 2151.6465 | 0 | 2151.6352 | 0.01261
[30 empty] | 2151.8621 | 2151.8733 | 0 | 2151.8621 | 0.01253
[30 empty] | 2152.0889 | 2152.1001 | 0 | 2152.0889 | 0.01246
[30 empty] | 2152.3159 | 2152.3269 | 0 | 2152.3159 | 0.01239
[30 empty] | 2152.543 | 2152.5539 | 0 | 2152.543 | 0.01232
[30 empty] | 2152.7698 | 2152.781 | 0 | 2152.7698 | 0.01223
[30 empty] | 2152.9968 | 2153.0081 | 0 | 2152.9968 | 0.01214
[30 empty] | 2153.2241 | 2153.2351 | 0 | 2153.2241 | 0.01204
[30 empty] | 2153.4512 | 2153.4624 | 0 | 2153.4512 | 0.01193
[30 empty] | 2153.6785 | 2153.6894 | 0 | 2153.6785 | 0.01184
[30 empty] | 2153.9058 | 2153.9167 | 0 | 2153.9058 | 0.01176
[30 empty] | 2154.1331 | 2154.144 | 0 | 2154.1331 | 0.01172
[30 empty] | 2154.3603 | 2154.3713 | 0 | 2154.3603 | 0.01172
[30 empty] | 2154.5876 | 2154.5989 | 0 | 2154.5876 | 0.01176
[30 empty] | 2154.8152 | 2154.8262 | 0 | 2154.8152 | 0.01185
[30 empty] | 2155.0427 | 2155.0537 | 0 | 2155.0427 | 0.01199
[30 empty] | 2155.2703 | 2155.2812 | 0 | 2155.2703 | 0.01217
[30 empty] | 2155.4978 | 2155.5088 | 0 | 2155.4978 | 0.01238
[30 empty] | 2155.7253 | 2155.7366 | 0 | 2155.7253 | 0.0126
[30 empty] | 2155.9531 | 2155.9641 | 0 | 2155.9531 | 0.01283
[30 empty] | 2156.1809 | 2156.1919 | 0 | 2156.1809 | 0.01303
[30 empty] | 2156.4087 | 2156.4197 | 0 | 2156.4087 | 0.01321
[30 empty] | 2156.6365 | 2156.6475 | 0 | 2156.6365 | 0.01335
[30 empty] | 2156.8643 | 2156.8755 | 0 | 2156.8643 | 0.01344
[30 empty] | 2157.0923 | 2157.1033 | 0 | 2157.0923 | 0.01347
[30 empty] | 2157.3203 | 2157.3313 | 0 | 2157.3203 | 0.01345
[30 empty] | 2157.5483 | 2157.5593 | 0 | 2157.5483 | 0.0134
[30 empty] | 2157.7764 | 2157.7874 | 0 | 2157.7764 | 0.01332
[30 empty] | 2158.0044 | 2158.0156 | 0 | 2158.0044 | 0.01325
[30 empty] | 2158.2327 | 2158.2436 | 0 | 2158.2327 | 0.0132
[30 empty] | 2158.4607 | 2158.4719 | 0 | 2158.4607 | 0.0132
[30 empty] | 2158.689 | 2158.7002 | 0 | 2158.689 | 0.01324
[30 empty] | 2158.9175 | 2158.9285 | 0 | 2158.9175 | 0.01334
[30 empty] | 2159.1458 | 2159.157 | 0 | 2159.1458 | 0.01346
[30 empty] | 2159.3743 | 2159.3852 | 0 | 2159.3743 | 0.01361
[30 empty] | 2159.6025 | 2159.6138 | 0 | 2159.6025 | 0.01375
[30 empty] | 2159.8311 | 2159.8423 | 0 | 2159.8311 | 0.01389
[30 empty] | 2160.0596 | 2160.0708 | 0 | 2160.0596 | 0.01401
[30 empty] | 2160.2883 | 2160.2993 | 0 | 2160.2883 | 0.01411
[30 empty] | 2160.5168 | 2160.5281 | 0 | 2160.5168 | 0.0142
[30 empty] | 2160.7456 | 2160.7568 | 0 | 2160.7456 | 0.01425
[30 empty] | 2160.9744 | 2160.9856 | 0 | 2160.9744 | 0.01428
[30 empty] | 2161.2031 | 2161.2144 | 0 | 2161.2031 | 0.01426
[30 empty] | 2161.4321 | 2161.4431 | 0 | 2161.4321 | 0.01421
[30 empty] | 2161.6609 | 2161.6721 | 0 | 2161.6609 | 0.01413
[30 empty] | 2161.8899 | 2161.9009 | 0 | 2161.8899 | 0.01402
[30 empty] | 2162.1189 | 2162.1299 | 0 | 2162.1189 | 0.01391
[30 empty] | 2162.3479 | 2162.3591 | 0 | 2162.3479 | 0.0138
[30 empty] | 2162.5769 | 2162.5881 | 0 | 2162.5769 | 0.0137
[30 empty] | 2162.8061 | 2162.8171 | 0 | 2162.8061 | 0.0136
[30 empty] | 2163.0352 | 2163.0464 | 0 | 2163.0352 | 0.01348
[30 empty] | 2163.2644 | 2163.2756 | 0 | 2163.2644 | 0.01334
[30 empty] | 2163.4939 | 2163.5049 | 0 | 2163.4939 | 0.01316
[30 empty] | 2163.7231 | 2163.7344 | 0 | 2163.7231 | 0.01293
[30 empty] | 2163.9524 | 2163.9636 | 0 | 2163.9524 | 0.01266
[30 empty] | 2164.1819 | 2164.1931 | 0 | 2164.1819 | 0.01237
[30 empty] | 2164.4114 | 2164.4226 | 0 | 2164.4114 | 0.01207
[30 empty] | 2164.6409 | 2164.6521 | 0 | 2164.6409 | 0.01179
[30 empty] | 2164.8706 | 2164.8816 | 0 | 2164.8706 | 0.01156
[30 empty] | 2165.1001 | 2165.1113 | 0 | 2165.1001 | 0.0114
[30 empty] | 2165.3298 | 2165.3411 | 0 | 2165.3298 | 0.01133
[30 empty] | 2165.5596 | 2165.5706 | 0 | 2165.5596 | 0.01133
[30 empty] | 2165.7893 | 2165.8005 | 0 | 2165.7893 | 0.01142
[30 empty] | 2166.019 | 2166.0303 | 0 | 2166.019 | 0.01157
[30 empty] | 2166.249 | 2166.26 | 0 | 2166.249 | 0.01176
[30 empty] | 2166.4788 | 2166.49 | 0 | 2166.4788 | 0.01197
[30 empty] | 2166.7087 | 2166.72 | 0 | 2166.7087 | 0.01219
[30 empty] | 2166.939 | 2166.95 | 0 | 2166.939 | 0.01238
[30 empty] | 2167.1689 | 2167.1802 | 0 | 2167.1689 | 0.01254
[30 empty] | 2167.3989 | 2167.4102 | 0 | 2167.3989 | 0.01264
[30 empty] | 2167.6292 | 2167.6404 | 0 | 2167.6292 | 0.0127
[30 empty] | 2167.8594 | 2167.8706 | 0 | 2167.8594 | 0.0127
[30 empty] | 2168.0896 | 2168.1008 | 0 | 2168.0896 | 0.01268
[30 empty] | 2168.3198 | 2168.3311 | 0 | 2168.3198 | 0.01263
[30 empty] | 2168.5503 | 2168.5615 | 0 | 2168.5503 | 0.01258
[30 empty] | 2168.7808 | 2168.792 | 0 | 2168.7808 | 0.01255
[30 empty] | 2169.0112 | 2169.0222 | 0 | 2169.0112 | 0.01255
[30 empty] | 2169.2417 | 2169.2529 | 0 | 2169.2417 | 0.01259
[30 empty] | 2169.4722 | 2169.4834 | 0 | 2169.4722 | 0.01266
[30 empty] | 2169.7029 | 2169.7139 | 0 | 2169.7029 | 0.01276
[30 empty] | 2169.9333 | 2169.9446 | 0 | 2169.9333 | 0.01287
[30 empty] | 2170.1641 | 2170.1753 | 0 | 2170.1641 | 0.01297
[30 empty] | 2170.3948 | 2170.406 | 0 | 2170.3948 | 0.01307
[30 empty] | 2170.6257 | 2170.637 | 0 | 2170.6257 | 0.01314
[30 empty] | 2170.8564 | 2170.8677 | 0 | 2170.8564 | 0.01318
[30 empty] | 2171.0874 | 2171.0986 | 0 | 2171.0874 | 0.01319
[30 empty] | 2171.3184 | 2171.3296 | 0 | 2171.3184 | 0.01318
[30 empty] | 2171.5493 | 2171.5606 | 0 | 2171.5493 | 0.01313
[30 empty] | 2171.7805 | 2171.7915 | 0 | 2171.7805 | 0.01306
[30 empty] | 2172.0115 | 2172.0227 | 0 | 2172.0115 | 0.01298
[30 empty] | 2172.2427 | 2172.2539 | 0 | 2172.2427 | 0.0129
[30 empty] | 2172.4739 | 2172.4851 | 0 | 2172.4739 | 0.01284
[30 empty] | 2172.7051 | 2172.7163 | 0 | 2172.7051 | 0.01282
[30 empty] | 2172.9363 | 2172.9475 | 0 | 2172.9363 | 0.01285
[30 empty] | 2173.1677 | 2173.1789 | 0 | 2173.1677 | 0.01294
[30 empty] | 2173.3992 | 2173.4102 | 0 | 2173.3992 | 0.01307
[30 empty] | 2173.6306 | 2173.6416 | 0 | 2173.6306 | 0.01325
[30 empty] | 2173.8621 | 2173.8733 | 0 | 2173.8621 | 0.01344
[30 empty] | 2174.0935 | 2174.1047 | 0 | 2174.0935 | 0.01362
[30 empty] | 2174.3252 | 2174.3362 | 0 | 2174.3252 | 0.01378
[30 empty] | 2174.5566 | 2174.5679 | 0 | 2174.5566 | 0.01388
[30 empty] | 2174.7883 | 2174.7996 | 0 | 2174.7883 | 0.01393
[30 empty] | 2175.02 | 2175.0312 | 0 | 2175.02 | 0.01391
[30 empty] | 2175.2519 | 2175.2632 | 0 | 2175.2519 | 0.01384
[30 empty] | 2175.4836 | 2175.4949 | 0 | 2175.4836 | 0.01371
[30 empty] | 2175.7156 | 2175.7268 | 0 | 2175.7156 | 0.01355
[30 empty] | 2175.9475 | 2175.9587 | 0 | 2175.9475 | 0.01336
[30 empty] | 2176.1794 | 2176.1907 | 0 | 2176.1794 | 0.01316
[30 empty] | 2176.4116 | 2176.4228 | 0 | 2176.4116 | 0.01299
[30 empty] | 2176.6436 | 2176.6548 | 0 | 2176.6436 | 0.01286
[30 empty] | 2176.8757 | 2176.887 | 0 | 2176.8757 | 0.0128
[30 empty] | 2177.1079 | 2177.1191 | 0 | 2177.1079 | 0.01281
[30 empty] | 2177.3401 | 2177.3513 | 0 | 2177.3401 | 0.01289
[30 empty] | 2177.5725 | 2177.5837 | 0 | 2177.5725 | 0.01303
[30 empty] | 2177.8047 | 2177.8159 | 0 | 2177.8047 | 0.0132
[30 empty] | 2178.0371 | 2178.0483 | 0 | 2178.0371 | 0.01337
[30 empty] | 2178.2695 | 2178.2808 | 0 | 2178.2695 | 0.0135
[30 empty] | 2178.5019 | 2178.5132 | 0 | 2178.5019 | 0.01357
[30 empty] | 2178.7346 | 2178.7458 | 0 | 2178.7346 | 0.01355
[30 empty] | 2178.967 | 2178.9783 | 0 | 2178.967 | 0.01344
[30 empty] | 2179.1997 | 2179.2109 | 0 | 2179.1997 | 0.01327
[30 empty] | 2179.4324 | 2179.4436 | 0 | 2179.4324 | 0.01304
[30 empty] | 2179.665 | 2179.6763 | 0 | 2179.665 | 0.01281
[30 empty] | 2179.898 | 2179.9092 | 0 | 2179.898 | 0.0126
[30 empty] | 2180.1306 | 2180.1418 | 0 | 2180.1306 | 0.01243
[30 empty] | 2180.3635 | 2180.3748 | 0 | 2180.3635 | 0.01232
[30 empty] | 2180.5964 | 2180.6077 | 0 | 2180.5964 | 0.01228
[30 empty] | 2180.8296 | 2180.8408 | 0 | 2180.8296 | 0.01228
[30 empty] | 2181.0625 | 2181.0737 | 0 | 2181.0625 | 0.01233
[30 empty] | 2181.2957 | 2181.3069 | 0 | 2181.2957 | 0.0124
[30 empty] | 2181.5288 | 2181.54 | 0 | 2181.5288 | 0.01248
[30 empty] | 2181.762 | 2181.7732 | 0 | 2181.762 | 0.01256
[30 empty] | 2181.9951 | 2182.0064 | 0 | 2181.9951 | 0.01265
[30 empty] | 2182.2283 | 2182.2395 | 0 | 2182.2283 | 0.01274
[30 empty] | 2182.4617 | 2182.4729 | 0 | 2182.4617 | 0.01284
[30 empty] | 2182.6951 | 2182.7063 | 0 | 2182.6951 | 0.01294
[30 empty] | 2182.9285 | 2182.9397 | 0 | 2182.9285 | 0.01303
[30 empty] | 2183.1619 | 2183.1731 | 0 | 2183.1619 | 0.01311
[30 empty] | 2183.3955 | 2183.4067 | 0 | 2183.3955 | 0.01317
[30 empty] | 2183.6289 | 2183.6401 | 0 | 2183.6289 | 0.0132
[30 empty] | 2183.8625 | 2183.8738 | 0 | 2183.8625 | 0.0132
[30 empty] | 2184.0962 | 2184.1074 | 0 | 2184.0962 | 0.01319
[30 empty] | 2184.3301 | 2184.3413 | 0 | 2184.3301 | 0.01318
[30 empty] | 2184.5637 | 2184.575 | 0 | 2184.5637 | 0.01318
[30 empty] | 2184.7976 | 2184.8088 | 0 | 2184.7976 | 0.0132
[30 empty] | 2185.0315 | 2185.0427 | 0 | 2185.0315 | 0.01324
[30 empty] | 2185.2654 | 2185.2766 | 0 | 2185.2654 | 0.01331
[30 empty] | 2185.4993 | 2185.5105 | 0 | 2185.4993 | 0.01339
[30 empty] | 2185.7334 | 2185.7446 | 0 | 2185.7334 | 0.01347
[30 empty] | 2185.9675 | 2185.9788 | 0 | 2185.9675 | 0.01357
[30 empty] | 2186.2017 | 2186.2129 | 0 | 2186.2017 | 0.01366
[30 empty] | 2186.4358 | 2186.447 | 0 | 2186.4358 | 0.01375
[30 empty] | 2186.6699 | 2186.6811 | 0 | 2186.6699 | 0.01384
[30 empty] | 2186.9043 | 2186.9155 | 0 | 2186.9043 | 0.01392
[30 empty] | 2187.1384 | 2187.1499 | 0 | 2187.1384 | 0.01399
[30 empty] | 2187.3728 | 2187.3843 | 0 | 2187.3728 | 0.01405
[30 empty] | 2187.6074 | 2187.6186 | 0 | 2187.6074 | 0.01408
[30 empty] | 2187.8418 | 2187.853 | 0 | 2187.8418 | 0.01407
[30 empty] | 2188.0764 | 2188.0876 | 0 | 2188.0764 | 0.01402
[30 empty] | 2188.3108 | 2188.3223 | 0 | 2188.3108 | 0.01392
[30 empty] | 2188.5454 | 2188.5569 | 0 | 2188.5454 | 0.01379
[30 empty] | 2188.7803 | 2188.7915 | 0 | 2188.7803 | 0.01361
[30 empty] | 2189.0149 | 2189.0261 | 0 | 2189.0149 | 0.01341
[30 empty] | 2189.2498 | 2189.261 | 0 | 2189.2498 | 0.01318
[30 empty] | 2189.4846 | 2189.4958 | 0 | 2189.4846 | 0.01294
[30 empty] | 2189.7195 | 2189.7307 | 0 | 2189.7195 | 0.01271
[30 empty] | 2189.9543 | 2189.9656 | 0 | 2189.9543 | 0.0125
[30 empty] | 2190.1892 | 2190.2004 | 0 | 2190.1892 | 0.01234
[30 empty] | 2190.4243 | 2190.4356 | 0 | 2190.4243 | 0.01223
[30 empty] | 2190.6594 | 2190.6707 | 0 | 2190.6594 | 0.01218
[30 empty] | 2190.8945 | 2190.9058 | 0 | 2190.8945 | 0.01219
[30 empty] | 2191.1296 | 2191.1409 | 0 | 2191.1296 | 0.01227
[30 empty] | 2191.365 | 2191.3762 | 0 | 2191.365 | 0.0124
[30 empty] | 2191.6001 | 2191.6116 | 0 | 2191.6001 | 0.01257
[30 empty] | 2191.8355 | 2191.8467 | 0 | 2191.8355 | 0.01276
[30 empty] | 2192.0708 | 2192.0823 | 0 | 2192.0708 | 0.01296
[30 empty] | 2192.3064 | 2192.3176 | 0 | 2192.3064 | 0.01314
[30 empty] | 2192.5417 | 2192.553 | 0 | 2192.5417 | 0.0133
[30 empty] | 2192.7773 | 2192.7886 | 0 | 2192.7773 | 0.01343
[30 empty] | 2193.0129 | 2193.0242 | 0 | 2193.0129 | 0.01352
[30 empty] | 2193.2485 | 2193.2598 | 0 | 2193.2485 | 0.01358
[30 empty] | 2193.4841 | 2193.4956 | 0 | 2193.4841 | 0.01361
[30 empty] | 2193.72 | 2193.7312 | 0 | 2193.72 | 0.01362
[30 empty] | 2193.9558 | 2193.967 | 0 | 2193.9558 | 0.01361
[30 empty] | 2194.1917 | 2194.2029 | 0 | 2194.1917 | 0.0136
[30 empty] | 2194.4275 | 2194.4387 | 0 | 2194.4275 | 0.01359
[30 empty] | 2194.6633 | 2194.6746 | 0 | 2194.6633 | 0.01358
[30 empty] | 2194.8994 | 2194.9106 | 0 | 2194.8994 | 0.01357
[30 empty] | 2195.1355 | 2195.1467 | 0 | 2195.1355 | 0.01357
[30 empty] | 2195.3716 | 2195.3828 | 0 | 2195.3716 | 0.01358
[30 empty] | 2195.6077 | 2195.6189 | 0 | 2195.6077 | 0.01359
[30 empty] | 2195.8438 | 2195.8552 | 0 | 2195.8438 | 0.01359
[30 empty] | 2196.0801 | 2196.0913 | 0 | 2196.0801 | 0.01359
[30 empty] | 2196.3164 | 2196.3276 | 0 | 2196.3164 | 0.01356
[30 empty] | 2196.5527 | 2196.564 | 0 | 2196.5527 | 0.0135
[30 empty] | 2196.7891 | 2196.8003 | 0 | 2196.7891 | 0.0134
[30 empty] | 2197.0256 | 2197.0369 | 0 | 2197.0256 | 0.01325
[30 empty] | 2197.262 | 2197.2732 | 0 | 2197.262 | 0.01305
[30 empty] | 2197.4985 | 2197.5098 | 0 | 2197.4985 | 0.01281
[30 empty] | 2197.7351 | 2197.7463 | 0 | 2197.7351 | 0.01255
[30 empty] | 2197.9717 | 2197.9832 | 0 | 2197.9717 | 0.01227
[30 empty] | 2198.2085 | 2198.2197 | 0 | 2198.2085 | 0.012
[30 empty] | 2198.4453 | 2198.4565 | 0 | 2198.4453 | 0.01175
[30 empty] | 2198.6821 | 2198.6934 | 0 | 2198.6821 | 0.01154
[30 empty] | 2198.9189 | 2198.9302 | 0 | 2198.9189 | 0.01139
[30 empty] | 2199.1558 | 2199.167 | 0 | 2199.1558 | 0.01131
[30 empty] | 2199.3928 | 2199.4041 | 0 | 2199.3928 | 0.01131
[30 empty] | 2199.6296 | 2199.6411 | 0 | 2199.6296 | 0.0114
[30 empty] | 2199.8667 | 2199.8782 | 0 | 2199.8667 | 0.01159
[30 empty] | 2200.104 | 2200.1152 | 0 | 2200.104 | 0.01184
[30 empty] | 2200.3411 | 2200.3523 | 0 | 2200.3411 | 0.01215
[30 empty] | 2200.5784 | 2200.5896 | 0 | 2200.5784 | 0.01248
[30 empty] | 2200.8154 | 2200.8269 | 0 | 2200.8154 | 0.01278
[30 empty] | 2201.0527 | 2201.0642 | 0 | 2201.0527 | 0.01304
[30 empty] | 2201.2903 | 2201.3015 | 0 | 2201.2903 | 0.01323
[30 empty] | 2201.5276 | 2201.5391 | 0 | 2201.5276 | 0.01333
[30 empty] | 2201.7651 | 2201.7764 | 0 | 2201.7651 | 0.01337
[30 empty] | 2202.0027 | 2202.0139 | 0 | 2202.0027 | 0.01336
[30 empty] | 2202.2402 | 2202.2515 | 0 | 2202.2402 | 0.01331
[30 empty] | 2202.4778 | 2202.489 | 0 | 2202.4778 | 0.01326
[30 empty] | 2202.7156 | 2202.7268 | 0 | 2202.7156 | 0.01322
[30 empty] | 2202.9531 | 2202.9646 | 0 | 2202.9531 | 0.0132
[30 empty] | 2203.1909 | 2203.2024 | 0 | 2203.1909 | 0.01319
[30 empty] | 2203.4287 | 2203.4402 | 0 | 2203.4287 | 0.0132
[30 empty] | 2203.6667 | 2203.678 | 0 | 2203.6667 | 0.0132
[30 empty] | 2203.9045 | 2203.916 | 0 | 2203.9045 | 0.0132
[30 empty] | 2204.1426 | 2204.1538 | 0 | 2204.1426 | 0.01316
[30 empty] | 2204.3806 | 2204.3918 | 0 | 2204.3806 | 0.0131
[30 empty] | 2204.6186 | 2204.6299 | 0 | 2204.6186 | 0.013
[30 empty] | 2204.8567 | 2204.8682 | 0 | 2204.8567 | 0.01289
[30 empty] | 2205.095 | 2205.1062 | 0 | 2205.095 | 0.01276
[30 empty] | 2205.3333 | 2205.3445 | 0 | 2205.3333 | 0.01264
[30 empty] | 2205.5715 | 2205.5828 | 0 | 2205.5715 | 0.01255
[30 empty] | 2205.8098 | 2205.8211 | 0 | 2205.8098 | 0.0125
[30 empty] | 2206.0481 | 2206.0596 | 0 | 2206.0481 | 0.0125
[30 empty] | 2206.2866 | 2206.2981 | 0 | 2206.2866 | 0.01256
[30 empty] | 2206.5251 | 2206.5364 | 0 | 2206.5251 | 0.01268
[30 empty] | 2206.7637 | 2206.7751 | 0 | 2206.7637 | 0.01285
[30 empty] | 2207.0022 | 2207.0137 | 0 | 2207.0022 | 0.01304
[30 empty] | 2207.241 | 2207.2522 | 0 | 2207.241 | 0.01322
[30 empty] | 2207.4797 | 2207.491 | 0 | 2207.4797 | 0.01337
[30 empty] | 2207.7183 | 2207.7297 | 0 | 2207.7183 | 0.01345
[30 empty] | 2207.9573 | 2207.9685 | 0 | 2207.9573 | 0.01344
[30 empty] | 2208.1961 | 2208.2073 | 0 | 2208.1961 | 0.01336
[30 empty] | 2208.4351 | 2208.4463 | 0 | 2208.4351 | 0.01322
[30 empty] | 2208.6738 | 2208.6853 | 0 | 2208.6738 | 0.01304
[30 empty] | 2208.9128 | 2208.9243 | 0 | 2208.9128 | 0.01288
[30 empty] | 2209.1519 | 2209.1633 | 0 | 2209.1519 | 0.01277
[30 empty] | 2209.3911 | 2209.4023 | 0 | 2209.3911 | 0.01272
[30 empty] | 2209.6301 | 2209.6416 | 0 | 2209.6301 | 0.01274
[30 empty] | 2209.8694 | 2209.8809 | 0 | 2209.8694 | 0.01281
[30 empty] | 2210.1086 | 2210.1201 | 0 | 2210.1086 | 0.01291
[30 empty] | 2210.3481 | 2210.3594 | 0 | 2210.3481 | 0.01301
[30 empty] | 2210.5874 | 2210.5989 | 0 | 2210.5874 | 0.01309
[30 empty] | 2210.8269 | 2210.8381 | 0 | 2210.8269 | 0.01313
[30 empty] | 2211.0664 | 2211.0776 | 0 | 2211.0664 | 0.01313
[30 empty] | 2211.3059 | 2211.3171 | 0 | 2211.3059 | 0.01307
[30 empty] | 2211.5454 | 2211.5569 | 0 | 2211.5454 | 0.01298
[30 empty] | 2211.7852 | 2211.7964 | 0 | 2211.7852 | 0.01287
[30 empty] | 2212.0247 | 2212.0361 | 0 | 2212.0247 | 0.01274
[30 empty] | 2212.2644 | 2212.2759 | 0 | 2212.2644 | 0.01262
[30 empty] | 2212.5042 | 2212.5156 | 0 | 2212.5042 | 0.01251
[30 empty] | 2212.7441 | 2212.7554 | 0 | 2212.7441 | 0.01243
[30 empty] | 2212.9839 | 2212.9954 | 0 | 2212.9839 | 0.0124
[30 empty] | 2213.2239 | 2213.2353 | 0 | 2213.2239 | 0.01242
[30 empty] | 2213.4639 | 2213.4753 | 0 | 2213.4639 | 0.01249
[30 empty] | 2213.7039 | 2213.7153 | 0 | 2213.7039 | 0.01261
[30 empty] | 2213.9441 | 2213.9553 | 0 | 2213.9441 | 0.01276
[30 empty] | 2214.1843 | 2214.1956 | 0 | 2214.1843 | 0.01292
[30 empty] | 2214.4243 | 2214.4358 | 0 | 2214.4243 | 0.01308
[30 empty] | 2214.6645 | 2214.676 | 0 | 2214.6645 | 0.01321
[30 empty] | 2214.905 | 2214.9163 | 0 | 2214.905 | 0.0133
[30 empty] | 2215.1453 | 2215.1567 | 0 | 2215.1453 | 0.01335
[30 empty] | 2215.3857 | 2215.3972 | 0 | 2215.3857 | 0.01336
[30 empty] | 2215.6262 | 2215.6377 | 0 | 2215.6262 | 0.01334
[30 empty] | 2215.8667 | 2215.8782 | 0 | 2215.8667 | 0.01331
[30 empty] | 2216.1072 | 2216.1186 | 0 | 2216.1072 | 0.01328
[30 empty] | 2216.3479 | 2216.3594 | 0 | 2216.3479 | 0.01326
[30 empty] | 2216.5886 | 2216.5999 | 0 | 2216.5886 | 0.01325
[30 empty] | 2216.8293 | 2216.8406 | 0 | 2216.8293 | 0.01326
[30 empty] | 2217.0701 | 2217.0815 | 0 | 2217.0701 | 0.01329
[30 empty] | 2217.3108 | 2217.3223 | 0 | 2217.3108 | 0.01332
[30 empty] | 2217.5518 | 2217.5632 | 0 | 2217.5518 | 0.01336
[30 empty] | 2217.7927 | 2217.8042 | 0 | 2217.7927 | 0.01339
[30 empty] | 2218.0337 | 2218.0452 | 0 | 2218.0337 | 0.01343
[30 empty] | 2218.2747 | 2218.2861 | 0 | 2218.2747 | 0.01346
[30 empty] | 2218.5159 | 2218.5273 | 0 | 2218.5159 | 0.01349
[30 empty] | 2218.7571 | 2218.7683 | 0 | 2218.7571 | 0.01352
[30 empty] | 2218.9983 | 2219.0095 | 0 | 2218.9983 | 0.01355
[30 empty] | 2219.2395 | 2219.2507 | 0 | 2219.2395 | 0.01359
[30 empty] | 2219.4807 | 2219.4922 | 0 | 2219.4807 | 0.01365
[30 empty] | 2219.7222 | 2219.7334 | 0 | 2219.7222 | 0.01375
[30 empty] | 2219.9634 | 2219.9749 | 0 | 2219.9634 | 0.01387
[30 empty] | 2220.2048 | 2220.2163 | 0 | 2220.2048 | 0.01402
[30 empty] | 2220.4465 | 2220.4578 | 0 | 2220.4465 | 0.01419
[30 empty] | 2220.688 | 2220.6995 | 0 | 2220.688 | 0.01436
[30 empty] | 2220.9297 | 2220.9409 | 0 | 2220.9297 | 0.01452
[30 empty] | 2221.1714 | 2221.1826 | 0 | 2221.1714 | 0.01464
[30 empty] | 2221.4131 | 2221.4243 | 0 | 2221.4131 | 0.01469
[30 empty] | 2221.6548 | 2221.6663 | 0 | 2221.6548 | 0.01468
[30 empty] | 2221.8967 | 2221.908 | 0 | 2221.8967 | 0.0146
[30 empty] | 2222.1384 | 2222.1499 | 0 | 2222.1384 | 0.01445
[30 empty] | 2222.3804 | 2222.3918 | 0 | 2222.3804 | 0.01427
[30 empty] | 2222.6223 | 2222.6338 | 0 | 2222.6223 | 0.01408
[30 empty] | 2222.8645 | 2222.876 | 0 | 2222.8645 | 0.01392
[30 empty] | 2223.1064 | 2223.1179 | 0 | 2223.1064 | 0.0138
[30 empty] | 2223.3486 | 2223.3601 | 0 | 2223.3486 | 0.01376
[30 empty] | 2223.5908 | 2223.6023 | 0 | 2223.5908 | 0.0138
[30 empty] | 2223.833 | 2223.8445 | 0 | 2223.833 | 0.01389
[30 empty] | 2224.0754 | 2224.0869 | 0 | 2224.0754 | 0.01403
[30 empty] | 2224.3179 | 2224.3291 | 0 | 2224.3179 | 0.01419
[30 empty] | 2224.5603 | 2224.5715 | 0 | 2224.5603 | 0.01434
[30 empty] | 2224.8027 | 2224.814 | 0 | 2224.8027 | 0.01447
[30 empty] | 2225.0452 | 2225.0566 | 0 | 2225.0452 | 0.01457
[30 empty] | 2225.2876 | 2225.2991 | 0 | 2225.2876 | 0.01465
[30 empty] | 2225.5303 | 2225.5417 | 0 | 2225.5303 | 0.01472
[30 empty] | 2225.773 | 2225.7844 | 0 | 2225.773 | 0.01479
[30 empty] | 2226.0156 | 2226.0271 | 0 | 2226.0156 | 0.01487
[30 empty] | 2226.2586 | 2226.27 | 0 | 2226.2586 | 0.01497
[30 empty] | 2226.5012 | 2226.5127 | 0 | 2226.5012 | 0.01508
[30 empty] | 2226.7441 | 2226.7556 | 0 | 2226.7441 | 0.01518
[30 empty] | 2226.9871 | 2226.9985 | 0 | 2226.9871 | 0.01524
[30 empty] | 2227.2302 | 2227.2417 | 0 | 2227.2302 | 0.01526
[30 empty] | 2227.4731 | 2227.4846 | 0 | 2227.4731 | 0.01521
[30 empty] | 2227.7163 | 2227.7278 | 0 | 2227.7163 | 0.0151
[30 empty] | 2227.9595 | 2227.9709 | 0 | 2227.9595 | 0.01493
[30 empty] | 2228.2026 | 2228.2141 | 0 | 2228.2026 | 0.01471
[30 empty] | 2228.4458 | 2228.4573 | 0 | 2228.4458 | 0.01447
[30 empty] | 2228.6892 | 2228.7007 | 0 | 2228.6892 | 0.01423
[30 empty] | 2228.9326 | 2228.9441 | 0 | 2228.9326 | 0.01401
[30 empty] | 2229.176 | 2229.1875 | 0 | 2229.176 | 0.01385
[30 empty] | 2229.4194 | 2229.4309 | 0 | 2229.4194 | 0.01373
[30 empty] | 2229.6628 | 2229.6743 | 0 | 2229.6628 | 0.01366
[30 empty] | 2229.9065 | 2229.918 | 0 | 2229.9065 | 0.01362
[30 empty] | 2230.1501 | 2230.1616 | 0 | 2230.1501 | 0.0136
[30 empty] | 2230.3938 | 2230.4053 | 0 | 2230.3938 | 0.01358
[30 empty] | 2230.6375 | 2230.6489 | 0 | 2230.6375 | 0.01353
[30 empty] | 2230.8814 | 2230.8928 | 0 | 2230.8814 | 0.01345
[30 empty] | 2231.1252 | 2231.1367 | 0 | 2231.1252 | 0.01332
[30 empty] | 2231.3691 | 2231.3806 | 0 | 2231.3691 | 0.01317
[30 empty] | 2231.613 | 2231.6245 | 0 | 2231.613 | 0.013
[30 empty] | 2231.8569 | 2231.8684 | 0 | 2231.8569 | 0.01283
[30 empty] | 2232.1011 | 2232.1125 | 0 | 2232.1011 | 0.0127
[30 empty] | 2232.3452 | 2232.3567 | 0 | 2232.3452 | 0.01261
[30 empty] | 2232.5894 | 2232.6008 | 0 | 2232.5894 | 0.01258
[30 empty] | 2232.8335 | 2232.845 | 0 | 2232.8335 | 0.0126
[30 empty] | 2233.0779 | 2233.0894 | 0 | 2233.0779 | 0.01268
[30 empty] | 2233.322 | 2233.3335 | 0 | 2233.322 | 0.0128
[30 empty] | 2233.5664 | 2233.5779 | 0 | 2233.5664 | 0.01292
[30 empty] | 2233.811 | 2233.8225 | 0 | 2233.811 | 0.01304
[30 empty] | 2234.0554 | 2234.0669 | 0 | 2234.0554 | 0.01314
[30 empty] | 2234.3 | 2234.3115 | 0 | 2234.3 | 0.01319
[30 empty] | 2234.5444 | 2234.5559 | 0 | 2234.5444 | 0.01321
[30 empty] | 2234.7891 | 2234.8005 | 0 | 2234.7891 | 0.01319
[30 empty] | 2235.0339 | 2235.0454 | 0 | 2235.0339 | 0.01315
[30 empty] | 2235.2786 | 2235.29 | 0 | 2235.2786 | 0.01311
[30 empty] | 2235.5234 | 2235.5349 | 0 | 2235.5234 | 0.01308
[30 empty] | 2235.7683 | 2235.7798 | 0 | 2235.7683 | 0.01307
[30 empty] | 2236.0132 | 2236.0247 | 0 | 2236.0132 | 0.01309
[30 empty] | 2236.2581 | 2236.2695 | 0 | 2236.2581 | 0.01315
[30 empty] | 2236.5032 | 2236.5147 | 0 | 2236.5032 | 0.01323
[30 empty] | 2236.7483 | 2236.7598 | 0 | 2236.7483 | 0.01333
[30 empty] | 2236.9934 | 2237.0049 | 0 | 2236.9934 | 0.01345
[30 empty] | 2237.2385 | 2237.25 | 0 | 2237.2385 | 0.01357
[30 empty] | 2237.4836 | 2237.4954 | 0 | 2237.4836 | 0.01371
[30 empty] | 2237.729 | 2237.7405 | 0 | 2237.729 | 0.01385
[30 empty] | 2237.9744 | 2237.9858 | 0 | 2237.9744 | 0.01399
[30 empty] | 2238.2197 | 2238.2312 | 0 | 2238.2197 | 0.01412
[30 empty] | 2238.4653 | 2238.4768 | 0 | 2238.4653 | 0.01423
[30 empty] | 2238.7107 | 2238.7222 | 0 | 2238.7107 | 0.01433
[30 empty] | 2238.9563 | 2238.9678 | 0 | 2238.9563 | 0.0144
[30 empty] | 2239.2019 | 2239.2134 | 0 | 2239.2019 | 0.01446
[30 empty] | 2239.4475 | 2239.459 | 0 | 2239.4475 | 0.01452
[30 empty] | 2239.6934 | 2239.7048 | 0 | 2239.6934 | 0.01458
[30 empty] | 2239.939 | 2239.9504 | 0 | 2239.939 | 0.01467
[30 empty] | 2240.1848 | 2240.1963 | 0 | 2240.1848 | 0.01478
[30 empty] | 2240.4307 | 2240.4421 | 0 | 2240.4307 | 0.01489
[30 empty] | 2240.6768 | 2240.6882 | 0 | 2240.6768 | 0.01501
[30 empty] | 2240.9226 | 2240.9341 | 0 | 2240.9226 | 0.0151
[30 empty] | 2241.1687 | 2241.1802 | 0 | 2241.1687 | 0.01515
[30 empty] | 2241.4148 | 2241.4263 | 0 | 2241.4148 | 0.01513
[30 empty] | 2241.6609 | 2241.6724 | 0 | 2241.6609 | 0.01505
[30 empty] | 2241.9072 | 2241.9187 | 0 | 2241.9072 | 0.0149
[30 empty] | 2242.1533 | 2242.1648 | 0 | 2242.1533 | 0.01467
[30 empty] | 2242.3997 | 2242.4111 | 0 | 2242.3997 | 0.0144
[30 empty] | 2242.646 | 2242.6575 | 0 | 2242.646 | 0.01409
[30 empty] | 2242.8926 | 2242.9041 | 0 | 2242.8926 | 0.01376
[30 empty] | 2243.1389 | 2243.1504 | 0 | 2243.1389 | 0.01344
[30 empty] | 2243.3855 | 2243.397 | 0 | 2243.3855 | 0.01314
[30 empty] | 2243.6321 | 2243.6436 | 0 | 2243.6321 | 0.0129
[30 empty] | 2243.8787 | 2243.8901 | 0 | 2243.8787 | 0.01272
[30 empty] | 2244.1255 | 2244.137 | 0 | 2244.1255 | 0.01261
[30 empty] | 2244.3721 | 2244.3836 | 0 | 2244.3721 | 0.01259
[30 empty] | 2244.6189 | 2244.6304 | 0 | 2244.6189 | 0.01265
[30 empty] | 2244.8657 | 2244.8772 | 0 | 2244.8657 | 0.01278
[30 empty] | 2245.1125 | 2245.1243 | 0 | 2245.1125 | 0.01295
[30 empty] | 2245.3596 | 2245.3711 | 0 | 2245.3596 | 0.01315
[30 empty] | 2245.6067 | 2245.6182 | 0 | 2245.6067 | 0.01336
[30 empty] | 2245.8538 | 2245.8652 | 0 | 2245.8538 | 0.01356
[30 empty] | 2246.1008 | 2246.1123 | 0 | 2246.1008 | 0.01374
[30 empty] | 2246.3479 | 2246.3596 | 0 | 2246.3479 | 0.0139
[30 empty] | 2246.5952 | 2246.6067 | 0 | 2246.5952 | 0.01404
[30 empty] | 2246.8425 | 2246.854 | 0 | 2246.8425 | 0.01417
[30 empty] | 2247.0898 | 2247.1013 | 0 | 2247.0898 | 0.01428
[30 empty] | 2247.3372 | 2247.3489 | 0 | 2247.3372 | 0.0144
[30 empty] | 2247.5847 | 2247.5962 | 0 | 2247.5847 | 0.01452
[30 empty] | 2247.8323 | 2247.8438 | 0 | 2247.8323 | 0.01465
[30 empty] | 2248.0798 | 2248.0913 | 0 | 2248.0798 | 0.01479
[30 empty] | 2248.3274 | 2248.3389 | 0 | 2248.3274 | 0.01494
[30 empty] | 2248.575 | 2248.5867 | 0 | 2248.575 | 0.01507
[30 empty] | 2248.8227 | 2248.8342 | 0 | 2248.8227 | 0.01518
[30 empty] | 2249.0706 | 2249.082 | 0 | 2249.0706 | 0.01525
[30 empty] | 2249.3184 | 2249.3298 | 0 | 2249.3184 | 0.01527
[30 empty] | 2249.5662 | 2249.5779 | 0 | 2249.5662 | 0.01524
[30 empty] | 2249.8142 | 2249.8257 | 0 | 2249.8142 | 0.01517
[30 empty] | 2250.0623 | 2250.0737 | 0 | 2250.0623 | 0.01504
[30 empty] | 2250.3103 | 2250.3218 | 0 | 2250.3103 | 0.01489
[30 empty] | 2250.5583 | 2250.5698 | 0 | 2250.5583 | 0.01472
[30 empty] | 2250.8066 | 2250.8181 | 0 | 2250.8066 | 0.01452
[30 empty] | 2251.0547 | 2251.0664 | 0 | 2251.0547 | 0.01431
[30 empty] | 2251.303 | 2251.3144 | 0 | 2251.303 | 0.01409
[30 empty] | 2251.5513 | 2251.563 | 0 | 2251.5513 | 0.01387
[30 empty] | 2251.7998 | 2251.8113 | 0 | 2251.7998 | 0.01365
[30 empty] | 2252.0481 | 2252.0598 | 0 | 2252.0481 | 0.01344
[30 empty] | 2252.2966 | 2252.3081 | 0 | 2252.2966 | 0.01328
[30 empty] | 2252.5452 | 2252.5566 | 0 | 2252.5452 | 0.01318
[30 empty] | 2252.7937 | 2252.8054 | 0 | 2252.7937 | 0.01314
[30 empty] | 2253.0425 | 2253.0539 | 0 | 2253.0425 | 0.01318
[30 empty] | 2253.291 | 2253.3027 | 0 | 2253.291 | 0.01328
[30 empty] | 2253.5398 | 2253.5515 | 0 | 2253.5398 | 0.01344
[30 empty] | 2253.7888 | 2253.8003 | 0 | 2253.7888 | 0.01363
[30 empty] | 2254.0376 | 2254.0491 | 0 | 2254.0376 | 0.01383
[30 empty] | 2254.2866 | 2254.2981 | 0 | 2254.2866 | 0.01405
[30 empty] | 2254.5354 | 2254.5471 | 0 | 2254.5354 | 0.01428
[30 empty] | 2254.7844 | 2254.7961 | 0 | 2254.7844 | 0.01451
[30 empty] | 2255.0337 | 2255.0452 | 0 | 2255.0337 | 0.01475
[30 empty] | 2255.2827 | 2255.2944 | 0 | 2255.2827 | 0.01499
[30 empty] | 2255.532 | 2255.5435 | 0 | 2255.532 | 0.01522
[30 empty] | 2255.7812 | 2255.7927 | 0 | 2255.7812 | 0.01541
[30 empty] | 2256.0305 | 2256.0422 | 0 | 2256.0305 | 0.01555
[30 empty] | 2256.28 | 2256.2915 | 0 | 2256.28 | 0.01561
[30 empty] | 2256.5293 | 2256.541 | 0 | 2256.5293 | 0.01556
[30 empty] | 2256.7788 | 2256.7903 | 0 | 2256.7788 | 0.01542
[30 empty] | 2257.0283 | 2257.04 | 0 | 2257.0283 | 0.0152
[30 empty] | 2257.2778 | 2257.2895 | 0 | 2257.2778 | 0.01495
[30 empty] | 2257.5276 | 2257.5391 | 0 | 2257.5276 | 0.01469
[30 empty] | 2257.7773 | 2257.7888 | 0 | 2257.7773 | 0.01447
[30 empty] | 2258.0271 | 2258.0386 | 0 | 2258.0271 | 0.01431
[30 empty] | 2258.2769 | 2258.2883 | 0 | 2258.2769 | 0.01421
[30 empty] | 2258.5266 | 2258.5383 | 0 | 2258.5266 | 0.01417
[30 empty] | 2258.7766 | 2258.7883 | 0 | 2258.7766 | 0.01416
[30 empty] | 2259.0266 | 2259.0381 | 0 | 2259.0266 | 0.01414
[30 empty] | 2259.2766 | 2259.2883 | 0 | 2259.2766 | 0.01411
[30 empty] | 2259.5266 | 2259.5383 | 0 | 2259.5266 | 0.01405
[30 empty] | 2259.7769 | 2259.7883 | 0 | 2259.7769 | 0.01397
[30 empty] | 2260.0271 | 2260.0386 | 0 | 2260.0271 | 0.01389
[30 empty] | 2260.2773 | 2260.2888 | 0 | 2260.2773 | 0.0138
[30 empty] | 2260.5276 | 2260.5393 | 0 | 2260.5276 | 0.01375
[30 empty] | 2260.7781 | 2260.7895 | 0 | 2260.7781 | 0.01372
[30 empty] | 2261.0283 | 2261.04 | 0 | 2261.0283 | 0.01373
[30 empty] | 2261.2788 | 2261.2905 | 0 | 2261.2788 | 0.01377
[30 empty] | 2261.5293 | 2261.541 | 0 | 2261.5293 | 0.01384
[30 empty] | 2261.78 | 2261.7915 | 0 | 2261.78 | 0.01393
[30 empty] | 2262.0305 | 2262.0422 | 0 | 2262.0305 | 0.01403
[30 empty] | 2262.2812 | 2262.293 | 0 | 2262.2812 | 0.01412
[30 empty] | 2262.532 | 2262.5437 | 0 | 2262.532 | 0.0142
[30 empty] | 2262.783 | 2262.7944 | 0 | 2262.783 | 0.01424
[30 empty] | 2263.0337 | 2263.0454 | 0 | 2263.0337 | 0.01425
[30 empty] | 2263.2847 | 2263.2964 | 0 | 2263.2847 | 0.01422
[30 empty] | 2263.5356 | 2263.5474 | 0 | 2263.5356 | 0.01414
[30 empty] | 2263.7866 | 2263.7983 | 0 | 2263.7866 | 0.01401
[30 empty] | 2264.0378 | 2264.0493 | 0 | 2264.0378 | 0.01386
[30 empty] | 2264.2888 | 2264.3005 | 0 | 2264.2888 | 0.01369
[30 empty] | 2264.54 | 2264.5518 | 0 | 2264.54 | 0.01352
[30 empty] | 2264.7913 | 2264.803 | 0 | 2264.7913 | 0.01335
[30 empty] | 2265.0427 | 2265.0542 | 0 | 2265.0427 | 0.01322
[30 empty] | 2265.2939 | 2265.3057 | 0 | 2265.2939 | 0.01311
[30 empty] | 2265.5454 | 2265.5571 | 0 | 2265.5454 | 0.01306
[30 empty] | 2265.7969 | 2265.8086 | 0 | 2265.7969 | 0.01306
[30 empty] | 2266.0483 | 2266.0601 | 0 | 2266.0483 | 0.01312
[30 empty] | 2266.3 | 2266.3118 | 0 | 2266.3 | 0.01323
[30 empty] | 2266.5518 | 2266.5632 | 0 | 2266.5518 | 0.01338
[30 empty] | 2266.8035 | 2266.8149 | 0 | 2266.8035 | 0.01357
[30 empty] | 2267.0552 | 2267.0667 | 0 | 2267.0552 | 0.01377
[30 empty] | 2267.3069 | 2267.3186 | 0 | 2267.3069 | 0.01397
[30 empty] | 2267.5588 | 2267.5706 | 0 | 2267.5588 | 0.01417
[30 empty] | 2267.8108 | 2267.8223 | 0 | 2267.8108 | 0.01435
[30 empty] | 2268.0627 | 2268.0742 | 0 | 2268.0627 | 0.01451
[30 empty] | 2268.3147 | 2268.3264 | 0 | 2268.3147 | 0.01467
[30 empty] | 2268.5669 | 2268.5784 | 0 | 2268.5669 | 0.01483
[30 empty] | 2268.8191 | 2268.8306 | 0 | 2268.8191 | 0.01498
[30 empty] | 2269.0713 | 2269.0828 | 0 | 2269.0713 | 0.01511
[30 empty] | 2269.3235 | 2269.335 | 0 | 2269.3235 | 0.01523
[30 empty] | 2269.5757 | 2269.5874 | 0 | 2269.5757 | 0.01529
[30 empty] | 2269.8281 | 2269.8398 | 0 | 2269.8281 | 0.0153
[30 empty] | 2270.0806 | 2270.0923 | 0 | 2270.0806 | 0.01524
[30 empty] | 2270.333 | 2270.3447 | 0 | 2270.333 | 0.01511
[30 empty] | 2270.5857 | 2270.5972 | 0 | 2270.5857 | 0.01494
[30 empty] | 2270.8381 | 2270.8499 | 0 | 2270.8381 | 0.01474
[30 empty] | 2271.0908 | 2271.1025 | 0 | 2271.0908 | 0.01456
[30 empty] | 2271.3435 | 2271.3552 | 0 | 2271.3435 | 0.01443
[30 empty] | 2271.5964 | 2271.6079 | 0 | 2271.5964 | 0.01437
[30 empty] | 2271.8491 | 2271.8608 | 0 | 2271.8491 | 0.01439
[30 empty] | 2272.102 | 2272.1138 | 0 | 2272.102 | 0.01449
[30 empty] | 2272.355 | 2272.3667 | 0 | 2272.355 | 0.01465
[30 empty] | 2272.6079 | 2272.6196 | 0 | 2272.6079 | 0.01485
[30 empty] | 2272.8611 | 2272.8726 | 0 | 2272.8611 | 0.01504
[30 empty] | 2273.114 | 2273.1257 | 0 | 2273.114 | 0.0152
[30 empty] | 2273.3672 | 2273.3789 | 0 | 2273.3672 | 0.01532
[30 empty] | 2273.6204 | 2273.6321 | 0 | 2273.6204 | 0.01538
[30 empty] | 2273.8738 | 2273.8855 | 0 | 2273.8738 | 0.01539
[30 empty] | 2274.1269 | 2274.1387 | 0 | 2274.1269 | 0.01537
[30 empty] | 2274.3804 | 2274.3921 | 0 | 2274.3804 | 0.01534
[30 empty] | 2274.6338 | 2274.6455 | 0 | 2274.6338 | 0.01531
[30 empty] | 2274.8875 | 2274.8989 | 0 | 2274.8875 | 0.01531
[30 empty] | 2275.1409 | 2275.1526 | 0 | 2275.1409 | 0.01533
[30 empty] | 2275.3945 | 2275.4062 | 0 | 2275.3945 | 0.01538
[30 empty] | 2275.6482 | 2275.6599 | 0 | 2275.6482 | 0.01545
[30 empty] | 2275.9019 | 2275.9136 | 0 | 2275.9019 | 0.01552
[30 empty] | 2276.1558 | 2276.1675 | 0 | 2276.1558 | 0.0156
[30 empty] | 2276.4097 | 2276.4211 | 0 | 2276.4097 | 0.01566
[30 empty] | 2276.6633 | 2276.675 | 0 | 2276.6633 | 0.0157
[30 empty] | 2276.9175 | 2276.9289 | 0 | 2276.9175 | 0.01572
[30 empty] | 2277.1714 | 2277.1831 | 0 | 2277.1714 | 0.01572
[30 empty] | 2277.4255 | 2277.4373 | 0 | 2277.4255 | 0.0157
[30 empty] | 2277.6797 | 2277.6912 | 0 | 2277.6797 | 0.01566
[30 empty] | 2277.9338 | 2277.9456 | 0 | 2277.9338 | 0.01559
[30 empty] | 2278.188 | 2278.1997 | 0 | 2278.188 | 0.01551
[30 empty] | 2278.4424 | 2278.4539 | 0 | 2278.4424 | 0.01541
[30 empty] | 2278.6965 | 2278.7083 | 0 | 2278.6965 | 0.0153
[30 empty] | 2278.9509 | 2278.9626 | 0 | 2278.9509 | 0.0152
[30 empty] | 2279.2056 | 2279.2173 | 0 | 2279.2056 | 0.01512
[30 empty] | 2279.46 | 2279.4717 | 0 | 2279.46 | 0.01507
[30 empty] | 2279.7146 | 2279.7263 | 0 | 2279.7146 | 0.01506
[30 empty] | 2279.9692 | 2279.981 | 0 | 2279.9692 | 0.01508
[30 empty] | 2280.2239 | 2280.2356 | 0 | 2280.2239 | 0.01513
[30 empty] | 2280.4788 | 2280.4902 | 0 | 2280.4788 | 0.01519
[30 empty] | 2280.7334 | 2280.7451 | 0 | 2280.7334 | 0.01525
[30 empty] | 2280.9883 | 2281 | 0 | 2280.9883 | 0.0153
[30 empty] | 2281.2432 | 2281.2549 | 0 | 2281.2432 | 0.01532
[30 empty] | 2281.4983 | 2281.51 | 0 | 2281.4983 | 0.01533
[30 empty] | 2281.7532 | 2281.7649 | 0 | 2281.7532 | 0.01534
[30 empty] | 2282.0083 | 2282.02 | 0 | 2282.0083 | 0.01535
[30 empty] | 2282.2634 | 2282.2751 | 0 | 2282.2634 | 0.01538
[30 empty] | 2282.5188 | 2282.5303 | 0 | 2282.5188 | 0.01544
[30 empty] | 2282.7739 | 2282.7856 | 0 | 2282.7739 | 0.01551
[30 empty] | 2283.0293 | 2283.041 | 0 | 2283.0293 | 0.0156
[30 empty] | 2283.2847 | 2283.2964 | 0 | 2283.2847 | 0.01568
[30 empty] | 2283.54 | 2283.5518 | 0 | 2283.54 | 0.01575
[30 empty] | 2283.7957 | 2283.8071 | 0 | 2283.7957 | 0.01577
[30 empty] | 2284.051 | 2284.0627 | 0 | 2284.051 | 0.01574
[30 empty] | 2284.3066 | 2284.3184 | 0 | 2284.3066 | 0.01564
[30 empty] | 2284.5623 | 2284.574 | 0 | 2284.5623 | 0.01549
[30 empty] | 2284.8181 | 2284.8298 | 0 | 2284.8181 | 0.01529
[30 empty] | 2285.0737 | 2285.0855 | 0 | 2285.0737 | 0.01506
[30 empty] | 2285.3296 | 2285.3413 | 0 | 2285.3296 | 0.01483
[30 empty] | 2285.5855 | 2285.5972 | 0 | 2285.5855 | 0.01464
[30 empty] | 2285.8416 | 2285.8533 | 0 | 2285.8416 | 0.0145
[30 empty] | 2286.0974 | 2286.1091 | 0 | 2286.0974 | 0.01445
[30 empty] | 2286.3535 | 2286.3652 | 0 | 2286.3535 | 0.01449
[30 empty] | 2286.6096 | 2286.6213 | 0 | 2286.6096 | 0.01464
[30 empty] | 2286.866 | 2286.8774 | 0 | 2286.866 | 0.01488
[30 empty] | 2287.1221 | 2287.1338 | 0 | 2287.1221 | 0.01516
[30 empty] | 2287.3784 | 2287.3901 | 0 | 2287.3784 | 0.01547
[30 empty] | 2287.6348 | 2287.6465 | 0 | 2287.6348 | 0.01573
[30 empty] | 2287.8911 | 2287.9028 | 0 | 2287.8911 | 0.01592
[30 empty] | 2288.1475 | 2288.1592 | 0 | 2288.1475 | 0.016
[30 empty] | 2288.4041 | 2288.4158 | 0 | 2288.4041 | 0.01598
[30 empty] | 2288.6606 | 2288.6724 | 0 | 2288.6606 | 0.01587
[30 empty] | 2288.9172 | 2288.9289 | 0 | 2288.9172 | 0.01571
[30 empty] | 2289.1741 | 2289.1858 | 0 | 2289.1741 | 0.01556
[30 empty] | 2289.4307 | 2289.4424 | 0 | 2289.4307 | 0.01546
[30 empty] | 2289.6875 | 2289.6992 | 0 | 2289.6875 | 0.01543
[30 empty] | 2289.9443 | 2289.9561 | 0 | 2289.9443 | 0.01549
[30 empty] | 2290.2014 | 2290.2131 | 0 | 2290.2014 | 0.01563
[30 empty] | 2290.4583 | 2290.47 | 0 | 2290.4583 | 0.01581
[30 empty] | 2290.7153 | 2290.727 | 0 | 2290.7153 | 0.01602
[30 empty] | 2290.9724 | 2290.9841 | 0 | 2290.9724 | 0.01619
[30 empty] | 2291.2295 | 2291.2414 | 0 | 2291.2295 | 0.01632
[30 empty] | 2291.4868 | 2291.4985 | 0 | 2291.4868 | 0.01638
[30 empty] | 2291.7441 | 2291.7559 | 0 | 2291.7441 | 0.01638
[30 empty] | 2292.0015 | 2292.0132 | 0 | 2292.0015 | 0.01633
[30 empty] | 2292.2588 | 2292.2705 | 0 | 2292.2588 | 0.01625
[30 empty] | 2292.5164 | 2292.5281 | 0 | 2292.5164 | 0.01616
[30 empty] | 2292.7737 | 2292.7854 | 0 | 2292.7737 | 0.01608
[30 empty] | 2293.0312 | 2293.043 | 0 | 2293.0312 | 0.016
[30 empty] | 2293.2888 | 2293.3005 | 0 | 2293.2888 | 0.01591
[30 empty] | 2293.5466 | 2293.5583 | 0 | 2293.5466 | 0.01582
[30 empty] | 2293.8042 | 2293.8162 | 0 | 2293.8042 | 0.01569
[30 empty] | 2294.062 | 2294.0737 | 0 | 2294.062 | 0.01552
[30 empty] | 2294.3201 | 2294.3318 | 0 | 2294.3201 | 0.01532
[30 empty] | 2294.5779 | 2294.5896 | 0 | 2294.5779 | 0.0151
[30 empty] | 2294.8359 | 2294.8477 | 0 | 2294.8359 | 0.01488
[30 empty] | 2295.0938 | 2295.1055 | 0 | 2295.0938 | 0.0147
[30 empty] | 2295.3518 | 2295.3638 | 0 | 2295.3518 | 0.01457
[30 empty] | 2295.6101 | 2295.6218 | 0 | 2295.6101 | 0.01452
[30 empty] | 2295.8682 | 2295.8799 | 0 | 2295.8682 | 0.01456
[30 empty] | 2296.1265 | 2296.1382 | 0 | 2296.1265 | 0.01469
[30 empty] | 2296.3848 | 2296.3965 | 0 | 2296.3848 | 0.01488
[30 empty] | 2296.6431 | 2296.655 | 0 | 2296.6431 | 0.0151
[30 empty] | 2296.9016 | 2296.9133 | 0 | 2296.9016 | 0.01531
[30 empty] | 2297.1602 | 2297.1719 | 0 | 2297.1602 | 0.01549
[30 empty] | 2297.4187 | 2297.4304 | 0 | 2297.4187 | 0.01559
[30 empty] | 2297.6773 | 2297.689 | 0 | 2297.6773 | 0.01561
[30 empty] | 2297.9358 | 2297.9477 | 0 | 2297.9358 | 0.01555
[30 empty] | 2298.1946 | 2298.2063 | 0 | 2298.1946 | 0.01541
[30 empty] | 2298.4534 | 2298.4651 | 0 | 2298.4534 | 0.01522
[30 empty] | 2298.7122 | 2298.7239 | 0 | 2298.7122 | 0.01498
[30 empty] | 2298.9712 | 2298.9829 | 0 | 2298.9712 | 0.01472
[30 empty] | 2299.23 | 2299.2419 | 0 | 2299.23 | 0.01445
[30 empty] | 2299.489 | 2299.5007 | 0 | 2299.489 | 0.0142
[30 empty] | 2299.7481 | 2299.76 | 0 | 2299.7481 | 0.01396
[30 empty] | 2300.0073 | 2300.019 | 0 | 2300.0073 | 0.01374
[30 empty] | 2300.2664 | 2300.2783 | 0 | 2300.2664 | 0.01357
[30 empty] | 2300.5256 | 2300.5376 | 0 | 2300.5256 | 0.01344
[30 empty] | 2300.7849 | 2300.7969 | 0 | 2300.7849 | 0.01336
[30 empty] | 2301.0444 | 2301.0561 | 0 | 2301.0444 | 0.01335
[30 empty] | 2301.3037 | 2301.3157 | 0 | 2301.3037 | 0.01341
[30 empty] | 2301.5632 | 2301.575 | 0 | 2301.5632 | 0.01355
[30 empty] | 2301.8227 | 2301.8345 | 0 | 2301.8227 | 0.01377
[30 empty] | 2302.0825 | 2302.0942 | 0 | 2302.0825 | 0.01406
[30 empty] | 2302.342 | 2302.3538 | 0 | 2302.342 | 0.01441
[30 empty] | 2302.6018 | 2302.6135 | 0 | 2302.6018 | 0.0148
[30 empty] | 2302.8616 | 2302.8733 | 0 | 2302.8616 | 0.0152
[30 empty] | 2303.1213 | 2303.1331 | 0 | 2303.1213 | 0.01558
[30 empty] | 2303.3814 | 2303.3931 | 0 | 2303.3814 | 0.01589
[30 empty] | 2303.6411 | 2303.6531 | 0 | 2303.6411 | 0.01612
[30 empty] | 2303.9011 | 2303.9131 | 0 | 2303.9011 | 0.01624
[30 empty] | 2304.1614 | 2304.1731 | 0 | 2304.1614 | 0.01626
[30 empty] | 2304.4214 | 2304.4331 | 0 | 2304.4214 | 0.01617
[30 empty] | 2304.6816 | 2304.6934 | 0 | 2304.6816 | 0.01601
[30 empty] | 2304.9419 | 2304.9536 | 0 | 2304.9419 | 0.01579
[30 empty] | 2305.2022 | 2305.2139 | 0 | 2305.2022 | 0.01555
[30 empty] | 2305.4624 | 2305.4744 | 0 | 2305.4624 | 0.01531
[30 empty] | 2305.7229 | 2305.7346 | 0 | 2305.7229 | 0.0151
[30 empty] | 2305.9834 | 2305.9951 | 0 | 2305.9834 | 0.01495
[30 empty] | 2306.2439 | 2306.2556 | 0 | 2306.2439 | 0.01485
[30 empty] | 2306.5044 | 2306.5164 | 0 | 2306.5044 | 0.01483
[30 empty] | 2306.7651 | 2306.7769 | 0 | 2306.7651 | 0.01487
[30 empty] | 2307.0259 | 2307.0376 | 0 | 2307.0259 | 0.01497
[30 empty] | 2307.2866 | 2307.2983 | 0 | 2307.2866 | 0.01512
[30 empty] | 2307.5474 | 2307.5593 | 0 | 2307.5474 | 0.01531
[30 empty] | 2307.8083 | 2307.8201 | 0 | 2307.8083 | 0.01552
[30 empty] | 2308.0693 | 2308.0811 | 0 | 2308.0693 | 0.01574
[30 empty] | 2308.3303 | 2308.342 | 0 | 2308.3303 | 0.01595
[30 empty] | 2308.5913 | 2308.6033 | 0 | 2308.5913 | 0.01615
[30 empty] | 2308.8525 | 2308.8643 | 0 | 2308.8525 | 0.01633
[30 empty] | 2309.1138 | 2309.1255 | 0 | 2309.1138 | 0.0165
[30 empty] | 2309.375 | 2309.3867 | 0 | 2309.375 | 0.01666
[30 empty] | 2309.6362 | 2309.648 | 0 | 2309.6362 | 0.01682
[30 empty] | 2309.8975 | 2309.9094 | 0 | 2309.8975 | 0.01699
[30 empty] | 2310.1589 | 2310.1709 | 0 | 2310.1589 | 0.01716
[30 empty] | 2310.4204 | 2310.4324 | 0 | 2310.4204 | 0.01733
[30 empty] | 2310.6819 | 2310.6939 | 0 | 2310.6819 | 0.01749
[30 empty] | 2310.9436 | 2310.9553 | 0 | 2310.9436 | 0.01762
[30 empty] | 2311.2053 | 2311.217 | 0 | 2311.2053 | 0.01771
[30 empty] | 2311.467 | 2311.4788 | 0 | 2311.467 | 0.01773
[30 empty] | 2311.7288 | 2311.7405 | 0 | 2311.7288 | 0.01767
[30 empty] | 2311.9905 | 2312.0024 | 0 | 2311.9905 | 0.01753
[30 empty] | 2312.2524 | 2312.2642 | 0 | 2312.2524 | 0.01728
[30 empty] | 2312.5144 | 2312.5261 | 0 | 2312.5144 | 0.01696
[30 empty] | 2312.7764 | 2312.7883 | 0 | 2312.7764 | 0.01656
[30 empty] | 2313.0386 | 2313.0503 | 0 | 2313.0386 | 0.01614
[30 empty] | 2313.3005 | 2313.3125 | 0 | 2313.3005 | 0.01572
[30 empty] | 2313.5627 | 2313.5747 | 0 | 2313.5627 | 0.01536
[30 empty] | 2313.825 | 2313.8369 | 0 | 2313.825 | 0.01508
[30 empty] | 2314.0874 | 2314.0991 | 0 | 2314.0874 | 0.01493
[30 empty] | 2314.3499 | 2314.3616 | 0 | 2314.3499 | 0.01491
[30 empty] | 2314.6121 | 2314.624 | 0 | 2314.6121 | 0.01502
[30 empty] | 2314.8748 | 2314.8865 | 0 | 2314.8748 | 0.01523
[30 empty] | 2315.1372 | 2315.1489 | 0 | 2315.1372 | 0.01549
[30 empty] | 2315.3999 | 2315.4116 | 0 | 2315.3999 | 0.01576
[30 empty] | 2315.6624 | 2315.6743 | 0 | 2315.6624 | 0.016
[30 empty] | 2315.9253 | 2315.937 | 0 | 2315.9253 | 0.01617
[30 empty] | 2316.188 | 2316.1997 | 0 | 2316.188 | 0.01626
[30 empty] | 2316.4509 | 2316.4626 | 0 | 2316.4509 | 0.01627
[30 empty] | 2316.7136 | 2316.7256 | 0 | 2316.7136 | 0.01619
[30 empty] | 2316.9768 | 2316.9885 | 0 | 2316.9768 | 0.01608
[30 empty] | 2317.2398 | 2317.2515 | 0 | 2317.2398 | 0.01594
[30 empty] | 2317.5027 | 2317.5147 | 0 | 2317.5027 | 0.01583
[30 empty] | 2317.7659 | 2317.7778 | 0 | 2317.7659 | 0.01576
[30 empty] | 2318.0291 | 2318.041 | 0 | 2318.0291 | 0.01578
[30 empty] | 2318.2925 | 2318.3042 | 0 | 2318.2925 | 0.01589
[30 empty] | 2318.5557 | 2318.5676 | 0 | 2318.5557 | 0.01609
[30 empty] | 2318.8191 | 2318.8311 | 0 | 2318.8191 | 0.01635
[30 empty] | 2319.0825 | 2319.0945 | 0 | 2319.0825 | 0.01666
[30 empty] | 2319.3459 | 2319.3579 | 0 | 2319.3459 | 0.01698
[30 empty] | 2319.6096 | 2319.6216 | 0 | 2319.6096 | 0.01727
[30 empty] | 2319.8733 | 2319.885 | 0 | 2319.8733 | 0.01751
[30 empty] | 2320.137 | 2320.1487 | 0 | 2320.137 | 0.01767
[30 empty] | 2320.4006 | 2320.4126 | 0 | 2320.4006 | 0.01776
[30 empty] | 2320.6645 | 2320.6763 | 0 | 2320.6645 | 0.01778
[30 empty] | 2320.9282 | 2320.9402 | 0 | 2320.9282 | 0.01775
[30 empty] | 2321.1921 | 2321.2041 | 0 | 2321.1921 | 0.01768
[30 empty] | 2321.4563 | 2321.468 | 0 | 2321.4563 | 0.01759
[30 empty] | 2321.7202 | 2321.7322 | 0 | 2321.7202 | 0.01749
[30 empty] | 2321.9844 | 2321.9963 | 0 | 2321.9844 | 0.01737
[30 empty] | 2322.2485 | 2322.2605 | 0 | 2322.2485 | 0.01723
[30 empty] | 2322.5127 | 2322.5247 | 0 | 2322.5127 | 0.01705
[30 empty] | 2322.7771 | 2322.7888 | 0 | 2322.7771 | 0.01681
[30 empty] | 2323.0415 | 2323.0532 | 0 | 2323.0415 | 0.01652
[30 empty] | 2323.3059 | 2323.3176 | 0 | 2323.3059 | 0.01619
[30 empty] | 2323.5703 | 2323.582 | 0 | 2323.5703 | 0.01583
[30 empty] | 2323.8347 | 2323.8467 | 0 | 2323.8347 | 0.01549
[30 empty] | 2324.0994 | 2324.1113 | 0 | 2324.0994 | 0.01517
[30 empty] | 2324.364 | 2324.376 | 0 | 2324.364 | 0.01492
[30 empty] | 2324.6287 | 2324.6406 | 0 | 2324.6287 | 0.01474
[30 empty] | 2324.8936 | 2324.9053 | 0 | 2324.8936 | 0.01465
[30 empty] | 2325.1582 | 2325.1702 | 0 | 2325.1582 | 0.01464
[30 empty] | 2325.4231 | 2325.4351 | 0 | 2325.4231 | 0.01471
[30 empty] | 2325.6882 | 2325.7 | 0 | 2325.6882 | 0.01485
[30 empty] | 2325.9531 | 2325.9651 | 0 | 2325.9531 | 0.01504
[30 empty] | 2326.2183 | 2326.23 | 0 | 2326.2183 | 0.01527
[30 empty] | 2326.4834 | 2326.4951 | 0 | 2326.4834 | 0.01554
[30 empty] | 2326.7485 | 2326.7605 | 0 | 2326.7485 | 0.01581
[30 empty] | 2327.0137 | 2327.0256 | 0 | 2327.0137 | 0.01608
[30 empty] | 2327.2791 | 2327.291 | 0 | 2327.2791 | 0.01633
[30 empty] | 2327.5444 | 2327.5564 | 0 | 2327.5444 | 0.01656
[30 empty] | 2327.8098 | 2327.8218 | 0 | 2327.8098 | 0.01676
[30 empty] | 2328.0754 | 2328.0872 | 0 | 2328.0754 | 0.01693
[30 empty] | 2328.3408 | 2328.3528 | 0 | 2328.3408 | 0.01706
[30 empty] | 2328.6064 | 2328.6184 | 0 | 2328.6064 | 0.01714
[30 empty] | 2328.8721 | 2328.884 | 0 | 2328.8721 | 0.01717
[30 empty] | 2329.1379 | 2329.1499 | 0 | 2329.1379 | 0.01713
[30 empty] | 2329.4038 | 2329.4155 | 0 | 2329.4038 | 0.01703
[30 empty] | 2329.6697 | 2329.6814 | 0 | 2329.6697 | 0.01686
[30 empty] | 2329.9356 | 2329.9473 | 0 | 2329.9356 | 0.01663
[30 empty] | 2330.2014 | 2330.2134 | 0 | 2330.2014 | 0.01638
[30 empty] | 2330.4675 | 2330.4795 | 0 | 2330.4675 | 0.01611
[30 empty] | 2330.7336 | 2330.7456 | 0 | 2330.7336 | 0.01586
[30 empty] | 2330.9998 | 2331.0117 | 0 | 2330.9998 | 0.01566
[30 empty] | 2331.2659 | 2331.2778 | 0 | 2331.2659 | 0.0155
[30 empty] | 2331.5322 | 2331.5442 | 0 | 2331.5322 | 0.01539
[30 empty] | 2331.7986 | 2331.8106 | 0 | 2331.7986 | 0.01532
[30 empty] | 2332.0649 | 2332.0769 | 0 | 2332.0649 | 0.01528
[30 empty] | 2332.3315 | 2332.3433 | 0 | 2332.3315 | 0.01527
[30 empty] | 2332.5979 | 2332.6099 | 0 | 2332.5979 | 0.01527
[30 empty] | 2332.8645 | 2332.8765 | 0 | 2332.8645 | 0.01529
[30 empty] | 2333.1311 | 2333.1431 | 0 | 2333.1311 | 0.01534
[30 empty] | 2333.398 | 2333.4099 | 0 | 2333.398 | 0.01542
[30 empty] | 2333.6645 | 2333.6765 | 0 | 2333.6645 | 0.01554
[30 empty] | 2333.9314 | 2333.9434 | 0 | 2333.9314 | 0.01568
[30 empty] | 2334.1985 | 2334.2102 | 0 | 2334.1985 | 0.01585
[30 empty] | 2334.4653 | 2334.4773 | 0 | 2334.4653 | 0.01601
[30 empty] | 2334.7324 | 2334.7441 | 0 | 2334.7324 | 0.01616
[30 empty] | 2334.9995 | 2335.0112 | 0 | 2334.9995 | 0.01628
[30 empty] | 2335.2666 | 2335.2786 | 0 | 2335.2666 | 0.01638
[30 empty] | 2335.5337 | 2335.5457 | 0 | 2335.5337 | 0.01645
[30 empty] | 2335.801 | 2335.813 | 0 | 2335.801 | 0.01649
[30 empty] | 2336.0684 | 2336.0803 | 0 | 2336.0684 | 0.01652
[30 empty] | 2336.3357 | 2336.3477 | 0 | 2336.3357 | 0.01653
[30 empty] | 2336.603 | 2336.615 | 0 | 2336.603 | 0.01652
[30 empty] | 2336.8706 | 2336.8826 | 0 | 2336.8706 | 0.01651
[30 empty] | 2337.1382 | 2337.1501 | 0 | 2337.1382 | 0.0165
[30 empty] | 2337.4058 | 2337.4177 | 0 | 2337.4058 | 0.01648
[30 empty] | 2337.6736 | 2337.6853 | 0 | 2337.6736 | 0.01647
[30 empty] | 2337.9412 | 2337.9531 | 0 | 2337.9412 | 0.01645
[30 empty] | 2338.209 | 2338.2209 | 0 | 2338.209 | 0.01643
[30 empty] | 2338.4768 | 2338.4888 | 0 | 2338.4768 | 0.01641
[30 empty] | 2338.7449 | 2338.7568 | 0 | 2338.7449 | 0.01639
[30 empty] | 2339.0127 | 2339.0247 | 0 | 2339.0127 | 0.01637
[30 empty] | 2339.2808 | 2339.2927 | 0 | 2339.2808 | 0.01635
[30 empty] | 2339.5491 | 2339.561 | 0 | 2339.5491 | 0.01635
[30 empty] | 2339.8171 | 2339.8291 | 0 | 2339.8171 | 0.01636
[30 empty] | 2340.0855 | 2340.0974 | 0 | 2340.0855 | 0.01638
[30 empty] | 2340.3538 | 2340.3657 | 0 | 2340.3538 | 0.01641
[30 empty] | 2340.6221 | 2340.634 | 0 | 2340.6221 | 0.01645
[30 empty] | 2340.8904 | 2340.9023 | 0 | 2340.8904 | 0.01648
[30 empty] | 2341.1589 | 2341.1709 | 0 | 2341.1589 | 0.01652
[30 empty] | 2341.4275 | 2341.4394 | 0 | 2341.4275 | 0.01656
[30 empty] | 2341.6961 | 2341.708 | 0 | 2341.6961 | 0.0166
[30 empty] | 2341.9648 | 2341.9768 | 0 | 2341.9648 | 0.01663
[30 empty] | 2342.2334 | 2342.2454 | 0 | 2342.2334 | 0.01667
[30 empty] | 2342.5022 | 2342.5142 | 0 | 2342.5022 | 0.0167
[30 empty] | 2342.7712 | 2342.7832 | 0 | 2342.7712 | 0.01671
[30 empty] | 2343.04 | 2343.052 | 0 | 2343.04 | 0.0167
[30 empty] | 2343.3091 | 2343.3211 | 0 | 2343.3091 | 0.01667
[30 empty] | 2343.5781 | 2343.5901 | 0 | 2343.5781 | 0.01662
[30 empty] | 2343.8472 | 2343.8591 | 0 | 2343.8472 | 0.01654
[30 empty] | 2344.1162 | 2344.1282 | 0 | 2344.1162 | 0.01646
[30 empty] | 2344.3855 | 2344.3975 | 0 | 2344.3855 | 0.01638
[30 empty] | 2344.6548 | 2344.6667 | 0 | 2344.6548 | 0.01631
[30 empty] | 2344.9241 | 2344.936 | 0 | 2344.9241 | 0.01628
[30 empty] | 2345.1936 | 2345.2056 | 0 | 2345.1936 | 0.01628
[30 empty] | 2345.4631 | 2345.4751 | 0 | 2345.4631 | 0.01632
[30 empty] | 2345.7327 | 2345.7446 | 0 | 2345.7327 | 0.01639
[30 empty] | 2346.0022 | 2346.0142 | 0 | 2346.0022 | 0.01649
[30 empty] | 2346.2717 | 2346.2837 | 0 | 2346.2717 | 0.01658
[30 empty] | 2346.5415 | 2346.5535 | 0 | 2346.5415 | 0.01665
[30 empty] | 2346.8113 | 2346.8232 | 0 | 2346.8113 | 0.01666
[30 empty] | 2347.0811 | 2347.0933 | 0 | 2347.0811 | 0.0166
[30 empty] | 2347.3511 | 2347.363 | 0 | 2347.3511 | 0.01644
[30 empty] | 2347.6211 | 2347.6331 | 0 | 2347.6211 | 0.0162
[30 empty] | 2347.8911 | 2347.9031 | 0 | 2347.8911 | 0.01588
[30 empty] | 2348.1611 | 2348.1731 | 0 | 2348.1611 | 0.01552
[30 empty] | 2348.4314 | 2348.4434 | 0 | 2348.4314 | 0.01516
[30 empty] | 2348.7014 | 2348.7136 | 0 | 2348.7014 | 0.01483
[30 empty] | 2348.9717 | 2348.9839 | 0 | 2348.9717 | 0.01457
[30 empty] | 2349.2422 | 2349.2542 | 0 | 2349.2422 | 0.01443
[30 empty] | 2349.5125 | 2349.5244 | 0 | 2349.5125 | 0.01441
[30 empty] | 2349.783 | 2349.7949 | 0 | 2349.783 | 0.01453
[30 empty] | 2350.0535 | 2350.0654 | 0 | 2350.0535 | 0.01478
[30 empty] | 2350.3242 | 2350.3362 | 0 | 2350.3242 | 0.01514
[30 empty] | 2350.5947 | 2350.6067 | 0 | 2350.5947 | 0.01557
[30 empty] | 2350.8655 | 2350.8774 | 0 | 2350.8655 | 0.01603
[30 empty] | 2351.1362 | 2351.1482 | 0 | 2351.1362 | 0.01649
[30 empty] | 2351.407 | 2351.4192 | 0 | 2351.407 | 0.01691
[30 empty] | 2351.678 | 2351.6899 | 0 | 2351.678 | 0.01726
[30 empty] | 2351.949 | 2351.9609 | 0 | 2351.949 | 0.01753
[30 empty] | 2352.22 | 2352.2319 | 0 | 2352.22 | 0.0177
[30 empty] | 2352.491 | 2352.5032 | 0 | 2352.491 | 0.01778
[30 empty] | 2352.7622 | 2352.7742 | 0 | 2352.7622 | 0.01778
[30 empty] | 2353.0334 | 2353.0454 | 0 | 2353.0334 | 0.01771
[30 empty] | 2353.3047 | 2353.3167 | 0 | 2353.3047 | 0.0176
[30 empty] | 2353.5759 | 2353.5881 | 0 | 2353.5759 | 0.01747
[30 empty] | 2353.8474 | 2353.8594 | 0 | 2353.8474 | 0.01732
[30 empty] | 2354.1189 | 2354.1309 | 0 | 2354.1189 | 0.01717
[30 empty] | 2354.3904 | 2354.4023 | 0 | 2354.3904 | 0.01703
[30 empty] | 2354.6621 | 2354.6741 | 0 | 2354.6621 | 0.01688
[30 empty] | 2354.9336 | 2354.9456 | 0 | 2354.9336 | 0.01673
[30 empty] | 2355.2053 | 2355.2173 | 0 | 2355.2053 | 0.01656
[30 empty] | 2355.477 | 2355.4893 | 0 | 2355.477 | 0.01638
[30 empty] | 2355.749 | 2355.761 | 0 | 2355.749 | 0.01618
[30 empty] | 2356.021 | 2356.033 | 0 | 2356.021 | 0.01599
[30 empty] | 2356.2927 | 2356.3049 | 0 | 2356.2927 | 0.01581
[30 empty] | 2356.5649 | 2356.5769 | 0 | 2356.5649 | 0.01566
[30 empty] | 2356.8369 | 2356.8489 | 0 | 2356.8369 | 0.01555
[30 empty] | 2357.1091 | 2357.1211 | 0 | 2357.1091 | 0.01547
[30 empty] | 2357.3814 | 2357.3933 | 0 | 2357.3814 | 0.01543
[30 empty] | 2357.6536 | 2357.6655 | 0 | 2357.6536 | 0.01542
[30 empty] | 2357.926 | 2357.938 | 0 | 2357.926 | 0.01543
[30 empty] | 2358.1982 | 2358.2105 | 0 | 2358.1982 | 0.01548
[30 empty] | 2358.4707 | 2358.4829 | 0 | 2358.4707 | 0.01556
[30 empty] | 2358.7434 | 2358.7554 | 0 | 2358.7434 | 0.01569
[30 empty] | 2359.0159 | 2359.0281 | 0 | 2359.0159 | 0.01587
[30 empty] | 2359.2886 | 2359.3005 | 0 | 2359.2886 | 0.0161
[30 empty] | 2359.5613 | 2359.5732 | 0 | 2359.5613 | 0.01639
[30 empty] | 2359.834 | 2359.8462 | 0 | 2359.834 | 0.0167
[30 empty] | 2360.1069 | 2360.1189 | 0 | 2360.1069 | 0.01701
[30 empty] | 2360.3799 | 2360.3918 | 0 | 2360.3799 | 0.0173
[30 empty] | 2360.6528 | 2360.6648 | 0 | 2360.6528 | 0.01752
[30 empty] | 2360.9258 | 2360.938 | 0 | 2360.9258 | 0.01765
[30 empty] | 2361.199 | 2361.2109 | 0 | 2361.199 | 0.01768
[30 empty] | 2361.4722 | 2361.4841 | 0 | 2361.4722 | 0.01762
[30 empty] | 2361.7454 | 2361.7573 | 0 | 2361.7454 | 0.01748
[30 empty] | 2362.0186 | 2362.0308 | 0 | 2362.0186 | 0.01731
[30 empty] | 2362.292 | 2362.3039 | 0 | 2362.292 | 0.01715
[30 empty] | 2362.5654 | 2362.5774 | 0 | 2362.5654 | 0.01703
[30 empty] | 2362.8389 | 2362.8508 | 0 | 2362.8389 | 0.01699
[30 empty] | 2363.1123 | 2363.1245 | 0 | 2363.1123 | 0.01702
[30 empty] | 2363.386 | 2363.398 | 0 | 2363.386 | 0.01711
[30 empty] | 2363.6597 | 2363.6716 | 0 | 2363.6597 | 0.01725
[30 empty] | 2363.9333 | 2363.9456 | 0 | 2363.9333 | 0.01739
[30 empty] | 2364.2073 | 2364.2192 | 0 | 2364.2073 | 0.01751
[30 empty] | 2364.481 | 2364.4932 | 0 | 2364.481 | 0.01757
[30 empty] | 2364.7549 | 2364.7671 | 0 | 2364.7549 | 0.01756
[30 empty] | 2365.0291 | 2365.041 | 0 | 2365.0291 | 0.0175
[30 empty] | 2365.303 | 2365.3152 | 0 | 2365.303 | 0.01741
[30 empty] | 2365.5772 | 2365.5891 | 0 | 2365.5772 | 0.01732
[30 empty] | 2365.8513 | 2365.8633 | 0 | 2365.8513 | 0.01727
[30 empty] | 2366.1255 | 2366.1377 | 0 | 2366.1255 | 0.01729
[30 empty] | 2366.3999 | 2366.4119 | 0 | 2366.3999 | 0.01739
[30 empty] | 2366.6741 | 2366.6863 | 0 | 2366.6741 | 0.01758
[30 empty] | 2366.9487 | 2366.9607 | 0 | 2366.9487 | 0.0178
[30 empty] | 2367.2231 | 2367.2351 | 0 | 2367.2231 | 0.01804
[30 empty] | 2367.4976 | 2367.5098 | 0 | 2367.4976 | 0.01824
[30 empty] | 2367.7722 | 2367.7844 | 0 | 2367.7722 | 0.01837
[30 empty] | 2368.0469 | 2368.0591 | 0 | 2368.0469 | 0.01843
[30 empty] | 2368.3218 | 2368.3337 | 0 | 2368.3218 | 0.01842
[30 empty] | 2368.5964 | 2368.6086 | 0 | 2368.5964 | 0.01836
[30 empty] | 2368.8713 | 2368.8836 | 0 | 2368.8713 | 0.01829
[30 empty] | 2369.1462 | 2369.1584 | 0 | 2369.1462 | 0.01823
[30 empty] | 2369.4214 | 2369.4333 | 0 | 2369.4214 | 0.01819
[30 empty] | 2369.6965 | 2369.7085 | 0 | 2369.6965 | 0.01818
[30 empty] | 2369.9714 | 2369.9836 | 0 | 2369.9714 | 0.01819
[30 empty] | 2370.2468 | 2370.2588 | 0 | 2370.2468 | 0.01822
[30 empty] | 2370.522 | 2370.5342 | 0 | 2370.522 | 0.01827
[30 empty] | 2370.7974 | 2370.8093 | 0 | 2370.7974 | 0.01833
[30 empty] | 2371.0727 | 2371.0847 | 0 | 2371.0727 | 0.01842
[30 empty] | 2371.3481 | 2371.3603 | 0 | 2371.3481 | 0.01855
[30 empty] | 2371.6238 | 2371.6357 | 0 | 2371.6238 | 0.01872
[30 empty] | 2371.8992 | 2371.9114 | 0 | 2371.8992 | 0.01891
[30 empty] | 2372.1748 | 2372.187 | 0 | 2372.1748 | 0.01914
[30 empty] | 2372.4507 | 2372.4626 | 0 | 2372.4507 | 0.01937
[30 empty] | 2372.7263 | 2372.7385 | 0 | 2372.7263 | 0.01958
[30 empty] | 2373.0022 | 2373.0144 | 0 | 2373.0022 | 0.01975
[30 empty] | 2373.2781 | 2373.2903 | 0 | 2373.2781 | 0.01987
[30 empty] | 2373.5539 | 2373.5662 | 0 | 2373.5539 | 0.01991
[30 empty] | 2373.8301 | 2373.8423 | 0 | 2373.8301 | 0.01988
[30 empty] | 2374.1062 | 2374.1184 | 0 | 2374.1062 | 0.01977
[30 empty] | 2374.3823 | 2374.3945 | 0 | 2374.3823 | 0.01958
[30 empty] | 2374.6584 | 2374.6707 | 0 | 2374.6584 | 0.01933
[30 empty] | 2374.9348 | 2374.947 | 0 | 2374.9348 | 0.01903
[30 empty] | 2375.2112 | 2375.2234 | 0 | 2375.2112 | 0.0187
[30 empty] | 2375.4875 | 2375.4998 | 0 | 2375.4875 | 0.01836
[30 empty] | 2375.7642 | 2375.7761 | 0 | 2375.7642 | 0.01804
[30 empty] | 2376.0405 | 2376.0527 | 0 | 2376.0405 | 0.01774
[30 empty] | 2376.3171 | 2376.3293 | 0 | 2376.3171 | 0.01749
[30 empty] | 2376.594 | 2376.606 | 0 | 2376.594 | 0.01728
[30 empty] | 2376.8706 | 2376.8828 | 0 | 2376.8706 | 0.01711
[30 empty] | 2377.1475 | 2377.1597 | 0 | 2377.1475 | 0.01699
[30 empty] | 2377.4243 | 2377.4365 | 0 | 2377.4243 | 0.01692
[30 empty] | 2377.7012 | 2377.7134 | 0 | 2377.7012 | 0.01691
[30 empty] | 2377.9783 | 2377.9902 | 0 | 2377.9783 | 0.01696
[30 empty] | 2378.2554 | 2378.2673 | 0 | 2378.2554 | 0.01707
[30 empty] | 2378.5325 | 2378.5444 | 0 | 2378.5325 | 0.01724
[30 empty] | 2378.8096 | 2378.8218 | 0 | 2378.8096 | 0.01744
[30 empty] | 2379.0869 | 2379.0989 | 0 | 2379.0869 | 0.01767
[30 empty] | 2379.3643 | 2379.3762 | 0 | 2379.3643 | 0.01788
[30 empty] | 2379.6416 | 2379.6536 | 0 | 2379.6416 | 0.01805
[30 empty] | 2379.9189 | 2379.9311 | 0 | 2379.9189 | 0.01816
[30 empty] | 2380.1965 | 2380.2085 | 0 | 2380.1965 | 0.0182
[30 empty] | 2380.4741 | 2380.4861 | 0 | 2380.4741 | 0.01816
[30 empty] | 2380.7517 | 2380.7639 | 0 | 2380.7517 | 0.01805
[30 empty] | 2381.0293 | 2381.0415 | 0 | 2381.0293 | 0.0179
[30 empty] | 2381.3071 | 2381.3193 | 0 | 2381.3071 | 0.01773
[30 empty] | 2381.585 | 2381.5972 | 0 | 2381.585 | 0.01758
[30 empty] | 2381.8628 | 2381.875 | 0 | 2381.8628 | 0.01746
[30 empty] | 2382.1409 | 2382.1531 | 0 | 2382.1409 | 0.01741
[30 empty] | 2382.4189 | 2382.4309 | 0 | 2382.4189 | 0.01744
[30 empty] | 2382.697 | 2382.7092 | 0 | 2382.697 | 0.01754
[30 empty] | 2382.9751 | 2382.9873 | 0 | 2382.9751 | 0.0177
[30 empty] | 2383.2534 | 2383.2656 | 0 | 2383.2534 | 0.01791
[30 empty] | 2383.5317 | 2383.5437 | 0 | 2383.5317 | 0.01813
[30 empty] | 2383.8101 | 2383.8223 | 0 | 2383.8101 | 0.01835
[30 empty] | 2384.0884 | 2384.1006 | 0 | 2384.0884 | 0.01856
[30 empty] | 2384.3669 | 2384.3792 | 0 | 2384.3669 | 0.01875
[30 empty] | 2384.6455 | 2384.6577 | 0 | 2384.6455 | 0.01893
[30 empty] | 2384.9241 | 2384.9363 | 0 | 2384.9241 | 0.01913
[30 empty] | 2385.2026 | 2385.2148 | 0 | 2385.2026 | 0.01937
[30 empty] | 2385.4814 | 2385.4936 | 0 | 2385.4814 | 0.01963
[30 empty] | 2385.7602 | 2385.7725 | 0 | 2385.7602 | 0.01991
[30 empty] | 2386.0391 | 2386.0513 | 0 | 2386.0391 | 0.02018
[30 empty] | 2386.3181 | 2386.3303 | 0 | 2386.3181 | 0.02039
[30 empty] | 2386.5972 | 2386.6094 | 0 | 2386.5972 | 0.02052
[30 empty] | 2386.8762 | 2386.8884 | 0 | 2386.8762 | 0.02055
[30 empty] | 2387.1553 | 2387.1675 | 0 | 2387.1553 | 0.02047
[30 empty] | 2387.4346 | 2387.4468 | 0 | 2387.4346 | 0.0203
[30 empty] | 2387.7139 | 2387.7258 | 0 | 2387.7139 | 0.02007
[30 empty] | 2387.9932 | 2388.0054 | 0 | 2387.9932 | 0.01981
[30 empty] | 2388.2725 | 2388.2847 | 0 | 2388.2725 | 0.01956
[30 empty] | 2388.552 | 2388.5642 | 0 | 2388.552 | 0.01934
[30 empty] | 2388.8315 | 2388.8438 | 0 | 2388.8315 | 0.01916
[30 empty] | 2389.1111 | 2389.1233 | 0 | 2389.1111 | 0.01903
[30 empty] | 2389.3906 | 2389.4028 | 0 | 2389.3906 | 0.01894
[30 empty] | 2389.6704 | 2389.6826 | 0 | 2389.6704 | 0.01888
[30 empty] | 2389.9502 | 2389.9624 | 0 | 2389.9502 | 0.01884
[30 empty] | 2390.23 | 2390.2422 | 0 | 2390.23 | 0.01882
[30 empty] | 2390.51 | 2390.5222 | 0 | 2390.51 | 0.0188
[30 empty] | 2390.79 | 2390.8023 | 0 | 2390.79 | 0.01879
[30 empty] | 2391.0701 | 2391.0823 | 0 | 2391.0701 | 0.01878
[30 empty] | 2391.3501 | 2391.3623 | 0 | 2391.3501 | 0.01877
[30 empty] | 2391.6304 | 2391.6426 | 0 | 2391.6304 | 0.01877
[30 empty] | 2391.9106 | 2391.9228 | 0 | 2391.9106 | 0.01876
[30 empty] | 2392.1909 | 2392.2031 | 0 | 2392.1909 | 0.01875
[30 empty] | 2392.4712 | 2392.4834 | 0 | 2392.4712 | 0.01875
[30 empty] | 2392.7517 | 2392.7639 | 0 | 2392.7517 | 0.01875
[30 empty] | 2393.0322 | 2393.0444 | 0 | 2393.0322 | 0.01877
[30 empty] | 2393.3127 | 2393.325 | 0 | 2393.3127 | 0.01883
[30 empty] | 2393.5935 | 2393.6057 | 0 | 2393.5935 | 0.01892
[30 empty] | 2393.8743 | 2393.8865 | 0 | 2393.8743 | 0.01904
[30 empty] | 2394.155 | 2394.1672 | 0 | 2394.155 | 0.01916
[30 empty] | 2394.4358 | 2394.448 | 0 | 2394.4358 | 0.01926
[30 empty] | 2394.7168 | 2394.729 | 0 | 2394.7168 | 0.0193
[30 empty] | 2394.9976 | 2395.0098 | 0 | 2394.9976 | 0.01928
[30 empty] | 2395.2788 | 2395.291 | 0 | 2395.2788 | 0.01917
[30 empty] | 2395.5598 | 2395.572 | 0 | 2395.5598 | 0.019
[30 empty] | 2395.8411 | 2395.8533 | 0 | 2395.8411 | 0.01879
[30 empty] | 2396.1223 | 2396.1345 | 0 | 2396.1223 | 0.01858
[30 empty] | 2396.4036 | 2396.4158 | 0 | 2396.4036 | 0.0184
[30 empty] | 2396.6848 | 2396.697 | 0 | 2396.6848 | 0.0183
[30 empty] | 2396.9663 | 2396.9785 | 0 | 2396.9663 | 0.01829
[30 empty] | 2397.2478 | 2397.26 | 0 | 2397.2478 | 0.01837
[30 empty] | 2397.5293 | 2397.5415 | 0 | 2397.5293 | 0.01855
[30 empty] | 2397.811 | 2397.8232 | 0 | 2397.811 | 0.0188
[30 empty] | 2398.0928 | 2398.105 | 0 | 2398.0928 | 0.01909
[30 empty] | 2398.3745 | 2398.3867 | 0 | 2398.3745 | 0.01939
[30 empty] | 2398.6562 | 2398.6685 | 0 | 2398.6562 | 0.01968
[30 empty] | 2398.9382 | 2398.9504 | 0 | 2398.9382 | 0.01993
[30 empty] | 2399.2202 | 2399.2324 | 0 | 2399.2202 | 0.02013
[30 empty] | 2399.5022 | 2399.5144 | 0 | 2399.5022 | 0.02027
[30 empty] | 2399.7842 | 2399.7964 | 0 | 2399.7842 | 0.02035
[30 empty] | 2400.0664 | 2400.0786 | 0 | 2400.0664 | 0.02039
[30 empty] | 2400.3486 | 2400.3608 | 0 | 2400.3486 | 0.02037
[30 empty] | 2400.6309 | 2400.6433 | 0 | 2400.6309 | 0.02029
[30 empty] | 2400.9133 | 2400.9255 | 0 | 2400.9133 | 0.02015
[30 empty] | 2401.1958 | 2401.208 | 0 | 2401.1958 | 0.01993
[30 empty] | 2401.4783 | 2401.4905 | 0 | 2401.4783 | 0.01963
[30 empty] | 2401.7607 | 2401.773 | 0 | 2401.7607 | 0.01926
[30 empty] | 2402.0435 | 2402.0557 | 0 | 2402.0435 | 0.01884
[30 empty] | 2402.3262 | 2402.3384 | 0 | 2402.3262 | 0.01842
[30 empty] | 2402.6089 | 2402.6211 | 0 | 2402.6089 | 0.01803
[30 empty] | 2402.8916 | 2402.9041 | 0 | 2402.8916 | 0.01772
[30 empty] | 2403.1746 | 2403.1868 | 0 | 2403.1746 | 0.01753
[30 empty] | 2403.4575 | 2403.4697 | 0 | 2403.4575 | 0.01748
[30 empty] | 2403.7405 | 2403.7529 | 0 | 2403.7405 | 0.01757
[30 empty] | 2404.0237 | 2404.0359 | 0 | 2404.0237 | 0.0178
[30 empty] | 2404.3069 | 2404.3191 | 0 | 2404.3069 | 0.01815
[30 empty] | 2404.5901 | 2404.6023 | 0 | 2404.5901 | 0.01856
[30 empty] | 2404.8733 | 2404.8855 | 0 | 2404.8733 | 0.01902
[30 empty] | 2405.1567 | 2405.1689 | 0 | 2405.1567 | 0.01947
[30 empty] | 2405.4402 | 2405.4524 | 0 | 2405.4402 | 0.01987
[30 empty] | 2405.7236 | 2405.7358 | 0 | 2405.7236 | 0.02019
[30 empty] | 2406.0071 | 2406.0195 | 0 | 2406.0071 | 0.02042
[30 empty] | 2406.2908 | 2406.303 | 0 | 2406.2908 | 0.02054
[30 empty] | 2406.5745 | 2406.5867 | 0 | 2406.5745 | 0.02054
[30 empty] | 2406.8584 | 2406.8706 | 0 | 2406.8584 | 0.02046
[30 empty] | 2407.1421 | 2407.1543 | 0 | 2407.1421 | 0.0203
[30 empty] | 2407.426 | 2407.4382 | 0 | 2407.426 | 0.0201
[30 empty] | 2407.71 | 2407.7222 | 0 | 2407.71 | 0.01988
[30 empty] | 2407.9939 | 2408.0064 | 0 | 2407.9939 | 0.01967
[30 empty] | 2408.2781 | 2408.2903 | 0 | 2408.2781 | 0.01948
[30 empty] | 2408.5623 | 2408.5745 | 0 | 2408.5623 | 0.01933
[30 empty] | 2408.8464 | 2408.8586 | 0 | 2408.8464 | 0.01921
[30 empty] | 2409.1309 | 2409.1431 | 0 | 2409.1309 | 0.01913
[30 empty] | 2409.415 | 2409.4275 | 0 | 2409.415 | 0.0191
[30 empty] | 2409.6995 | 2409.7119 | 0 | 2409.6995 | 0.01911
[30 empty] | 2409.9841 | 2409.9963 | 0 | 2409.9841 | 0.01915
[30 empty] | 2410.2686 | 2410.281 | 0 | 2410.2686 | 0.01922
[30 empty] | 2410.5532 | 2410.5654 | 0 | 2410.5532 | 0.01931
[30 empty] | 2410.8379 | 2410.8503 | 0 | 2410.8379 | 0.01938
[30 empty] | 2411.1228 | 2411.135 | 0 | 2411.1228 | 0.01942
[30 empty] | 2411.4075 | 2411.4199 | 0 | 2411.4075 | 0.01941
[30 empty] | 2411.6924 | 2411.7048 | 0 | 2411.6924 | 0.01935
[30 empty] | 2411.9775 | 2411.9898 | 0 | 2411.9775 | 0.01922
[30 empty] | 2412.2625 | 2412.2747 | 0 | 2412.2625 | 0.01903
[30 empty] | 2412.5476 | 2412.5598 | 0 | 2412.5476 | 0.01881
[30 empty] | 2412.8328 | 2412.845 | 0 | 2412.8328 | 0.01857
[30 empty] | 2413.1179 | 2413.1304 | 0 | 2413.1179 | 0.01835
[30 empty] | 2413.4033 | 2413.4155 | 0 | 2413.4033 | 0.01815
[30 empty] | 2413.6887 | 2413.7009 | 0 | 2413.6887 | 0.01801
[30 empty] | 2413.9741 | 2413.9863 | 0 | 2413.9741 | 0.01792
[30 empty] | 2414.2595 | 2414.272 | 0 | 2414.2595 | 0.01789
[30 empty] | 2414.5452 | 2414.5574 | 0 | 2414.5452 | 0.01793
[30 empty] | 2414.8308 | 2414.843 | 0 | 2414.8308 | 0.01802
[30 empty] | 2415.1164 | 2415.1289 | 0 | 2415.1164 | 0.01816
[30 empty] | 2415.4023 | 2415.4145 | 0 | 2415.4023 | 0.01835
[30 empty] | 2415.6882 | 2415.7004 | 0 | 2415.6882 | 0.01858
[30 empty] | 2415.9741 | 2415.9863 | 0 | 2415.9741 | 0.01883
[30 empty] | 2416.26 | 2416.2725 | 0 | 2416.26 | 0.01912
[30 empty] | 2416.5461 | 2416.5583 | 0 | 2416.5461 | 0.01943
[30 empty] | 2416.8323 | 2416.8445 | 0 | 2416.8323 | 0.01974
[30 empty] | 2417.1184 | 2417.1306 | 0 | 2417.1184 | 0.02003
[30 empty] | 2417.4048 | 2417.417 | 0 | 2417.4048 | 0.02027
[30 empty] | 2417.6909 | 2417.7034 | 0 | 2417.6909 | 0.02043
[30 empty] | 2417.9773 | 2417.9898 | 0 | 2417.9773 | 0.0205
[30 empty] | 2418.2639 | 2418.2761 | 0 | 2418.2639 | 0.02047
[30 empty] | 2418.5503 | 2418.5627 | 0 | 2418.5503 | 0.02035
[30 empty] | 2418.8369 | 2418.8494 | 0 | 2418.8369 | 0.02018
[30 empty] | 2419.1235 | 2419.136 | 0 | 2419.1235 | 0.01998
[30 empty] | 2419.4104 | 2419.4226 | 0 | 2419.4104 | 0.01981
[30 empty] | 2419.6973 | 2419.7095 | 0 | 2419.6973 | 0.01967
[30 empty] | 2419.9841 | 2419.9963 | 0 | 2419.9841 | 0.01958
[30 empty] | 2420.271 | 2420.2832 | 0 | 2420.271 | 0.01953
[30 empty] | 2420.5579 | 2420.5703 | 0 | 2420.5579 | 0.01952
[30 empty] | 2420.845 | 2420.8574 | 0 | 2420.845 | 0.01952
[30 empty] | 2421.1321 | 2421.1445 | 0 | 2421.1321 | 0.01952
[30 empty] | 2421.4194 | 2421.4316 | 0 | 2421.4194 | 0.01953
[30 empty] | 2421.7065 | 2421.719 | 0 | 2421.7065 | 0.01954
[30 empty] | 2421.9939 | 2422.0064 | 0 | 2421.9939 | 0.01956
[30 empty] | 2422.2815 | 2422.2937 | 0 | 2422.2815 | 0.01958
[30 empty] | 2422.5689 | 2422.5813 | 0 | 2422.5689 | 0.01961
[30 empty] | 2422.8564 | 2422.8686 | 0 | 2422.8564 | 0.01964
[30 empty] | 2423.144 | 2423.1562 | 0 | 2423.144 | 0.01967
[30 empty] | 2423.4316 | 2423.4441 | 0 | 2423.4316 | 0.01971
[30 empty] | 2423.7195 | 2423.7317 | 0 | 2423.7195 | 0.01978
[30 empty] | 2424.0073 | 2424.0195 | 0 | 2424.0073 | 0.01987
[30 empty] | 2424.2952 | 2424.3074 | 0 | 2424.2952 | 0.02
[30 empty] | 2424.583 | 2424.5955 | 0 | 2424.583 | 0.02017
[30 empty] | 2424.8711 | 2424.8836 | 0 | 2424.8711 | 0.02037
[30 empty] | 2425.1592 | 2425.1716 | 0 | 2425.1592 | 0.02058
[30 empty] | 2425.4473 | 2425.4597 | 0 | 2425.4473 | 0.02078
[30 empty] | 2425.7356 | 2425.7481 | 0 | 2425.7356 | 0.02095
[30 empty] | 2426.0239 | 2426.0361 | 0 | 2426.0239 | 0.02107
[30 empty] | 2426.3123 | 2426.3247 | 0 | 2426.3123 | 0.02113
[30 empty] | 2426.6006 | 2426.613 | 0 | 2426.6006 | 0.02114
[30 empty] | 2426.8892 | 2426.9016 | 0 | 2426.8892 | 0.02109
[30 empty] | 2427.1777 | 2427.1902 | 0 | 2427.1777 | 0.02101
[30 empty] | 2427.4663 | 2427.4788 | 0 | 2427.4663 | 0.02092
[30 empty] | 2427.7551 | 2427.7676 | 0 | 2427.7551 | 0.02083
[30 empty] | 2428.0439 | 2428.0561 | 0 | 2428.0439 | 0.02077
[30 empty] | 2428.3328 | 2428.3452 | 0 | 2428.3328 | 0.02076
[30 empty] | 2428.6216 | 2428.634 | 0 | 2428.6216 | 0.02081
[30 empty] | 2428.9106 | 2428.9231 | 0 | 2428.9106 | 0.02091
[30 empty] | 2429.1997 | 2429.2122 | 0 | 2429.1997 | 0.02107
[30 empty] | 2429.4888 | 2429.5012 | 0 | 2429.4888 | 0.02125
[30 empty] | 2429.7781 | 2429.7903 | 0 | 2429.7781 | 0.02143
[30 empty] | 2430.0674 | 2430.0796 | 0 | 2430.0674 | 0.02159
[30 empty] | 2430.3567 | 2430.3689 | 0 | 2430.3567 | 0.0217
[30 empty] | 2430.646 | 2430.6584 | 0 | 2430.646 | 0.02175
[30 empty] | 2430.9356 | 2430.9477 | 0 | 2430.9356 | 0.02173
[30 empty] | 2431.2251 | 2431.2373 | 0 | 2431.2251 | 0.02165
[30 empty] | 2431.5147 | 2431.5271 | 0 | 2431.5147 | 0.02151
[30 empty] | 2431.8042 | 2431.8167 | 0 | 2431.8042 | 0.02134
[30 empty] | 2432.094 | 2432.1064 | 0 | 2432.094 | 0.02113
[30 empty] | 2432.3838 | 2432.3962 | 0 | 2432.3838 | 0.02091
[30 empty] | 2432.6738 | 2432.686 | 0 | 2432.6738 | 0.02069
[30 empty] | 2432.9636 | 2432.9761 | 0 | 2432.9636 | 0.02047
[30 empty] | 2433.2537 | 2433.2661 | 0 | 2433.2537 | 0.02027
[30 empty] | 2433.5437 | 2433.5561 | 0 | 2433.5437 | 0.02013
[30 empty] | 2433.834 | 2433.8464 | 0 | 2433.834 | 0.02007
[30 empty] | 2434.1243 | 2434.1365 | 0 | 2434.1243 | 0.0201
[30 empty] | 2434.4145 | 2434.4268 | 0 | 2434.4145 | 0.02023
[30 empty] | 2434.7048 | 2434.7173 | 0 | 2434.7048 | 0.02047
[30 empty] | 2434.9954 | 2435.0076 | 0 | 2434.9954 | 0.0208
[30 empty] | 2435.2856 | 2435.2981 | 0 | 2435.2856 | 0.02118
[30 empty] | 2435.5764 | 2435.5886 | 0 | 2435.5764 | 0.02157
[30 empty] | 2435.8669 | 2435.8794 | 0 | 2435.8669 | 0.02194
[30 empty] | 2436.1577 | 2436.1702 | 0 | 2436.1577 | 0.02225
[30 empty] | 2436.4485 | 2436.4609 | 0 | 2436.4485 | 0.02249
[30 empty] | 2436.7393 | 2436.7517 | 0 | 2436.7393 | 0.02265
[30 empty] | 2437.0303 | 2437.0427 | 0 | 2437.0303 | 0.0227
[30 empty] | 2437.3213 | 2437.3335 | 0 | 2437.3213 | 0.02267
[30 empty] | 2437.6123 | 2437.6248 | 0 | 2437.6123 | 0.02257
[30 empty] | 2437.9033 | 2437.9158 | 0 | 2437.9033 | 0.0224
[30 empty] | 2438.1946 | 2438.207 | 0 | 2438.1946 | 0.0222
[30 empty] | 2438.4858 | 2438.4983 | 0 | 2438.4858 | 0.02201
[30 empty] | 2438.7771 | 2438.7895 | 0 | 2438.7771 | 0.02185
[30 empty] | 2439.0686 | 2439.0811 | 0 | 2439.0686 | 0.02175
[30 empty] | 2439.3601 | 2439.3726 | 0 | 2439.3601 | 0.02172
[30 empty] | 2439.6516 | 2439.6641 | 0 | 2439.6516 | 0.02174
[30 empty] | 2439.9434 | 2439.9556 | 0 | 2439.9434 | 0.02179
[30 empty] | 2440.2349 | 2440.2473 | 0 | 2440.2349 | 0.02185
[30 empty] | 2440.5266 | 2440.5391 | 0 | 2440.5266 | 0.02188
[30 empty] | 2440.8186 | 2440.8308 | 0 | 2440.8186 | 0.02184
[30 empty] | 2441.1103 | 2441.1228 | 0 | 2441.1103 | 0.02173
[30 empty] | 2441.4023 | 2441.4148 | 0 | 2441.4023 | 0.02155
[30 empty] | 2441.6943 | 2441.7068 | 0 | 2441.6943 | 0.02134
[30 empty] | 2441.9866 | 2441.999 | 0 | 2441.9866 | 0.02112
[30 empty] | 2442.2786 | 2442.291 | 0 | 2442.2786 | 0.02095
[30 empty] | 2442.5711 | 2442.5833 | 0 | 2442.5711 | 0.02084
[30 empty] | 2442.8633 | 2442.8757 | 0 | 2442.8633 | 0.02084
[30 empty] | 2443.1555 | 2443.168 | 0 | 2443.1555 | 0.02094
[30 empty] | 2443.448 | 2443.4605 | 0 | 2443.448 | 0.02113
[30 empty] | 2443.7405 | 2443.7529 | 0 | 2443.7405 | 0.02139
[30 empty] | 2444.0332 | 2444.0457 | 0 | 2444.0332 | 0.02169
[30 empty] | 2444.3259 | 2444.3384 | 0 | 2444.3259 | 0.02201
[30 empty] | 2444.6186 | 2444.6311 | 0 | 2444.6186 | 0.02233
[30 empty] | 2444.9114 | 2444.9238 | 0 | 2444.9114 | 0.02265
[30 empty] | 2445.2043 | 2445.2168 | 0 | 2445.2043 | 0.02297
[30 empty] | 2445.4973 | 2445.5098 | 0 | 2445.4973 | 0.02329
[30 empty] | 2445.7903 | 2445.8027 | 0 | 2445.7903 | 0.02365
[30 empty] | 2446.0833 | 2446.0957 | 0 | 2446.0833 | 0.02404
[30 empty] | 2446.3765 | 2446.3889 | 0 | 2446.3765 | 0.02446
[30 empty] | 2446.6697 | 2446.6821 | 0 | 2446.6697 | 0.02491
[30 empty] | 2446.9629 | 2446.9753 | 0 | 2446.9629 | 0.02537
[30 empty] | 2447.2564 | 2447.2688 | 0 | 2447.2564 | 0.02582
[30 empty] | 2447.5498 | 2447.5623 | 0 | 2447.5498 | 0.02623
[30 empty] | 2447.8433 | 2447.8557 | 0 | 2447.8433 | 0.02656
[30 empty] | 2448.137 | 2448.1494 | 0 | 2448.137 | 0.0268
[30 empty] | 2448.4304 | 2448.4429 | 0 | 2448.4304 | 0.02692
[30 empty] | 2448.7241 | 2448.7366 | 0 | 2448.7241 | 0.02692
[30 empty] | 2449.0181 | 2449.0305 | 0 | 2449.0181 | 0.02679
[30 empty] | 2449.3118 | 2449.3242 | 0 | 2449.3118 | 0.02654
[30 empty] | 2449.6057 | 2449.6182 | 0 | 2449.6057 | 0.02618
[30 empty] | 2449.8999 | 2449.9124 | 0 | 2449.8999 | 0.02573
[30 empty] | 2450.1939 | 2450.2063 | 0 | 2450.1939 | 0.02521
[30 empty] | 2450.488 | 2450.5005 | 0 | 2450.488 | 0.02465
[30 empty] | 2450.7822 | 2450.7947 | 0 | 2450.7822 | 0.02407
[30 empty] | 2451.0764 | 2451.0889 | 0 | 2451.0764 | 0.0235
[30 empty] | 2451.3708 | 2451.3833 | 0 | 2451.3708 | 0.02297
[30 empty] | 2451.6653 | 2451.6777 | 0 | 2451.6653 | 0.0225
[30 empty] | 2451.9597 | 2451.9722 | 0 | 2451.9597 | 0.02211
[30 empty] | 2452.2544 | 2452.2668 | 0 | 2452.2544 | 0.02182
[30 empty] | 2452.5491 | 2452.5615 | 0 | 2452.5491 | 0.02164
[30 empty] | 2452.8438 | 2452.8562 | 0 | 2452.8438 | 0.02157
[30 empty] | 2453.1384 | 2453.1509 | 0 | 2453.1384 | 0.02161
[30 empty] | 2453.4333 | 2453.4458 | 0 | 2453.4333 | 0.02176
[30 empty] | 2453.7283 | 2453.7407 | 0 | 2453.7283 | 0.02199
[30 empty] | 2454.0232 | 2454.0356 | 0 | 2454.0232 | 0.02229
[30 empty] | 2454.3184 | 2454.3308 | 0 | 2454.3184 | 0.02261
[30 empty] | 2454.6135 | 2454.626 | 0 | 2454.6135 | 0.02292
[30 empty] | 2454.9087 | 2454.9211 | 0 | 2454.9087 | 0.02321
[30 empty] | 2455.2039 | 2455.2163 | 0 | 2455.2039 | 0.02346
[30 empty] | 2455.4993 | 2455.5117 | 0 | 2455.4993 | 0.02366
[30 empty] | 2455.7947 | 2455.8071 | 0 | 2455.7947 | 0.02381
[30 empty] | 2456.0901 | 2456.1025 | 0 | 2456.0901 | 0.02393
[30 empty] | 2456.3857 | 2456.3982 | 0 | 2456.3857 | 0.024
[30 empty] | 2456.6814 | 2456.6939 | 0 | 2456.6814 | 0.02403
[30 empty] | 2456.977 | 2456.9895 | 0 | 2456.977 | 0.02403
[30 empty] | 2457.2727 | 2457.2854 | 0 | 2457.2727 | 0.024
[30 empty] | 2457.5686 | 2457.5811 | 0 | 2457.5686 | 0.02396
[30 empty] | 2457.8645 | 2457.8769 | 0 | 2457.8645 | 0.02389
[30 empty] | 2458.1606 | 2458.1731 | 0 | 2458.1606 | 0.02382
[30 empty] | 2458.4565 | 2458.469 | 0 | 2458.4565 | 0.02373
[30 empty] | 2458.7527 | 2458.7651 | 0 | 2458.7527 | 0.02363
[30 empty] | 2459.0488 | 2459.0615 | 0 | 2459.0488 | 0.02353
[30 empty] | 2459.3452 | 2459.3577 | 0 | 2459.3452 | 0.02346
[30 empty] | 2459.6416 | 2459.6541 | 0 | 2459.6416 | 0.02343
[30 empty] | 2459.938 | 2459.9504 | 0 | 2459.938 | 0.02349
[30 empty] | 2460.2344 | 2460.2471 | 0 | 2460.2344 | 0.02364
[30 empty] | 2460.531 | 2460.5435 | 0 | 2460.531 | 0.02389
[30 empty] | 2460.8276 | 2460.8401 | 0 | 2460.8276 | 0.02422
[30 empty] | 2461.1243 | 2461.137 | 0 | 2461.1243 | 0.02457
[30 empty] | 2461.4211 | 2461.4336 | 0 | 2461.4211 | 0.02491
[30 empty] | 2461.718 | 2461.7305 | 0 | 2461.718 | 0.02518
[30 empty] | 2462.0149 | 2462.0273 | 0 | 2462.0149 | 0.02535
[30 empty] | 2462.3118 | 2462.3245 | 0 | 2462.3118 | 0.02538
[30 empty] | 2462.6089 | 2462.6213 | 0 | 2462.6089 | 0.02529
[30 empty] | 2462.906 | 2462.9185 | 0 | 2462.906 | 0.02509
[30 empty] | 2463.2031 | 2463.2158 | 0 | 2463.2031 | 0.0248
[30 empty] | 2463.5005 | 2463.5129 | 0 | 2463.5005 | 0.02445
[30 empty] | 2463.7978 | 2463.8103 | 0 | 2463.7978 | 0.02408
[30 empty] | 2464.0952 | 2464.1079 | 0 | 2464.0952 | 0.02371
[30 empty] | 2464.3928 | 2464.4053 | 0 | 2464.3928 | 0.02338
[30 empty] | 2464.6904 | 2464.7029 | 0 | 2464.6904 | 0.0231
[30 empty] | 2464.988 | 2465.0005 | 0 | 2464.988 | 0.02288
[30 empty] | 2465.2856 | 2465.2981 | 0 | 2465.2856 | 0.02273
[30 empty] | 2465.5835 | 2465.5959 | 0 | 2465.5835 | 0.02265
[30 empty] | 2465.8814 | 2465.8938 | 0 | 2465.8814 | 0.02265
[30 empty] | 2466.1792 | 2466.1917 | 0 | 2466.1792 | 0.02272
[30 empty] | 2466.4773 | 2466.4898 | 0 | 2466.4773 | 0.02286
[30 empty] | 2466.7751 | 2466.7878 | 0 | 2466.7751 | 0.02305
[30 empty] | 2467.0735 | 2467.0859 | 0 | 2467.0735 | 0.02327
[30 empty] | 2467.3716 | 2467.384 | 0 | 2467.3716 | 0.0235
[30 empty] | 2467.6699 | 2467.6824 | 0 | 2467.6699 | 0.02372
[30 empty] | 2467.9683 | 2467.9807 | 0 | 2467.9683 | 0.02391
[30 empty] | 2468.2666 | 2468.2793 | 0 | 2468.2666 | 0.02407
[30 empty] | 2468.5652 | 2468.5776 | 0 | 2468.5652 | 0.02419
[30 empty] | 2468.8638 | 2468.8762 | 0 | 2468.8638 | 0.02428
[30 empty] | 2469.1624 | 2469.1748 | 0 | 2469.1624 | 0.02435
[30 empty] | 2469.4612 | 2469.4736 | 0 | 2469.4612 | 0.02442
[30 empty] | 2469.7598 | 2469.7725 | 0 | 2469.7598 | 0.02448
[30 empty] | 2470.0588 | 2470.0713 | 0 | 2470.0588 | 0.02456
[30 empty] | 2470.3577 | 2470.3701 | 0 | 2470.3577 | 0.02465
[30 empty] | 2470.6567 | 2470.6692 | 0 | 2470.6567 | 0.02474
[30 empty] | 2470.9558 | 2470.9683 | 0 | 2470.9558 | 0.02485
[30 empty] | 2471.2549 | 2471.2673 | 0 | 2471.2549 | 0.02495
[30 empty] | 2471.5542 | 2471.5667 | 0 | 2471.5542 | 0.02502
[30 empty] | 2471.8533 | 2471.866 | 0 | 2471.8533 | 0.02506
[30 empty] | 2472.1528 | 2472.1653 | 0 | 2472.1528 | 0.02503
[30 empty] | 2472.4522 | 2472.4648 | 0 | 2472.4522 | 0.02492
[30 empty] | 2472.7517 | 2472.7642 | 0 | 2472.7517 | 0.02474
[30 empty] | 2473.0513 | 2473.064 | 0 | 2473.0513 | 0.02448
[30 empty] | 2473.3508 | 2473.3635 | 0 | 2473.3508 | 0.02418
[30 empty] | 2473.6506 | 2473.6633 | 0 | 2473.6506 | 0.02386
[30 empty] | 2473.9504 | 2473.9631 | 0 | 2473.9504 | 0.02354
[30 empty] | 2474.2502 | 2474.2629 | 0 | 2474.2502 | 0.02326
[30 empty] | 2474.5503 | 2474.5627 | 0 | 2474.5503 | 0.02303
[30 empty] | 2474.8503 | 2474.8628 | 0 | 2474.8503 | 0.02285
[30 empty] | 2475.1504 | 2475.1631 | 0 | 2475.1504 | 0.02272
[30 empty] | 2475.4507 | 2475.4631 | 0 | 2475.4507 | 0.02264
[30 empty] | 2475.7507 | 2475.7634 | 0 | 2475.7507 | 0.02261
[30 empty] | 2476.051 | 2476.0637 | 0 | 2476.051 | 0.02263
[30 empty] | 2476.3516 | 2476.364 | 0 | 2476.3516 | 0.0227
[30 empty] | 2476.6519 | 2476.6645 | 0 | 2476.6519 | 0.02283
[30 empty] | 2476.9524 | 2476.9651 | 0 | 2476.9524 | 0.02302
[30 empty] | 2477.2532 | 2477.2656 | 0 | 2477.2532 | 0.02326
[30 empty] | 2477.5537 | 2477.5664 | 0 | 2477.5537 | 0.02354
[30 empty] | 2477.8545 | 2477.8672 | 0 | 2477.8545 | 0.02386
[30 empty] | 2478.1553 | 2478.168 | 0 | 2478.1553 | 0.02421
[30 empty] | 2478.4563 | 2478.4688 | 0 | 2478.4563 | 0.02458
[30 empty] | 2478.7571 | 2478.7698 | 0 | 2478.7571 | 0.02497
[30 empty] | 2479.0581 | 2479.0708 | 0 | 2479.0581 | 0.02536
[30 empty] | 2479.3594 | 2479.3718 | 0 | 2479.3594 | 0.02573
[30 empty] | 2479.6604 | 2479.6731 | 0 | 2479.6604 | 0.02607
[30 empty] | 2479.9617 | 2479.9744 | 0 | 2479.9617 | 0.02634
[30 empty] | 2480.2632 | 2480.2756 | 0 | 2480.2632 | 0.02654
[30 empty] | 2480.5644 | 2480.5772 | 0 | 2480.5644 | 0.02667
[30 empty] | 2480.866 | 2480.8787 | 0 | 2480.866 | 0.02675
[30 empty] | 2481.1675 | 2481.1802 | 0 | 2481.1675 | 0.02682
[30 empty] | 2481.4692 | 2481.4817 | 0 | 2481.4692 | 0.02691
[30 empty] | 2481.7708 | 2481.7834 | 0 | 2481.7708 | 0.02703
[30 empty] | 2482.0727 | 2482.0852 | 0 | 2482.0727 | 0.02719
[30 empty] | 2482.3745 | 2482.3872 | 0 | 2482.3745 | 0.02737
[30 empty] | 2482.6765 | 2482.689 | 0 | 2482.6765 | 0.02754
[30 empty] | 2482.9783 | 2482.991 | 0 | 2482.9783 | 0.02767
[30 empty] | 2483.2805 | 2483.293 | 0 | 2483.2805 | 0.02772
[30 empty] | 2483.5825 | 2483.5952 | 0 | 2483.5825 | 0.02769
[30 empty] | 2483.8848 | 2483.8975 | 0 | 2483.8848 | 0.02758
[30 empty] | 2484.187 | 2484.1997 | 0 | 2484.187 | 0.02741
[30 empty] | 2484.4895 | 2484.5019 | 0 | 2484.4895 | 0.02721
[30 empty] | 2484.792 | 2484.8044 | 0 | 2484.792 | 0.02701
[30 empty] | 2485.0945 | 2485.1069 | 0 | 2485.0945 | 0.02686
[30 empty] | 2485.397 | 2485.4097 | 0 | 2485.397 | 0.02676
[30 empty] | 2485.6997 | 2485.7122 | 0 | 2485.6997 | 0.02674
[30 empty] | 2486.0024 | 2486.0149 | 0 | 2486.0024 | 0.02677
[30 empty] | 2486.3052 | 2486.3179 | 0 | 2486.3052 | 0.02683
[30 empty] | 2486.6082 | 2486.6206 | 0 | 2486.6082 | 0.02689
[30 empty] | 2486.9109 | 2486.9236 | 0 | 2486.9109 | 0.0269
[30 empty] | 2487.2141 | 2487.2266 | 0 | 2487.2141 | 0.02685
[30 empty] | 2487.5171 | 2487.5298 | 0 | 2487.5171 | 0.02672
[30 empty] | 2487.8203 | 2487.833 | 0 | 2487.8203 | 0.02655
[30 empty] | 2488.1235 | 2488.1362 | 0 | 2488.1235 | 0.02638
[30 empty] | 2488.4268 | 2488.4394 | 0 | 2488.4268 | 0.02625
[30 empty] | 2488.7302 | 2488.7429 | 0 | 2488.7302 | 0.02623
[30 empty] | 2489.0337 | 2489.0464 | 0 | 2489.0337 | 0.02634
[30 empty] | 2489.3372 | 2489.3499 | 0 | 2489.3372 | 0.02659
[30 empty] | 2489.6409 | 2489.6536 | 0 | 2489.6409 | 0.02696
[30 empty] | 2489.9446 | 2489.9573 | 0 | 2489.9446 | 0.0274
[30 empty] | 2490.2483 | 2490.261 | 0 | 2490.2483 | 0.02785
[30 empty] | 2490.5523 | 2490.5647 | 0 | 2490.5523 | 0.02826
[30 empty] | 2490.856 | 2490.8686 | 0 | 2490.856 | 0.02859
[30 empty] | 2491.1602 | 2491.1726 | 0 | 2491.1602 | 0.0288
[30 empty] | 2491.4641 | 2491.4768 | 0 | 2491.4641 | 0.02892
[30 empty] | 2491.7683 | 2491.781 | 0 | 2491.7683 | 0.02895
[30 empty] | 2492.0725 | 2492.0852 | 0 | 2492.0725 | 0.02893
[30 empty] | 2492.3767 | 2492.3894 | 0 | 2492.3767 | 0.0289
[30 empty] | 2492.6811 | 2492.6939 | 0 | 2492.6811 | 0.02889
[30 empty] | 2492.9856 | 2492.9983 | 0 | 2492.9856 | 0.02891
[30 empty] | 2493.29 | 2493.3027 | 0 | 2493.29 | 0.02897
[30 empty] | 2493.5945 | 2493.6072 | 0 | 2493.5945 | 0.02903
[30 empty] | 2493.8992 | 2493.9119 | 0 | 2493.8992 | 0.02908
[30 empty] | 2494.2041 | 2494.2166 | 0 | 2494.2041 | 0.02908
[30 empty] | 2494.5088 | 2494.5215 | 0 | 2494.5088 | 0.029
[30 empty] | 2494.8137 | 2494.8264 | 0 | 2494.8137 | 0.02885
[30 empty] | 2495.1186 | 2495.1314 | 0 | 2495.1186 | 0.02865
[30 empty] | 2495.4236 | 2495.4363 | 0 | 2495.4236 | 0.02843
[30 empty] | 2495.7288 | 2495.7414 | 0 | 2495.7288 | 0.02827
[30 empty] | 2496.0339 | 2496.0466 | 0 | 2496.0339 | 0.02823
[30 empty] | 2496.3391 | 2496.3518 | 0 | 2496.3391 | 0.02834
[30 empty] | 2496.6445 | 2496.6572 | 0 | 2496.6445 | 0.02863
[30 empty] | 2496.95 | 2496.9626 | 0 | 2496.95 | 0.02908
[30 empty] | 2497.2554 | 2497.2681 | 0 | 2497.2554 | 0.02968
[30 empty] | 2497.561 | 2497.5735 | 0 | 2497.561 | 0.03038
[30 empty] | 2497.8664 | 2497.8792 | 0 | 2497.8664 | 0.03113
[30 empty] | 2498.1724 | 2498.1848 | 0 | 2498.1724 | 0.03189
[30 empty] | 2498.478 | 2498.4907 | 0 | 2498.478 | 0.03261
[30 empty] | 2498.7839 | 2498.7966 | 0 | 2498.7839 | 0.03323
[30 empty] | 2499.0898 | 2499.1025 | 0 | 2499.0898 | 0.03371
[30 empty] | 2499.3958 | 2499.4084 | 0 | 2499.3958 | 0.03402

## Integration (hidden)
LED Item # | M780D2 |  | M780D3 |  | M810D2 |  | M810D3 |  | M850D2 |  | M850D3 |  | M880D2 |  | M940D2 |  | M970D2 |  | M1050D1 |  | M1050D3 |  | M1100D1 |  | M1200D2 |  | M1300D2 |  | M1450D3 |  | M1550D2 |  | M1650D2
Do Not Edit This Tab | Area Under Normalized Curve |  | Area Under Normalized Curve |  | Area Under Normalized Curve |  | Area Under Normalized Curve |  | Area Under Normalized Curve |  | Area Under Normalized Curve |  | Area Under Normalized Curve |  | Area Under Normalized Curve |  | Area Under Normalized Curve |  | Area Under Normalized Curve |  | Area Under Normalized Curve |  | Area Under Normalized Curve |  | Area Under Normalized Curve |  | Area Under Normalized Curve |  | Area Under Normalized Curve |  | Area Under Normalized Curve |  | Area Under Normalized Curve
| Total | 37.4574 | Total | 35.6685 | Total | 36.3782 | Total | 38.3582 | Total | 34.4639 | Total | 42.1855 | Total | 54.8632 | Total | 73.193 | Total | 66.3535 | Total | 76.9169 | Total | 48.8487 | Total | 68.7337 | Total | 64.2123 | Total | 90.9712 | Total | 119.2391 | Total | 111.9532 |  | 163.6533
Integration
| 0.00027532 |  | 0 |  | 0 |  | 2.253e-06 |  | 2.84e-06 |  | 0 |  | 6.5342e-06 |  | 0.00060852 |  | 0 |  | 0.00026867 |  | 1.128e-05 |  | 0.00021967 |  | 0.00013293 |  | 0.0060928 |  | 0.00071317 |  | 0 |  | 0.0027324
| 0.00029018 |  | 0 |  | 0 |  | -1.8791e-05 |  | 2.3238e-06 |  | 0 |  | 4.3175e-06 |  | 0.00059318 |  | 0 |  | 0.00028005 |  | 1.1352e-05 |  | 0.00018703 |  | 0.00013265 |  | 0.006071 |  | 0.00067464 |  | 0 |  | 0.0027062
| 0.0002848 |  | 0 |  | 0 |  | 5.0494e-05 |  | 0 |  | 0 |  | 8.2083e-06 |  | 0.00059176 |  | 0 |  | 0.00019803 |  | 1.414e-05 |  | 0.00019628 |  | 0.00013232 |  | 0.006036 |  | 0.00062734 |  | 0 |  | 0.002675
| 0.00029426 |  | 0 |  | 0 |  | 0.00011543 |  | 0 |  | 0 |  | 8.4225e-06 |  | 0.00059585 |  | 0 |  | 0.00017968 |  | 1.5516e-05 |  | 0.00024006 |  | 0.00013194 |  | 0.0059936 |  | 0.00067042 |  | 0 |  | 0.0026345
| 0.00019707 |  | 0 |  | 0 |  | 5.8514e-05 |  | 2.3241e-06 |  | 0 |  | 8.8961e-06 |  | 0.00059598 |  | 0 |  | 0.00021992 |  | 1.5352e-05 |  | 0.00023976 |  | 0.0001315 |  | 0.0059547 |  | 0.00076246 |  | 0 |  | 0.0026037
| 0.00015659 |  | 0 |  | 0 |  | 2.585e-05 |  | 2.3242e-06 |  | 0 |  | 7.6454e-06 |  | 0.00059115 |  | 0 |  | 0.00023396 |  | 1.4047e-05 |  | 0.00020811 |  | 0.00013101 |  | 0.0059097 |  | 0.00076326 |  | 0 |  | 0.0025748
| 0.00020251 |  | 0 |  | 0 |  | 1.7151e-05 |  | 2.3243e-06 |  | 0 |  | 8.2717e-06 |  | 0.00058797 |  | 0 |  | 0.000174 |  | 1.0978e-05 |  | 0.00020262 |  | 0.00013046 |  | 0.0058785 |  | 0.00066598 |  | 0 |  | 0.0025635
| 0.00027002 |  | 0 |  | 0 |  | -2.2592e-05 |  | 2.3244e-06 |  | 0 |  | 8.2112e-06 |  | 0.00058813 |  | 0 |  | 0.00012676 |  | 9.6048e-06 |  | 0.00018302 |  | 0.00012986 |  | 0.0058585 |  | 0.00066728 |  | 0 |  | 0.0025613
| 0.0003119 |  | 0 |  | 0 |  | -2.094e-05 |  | 7.7485e-07 |  | 0 |  | 8.0134e-06 |  | 0.00059122 |  | 0 |  | 0.00016186 |  | 1.0648e-05 |  | 0.00022427 |  | 0.00012921 |  | 0.0058466 |  | 0.00074563 |  | 0 |  | 0.0025696
| 0.00022011 |  | 0 |  | 0 |  | 3.7692e-05 |  | 1.2915e-06 |  | 0 |  | 8.4566e-06 |  | 0.00059496 |  | 0 |  | 0.0001989 |  | 1.1523e-05 |  | 0.00020649 |  | 0.00012851 |  | 0.0058452 |  | 0.00068846 |  | 0 |  | 0.0025853
| 0.0001607 |  | 0 |  | 0 |  | 3.8594e-05 |  | 4.3913e-06 |  | 0 |  | 7.8008e-06 |  | 0.00060236 |  | 0 |  | 0.00021152 |  | 1.1783e-05 |  | 0.00022762 |  | 0.00012805 |  | 0.0058431 |  | 0.00059859 |  | 0 |  | 0.0026049
| 0.00023092 |  | 0 |  | 0 |  | -1.6156e-05 |  | 3.8748e-06 |  | 0 |  | 8.412e-06 |  | 0.00060853 |  | 0 |  | 0.00021297 |  | 1.4665e-05 |  | 0.00025496 |  | 0.00012698 |  | 0.0058395 |  | 0.00072507 |  | 0 |  | 0.002625
| 0.00026065 |  | 0 |  | 0 |  | 3.3877e-06 |  | 2.325e-06 |  | 0 |  | 8.3668e-06 |  | 0.00061262 |  | 0 |  | 0.00020539 |  | 1.5737e-05 |  | 0.00024569 |  | 0.00012614 |  | 0.0058245 |  | 0.00075549 |  | 0 |  | 0.0026411
| 0.00027958 |  | 0 |  | 0 |  | -4.0417e-08 |  | 2.3251e-06 |  | 0 |  | 8.4743e-06 |  | 0.00060932 |  | 0 |  | 0.00018937 |  | 1.3946e-05 |  | 0.00031579 |  | 0.00012553 |  | 0.0058009 |  | 0.00066443 |  | 0 |  | 0.0026536
| 0.00031472 |  | 0 |  | 0 |  | -1.2111e-05 |  | 7.7508e-07 |  | 0 |  | 6.4897e-06 |  | 0.00060518 |  | 0 |  | 0.00019703 |  | 1.423e-05 |  | 0.00032419 |  | 0.00012433 |  | 0.005776 |  | 0.00068815 |  | 0 |  | 0.002665
| 0.00039577 |  | 0 |  | 0 |  | 5.3604e-05 |  | 7.7512e-07 |  | 0 |  | 8.3075e-06 |  | 0.00060897 |  | 0 |  | 0.00021804 |  | 1.5147e-05 |  | 0.00022491 |  | 0.00012365 |  | 0.0057548 |  | 0.00071064 |  | 0 |  | 0.0026666
| 0.00038093 |  | 0 |  | 0 |  | 8.5107e-05 |  | 7.7516e-07 |  | 0 |  | 8.2775e-06 |  | 0.00061687 |  | 0 |  | 0.00019842 |  | 1.4965e-05 |  | 0.00020547 |  | 0.00012236 |  | 0.0057424 |  | 0.00066831 |  | 0 |  | 0.0026739
| 0.00030261 |  | 0 |  | 0 |  | 5.4286e-05 |  | 1.292e-06 |  | 0 |  | 8.9501e-06 |  | 0.00062574 |  | 0 |  | 0.00017069 |  | 1.4066e-05 |  | 0.00020198 |  | 0.00012158 |  | 0.0057488 |  | 0.00057031 |  | 0 |  | 0.0026735
| 0.00031209 |  | 0 |  | 0 |  | 4.3856e-05 |  | 1.2921e-06 |  | 0 |  | 8.63e-06 |  | 0.00063196 |  | 0 |  | 0.00017547 |  | 1.3523e-05 |  | 0.00016649 |  | 0.0001205 |  | 0.0057664 |  | 0.00064087 |  | 0 |  | 0.0026814
| 0.00032697 |  | 0 |  | 0 |  | 3.4228e-05 |  | 1.2921e-06 |  | 0 |  | 6.7212e-06 |  | 0.0006376 |  | 0 |  | 0.00018525 |  | 1.353e-05 |  | 0.00018132 |  | 0.00011913 |  | 0.0057898 |  | 0.00075998 |  | 0 |  | 0.0026871
| 0.00032158 |  | 0 |  | 0 |  | 3.5174e-05 |  | 2.8428e-06 |  | 0 |  | 8.5395e-06 |  | 0.00063788 |  | 0 |  | 0.00020783 |  | 1.5184e-05 |  | 0.00022098 |  | 0.00011824 |  | 0.0058105 |  | 0.00073154 |  | 0 |  | 0.0026927
| 0.00036213 |  | 0 |  | 0 |  | 6.7729e-05 |  | 2.326e-06 |  | 0 |  | 7.8221e-06 |  | 0.00062819 |  | 0 |  | 0.00018716 |  | 1.5744e-05 |  | 0.00023113 |  | 0.00011707 |  | 0.0058154 |  | 0.00070192 |  | 0 |  | 0.0026933
| 0.00032972 |  | 0 |  | 0 |  | 7.6049e-05 |  | 2.3262e-06 |  | 0 |  | 8.0824e-06 |  | 0.00061376 |  | 0 |  | 0.00016862 |  | 1.5265e-05 |  | 0.00020694 |  | 0.00011589 |  | 0.0057971 |  | 0.00073266 |  | 0 |  | 0.0026979
| 0.00025272 |  | 0 |  | 0 |  | 7.1317e-05 |  | 2.3263e-06 |  | 0 |  | 8.0829e-06 |  | 0.00060483 |  | 0 |  | 0.00021719 |  | 1.4107e-05 |  | 0.00017285 |  | 0.00011464 |  | 0.0057617 |  | 0.00069578 |  | 0 |  | 0.0026937
| 0.00031491 |  | 0 |  | 0 |  | 1.0262e-05 |  | 2.3264e-06 |  | 0 |  | 7.6098e-06 |  | 0.00061052 |  | 0 |  | 0.0002087 |  | 1.4261e-05 |  | 0.00020362 |  | 0.00011315 |  | 0.0057227 |  | 0.00056035 |  | 0 |  | 0.0026884
| 0.00035277 |  | 0 |  | 0 |  | -2.7188e-05 |  | 2.3265e-06 |  | 0 |  | 8.1299e-06 |  | 0.00061504 |  | 0 |  | 0.00016844 |  | 1.494e-05 |  | 0.00021045 |  | 0.00011212 |  | 0.0056912 |  | 0.00061154 |  | 0 |  | 0.0026724
| 0.00026762 |  | 0 |  | 0 |  | -4.2474e-05 |  | 0 |  | 0 |  | 8.0235e-06 |  | 0.00061383 |  | 0 |  | 0.00015366 |  | 1.5687e-05 |  | 0.00024724 |  | 0.00011083 |  | 0.0056776 |  | 0.00071379 |  | 0 |  | 0.0026572
| 0.000319 |  | 0 |  | 0 |  | -2.6545e-05 |  | 0 |  | 0 |  | 7.3821e-06 |  | 0.00061033 |  | 0 |  | 0.0001542 |  | 1.5534e-05 |  | 0.00031942 |  | 0.00010978 |  | 0.0056927 |  | 0.00066143 |  | 0 |  | 0.0026429
| 0.00035417 |  | 0 |  | 0 |  | -2.3026e-05 |  | 2.3268e-06 |  | 0 |  | 7.673e-06 |  | 0.00061009 |  | 0 |  | 0.00018279 |  | 1.4502e-05 |  | 0.00024467 |  | 0.00010821 |  | 0.0057417 |  | 0.00068381 |  | 0 |  | 0.0026228
| 0.00026092 |  | 0 |  | 0 |  | -2.5669e-05 |  | 2.327e-06 |  | 0 |  | 7.8571e-06 |  | 0.00061344 |  | 0 |  | 0.00023857 |  | 1.3065e-05 |  | 0.00021115 |  | 0.00010688 |  | 0.0058189 |  | 0.00076479 |  | 0 |  | 0.0026106
| 0.00022984 |  | 0 |  | 0 |  | -4.7725e-07 |  | 7.7569e-07 |  | 0 |  | 6.9556e-06 |  | 0.00060816 |  | 0 |  | 0.00023936 |  | 1.361e-05 |  | 0.00020714 |  | 0.00010554 |  | 0.0059155 |  | 0.00072091 |  | 0 |  | 0.0025926
| 0.00022579 |  | 0 |  | 0 |  | -4.8618e-05 |  | 1.2929e-06 |  | 0 |  | 7.6135e-06 |  | 0.00060181 |  | 0 |  | 0.00018522 |  | 1.5744e-05 |  | 0.00022359 |  | 0.00010419 |  | 0.0060306 |  | 0.00061392 |  | 0 |  | 0.002583
| 0.0002231 |  | 0 |  | 0 |  | -2.0781e-05 |  | 2.8445e-06 |  | 0 |  | 7.9963e-06 |  | 0.00060413 |  | 0 |  | 0.00016588 |  | 1.6499e-05 |  | 0.00021996 |  | 0.00010307 |  | 0.006151 |  | 0.00056768 |  | 0 |  | 0.0025707
| 0.00026773 |  | 0 |  | 0 |  | 3.8648e-05 |  | 2.3274e-06 |  | 0 |  | 7.4464e-06 |  | 0.00061314 |  | 0 |  | 0.00016214 |  | 1.6175e-05 |  | 0.00016258 |  | 0.00010148 |  | 0.0062724 |  | 0.00057 |  | 0 |  | 0.0025549
| 0.00030562 |  | 0 |  | 0 |  | 7.196e-06 |  | 7.7584e-07 |  | 0 |  | 7.9057e-06 |  | 0.00061895 |  | 0 |  | 0.00012903 |  | 1.3033e-05 |  | 0.00014193 |  | 0.00010012 |  | 0.0063907 |  | 0.00067659 |  | 0 |  | 0.0025422
| 0.00034215 |  | 0 |  | 0 |  | -9.7052e-08 |  | 1.2931e-06 |  | 0 |  | 6.9581e-06 |  | 0.00061435 |  | 0 |  | 9.8348e-05 |  | 1.3105e-05 |  | 0.0001605 |  | 9.8989e-05 |  | 0.0064962 |  | 0.0007483 |  | 0 |  | 0.0025245
| 0.00031106 |  | 0 |  | 0 |  | -3.3813e-05 |  | 1.2932e-06 |  | 0 |  | 7.5397e-06 |  | 0.00060713 |  | 0 |  | 0.00012968 |  | 1.4751e-05 |  | 0.00021296 |  | 9.7404e-05 |  | 0.0065811 |  | 0.00057129 |  | 0 |  | 0.0025075
| 0.00024481 |  | 0 |  | 0 |  | -8.3245e-05 |  | 2.8452e-06 |  | 0 |  | 8.0603e-06 |  | 0.00061121 |  | 0 |  | 0.0001617 |  | 1.5342e-05 |  | 0.00022776 |  | 9.6262e-05 |  | 0.006647 |  | 0.00060502 |  | 0 |  | 0.0024808
| 0.00033005 |  | 0 |  | 0 |  | 1.4233e-05 |  | 4.3973e-06 |  | 0 |  | 7.6019e-06 |  | 0.0006201 |  | 0 |  | 0.00015427 |  | 1.7443e-05 |  | 0.00026645 |  | 9.4936e-05 |  | 0.0066984 |  | 0.00068889 |  | 0 |  | 0.0024565
| 0.00029761 |  | 0 |  | 0 |  | 5.3409e-05 |  | 7.5016e-06 |  | 0 |  | 7.8319e-06 |  | 0.00062561 |  | 0 |  | 0.00016931 |  | 1.6213e-05 |  | 0.00027147 |  | 9.338e-05 |  | 0.0067347 |  | 0.00067273 |  | 0 |  | 0.0024324
| 0.00020292 |  | 0 |  | 0 |  | -1.0903e-05 |  | 7.502e-06 |  | 0 |  | 7.3582e-06 |  | 0.00062507 |  | 0 |  | 0.00018098 |  | 1.6583e-05 |  | 0.00024346 |  | 9.2255e-05 |  | 0.0067511 |  | 0.00071611 |  | 0 |  | 0.0024113
| 0.00030979 |  | 0 |  | 0 |  | 2.4318e-05 |  | 2.8457e-06 |  | 0 |  | 7.8483e-06 |  | 0.00062358 |  | 0 |  | 0.00020058 |  | 1.8155e-05 |  | 0.00024401 |  | 9.0959e-05 |  | 0.0067638 |  | 0.00064488 |  | 0 |  | 0.002388
| 0.00041401 |  | 0 |  | 0 |  | 4.4901e-05 |  | 5.1743e-07 |  | 0 |  | 7.91e-06 |  | 0.00062442 |  | 0 |  | 0.00020306 |  | 1.7814e-05 |  | 0.00024377 |  | 8.9449e-05 |  | 0.0067536 |  | 0.00054638 |  | 0 |  | 0.0023732
| 0.00038427 |  | 0 |  | 0 |  | 3.3334e-05 |  | 5.1745e-07 |  | 0 |  | 7.8647e-06 |  | 0.00062632 |  | 0 |  | 0.00018315 |  | 1.6194e-05 |  | 0.0002754 |  | 8.8357e-05 |  | 0.0067234 |  | 0.0005664 |  | 0 |  | 0.0023573
| 0.00031256 |  | 0 |  | 0 |  | 1.7325e-05 |  | 2.8461e-06 |  | 0 |  | 7.2685e-06 |  | 0.00062374 |  | 0 |  | 0.00022753 |  | 1.6051e-05 |  | 0.00025965 |  | 8.7109e-05 |  | 0.0066739 |  | 0.00059567 |  | 0 |  | 0.0023527
| 0.00032341 |  | 0 |  | 0 |  | -9.7926e-06 |  | 2.3288e-06 |  | 0 |  | 8.3861e-06 |  | 0.00062341 |  | 0 |  | 0.00025799 |  | 1.5044e-05 |  | 0.00019185 |  | 8.5847e-05 |  | 0.0066015 |  | 0.0005572 |  | 0 |  | 0.0023501
| 0.00034102 |  | 0 |  | 0 |  | 7.8772e-05 |  | 0 |  | 0 |  | 7.0552e-06 |  | 0.00062727 |  | 0 |  | 0.00023642 |  | 1.3645e-05 |  | 0.00021588 |  | 8.4622e-05 |  | 0.0065061 |  | 0.00057365 |  | 0 |  | 0.0023542
| 0.00023143 |  | 0 |  | 0 |  | 0.00013961 |  | 2.0702e-06 |  | 0 |  | 7.5761e-06 |  | 0.0006315 |  | 0 |  | 0.00023157 |  | 1.6481e-05 |  | 0.00022283 |  | 8.3433e-05 |  | 0.0063975 |  | 0.00053929 |  | 0 |  | 0.0023636
| 0.00028424 |  | 0 |  | 0 |  | 3.4778e-05 |  | 2.8467e-06 |  | 0 |  | 7.6225e-06 |  | 0.00063044 |  | 0 |  | 0.00019767 |  | 1.8727e-05 |  | 0.00019115 |  | 8.2237e-05 |  | 0.0062887 |  | 0.00053949 |  | 0 |  | 0.0023793
| 0.00040741 |  | 0 |  | 0 |  | -3.1402e-05 |  | 7.7641e-07 |  | 0 |  | 6.7812e-06 |  | 0.00062256 |  | 0 |  | 0.00017808 |  | 1.7951e-05 |  | 0.00018406 |  | 8.1095e-05 |  | 0.0061894 |  | 0.00058052 |  | 0 |  | 0.0024007
| 0.00030184 |  | 0 |  | 0 |  | 1.0246e-05 |  | 2.3293e-06 |  | 0 |  | 8.3584e-06 |  | 0.0006222 |  | 0 |  | 0.00019251 |  | 1.7247e-05 |  | 0.00024503 |  | 7.9949e-05 |  | 0.0061117 |  | 0.00056899 |  | 0 |  | 0.0024248
| 0.00014349 |  | 0 |  | 0 |  | 5.5941e-05 |  | 2.3294e-06 |  | 0 |  | 7.272e-06 |  | 0.00062916 |  | 0 |  | 0.00018228 |  | 1.8136e-05 |  | 0.00025086 |  | 7.9031e-05 |  | 0.006073 |  | 0.00062524 |  | 0 |  | 0.0024511
| 0.00018412 |  | 0 |  | 0 |  | 5.767e-05 |  | 7.7652e-07 |  | 0 |  | 7.6247e-06 |  | 0.00063499 |  | 0 |  | 0.00018247 |  | 1.6644e-05 |  | 0.00025059 |  | 7.7772e-05 |  | 0.0060856 |  | 0.00064569 |  | 0 |  | 0.0024773
| 0.00031544 |  | 0 |  | 0 |  | 1.4938e-05 |  | 7.7656e-07 |  | 0 |  | 7.7783e-06 |  | 0.00063183 |  | 0 |  | 0.00017905 |  | 1.5097e-05 |  | 0.00025562 |  | 7.6722e-05 |  | 0.0061468 |  | 0.00056433 |  | 0 |  | 0.0024925
| 0.00021525 |  | 0 |  | 0 |  | 2.3529e-06 |  | 7.766e-07 |  | 0 |  | 7.4266e-06 |  | 0.000631 |  | 0 |  | 0.00015847 |  | 1.8721e-05 |  | 0.00021723 |  | 7.5881e-05 |  | 0.0062416 |  | 0.00065677 |  | 0 |  | 0.0025036
| 0.00014487 |  | 0 |  | 0 |  | 2.9588e-05 |  | 1.2944e-06 |  | 0 |  | 6.9524e-06 |  | 0.00064064 |  | 0 |  | 0.00018405 |  | 1.8962e-05 |  | 0.00021802 |  | 7.4729e-05 |  | 0.0063516 |  | 0.00075094 |  | 0 |  | 0.0024986
| 0.00028301 |  | 0 |  | 0 |  | 1.3893e-05 |  | 5.1778e-07 |  | 0 |  | 7.5196e-06 |  | 0.0006479 |  | 0 |  | 0.00022119 |  | 1.7012e-05 |  | 0.00019735 |  | 7.3755e-05 |  | 0.0064544 |  | 0.00062698 |  | 0 |  | 0.0024874
| 0.00034802 |  | 0 |  | 0 |  | -3.2461e-05 |  | 0 |  | 0 |  | 7.7039e-06 |  | 0.00064435 |  | 0 |  | 0.0002562 |  | 1.8133e-05 |  | 0.00025888 |  | 7.3103e-05 |  | 0.006526 |  | 0.00058352 |  | 0 |  | 0.002465
| 0.00038732 |  | 0 |  | 0 |  | -4.3602e-05 |  | 7.7675e-07 |  | 0 |  | 7.6431e-06 |  | 0.00063807 |  | 0 |  | 0.00023736 |  | 1.8843e-05 |  | 0.00024401 |  | 7.2168e-05 |  | 0.0065537 |  | 0.00066243 |  | 0 |  | 0.0024359
| 0.00028443 |  | 0 |  | 0 |  | -1.0523e-05 |  | 1.2946e-06 |  | 0 |  | 8.4249e-06 |  | 0.00064492 |  | 0 |  | 0.00020981 |  | 2.0626e-05 |  | 0.00024321 |  | 7.1097e-05 |  | 0.0065459 |  | 0.00063249 |  | 0 |  | 0.0024037
| 0.00018962 |  | 0 |  | 0 |  | 3.7025e-05 |  | 1.2947e-06 |  | 0 |  | 7.3684e-06 |  | 0.00064977 |  | 0 |  | 0.00024347 |  | 2.0416e-05 |  | 0.00026204 |  | 7.032e-05 |  | 0.0065226 |  | 0.00060639 |  | 0 |  | 0.0023798
| 0.00023433 |  | 0 |  | 0 |  | -1.1244e-05 |  | 1.2948e-06 |  | 0 |  | 8.1503e-06 |  | 0.00064282 |  | 0 |  | 0.00022805 |  | 2.0027e-05 |  | 0.00020499 |  | 6.9266e-05 |  | 0.0065029 |  | 0.00064739 |  | 0 |  | 0.0023634
| 0.00031292 |  | 0 |  | 0 |  | -5.9651e-05 |  | 2.8486e-06 |  | 0 |  | 7.921e-06 |  | 0.00063574 |  | 0 |  | 0.00023188 |  | 1.9919e-05 |  | 0.00018189 |  | 6.8792e-05 |  | 0.0065033 |  | 0.00066468 |  | 0 |  | 0.0023485
| 0.00035899 |  | 0 |  | 0 |  | -4.0909e-05 |  | 2.3308e-06 |  | 0 |  | 7.5078e-06 |  | 0.00063897 |  | 0 |  | 0.00023827 |  | 2.0574e-05 |  | 0.00021055 |  | 6.8192e-05 |  | 0.0065391 |  | 0.00063249 |  | 0 |  | 0.002345
| 0.00027907 |  | 0 |  | 0 |  | 1.3702e-05 |  | 3.8849e-06 |  | 0 |  | 7.9681e-06 |  | 0.00063879 |  | 0 |  | 0.00022023 |  | 2.0648e-05 |  | 0.00026676 |  | 6.7569e-05 |  | 0.0066161 |  | 0.00051501 |  | 0 |  | 0.0023465
| 0.00027773 |  | 0 |  | 0 |  | 2.5742e-05 |  | 3.885e-06 |  | 0 |  | 8.0453e-06 |  | 0.00062581 |  | 0 |  | 0.00021316 |  | 2.0145e-05 |  | 0.00027397 |  | 6.6969e-05 |  | 0.0067248 |  | 0.00051673 |  | 0 |  | 0.0023528
| 0.000252 |  | 0 |  | 0 |  | -3.8897e-05 |  | 7.7705e-07 |  | 0 |  | 8.1224e-06 |  | 0.00061798 |  | 0 |  | 0.00017973 |  | 2.184e-05 |  | 0.00026078 |  | 6.6358e-05 |  | 0.0068499 |  | 0.00063885 |  | 0 |  | 0.0023536
| 0.00021408 |  | 0 |  | 0 |  | -6.9075e-05 |  | 1.2951e-06 |  | 0 |  | 8.1076e-06 |  | 0.00062218 |  | 0 |  | 0.00017536 |  | 1.9367e-05 |  | 0.00028142 |  | 6.5734e-05 |  | 0.0069796 |  | 0.00072331 |  | 0 |  | 0.0023563
| 0.0003198 |  | 0 |  | 0 |  | 2.173e-05 |  | 2.8494e-06 |  | 0 |  | 8.1849e-06 |  | 0.00063097 |  | 0 |  | 0.00021145 |  | 1.6789e-05 |  | 0.00025645 |  | 6.5135e-05 |  | 0.0071011 |  | 0.00064658 |  | 0 |  | 0.0023502
| 0.00034286 |  | 0 |  | 0 |  | 5.0205e-05 |  | 2.3315e-06 |  | 0 |  | 7.8022e-06 |  | 0.00062881 |  | 0 |  | 0.00023808 |  | 1.9795e-05 |  | 0.00018406 |  | 6.4523e-05 |  | 0.0071952 |  | 0.0005521 |  | 0 |  | 0.0023452
| 0.00034016 |  | 0 |  | 0 |  | 2.3196e-05 |  | 0 |  | 0 |  | 8.1553e-06 |  | 0.00061963 |  | 0 |  | 0.0002385 |  | 2.2339e-05 |  | 0.00018659 |  | 6.39e-05 |  | 0.0072448 |  | 0.00058549 |  | 0 |  | 0.0023331
| 0.00034696 |  | 0 |  | 0 |  | 1.9207e-05 |  | 5.1816e-07 |  | 0 |  | 8.0486e-06 |  | 0.00060971 |  | 0 |  | 0.0002108 |  | 2.3871e-05 |  | 0.00024803 |  | 6.33e-05 |  | 0.0072429 |  | 0.0007035 |  | 0 |  | 0.0023195
| 0.00037003 |  | 0 |  | 0 |  | -6.5018e-06 |  | 1.2955e-06 |  | 0 |  | 7.6352e-06 |  | 0.00060616 |  | 0 |  | 0.00017392 |  | 2.4516e-05 |  | 0.00030074 |  | 6.2983e-05 |  | 0.0071915 |  | 0.00067493 |  | 0 |  | 0.0023045
| 0.00041748 |  | 0 |  | 0 |  | 3.4971e-05 |  | 7.7731e-07 |  | 0 |  | 7.8964e-06 |  | 0.00061377 |  | 0 |  | 0.00015851 |  | 2.1335e-05 |  | 0.00026683 |  | 6.2823e-05 |  | 0.0070753 |  | 0.000576 |  | 0 |  | 0.0022919
| 0.000427 |  | 0 |  | 0 |  | 1.1201e-05 |  | 0 |  | 0 |  | 9.2156e-06 |  | 0.00062972 |  | 0 |  | 0.00018437 |  | 2.0596e-05 |  | 0.00025705 |  | 6.2077e-05 |  | 0.0069224 |  | 0.00054099 |  | 0 |  | 0.0022828
| 0.00039178 |  | 0 |  | 0 |  | -5.924e-05 |  | 5.1826e-07 |  | 0 |  | 7.9588e-06 |  | 0.00064289 |  | 0 |  | 0.00022081 |  | 2.0828e-05 |  | 0.00026015 |  | 6.176e-05 |  | 0.0067442 |  | 0.0005733 |  | 0 |  | 0.0022806
| 0.00036469 |  | 0 |  | 0 |  | -6.9244e-05 |  | 1.2957e-06 |  | 0 |  | 9.5236e-06 |  | 0.00064916 |  | 0 |  | 0.00024122 |  | 2.0902e-05 |  | 0.00023994 |  | 6.1597e-05 |  | 0.0065619 |  | 0.0006863 |  | 0 |  | 0.0022899
| 0.0001817 |  | 0 |  | 0 |  | -1.7937e-05 |  | 1.2958e-06 |  | 0 |  | 7.8065e-06 |  | 0.00065008 |  | 0 |  | 0.00022356 |  | 2.0707e-05 |  | 0.00025248 |  | 6.1159e-05 |  | 0.0064048 |  | 0.00066611 |  | 0 |  | 0.0023116
| 0.00010442 |  | 0 |  | 0 |  | 3.8747e-06 |  | 2.8508e-06 |  | 0 |  | 8.3132e-06 |  | 0.00065315 |  | 0 |  | 0.00022291 |  | 2.0424e-05 |  | 0.00022969 |  | 6.0984e-05 |  | 0.0062982 |  | 0.00063509 |  | 0 |  | 0.0023498
| 0.0002644 |  | 0 |  | 0 |  | -9.5442e-06 |  | 2.3326e-06 |  | 0 |  | 9.0501e-06 |  | 0.00065689 |  | 0 |  | 0.00023231 |  | 2.1928e-05 |  | 0.00021652 |  | 6.0537e-05 |  | 0.0062516 |  | 0.00062601 |  | 0 |  | 0.0023965
| 0.00030646 |  | 0 |  | 0 |  | -1.8124e-05 |  | 3.8879e-06 |  | 0 |  | 7.9155e-06 |  | 0.00066429 |  | 0 |  | 0.00020944 |  | 2.0478e-05 |  | 0.00022918 |  | 6.0678e-05 |  | 0.0062627 |  | 0.00057026 |  | 0 |  | 0.0024586
| 0.00032817 |  | 0 |  | 0 |  | 2.6767e-05 |  | 4.4064e-06 |  | 0 |  | 9.0053e-06 |  | 0.0006684 |  | 0 |  | 0.0002141 |  | 3.203e-05 |  | 0.0002704 |  | 6.0548e-05 |  | 0.0063261 |  | 0.0005567 |  | 0 |  | 0.0025226
| 0.0003187 |  | 0 |  | 0 |  | 9.8628e-05 |  | 5.1843e-07 |  | 0 |  | 8.4075e-06 |  | 0.00066186 |  | 0 |  | 0.00020987 |  | 2.3086e-05 |  | 0.00032836 |  | 6.0371e-05 |  | 0.0064151 |  | 0.00057851 |  | 0 |  | 0.0025814
| 0.00026176 |  | 0 |  | 0 |  | -4.1582e-06 |  | 2.0738e-06 |  | 0 |  | 8.7457e-06 |  | 0.00064876 |  | 0 |  | 0.00022957 |  | 2.2541e-05 |  | 0.00029002 |  | 6.0054e-05 |  | 0.0065084 |  | 0.00061028 |  | 0 |  | 0.0026394
| 0.00017632 |  | 0 |  | 0 |  | 4.5497e-06 |  | 4.4071e-06 |  | 0 |  | 8.378e-06 |  | 0.00063737 |  | 0 |  | 0.00025193 |  | 2.5828e-05 |  | 0.00026977 |  | 6.0065e-05 |  | 0.0065875 |  | 0.00063698 |  | 0 |  | 0.0026796
| 0.00020074 |  | 0 |  | 0 |  | 4.4486e-05 |  | 2.3333e-06 |  | 0 |  | 8.087e-06 |  | 0.00063974 |  | 0 |  | 0.00020106 |  | 2.5856e-05 |  | 0.00030195 |  | 5.9936e-05 |  | 0.0066346 |  | 0.00069155 |  | 0 |  | 0.002701
| 0.00014919 |  | 0 |  | 0 |  | 5.6017e-06 |  | 0 |  | 0 |  | 8.4252e-06 |  | 0.00063923 |  | 0 |  | 0.00019134 |  | 2.5921e-05 |  | 0.00030315 |  | 6.0065e-05 |  | 0.006641 |  | 0.00077479 |  | 0 |  | 0.0027036
| 0.00012208 |  | 0 |  | 0 |  | 7.3826e-05 |  | 2.0742e-06 |  | 0 |  | 8.5639e-06 |  | 0.0006342 |  | 0 |  | 0.00021223 |  | 2.4624e-05 |  | 0.00024147 |  | 6.0054e-05 |  | 0.0066167 |  | 0.0008804 |  | 0 |  | 0.002686
| 0.00025234 |  | 0 |  | 0 |  | 7.2013e-05 |  | 2.8522e-06 |  | 0 |  | 8.6566e-06 |  | 0.00062967 |  | 0 |  | 0.00022567 |  | 2.1589e-05 |  | 0.00018651 |  | 6.0065e-05 |  | 0.0065644 |  | 0.00081685 |  | 0 |  | 0.0026517
| 0.00035681 |  | 0 |  | 0 |  | 7.8935e-05 |  | 1.2965e-06 |  | 0 |  | 8.9488e-06 |  | 0.00063192 |  | 0 |  | 0.00022479 |  | 2.3815e-05 |  | 0.0002143 |  | 6.0065e-05 |  | 0.0065017 |  | 0.00070346 |  | 0 |  | 0.0026082
| 0.00038669 |  | 0 |  | 0 |  | 6.1468e-05 |  | 1.2966e-06 |  | 0 |  | 9.2872e-06 |  | 0.0006385 |  | 0 |  | 0.00017058 |  | 2.3728e-05 |  | 0.00021309 |  | 6.0065e-05 |  | 0.0064314 |  | 0.00063456 |  | 0 |  | 0.0025509
| 0.00039213 |  | 0 |  | 0 |  | -1.5778e-05 |  | 7.7798e-07 |  | 0 |  | 8.7811e-06 |  | 0.00064383 |  | 0 |  | 0.00013661 |  | 2.1792e-05 |  | 0.00025271 |  | 6.0194e-05 |  | 0.0063612 |  | 0.00056773 |  | 0 |  | 0.0025002
| 0.00043287 |  | 0 |  | 0 |  | -1.8861e-05 |  | 7.7802e-07 |  | 0 |  | 8.7664e-06 |  | 0.00064533 |  | 0 |  | 0.00011713 |  | 2.3674e-05 |  | 0.00034719 |  | 6.0065e-05 |  | 0.0062975 |  | 0.00065175 |  | 0 |  | 0.002447
| 0.0005021 |  | 0 |  | 0 |  | 2.693e-06 |  | 7.7806e-07 |  | 0 |  | 8.8438e-06 |  | 0.00063807 |  | 0 |  | 0.00010611 |  | 2.4951e-05 |  | 0.00036459 |  | 6.0065e-05 |  | 0.0062226 |  | 0.00070407 |  | 0 |  | 0.002408
| 0.00039761 |  | 0 |  | 0 |  | -2.7614e-05 |  | 0 |  | 0 |  | 8.8136e-06 |  | 0.00063577 |  | 0 |  | 0.00014854 |  | 2.4214e-05 |  | 0.00025983 |  | 6.0361e-05 |  | 0.00615 |  | 0.00073355 |  | 0 |  | 0.0023737
| 0.00026193 |  | 0 |  | 0 |  | 4.9305e-06 |  | 0 |  | 0 |  | 9.7203e-06 |  | 0.00063525 |  | 0 |  | 0.00020075 |  | 2.3384e-05 |  | 0.00021986 |  | 6.0808e-05 |  | 0.0060737 |  | 0.00065284 |  | 0 |  | 0.002359
| 0.00032711 |  | 0 |  | 0 |  | 4.6683e-05 |  | 7.7817e-07 |  | 0 |  | 8.1699e-06 |  | 0.00063826 |  | 0 |  | 0.00021534 |  | 2.7129e-05 |  | 0.00024062 |  | 6.0678e-05 |  | 0.0059934 |  | 0.00058608 |  | 0 |  | 0.0023546
| 0.00029591 |  | 0 |  | 0 |  | -4.3918e-06 |  | 4.4098e-06 |  | 0 |  | 8.7079e-06 |  | 0.00063618 |  | 0 |  | 0.00022903 |  | 2.9662e-05 |  | 0.00024024 |  | 6.0678e-05 |  | 0.0059182 |  | 0.00079166 |  | 0 |  | 0.0023632
| 0.0003 |  | 0 |  | 0 |  | -2.7526e-05 |  | 4.41e-06 |  | 0 |  | 8.1096e-06 |  | 0.00062923 |  | 0 |  | 0.00023974 |  | 2.9181e-05 |  | 0.0002513 |  | 6.1115e-05 |  | 0.0058433 |  | 0.00082761 |  | 0 |  | 0.002384
| 0.00032988 |  | 0 |  | 0 |  | -5.1861e-05 |  | 1.2971e-06 |  | 0 |  | 8.3098e-06 |  | 0.00062995 |  | 0 |  | 0.00021752 |  | 2.8144e-05 |  | 0.00033662 |  | 6.1291e-05 |  | 0.0057727 |  | 0.0006697 |  | 0 |  | 0.0024151
| 0.00032583 |  | 0 |  | 0 |  | -1.5525e-06 |  | 1.2972e-06 |  | 0 |  | 8.9862e-06 |  | 0.00063151 |  | 0 |  | 0.00018139 |  | 2.7851e-05 |  | 0.00037895 |  | 6.1729e-05 |  | 0.0056966 |  | 0.00066035 |  | 0 |  | 0.0024532
| 0.0003272 |  | 0 |  | 0 |  | 2.5067e-05 |  | 1.2973e-06 |  | 0 |  | 7.8347e-06 |  | 0.00063639 |  | 0 |  | 0.00020968 |  | 2.7071e-05 |  | 0.00029641 |  | 6.1904e-05 |  | 0.0056181 |  | 0.00063498 |  | 0 |  | 0.0024998
| 0.00024167 |  | 0 |  | 0 |  | -1.9375e-06 |  | 5.1893e-07 |  | 0 |  | 8.1579e-06 |  | 0.00063559 |  | 0 |  | 0.00024893 |  | 2.4623e-05 |  | 0.00021218 |  | 6.2036e-05 |  | 0.0055338 |  | 0.00066585 |  | 0 |  | 0.0025402
| 0.00024304 |  | 0 |  | 0 |  | 1.7863e-05 |  | 5.1895e-07 |  | 0 |  | 8.1431e-06 |  | 0.00063523 |  | 0 |  | 0.00022971 |  | 2.5421e-05 |  | 0.00018538 |  | 6.2344e-05 |  | 0.0054583 |  | 0.00067343 |  | 0 |  | 0.00258
| 0.00029467 |  | 0 |  | 0 |  | -5.2389e-05 |  | 1.2974e-06 |  | 0 |  | 8.5124e-06 |  | 0.00063649 |  | 0 |  | 0.00020377 |  | 2.8503e-05 |  | 0.00026937 |  | 6.2651e-05 |  | 0.0054012 |  | 0.00068237 |  | 0 |  | 0.0026163
| 0.0003938 |  | 0 |  | 0 |  | -6.221e-05 |  | 1.2975e-06 |  | 0 |  | 9.0201e-06 |  | 0.00063358 |  | 0 |  | 0.00020307 |  | 3.0304e-05 |  | 0.00025019 |  | 6.2823e-05 |  | 0.0053844 |  | 0.00066314 |  | 0 |  | 0.0026371
| 0.00036394 |  | 0 |  | 0 |  | 1.7532e-05 |  | 2.8546e-06 |  | 0 |  | 8.0371e-06 |  | 0.00063594 |  | 0 |  | 0.0002207 |  | 3.1314e-05 |  | 0.00026927 |  | 6.3265e-05 |  | 0.0054154 |  | 0.00065959 |  | 0 |  | 0.0026542
| 0.00023903 |  | 0 |  | 0 |  | 1.7139e-06 |  | 2.8548e-06 |  | 0 |  | 8.883e-06 |  | 0.000639 |  | 0 |  | 0.00020524 |  | 3.131e-05 |  | 0.00028971 |  | 6.3572e-05 |  | 0.0055044 |  | 0.00080168 |  | 0 |  | 0.0026584
| 0.00024855 |  | 0 |  | 0 |  | 5.0752e-05 |  | 2.8549e-06 |  | 0 |  | 8.6684e-06 |  | 0.00063572 |  | 0 |  | 0.00018887 |  | 2.9684e-05 |  | 0.0002856 |  | 6.4186e-05 |  | 0.0056432 |  | 0.00082522 |  | 0 |  | 0.0026547
| 0.00025672 |  | 0 |  | 0 |  | 5.5981e-05 |  | 2.336e-06 |  | 0 |  | 8.3769e-06 |  | 0.00062247 |  | 0 |  | 0.00019805 |  | 3.0568e-05 |  | 0.00027936 |  | 6.4493e-05 |  | 0.0058129 |  | 0.00077952 |  | 0 |  | 0.0026418
| 0.00031787 |  | 0 |  | 0 |  | -3.3447e-06 |  | 7.7869e-07 |  | 0 |  | 9.8532e-06 |  | 0.00061235 |  | 0 |  | 0.00020106 |  | 3.1501e-05 |  | 0.00025638 |  | 6.48e-05 |  | 0.0060087 |  | 0.00077729 |  | 0 |  | 0.0026314
| 0.00039124 |  | 0 |  | 0 |  | 9.3534e-05 |  | 1.2979e-06 |  | 0 |  | 7.7939e-06 |  | 0.00061623 |  | 0 |  | 0.00021172 |  | 3.2309e-05 |  | 0.0002599 |  | 6.5108e-05 |  | 0.0061966 |  | 0.00077013 |  | 0 |  | 0.0026156
| 0.00039398 |  | 0 |  | 0 |  | 7.2857e-05 |  | 2.8555e-06 |  | 0 |  | 9.3779e-06 |  | 0.00062439 |  | 0 |  | 0.00021992 |  | 3.334e-05 |  | 0.00018319 |  | 6.5415e-05 |  | 0.0063644 |  | 0.00074365 |  | 0 |  | 0.0026004
| 0.00038721 |  | 0 |  | 0 |  | -1.2193e-05 |  | 2.3364e-06 |  | 0 |  | 8.1332e-06 |  | 0.00062664 |  | 0 |  | 0.00020685 |  | 3.2198e-05 |  | 0.00013616 |  | 6.617e-05 |  | 0.0064998 |  | 0.00077258 |  | 0 |  | 0.002576
| 0.00035733 |  | 0 |  | 0 |  | -6.5985e-05 |  | 2.3365e-06 |  | 0 |  | 7.98e-06 |  | 0.00063001 |  | 0 |  | 0.0002074 |  | 3.147e-05 |  | 0.00015983 |  | 6.6336e-05 |  | 0.0065847 |  | 0.00079497 |  | 0 |  | 0.0025507
| 0.00035871 |  | 0 |  | 0 |  | -4.845e-05 |  | 2.3366e-06 |  | 0 |  | 1.0256e-05 |  | 0.00063537 |  | 0 |  | 0.00022745 |  | 3.2453e-05 |  | 0.0001865 |  | 6.6643e-05 |  | 0.0066166 |  | 0.00081594 |  | 0 |  | 0.0025193
| 0.00045659 |  | 0 |  | 0 |  | 5.2854e-06 |  | 2.3367e-06 |  | 0 |  | 8.7192e-06 |  | 0.00064558 |  | 0 |  | 0.00021527 |  | 3.2854e-05 |  | 0.00016681 |  | 6.7257e-05 |  | 0.0065884 |  | 0.00090402 |  | 0 |  | 0.0024854
| 0.00042672 |  | 0 |  | 0 |  | -2.2568e-05 |  | 2.3368e-06 |  | 0 |  | 9.0582e-06 |  | 0.00065077 |  | 0 |  | 0.00015842 |  | 3.1066e-05 |  | 0.00013663 |  | 6.8017e-05 |  | 0.0064985 |  | 0.00098617 |  | 0 |  | 0.0024359
| 0.00035199 |  | 0 |  | 0 |  | -2.8223e-05 |  | 7.7899e-07 |  | 0 |  | 8.2282e-06 |  | 0.00065416 |  | 0 |  | 0.00017386 |  | 3.2274e-05 |  | 0.00015777 |  | 6.8486e-05 |  | 0.0063576 |  | 0.0010026 |  | 0 |  | 0.0023868
| 0.00032891 |  | 0 |  | 0 |  | -2.3008e-05 |  | 7.7902e-07 |  | 0 |  | 8.2595e-06 |  | 0.00065142 |  | 0 |  | 0.00021291 |  | 3.3335e-05 |  | 0.00020347 |  | 6.8953e-05 |  | 0.0061826 |  | 0.00079867 |  | 0 |  | 0.0023271
| 0.00028406 |  | 0 |  | 0 |  | -1.1251e-05 |  | 2.3372e-06 |  | 0 |  | 9.4446e-06 |  | 0.00064341 |  | 0 |  | 0.00021796 |  | 3.4268e-05 |  | 0.00021369 |  | 6.91e-05 |  | 0.0059877 |  | 0.00062035 |  | 0 |  | 0.0022632
| 0.00023108 |  | 0 |  | 0 |  | 4.6425e-05 |  | 2.3373e-06 |  | 0 |  | 9.8144e-06 |  | 0.000643 |  | 0 |  | 0.00023114 |  | 3.4032e-05 |  | 0.00018522 |  | 6.9864e-05 |  | 0.005789 |  | 0.00064658 |  | 0 |  | 0.0021946
| 0.00020118 |  | 0 |  | 0 |  | 4.9872e-05 |  | 2.3374e-06 |  | 0 |  | 9.1382e-06 |  | 0.00064748 |  | 0 |  | 0.00023151 |  | 3.2884e-05 |  | 0.00022526 |  | 7.0328e-05 |  | 0.005607 |  | 0.00073754 |  | 0 |  | 0.0021333
| 0.00020935 |  | 0 |  | 0 |  | 2.3986e-05 |  | 2.3375e-06 |  | 0 |  | 8.9234e-06 |  | 0.00065826 |  | 0 |  | 0.0002387 |  | 3.3454e-05 |  | 0.00023379 |  | 7.1095e-05 |  | 0.0054572 |  | 0.00087814 |  | 0 |  | 0.0020748
| 0.00031542 |  | 0 |  | 0 |  | 1.6201e-05 |  | 2.3376e-06 |  | 0 |  | 8.5393e-06 |  | 0.00065714 |  | 0 |  | 0.00020634 |  | 3.295e-05 |  | 0.00022845 |  | 7.171e-05 |  | 0.0053444 |  | 0.00096132 |  | 0 |  | 0.0020245
| 0.00027329 |  | 0 |  | 0 |  | -2.5061e-05 |  | 2.3377e-06 |  | 0 |  | 9.0323e-06 |  | 0.00065017 |  | 0 |  | 0.00020305 |  | 3.2691e-05 |  | 0.00028708 |  | 7.2031e-05 |  | 0.005268 |  | 0.00089419 |  | 0 |  | 0.0019875
| 0.00021891 |  | 0 |  | 0 |  | -9.516e-06 |  | 7.7928e-07 |  | 0 |  | 8.9867e-06 |  | 0.00064251 |  | 0 |  | 0.00022374 |  | 3.3773e-05 |  | 0.00021711 |  | 7.2171e-05 |  | 0.005227 |  | 0.00087402 |  | 0 |  | 0.0019584
| 0.00030186 |  | 0 |  | 0 |  | 2.3468e-05 |  | 1.2989e-06 |  | 0 |  | 8.264e-06 |  | 0.0006324 |  | 0 |  | 0.00020307 |  | 3.6657e-05 |  | 0.00016882 |  | 7.3001e-05 |  | 0.0052172 |  | 0.00097329 |  | 0 |  | 0.0019442
| 0.00025972 |  | 0 |  | 0 |  | 2.3362e-05 |  | 1.2989e-06 |  | 0 |  | 8.1877e-06 |  | 0.00062513 |  | 0 |  | 0.00017809 |  | 3.7012e-05 |  | 0.00017 |  | 7.3649e-05 |  | 0.0052278 |  | 0.00093462 |  | 0 |  | 0.0019454
| 0.00026925 |  | 0 |  | 0 |  | 1.4351e-05 |  | 7.7939e-07 |  | 0 |  | 8.2344e-06 |  | 0.00062346 |  | 0 |  | 0.00017215 |  | 3.4535e-05 |  | 0.00020717 |  | 7.4215e-05 |  | 0.0052492 |  | 0.00087439 |  | 0 |  | 0.0019539
| 0.00022302 |  | 0 |  | 0 |  | -1.1222e-05 |  | 0 |  | 0 |  | 8.5735e-06 |  | 0.00062868 |  | 0 |  | 0.00019482 |  | 3.4098e-05 |  | 0.00027247 |  | 7.4799e-05 |  | 0.0052823 |  | 0.00087433 |  | 0 |  | 0.0019781
| 0.00014144 |  | 0 |  | 0 |  | -1.5657e-05 |  | 0 |  | 0 |  | 8.1123e-06 |  | 0.00063695 |  | 0 |  | 0.00018233 |  | 3.7326e-05 |  | 0.00028711 |  | 7.5361e-05 |  | 0.0053222 |  | 0.00094956 |  | 0 |  | 0.0020072
| 0.0002734 |  | 0 |  | 0 |  | -3.392e-05 |  | 0 |  | 0 |  | 8.4823e-06 |  | 0.00063993 |  | 0 |  | 0.00019637 |  | 3.9237e-05 |  | 0.00031463 |  | 7.5939e-05 |  | 0.0053756 |  | 0.001085 |  | 0 |  | 0.0020487
| 0.00042982 |  | 0 |  | 0 |  | -5.764e-05 |  | 5.1969e-07 |  | 0 |  | 7.8055e-06 |  | 0.00063811 |  | 0 |  | 0.00019664 |  | 3.9812e-05 |  | 0.00023521 |  | 7.6521e-05 |  | 0.005454 |  | 0.001265 |  | 0 |  | 0.0020922
| 0.00031012 |  | 0 |  | 0 |  | -1.0696e-05 |  | 5.1972e-07 |  | 0 |  | 8.9607e-06 |  | 0.00062929 |  | 0 |  | 0.00015986 |  | 4.0114e-05 |  | 0.00013843 |  | 7.7286e-05 |  | 0.0055495 |  | 0.00134 |  | 0 |  | 0.0021391
| 0.00031966 |  | 0 |  | 0 |  | 3.7542e-05 |  | 5.1974e-07 |  | 0 |  | 8.6535e-06 |  | 0.00062014 |  | 0 |  | 0.00018658 |  | 4.0398e-05 |  | 0.00018333 |  | 7.7697e-05 |  | 0.0056762 |  | 0.001305 |  | 0 |  | 0.002187
| 0.00040404 |  | 0 |  | 0 |  | 3.093e-05 |  | 5.1977e-07 |  | 0 |  | 7.6685e-06 |  | 0.00062503 |  | 0 |  | 0.00022776 |  | 4.1005e-05 |  | 0.00027059 |  | 7.8284e-05 |  | 0.0058243 |  | 0.001285 |  | 0 |  | 0.0022346
| 0.00048024 |  | 0 |  | 0 |  | -2.9419e-05 |  | 5.1979e-07 |  | 0 |  | 8.978e-06 |  | 0.00063728 |  | 0 |  | 0.00024808 |  | 3.9499e-05 |  | 0.00025841 |  | 7.9057e-05 |  | 0.0059809 |  | 0.001245 |  | 0 |  | 0.0022808
| 0.00055919 |  | 0 |  | 0 |  | -7.6922e-05 |  | 1.2995e-06 |  | 0 |  | 8.0391e-06 |  | 0.00064724 |  | 0 |  | 0.00021002 |  | 3.9739e-05 |  | 0.00025999 |  | 7.9465e-05 |  | 0.0061392 |  | 0.001165 |  | 0 |  | 0.0023259
| 0.00027897 |  | 0 |  | 0 |  | -5.5604e-05 |  | 1.2996e-06 |  | 0 |  | 8.5018e-06 |  | 0.00064289 |  | 0 |  | 0.00015456 |  | 4.1391e-05 |  | 0.00027206 |  | 8.005e-05 |  | 0.006282 |  | 0.001165 |  | 0 |  | 0.0023689
| 0.00012111 |  | 0 |  | 0 |  | 2.5483e-05 |  | 5.1987e-07 |  | 0 |  | 8.8411e-06 |  | 0.00063891 |  | 0 |  | 0.00014318 |  | 4.2206e-05 |  | 0.00018446 |  | 8.0824e-05 |  | 0.0064071 |  | 0.00125 |  | 0 |  | 0.002414
| 0.00023677 |  | 0 |  | 0 |  | 1.9646e-05 |  | 5.1989e-07 |  | 0 |  | 8.3334e-06 |  | 0.00064691 |  | 0 |  | 0.00016536 |  | 4.3216e-05 |  | 0.00015114 |  | 8.1223e-05 |  | 0.0065078 |  | 0.00122 |  | 0 |  | 0.0024517
| 0.00045592 |  | 0 |  | 0 |  | 2.2084e-05 |  | 2.8595e-06 |  | 0 |  | 7.4868e-06 |  | 0.00065161 |  | 0 |  | 0.0002081 |  | 4.3627e-05 |  | 0.0001862 |  | 8.1979e-05 |  | 0.0065778 |  | 0.001305 |  | 0 |  | 0.0024934
| 0.00055393 |  | 0 |  | 0 |  | 0.00012705 |  | 2.3397e-06 |  | 0 |  | 8.1035e-06 |  | 0.00064683 |  | 0 |  | 0.00022117 |  | 4.3259e-05 |  | 0.00023248 |  | 8.2575e-05 |  | 0.0066349 |  | 0.00151 |  | 0 |  | 0.0025274
| 0.00037836 |  | 0 |  | 0 |  | 8.0211e-05 |  | 2.3398e-06 |  | 0 |  | 7.7959e-06 |  | 0.00063584 |  | 0 |  | 0.00022478 |  | 4.2998e-05 |  | 0.00024587 |  | 8.2957e-05 |  | 0.0066657 |  | 0.001525 |  | 0 |  | 0.0025642
| 0.00032394 |  | 0 |  | 0 |  | -1.9744e-05 |  | 2.3399e-06 |  | 0 |  | 9.1523e-06 |  | 0.00063007 |  | 0 |  | 0.00022756 |  | 4.3556e-05 |  | 0.00021768 |  | 8.3702e-05 |  | 0.006678 |  | 0.0015 |  | 0 |  | 0.002596
| 0.00037297 |  | 0 |  | 0 |  | 1.3249e-05 |  | 0 |  | 0 |  | 9.2608e-06 |  | 0.00063195 |  | 0 |  | 0.00020921 |  | 4.4586e-05 |  | 0.00019033 |  | 8.4282e-05 |  | 0.0066747 |  | 0.00154 |  | 0 |  | 0.0026246
| 0.00038388 |  | 0 |  | 0 |  | 9.8856e-06 |  | 0 |  | 0 |  | 7.3197e-06 |  | 0.00063793 |  | 0 |  | 0.00019099 |  | 4.2704e-05 |  | 0.00026261 |  | 8.4824e-05 |  | 0.0066455 |  | 0.001545 |  | 0 |  | 0.00265
| 0.00036484 |  | 0 |  | 0 |  | -1.3872e-05 |  | 7.8009e-07 |  | 0 |  | 7.7209e-06 |  | 0.00064326 |  | 0 |  | 0.00016648 |  | 4.2337e-05 |  | 0.00028133 |  | 8.5188e-05 |  | 0.0065897 |  | 0.00157 |  | 0 |  | 0.0026693
| 0.00030088 |  | 0 |  | 0 |  | -3.8964e-06 |  | 7.8013e-07 |  | 0 |  | 8.2763e-06 |  | 0.00064392 |  | 0 |  | 0.00017414 |  | 4.5267e-05 |  | 0.00021533 |  | 8.5923e-05 |  | 0.0064946 |  | 0.00162 |  | 0 |  | 0.0026827
| 0.00031179 |  | 0 |  | 0 |  | -1.6235e-05 |  | 7.8017e-07 |  | 0 |  | 8.9087e-06 |  | 0.00063833 |  | 0 |  | 0.00016827 |  | 4.6002e-05 |  | 0.00022194 |  | 8.6438e-05 |  | 0.0063495 |  | 0.001725 |  | 0 |  | 0.0026887
| 0.00033223 |  | 0 |  | 0 |  | -1.5766e-05 |  | 1.3003e-06 |  | 0 |  | 8.5703e-06 |  | 0.00063566 |  | 0 |  | 0.00013956 |  | 4.31e-05 |  | 0.00019289 |  | 8.6974e-05 |  | 0.006156 |  | 0.00185 |  | 0 |  | 0.0026865
| 0.00027914 |  | 0 |  | 0 |  | 5.2125e-05 |  | 1.3004e-06 |  | 0 |  | 9.1412e-06 |  | 0.00063179 |  | 0 |  | 0.000151 |  | 4.3785e-05 |  | 0.000209 |  | 8.7468e-05 |  | 0.005927 |  | 0.002 |  | 0 |  | 0.0026745
| 0.00020971 |  | 0 |  | 0 |  | -4.8556e-05 |  | 7.8028e-07 |  | 0 |  | 7.3998e-06 |  | 0.00062927 |  | 0 |  | 0.00016018 |  | 5.0887e-05 |  | 0.00028092 |  | 8.8171e-05 |  | 0.0056817 |  | 0.00203 |  | 0 |  | 0.0026584
| 0.000365 |  | 0 |  | 0 |  | -0.00011389 |  | 2.3409e-06 |  | 0 |  | 8.7878e-06 |  | 0.00063019 |  | 0 |  | 0.00016406 |  | 4.9952e-05 |  | 0.00027534 |  | 8.8456e-05 |  | 0.0054497 |  | 0.00194 |  | 0 |  | 0.0026298
| 0.00040042 |  | 0 |  | 0 |  | -1.9413e-05 |  | 2.3411e-06 |  | 0 |  | 7.9095e-06 |  | 0.00063224 |  | 0 |  | 0.00017919 |  | 4.6342e-05 |  | 0.00021869 |  | 8.8943e-05 |  | 0.0052676 |  | 0.002055 |  | 0 |  | 0.0026021
| 0.00033097 |  | 0 |  | 0 |  | -6.7249e-05 |  | 2.3412e-06 |  | 0 |  | 9.0357e-06 |  | 0.00063397 |  | 0 |  | 0.00016623 |  | 4.9598e-05 |  | 0.00018085 |  | 8.9385e-05 |  | 0.005164 |  | 0.00215 |  | 0 |  | 0.0025693
| 0.00038274 |  | 0 |  | 0 |  | -0.00011514 |  | 2.3413e-06 |  | 0 |  | 9.7148e-06 |  | 0.00063119 |  | 0 |  | 0.0001693 |  | 4.8322e-05 |  | 0.00021792 |  | 9.0039e-05 |  | 0.0051467 |  | 0.00206 |  | 0 |  | 0.0025339
| 0.00037187 |  | 0 |  | 0 |  | -1.1855e-05 |  | 2.3414e-06 |  | 0 |  | 7.6644e-06 |  | 0.0006307 |  | 0 |  | 0.00020956 |  | 4.5394e-05 |  | 0.00026843 |  | 9.0262e-05 |  | 0.0052058 |  | 0.0021 |  | 0 |  | 0.0025057
| 0.00043999 |  | 0 |  | 0 |  | 2.8324e-05 |  | 2.3415e-06 |  | 0 |  | 8.3589e-06 |  | 0.00062953 |  | 0 |  | 0.0002319 |  | 4.5818e-05 |  | 0.00023471 |  | 9.069e-05 |  | 0.0053238 |  | 0.002205 |  | 0 |  | 0.002479
| 0.00042775 |  | 0 |  | 0 |  | -4.627e-05 |  | 2.3416e-06 |  | 0 |  | 8.2207e-06 |  | 0.00063147 |  | 0 |  | 0.00021115 |  | 4.3417e-05 |  | 0.0001546 |  | 9.1266e-05 |  | 0.0054673 |  | 0.002265 |  | 0 |  | 0.0024591
| 0.00032834 |  | 0 |  | 0 |  | -9.4787e-05 |  | 2.3417e-06 |  | 0 |  | 8.6531e-06 |  | 0.00063543 |  | 0 |  | 0.00014306 |  | 4.0467e-05 |  | 0.00012006 |  | 9.147e-05 |  | 0.005616 |  | 0.002395 |  | 0 |  | 0.0024462
| 0.00040466 |  | 0 |  | 0 |  | -4.8746e-05 |  | 7.8061e-07 |  | 0 |  | 8.4994e-06 |  | 0.00063758 |  | 0 |  | 0.00013277 |  | 4.1928e-05 |  | 0.00017556 |  | 9.2014e-05 |  | 0.0057483 |  | 0.00254 |  | 0 |  | 0.0024435
| 0.00049733 |  | 0 |  | 0 |  | -5.5861e-06 |  | 7.8064e-07 |  | 0 |  | 7.2041e-06 |  | 0.00063069 |  | 0 |  | 0.0001695 |  | 4.1985e-05 |  | 0.00026989 |  | 9.2181e-05 |  | 0.0058652 |  | 0.00248 |  | 0 |  | 0.0024517
| 0.0004224 |  | 0 |  | 0 |  | -4.9199e-05 |  | 0 |  | 0 |  | 7.7138e-06 |  | 0.00062701 |  | 0 |  | 0.00014058 |  | 4.2538e-05 |  | 0.00027013 |  | 9.2707e-05 |  | 0.0059645 |  | 0.002425 |  | 0 |  | 0.0024711
| 0.0003543 |  | 0 |  | 0 |  | 4.0178e-05 |  | 5.2048e-07 |  | 0 |  | 8.2234e-06 |  | 0.00062839 |  | 0 |  | 0.00010528 |  | 4.3523e-05 |  | 0.00025415 |  | 9.3005e-05 |  | 0.0060594 |  | 0.002715 |  | 0 |  | 0.0024925
| 0.00031752 |  | 0 |  | 0 |  | 7.1953e-05 |  | 1.3013e-06 |  | 0 |  | 7.3136e-06 |  | 0.00063105 |  | 0 |  | 0.00013185 |  | 4.2359e-05 |  | 0.00023488 |  | 9.3317e-05 |  | 0.006149 |  | 0.00296 |  | 0 |  | 0.0025229
| 0.00037341 |  | 0 |  | 0 |  | 6.1373e-05 |  | 1.3013e-06 |  | 0 |  | 7.8696e-06 |  | 0.00062783 |  | 0 |  | 0.00019025 |  | 4.0708e-05 |  | 0.00023012 |  | 9.3374e-05 |  | 0.0062396 |  | 0.00297 |  | 0 |  | 0.0025472
| 0.0003707 |  | 0 |  | 0 |  | 5.7309e-05 |  | 2.863e-06 |  | 0 |  | 7.4534e-06 |  | 0.00062204 |  | 0 |  | 0.00022371 |  | 4.0571e-05 |  | 0.00023721 |  | 9.3844e-05 |  | 0.0063194 |  | 0.002835 |  | 0 |  | 0.0025737
| 0.00037481 |  | 0 |  | 0 |  | 6.0918e-05 |  | 2.8632e-06 |  | 0 |  | 7.5003e-06 |  | 0.00062396 |  | 0 |  | 0.00023143 |  | 4.1656e-05 |  | 0.00022417 |  | 9.4082e-05 |  | 0.0063847 |  | 0.002785 |  | 0 |  | 0.002585
| 0.00036938 |  | 0 |  | 0 |  | 0.0001279 |  | 2.8633e-06 |  | 0 |  | 7.6397e-06 |  | 0.00062358 |  | 0 |  | 0.00021854 |  | 3.9464e-05 |  | 0.00024423 |  | 9.4285e-05 |  | 0.006421 |  | 0.002905 |  | 0 |  | 0.0025939
| 0.00033669 |  | 0 |  | 0 |  | 8.4899e-05 |  | 2.8634e-06 |  | 0 |  | 7.3778e-06 |  | 0.0006199 |  | 0 |  | 0.00019691 |  | 3.8197e-05 |  | 0.00018957 |  | 9.4501e-05 |  | 0.0064126 |  | 0.00301 |  | 0 |  | 0.0025889
| 0.00024127 |  | 0 |  | 0 |  | -4.1977e-05 |  | 1.3016e-06 |  | 0 |  | 7.687e-06 |  | 0.00061305 |  | 0 |  | 0.00017647 |  | 3.684e-05 |  | 0.00018953 |  | 9.4682e-05 |  | 0.0063701 |  | 0.00324 |  | 0 |  | 0.0025762
| 0.00027536 |  | 0 |  | 0 |  | -5.1708e-05 |  | 7.8101e-07 |  | 0 |  | 7.9345e-06 |  | 0.00061197 |  | 0 |  | 0.00016145 |  | 3.6676e-05 |  | 0.00024894 |  | 9.4828e-05 |  | 0.0062806 |  | 0.003325 |  | 0 |  | 0.0025572
| 0.00046491 |  | 0 |  | 0 |  | 3.1932e-05 |  | 7.8105e-07 |  | 0 |  | 7.3484e-06 |  | 0.00061075 |  | 0 |  | 0.00016782 |  | 3.5378e-05 |  | 0.00021049 |  | 9.4988e-05 |  | 0.0061602 |  | 0.00334 |  | 0 |  | 0.0025376
| 0.00041859 |  | 0 |  | 0 |  | 6.5148e-05 |  | 2.864e-06 |  | 0 |  | 8.584e-06 |  | 0.00060841 |  | 0 |  | 0.00019478 |  | 3.4033e-05 |  | 0.00017788 |  | 9.5096e-05 |  | 0.0060284 |  | 0.00358 |  | 0 |  | 0.0025176
| 0.00040497 |  | 0 |  | 0 |  | 7.9186e-05 |  | 2.8641e-06 |  | 0 |  | 7.9824e-06 |  | 0.00061067 |  | 0 |  | 0.00021926 |  | 3.3944e-05 |  | 0.00024501 |  | 9.5426e-05 |  | 0.0059026 |  | 0.00375 |  | 0 |  | 0.002505
| 0.00042818 |  | 0 |  | 0 |  | 1.7683e-05 |  | 1.3019e-06 |  | 0 |  | 7.4888e-06 |  | 0.0006202 |  | 0 |  | 0.0002033 |  | 3.3676e-05 |  | 0.00028239 |  | 9.5316e-05 |  | 0.0057996 |  | 0.003805 |  | 0 |  | 0.0024893
| 0.00048548 |  | 0 |  | 0 |  | 2.8693e-05 |  | 2.8644e-06 |  | 0 |  | 8.2769e-06 |  | 0.00063232 |  | 0 |  | 0.00019263 |  | 3.2946e-05 |  | 0.00023135 |  | 9.5388e-05 |  | 0.0057388 |  | 0.003835 |  | 0 |  | 0.0024805
| 0.00041597 |  | 0 |  | 0 |  | 4.4211e-05 |  | 2.3437e-06 |  | 0 |  | 8.1693e-06 |  | 0.00063632 |  | 0 |  | 0.00019687 |  | 3.1374e-05 |  | 0.00017685 |  | 9.565e-05 |  | 0.0057205 |  | 0.003935 |  | 0 |  | 0.0024753
| 0.00026458 |  | 0 |  | 0 |  | 3.2971e-05 |  | 2.3438e-06 |  | 0 |  | 8.942e-06 |  | 0.00063119 |  | 0 |  | 0.00022688 |  | 3.2217e-05 |  | 0.00019692 |  | 9.5473e-05 |  | 0.0057433 |  | 0.004035 |  | 0 |  | 0.0024676
| 0.00031642 |  | 0 |  | 0 |  | 7.545e-05 |  | 2.8648e-06 |  | 0 |  | 8.3249e-06 |  | 0.0006259 |  | 0 |  | 0.00022781 |  | 3.4543e-05 |  | 0.00022475 |  | 9.572e-05 |  | 0.0058019 |  | 0.004095 |  | 0 |  | 0.0024539
| 0.00022776 |  | 0 |  | 0 |  | 4.3661e-05 |  | 5.2089e-07 |  | 0 |  | 7.7848e-06 |  | 0.00062027 |  | 0 |  | 0.00021743 |  | 3.4564e-05 |  | 0.00018279 |  | 9.5529e-05 |  | 0.0058694 |  | 0.00412 |  | 0 |  | 0.0024446
| 0.00025505 |  | 0 |  | 0 |  | -1.3133e-05 |  | 5.2092e-07 |  | 0 |  | 8.5113e-06 |  | 0.00061882 |  | 0 |  | 0.00022338 |  | 3.3991e-05 |  | 0.00016578 |  | 9.5731e-05 |  | 0.0059514 |  | 0.004175 |  | 0 |  | 0.0024289
| 0.00041743 |  | 0 |  | 0 |  | 1.1241e-05 |  | 5.2094e-07 |  | 0 |  | 9.1761e-06 |  | 0.00061902 |  | 0 |  | 0.00017739 |  | 3.4544e-05 |  | 0.00024207 |  | 9.5497e-05 |  | 0.0060248 |  | 0.00427 |  | 0 |  | 0.002413
| 0.00037789 |  | 0 |  | 0 |  | -7.2461e-07 |  | 5.2097e-07 |  | 0 |  | 8.2498e-06 |  | 0.00062149 |  | 0 |  | 0.0001512 |  | 3.1921e-05 |  | 0.00023594 |  | 9.569e-05 |  | 0.0061051 |  | 0.00435 |  | 0 |  | 0.0023965
| 0.00034107 |  | 0 |  | 0 |  | -7.2396e-05 |  | 2.8654e-06 |  | 0 |  | 8.374e-06 |  | 0.00061623 |  | 0 |  | 0.00018376 |  | 2.9478e-05 |  | 0.00019231 |  | 9.5655e-05 |  | 0.0061755 |  | 0.004655 |  | 0 |  | 0.0023835
| 0.000337 |  | 0 |  | 0 |  | -4.3904e-05 |  | 2.8656e-06 |  | 0 |  | 7.7255e-06 |  | 0.00060513 |  | 0 |  | 0.0002021 |  | 3.0468e-05 |  | 0.00021526 |  | 9.5404e-05 |  | 0.0062521 |  | 0.0049 |  | 0 |  | 0.0023743
| 0.00026742 |  | 0 |  | 0 |  | 1.3122e-05 |  | 1.3026e-06 |  | 0 |  | 8.2514e-06 |  | 0.00059924 |  | 0 |  | 0.00019006 |  | 3.0606e-05 |  | 0.00020768 |  | 9.5532e-05 |  | 0.0063143 |  | 0.00487 |  | 0 |  | 0.0023696
| 0.0002074 |  | 0 |  | 0 |  | 8.2368e-05 |  | 7.8159e-07 |  | 0 |  | 8.391e-06 |  | 0.00059976 |  | 0 |  | 0.00018592 |  | 2.9567e-05 |  | 0.00019197 |  | 9.5486e-05 |  | 0.0063565 |  | 0.004955 |  | 0 |  | 0.0023744
| 0.00023471 |  | 0 |  | 0 |  | 0.00011498 |  | 0 |  | 0 |  | 7.7426e-06 |  | 0.00060806 |  | 0 |  | 0.00022811 |  | 2.8845e-05 |  | 0.00017328 |  | 9.5417e-05 |  | 0.0063673 |  | 0.005285 |  | 0 |  | 0.0023786
| 0.00034934 |  | 0 |  | 0 |  | 5.3612e-05 |  | 5.2111e-07 |  | 0 |  | 8.1758e-06 |  | 0.00061246 |  | 0 |  | 0.00023967 |  | 2.726e-05 |  | 0.00017388 |  | 9.5341e-05 |  | 0.0063258 |  | 0.005505 |  | 0 |  | 0.0023923
| 0.00038485 |  | 0 |  | 0 |  | 4.9393e-06 |  | 4.4297e-06 |  | 0 |  | 6.9244e-06 |  | 0.00061153 |  | 0 |  | 0.00017389 |  | 2.8145e-05 |  | 0.00017545 |  | 9.5261e-05 |  | 0.0062313 |  | 0.00562 |  | 0 |  | 0.0024144
| 0.00042991 |  | 0 |  | 0 |  | -2.0203e-05 |  | 3.9087e-06 |  | 0 |  | 8.0687e-06 |  | 0.00060506 |  | 0 |  | 0.00017867 |  | 3.0567e-05 |  | 0.00017789 |  | 9.5176e-05 |  | 0.0060681 |  | 0.005865 |  | 0 |  | 0.0024391
| 0.0004586 |  | 0 |  | 0 |  | -5.3984e-05 |  | 7.8178e-07 |  | 0 |  | 6.9562e-06 |  | 0.00059872 |  | 0 |  | 0.00023773 |  | 3.0656e-05 |  | 0.00022407 |  | 9.5073e-05 |  | 0.005858 |  | 0.006135 |  | 0 |  | 0.0024666
| 0.0003781 |  | 0 |  | 0 |  | -3.8615e-05 |  | 1.303e-06 |  | 0 |  | 8.0852e-06 |  | 0.0005996 |  | 0 |  | 0.00024151 |  | 2.9609e-05 |  | 0.00025805 |  | 9.5002e-05 |  | 0.0056231 |  | 0.006555 |  | 0 |  | 0.0025025
| 0.00024159 |  | 0 |  | 0 |  | -1.1294e-05 |  | 5.2123e-07 |  | 0 |  | 7.5291e-06 |  | 0.0006 |  | 0 |  | 0.00022293 |  | 2.8464e-05 |  | 0.0001981 |  | 9.512e-05 |  | 0.0053789 |  | 0.00687 |  | 0 |  | 0.0025349
| 0.00027846 |  | 0 |  | 0 |  | -3.5903e-05 |  | 5.2126e-07 |  | 0 |  | 7.3441e-06 |  | 0.00059759 |  | 0 |  | 0.0002306 |  | 2.9409e-05 |  | 0.00020814 |  | 9.4836e-05 |  | 0.0051588 |  | 0.006905 |  | 0 |  | 0.0025642
| 0.00039044 |  | 0 |  | 0 |  | -7.4242e-05 |  | 2.867e-06 |  | 0 |  | 7.2673e-06 |  | 0.00059473 |  | 0 |  | 0.00021785 |  | 2.9397e-05 |  | 0.0002519 |  | 9.4753e-05 |  | 0.0049915 |  | 0.007085 |  | 0 |  | 0.0025846
| 0.00030856 |  | 0 |  | 0 |  | -5.9132e-05 |  | 2.3459e-06 |  | 0 |  | 6.8193e-06 |  | 0.00059517 |  | 0 |  | 0.00019991 |  | 2.7657e-05 |  | 0.00024953 |  | 9.4878e-05 |  | 0.0048825 |  | 0.007325 |  | 0 |  | 0.0025928
| 0.00038915 |  | 0 |  | 0 |  | -1.3754e-05 |  | 0 |  | 0 |  | 8.5054e-06 |  | 0.00059883 |  | 0 |  | 0.00019554 |  | 2.825e-05 |  | 0.00022782 |  | 9.4607e-05 |  | 0.0048406 |  | 0.007585 |  | 0 |  | 0.0025886
| 0.00044651 |  | 0 |  | 0 |  | -3.5396e-05 |  | 0 |  | 0 |  | 7.4079e-06 |  | 0.00060514 |  | 0 |  | 0.00020406 |  | 2.8028e-05 |  | 0.00019088 |  | 9.454e-05 |  | 0.004859 |  | 0.00796 |  | 0 |  | 0.0025742
| 0.00030996 |  | 0 |  | 0 |  | -4.6041e-05 |  | 7.8207e-07 |  | 0 |  | 7.4857e-06 |  | 0.00061078 |  | 0 |  | 0.00022881 |  | 2.7962e-05 |  | 0.00020189 |  | 9.4685e-05 |  | 0.0049275 |  | 0.00826 |  | 0 |  | 0.0025439
| 0.00037142 |  | 0 |  | 0 |  | 9.5791e-06 |  | 1.3035e-06 |  | 0 |  | 7.0067e-06 |  | 0.00061246 |  | 0 |  | 0.000276 |  | 2.7736e-05 |  | 0.00022432 |  | 9.4438e-05 |  | 0.0050193 |  | 0.00826 |  | 0 |  | 0.0025137
| 0.00037417 |  | 0 |  | 0 |  | 2.0214e-05 |  | 5.2143e-07 |  | 0 |  | 7.131e-06 |  | 0.00061052 |  | 0 |  | 0.00024482 |  | 2.7131e-05 |  | 0.00023321 |  | 9.4603e-05 |  | 0.005124 |  | 0.008245 |  | 0 |  | 0.002487
| 0.00035508 |  | 0 |  | 0 |  | -1.248e-05 |  | 0 |  | 0 |  | 7.7657e-06 |  | 0.00060825 |  | 0 |  | 0.00013259 |  | 2.8056e-05 |  | 0.00020106 |  | 9.4582e-05 |  | 0.0052323 |  | 0.008645 |  | 0 |  | 0.0024633
| 0.00035237 |  | 0 |  | 0 |  | 3.1095e-05 |  | 7.8221e-07 |  | 0 |  | 7.6269e-06 |  | 0.00060894 |  | 0 |  | 0.00010422 |  | 2.8598e-05 |  | 0.00016416 |  | 9.4371e-05 |  | 0.005346 |  | 0.00897 |  | 0 |  | 0.0024448
| 0.00023083 |  | 0 |  | 0 |  | 3.5886e-05 |  | 1.3037e-06 |  | 0 |  | 7.7512e-06 |  | 0.00060605 |  | 0 |  | 0.0001431 |  | 2.7478e-05 |  | 0.00014939 |  | 9.4576e-05 |  | 0.0054556 |  | 0.00905 |  | 0 |  | 0.0024423
| 0.00021309 |  | 0 |  | 0 |  | -2.7431e-05 |  | 2.8684e-06 |  | 0 |  | 6.9007e-06 |  | 0.00059772 |  | 0 |  | 0.00021029 |  | 2.6084e-05 |  | 0.00020636 |  | 9.4598e-05 |  | 0.0055669 |  | 0.00932 |  | 0 |  | 0.0024443
| 0.00030188 |  | 0 |  | 0 |  | 4.9174e-05 |  | 2.8685e-06 |  | 0 |  | 7.5046e-06 |  | 0.00059337 |  | 0 |  | 0.00023476 |  | 2.4831e-05 |  | 0.00022439 |  | 9.4637e-05 |  | 0.0056835 |  | 0.009625 |  | 0 |  | 0.0024513
| 0.00030463 |  | 0 |  | 0 |  | 0.00010544 |  | 1.3039e-06 |  | 0 |  | 6.5612e-06 |  | 0.00059694 |  | 0 |  | 0.00019713 |  | 2.5087e-05 |  | 0.00021893 |  | 9.4694e-05 |  | 0.005789 |  | 0.00983 |  | 0 |  | 0.0024598
| 0.00030055 |  | 0 |  | 0 |  | 3.0261e-05 |  | 7.8239e-07 |  | 0 |  | 6.4223e-06 |  | 0.00060216 |  | 0 |  | 0.00017313 |  | 2.8398e-05 |  | 0.00023384 |  | 9.4769e-05 |  | 0.0058806 |  | 0.010195 |  | 0 |  | 0.002469
| 0.00043722 |  | 0 |  | 0 |  | -8.7843e-06 |  | 2.3473e-06 |  | 0 |  | 8.1716e-06 |  | 0.00060675 |  | 0 |  | 0.00017383 |  | 2.898e-05 |  | 0.00028522 |  | 9.4864e-05 |  | 0.0059493 |  | 0.0105 |  | 0 |  | 0.0024755
| 0.00043861 |  | 0 |  | 0 |  | -2.2537e-05 |  | 2.3474e-06 |  | 0 |  | 6.4696e-06 |  | 0.00060775 |  | 0 |  | 0.00015348 |  | 2.789e-05 |  | 0.00025949 |  | 9.498e-05 |  | 0.0059886 |  | 0.010605 |  | 0 |  | 0.002479
| 0.00036756 |  | 0 |  | 0 |  | -2.0863e-05 |  | 2.3475e-06 |  | 0 |  | 8.0798e-06 |  | 0.00060529 |  | 0 |  | 0.00017092 |  | 2.7551e-05 |  | 0.00020598 |  | 9.5118e-05 |  | 0.0060033 |  | 0.010785 |  | 0 |  | 0.0024827
| 0.00039218 |  | 0 |  | 0 |  | -2.0123e-06 |  | 2.8693e-06 |  | 0 |  | 6.2538e-06 |  | 0.00060213 |  | 0 |  | 0.00024176 |  | 2.5678e-05 |  | 0.00023367 |  | 9.5278e-05 |  | 0.0059875 |  | 0.01103 |  | 0 |  | 0.0024778
| 0.00037853 |  | 0 |  | 0 |  | -7.5458e-05 |  | 1.3043e-06 |  | 0 |  | 6.3006e-06 |  | 0.00060082 |  | 0 |  | 0.00029213 |  | 2.6829e-05 |  | 0.00027876 |  | 9.5462e-05 |  | 0.0059642 |  | 0.011385 |  | 0 |  | 0.0024785
| 0.00031296 |  | 0 |  | 0 |  | -6.3477e-05 |  | 7.8261e-07 |  | 0 |  | 7.3847e-06 |  | 0.00060162 |  | 0 |  | 0.00025678 |  | 3.1526e-05 |  | 0.0002708 |  | 9.5669e-05 |  | 0.0059308 |  | 0.011775 |  | 0 |  | 0.0024715
| 0.00037996 |  | 0 |  | 0 |  | -7.8035e-06 |  | 2.3479e-06 |  | 0 |  | 6.5027e-06 |  | 0.000598 |  | 0 |  | 0.0001962 |  | 3.1374e-05 |  | 0.00020991 |  | 9.6125e-05 |  | 0.005922 |  | 0.012095 |  | 0 |  | 0.0024692
| 0.00043055 |  | 0 |  | 0 |  | -5.133e-05 |  | 2.348e-06 |  | 0 |  | 8.2682e-06 |  | 0.00059085 |  | 0 |  | 0.00020847 |  | 2.8814e-05 |  | 0.00023983 |  | 9.6166e-05 |  | 0.0059264 |  | 0.0125 |  | 0 |  | 0.0024625
| 0.0004005 |  | 0 |  | 0 |  | -3.9843e-05 |  | 7.8272e-07 |  | 0 |  | 7.1694e-06 |  | 0.00059161 |  | 0 |  | 0.00023789 |  | 2.7101e-05 |  | 0.000289 |  | 9.6449e-05 |  | 0.005951 |  | 0.012985 |  | 0 |  | 0.0024532
| 0.00038822 |  | 0 |  | 0 |  | 5.212e-05 |  | 7.8275e-07 |  | 0 |  | 7.6654e-06 |  | 0.00059537 |  | 0 |  | 0.00025215 |  | 2.7178e-05 |  | 0.00027032 |  | 9.6968e-05 |  | 0.0059664 |  | 0.013395 |  | 0 |  | 0.0024393
| 0.00034038 |  | 0 |  | 0 |  | 6.7358e-05 |  | 7.8279e-07 |  | 0 |  | 6.1017e-06 |  | 0.00059964 |  | 0 |  | 0.00019372 |  | 2.825e-05 |  | 0.00020147 |  | 9.7103e-05 |  | 0.0059791 |  | 0.01374 |  | 0 |  | 0.0024297
| 0.00038688 |  | 0 |  | 0 |  | 1.6176e-05 |  | 7.8283e-07 |  | 0 |  | 6.3809e-06 |  | 0.00060069 |  | 0 |  | 0.00019102 |  | 2.8767e-05 |  | 0.00014009 |  | 9.7677e-05 |  | 0.0059594 |  | 0.01404 |  | 0 |  | 0.0024187
| 0.00038827 |  | 0 |  | 0 |  | -3.8892e-06 |  | 0 |  | 0 |  | 7.512e-06 |  | 0.00060017 |  | 0 |  | 0.00025895 |  | 2.8929e-05 |  | 0.00020674 |  | 9.7882e-05 |  | 0.0059143 |  | 0.014295 |  | 0 |  | 0.0024128
| 0.00041153 |  | 0 |  | 0 |  | -3.7064e-05 |  | 0 |  | 0 |  | 7.4195e-06 |  | 0.00060123 |  | 0 |  | 0.00026259 |  | 2.7257e-05 |  | 0.00023878 |  | 9.8496e-05 |  | 0.0058395 |  | 0.014825 |  | 0 |  | 0.0024054
| 0.00043891 |  | 0 |  | 0 |  | 6.7301e-06 |  | 7.8294e-07 |  | 0 |  | 7.1412e-06 |  | 0.00060216 |  | 0 |  | 0.00021442 |  | 2.7276e-05 |  | 0.00022664 |  | 9.895e-05 |  | 0.0057567 |  | 0.015375 |  | 0 |  | 0.0024062
| 0.00036646 |  | 0 |  | 0 |  | -2.7148e-06 |  | 7.8297e-07 |  | 0 |  | 5.5925e-06 |  | 0.00060345 |  | 0 |  | 0.00017599 |  | 3.0168e-05 |  | 0.00019433 |  | 9.9219e-05 |  | 0.0056862 |  | 0.0157 |  | 0 |  | 0.0024148
| 0.00043761 |  | 0 |  | 0 |  | -5.1013e-05 |  | 7.8301e-07 |  | 0 |  | 6.7548e-06 |  | 0.00059606 |  | 0 |  | 0.00019534 |  | 3.0147e-05 |  | 0.00017904 |  | 9.9936e-05 |  | 0.0056511 |  | 0.016235 |  | 0 |  | 0.0024214
| 0.000439 |  | 0 |  | 0 |  | -2.2613e-05 |  | 2.8712e-06 |  | 0 |  | 7.375e-06 |  | 0.00058963 |  | 0 |  | 0.00018678 |  | 2.7079e-05 |  | 0.00019983 |  | 0.00010049 |  | 0.005645 |  | 0.01677 |  | 0 |  | 0.0024361
| 0.00051289 |  | 0 |  | 0 |  | 3.9118e-05 |  | 2.8713e-06 |  | 0 |  | 6.8022e-06 |  | 0.00058844 |  | 0 |  | 0.00014511 |  | 2.6373e-05 |  | 0.00018705 |  | 0.00010104 |  | 0.0056878 |  | 0.01707 |  | 0 |  | 0.0024452
| 0.0004295 |  | 0 |  | 0 |  | 6.0025e-05 |  | 7.8312e-07 |  | 0 |  | 6.3842e-06 |  | 0.00059219 |  | 0 |  | 0.00015817 |  | 2.8152e-05 |  | 0.00015867 |  | 0.00010163 |  | 0.0057569 |  | 0.017605 |  | 0 |  | 0.0024586
| 0.00034333 |  | 0 |  | 0 |  | 4.9952e-05 |  | 2.3495e-06 |  | 0 |  | 6.1832e-06 |  | 0.00059392 |  | 0 |  | 0.00018295 |  | 2.9852e-05 |  | 0.0001849 |  | 0.00010227 |  | 0.0058226 |  | 0.01818 |  | 0 |  | 0.0024672
| 0.00023804 |  | 0 |  | 0 |  | 3.3712e-05 |  | 4.4381e-06 |  | 0 |  | 6.7106e-06 |  | 0.00059221 |  | 0 |  | 0.0002008 |  | 2.9653e-05 |  | 0.00026608 |  | 0.0001029 |  | 0.0058869 |  | 0.01846 |  | 0 |  | 0.0024739
| 0.00017785 |  | 0 |  | 0 |  | 5.2095e-06 |  | 4.4383e-06 |  | 0 |  | 7.4239e-06 |  | 0.00059858 |  | 0 |  | 0.00023609 |  | 2.8903e-05 |  | 0.00020536 |  | 0.00010358 |  | 0.0059173 |  | 0.0188 |  | 0 |  | 0.0024792
| 0.00031738 |  | 0 |  | 0 |  | -3.008e-06 |  | 2.872e-06 |  | 0 |  | 6.1844e-06 |  | 0.00060439 |  | 0 |  | 0.00021209 |  | 2.957e-05 |  | 0.00014285 |  | 0.00010428 |  | 0.0059173 |  | 0.01921 |  | 0 |  | 0.0024835
| 0.00024077 |  | 0 |  | 0 |  | -5.0836e-05 |  | 2.8721e-06 |  | 0 |  | 6.3244e-06 |  | 0.0006048 |  | 0 |  | 0.00014696 |  | 3e-05 |  | 0.00018131 |  | 0.00010502 |  | 0.0058767 |  | 0.01957 |  | 0 |  | 0.002487
| 0.00023121 |  | 0 |  | 0 |  | -2.0991e-05 |  | 2.8722e-06 |  | 0 |  | 6.3402e-06 |  | 0.00060072 |  | 0 |  | 0.00015876 |  | 2.9657e-05 |  | 0.00021857 |  | 0.00010576 |  | 0.0058099 |  | 0.01995 |  | 0 |  | 0.002489
| 0.00033523 |  | 0 |  | 0 |  | 7.9221e-05 |  | 5.2224e-07 |  | 0 |  | 6.5422e-06 |  | 0.00059824 |  | 0 |  | 0.00016527 |  | 3.0658e-05 |  | 0.00022106 |  | 0.00010653 |  | 0.0057294 |  | 0.020645 |  | 0 |  | 0.002488
| 0.00041597 |  | 0 |  | 0 |  | 4.0094e-05 |  | 5.2227e-07 |  | 0 |  | 7.1162e-06 |  | 0.00059995 |  | 0 |  | 0.00015022 |  | 3.2637e-05 |  | 0.00020914 |  | 0.00010758 |  | 0.0056484 |  | 0.021265 |  | 0 |  | 0.0024852
| 0.00041599 |  | 0 |  | 0 |  | 1.2536e-05 |  | 1.3057e-06 |  | 0 |  | 6.1709e-06 |  | 0.00060143 |  | 0 |  | 0.00020405 |  | 3.2312e-05 |  | 0.0002078 |  | 0.00010816 |  | 0.0055823 |  | 0.021595 |  | 0 |  | 0.0024699
| 0.00035991 |  | 0 |  | 0 |  | -2.3296e-05 |  | 1.3058e-06 |  | 0 |  | 6.2023e-06 |  | 0.00060399 |  | 0 |  | 0.00022696 |  | 3.1419e-05 |  | 0.00024393 |  | 0.00010924 |  | 0.0055267 |  | 0.022195 |  | 0 |  | 0.0024526
| 0.00036678 |  | 0 |  | 0 |  | -5.5239e-05 |  | 1.3059e-06 |  | 0 |  | 6.2338e-06 |  | 0.00060291 |  | 0 |  | 0.0001935 |  | 2.9096e-05 |  | 0.0003121 |  | 0.0001099 |  | 0.0054886 |  | 0.022765 |  | 0 |  | 0.0024208
| 0.00033532 |  | 0 |  | 0 |  | 1.53e-05 |  | 1.3059e-06 |  | 0 |  | 6.6064e-06 |  | 0.00059604 |  | 0 |  | 0.00015269 |  | 3.2075e-05 |  | 0.00030674 |  | 0.00011077 |  | 0.0054729 |  | 0.02318 |  | 0 |  | 0.0023866
| 0.00031207 |  | 0 |  | 0 |  | 5.8789e-06 |  | 1.306e-06 |  | 0 |  | 6.6223e-06 |  | 0.00058798 |  | 0 |  | 0.00015788 |  | 3.5302e-05 |  | 0.00024332 |  | 0.00011191 |  | 0.0054695 |  | 0.02395 |  | 0 |  | 0.0023429
| 0.00042568 |  | 0 |  | 0 |  | 5.6005e-05 |  | 7.8362e-07 |  | 0 |  | 6.4366e-06 |  | 0.00058008 |  | 0 |  | 0.00019235 |  | 3.1952e-05 |  | 0.00020904 |  | 0.00011287 |  | 0.0054869 |  | 0.0247 |  | 0 |  | 0.0022955
| 0.00051607 |  | 0 |  | 0 |  | 0.00011911 |  | 0 |  | 0 |  | 6.3905e-06 |  | 0.00057869 |  | 0 |  | 0.00018815 |  | 2.9632e-05 |  | 0.00020167 |  | 0.00011356 |  | 0.0055315 |  | 0.0252 |  | 0 |  | 0.0022474
| 0.00045997 |  | 0 |  | 0 |  | 4.7326e-05 |  | 5.2246e-07 |  | 0 |  | 6.7166e-06 |  | 0.00058381 |  | 0 |  | 0.00020619 |  | 2.9548e-05 |  | 0.00021558 |  | 0.00011478 |  | 0.0056166 |  | 0.02582 |  | 0 |  | 0.0022017
| 0.00039975 |  | 0 |  | 0 |  | -2.3671e-06 |  | 1.3062e-06 |  | 0 |  | 6.2362e-06 |  | 0.00059081 |  | 0 |  | 0.00022469 |  | 3.2025e-05 |  | 0.00021409 |  | 0.00011575 |  | 0.0057363 |  | 0.02672 |  | 0 |  | 0.0021613
| 0.0004162 |  | 0 |  | 0 |  | -7.8288e-05 |  | 1.3063e-06 |  | 0 |  | 5.9108e-06 |  | 0.0005937 |  | 0 |  | 0.0002247 |  | 3.1502e-05 |  | 0.00018267 |  | 0.00011675 |  | 0.0058928 |  | 0.02756 |  | 0 |  | 0.0021287
| 0.00038336 |  | 0 |  | 0 |  | -0.00010849 |  | 2.8739e-06 |  | 0 |  | 6.2991e-06 |  | 0.00058562 |  | 0 |  | 0.00026014 |  | 2.9512e-05 |  | 0.00020594 |  | 0.00011753 |  | 0.0060731 |  | 0.02808 |  | 0 |  | 0.0021058
| 0.00036969 |  | 0 |  | 0 |  | -3.2751e-05 |  | 2.8741e-06 |  | 0 |  | 6.5166e-06 |  | 0.0005767 |  | 0 |  | 0.00020997 |  | 3.421e-05 |  | 0.00024592 |  | 0.00011878 |  | 0.0062616 |  | 0.028835 |  | 0 |  | 0.0020941
| 0.00038341 |  | 0 |  | 0 |  | 4.8408e-05 |  | 1.3065e-06 |  | 0 |  | 6.2378e-06 |  | 0.00057104 |  | 0 |  | 0.00015745 |  | 3.333e-05 |  | 0.00026672 |  | 0.00011984 |  | 0.0064227 |  | 0.029775 |  | 0 |  | 0.0020873
| 0.00047517 |  | 0 |  | 0 |  | 3.4488e-05 |  | 7.8391e-07 |  | 0 |  | 6.021e-06 |  | 0.00057061 |  | 0 |  | 0.00016566 |  | 3.7091e-05 |  | 0.00022958 |  | 0.00012087 |  | 0.0065428 |  | 0.03053 |  | 0 |  | 0.0020921
| 0.00044917 |  | 0 |  | 0 |  | -2.6648e-05 |  | 2.3518e-06 |  | 0 |  | 5.7265e-06 |  | 0.00056953 |  | 0 |  | 0.0001849 |  | 4.3175e-05 |  | 0.0001762 |  | 0.00012195 |  | 0.006619 |  | 0.03112 |  | 0 |  | 0.0021074
| 0.00039989 |  | 0 |  | 0 |  | 8.5283e-05 |  | 2.3519e-06 |  | 0 |  | 5.6337e-06 |  | 0.00056776 |  | 0 |  | 0.00023729 |  | 3.8496e-05 |  | 0.00025705 |  | 0.000123 |  | 0.0066409 |  | 0.032085 |  | 0 |  | 0.0021272
| 0.00031362 |  | 0 |  | 0 |  | 5.7149e-05 |  | 2.352e-06 |  | 0 |  | 6.3481e-06 |  | 0.00057326 |  | 0 |  | 0.00025282 |  | 3.6138e-05 |  | 0.00029035 |  | 0.00012436 |  | 0.0066241 |  | 0.03312 |  | 0 |  | 0.0021505
| 0.00031363 |  | 0 |  | 0 |  | 3.5678e-05 |  | 2.8748e-06 |  | 0 |  | 5.5568e-06 |  | 0.00057815 |  | 0 |  | 0.00022935 |  | 3.7433e-05 |  | 0.00020152 |  | 0.00012517 |  | 0.0065792 |  | 0.033775 |  | 0 |  | 0.0021847
| 0.00036023 |  | 0 |  | 0 |  | 9.4687e-05 |  | 2.875e-06 |  | 0 |  | 6.411e-06 |  | 0.00057403 |  | 0 |  | 0.00018638 |  | 3.8165e-05 |  | 0.00024316 |  | 0.00012628 |  | 0.0065199 |  | 0.03446 |  | 0 |  | 0.0022199
| 0.00042463 |  | 0 |  | 0 |  | 2.0784e-05 |  | 4.4434e-06 |  | 0 |  | 5.7283e-06 |  | 0.00056561 |  | 0 |  | 0.00016145 |  | 3.5827e-05 |  | 0.00029955 |  | 0.00012735 |  | 0.0064368 |  | 0.035435 |  | 0 |  | 0.0022591
| 0.0004589 |  | 0 |  | 0 |  | -2.2273e-05 |  | 2.8752e-06 |  | 0 |  | 5.6821e-06 |  | 0.00056298 |  | 0 |  | 0.00019586 |  | 3.5943e-05 |  | 0.0002626 |  | 0.00012874 |  | 0.0063376 |  | 0.03643 |  | 0 |  | 0.002301
| 0.00040003 |  | 0 |  | 0 |  | -5.7128e-05 |  | 2.8754e-06 |  | 0 |  | 6.4433e-06 |  | 0.00057113 |  | 0 |  | 0.00022677 |  | 3.6979e-05 |  | 0.0002532 |  | 0.00012954 |  | 0.0062265 |  | 0.037175 |  | 0 |  | 0.0023475
| 0.00046308 |  | 0 |  | 0 |  | -5.0905e-05 |  | 4.444e-06 |  | 0 |  | 6.071e-06 |  | 0.00057372 |  | 0 |  | 0.00017673 |  | 3.6407e-05 |  | 0.00029394 |  | 0.00013067 |  | 0.0061193 |  | 0.03792 |  | 0 |  | 0.0023894
| 0.00050831 |  | 0 |  | 0 |  | -2.2402e-05 |  | 2.3528e-06 |  | 0 |  | 6.3043e-06 |  | 0.00057194 |  | 0 |  | 0.00014979 |  | 4.0976e-05 |  | 0.0002943 |  | 0.00013205 |  | 0.0060204 |  | 0.03905 |  | 0 |  | 0.0024321
| 0.00048504 |  | 0 |  | 0 |  | 1.4176e-05 |  | 7.843e-07 |  | 0 |  | 6.1494e-06 |  | 0.00057338 |  | 0 |  | 0.00019349 |  | 4.1116e-05 |  | 0.00023144 |  | 0.00013285 |  | 0.0059539 |  | 0.04011 |  | 0 |  | 0.0024758
| 0.00037272 |  | 0 |  | 0 |  | 1.512e-05 |  | 1.3072e-06 |  | 0 |  | 5.8859e-06 |  | 0.00057554 |  | 0 |  | 0.00019007 |  | 3.817e-05 |  | 0.00023776 |  | 0.00013425 |  | 0.0059395 |  | 0.04079 |  | 0 |  | 0.0025095
| 0.00031518 |  | 0 |  | 0 |  | 1.6659e-05 |  | 1.3073e-06 |  | 0 |  | 6.2123e-06 |  | 0.00057853 |  | 0 |  | 0.00013719 |  | 3.7438e-05 |  | 0.00027689 |  | 0.00013533 |  | 0.0059656 |  | 0.042125 |  | 0 |  | 0.0025442
| 0.00032753 |  | 0 |  | 0 |  | 5.4669e-05 |  | 1.3073e-06 |  | 0 |  | 5.8555e-06 |  | 0.00057581 |  | 0 |  | 0.00012194 |  | 3.7844e-05 |  | 0.00029424 |  | 0.00013609 |  | 0.0060536 |  | 0.043455 |  | 0 |  | 0.002565
| 0.00025352 |  | 0 |  | 0 |  | -3.5534e-06 |  | 1.3074e-06 |  | 0 |  | 5.3744e-06 |  | 0.00057502 |  | 0 |  | 0.00015619 |  | 4.0355e-05 |  | 0.00028169 |  | 0.00013679 |  | 0.0061526 |  | 0.04421 |  | 0 |  | 0.0025854
| 0.00035495 |  | 0 |  | 0 |  | -1.9092e-05 |  | 1.3075e-06 |  | 0 |  | 6.2291e-06 |  | 0.00057319 |  | 0 |  | 0.00022058 |  | 4.19e-05 |  | 0.00023596 |  | 0.00013664 |  | 0.0062621 |  | 0.045065 |  | 0 |  | 0.0025962
| 0.00050028 |  | 0 |  | 0 |  | 4.3062e-05 |  | 1.3075e-06 |  | 0 |  | 6.0276e-06 |  | 0.00056852 |  | 0 |  | 0.00025165 |  | 4.1862e-05 |  | 0.000196 |  | 0.00013653 |  | 0.0063607 |  | 0.046085 |  | 0 |  | 0.002602
| 0.00034407 |  | 0 |  | 0 |  | 9.6468e-05 |  | 7.8455e-07 |  | 0 |  | 6.0124e-06 |  | 0.0005637 |  | 0 |  | 0.0002403 |  | 4.1694e-05 |  | 0.00021087 |  | 0.00013639 |  | 0.0064216 |  | 0.047615 |  | 0 |  | 0.002603
| 0.00029884 |  | 0 |  | 0 |  | 6.5703e-05 |  | 2.3538e-06 |  | 0 |  | 6.5099e-06 |  | 0.00056413 |  | 0 |  | 0.00023146 |  | 4.016e-05 |  | 0.00021816 |  | 0.00013622 |  | 0.0064516 |  | 0.04899 |  | 0 |  | 0.0026025
| 0.00031942 |  | 0 |  | 0 |  | -1.3956e-05 |  | 2.3539e-06 |  | 0 |  | 5.0964e-06 |  | 0.00057153 |  | 0 |  | 0.00020654 |  | 3.9997e-05 |  | 0.00018827 |  | 0.00013609 |  | 0.0064435 |  | 0.04992 |  | 0 |  | 0.002602
| 0.00039211 |  | 0 |  | 0 |  | 1.8638e-05 |  | 2.354e-06 |  | 0 |  | 6.3243e-06 |  | 0.00057605 |  | 0 |  | 0.00019897 |  | 4.1551e-05 |  | 0.00022105 |  | 0.00013592 |  | 0.006414 |  | 0.051025 |  | 0 |  | 0.0026013
| 0.00051002 |  | 0 |  | 0 |  | 9.096e-05 |  | 2.3541e-06 |  | 0 |  | 5.8896e-06 |  | 0.00057409 |  | 0 |  | 0.00019849 |  | 4.3109e-05 |  | 0.00027623 |  | 0.00013573 |  | 0.0063768 |  | 0.052755 |  | 0 |  | 0.0026028
| 0.00050319 |  | 0 |  | 0 |  | 5.794e-05 |  | 2.3542e-06 |  | 0 |  | 6.1853e-06 |  | 0.00057044 |  | 0 |  | 0.0001497 |  | 4.592e-05 |  | 0.00025801 |  | 0.00013557 |  | 0.0063431 |  | 0.05449 |  | 0 |  | 0.0026094
| 0.00046072 |  | 0 |  | 0 |  | 3.9876e-05 |  | 4.447e-06 |  | 0 |  | 6.6519e-06 |  | 0.00056942 |  | 0 |  | 0.00015659 |  | 4.7021e-05 |  | 0.0001922 |  | 0.00013538 |  | 0.0063263 |  | 0.055605 |  | 0 |  | 0.0026093
| 0.00052521 |  | 0 |  | 0 |  | 9.99e-05 |  | 2.8776e-06 |  | 0 |  | 5.269e-06 |  | 0.00057082 |  | 0 |  | 0.00022093 |  | 4.4187e-05 |  | 0.00021614 |  | 0.00013515 |  | 0.0063164 |  | 0.05665 |  | 0 |  | 0.0026152
| 0.00047313 |  | 0 |  | 0 |  | 8.5172e-05 |  | 7.8483e-07 |  | 0 |  | 6.373e-06 |  | 0.00057104 |  | 0 |  | 0.00023727 |  | 4.428e-05 |  | 0.00021868 |  | 0.00013525 |  | 0.0063157 |  | 0.05831 |  | 0 |  | 0.0026152
| 0.00034559 |  | 0 |  | 0 |  | 7.6033e-05 |  | 0 |  | 0 |  | 5.534e-06 |  | 0.00057458 |  | 0 |  | 0.0002056 |  | 4.5763e-05 |  | 0.00021294 |  | 0.00013474 |  | 0.0063223 |  | 0.06004 |  | 0 |  | 0.0026055
| 0.00046217 |  | 0 |  | 0 |  | 9.9914e-05 |  | 2.0931e-06 |  | 0 |  | 6.1561e-06 |  | 0.00057816 |  | 0 |  | 0.00016334 |  | 4.7348e-05 |  | 0.00026253 |  | 0.0001345 |  | 0.0063139 |  | 0.061285 |  | 0 |  | 0.002595
| 0.00053765 |  | 0 |  | 0 |  | 8.8616e-05 |  | 2.0932e-06 |  | 0 |  | 5.6124e-06 |  | 0.00057142 |  | 0 |  | 0.00014392 |  | 4.4622e-05 |  | 0.00026835 |  | 0.00013453 |  | 0.0062866 |  | 0.06265 |  | 0 |  | 0.0025734
| 0.00038544 |  | 0 |  | 0 |  | 8.356e-06 |  | 5.2332e-07 |  | 0 |  | 5.7371e-06 |  | 0.00055831 |  | 0 |  | 0.00013544 |  | 4.3639e-05 |  | 0.00030372 |  | 0.00013397 |  | 0.0062342 |  | 0.06397 |  | 0 |  | 0.0025434
| 0.00029354 |  | 0 |  | 0 |  | -1.8725e-05 |  | 1.3084e-06 |  | 0 |  | 5.7064e-06 |  | 0.00054518 |  | 0 |  | 0.00015698 |  | 4.5936e-05 |  | 0.00029315 |  | 0.000134 |  | 0.006162 |  | 0.065825 |  | 0 |  | 0.0025092
| 0.00029082 |  | 0 |  | 0 |  | 1.2653e-05 |  | 4.4486e-06 |  | 0 |  | 5.5668e-06 |  | 0.00054332 |  | 0 |  | 0.00022673 |  | 4.4871e-05 |  | 0.00018994 |  | 0.00013343 |  | 0.0060659 |  | 0.067685 |  | 0 |  | 0.0024714
| 0.00029358 |  | 0 |  | 0 |  | 4.9829e-05 |  | 3.6637e-06 |  | 0 |  | 6.1737e-06 |  | 0.0005511 |  | 0 |  | 0.00026496 |  | 4.6289e-05 |  | 0.0002292 |  | 0.00013341 |  | 0.0059657 |  | 0.068895 |  | 0 |  | 0.0024354
| 0.00035669 |  | 0 |  | 0 |  | 7.4954e-05 |  | 0 |  | 0 |  | 5.6764e-06 |  | 0.00056292 |  | 0 |  | 0.00021349 |  | 4.8293e-05 |  | 0.00025397 |  | 0.0001331 |  | 0.005884 |  | 0.070035 |  | 0 |  | 0.0024068
| 0.00045826 |  | 0 |  | 0 |  | 0.00011479 |  | 0 |  | 0 |  | 5.9412e-06 |  | 0.00057301 |  | 0 |  | 0.00017829 |  | 4.8805e-05 |  | 0.00018019 |  | 0.00013247 |  | 0.0058258 |  | 0.07191 |  | 0 |  | 0.0023765
| 0.00058724 |  | 0 |  | 0 |  | 0.00010399 |  | 2.0938e-06 |  | 0 |  | 5.2883e-06 |  | 0.00057274 |  | 0 |  | 0.00022565 |  | 4.8848e-05 |  | 0.00023548 |  | 0.00013244 |  | 0.0058068 |  | 0.07388 |  | 0 |  | 0.0023558
| 0.00053512 |  | 0 |  | 0 |  | 2.9739e-05 |  | 2.8792e-06 |  | 0 |  | 4.9309e-06 |  | 0.00056522 |  | 0 |  | 0.00028 |  | 5.0474e-05 |  | 0.00025513 |  | 0.00013209 |  | 0.0058282 |  | 0.07528 |  | 0 |  | 0.0023418
| 0.00037051 |  | 0 |  | 0 |  | 0.00010728 |  | 7.8526e-07 |  | 0 |  | 5.849e-06 |  | 0.00055882 |  | 0 |  | 0.0002469 |  | 5.3087e-05 |  | 0.00020717 |  | 0.00013172 |  | 0.0058868 |  | 0.07677 |  | 0 |  | 0.0023289
| 0.00041994 |  | 0 |  | 0 |  | 7.1146e-05 |  | 7.853e-07 |  | 0 |  | 5.1337e-06 |  | 0.00055745 |  | 0 |  | 0.00020008 |  | 5.4349e-05 |  | 0.00019406 |  | 0.00013134 |  | 0.0059507 |  | 0.07815 |  | 0 |  | 0.0023141
| 0.00044329 |  | 0 |  | 0 |  | 1.6518e-05 |  | 7.8533e-07 |  | 0 |  | 6.052e-06 |  | 0.00056166 |  | 0 |  | 0.0002191 |  | 5.389e-05 |  | 0.00022174 |  | 0.00013095 |  | 0.0060296 |  | 0.08013 |  | 0 |  | 0.0023065
| 0.00042684 |  | 0 |  | 0 |  | 2.0901e-05 |  | 0 |  | 0 |  | 5.5078e-06 |  | 0.00056055 |  | 0 |  | 0.00023633 |  | 4.8213e-05 |  | 0.00020142 |  | 0.00013055 |  | 0.0060748 |  | 0.08214 |  | 0 |  | 0.0022954
| 0.00054626 |  | 0 |  | 0 |  | 3.3803e-05 |  | 2.0944e-06 |  | 0 |  | 5.197e-06 |  | 0.00055572 |  | 0 |  | 0.00021997 |  | 4.8253e-05 |  | 0.0001948 |  | 0.00013013 |  | 0.0061054 |  | 0.083495 |  | 0 |  | 0.0022865
| 0.00054354 |  | 0 |  | 0 |  | 5.6329e-05 |  | 2.8799e-06 |  | 0 |  | 5.4307e-06 |  | 0.0005537 |  | 0 |  | 0.00020032 |  | 5.5359e-05 |  | 0.0003053 |  | 0.00012968 |  | 0.0061035 |  | 0.084865 |  | 0 |  | 0.0022798
| 0.00045024 |  | 0 |  | 0 |  | -5.2264e-05 |  | 1.3091e-06 |  | 0 |  | 5.4466e-06 |  | 0.00055579 |  | 0 |  | 0.00020041 |  | 5.7362e-05 |  | 0.00033092 |  | 0.00012925 |  | 0.0060804 |  | 0.08619 |  | 0 |  | 0.002279
| 0.00047635 |  | 0 |  | 0 |  | -2.0645e-05 |  | 1.3092e-06 |  | 0 |  | 5.8982e-06 |  | 0.00055862 |  | 0 |  | 0.00020711 |  | 5.613e-05 |  | 0.00026777 |  | 0.0001288 |  | 0.0060446 |  | 0.08758 |  | 0 |  | 0.0022846
| 0.00047089 |  | 0 |  | 0 |  | 2.6328e-05 |  | 1.3092e-06 |  | 0 |  | 5.5563e-06 |  | 0.00055302 |  | 0 |  | 0.0002262 |  | 5.5592e-05 |  | 0.00029798 |  | 0.0001286 |  | 0.0060096 |  | 0.09019 |  | 0 |  | 0.0023021
| 0.00048876 |  | 0 |  | 0 |  | -7.27e-06 |  | 5.2372e-07 |  | 0 |  | 5.8679e-06 |  | 0.00054949 |  | 0 |  | 0.00021009 |  | 5.629e-05 |  | 0.00029324 |  | 0.00012785 |  | 0.005968 |  | 0.092775 |  | 0 |  | 0.0023221
| 0.00051213 |  | 0 |  | 0 |  | 1.7129e-05 |  | 0 |  | 0 |  | 5.8683e-06 |  | 0.00054512 |  | 0 |  | 0.00020744 |  | 5.5132e-05 |  | 0.00024321 |  | 0.00012736 |  | 0.0059307 |  | 0.09423 |  | 0 |  | 0.0023539
| 0.00040229 |  | 0 |  | 0 |  | 2.299e-05 |  | 7.8565e-07 |  | 0 |  | 6.0554e-06 |  | 0.00054613 |  | 0 |  | 0.00024332 |  | 5.5016e-05 |  | 0.0001995 |  | 0.00012712 |  | 0.0058794 |  | 0.095765 |  | 0 |  | 0.0023933
| 0.00047508 |  | 0 |  | 0 |  | 3.0799e-05 |  | 7.8569e-07 |  | 0 |  | 5.9624e-06 |  | 0.00054988 |  | 0 |  | 0.00024773 |  | 5.5255e-05 |  | 0.00019677 |  | 0.00012634 |  | 0.0058366 |  | 0.097465 |  | 0 |  | 0.0024318
| 0.00053691 |  | 0 |  | 0 |  | -1.5427e-05 |  | 7.8572e-07 |  | 0 |  | 5.4023e-06 |  | 0.00055159 |  | 0 |  | 0.00023538 |  | 5.9838e-05 |  | 0.00025616 |  | 0.00012607 |  | 0.0057909 |  | 0.10026 |  | 0 |  | 0.0024771
| 0.00031724 |  | 0 |  | 0 |  | 5.1523e-06 |  | 1.3096e-06 |  | 0 |  | 5.2781e-06 |  | 0.00054922 |  | 0 |  | 0.00025402 |  | 6.3029e-05 |  | 0.00027395 |  | 0.00012527 |  | 0.0057627 |  | 0.10304 |  | 0 |  | 0.00252
| 0.00026094 |  | 0 |  | 0 |  | 5.0738e-05 |  | 5.2386e-07 |  | 0 |  | 5.8234e-06 |  | 0.00053829 |  | 0 |  | 0.00027433 |  | 5.9101e-05 |  | 0.00026582 |  | 0.00012498 |  | 0.005747 |  | 0.10484 |  | 0 |  | 0.0025593
| 0.00031039 |  | 0 |  | 0 |  | 3.0555e-05 |  | 5.2388e-07 |  | 0 |  | 6.0573e-06 |  | 0.00053238 |  | 0 |  | 0.00023856 |  | 6.1396e-05 |  | 0.00024907 |  | 0.00012416 |  | 0.005773 |  | 0.10668 |  | 0 |  | 0.0025931
| 0.00035849 |  | 0 |  | 0 |  | -5.5856e-05 |  | 2.8815e-06 |  | 0 |  | 6.2602e-06 |  | 0.00053239 |  | 0 |  | 0.00018799 |  | 6.4153e-05 |  | 0.00025779 |  | 0.00012385 |  | 0.0058312 |  | 0.10852 |  | 0 |  | 0.0026204
| 0.00044366 |  | 0 |  | 0 |  | -7.4654e-05 |  | 2.3577e-06 |  | 0 |  | 5.2327e-06 |  | 0.00054231 |  | 0 |  | 0.00016415 |  | 6.3744e-05 |  | 0.00024267 |  | 0.00012326 |  | 0.0059044 |  | 0.11041 |  | 0 |  | 0.0026368
| 0.00048627 |  | 0 |  | 0 |  | -3.4652e-05 |  | 2.3578e-06 |  | 0 |  | 4.8437e-06 |  | 0.00055482 |  | 0 |  | 0.00016985 |  | 6.341e-05 |  | 0.00019623 |  | 0.00012267 |  | 0.0060035 |  | 0.11358 |  | 0 |  | 0.0026396
| 0.00050553 |  | 0 |  | 0 |  | -5.1828e-05 |  | 2.3579e-06 |  | 0 |  | 5.1399e-06 |  | 0.00056069 |  | 0 |  | 0.00018861 |  | 6.2291e-05 |  | 0.00022051 |  | 0.00012207 |  | 0.0061009 |  | 0.11668 |  | 0 |  | 0.0026287
| 0.00042999 |  | 0 |  | 0 |  | 2.7577e-05 |  | 2.358e-06 |  | 0 |  | 6.0437e-06 |  | 0.00055658 |  | 0 |  | 0.00021402 |  | 6.0628e-05 |  | 0.00024822 |  | 0.00012148 |  | 0.0061996 |  | 0.11845 |  | 0 |  | 0.0026051
| 0.00045748 |  | 0 |  | 0 |  | 7.5055e-05 |  | 6.0263e-06 |  | 0 |  | 6.0129e-06 |  | 0.00054629 |  | 0 |  | 0.00023937 |  | 6.6937e-05 |  | 0.00016362 |  | 0.00012056 |  | 0.0062777 |  | 0.1203 |  | 0 |  | 0.0025624
| 0.00052209 |  | 0 |  | 0 |  | 2.3785e-05 |  | 6.0266e-06 |  | 0 |  | 5.0474e-06 |  | 0.00054038 |  | 0 |  | 0.00025097 |  | 6.9165e-05 |  | 0.00017705 |  | 0.00012047 |  | 0.0063557 |  | 0.12252 |  | 0 |  | 0.0025144
| 0.00052762 |  | 0 |  | 0 |  | -7.5338e-06 |  | 2.3583e-06 |  | 0 |  | 5.3282e-06 |  | 0.00053883 |  | 0 |  | 0.00020463 |  | 6.7119e-05 |  | 0.00028831 |  | 0.00011956 |  | 0.0064135 |  | 0.12491 |  | 0 |  | 0.0024531
| 0.00055651 |  | 0 |  | 0 |  | 6.7288e-06 |  | 0 |  | 0 |  | 5.6246e-06 |  | 0.00054091 |  | 0 |  | 0.00017581 |  | 7.0818e-05 |  | 0.00025109 |  | 0.00011891 |  | 0.0064589 |  | 0.12825 |  | 0 |  | 0.0023966
| 0.0005057 |  | 0 |  | 0 |  | -3.467e-05 |  | 5.2412e-07 |  | 0 |  | 5.2042e-06 |  | 0.0005399 |  | 0 |  | 0.00021789 |  | 7.2515e-05 |  | 0.00023339 |  | 0.00011824 |  | 0.0064759 |  | 0.1316 |  | 0 |  | 0.00234
| 0.00039852 |  | 0 |  | 0 |  | 1.0522e-05 |  | 2.8828e-06 |  | 0 |  | 5.0955e-06 |  | 0.00053301 |  | 0 |  | 0.00022998 |  | 7.5375e-05 |  | 0.00029831 |  | 0.00011757 |  | 0.0064669 |  | 0.13396 |  | 0 |  | 0.0022878
| 0.00036968 |  | 0 |  | 0 |  | -1.39e-05 |  | 4.4554e-06 |  | 0 |  | 5.5477e-06 |  | 0.00052595 |  | 0 |  | 0.00015763 |  | 7.7861e-05 |  | 0.00026236 |  | 0.00011689 |  | 0.0064319 |  | 0.13634 |  | 0 |  | 0.0022526
| 0.00038757 |  | 0 |  | 0 |  | -9.0216e-05 |  | 6.0282e-06 |  | 0 |  | 5.813e-06 |  | 0.00052892 |  | 0 |  | 0.00013121 |  | 7.7735e-05 |  | 0.0002104 |  | 0.00011645 |  | 0.0063788 |  | 0.13883 |  | 0 |  | 0.002227
| 0.00048379 |  | 0 |  | 0 |  | -3.7958e-05 |  | 4.4558e-06 |  | 0 |  | 5.9848e-06 |  | 0.00054047 |  | 0 |  | 0.00017687 |  | 7.3195e-05 |  | 0.0002198 |  | 0.00011552 |  | 0.006294 |  | 0.14139 |  | 0 |  | 0.0022144
| 0.00048519 |  | 0 |  | 0 |  | 2.6513e-05 |  | 1.3106e-06 |  | 0 |  | 5.2214e-06 |  | 0.00054743 |  | 0 |  | 0.00017158 |  | 7.6295e-05 |  | 0.00024689 |  | 0.00011479 |  | 0.0062119 |  | 0.14392 |  | 0 |  | 0.0022151
| 0.00032441 |  | 0 |  | 0 |  | 3.0436e-05 |  | 7.8639e-07 |  | 0 |  | 5.0503e-06 |  | 0.00054881 |  | 0 |  | 0.00015494 |  | 8.3667e-05 |  | 0.00020707 |  | 0.00011431 |  | 0.0061041 |  | 0.14793 |  | 0 |  | 0.0022205
| 0.00033818 |  | 0 |  | 0 |  | -6.7069e-06 |  | 2.3593e-06 |  | 0 |  | 5.2533e-06 |  | 0.00054582 |  | 0 |  | 0.00015808 |  | 8.0358e-05 |  | 0.00019539 |  | 0.00011335 |  | 0.0060083 |  | 0.15202 |  | 0 |  | 0.0022339
| 0.00035607 |  | 0 |  | 0 |  | 2.3005e-05 |  | 2.8837e-06 |  | 0 |  | 6.0175e-06 |  | 0.00053975 |  | 0 |  | 0.00018373 |  | 8.2551e-05 |  | 0.0002121 |  | 0.00011284 |  | 0.005919 |  | 0.15476 |  | 0 |  | 0.002252
| 0.00042484 |  | 0 |  | 0 |  | -3.6108e-05 |  | 1.3108e-06 |  | 0 |  | 5.7061e-06 |  | 0.00053327 |  | 0 |  | 0.00022953 |  | 8.7904e-05 |  | 0.0001858 |  | 0.00011212 |  | 0.0058555 |  | 0.15766 |  | 0 |  | 0.0022632
| 0.00049085 |  | 0 |  | 0 |  | -3.9861e-05 |  | 7.8653e-07 |  | 0 |  | 5.4257e-06 |  | 0.00053034 |  | 0 |  | 0.00023149 |  | 8.5677e-05 |  | 0.00020978 |  | 0.0001111 |  | 0.0058288 |  | 0.16053 |  | 0 |  | 0.002277
| 0.00052113 |  | 0 |  | 0 |  | -3.9491e-05 |  | 7.8657e-07 |  | 0 |  | 5.6912e-06 |  | 0.0005325 |  | 0 |  | 0.00016067 |  | 8.4006e-05 |  | 0.00015273 |  | 0.00011056 |  | 0.0058495 |  | 0.16331 |  | 0 |  | 0.0022799
| 0.00056515 |  | 0 |  | 0 |  | -3.8232e-05 |  | 1.311e-06 |  | 0 |  | 5.1146e-06 |  | 0.00053474 |  | 0 |  | 0.00012994 |  | 9.1916e-05 |  | 0.00016853 |  | 0.00010978 |  | 0.0059025 |  | 0.16616 |  | 0 |  | 0.0022826
| 0.00049229 |  | 0 |  | 0 |  | 2.0422e-05 |  | 5.2443e-07 |  | 0 |  | 6.3469e-06 |  | 0.00053686 |  | 0 |  | 0.00016078 |  | 9.3568e-05 |  | 0.00023777 |  | 0.00010878 |  | 0.0059859 |  | 0.17062 |  | 0 |  | 0.0022773
| 0.00044144 |  | 0 |  | 0 |  | 4.2074e-05 |  | 5.2445e-07 |  | 0 |  | 6.0198e-06 |  | 0.00053924 |  | 0 |  | 0.00017445 |  | 9.1143e-05 |  | 0.00022632 |  | 0.00010818 |  | 0.0060651 |  | 0.17532 |  | 0 |  | 0.0022704
| 0.00048273 |  | 0 |  | 0 |  | 4.2072e-05 |  | 5.2447e-07 |  | 0 |  | 5.7394e-06 |  | 0.00054205 |  | 0 |  | 0.00017282 |  | 9.5457e-05 |  | 0.00025297 |  | 0.00010736 |  | 0.0061442 |  | 0.17865 |  | 0 |  | 0.0022631
| 0.00050338 |  | 0 |  | 0 |  | -2.1039e-05 |  | 5.245e-07 |  | 0 |  | 5.8178e-06 |  | 0.00054077 |  | 0 |  | 0.00016486 |  | 9.758e-05 |  | 0.00024741 |  | 0.00010653 |  | 0.0061936 |  | 0.18193 |  | 0 |  | 0.0022588
| 0.00050891 |  | 0 |  | 0 |  | -6.9488e-05 |  | 2.8849e-06 |  | 0 |  | 5.6777e-06 |  | 0.00053452 |  | 0 |  | 0.00014403 |  | 9.6077e-05 |  | 0.00018839 |  | 0.00010571 |  | 0.0062201 |  | 0.1852 |  | 0 |  | 0.00226
| 0.0005777 |  | 0 |  | 0 |  | 2.0492e-05 |  | 2.3604e-06 |  | 0 |  | 6.4892e-06 |  | 0.00052881 |  | 0 |  | 0.00017268 |  | 9.6483e-05 |  | 0.00019225 |  | 0.00010484 |  | 0.0062156 |  | 0.18856 |  | 0 |  | 0.0022681
| 0.0005681 |  | 0 |  | 0 |  | 5.3293e-05 |  | 0 |  | 0 |  | 6.0061e-06 |  | 0.00052608 |  | 0 |  | 0.00021682 |  | 0.00010069 |  | 0.00020786 |  | 0.00010397 |  | 0.006194 |  | 0.1921 |  | 0 |  | 0.0022851
| 0.00052549 |  | 0 |  | 0 |  | -4.1603e-05 |  | 5.2459e-07 |  | 0 |  | 6.178e-06 |  | 0.00052879 |  | 0 |  | 0.00023613 |  | 8.7751e-05 |  | 0.00018912 |  | 0.00010332 |  | 0.0061643 |  | 0.19572 |  | 0 |  | 0.0023026
| 0.00043196 |  | 0 |  | 0 |  | -2.9932e-05 |  | 1.3115e-06 |  | 0 |  | 5.6479e-06 |  | 0.00053443 |  | 0 |  | 0.00023837 |  | 0.00010475 |  | 0.00017329 |  | 0.00010219 |  | 0.0061382 |  | 0.20092 |  | 0 |  | 0.0023271
| 0.00043473 |  | 0 |  | 0 |  | 1.0085e-05 |  | 1.3116e-06 |  | 0 |  | 6.3348e-06 |  | 0.00053968 |  | 0 |  | 0.00021434 |  | 0.00011032 |  | 0.00022656 |  | 0.0001013 |  | 0.0061006 |  | 0.2061 |  | 0 |  | 0.0023443
| 0.00050631 |  | 0 |  | 0 |  | 3.8899e-05 |  | 1.3116e-06 |  | 0 |  | 6.0387e-06 |  | 0.00054421 |  | 0 |  | 0.00020926 |  | 0.00011476 |  | 0.00024275 |  | 0.00010035 |  | 0.0060764 |  | 0.20975 |  | 0 |  | 0.0023615
| 0.00050083 |  | 0 |  | 0 |  | 6.8387e-05 |  | 1.3117e-06 |  | 0 |  | 6.1015e-06 |  | 0.00054364 |  | 0 |  | 0.00018986 |  | 0.00011737 |  | 0.00024933 |  | 9.9616e-05 |  | 0.0060274 |  | 0.21354 |  | 0 |  | 0.0023671
| 0.00055728 |  | 0 |  | 0 |  | 1.7605e-05 |  | 1.3118e-06 |  | 0 |  | 6.3985e-06 |  | 0.00053765 |  | 0 |  | 0.00019377 |  | 0.00011905 |  | 0.00025356 |  | 9.8466e-05 |  | 0.0059762 |  | 0.21738 |  | 0 |  | 0.0023597
| 0.00059034 |  | 0 |  | 0 |  | -2.0907e-05 |  | 7.8709e-07 |  | 0 |  | 5.3844e-06 |  | 0.00053596 |  | 0 |  | 0.00023815 |  | 0.00012004 |  | 0.00022961 |  | 9.7676e-05 |  | 0.0059035 |  | 0.22124 |  | 0 |  | 0.0023486
| 0.00052017 |  | 0 |  | 0 |  | 2.2109e-05 |  | 0 |  | 0 |  | 5.4784e-06 |  | 0.00053555 |  | 0 |  | 0.00021097 |  | 0.00012582 |  | 0.00028194 |  | 9.6478e-05 |  | 0.0058154 |  | 0.22523 |  | 0 |  | 0.0023266
| 0.00048442 |  | 0 |  | 0 |  | 3.1375e-05 |  | 0 |  | 0 |  | 6.306e-06 |  | 0.00053194 |  | 0 |  | 0.00014058 |  | 0.00012773 |  | 0.00023105 |  | 9.5683e-05 |  | 0.0057217 |  | 0.22941 |  | 0 |  | 0.0023015
| 0.00035781 |  | 0 |  | 0 |  | -1.212e-05 |  | 7.872e-07 |  | 0 |  | 6.4001e-06 |  | 0.00052097 |  | 0 |  | 0.00015567 |  | 0.00012819 |  | 0.00021855 |  | 9.4436e-05 |  | 0.0056151 |  | 0.23339 |  | 0 |  | 0.0022788
| 0.00027388 |  | 0 |  | 0 |  | -3.902e-05 |  | 7.8723e-07 |  | 0 |  | 6.0726e-06 |  | 0.00050954 |  | 0 |  | 0.00019326 |  | 0.00013248 |  | 0.00025548 |  | 9.3598e-05 |  | 0.0055281 |  | 0.23906 |  | 0 |  | 0.0022549
| 0.00042395 |  | 0 |  | 0 |  | 3.892e-05 |  | 3.9363e-06 |  | 0 |  | 5.6515e-06 |  | 0.00051094 |  | 0 |  | 0.00018572 |  | 0.0001364 |  | 0.00018227 |  | 9.2513e-05 |  | 0.005463 |  | 0.24512 |  | 0 |  | 0.0022407
| 0.00041984 |  | 0 |  | 0 |  | 4.4655e-05 |  | 4.4614e-06 |  | 0 |  | 4.7619e-06 |  | 0.0005176 |  | 0 |  | 0.00013642 |  | 0.00013757 |  | 0.00015946 |  | 9.1247e-05 |  | 0.0054219 |  | 0.24928 |  | 0 |  | 0.0022346
| 0.00039508 |  | 0 |  | 0 |  | 1.7094e-05 |  | 2.8869e-06 |  | 0 |  | 6.8545e-06 |  | 0.00052362 |  | 0 |  | 9.3933e-05 |  | 0.00014086 |  | 0.00015522 |  | 9.0311e-05 |  | 0.0054333 |  | 0.25312 |  | 0 |  | 0.0022388
| 0.00054514 |  | 0 |  | 0 |  | 7.855e-05 |  | 2.3621e-06 |  | 0 |  | 5.918e-06 |  | 0.00052397 |  | 0 |  | 0.00012495 |  | 0.0001396 |  | 0.00017317 |  | 8.9197e-05 |  | 0.0054909 |  | 0.25689 |  | 0 |  | 0.0022459
| 0.00070214 |  | 0 |  | 0 |  | 6.5019e-05 |  | 0 |  | 0 |  | 5.1688e-06 |  | 0.00051874 |  | 0 |  | 0.00018341 |  | 0.00014912 |  | 0.00026263 |  | 8.8032e-05 |  | 0.0055829 |  | 0.26078 |  | 0 |  | 0.0022523
| 0.00070218 |  | 0 |  | 0 |  | 2.3163e-05 |  | 0 |  | 0 |  | 6.1998e-06 |  | 0.00051105 |  | 0 |  | 0.00018965 |  | 0.00015876 |  | 0.00026461 |  | 8.6876e-05 |  | 0.0057225 |  | 0.26424 |  | 0 |  | 0.0022621
| 0.00043506 |  | 0 |  | 0 |  | 2.6479e-05 |  | 7.8748e-07 |  | 0 |  | 5.841e-06 |  | 0.00051062 |  | 0 |  | 0.00018975 |  | 0.00015597 |  | 0.00020269 |  | 8.5668e-05 |  | 0.0058836 |  | 0.2667 |  | 0 |  | 0.0022636
| 0.00033596 |  | 0 |  | 0 |  | 1.3726e-06 |  | 7.8751e-07 |  | 0 |  | 6.5442e-06 |  | 0.00051829 |  | 0 |  | 0.0001839 |  | 0.00015787 |  | 0.0002745 |  | 8.4469e-05 |  | 0.0060566 |  | 0.27009 |  | 0 |  | 0.002257
| 0.00047232 |  | 0 |  | 0 |  | -2.3359e-05 |  | 2.3626e-06 |  | 0 |  | 6.1229e-06 |  | 0.00052256 |  | 0 |  | 0.00018335 |  | 0.00016495 |  | 0.00023858 |  | 8.3219e-05 |  | 0.0062303 |  | 0.27515 |  | 0 |  | 0.0022411
| 0.00049713 |  | 0 |  | 0 |  | 4.2138e-05 |  | 2.8878e-06 |  | 0 |  | 5.186e-06 |  | 0.00051971 |  | 0 |  | 0.00018433 |  | 0.00016423 |  | 0.00017049 |  | 8.1976e-05 |  | 0.0063758 |  | 0.28012 |  | 0 |  | 0.0022167
| 0.0005371 |  | 0 |  | 0 |  | 8.5497e-05 |  | 1.3127e-06 |  | 0 |  | 6.2955e-06 |  | 0.00051388 |  | 0 |  | 0.00019234 |  | 0.00016839 |  | 0.00019642 |  | 8.0683e-05 |  | 0.0064829 |  | 0.28534 |  | 0 |  | 0.002187
| 0.00058395 |  | 0 |  | 0 |  | -3.9304e-05 |  | 7.8765e-07 |  | 0 |  | 6.5458e-06 |  | 0.00051458 |  | 0 |  | 0.00019579 |  | 0.0001739 |  | 0.00016291 |  | 7.9564e-05 |  | 0.006546 |  | 0.28941 |  | 0 |  | 0.0021561
| 0.00044072 |  | 0 |  | 0 |  | -4.7044e-05 |  | 7.8769e-07 |  | 0 |  | 6.64e-06 |  | 0.00052043 |  | 0 |  | 0.00015685 |  | 0.00017435 |  | 0.00018263 |  | 7.8065e-05 |  | 0.0065431 |  | 0.28984 |  | 0 |  | 0.0021282
| 0.00033332 |  | 0 |  | 0 |  | 7.4025e-05 |  | 1.3129e-06 |  | 0 |  | 6.6248e-06 |  | 0.000524 |  | 0 |  | 0.00017435 |  | 0.00018239 |  | 0.00023723 |  | 7.6735e-05 |  | 0.0065018 |  | 0.29143 |  | 0 |  | 0.0021099
| 0.00047661 |  | 0 |  | 0 |  | 6.5852e-05 |  | 2.8884e-06 |  | 0 |  | 5.3908e-06 |  | 0.00051821 |  | 0 |  | 0.00017846 |  | 0.00018859 |  | 0.00024828 |  | 7.5376e-05 |  | 0.006421 |  | 0.29877 |  | 0 |  | 0.0020963
| 0.00048628 |  | 0 |  | 0 |  | -7.4172e-07 |  | 2.3634e-06 |  | 0 |  | 5.8443e-06 |  | 0.00050731 |  | 0 |  | 0.0002254 |  | 0.00019077 |  | 0.00022542 |  | 7.3737e-05 |  | 0.0063059 |  | 0.30438 |  | 0 |  | 0.0020984
| 0.00040364 |  | 0 |  | 0 |  | 1.5269e-05 |  | 7.8783e-07 |  | 0 |  | 6.2353e-06 |  | 0.00050283 |  | 0 |  | 0.00028353 |  | 0.00019653 |  | 0.00020372 |  | 7.264e-05 |  | 0.0061983 |  | 0.3061 |  | 0 |  | 0.0021046
| 0.00058549 |  | 0 |  | 0 |  | 1.6585e-06 |  | 1.3131e-06 |  | 0 |  | 6.4858e-06 |  | 0.0005067 |  | 0 |  | 0.00018947 |  | 0.00020371 |  | 0.00019532 |  | 7.1216e-05 |  | 0.006099 |  | 0.31153 |  | 0 |  | 0.0021239
| 0.00061445 |  | 0 |  | 0 |  | -4.2633e-05 |  | 1.3132e-06 |  | 0 |  | 6.5955e-06 |  | 0.00051293 |  | 0 |  | 0.00015806 |  | 0.00021031 |  | 0.00019901 |  | 6.9798e-05 |  | 0.0060329 |  | 0.31649 |  | 0 |  | 0.002146
| 0.00051667 |  | 0 |  | 0 |  | -7.2216e-05 |  | 1.3132e-06 |  | 0 |  | 5.6894e-06 |  | 0.00051231 |  | 0 |  | 0.00019534 |  | 0.0002136 |  | 0.0001777 |  | 6.8219e-05 |  | 0.005991 |  | 0.31644 |  | 0 |  | 0.0021719
| 0.000372 |  | 0 |  | 0 |  | -0.00010796 |  | 2.8892e-06 |  | 0 |  | 5.6741e-06 |  | 0.00050602 |  | 0 |  | 0.00016625 |  | 0.00021001 |  | 0.000149 |  | 6.6804e-05 |  | 0.0059949 |  | 0.31808 |  | 0 |  | 0.0022006
| 0.00031829 |  | 0 |  | 0 |  | -1.6165e-05 |  | 2.8893e-06 |  | 0 |  | 6.0497e-06 |  | 0.000499 |  | 0 |  | 0.00014625 |  | 0.0002134 |  | 0.00019091 |  | 6.5376e-05 |  | 0.0060275 |  | 0.323 |  | 0 |  | 0.0022318
| 0.00058982 |  | 0 |  | 0 |  | 7.9214e-05 |  | 5.2536e-07 |  | 0 |  | 6.05e-06 |  | 0.00049598 |  | 0 |  | 0.00017961 |  | 0.00022626 |  | 0.00021056 |  | 6.3797e-05 |  | 0.0060665 |  | 0.32664 |  | 0 |  | 0.0022653
| 0.00066839 |  | 0 |  | 0 |  | 7.235e-05 |  | 0 |  | 0 |  | 6.6915e-06 |  | 0.00050197 |  | 0 |  | 0.00014748 |  | 0.00023583 |  | 0.00023762 |  | 6.2534e-05 |  | 0.006121 |  | 0.33425 |  | 0 |  | 0.0023008
| 0.00057883 |  | 0 |  | 0 |  | 8.6222e-05 |  | 2.3643e-06 |  | 0 |  | 6.0039e-06 |  | 0.00050915 |  | 0 |  | 0.0001146 |  | 0.00024186 |  | 0.00024398 |  | 6.0944e-05 |  | 0.0061622 |  | 0.34308 |  | 0 |  | 0.0023401
| 0.00046724 |  | 0 |  | 0 |  | 3.6754e-05 |  | 2.8898e-06 |  | 0 |  | 5.6603e-06 |  | 0.00051222 |  | 0 |  | 0.00018331 |  | 0.00024798 |  | 0.00020157 |  | 5.9375e-05 |  | 0.0061909 |  | 0.34658 |  | 0 |  | 0.0023709
| 0.00037214 |  | 0 |  | 0 |  | -1.6661e-05 |  | 2.89e-06 |  | 0 |  | 6.8178e-06 |  | 0.00051341 |  | 0 |  | 0.0002626 |  | 0.00025159 |  | 0.00024003 |  | 5.7796e-05 |  | 0.0061838 |  | 0.34842 |  | 0 |  | 0.0024009
| 0.00044796 |  | 0 |  | 0 |  | 3.4795e-06 |  | 2.3646e-06 |  | 0 |  | 6.1458e-06 |  | 0.00051371 |  | 0 |  | 0.00029575 |  | 0.00026109 |  | 0.00020333 |  | 5.6207e-05 |  | 0.0061613 |  | 0.34967 |  | 0 |  | 0.0024279
| 0.00042455 |  | 0 |  | 0 |  | -3.4698e-05 |  | 7.8824e-07 |  | 0 |  | 6.6935e-06 |  | 0.00051847 |  | 0 |  | 0.0002708 |  | 0.00027073 |  | 0.00018262 |  | 5.4638e-05 |  | 0.0061149 |  | 0.35082 |  | 0 |  | 0.0024454
| 0.0003653 |  | 0 |  | 0 |  | -8.5882e-05 |  | 1.3138e-06 |  | 0 |  | 5.4427e-06 |  | 0.00051957 |  | 0 |  | 0.00027667 |  | 0.00027556 |  | 0.00024223 |  | 5.2743e-05 |  | 0.006041 |  | 0.35237 |  | 0 |  | 0.0024549
| 0.00043564 |  | 0 |  | 0 |  | -8.3695e-05 |  | 1.3139e-06 |  | 0 |  | 5.9905e-06 |  | 0.00051382 |  | 0 |  | 0.00024042 |  | 0.00027796 |  | 0.00032795 |  | 5.1155e-05 |  | 0.0059722 |  | 0.35363 |  | 0 |  | 0.0024662
| 0.00057627 |  | 0 |  | 0 |  | -2.1389e-06 |  | 1.3139e-06 |  | 0 |  | 6.3975e-06 |  | 0.00050678 |  | 0 |  | 0.00018862 |  | 0.00028158 |  | 0.00032441 |  | 4.9585e-05 |  | 0.0059031 |  | 0.35274 |  | 0 |  | 0.0024746
| 0.00053493 |  | 0 |  | 0 |  | 1.0081e-05 |  | 5.2559e-07 |  | 0 |  | 5.9287e-06 |  | 0.00049921 |  | 0 |  | 0.00015825 |  | 0.00029483 |  | 0.00028281 |  | 4.8106e-05 |  | 0.0058539 |  | 0.35294 |  | 0 |  | 0.0024846
| 0.00043432 |  | 0 |  | 0 |  | 3.4804e-05 |  | 5.2561e-07 |  | 0 |  | 6.4609e-06 |  | 0.0004979 |  | 0 |  | 0.0001665 |  | 0.00030927 |  | 0.00021169 |  | 4.6426e-05 |  | 0.0058149 |  | 0.3562 |  | 0 |  | 0.002497
| 0.00052536 |  | 0 |  | 0 |  | 8.0215e-05 |  | 2.891e-06 |  | 0 |  | 5.507e-06 |  | 0.00049346 |  | 0 |  | 0.0002054 |  | 0.00031893 |  | 0.00019023 |  | 4.4847e-05 |  | 0.0058105 |  | 0.36084 |  | 0 |  | 0.0025115
| 0.00064121 |  | 0 |  | 0 |  | 1.46e-05 |  | 2.8911e-06 |  | 0 |  | 6.4148e-06 |  | 0.00049446 |  | 0 |  | 0.00019185 |  | 0.00032615 |  | 0.00021643 |  | 4.3358e-05 |  | 0.0058247 |  | 0.3698 |  | 0 |  | 0.0025242
| 0.00056538 |  | 0 |  | 0 |  | 3.7328e-05 |  | 1.3142e-06 |  | 0 |  | 6.2587e-06 |  | 0.0004987 |  | 0 |  | 0.0001541 |  | 0.00033338 |  | 0.00018381 |  | 4.1682e-05 |  | 0.0058662 |  | 0.38057 |  | 0 |  | 0.0025363
| 0.0004289 |  | 0 |  | 0 |  | 5.8493e-05 |  | 7.8856e-07 |  | 0 |  | 6.1026e-06 |  | 0.0005031 |  | 0 |  | 0.00013406 |  | 0.0003382 |  | 0.0002244 |  | 4.0193e-05 |  | 0.0059212 |  | 0.38999 |  | 0 |  | 0.0025354
| 0.0004303 |  | 0 |  | 0 |  | -3.5091e-05 |  | 2.3658e-06 |  | 0 |  | 6.4942e-06 |  | 0.00050155 |  | 0 |  | 0.00019569 |  | 0.00033943 |  | 0.00026165 |  | 3.8295e-05 |  | 0.0059904 |  | 0.39891 |  | 0 |  | 0.0025318
| 0.00044136 |  | 0 |  | 0 |  | 1.7351e-05 |  | 2.8916e-06 |  | 0 |  | 6.0407e-06 |  | 0.00049649 |  | 0 |  | 0.00022323 |  | 0.00034785 |  | 0.00027066 |  | 3.6636e-05 |  | 0.0060689 |  | 0.40514 |  | 0 |  | 0.002512
| 0.00047311 |  | 0 |  | 0 |  | 7.3864e-05 |  | 5.2577e-07 |  | 0 |  | 6.7454e-06 |  | 0.00050012 |  | 0 |  | 0.00018561 |  | 0.0003575 |  | 0.00026888 |  | 3.513e-05 |  | 0.0061577 |  | 0.41236 |  | 0 |  | 0.0024916
| 0.00052692 |  | 0 |  | 0 |  | 2.5264e-05 |  | 0 |  | 0 |  | 6.511e-06 |  | 0.00050946 |  | 0 |  | 0.00019072 |  | 0.0003587 |  | 0.0002377 |  | 3.3547e-05 |  | 0.0062414 |  | 0.42335 |  | 0 |  | 0.0024648
| 0.00059869 |  | 0 |  | 0 |  | -2.1023e-06 |  | 2.3662e-06 |  | 0 |  | 6.5271e-06 |  | 0.00051734 |  | 0 |  | 0.00022121 |  | 0.00036596 |  | 0.00016289 |  | 3.2281e-05 |  | 0.0063213 |  | 0.43298 |  | 0 |  | 0.0024347
| 0.00065528 |  | 0 |  | 0 |  | -9.6827e-06 |  | 2.8921e-06 |  | 0 |  | 6.5275e-06 |  | 0.00051371 |  | 0 |  | 0.00021975 |  | 0.00037799 |  | 0.0001528 |  | 3.063e-05 |  | 0.0063986 |  | 0.44064 |  | 0 |  | 0.0024155
| 0.0006015 |  | 0 |  | 0 |  | -1.6017e-06 |  | 5.2587e-07 |  | 0 |  | 5.8704e-06 |  | 0.00050777 |  | 0 |  | 0.00019046 |  | 0.00039125 |  | 0.00018886 |  | 2.9117e-05 |  | 0.0064559 |  | 0.45064 |  | 0 |  | 0.0024014
| 0.0004691 |  | 0 |  | 0 |  | -2.957e-05 |  | 0 |  | 0 |  | 7.0449e-06 |  | 0.00049984 |  | 0 |  | 0.00016222 |  | 0.00040329 |  | 0.00019266 |  | 2.7534e-05 |  | 0.0064926 |  | 0.45868 |  | 0 |  | 0.0023954
| 0.00046222 |  | 0 |  | 0 |  | 4.5311e-06 |  | 7.8887e-07 |  | 0 |  | 5.4328e-06 |  | 0.00049371 |  | 0 |  | 0.00017987 |  | 0.00040933 |  | 0.00019535 |  | 2.5952e-05 |  | 0.006502 |  | 0.4621 |  | 0 |  | 0.0023982
| 0.0005533 |  | 0 |  | 0 |  | -7.2538e-06 |  | 7.889e-07 |  | 0 |  | 6.9675e-06 |  | 0.00048977 |  | 0 |  | 0.00018529 |  | 0.00041899 |  | 0.0002164 |  | 2.4686e-05 |  | 0.0064854 |  | 0.46988 |  | 0 |  | 0.0024114
| 0.0004236 |  | 0 |  | 0 |  | -3.5761e-05 |  | 0 |  | 0 |  | 7.0619e-06 |  | 0.00049491 |  | 0 |  | 0.00018171 |  | 0.00042981 |  | 0.00021145 |  | 2.3103e-05 |  | 0.0064285 |  | 0.48513 |  | 0 |  | 0.0024228
| 0.00037119 |  | 0 |  | 0 |  | 1.3842e-05 |  | 5.2598e-07 |  | 0 |  | 6.5613e-06 |  | 0.00050234 |  | 0 |  | 0.00020422 |  | 0.00043587 |  | 0.00021168 |  | 2.1566e-05 |  | 0.0063378 |  | 0.49959 |  | 0 |  | 0.0024394
| 0.00037121 |  | 0 |  | 0 |  | 5.8758e-05 |  | 2.893e-06 |  | 0 |  | 6.9218e-06 |  | 0.00050584 |  | 0 |  | 0.00022368 |  | 0.0004455 |  | 0.00022471 |  | 2.0255e-05 |  | 0.0062162 |  | 0.50614 |  | 0 |  | 0.0024583
| 0.00031879 |  | 0 |  | 0 |  | 7.4309e-05 |  | 2.8931e-06 |  | 0 |  | 5.4658e-06 |  | 0.00050389 |  | 0 |  | 0.0002443 |  | 0.00045997 |  | 0.00020262 |  | 1.8989e-05 |  | 0.0060741 |  | 0.50953 |  | 0 |  | 0.0024669
| 0.00041544 |  | 0 |  | 0 |  | 4.1825e-05 |  | 2.8933e-06 |  | 0 |  | 7.048e-06 |  | 0.00049828 |  | 0 |  | 0.00024293 |  | 0.00046721 |  | 0.00022438 |  | 1.7723e-05 |  | 0.005907 |  | 0.51947 |  | 0 |  | 0.0024766
| 0.00053138 |  | 0 |  | 0 |  | 7.8007e-05 |  | 2.8934e-06 |  | 0 |  | 7.0014e-06 |  | 0.00049573 |  | 0 |  | 0.00022273 |  | 0.00047445 |  | 0.00021925 |  | 1.6491e-05 |  | 0.0057349 |  | 0.53551 |  | 0 |  | 0.0024754
| 0.00054107 |  | 0 |  | 0 |  | 1.6769e-05 |  | 4.4718e-06 |  | 0 |  | 7.8634e-06 |  | 0.00049188 |  | 0 |  | 0.00014847 |  | 0.0004865 |  | 0.00023779 |  | 1.5191e-05 |  | 0.0055535 |  | 0.54789 |  | 0 |  | 0.0024672
| 0.00046933 |  | 0 |  | 0 |  | -6.1237e-05 |  | 3.9459e-06 |  | 0 |  | 6.407e-06 |  | 0.000491 |  | 0 |  | 0.00015617 |  | 0.00049495 |  | 0.00025198 |  | 1.3954e-05 |  | 0.005396 |  | 0.55255 |  | 0 |  | 0.0024495
| 0.0005163 |  | 0 |  | 0 |  | -1.664e-05 |  | 7.8921e-07 |  | 0 |  | 6.3917e-06 |  | 0.00049152 |  | 0 |  | 0.00024467 |  | 0.0005046 |  | 0.00022373 |  | 1.2659e-05 |  | 0.0052598 |  | 0.55889 |  | 0 |  | 0.002431
| 0.00049424 |  | 0 |  | 0 |  | 2.195e-06 |  | 7.8925e-07 |  | 0 |  | 6.5488e-06 |  | 0.00049616 |  | 0 |  | 0.00025349 |  | 0.00051544 |  | 0.00022122 |  | 1.1734e-05 |  | 0.005164 |  | 0.57236 |  | 0 |  | 0.0024073
| 0.00047217 |  | 0 |  | 0 |  | 9.4897e-05 |  | 2.3678e-06 |  | 0 |  | 6.7842e-06 |  | 0.00049778 |  | 0 |  | 0.0001992 |  | 0.00052512 |  | 0.00018802 |  | 1.076e-05 |  | 0.0051032 |  | 0.58647 |  | 0 |  | 0.0023844
| 0.00057712 |  | 0 |  | 0 |  | 8.353e-05 |  | 2.3679e-06 |  | 0 |  | 7.6151e-06 |  | 0.00049249 |  | 0 |  | 0.0001803 |  | 0.00053957 |  | 0.00020981 |  | 9.5143e-06 |  | 0.0050797 |  | 0.59842 |  | 0 |  | 0.0023579
| 0.00047772 |  | 0 |  | 0 |  | -8.1051e-06 |  | 2.3681e-06 |  | 0 |  | 6.4246e-06 |  | 0.00048284 |  | 0 |  | 0.00018296 |  | 0.0005468 |  | 0.00022437 |  | 8.5628e-06 |  | 0.005086 |  | 0.60931 |  | 0 |  | 0.002336
| 0.00046255 |  | 0 |  | 0 |  | 7.062e-06 |  | 4.4732e-06 |  | 0 |  | 6.8481e-06 |  | 0.00047949 |  | 0 |  | 0.00014255 |  | 0.00055166 |  | 0.00022709 |  | 7.6114e-06 |  | 0.005116 |  | 0.6223 |  | 0 |  | 0.0023219
| 0.00053854 |  | 0 |  | 0 |  | -3.8359e-06 |  | 2.1051e-06 |  | 0 |  | 6.5508e-06 |  | 0.0004803 |  | 0 |  | 0.00014553 |  | 0.00056371 |  | 0.00020788 |  | 6.6462e-06 |  | 0.0051513 |  | 0.63821 |  | 0 |  | 0.0023054
| 0.0003853 |  | 0 |  | 0 |  | 6.9592e-05 |  | 5.263e-07 |  | 0 |  | 7.758e-06 |  | 0.00047921 |  | 0 |  | 0.0002069 |  | 0.00057577 |  | 0.00018562 |  | 6.0267e-06 |  | 0.005191 |  | 0.65246 |  | 0 |  | 0.0022994
| 0.00038394 |  | 0 |  | 0 |  | 4.9242e-05 |  | 1.3158e-06 |  | 0 |  | 6.5516e-06 |  | 0.00047997 |  | 0 |  | 0.00020612 |  | 0.00059146 |  | 0.00026905 |  | 5.3914e-06 |  | 0.0052399 |  | 0.66371 |  | 0 |  | 0.0022907
| 0.00052481 |  | 0 |  | 0 |  | 2.9726e-05 |  | 7.8952e-07 |  | 0 |  | 7.4298e-06 |  | 0.00048007 |  | 0 |  | 0.0001731 |  | 0.0006035 |  | 0.00024963 |  | 4.7571e-06 |  | 0.0052887 |  | 0.67405 |  | 0 |  | 0.0022905
| 0.00049168 |  | 0 |  | 0 |  | 8.3743e-05 |  | 7.8956e-07 |  | 0 |  | 7.4929e-06 |  | 0.00048203 |  | 0 |  | 0.00015768 |  | 0.0006144 |  | 0.00015379 |  | 4.1228e-06 |  | 0.0053672 |  | 0.68806 |  | 0 |  | 0.002288
| 0.00050966 |  | 0 |  | 0 |  | 4.7195e-05 |  | 1.316e-06 |  | 0 |  | 7.509e-06 |  | 0.00048427 |  | 0 |  | 0.00015366 |  | 0.00062403 |  | 0.00017875 |  | 3.4886e-06 |  | 0.0054499 |  | 0.70552 |  | 0 |  | 0.0022867
| 0.00055804 |  | 0 |  | 0 |  | -2.4137e-05 |  | 1.316e-06 |  | 0 |  | 7.29e-06 |  | 0.00048246 |  | 0 |  | 0.00016871 |  | 0.00063126 |  | 0.00020327 |  | 2.8543e-06 |  | 0.0055574 |  | 0.72052 |  | 0 |  | 0.0022834
| 0.00048349 |  | 0 |  | 0 |  | 7.7155e-06 |  | 7.8966e-07 |  | 0 |  | 5.9108e-06 |  | 0.00047967 |  | 0 |  | 0.00014741 |  | 0.00064336 |  | 0.00023135 |  | 2.22e-06 |  | 0.0056626 |  | 0.73203 |  | 0 |  | 0.0022793
| 0.00050424 |  | 0 |  | 0 |  | 7.6807e-05 |  | 7.8969e-07 |  | 0 |  | 7.2909e-06 |  | 0.00047036 |  | 0 |  | 0.00016213 |  | 0.00065903 |  | 0.00024956 |  | 1.5893e-06 |  | 0.0057505 |  | 0.74291 |  | 0 |  | 0.0022722
| 0.0006424 |  | 0 |  | 0 |  | -1.3982e-05 |  | 7.8973e-07 |  | 0 |  | 7.3384e-06 |  | 0.00046566 |  | 0 |  | 0.00020091 |  | 0.00067592 |  | 0.00024591 |  | 1.2686e-06 |  | 0.0057976 |  | 0.75528 |  | 0 |  | 0.0022642
| 0.00065625 |  | 0 |  | 0 |  | -2.3817e-05 |  | 0 |  | 0 |  | 7.5427e-06 |  | 0.00047047 |  | 0 |  | 0.00022538 |  | 0.00068797 |  | 0.00025151 |  | 9.5143e-07 |  | 0.0057893 |  | 0.76811 |  | 0 |  | 0.0022541
| 0.00054162 |  | 0 |  | 0 |  | 6.7398e-05 |  | 5.2653e-07 |  | 0 |  | 7.0884e-06 |  | 0.0004784 |  | 0 |  | 0.000248 |  | 0.00069526 |  | 0.00020817 |  | 6.356e-07 |  | 0.0057054 |  | 0.77853 |  | 0 |  | 0.0022469
| 0.00059969 |  | 0 |  | 0 |  | 6.8409e-05 |  | 5.2655e-07 |  | 0 |  | 6.1948e-06 |  | 0.00048152 |  | 0 |  | 0.00024967 |  | 0.00070731 |  | 0.00019343 |  | 6.3428e-07 |  | 0.0055608 |  | 0.78633 |  | 0 |  | 0.0022339
| 0.00072545 |  | 0 |  | 0 |  | 6.6491e-05 |  | 5.2658e-07 |  | 0 |  | 6.9481e-06 |  | 0.00047618 |  | 0 |  | 0.00020158 |  | 0.00071939 |  | 0.00020559 |  | 3.1785e-07 |  | 0.0053616 |  | 0.79436 |  | 0 |  | 0.0022285
| 0.00067573 |  | 0 |  | 0 |  | 9.4532e-05 |  | 4.4761e-06 |  | 0 |  | 7.3249e-06 |  | 0.00047685 |  | 0 |  | 0.00016244 |  | 0.00073384 |  | 0.00019778 |  | 0 |  | 0.0051595 |  | 0.80405 |  | 0 |  | 0.0022201
| 0.00053621 |  | 0 |  | 0 |  | 3.8422e-05 |  | 3.9497e-06 |  | 0 |  | 6.5254e-06 |  | 0.00048256 |  | 0 |  | 0.00015078 |  | 0.00073993 |  | 0.00028791 |  | 0 |  | 0.0049814 |  | 0.81407 |  | 0 |  | 0.0022199
| 0.00051135 |  | 0 |  | 0 |  | 3.4586e-05 |  | 7.8997e-07 |  | 0 |  | 7.6396e-06 |  | 0.00048435 |  | 0 |  | 0.00015819 |  | 0.00074716 |  | 0.0003745 |  | 0 |  | 0.0048517 |  | 0.82363 |  | 0 |  | 0.0022234
| 0.00054316 |  | 0 |  | 0 |  | 2.4071e-05 |  | 1.3167e-06 |  | 0 |  | 7.2321e-06 |  | 0.00048135 |  | 0 |  | 0.00018463 |  | 0.00077009 |  | 0.0002871 |  | 3.1785e-07 |  | 0.0048102 |  | 0.83335 |  | 0 |  | 0.0022329
| 0.00053766 |  | 0 |  | 0 |  | -1.7659e-05 |  | 5.2669e-07 |  | 0 |  | 6.5423e-06 |  | 0.0004746 |  | 0 |  | 0.00019866 |  | 0.00078094 |  | 0.00031621 |  | 6.356e-07 |  | 0.0048513 |  | 0.84419 |  | 0 |  | 0.0022493
| 0.00048655 |  | 0 |  | 0 |  | 5.5854e-05 |  | 5.2671e-07 |  | 0 |  | 7.4997e-06 |  | 0.0004678 |  | 0 |  | 0.00022562 |  | 0.0007882 |  | 0.00032564 |  | 6.3428e-07 |  | 0.0049769 |  | 0.85513 |  | 0 |  | 0.0022743
| 0.00041745 |  | 0 |  | 0 |  | 6.8279e-05 |  | 2.8971e-06 |  | 0 |  | 5.9939e-06 |  | 0.00046709 |  | 0 |  | 0.00019971 |  | 0.00080149 |  | 0.00018941 |  | 9.534e-07 |  | 0.0051554 |  | 0.86423 |  | 0 |  | 0.0023054
| 0.00059163 |  | 0 |  | 0 |  | 1.0085e-05 |  | 2.8972e-06 |  | 0 |  | 7.328e-06 |  | 0.00047258 |  | 0 |  | 0.00015908 |  | 0.00081599 |  | 0.00017289 |  | 1.2714e-06 |  | 0.0053812 |  | 0.87235 |  | 0 |  | 0.0023413
| 0.00055433 |  | 0 |  | 0 |  | 4.687e-05 |  | 2.8973e-06 |  | 0 |  | 7.0617e-06 |  | 0.00047934 |  | 0 |  | 0.0001574 |  | 0.00082808 |  | 0.00027225 |  | 1.589e-06 |  | 0.0056209 |  | 0.88003 |  | 0 |  | 0.0023836
| 0.0003788 |  | 0 |  | 0 |  | 5.6046e-05 |  | 2.3706e-06 |  | 0 |  | 6.8895e-06 |  | 0.00047908 |  | 0 |  | 0.00013303 |  | 0.00083169 |  | 0.00026053 |  | 2.225e-06 |  | 0.0058435 |  | 0.88599 |  | 0 |  | 0.0024194
| 0.00045764 |  | 0 |  | 0 |  | 6.528e-05 |  | 2.3707e-06 |  | 0 |  | 6.5447e-06 |  | 0.00047349 |  | 0 |  | 0.00013903 |  | 0.0008486 |  | 0.00021007 |  | 2.5424e-06 |  | 0.006055 |  | 0.8909 |  | 0 |  | 0.0024572
| 0.00051434 |  | 0 |  | 0 |  | 7.2473e-05 |  | 2.3708e-06 |  | 0 |  | 6.4509e-06 |  | 0.0004684 |  | 0 |  | 0.00021417 |  | 0.00087154 |  | 0.00017824 |  | 2.8602e-06 |  | 0.0062298 |  | 0.8952 |  | 0 |  | 0.0024941
| 0.00046458 |  | 0 |  | 0 |  | 3.8657e-05 |  | 0 |  | 0 |  | 6.4199e-06 |  | 0.00046619 |  | 0 |  | 0.0002195 |  | 0.00088601 |  | 0.00015905 |  | 3.4958e-06 |  | 0.006372 |  | 0.89897 |  | 0 |  | 0.0025235
| 0.00045078 |  | 0 |  | 0 |  | 6.5838e-05 |  | 0 |  | 0 |  | 7.2051e-06 |  | 0.00046761 |  | 0 |  | 0.00015165 |  | 0.00089328 |  | 0.0001843 |  | 4.1407e-06 |  | 0.0064586 |  | 0.90399 |  | 0 |  | 0.0025443
| 0.00053102 |  | 0 |  | 0 |  | 8.0256e-05 |  | 2.3711e-06 |  | 0 |  | 8.116e-06 |  | 0.00047669 |  | 0 |  | 0.0001541 |  | 0.00090778 |  | 0.00023469 |  | 4.767e-06 |  | 0.0065072 |  | 0.91055 |  | 0 |  | 0.0025659
| 0.000567 |  | 0 |  | 0 |  | 4.3337e-05 |  | 2.8982e-06 |  | 0 |  | 6.4681e-06 |  | 0.0004818 |  | 0 |  | 0.00018153 |  | 0.00092711 |  | 0.00027461 |  | 5.7214e-06 |  | 0.0065037 |  | 1.8348 |  | 0 |  | 0.0025774
| 0.00058363 |  | 0 |  | 0 |  | -4.2394e-05 |  | 2.8983e-06 |  | 0 |  | 7.128e-06 |  | 0.00048249 |  | 0 |  | 0.00018765 |  | 0.00093796 |  | 0.00025908 |  | 6.6738e-06 |  | 0.0064396 |  | 0.92409 |  | 0 |  | 0.0025826
| 0.00059196 |  | 0 |  | 0 |  | -5.6853e-05 |  | 2.3714e-06 |  | 0 |  | 6.5788e-06 |  | 0.00047304 |  | 0 |  | 0.00021127 |  | 0.00094764 |  | 0.00021346 |  | 7.3258e-06 |  | 0.0063486 |  | 0.93115 |  | 0 |  | 0.0025808
| 0.00049377 |  | 0 |  | 0 |  | 9.9546e-05 |  | 7.9052e-07 |  | 0 |  | 7.8668e-06 |  | 0.00046114 |  | 0 |  | 0.00026367 |  | 0.00095612 |  | 0.00020251 |  | 8.2628e-06 |  | 0.0062307 |  | 0.93819 |  | 0 |  | 0.0025744
| 0.00045922 |  | 0 |  | 0 |  | 0.00013433 |  | 1.3176e-06 |  | 0 |  | 7.8516e-06 |  | 0.00045974 |  | 0 |  | 0.00029549 |  | 0.00096942 |  | 0.00022175 |  | 9.2353e-06 |  | 0.0061169 |  | 0.94339 |  | 0 |  | 0.0025672
| 0.00047999 |  | 0 |  | 0 |  | 0.00011445 |  | 2.8988e-06 |  | 0 |  | 6.7842e-06 |  | 0.00046593 |  | 0 |  | 0.00027222 |  | 0.00098751 |  | 0.0002539 |  | 1.0171e-05 |  | 0.0060133 |  | 0.94782 |  | 0 |  | 0.0025524
| 0.00046204 |  | 0 |  | 0 |  | 8.1972e-05 |  | 2.3719e-06 |  | 0 |  | 6.9573e-06 |  | 0.00047041 |  | 0 |  | 0.00024799 |  | 0.0009984 |  | 0.00022567 |  | 1.1464e-05 |  | 0.0059345 |  | 0.95454 |  | 0 |  | 0.0025401
| 0.00050772 |  | 0 |  | 0 |  | 3.6241e-05 |  | 3.9533e-06 |  | 0 |  | 7.2562e-06 |  | 0.00046948 |  | 0 |  | 0.00025565 |  | 0.0010045 |  | 0.00019168 |  | 1.2396e-05 |  | 0.0058804 |  | 0.9622 |  | 0 |  | 0.0025331
| 0.0005368 |  | 0 |  | 0 |  | 9.9573e-05 |  | 3.9534e-06 |  | 0 |  | 7.3666e-06 |  | 0.00046593 |  | 0 |  | 0.00025102 |  | 0.0010189 |  | 0.00020698 |  | 1.3375e-05 |  | 0.0058472 |  | 0.96805 |  | 0 |  | 0.0025209
| 0.00059079 |  | 0 |  | 0 |  | 2.429e-05 |  | 7.9072e-07 |  | 0 |  | 7.5398e-06 |  | 0.00046162 |  | 0 |  | 0.00021931 |  | 0.0010407 |  | 0.00022268 |  | 1.4652e-05 |  | 0.0058109 |  | 0.97216 |  | 0 |  | 0.0025149
| 0.00050643 |  | 0 |  | 0 |  | -2.1554e-05 |  | 7.9075e-07 |  | 0 |  | 6.7234e-06 |  | 0.00046166 |  | 0 |  | 0.0002243 |  | 0.0010504 |  | 0.00022546 |  | 1.5923e-05 |  | 0.0057637 |  | 0.97657 |  | 0 |  | 0.0025042
| 0.00049123 |  | 0 |  | 0 |  | 1.5757e-05 |  | 2.3724e-06 |  | 0 |  | 7.1165e-06 |  | 0.00046237 |  | 0 |  | 0.00021011 |  | 0.0010637 |  | 0.00018113 |  | 1.72e-05 |  | 0.0056975 |  | 0.9825 |  | 0 |  | 0.0024893
| 0.00064207 |  | 0 |  | 0 |  | 1.3088e-05 |  | 6.063e-06 |  | 0 |  | 7.1169e-06 |  | 0.00046611 |  | 0 |  | 0.00016351 |  | 0.0010866 |  | 0.00017488 |  | 1.8432e-05 |  | 0.0056166 |  | 0.98838 |  | 0 |  | 0.0024657
| 0.0005383 |  | 0 |  | 0 |  | 2.7963e-05 |  | 4.4815e-06 |  | 0 |  | 7.196e-06 |  | 0.00046119 |  | 0 |  | 0.00015621 |  | 0.0011012 |  | 0.00020262 |  | 1.9748e-05 |  | 0.0055189 |  | 0.99239 |  | 0 |  | 0.0024432
| 0.00049128 |  | 0 |  | 0 |  | 2.2676e-05 |  | 1.3182e-06 |  | 0 |  | 6.725e-06 |  | 0.00045814 |  | 0 |  | 0.0001618 |  | 0.0011084 |  | 0.00025993 |  | 2.1337e-05 |  | 0.0054277 |  | 0.99484 |  | 0 |  | 0.0024158
| 0.00061588 |  | 0 |  | 0 |  | 1.0953e-06 |  | 1.3182e-06 |  | 0 |  | 6.6154e-06 |  | 0.00046189 |  | 0 |  | 0.00016189 |  | 0.0011109 |  | 0.00027962 |  | 2.2933e-05 |  | 0.0053447 |  | 0.99714 |  | 0 |  | 0.0023815
| 0.00054533 |  | 0 |  | 0 |  | 1.8702e-05 |  | 7.9096e-07 |  | 0 |  | 6.3801e-06 |  | 0.00046681 |  | 0 |  | 0.00017459 |  | 0.0011326 |  | 0.00025718 |  | 2.4257e-05 |  | 0.0053029 |  | 0.99921 |  | 0 |  | 0.0023528
| 0.0004886 |  | 0 |  | 0 |  | 3.3375e-05 |  | 2.373e-06 |  | 0 |  | 7.5905e-06 |  | 0.00047303 |  | 0 |  | 0.00016213 |  | 0.0011567 |  | 0.00023837 |  | 2.5795e-05 |  | 0.0052968 |  | 0.99999 |  | 0 |  | 0.0023316
| 0.00061596 |  | 0 |  | 0 |  | 2.6441e-05 |  | 2.3731e-06 |  | 0 |  | 6.8366e-06 |  | 0.0004771 |  | 0 |  | 0.00013161 |  | 0.0011652 |  | 0.0002531 |  | 2.7392e-05 |  | 0.0053383 |  | 0.99898 |  | 0 |  | 0.0023248
| 0.00052877 |  | 0 |  | 0 |  | 7.953e-05 |  | 7.9106e-07 |  | 0 |  | 6.9942e-06 |  | 0.00048109 |  | 0 |  | 0.00016112 |  | 0.0011725 |  | 0.00029803 |  | 2.898e-05 |  | 0.0054139 |  | 0.99643 |  | 0 |  | 0.0023263
| 0.00043605 |  | 0 |  | 0 |  | 0.00014478 |  | 7.9109e-07 |  | 0 |  | 7.4033e-06 |  | 0.00047602 |  | 0 |  | 0.00020203 |  | 0.0011894 |  | 0.00027874 |  | 3.0577e-05 |  | 0.0055197 |  | 1.9867 |  | 0 |  | 0.0023484
| 0.00050946 |  | 0 |  | 0 |  | 0.00016629 |  | 0 |  | 0 |  | 6.492e-06 |  | 0.00046501 |  | 0 |  | 0.00022848 |  | 0.0012136 |  | 0.0002239 |  | 3.2236e-05 |  | 0.0056441 |  | 0.98992 |  | 0 |  | 0.0023769
| 0.00052056 |  | 0 |  | 0 |  | 0.00011991 |  | 5.2744e-07 |  | 0 |  | 7.3099e-06 |  | 0.00045472 |  | 0 |  | 0.00023258 |  | 0.0012245 |  | 0.00022954 |  | 3.4075e-05 |  | 0.00578 |  | 0.98611 |  | 0 |  | 0.0024189
| 0.0005469 |  | 0 |  | 0 |  | 6.4631e-05 |  | 1.3187e-06 |  | 0 |  | 7.7348e-06 |  | 0.00045401 |  | 0 |  | 0.0002205 |  | 0.0012341 |  | 0.00023915 |  | 3.6066e-05 |  | 0.0059064 |  | 0.98162 |  | 0 |  | 0.0024604
| 0.00065907 |  | 0 |  | 0 |  | 3.9037e-05 |  | 1.3187e-06 |  | 0 |  | 7.9082e-06 |  | 0.00045724 |  | 0 |  | 0.00021222 |  | 0.0012571 |  | 0.00019594 |  | 3.7578e-05 |  | 0.006021 |  | 0.97555 |  | 0 |  | 0.0024984
| 0.00055385 |  | 0 |  | 0 |  | 3.8001e-05 |  | 1.3188e-06 |  | 0 |  | 7.7043e-06 |  | 0.00045493 |  | 0 |  | 0.00018969 |  | 0.0012789 |  | 0.00018244 |  | 3.9258e-05 |  | 0.0061273 |  | 0.96785 |  | 0 |  | 0.0025284
| 0.00042234 |  | 0 |  | 0 |  | 9.2184e-05 |  | 7.913e-07 |  | 0 |  | 7.06e-06 |  | 0.00045574 |  | 0 |  | 0.00018058 |  | 0.0012946 |  | 0.0002511 |  | 4.1088e-05 |  | 0.0062172 |  | 0.95873 |  | 0 |  | 0.0025476
| 0.00060934 |  | 0 |  | 0 |  | 3.3236e-05 |  | 0 |  | 0 |  | 6.5415e-06 |  | 0.00045881 |  | 0 |  | 0.00014726 |  | 0.0013067 |  | 0.00027815 |  | 4.3088e-05 |  | 0.0063019 |  | 0.94742 |  | 0 |  | 0.0025556
| 0.00064815 |  | 0 |  | 0 |  | 2.2898e-05 |  | 2.1103e-06 |  | 0 |  | 7.9573e-06 |  | 0.00046067 |  | 0 |  | 0.00015039 |  | 0.0013212 |  | 0.00020582 |  | 4.4995e-05 |  | 0.0063909 |  | 0.93373 |  | 0 |  | 0.0025538
| 0.00056507 |  | 0 |  | 0 |  | 0.00010455 |  | 2.9018e-06 |  | 0 |  | 7.0928e-06 |  | 0.00045077 |  | 0 |  | 0.0001991 |  | 0.0013442 |  | 0.00014153 |  | 4.6821e-05 |  | 0.0064657 |  | 0.91865 |  | 0 |  | 0.0025478
| 0.00054155 |  | 0 |  | 0 |  | 4.6305e-05 |  | 1.3191e-06 |  | 0 |  | 7.2977e-06 |  | 0.00044238 |  | 0 |  | 0.000197 |  | 0.0013563 |  | 0.00020082 |  | 4.9152e-05 |  | 0.0065398 |  | 0.90286 |  | 0 |  | 0.002532
| 0.00047647 |  | 0 |  | 0 |  | 6.972e-06 |  | 1.3191e-06 |  | 0 |  | 6.5903e-06 |  | 0.00044888 |  | 0 |  | 0.00016763 |  | 0.0013732 |  | 0.00020712 |  | 5.1378e-05 |  | 0.0065862 |  | 0.88735 |  | 0 |  | 0.0025218
| 0.00048757 |  | 0 |  | 0 |  | 7.3298e-05 |  | 7.915e-07 |  | 0 |  | 6.9368e-06 |  | 0.00045732 |  | 0 |  | 0.00013366 |  | 0.0014022 |  | 0.00018453 |  | 5.3301e-05 |  | 0.0065762 |  | 0.87311 |  | 0 |  | 0.0025086
| 0.00055826 |  | 0 |  | 0 |  | 8.3454e-05 |  | 7.9153e-07 |  | 0 |  | 6.9843e-06 |  | 0.00045618 |  | 0 |  | 0.00013547 |  | 0.0014216 |  | 0.00020168 |  | 5.5216e-05 |  | 0.0065215 |  | 1.7198 |  | 0 |  | 0.0025064
| 0.00059568 |  | 0 |  | 0 |  | 2.1581e-05 |  | 7.9157e-07 |  | 0 |  | 7.0005e-06 |  | 0.000447 |  | 0 |  | 0.00013474 |  | 0.0014301 |  | 0.00019931 |  | 5.7441e-05 |  | 0.0064089 |  | 0.84727 |  | 0 |  | 0.002507
| 0.00049318 |  | 0 |  | 0 |  | 6.5364e-06 |  | 7.916e-07 |  | 0 |  | 7.0638e-06 |  | 0.00044802 |  | 0 |  | 0.00015209 |  | 0.0014434 |  | 0.00020311 |  | 5.9685e-05 |  | 0.0062387 |  | 0.83491 |  | 0 |  | 0.0025129
| 0.00048489 |  | 0 |  | 0 |  | 5.7964e-05 |  | 7.9164e-07 |  | 0 |  | 7.2688e-06 |  | 0.00045792 |  | 0 |  | 0.0002203 |  | 0.00147 |  | 0.00024501 |  | 6.16e-05 |  | 0.0060548 |  | 0.82218 |  | 0 |  | 0.0025204
| 0.00058469 |  | 0 |  | 0 |  | 2.3687e-05 |  | 0 |  | 0 |  | 6.986e-06 |  | 0.00046471 |  | 0 |  | 0.00024532 |  | 0.001499 |  | 0.00025894 |  | 6.3834e-05 |  | 0.0058687 |  | 0.80794 |  | 0 |  | 0.0025365
| 0.0005196 |  | 0 |  | 0 |  | -5.4089e-05 |  | 2.1112e-06 |  | 0 |  | 7.1123e-06 |  | 0.00046061 |  | 0 |  | 0.00023461 |  | 0.0015244 |  | 0.00024381 |  | 6.6204e-05 |  | 0.0057176 |  | 0.79181 |  | 0 |  | 0.0025533
| 0.00047528 |  | 0 |  | 0 |  | -1.8173e-05 |  | 2.903e-06 |  | 0 |  | 7.1914e-06 |  | 0.00045503 |  | 0 |  | 0.00023959 |  | 0.0015353 |  | 0.00024117 |  | 6.8302e-05 |  | 0.0056071 |  | 0.77419 |  | 0 |  | 0.0025629
| 0.00046006 |  | 0 |  | 0 |  | -3.1919e-05 |  | 1.3196e-06 |  | 0 |  | 6.8928e-06 |  | 0.00045511 |  | 0 |  | 0.00021788 |  | 0.0015547 |  | 0.00026883 |  | 7.0524e-05 |  | 0.0055672 |  | 0.75543 |  | 0 |  | 0.0025716
| 0.00042405 |  | 0 |  | 0 |  | -8.0172e-05 |  | 1.3197e-06 |  | 0 |  | 7.8061e-06 |  | 0.00045388 |  | 0 |  | 0.00016223 |  | 0.0015824 |  | 0.00025549 |  | 7.2771e-05 |  | 0.0055862 |  | 0.73599 |  | 0 |  | 0.0025747
| 0.00040329 |  | 0 |  | 0 |  | 3.0278e-05 |  | 7.9184e-07 |  | 0 |  | 6.752e-06 |  | 0.00045019 |  | 0 |  | 0.0001447 |  | 0.0015958 |  | 0.0001692 |  | 7.5328e-05 |  | 0.005642 |  | 0.7164 |  | 0 |  | 0.0025744
| 0.00055994 |  | 0 |  | 0 |  | 7.5245e-05 |  | 2.3756e-06 |  | 0 |  | 7.1932e-06 |  | 0.00044169 |  | 0 |  | 0.00019095 |  | 0.0016079 |  | 0.00021044 |  | 7.7464e-05 |  | 0.0057354 |  | 1.3936 |  | 0 |  | 0.0025598
| 0.00058076 |  | 0 |  | 0 |  | 1.0635e-05 |  | 2.9037e-06 |  | 0 |  | 6.863e-06 |  | 0.00043733 |  | 0 |  | 0.00024726 |  | 0.0016249 |  | 0.00020062 |  | 7.9969e-05 |  | 0.00583 |  | 0.67727 |  | 0 |  | 0.0025453
| 0.00048513 |  | 0 |  | 0 |  | -1.0205e-05 |  | 5.2796e-07 |  | 0 |  | 6.8319e-06 |  | 0.00044317 |  | 0 |  | 0.00026354 |  | 0.0016418 |  | 0.00021777 |  | 8.2164e-05 |  | 0.0059172 |  | 0.6579 |  | 0 |  | 0.0025227
| 0.00049209 |  | 0 |  | 0 |  | -2.9423e-05 |  | 2.1119e-06 |  | 0 |  | 7.5093e-06 |  | 0.0004534 |  | 0 |  | 0.00025481 |  | 0.0016588 |  | 0.00027843 |  | 8.47e-05 |  | 0.0059687 |  | 0.63876 |  | 0 |  | 0.0024965
| 0.00045606 |  | 0 |  | 0 |  | -3.3064e-05 |  | 2.904e-06 |  | 0 |  | 6.5966e-06 |  | 0.00045823 |  | 0 |  | 0.00025149 |  | 0.0016818 |  | 0.00020386 |  | 8.7113e-05 |  | 0.0060063 |  | 0.61973 |  | 0 |  | 0.0024683
| 0.00050876 |  | 0 |  | 0 |  | -7.4734e-05 |  | 1.3201e-06 |  | 0 |  | 8.0612e-06 |  | 0.00044956 |  | 0 |  | 0.0002458 |  | 0.0017156 |  | 0.00026643 |  | 8.9341e-05 |  | 0.0060005 |  | 0.60061 |  | 0 |  | 0.0024392
| 0.0006724 |  | 0 |  | 0 |  | -2.4621e-05 |  | 5.2805e-07 |  | 0 |  | 6.188e-06 |  | 0.00043469 |  | 0 |  | 0.00022565 |  | 0.0017374 |  | 0.00031749 |  | 9.195e-05 |  | 0.0059854 |  | 0.58123 |  | 0 |  | 0.0024107
| 0.00068491 |  | 0 |  | 0 |  | -6.5472e-06 |  | 0 |  | 0 |  | 6.4245e-06 |  | 0.00042438 |  | 0 |  | 0.00022974 |  | 0.0017495 |  | 0.00025868 |  | 9.4389e-05 |  | 0.0059554 |  | 0.5615 |  | 0 |  | 0.0023814
| 0.00055043 |  | 0 |  | 0 |  | -4.0724e-05 |  | 2.3764e-06 |  | 0 |  | 7.3225e-06 |  | 0.00042375 |  | 0 |  | 0.00022039 |  | 0.0017641 |  | 0.00023695 |  | 9.6839e-05 |  | 0.0059276 |  | 0.54125 |  | 0 |  | 0.0023534
| 0.00047976 |  | 0 |  | 0 |  | 2.9999e-05 |  | 2.9046e-06 |  | 0 |  | 7.26e-06 |  | 0.00043234 |  | 0 |  | 0.00021762 |  | 0.0017858 |  | 0.0002048 |  | 9.9297e-05 |  | 0.0059132 |  | 1.0405 |  | 0 |  | 0.002328
| 0.00045343 |  | 0 |  | 0 |  | -4.3865e-05 |  | 1.3203e-06 |  | 0 |  | 7.8116e-06 |  | 0.00044037 |  | 0 |  | 0.00021369 |  | 0.0018125 |  | 0.00023352 |  | 0.00010176 |  | 0.0059279 |  | 0.49857 |  | 0 |  | 0.0023074
| 0.00038135 |  | 0 |  | 0 |  | -4.7827e-05 |  | 7.9224e-07 |  | 0 |  | 5.4496e-06 |  | 0.00044188 |  | 0 |  | 0.00018789 |  | 0.0018415 |  | 0.00027074 |  | 0.00010424 |  | 0.005968 |  | 0.47651 |  | 0 |  | 0.002294
| 0.00051868 |  | 0 |  | 0 |  | -4.8092e-06 |  | 2.3768e-06 |  | 0 |  | 6.8045e-06 |  | 0.00044595 |  | 0 |  | 0.00020827 |  | 0.0018657 |  | 0.00024597 |  | 0.00010671 |  | 0.0060445 |  | 0.45461 |  | 0 |  | 0.0022965
| 0.00060469 |  | 0 |  | 0 |  | 1.657e-05 |  | 2.9051e-06 |  | 0 |  | 7.0412e-06 |  | 0.00045075 |  | 0 |  | 0.00022864 |  | 0.0018779 |  | 0.00023975 |  | 0.00010919 |  | 0.0061343 |  | 0.4336 |  | 0 |  | 0.0022997
| 0.00052426 |  | 0 |  | 0 |  | 0.00010889 |  | 2.9053e-06 |  | 0 |  | 7.5772e-06 |  | 0.00044715 |  | 0 |  | 0.00021957 |  | 0.0019033 |  | 0.00028444 |  | 0.00011167 |  | 0.0062434 |  | 0.41361 |  | 0 |  | 0.0023215
| 0.00040086 |  | 0 |  | 0 |  | 5.7369e-05 |  | 2.9054e-06 |  | 0 |  | 6.8845e-06 |  | 0.00044198 |  | 0 |  | 0.00018299 |  | 0.0019226 |  | 0.00025554 |  | 0.00011439 |  | 0.0063407 |  | 0.39436 |  | 0 |  | 0.0023617
| 0.00038839 |  | 0 |  | 0 |  | 3.3127e-05 |  | 2.9055e-06 |  | 0 |  | 6.1916e-06 |  | 0.00044378 |  | 0 |  | 0.00014585 |  | 0.0019336 |  | 0.00022626 |  | 0.00011663 |  | 0.0063943 |  | 0.37591 |  | 0 |  | 0.0024027
| 0.00051324 |  | 0 |  | 0 |  | 2.433e-05 |  | 2.3773e-06 |  | 0 |  | 6.9483e-06 |  | 0.00045062 |  | 0 |  | 0.00012355 |  | 0.0019602 |  | 0.00021393 |  | 0.0001191 |  | 0.0064108 |  | 0.71624 |  | 0 |  | 0.0024622
| 0.00047164 |  | 0 |  | 0 |  | 4.3168e-05 |  | 2.3774e-06 |  | 0 |  | 6.9644e-06 |  | 0.00044303 |  | 0 |  | 0.00012412 |  | 0.0019952 |  | 0.00021666 |  | 0.00012182 |  | 0.0063722 |  | 0.34058 |  | 0 |  | 0.002515
| 0.00032602 |  | 0 |  | 0 |  | 6.6253e-05 |  | 2.3775e-06 |  | 0 |  | 7.3115e-06 |  | 0.00042433 |  | 0 |  | 0.0001564 |  | 0.0020087 |  | 0.00020679 |  | 0.00012403 |  | 0.0062701 |  | 0.32329 |  | 0 |  | 0.0025809
| 0.00038709 |  | 0 |  | 0 |  | 2.9559e-06 |  | 2.3776e-06 |  | 0 |  | 7.2804e-06 |  | 0.00041437 |  | 0 |  | 0.00014398 |  | 0.0020195 |  | 0.00025809 |  | 0.00012674 |  | 0.0061375 |  | 0.30666 |  | 0 |  | 0.0026314
| 0.00054109 |  | 0 |  | 0 |  | 2.8485e-05 |  | 2.3777e-06 |  | 0 |  | 7.7852e-06 |  | 0.00041932 |  | 0 |  | 0.00014527 |  | 0.0020558 |  | 0.00027846 |  | 0.00012891 |  | 0.005973 |  | 0.29112 |  | 0 |  | 0.0026893
| 0.00059246 |  | 0 |  | 0 |  | 8.9155e-05 |  | 0 |  | 0 |  | 6.6193e-06 |  | 0.00042702 |  | 0 |  | 0.00020017 |  | 0.0020994 |  | 0.0001897 |  | 0.0001316 |  | 0.0057967 |  | 0.27687 |  | 0 |  | 0.0027336
| 0.00058417 |  | 0 |  | 0 |  | 1.4089e-05 |  | 0 |  | 0 |  | 6.7774e-06 |  | 0.00042609 |  | 0 |  | 0.00023822 |  | 0.0021163 |  | 0.0002298 |  | 0.00013374 |  | 0.0056251 |  | 0.26376 |  | 0 |  | 0.0027627
| 0.00053424 |  | 0 |  | 0 |  | -1.8725e-05 |  | 2.378e-06 |  | 0 |  | 7.5502e-06 |  | 0.00042054 |  | 0 |  | 0.0002372 |  | 0.0021176 |  | 0.00027896 |  | 0.0001364 |  | 0.0054554 |  | 0.25165 |  | 0 |  | 0.0027952
| 0.0006078 |  | 0 |  | 0 |  | -7.9894e-06 |  | 2.9066e-06 |  | 0 |  | 7.7555e-06 |  | 0.00042065 |  | 0 |  | 0.00023326 |  | 0.0021431 |  | 0.00024011 |  | 0.00013879 |  | 0.0052975 |  | 0.48077 |  | 0 |  | 0.0028094
| 0.00059117 |  | 0 |  | 0 |  | 8.3567e-06 |  | 1.3212e-06 |  | 0 |  | 8.2604e-06 |  | 0.00042377 |  | 0 |  | 0.00020489 |  | 0.0021805 |  | 0.00024439 |  | 0.00014112 |  | 0.0051611 |  | 0.22967 |  | 0 |  | 0.0028132
| 0.00052598 |  | 0 |  | 0 |  | 6.5996e-05 |  | 7.9278e-07 |  | 0 |  | 6.7632e-06 |  | 0.00042565 |  | 0 |  | 0.00016248 |  | 0.0022084 |  | 0.00024726 |  | 0.00014314 |  | 0.0050455 |  | 0.21931 |  | 0 |  | 0.0028045
| 0.00054406 |  | 0 |  | 0 |  | 4.4069e-05 |  | 2.3784e-06 |  | 0 |  | 6.2433e-06 |  | 0.00042392 |  | 0 |  | 0.00020086 |  | 0.0022351 |  | 0.00020139 |  | 0.00014573 |  | 0.0049689 |  | 0.20937 |  | 0 |  | 0.0027854
| 0.00050245 |  | 0 |  | 0 |  | 5.8553e-05 |  | 2.3785e-06 |  | 0 |  | 6.6379e-06 |  | 0.00042389 |  | 0 |  | 0.00023263 |  | 0.0022581 |  | 0.00022128 |  | 0.00014799 |  | 0.0049511 |  | 0.19981 |  | 0 |  | 0.0027581
| 0.00044417 |  | 0 |  | 0 |  | 4.3248e-05 |  | 0 |  | 0 |  | 7.269e-06 |  | 0.00043066 |  | 0 |  | 0.00021108 |  | 0.0022871 |  | 0.00023293 |  | 0.00015023 |  | 0.004993 |  | 0.19039 |  | 0 |  | 0.0027236
| 0.00049554 |  | 0 |  | 0 |  | 3.2944e-05 |  | 0 |  | 0 |  | 6.7333e-06 |  | 0.00043837 |  | 0 |  | 0.00020654 |  | 0.0023271 |  | 0.00019917 |  | 0.00015243 |  | 0.0051185 |  | 0.36181 |  | 0 |  | 0.0026868
| 0.00056915 |  | 0 |  | 0 |  | 5.2415e-05 |  | 7.9295e-07 |  | 0 |  | 6.8125e-06 |  | 0.00044623 |  | 0 |  | 0.00020898 |  | 0.0023514 |  | 0.00019868 |  | 0.00015462 |  | 0.005314 |  | 0.17164 |  | 0 |  | 0.0026492
| 0.00059694 |  | 0 |  | 0 |  | 5.1155e-05 |  | 7.9298e-07 |  | 0 |  | 6.5448e-06 |  | 0.00044617 |  | 0 |  | 0.00021336 |  | 0.0023731 |  | 0.00020781 |  | 0.00015704 |  | 0.0055518 |  | 0.16309 |  | 0 |  | 0.0026149
| 0.00059697 |  | 0 |  | 0 |  | 5.813e-05 |  | 2.379e-06 |  | 0 |  | 5.8828e-06 |  | 0.0004384 |  | 0 |  | 0.00024808 |  | 0.0024082 |  | 0.00023708 |  | 0.00015881 |  | 0.0058229 |  | 0.15527 |  | 0 |  | 0.0025858
| 0.00055952 |  | 0 |  | 0 |  | 2.4857e-05 |  | 2.3791e-06 |  | 0 |  | 6.656e-06 |  | 0.00042994 |  | 0 |  | 0.00021799 |  | 0.0024337 |  | 0.0002615 |  | 0.00016085 |  | 0.0060864 |  | 0.14794 |  | 0 |  | 0.0025611
| 0.00051928 |  | 0 |  | 0 |  | -5.5786e-05 |  | 7.9308e-07 |  | 0 |  | 6.2463e-06 |  | 0.00041997 |  | 0 |  | 0.00018806 |  | 0.0024544 |  | 0.00030596 |  | 0.00016285 |  | 0.0063027 |  | 0.14102 |  | 0 |  | 0.0025482
| 0.00058316 |  | 0 |  | 0 |  | -0.00011272 |  | 2.9081e-06 |  | 0 |  | 6.7356e-06 |  | 0.00041696 |  | 0 |  | 0.0002336 |  | 0.0024979 |  | 0.00029621 |  | 0.00016517 |  | 0.0064738 |  | 0.13456 |  | 0 |  | 0.0025266
| 0.00064986 |  | 0 |  | 0 |  | -6.8975e-05 |  | 2.9082e-06 |  | 0 |  | 6.8149e-06 |  | 0.00041533 |  | 0 |  | 0.00024491 |  | 0.002533 |  | 0.00025145 |  | 0.00016672 |  | 0.0065763 |  | 0.25719 |  | 0 |  | 0.0025142
| 0.00070404 |  | 0 |  | 0 |  | -5.4306e-05 |  | 1.322e-06 |  | 0 |  | 7.0835e-06 |  | 0.00041901 |  | 0 |  | 0.00023417 |  | 0.0025464 |  | 0.00026032 |  | 0.00016893 |  | 0.0066254 |  | 0.12302 |  | 0 |  | 0.0025102
| 0.0006874 |  | 0 |  | 0 |  | -4.4813e-05 |  | 1.322e-06 |  | 0 |  | 6.5948e-06 |  | 0.00042878 |  | 0 |  | 0.00021554 |  | 0.0025682 |  | 0.00022455 |  | 0.00017042 |  | 0.006622 |  | 0.11767 |  | 0 |  | 0.0024949
| 0.00069299 |  | 0 |  | 0 |  | -3.4362e-05 |  | 1.3221e-06 |  | 0 |  | 6.6899e-06 |  | 0.00043257 |  | 0 |  | 0.00017343 |  | 0.0026057 |  | 0.00020921 |  | 0.0001725 |  | 0.0065872 |  | 0.11238 |  | 0 |  | 0.0024927
| 0.00062913 |  | 0 |  | 0 |  | -0.00010471 |  | 1.3221e-06 |  | 0 |  | 6.8007e-06 |  | 0.00043089 |  | 0 |  | 0.00020229 |  | 0.0026482 |  | 0.00021147 |  | 0.00017386 |  | 0.0065366 |  | 0.10706 |  | 0 |  | 0.0024781
| 0.00058611 |  | 0 |  | 0 |  | -4.3416e-05 |  | 1.3222e-06 |  | 0 |  | 6.091e-06 |  | 0.00042438 |  | 0 |  | 0.00022997 |  | 0.0026628 |  | 0.00019077 |  | 0.00017587 |  | 0.006488 |  | 0.20363 |  | 0 |  | 0.0024754
| 0.00063893 |  | 0 |  | 0 |  | 7.3865e-05 |  | 5.289e-07 |  | 0 |  | 7.3539e-06 |  | 0.00042351 |  | 0 |  | 0.00018913 |  | 0.0026809 |  | 0.00020396 |  | 0.0001775 |  | 0.0064388 |  | 0.096755 |  | 0 |  | 0.0024581
| 0.00058479 |  | 0 |  | 0 |  | -1.6588e-05 |  | 5.2892e-07 |  | 0 |  | 7.0071e-06 |  | 0.00042545 |  | 0 |  | 0.00018141 |  | 0.0027269 |  | 0.0001965 |  | 0.00017902 |  | 0.0063992 |  | 0.09194 |  | 0 |  | 0.0024506
| 0.00060705 |  | 0 |  | 0 |  | -8.8901e-05 |  | 1.3224e-06 |  | 0 |  | 6.25e-06 |  | 0.00042102 |  | 0 |  | 0.00020021 |  | 0.0027632 |  | 0.00015694 |  | 0.0001799 |  | 0.0063756 |  | 0.08755 |  | 0 |  | 0.0024338
| 0.00063625 |  | 0 |  | 0 |  | 3.0364e-05 |  | 7.9345e-07 |  | 0 |  | 6.6922e-06 |  | 0.00041169 |  | 0 |  | 0.00019531 |  | 0.0027937 |  | 0.00014819 |  | 0.00018111 |  | 0.0063484 |  | 0.083615 |  | 0 |  | 0.0024162
| 0.00059182 |  | 0 |  | 0 |  | 3.9819e-05 |  | 7.9348e-07 |  | 0 |  | 6.2665e-06 |  | 0.00040642 |  | 0 |  | 0.00019813 |  | 0.0028215 |  | 0.00020809 |  | 0.00018169 |  | 0.00634 |  | 0.07988 |  | 0 |  | 0.0023919
| 0.00065714 |  | 0 |  | 0 |  | -1.1919e-05 |  | 1.3225e-06 |  | 0 |  | 6.5194e-06 |  | 0.00040898 |  | 0 |  | 0.00022565 |  | 0.0028577 |  | 0.00023612 |  | 0.00018227 |  | 0.0063109 |  | 0.15241 |  | 0 |  | 0.0023816
| 0.00068635 |  | 0 |  | 0 |  | 1.4233e-05 |  | 1.3226e-06 |  | 0 |  | 7.4038e-06 |  | 0.00041173 |  | 0 |  | 0.00018494 |  | 0.0029003 |  | 0.0002752 |  | 0.00018273 |  | 0.0062828 |  | 0.072655 |  | 0 |  | 0.0023688
| 0.0005933 |  | 0 |  | 0 |  | 2.4661e-05 |  | 7.9358e-07 |  | 0 |  | 6.5202e-06 |  | 0.00041246 |  | 0 |  | 0.00019064 |  | 0.002922 |  | 0.00026535 |  | 0.00018316 |  | 0.0062364 |  | 0.06921 |  | 0 |  | 0.002362
| 0.00060306 |  | 0 |  | 0 |  | 6.6422e-05 |  | 0 |  | 0 |  | 6.5521e-06 |  | 0.00041522 |  | 0 |  | 0.00025072 |  | 0.002956 |  | 0.00015114 |  | 0.00018356 |  | 0.0061781 |  | 0.06581 |  | 0 |  | 0.0023607
| 0.00067395 |  | 0 |  | 0 |  | 5.6162e-05 |  | 0 |  | 0 |  | 6.7104e-06 |  | 0.00042062 |  | 0 |  | 0.00024231 |  | 0.0030044 |  | 0.00018196 |  | 0.00018422 |  | 0.0061174 |  | 0.062495 |  | 0 |  | 0.0023639
| 0.00072124 |  | 0 |  | 0 |  | 1.5605e-06 |  | 0 |  | 0 |  | 6.316e-06 |  | 0.00042233 |  | 0 |  | 0.00023129 |  | 0.0030385 |  | 0.00023078 |  | 0.00018413 |  | 0.0060507 |  | 0.11882 |  | 0 |  | 0.0023716
| 0.00066014 |  | 0 |  | 0 |  | -2.3725e-05 |  | 0 |  | 0 |  | 6.569e-06 |  | 0.00041925 |  | 0 |  | 0.0002152 |  | 0.0030796 |  | 0.00020875 |  | 0.00018429 |  | 0.0059908 |  | 0.056615 |  | 0 |  | 0.0023807
| 0.00067963 |  | 0 |  | 0 |  | 2.8173e-05 |  | 2.3812e-06 |  | 0 |  | 6.5852e-06 |  | 0.00041605 |  | 0 |  | 0.00016864 |  | 0.0031159 |  | 0.00019704 |  | 0.00018442 |  | 0.0059491 |  | 0.053985 |  | 0 |  | 0.0023917
| 0.0005796 |  | 0 |  | 0 |  | 0.00012239 |  | 2.9105e-06 |  | 0 |  | 6.5856e-06 |  | 0.00041426 |  | 0 |  | 0.00016736 |  | 0.0031512 |  | 0.00026203 |  | 0.0001849 |  | 0.0059178 |  | 0.051455 |  | 0 |  | 0.0024016
| 0.00045035 |  | 0 |  | 0 |  | 7.2428e-05 |  | 2.9107e-06 |  | 0 |  | 6.5859e-06 |  | 0.00041415 |  | 0 |  | 0.00018027 |  | 0.0031935 |  | 0.0002777 |  | 0.00018451 |  | 0.0059002 |  | 0.049015 |  | 0 |  | 0.0024172
| 0.00064495 |  | 0 |  | 0 |  | -7.6566e-06 |  | 2.3815e-06 |  | 0 |  | 5.2754e-06 |  | 0.00041433 |  | 0 |  | 0.00016253 |  | 0.0032263 |  | 0.00022763 |  | 0.00018488 |  | 0.0058899 |  | 0.09335 |  | 0 |  | 0.0024206
| 0.00064637 |  | 0 |  | 0 |  | 1.5612e-05 |  | 5.5562e-06 |  | 0 |  | 5.4653e-06 |  | 0.0004129 |  | 0 |  | 0.00018579 |  | 0.0032577 |  | 0.00030726 |  | 0.00018438 |  | 0.0058826 |  | 0.044505 |  | 0 |  | 0.0024297
| 0.00053659 |  | 0 |  | 0 |  | 5.0926e-05 |  | 5.5564e-06 |  | 0 |  | 6.445e-06 |  | 0.00040684 |  | 0 |  | 0.00020921 |  | 0.0033026 |  | 0.00026774 |  | 0.00018464 |  | 0.0058594 |  | 0.04246 |  | 0 |  | 0.002447
| 0.00064507 |  | 0 |  | 0 |  | 4.5229e-05 |  | 7.9395e-07 |  | 0 |  | 6.7297e-06 |  | 0.00039877 |  | 0 |  | 0.00016755 |  | 0.0033439 |  | 0.00016271 |  | 0.00018441 |  | 0.0058252 |  | 0.04048 |  | 0 |  | 0.0024542
| 0.00059367 |  | 0 |  | 0 |  | -8.6586e-07 |  | 7.9398e-07 |  | 0 |  | 6.2403e-06 |  | 0.00039856 |  | 0 |  | 0.00013912 |  | 0.0033706 |  | 0.00015508 |  | 0.00018381 |  | 0.0057652 |  | 0.03861 |  | 0 |  | 0.0024687
| 0.00056311 |  | 0 |  | 0 |  | 2.5747e-05 |  | 0 |  | 0 |  | 4.6292e-06 |  | 0.00040554 |  | 0 |  | 0.00016592 |  | 0.0034129 |  | 0.00017029 |  | 0.00018385 |  | 0.0057058 |  | 0.07376 |  | 0 |  | 0.0024904
| 0.00055062 |  | 0 |  | 0 |  | 7.0732e-05 |  | 0 |  | 0 |  | 5.2773e-06 |  | 0.00041034 |  | 0 |  | 0.00018864 |  | 0.0034627 |  | 0.00019958 |  | 0.00018354 |  | 0.0056475 |  | 0.03526 |  | 0 |  | 0.0024976
| 0.00043522 |  | 0 |  | 0 |  | 4.3554e-05 |  | 3.9704e-06 |  | 0 |  | 6.3204e-06 |  | 0.00040726 |  | 0 |  | 0.00019686 |  | 0.0035051 |  | 0.00017262 |  | 0.00018315 |  | 0.0055912 |  | 0.03371 |  | 0 |  | 0.0025122
| 0.00052562 |  | 0 |  | 0 |  | -1.949e-05 |  | 3.9706e-06 |  | 0 |  | 6.7474e-06 |  | 0.00040229 |  | 0 |  | 0.00022148 |  | 0.0035342 |  | 0.00018279 |  | 0.00018268 |  | 0.0055646 |  | 0.032265 |  | 0 |  | 0.0025119
| 0.0005326 |  | 0 |  | 0 |  | -1.6697e-05 |  | 7.9415e-07 |  | 0 |  | 5.8313e-06 |  | 0.00040303 |  | 0 |  | 0.00022676 |  | 0.003573 |  | 0.00019328 |  | 0.00018224 |  | 0.0055558 |  | 0.06201 |  | 0 |  | 0.0024958
| 0.00043807 |  | 0 |  | 0 |  | 1.6258e-06 |  | 1.3236e-06 |  | 0 |  | 5.8474e-06 |  | 0.00040851 |  | 0 |  | 0.00018906 |  | 0.003624 |  | 0.00018293 |  | 0.00018169 |  | 0.0055712 |  | 0.02988 |  | 0 |  | 0.0024806
| 0.00051737 |  | 0 |  | 0 |  | -4.1989e-06 |  | 2.9121e-06 |  | 0 |  | 5.9426e-06 |  | 0.00041738 |  | 0 |  | 0.00016746 |  | 0.0036808 |  | 0.00020858 |  | 0.00018117 |  | 0.005593 |  | 0.02869 |  | 0 |  | 0.0024496
| 0.00059945 |  | 0 |  | 0 |  | -1.3907e-05 |  | 2.3827e-06 |  | 0 |  | 6.1642e-06 |  | 0.00042027 |  | 0 |  | 0.0001794 |  | 0.0037257 |  | 0.00023157 |  | 0.00018056 |  | 0.0056148 |  | 0.027435 |  | 0 |  | 0.0024067
| 0.00055357 |  | 0 |  | 0 |  | 1.9054e-05 |  | 2.3828e-06 |  | 0 |  | 6.4649e-06 |  | 0.00041556 |  | 0 |  | 0.00021956 |  | 0.0037573 |  | 0.00019429 |  | 0.00017998 |  | 0.0056258 |  | 0.0263 |  | 0 |  | 0.0023698
| 0.00056611 |  | 0 |  | 0 |  | -1.004e-05 |  | 2.9125e-06 |  | 0 |  | 5.7855e-06 |  | 0.00040307 |  | 0 |  | 0.00026629 |  | 0.0037998 |  | 0.00019293 |  | 0.00017935 |  | 0.0056237 |  | 0.05064 |  | 0 |  | 0.0023241
| 0.00053136 |  | 0 |  | 0 |  | -8.555e-05 |  | 1.3239e-06 |  | 0 |  | 6.1337e-06 |  | 0.00039133 |  | 0 |  | 0.00026238 |  | 0.0038385 |  | 0.00021607 |  | 0.00017866 |  | 0.0055981 |  | 0.024425 |  | 0 |  | 0.0022774
| 0.00041455 |  | 0 |  | 0 |  | -7.6547e-05 |  | 7.9438e-07 |  | 0 |  | 6.1814e-06 |  | 0.00038935 |  | 0 |  | 0.00021273 |  | 0.0038702 |  | 0.00019499 |  | 0.00017837 |  | 0.0055603 |  | 0.02352 |  | 0 |  | 0.0022298
| 0.00048414 |  | 0 |  | 0 |  | 3.3533e-05 |  | 7.9441e-07 |  | 0 |  | 6.166e-06 |  | 0.00039278 |  | 0 |  | 0.00017812 |  | 0.0039114 |  | 0.0002763 |  | 0.00017731 |  | 0.0055271 |  | 0.022595 |  | 0 |  | 0.0021822
| 0.00066361 |  | 0 |  | 0 |  | 0.000109 |  | 1.3241e-06 |  | 0 |  | 5.692e-06 |  | 0.0004041 |  | 0 |  | 0.00016775 |  | 0.0039731 |  | 0.00032714 |  | 0.00017693 |  | 0.0055031 |  | 0.04346 |  | 0 |  | 0.0021355
| 0.00065251 |  | 0 |  | 0 |  | 5.6397e-05 |  | 1.3241e-06 |  | 0 |  | 5.4077e-06 |  | 0.00041013 |  | 0 |  | 0.00020676 |  | 0.0040302 |  | 0.00021553 |  | 0.00017588 |  | 0.0055036 |  | 0.020925 |  | 0 |  | 0.002094
| 0.00049116 |  | 0 |  | 0 |  | 3.0219e-05 |  | 1.3242e-06 |  | 0 |  | 5.2973e-06 |  | 0.00041032 |  | 0 |  | 0.00022479 |  | 0.0040812 |  | 0.000184 |  | 0.00017552 |  | 0.0055364 |  | 0.02008 |  | 0 |  | 0.00206
| 0.00053572 |  | 0 |  | 0 |  | 3.5066e-05 |  | 5.297e-07 |  | 0 |  | 5.8986e-06 |  | 0.00040056 |  | 0 |  | 0.0002083 |  | 0.0041102 |  | 0.00021183 |  | 0.0001744 |  | 0.0055861 |  | 0.01913 |  | 0 |  | 0.0020381
| 0.00064427 |  | 0 |  | 0 |  | 0.00010162 |  | 0 |  | 0 |  | 5.8989e-06 |  | 0.00039012 |  | 0 |  | 0.00021813 |  | 0.0041636 |  | 0.00028928 |  | 0.00017406 |  | 0.0056445 |  | 0.03633 |  | 0 |  | 0.0020313
| 0.00069162 |  | 0 |  | 0 |  | 3.357e-05 |  | 2.3838e-06 |  | 0 |  | 5.1717e-06 |  | 0.00039294 |  | 0 |  | 0.0002029 |  | 0.0042424 |  | 0.00030072 |  | 0.00017298 |  | 0.0056977 |  | 0.017315 |  | 0 |  | 0.0020467
| 0.00065269 |  | 0 |  | 0 |  | 1.4339e-05 |  | 4.503e-06 |  | 0 |  | 5.2827e-06 |  | 0.00039844 |  | 0 |  | 0.00021533 |  | 0.0042825 |  | 0.00026052 |  | 0.00017258 |  | 0.0057404 |  | 0.01654 |  | 0 |  | 0.0020695
| 0.00053719 |  | 0 |  | 0 |  | 8.2022e-05 |  | 2.1191e-06 |  | 0 |  | 5.3463e-06 |  | 0.00039965 |  | 0 |  | 0.00021434 |  | 0.0043225 |  | 0.00027802 |  | 0.00017191 |  | 0.0057603 |  | 0.01577 |  | 0 |  | 0.0021128
| 0.00062489 |  | 0 |  | 0 |  | 5.0826e-05 |  | 2.1192e-06 |  | 0 |  | 5.9161e-06 |  | 0.00039364 |  | 0 |  | 0.00016912 |  | 0.0043735 |  | 0.00023991 |  | 0.00017122 |  | 0.0057677 |  | 0.03005 |  | 0 |  | 0.0021717
| 0.00079893 |  | 0 |  | 0 |  | 4.4412e-05 |  | 2.9141e-06 |  | 0 |  | 5.9006e-06 |  | 0.0003915 |  | 0 |  | 0.00015338 |  | 0.0044267 |  | 0.00015792 |  | 0.00017055 |  | 0.0057773 |  | 0.014325 |  | 0 |  | 0.0022265
| 0.00074886 |  | 0 |  | 0 |  | 9.4488e-05 |  | 1.3246e-06 |  | 0 |  | 5.8218e-06 |  | 0.0003969 |  | 0 |  | 0.00017656 |  | 0.0044731 |  | 0.00014804 |  | 0.0001699 |  | 0.0057894 |  | 0.01367 |  | 0 |  | 0.0022923
| 0.0007127 |  | 0 |  | 0 |  | 7.8004e-05 |  | 5.2987e-07 |  | 0 |  | 5.5849e-06 |  | 0.00040086 |  | 0 |  | 0.00020741 |  | 0.0045058 |  | 0.00020305 |  | 0.00016926 |  | 0.0058163 |  | 0.013025 |  | 0 |  | 0.0023429
| 0.00080042 |  | 0 |  | 0 |  | 1.5207e-05 |  | 2.1196e-06 |  | 0 |  | 5.7434e-06 |  | 0.00040239 |  | 0 |  | 0.00024419 |  | 0.0045566 |  | 0.00022893 |  | 0.00016869 |  | 0.0058668 |  | 0.02484 |  | 0 |  | 0.0023958
| 0.00067376 |  | 0 |  | 0 |  | 0.00012742 |  | 2.9145e-06 |  | 0 |  | 6.3133e-06 |  | 0.0003974 |  | 0 |  | 0.00026482 |  | 0.0046199 |  | 0.0002043 |  | 0.00016814 |  | 0.0059318 |  | 0.01187 |  | 0 |  | 0.0024263
| 0.00052346 |  | 0 |  | 0 |  | 0.00015025 |  | 2.9147e-06 |  | 0 |  | 5.2852e-06 |  | 0.00039149 |  | 0 |  | 0.00022631 |  | 0.0046574 |  | 0.00017191 |  | 0.00016762 |  | 0.0060156 |  | 0.01136 |  | 0 |  | 0.0024547
| 0.00058893 |  | 0 |  | 0 |  | 2.5659e-06 |  | 2.9148e-06 |  | 0 |  | 5.5545e-06 |  | 0.00038712 |  | 0 |  | 0.00019249 |  | 0.0047095 |  | 0.00025524 |  | 0.00016714 |  | 0.0061203 |  | 0.010885 |  | 0 |  | 0.0024586
| 0.00066692 |  | 0 |  | 0 |  | -6.5368e-05 |  | 7.9497e-07 |  | 0 |  | 5.7764e-06 |  | 0.00038722 |  | 0 |  | 0.00020865 |  | 0.0047849 |  | 0.00033649 |  | 0.00016668 |  | 0.0062243 |  | 0.0208 |  | 0 |  | 0.0024633
| 0.0006196 |  | 0 |  | 0 |  | -9.5663e-06 |  | 0 |  | 0 |  | 5.9033e-06 |  | 0.00039337 |  | 0 |  | 0.00021118 |  | 0.0048503 |  | 0.00032121 |  | 0.00016666 |  | 0.0063383 |  | 0.009925 |  | 0 |  | 0.0024521
| 0.00053192 |  | 0 |  | 0 |  | 6.8361e-05 |  | 5.3003e-07 |  | 0 |  | 6.4735e-06 |  | 0.00039972 |  | 0 |  | 0.00016809 |  | 0.0048904 |  | 0.00026751 |  | 0.00016598 |  | 0.0064371 |  | 0.00946 |  | 0 |  | 0.0024347
| 0.00056119 |  | 0 |  | 0 |  | 2.6116e-05 |  | 5.3005e-07 |  | 0 |  | 4.5902e-06 |  | 0.00039899 |  | 0 |  | 0.00014426 |  | 0.0049413 |  | 0.00027738 |  | 0.0001657 |  | 0.0064985 |  | 0.01806 |  | 0 |  | 0.0024148
| 0.00049021 |  | 0 |  | 0 |  | -3.8914e-05 |  | 5.3007e-07 |  | 0 |  | 5.746e-06 |  | 0.00039473 |  | 0 |  | 0.00014483 |  | 0.0050044 |  | 0.00025263 |  | 0.00016581 |  | 0.0065132 |  | 0.00873 |  | 0 |  | 0.0023905
| 0.00053759 |  | 0 |  | 0 |  | 9.4651e-06 |  | 2.9155e-06 |  | 0 |  | 5.8097e-06 |  | 0.0003945 |  | 0 |  | 0.00013752 |  | 0.0050543 |  | 0.00017769 |  | 0.0001653 |  | 0.0064733 |  | 0.008465 |  | 0 |  | 0.0023823
| 0.00070889 |  | 0 |  | 0 |  | 0.00012251 |  | 2.9156e-06 |  | 0 |  | 5.715e-06 |  | 0.00040166 |  | 0 |  | 0.00015115 |  | 0.0051029 |  | 0.00029129 |  | 0.00016554 |  | 0.0063868 |  | 0.008165 |  | 0 |  | 0.0023769
| 0.00062535 |  | 0 |  | 0 |  | 8.518e-05 |  | 2.9157e-06 |  | 0 |  | 5.9371e-06 |  | 0.00040429 |  | 0 |  | 0.00020563 |  | 0.0051549 |  | 0.00031881 |  | 0.0001655 |  | 0.0062559 |  | 0.01574 |  | 0 |  | 0.0023821
| 0.00053625 |  | 0 |  | 0 |  | 4.8016e-06 |  | 2.3857e-06 |  | 0 |  | 4.7499e-06 |  | 0.00040113 |  | 0 |  | 0.0002883 |  | 0.0052266 |  | 0.00019783 |  | 0.00016516 |  | 0.0061085 |  | 0.007565 |  | 0 |  | 0.0023979
| 0.00055856 |  | 0 |  | 0 |  | 2.0328e-05 |  | 2.3858e-06 |  | 0 |  | 6.3652e-06 |  | 0.00039795 |  | 0 |  | 0.00031496 |  | 0.0052934 |  | 0.00019275 |  | 0.00016565 |  | 0.00597 |  | 0.00731 |  | 0 |  | 0.0024281
| 0.00052238 |  | 0 |  | 0 |  | -3.3124e-05 |  | 2.3859e-06 |  | 0 |  | 5.0988e-06 |  | 0.00039097 |  | 0 |  | 0.00024168 |  | 0.0053382 |  | 0.00024692 |  | 0.00016579 |  | 0.0058678 |  | 0.01403 |  | 0 |  | 0.0024529
| 0.00046528 |  | 0 |  | 0 |  | -5.8547e-05 |  | 2.386e-06 |  | 0 |  | 5.1466e-06 |  | 0.00038586 |  | 0 |  | 0.00018997 |  | 0.0054038 |  | 0.00028627 |  | 0.00016603 |  | 0.0058101 |  | 0.00666 |  | 0 |  | 0.0024838
| 0.00064777 |  | 0 |  | 0 |  | -4.5886e-05 |  | 2.3861e-06 |  | 0 |  | 5.432e-06 |  | 0.00038233 |  | 0 |  | 0.00023486 |  | 0.0054948 |  | 0.00027803 |  | 0.00016597 |  | 0.0057887 |  | 0.00645 |  | 0 |  | 0.0025094
| 0.00062551 |  | 0 |  | 0 |  | 4.2998e-05 |  | 7.954e-07 |  | 0 |  | 5.4006e-06 |  | 0.00038429 |  | 0 |  | 0.00027279 |  | 0.005582 |  | 0.00022936 |  | 0.00016673 |  | 0.0058142 |  | 0.00626 |  | 0 |  | 0.0025245
| 0.00044026 |  | 0 |  | 0 |  | 6.0104e-05 |  | 7.9543e-07 |  | 0 |  | 5.876e-06 |  | 0.00038515 |  | 0 |  | 0.00023178 |  | 0.0056331 |  | 0.00024397 |  | 0.0001672 |  | 0.0058562 |  | 0.01201 |  | 0 |  | 0.0025311
| 0.00051275 |  | 0 |  | 0 |  | 6.3965e-05 |  | 0 |  | 0 |  | 4.926e-06 |  | 0.00038166 |  | 0 |  | 0.00020253 |  | 0.0056878 |  | 0.00023676 |  | 0.00016775 |  | 0.0059029 |  | 0.005875 |  | 0 |  | 0.0025097
| 0.00059636 |  | 0 |  | 0 |  | 2.0389e-05 |  | 5.3033e-07 |  | 0 |  | 4.9105e-06 |  | 0.00038072 |  | 0 |  | 0.00023195 |  | 0.0057556 |  | 0.00026147 |  | 0.00016838 |  | 0.0059458 |  | 0.005775 |  | 0 |  | 0.002478
| 0.00057549 |  | 0 |  | 0 |  | 7.9129e-06 |  | 1.3259e-06 |  | 0 |  | 5.687e-06 |  | 0.00037897 |  | 0 |  | 0.00026475 |  | 0.0058298 |  | 0.00030144 |  | 0.00016943 |  | 0.0059662 |  | 0.01111 |  | 0 |  | 0.0024398
| 0.00061732 |  | 0 |  | 0 |  | 9.7739e-05 |  | 7.9556e-07 |  | 0 |  | 5.7506e-06 |  | 0.00038269 |  | 0 |  | 0.00027147 |  | 0.0059475 |  | 0.00030941 |  | 0.00016988 |  | 0.0059647 |  | 0.00531 |  | 0 |  | 0.0023808
| 0.00062989 |  | 0 |  | 0 |  | 4.8774e-05 |  | 7.956e-07 |  | 0 |  | 5.751e-06 |  | 0.00038661 |  | 0 |  | 0.0002516 |  | 0.0060276 |  | 0.00031952 |  | 0.00017075 |  | 0.0059432 |  | 0.00512 |  | 0 |  | 0.0023332
| 0.00041811 |  | 0 |  | 0 |  | -1.0185e-05 |  | 1.326e-06 |  | 0 |  | 5.181e-06 |  | 0.00038514 |  | 0 |  | 0.00022872 |  | 0.0061076 |  | 0.00028304 |  | 0.0001717 |  | 0.0058885 |  | 0.00995 |  | 0 |  | 0.0022791
| 0.00045437 |  | 0 |  | 0 |  | 2.8063e-05 |  | 2.9174e-06 |  | 0 |  | 5.7041e-06 |  | 0.00037628 |  | 0 |  | 0.00020227 |  | 0.0061369 |  | 0.00029524 |  | 0.00017311 |  | 0.0058023 |  | 0.004835 |  | 0 |  | 0.0022482
| 0.00071779 |  | 0 |  | 0 |  | 3.7711e-05 |  | 4.5089e-06 |  | 0 |  | 5.134e-06 |  | 0.000363 |  | 0 |  | 0.00020679 |  | 0.0061914 |  | 0.00025986 |  | 0.00017385 |  | 0.005688 |  | 0.00467 |  | 0 |  | 0.0022295
| 0.00071364 |  | 0 |  | 0 |  | 1.6198e-05 |  | 2.9177e-06 |  | 0 |  | 5.5938e-06 |  | 0.00035948 |  | 0 |  | 0.00021727 |  | 0.0062837 |  | 0.00021795 |  | 0.00017504 |  | 0.0055392 |  | 0.00896 |  | 0 |  | 0.0022259
| 0.00065653 |  | 0 |  | 0 |  | 6.222e-05 |  | 1.3263e-06 |  | 0 |  | 5.4991e-06 |  | 0.00036207 |  | 0 |  | 0.00024173 |  | 0.006376 |  | 0.00023428 |  | 0.00017667 |  | 0.0053707 |  | 0.00432 |  | 0 |  | 0.0022526
| 0.00054642 |  | 0 |  | 0 |  | -6.1009e-06 |  | 2.9179e-06 |  | 0 |  | 4.4217e-06 |  | 0.00036225 |  | 0 |  | 0.00027279 |  | 0.0064235 |  | 0.00021894 |  | 0.00017803 |  | 0.0052034 |  | 0.00422 |  | 0 |  | 0.0022919
| 0.00052275 |  | 0 |  | 0 |  | -4.923e-05 |  | 2.918e-06 |  | 0 |  | 5.8642e-06 |  | 0.00035775 |  | 0 |  | 0.00020837 |  | 0.0064744 |  | 0.00019518 |  | 0.0001791 |  | 0.0050449 |  | 0.00817 |  | 0 |  | 0.0023449
| 0.00060225 |  | 0 |  | 0 |  | -1.7455e-05 |  | 5.3057e-07 |  | 0 |  | 5.0879e-06 |  | 0.00035369 |  | 0 |  | 0.00018928 |  | 0.0065619 |  | 0.00021178 |  | 0.00018097 |  | 0.0049342 |  | 0.003915 |  | 0 |  | 0.0024037
| 0.00049912 |  | 0 |  | 0 |  | 7.3918e-05 |  | 0 |  | 0 |  | 5.2467e-06 |  | 0.00035677 |  | 0 |  | 0.0002053 |  | 0.0066615 |  | 0.00020642 |  | 0.00018256 |  | 0.0048808 |  | 0.003805 |  | 0 |  | 0.0024638
| 0.00066788 |  | 0 |  | 0 |  | 0.0001267 |  | 0 |  | 0 |  | 5.9128e-06 |  | 0.00036168 |  | 0 |  | 0.00018147 |  | 0.0067414 |  | 0.00018711 |  | 0.00018384 |  | 0.0048921 |  | 0.00741 |  | 0 |  | 0.0025197
| 0.00074598 |  | 0 |  | 0 |  | 4.8133e-05 |  | 0 |  | 0 |  | 4.5181e-06 |  | 0.00036352 |  | 0 |  | 0.00016709 |  | 0.0067987 |  | 0.00022044 |  | 0.00018597 |  | 0.0049754 |  | 0.00355 |  | 0 |  | 0.0025675
| 0.00064979 |  | 0 |  | 0 |  | 5.5415e-05 |  | 7.9599e-07 |  | 0 |  | 5.0098e-06 |  | 0.00036452 |  | 0 |  | 0.00016773 |  | 0.0068801 |  | 0.00024076 |  | 0.00018774 |  | 0.0051247 |  | 0.003385 |  | 0 |  | 0.0026054
| 0.00065679 |  | 0 |  | 0 |  | 1.8991e-05 |  | 7.9602e-07 |  | 0 |  | 5.7869e-06 |  | 0.00036843 |  | 0 |  | 0.00017131 |  | 0.0069673 |  | 0.00020153 |  | 0.00018961 |  | 0.0053309 |  | 0.00655 |  | 0 |  | 0.0026317
| 0.00059406 |  | 0 |  | 0 |  | -8.9069e-05 |  | 7.9605e-07 |  | 0 |  | 5.6287e-06 |  | 0.00037127 |  | 0 |  | 0.00015327 |  | 0.007027 |  | 0.00019528 |  | 0.00019154 |  | 0.0055659 |  | 0.003195 |  | 0 |  | 0.0026491
| 0.00063034 |  | 0 |  | 0 |  | -7.388e-05 |  | 7.9609e-07 |  | 0 |  | 6.628e-06 |  | 0.00036817 |  | 0 |  | 0.00017656 |  | 0.0070927 |  | 0.00025042 |  | 0.00019353 |  | 0.0058121 |  | 0.00309 |  | 0 |  | 0.002658
| 0.00057318 |  | 0 |  | 0 |  | -1.8635e-05 |  | 0 |  | 0 |  | 5.4073e-06 |  | 0.00036213 |  | 0 |  | 0.00018778 |  | 0.0071775 |  | 0.00022126 |  | 0.00019561 |  | 0.0060541 |  | 0.00585 |  | 0 |  | 0.0026593
| 0.00051464 |  | 0 |  | 0 |  | 2.6106e-05 |  | 0 |  | 0 |  | 4.5355e-06 |  | 0.00036055 |  | 0 |  | 0.00016837 |  | 0.007282 |  | 0.00017909 |  | 0.00019769 |  | 0.0062603 |  | 0.00274 |  | 0 |  | 0.0026538
| 0.00061789 |  | 0 |  | 0 |  | 3.1938e-05 |  | 7.9618e-07 |  | 0 |  | 5.2018e-06 |  | 0.00036218 |  | 0 |  | 0.00017624 |  | 0.0073599 |  | 0.00020992 |  | 0.00019985 |  | 0.0064472 |  | 0.00264 |  | 0 |  | 0.0026456
| 0.00072113 |  | 0 |  | 0 |  | 9.5386e-05 |  | 1.327e-06 |  | 0 |  | 5.2655e-06 |  | 0.00036291 |  | 0 |  | 0.00018495 |  | 0.0074195 |  | 0.00026651 |  | 0.00020206 |  | 0.0065789 |  | 0.00513 |  | 0 |  | 0.0026179
| 0.00069884 |  | 0 |  | 0 |  | 0.00012298 |  | 5.3083e-07 |  | 0 |  | 6.3127e-06 |  | 0.00036266 |  | 0 |  | 0.00021194 |  | 0.007531 |  | 0.0002785 |  | 0.00020476 |  | 0.0066835 |  | 0.002495 |  | 0 |  | 0.002588
| 0.000611 |  | 0 |  | 0 |  | 5.9807e-05 |  | 0 |  | 0 |  | 5.2503e-06 |  | 0.00035823 |  | 0 |  | 0.00024265 |  | 0.0076404 |  | 0.00020965 |  | 0.00020668 |  | 0.006747 |  | 0.00249 |  | 0 |  | 0.0025565
| 0.00060685 |  | 0 |  | 0 |  | 5.2517e-05 |  | 7.9631e-07 |  | 0 |  | 4.6161e-06 |  | 0.00035929 |  | 0 |  | 0.00022608 |  | 0.0077107 |  | 0.00019497 |  | 0.00020887 |  | 0.0067839 |  | 0.00489 |  | 0 |  | 0.0025059
| 0.00064733 |  | 0 |  | 0 |  | -1.0979e-05 |  | 1.3272e-06 |  | 0 |  | 5.235e-06 |  | 0.00036277 |  | 0 |  | 0.00020241 |  | 0.0078007 |  | 0.00021775 |  | 0.0002116 |  | 0.0067803 |  | 0.002335 |  | 0 |  | 0.0024627
| 0.00063898 |  | 0 |  | 0 |  | -8.5042e-05 |  | 5.3092e-07 |  | 0 |  | 5.3622e-06 |  | 0.00036872 |  | 0 |  | 0.00021486 |  | 0.0079343 |  | 0.00021801 |  | 0.00021373 |  | 0.0067637 |  | 0.002235 |  | 0 |  | 0.0024057
| 0.00064041 |  | 0 |  | 0 |  | -2.8954e-05 |  | 2.1238e-06 |  | 0 |  | 5.6957e-06 |  | 0.00036649 |  | 0 |  | 0.00020074 |  | 0.008068 |  | 0.00019599 |  | 0.00021676 |  | 0.0067295 |  | 0.00422 |  | 0 |  | 0.0023584
| 0.00057904 |  | 0 |  | 0 |  | 1.8813e-05 |  | 6.1061e-06 |  | 0 |  | 5.1566e-06 |  | 0.00035619 |  | 0 |  | 0.00017734 |  | 0.008171 |  | 0.00017586 |  | 0.00021891 |  | 0.0066806 |  | 0.002015 |  | 0 |  | 0.0023071
| 0.00049256 |  | 0 |  | 0 |  | 8.403e-05 |  | 3.9824e-06 |  | 0 |  | 5.0775e-06 |  | 0.0003516 |  | 0 |  | 0.00019726 |  | 0.0082392 |  | 0.00018048 |  | 0.00022166 |  | 0.0066317 |  | 0.00413 |  | 0 |  | 0.0022533
| 0.00056795 |  | 0 |  | 0 |  | 9.8699e-05 |  | 2.3895e-06 |  | 0 |  | 5.046e-06 |  | 0.00035103 |  | 0 |  | 0.00022607 |  | 0.0083301 |  | 0.00018415 |  | 0.0002239 |  | 0.0065877 |  | 0.002175 |  | 0 |  | 0.0022128
| 0.00069495 |  | 0 |  | 0 |  | 0.00010151 |  | 2.3896e-06 |  | 0 |  | 5.5542e-06 |  | 0.00035758 |  | 0 |  | 0.00023176 |  | 0.0084334 |  | 0.00019293 |  | 0.00022653 |  | 0.0065535 |  | 0.00217 |  | 0 |  | 0.0021729
| 0.00072011 |  | 0 |  | 0 |  | 0.00012912 |  | 0 |  | 0 |  | 5.3164e-06 |  | 0.00036096 |  | 0 |  | 0.00018221 |  | 0.0084859 |  | 0.00020021 |  | 0.00022862 |  | 0.0065114 |  | 0.00413 |  | 0 |  | 0.0021407
| 0.00072293 |  | 0 |  | 0 |  | 6.581e-05 |  | 0 |  | 0 |  | 5.5072e-06 |  | 0.00036142 |  | 0 |  | 0.00015236 |  | 0.0085541 |  | 0.00018117 |  | 0.00023168 |  | 0.0064568 |  | 0.001995 |  | 0 |  | 0.0021171
| 0.00073135 |  | 0 |  | 0 |  | 2.3891e-05 |  | 0 |  | 0 |  | 5.3488e-06 |  | 0.00035922 |  | 0 |  | 0.00013897 |  | 0.0086778 |  | 0.00017105 |  | 0.00023432 |  | 0.0063806 |  | 0.001945 |  | 0 |  | 0.0021008
| 0.00070486 |  | 0 |  | 0 |  | 1.6235e-05 |  | 5.3111e-07 |  | 0 |  | 4.9681e-06 |  | 0.00035891 |  | 0 |  | 0.00015165 |  | 0.0087933 |  | 0.00016949 |  | 0.00023688 |  | 0.0062841 |  | 0.00375 |  | 0 |  | 0.0021068
| 0.00062253 |  | 0 |  | 0 |  | 9.4275e-06 |  | 5.3114e-07 |  | 0 |  | 4.8573e-06 |  | 0.00035491 |  | 0 |  | 0.00017361 |  | 0.0088906 |  | 0.00027033 |  | 0.00023947 |  | 0.0061591 |  | 0.001815 |  | 0 |  | 0.0021192
| 0.00058767 |  | 0 |  | 0 |  | -4.0902e-05 |  | 5.3116e-07 |  | 0 |  | 4.6353e-06 |  | 0.0003501 |  | 0 |  | 0.00015867 |  | 0.0089828 |  | 0.00033671 |  | 0.00024211 |  | 0.006025 |  | 0.0035 |  | 0 |  | 0.0021431
| 0.00063656 |  | 0 |  | 0 |  | -7.3544e-05 |  | 1.3279e-06 |  | 0 |  | 5.5405e-06 |  | 0.00035206 |  | 0 |  | 0.00018623 |  | 0.0090923 |  | 0.00029069 |  | 0.00024466 |  | 0.0058829 |  | 0.001655 |  | 0 |  | 0.0021789
| 0.00052073 |  | 0 |  | 0 |  | -1.8725e-06 |  | 1.328e-06 |  | 0 |  | 5.5408e-06 |  | 0.00035662 |  | 0 |  | 0.00021708 |  | 0.0092111 |  | 0.00022669 |  | 0.00024698 |  | 0.0057488 |  | 0.001565 |  | 0 |  | 0.0022098
| 0.00057382 |  | 0 |  | 0 |  | 6.7996e-05 |  | 1.3281e-06 |  | 0 |  | 5.1918e-06 |  | 0.0003589 |  | 0 |  | 0.0002407 |  | 0.0093003 |  | 0.00020245 |  | 0.00024971 |  | 0.0056307 |  | 0.00309 |  | 0 |  | 0.0022451
| 0.00072182 |  | 0 |  | 0 |  | 6.911e-05 |  | 1.3281e-06 |  | 0 |  | 5.1127e-06 |  | 0.00035295 |  | 0 |  | 0.00024297 |  | 0.0094094 |  | 0.00027919 |  | 0.00025184 |  | 0.0055371 |  | 0.001535 |  | 0 |  | 0.0022776
| 0.00062969 |  | 0 |  | 0 |  | 1.847e-05 |  | 2.922e-06 |  | 0 |  | 5.1606e-06 |  | 0.0003522 |  | 0 |  | 0.00020029 |  | 0.0095149 |  | 0.00028131 |  | 0.0002544 |  | 0.0054604 |  | 0.00288 |  | 0 |  | 0.0023047
| 0.00064368 |  | 0 |  | 0 |  | 9.6683e-06 |  | 2.3908e-06 |  | 0 |  | 5.0815e-06 |  | 0.00035519 |  | 0 |  | 0.00018256 |  | 0.0095933 |  | 0.00029593 |  | 0.00025756 |  | 0.0054113 |  | 0.00136 |  | 0 |  | 0.0023286
| 0.00074007 |  | 0 |  | 0 |  | 5.461e-05 |  | 7.9696e-07 |  | 0 |  | 5.193e-06 |  | 0.00035769 |  | 0 |  | 0.00019148 |  | 0.0096875 |  | 0.00034709 |  | 0.00025926 |  | 0.005378 |  | 0.00133 |  | 0 |  | 0.0023349
| 0.00076664 |  | 0 |  | 0 |  | 6.6837e-05 |  | 1.3283e-06 |  | 0 |  | 5.2091e-06 |  | 0.00035836 |  | 0 |  | 0.00019146 |  | 0.0097998 |  | 0.00032227 |  | 0.00026211 |  | 0.0053815 |  | 0.00269 |  | 0 |  | 0.0023381
| 0.00073734 |  | 0 |  | 0 |  | 0.00010714 |  | 2.9224e-06 |  | 0 |  | 5.543e-06 |  | 0.00035229 |  | 0 |  | 0.00019174 |  | 0.0098835 |  | 0.00030618 |  | 0.00026381 |  | 0.0054144 |  | 0.001415 |  | 0 |  | 0.0023416
| 0.00058098 |  | 0 |  | 0 |  | 9.5773e-05 |  | 2.3912e-06 |  | 0 |  | 5.448e-06 |  | 0.00034704 |  | 0 |  | 0.00017646 |  | 0.00997 |  | 0.00023832 |  | 0.00026666 |  | 0.0054663 |  | 0.00295 |  | 0 |  | 0.002329
| 0.0005852 |  | 0 |  | 0 |  | 0.00013221 |  | 0 |  | 0 |  | 5.1783e-06 |  | 0.00034048 |  | 0 |  | 0.00015881 |  | 0.010111 |  | 0.00026701 |  | 0.00026835 |  | 0.00555 |  | 0.00155 |  | 0 |  | 0.0023254
| 0.00067181 |  | 0 |  | 0 |  | 0.00015185 |  | 0 |  | 0 |  | 4.6861e-06 |  | 0.00033816 |  | 0 |  | 0.00018881 |  | 0.010224 |  | 0.00032243 |  | 0.00027122 |  | 0.005641 |  | 0.001565 |  | 0 |  | 0.00231
| 0.00063133 |  | 0 |  | 0 |  | 3.4202e-05 |  | 7.9716e-07 |  | 0 |  | 5.6236e-06 |  | 0.00034208 |  | 0 |  | 0.00024309 |  | 0.010325 |  | 0.00026389 |  | 0.00027345 |  | 0.0057348 |  | 0.00299 |  | 0 |  | 0.0023071
| 0.00069421 |  | 0 |  | 0 |  | 2.8025e-05 |  | 7.9719e-07 |  | 0 |  | 5.338e-06 |  | 0.00034927 |  | 0 |  | 0.00022895 |  | 0.010421 |  | 0.00024356 |  | 0.00027489 |  | 0.0058073 |  | 0.001485 |  | 0 |  | 0.0022954
| 0.00069145 |  | 0 |  | 0 |  | 7.0292e-05 |  | 2.3917e-06 |  | 0 |  | 4.8776e-06 |  | 0.00035084 |  | 0 |  | 0.00017575 |  | 0.010499 |  | 0.00025131 |  | 0.00027767 |  | 0.0058524 |  | 0.00301 |  | 0 |  | 0.0022995
| 0.00057136 |  | 0 |  | 0 |  | 6.6213e-05 |  | 2.3918e-06 |  | 0 |  | 5.2591e-06 |  | 0.0003423 |  | 0 |  | 0.00016858 |  | 0.010602 |  | 0.00026607 |  | 0.00028 |  | 0.0058714 |  | 0.00149 |  | 0 |  | 0.0023035
| 0.0005113 |  | 0 |  | 0 |  | 8.3476e-05 |  | 2.3919e-06 |  | 0 |  | 4.9258e-06 |  | 0.00033544 |  | 0 |  | 0.00020097 |  | 0.010729 |  | 0.00024164 |  | 0.00028195 |  | 0.0058588 |  | 0.00288 |  | 0 |  | 0.0023155
| 0.00062308 |  | 0 |  | 0 |  | -2.2172e-05 |  | 2.9235e-06 |  | 0 |  | 5.5934e-06 |  | 0.00033973 |  | 0 |  | 0.00021902 |  | 0.01087 |  | 0.00022774 |  | 0.00028385 |  | 0.0058314 |  | 0.00134 |  | 0 |  | 0.0023282
| 0.00061193 |  | 0 |  | 0 |  | -7.5311e-05 |  | 1.3289e-06 |  | 0 |  | 5.0376e-06 |  | 0.00035119 |  | 0 |  | 0.00021656 |  | 0.010986 |  | 0.00021165 |  | 0.00028552 |  | 0.0058044 |  | 0.001465 |  | 0 |  | 0.0023588
| 0.00060777 |  | 0 |  | 0 |  | 2.6083e-06 |  | 1.329e-06 |  | 0 |  | 4.6564e-06 |  | 0.00035856 |  | 0 |  | 0.00021304 |  | 0.011082 |  | 0.00022357 |  | 0.00028715 |  | 0.0057966 |  | 0.00342 |  | 0 |  | 0.0023881
| 0.00081043 |  | 0 |  | 0 |  | 3.9408e-05 |  | 5.3161e-07 |  | 0 |  | 5.4831e-06 |  | 0.00036269 |  | 0 |  | 0.00020334 |  | 0.011216 |  | 0.00022997 |  | 0.00028964 |  | 0.005807 |  | 0.00154 |  | 0 |  | 0.0024187
| 0.0007937 |  | 0 |  | 0 |  | 4.4298e-05 |  | 5.3163e-07 |  | 0 |  | 5.2291e-06 |  | 0.00036413 |  | 0 |  | 0.00017422 |  | 0.011394 |  | 0.00021326 |  | 0.00029105 |  | 0.0058416 |  | 0.00249 |  | 0 |  | 0.0024497
| 0.00065537 |  | 0 |  | 0 |  | 1.1795e-05 |  | 2.9241e-06 |  | 0 |  | 5.3089e-06 |  | 0.00036415 |  | 0 |  | 0.00019584 |  | 0.011529 |  | 0.00025244 |  | 0.00029268 |  | 0.005899 |  | -1.003 |  | 0 |  | 0.0024769
| 0.0005031 |  | 0 |  | 0 |  | 2.2859e-05 |  | 2.9242e-06 |  | 0 |  | 5.7225e-06 |  | 0.00035824 |  | 0 |  | 0.00025189 |  | 0.011637 |  | 0.00025629 |  | 0.00029426 |  | 0.0059585 |  | 0 |  | 0 |  | 0.0024976
| 0.00052409 |  | 0 |  | 0 |  | 9.9959e-05 |  | 1.3292e-06 |  | 0 |  | 5.0392e-06 |  | 0.00035156 |  | 0 |  | 0.00022476 |  | 0.011765 |  | 0.0002394 |  | 0.00029653 |  | 0.0060178 |  | 0 |  | 0 |  | 0.0025117
| 0.00070858 |  | 0 |  | 0 |  | 0.00012317 |  | 7.9757e-07 |  | 0 |  | 6.2954e-06 |  | 0.00034887 |  | 0 |  | 0.00018487 |  | 0.011891 |  | 0.00028209 |  | 0.00029756 |  | 0.0060513 |  | 0 |  | 0 |  | 0.0025156
| 0.00069882 |  | 0 |  | 0 |  | 0.00011539 |  | 0 |  | 0 |  | 5.4531e-06 |  | 0.00034429 |  | 0 |  | 0.0002286 |  | 0.011996 |  | 0.0002495 |  | 0.00029974 |  | 0.0060736 |  | 0 |  | 0 |  | 0.0025159
| 0.00061221 |  | 0 |  | 0 |  | 0.00012891 |  | 0 |  | 0 |  | 5.374e-06 |  | 0.00033922 |  | 0 |  | 0.00026786 |  | 0.012081 |  | 0.00020666 |  | 0.00030048 |  | 0.006074 |  | 0 |  | 0 |  | 0.0024931
| 0.00065837 |  | 0 |  | 0 |  | 0.00013063 |  | 7.9767e-07 |  | 0 |  | 5.6764e-06 |  | 0.00033623 |  | 0 |  | 0.00023301 |  | 0.012226 |  | 0.0002231 |  | 0.0003024 |  | 0.0060457 |  | 0 |  | 0 |  | 0.0024657
| 0.00070313 |  | 0 |  | 0 |  | 0.00010422 |  | 7.977e-07 |  | 0 |  | 5.8198e-06 |  | 0.00033786 |  | 0 |  | 0.00020392 |  | 0.012367 |  | 0.0001906 |  | 0.00030309 |  | 0.0060146 |  | 0 |  | 0 |  | 0.0024368
| 0.00058432 |  | 0 |  | 0 |  | 8.1762e-05 |  | 7.9774e-07 |  | 0 |  | 5.7406e-06 |  | 0.00034051 |  | 0 |  | 0.00018626 |  | 0.012469 |  | 0.00022402 |  | 0.00030495 |  | 0.0059701 |  | 0 |  | 0 |  | 0.002391
| 0.00053961 |  | 0 |  | 0 |  | 9.2029e-05 |  | 1.3296e-06 |  | 0 |  | 5.2161e-06 |  | 0.00034041 |  | 0 |  | 0.00014318 |  | 0.012627 |  | 0.00028085 |  | 0.00030631 |  | 0.0059243 |  | 0 |  | 0 |  | 0.002349
| 0.00068925 |  | 0 |  | 0 |  | 4.781e-05 |  | 1.3297e-06 |  | 0 |  | 4.9779e-06 |  | 0.0003372 |  | 0 |  | 0.00017951 |  | 0.012796 |  | 0.00026048 |  | 0.00030761 |  | 0.0058666 |  | 0 |  | 0 |  | 0.0023163
| 0.00088779 |  | 0 |  | 0 |  | 5.7255e-05 |  | 4.521e-06 |  | 0 |  | 5.5984e-06 |  | 0.00033355 |  | 0 |  | 0.00022444 |  | 0.0129 |  | 0.00029556 |  | 0.00030829 |  | 0.0058001 |  | 0 |  | 0 |  | 0.0022799
| 0.00070045 |  | 0 |  | 0 |  | 0.00010311 |  | 3.7234e-06 |  | 0 |  | 5.3283e-06 |  | 0.00033716 |  | 0 |  | 0.0002049 |  | 0.012978 |  | 0.00026354 |  | 0.00031016 |  | 0.0057288 |  | 0 |  | 0 |  | 0.0022645
| 0.00055788 |  | 0 |  | 0 |  | 6.5902e-05 |  | 5.3193e-07 |  | 0 |  | 5.0741e-06 |  | 0.00034446 |  | 0 |  | 0.0002192 |  | 0.013065 |  | 0.00018471 |  | 0.00031152 |  | 0.0056405 |  | 0 |  | 0 |  | 0.0022508
| 0.00077048 |  | 0 |  | 0 |  | 7.5059e-05 |  | 5.3195e-07 |  | 0 |  | 5.3767e-06 |  | 0.00034829 |  | 0 |  | 0.00021118 |  | 0.013193 |  | 0.0001802 |  | 0.0003125 |  | 0.0055636 |  | 0 |  | 0 |  | 0.0022608
| 0.00092012 |  | 0 |  | 0 |  | 1.952e-05 |  | 5.3197e-07 |  | 0 |  | 5.027e-06 |  | 0.00034185 |  | 0 |  | 0.00018395 |  | 0.013338 |  | 0.00021648 |  | 0.00031347 |  | 0.0054763 |  | 0 |  | 0 |  | 0.0022768
| 0.00081107 |  | 0 |  | 0 |  | -2.0857e-05 |  | 5.3199e-07 |  | 0 |  | 5.6636e-06 |  | 0.00033582 |  | 0 |  | 0.00017921 |  | 0.013438 |  | 0.00027322 |  | 0.00031478 |  | 0.0054083 |  | 0 |  | 0 |  | 0.0022966
| 0.00070903 |  | 0 |  | 0 |  | 2.5572e-05 |  | 0 |  | 0 |  | 5.3935e-06 |  | 0.00033884 |  | 0 |  | 0.00020332 |  | 0.013553 |  | 0.00025854 |  | 0.00031639 |  | 0.0053514 |  | 0 |  | 0 |  | 0.0023332
| 0.0006685 |  | 0 |  | 0 |  | 3.9045e-06 |  | 0 |  | 0 |  | 5.2824e-06 |  | 0.00034611 |  | 0 |  | 0.00019887 |  | 0.01369 |  | 0.00020293 |  | 0.00031668 |  | 0.0053157 |  | 0 |  | 0 |  | 0.0023692
| 0.00064895 |  | 0 |  | 0 |  | -5.7405e-05 |  | 5.3206e-07 |  | 0 |  | 5.6964e-06 |  | 0.00035161 |  | 0 |  | 0.00017632 |  | 0.013804 |  | 0.00029654 |  | 0.00031804 |  | 0.005312 |  | 0 |  | 0 |  | 0.0024056
| 0.00068255 |  | 0 |  | 0 |  | -9.0889e-05 |  | 2.9264e-06 |  | 0 |  | 5.4102e-06 |  | 0.00035129 |  | 0 |  | 0.00020387 |  | 0.013934 |  | 0.00031627 |  | 0.00031901 |  | 0.0053378 |  | 0 |  | 0 |  | 0.002441
| 0.00058888 |  | 0 |  | 0 |  | -4.1019e-05 |  | 2.3945e-06 |  | 0 |  | 5.8084e-06 |  | 0.000347 |  | 0 |  | 0.00021457 |  | 0.014072 |  | 0.00021383 |  | 0.00032064 |  | 0.0054077 |  | 0 |  | 0 |  | 0.0024734
| 0.00057492 |  | 0 |  | 0 |  | -5.1141e-06 |  | 7.9818e-07 |  | 0 |  | 5.7132e-06 |  | 0.00034551 |  | 0 |  | 0.0001966 |  | 0.014219 |  | 0.00019547 |  | 0.00032097 |  | 0.0055091 |  | 0 |  | 0 |  | 0.0025012
| 0.00063509 |  | 0 |  | 0 |  | 9.7095e-06 |  | 7.9822e-07 |  | 0 |  | 5.4748e-06 |  | 0.0003462 |  | 0 |  | 0.00020064 |  | 0.014367 |  | 0.00018336 |  | 0.0003226 |  | 0.0056551 |  | 0 |  | 0 |  | 0.002525
| 0.00069528 |  | 0 |  | 0 |  | 3.1785e-05 |  | 7.9825e-07 |  | 0 |  | 5.9048e-06 |  | 0.00034771 |  | 0 |  | 0.00023042 |  | 0.014496 |  | 0.00024459 |  | 0.00032325 |  | 0.0058243 |  | 0 |  | 0 |  | 0.002542
| 0.00075547 |  | 0 |  | 0 |  | 8.2122e-05 |  | 7.9828e-07 |  | 0 |  | 5.173e-06 |  | 0.00034607 |  | 0 |  | 0.00024264 |  | 0.014637 |  | 0.00022435 |  | 0.00032488 |  | 0.0059903 |  | 0 |  | 0 |  | 0.0025523
| 0.00079608 |  | 0 |  | 0 |  | 6.9444e-05 |  | 7.9831e-07 |  | 0 |  | 5.6349e-06 |  | 0.00033526 |  | 0 |  | 0.00021155 |  | 0.014772 |  | 0.00018034 |  | 0.00032521 |  | 0.0061562 |  | 0 |  | 0 |  | 0.0025557
| 0.00086047 |  | 0 |  | 0 |  | 4.1874e-05 |  | 7.9834e-07 |  | 0 |  | 5.476e-06 |  | 0.00032751 |  | 0 |  | 0.00019712 |  | 0.014898 |  | 0.00023587 |  | 0.00032717 |  | 0.0062986 |  | 0 |  | 0 |  | 0.0025528
| 0.00075555 |  | 0 |  | 0 |  | 9.2294e-05 |  | 2.3951e-06 |  | 0 |  | 5.6355e-06 |  | 0.00032689 |  | 0 |  | 0.0002086 |  | 0.01503 |  | 0.00025823 |  | 0.00032815 |  | 0.0063982 |  | 0 |  | 0 |  | 0.00255
| 0.00071641 |  | 0 |  | 0 |  | 8.584e-05 |  | 2.3952e-06 |  | 0 |  | 5.8428e-06 |  | 0.00033771 |  | 0 |  | 0.00022976 |  | 0.015173 |  | 0.00026069 |  | 0.00032913 |  | 0.0064721 |  | 0 |  | 0 |  | 0.0025329
| 0.00079202 |  | 0 |  | 0 |  | 3.0186e-05 |  | 2.3953e-06 |  | 0 |  | 5.5884e-06 |  | 0.00034668 |  | 0 |  | 0.00025729 |  | 0.015318 |  | 0.00020785 |  | 0.00032977 |  | 0.0065025 |  | 0 |  | 0 |  | 0.0025193
| 0.00077247 |  | 0 |  | 0 |  | 2.8225e-05 |  | 2.3954e-06 |  | 0 |  | 5.3817e-06 |  | 0.00034761 |  | 0 |  | 0.00023592 |  | 0.015478 |  | 0.000241 |  | 0.00033174 |  | 0.0064992 |  | 0 |  | 0 |  | 0.0025103
| 0.00072911 |  | 0 |  | 0 |  | 1.9235e-05 |  | 7.985e-07 |  | 0 |  | 5.2228e-06 |  | 0.00034291 |  | 0 |  | 0.00019885 |  | 0.015606 |  | 0.00029 |  | 0.00033305 |  | 0.006451 |  | 0 |  | 0 |  | 0.0024897
| 0.00069276 |  | 0 |  | 0 |  | 2.5223e-05 |  | 1.3309e-06 |  | 0 |  | 5.9556e-06 |  | 0.00033422 |  | 0 |  | 0.00017924 |  | 0.015744 |  | 0.00022756 |  | 0.00033435 |  | 0.0063643 |  | 0 |  | 0 |  | 0.0024745
| 0.0006998 |  | 0 |  | 0 |  | 0.00010665 |  | 4.5252e-06 |  | 0 |  | 5.5578e-06 |  | 0.00033192 |  | 0 |  | 0.00019617 |  | 0.015935 |  | 0.00020547 |  | 0.00033566 |  | 0.0062474 |  | 0 |  | 0 |  | 0.0024641
| 0.00060606 |  | 0 |  | 0 |  | 5.8395e-05 |  | 3.993e-06 |  | 0 |  | 5.8766e-06 |  | 0.00033203 |  | 0 |  | 0.00024815 |  | 0.016092 |  | 0.00020099 |  | 0.00033696 |  | 0.00609 |  | 0 |  | 0 |  | 0.0024423
| 0.00067749 |  | 0 |  | 0 |  | -4.1724e-05 |  | 2.3959e-06 |  | 0 |  | 5.2717e-06 |  | 0.00033593 |  | 0 |  | 0.00027727 |  | 0.016226 |  | 0.00021721 |  | 0.00033895 |  | 0.0059258 |  | 0 |  | 0 |  | 0.0024316
| 0.00058514 |  | 0 |  | 0 |  | 1.063e-05 |  | 2.9284e-06 |  | 0 |  | 5.479e-06 |  | 0.00033572 |  | 0 |  | 0.00025253 |  | 0.01636 |  | 0.00021489 |  | 0.00033958 |  | 0.0057346 |  | 0 |  | 0 |  | 0.0024164
| 0.00059637 |  | 0 |  | 0 |  | 7.1366e-05 |  | 2.9285e-06 |  | 0 |  | 5.4793e-06 |  | 0.00033973 |  | 0 |  | 0.00017562 |  | 0.016522 |  | 0.00022878 |  | 0.00034088 |  | 0.0055531 |  | 0 |  | 0 |  | 0.0023985
| 0.00082736 |  | 0 |  | 0 |  | 7.8614e-05 |  | 2.3962e-06 |  | 0 |  | 5.5752e-06 |  | 0.0003413 |  | 0 |  | 0.0001421 |  | 0.016666 |  | 0.00027612 |  | 0.00034251 |  | 0.005381 |  | 0 |  | 0 |  | 0.0023959
| 0.00070137 |  | 0 |  | 0 |  | 6.45e-05 |  | 0 |  | 0 |  | 5.2888e-06 |  | 0.00034136 |  | 0 |  | 0.00017877 |  | 0.016803 |  | 0.00023309 |  | 0.00034484 |  | 0.0052383 |  | 0 |  | 0 |  | 0.002392
| 0.00063421 |  | 0 |  | 0 |  | 1.5504e-05 |  | 0 |  | 0 |  | 5.0501e-06 |  | 0.00033748 |  | 0 |  | 0.00021548 |  | 0.016964 |  | 0.00014549 |  | 0.00034578 |  | 0.0051438 |  | 0 |  | 0 |  | 0.0023937
| 0.00069726 |  | 0 |  | 0 |  | 8.7045e-06 |  | 7.9882e-07 |  | 0 |  | 6.3727e-06 |  | 0.00032699 |  | 0 |  | 0.0002371 |  | 0.017147 |  | 0.00015262 |  | 0.0003485 |  | 0.005099 |  | 0 |  | 0 |  | 0.0023975
| 0.00056149 |  | 0 |  | 0 |  | 6.7977e-05 |  | 7.9885e-07 |  | 0 |  | 5.3693e-06 |  | 0.00032226 |  | 0 |  | 0.00024869 |  | 0.017302 |  | 0.00022347 |  | 0.00034937 |  | 0.0051147 |  | 0 |  | 0 |  | 0.0023978
| 0.00059793 |  | 0 |  | 0 |  | 3.3234e-05 |  | 3.9944e-06 |  | 0 |  | 6.0548e-06 |  | 0.00031937 |  | 0 |  | 0.00020965 |  | 0.017412 |  | 0.00022454 |  | 0.00035171 |  | 0.0051702 |  | 0 |  | 0 |  | 0.0024109
| 0.00070156 |  | 0 |  | 0 |  | -1.8604e-05 |  | 3.9946e-06 |  | 0 |  | 5.0512e-06 |  | 0.00032166 |  | 0 |  | 0.00015689 |  | 0.017545 |  | 0.00023512 |  | 0.00035296 |  | 0.0052649 |  | 0 |  | 0 |  | 0.0024182
| 0.00062596 |  | 0 |  | 0 |  | -1.0313e-05 |  | 7.9895e-07 |  | 0 |  | 5.2905e-06 |  | 0.00032298 |  | 0 |  | 0.00016202 |  | 0.017694 |  | 0.00022998 |  | 0.00035564 |  | 0.0053666 |  | 0 |  | 0 |  | 0.0024258
| 0.00061899 |  | 0 |  | 0 |  | -3.8368e-05 |  | 1.3316e-06 |  | 0 |  | 6.5817e-06 |  | 0.00031688 |  | 0 |  | 0.00017467 |  | 0.017841 |  | 0.00023237 |  | 0.0003576 |  | 0.0054421 |  | 0 |  | 0 |  | 0.0024344
| 0.00056579 |  | 0 |  | 0 |  | 2.7826e-07 |  | 1.3317e-06 |  | 0 |  | 5.8011e-06 |  | 0.0003092 |  | 0 |  | 0.00016441 |  | 0.017963 |  | 0.00030259 |  | 0.00035995 |  | 0.0054901 |  | 0 |  | 0 |  | 0.0024482
| 0.0005126 |  | 0 |  | 0 |  | 6.9528e-05 |  | 7.9905e-07 |  | 0 |  | 6.168e-06 |  | 0.00030221 |  | 0 |  | 0.00016009 |  | 0.018082 |  | 0.00029569 |  | 0.00036145 |  | 0.0054916 |  | 0 |  | 0 |  | 0.0024521
| 0.00064711 |  | 0 |  | 0 |  | 0.00014762 |  | 7.9908e-07 |  | 0 |  | 5.6105e-06 |  | 0.0003029 |  | 0 |  | 0.0002018 |  | 0.018229 |  | 0.00020634 |  | 0.00036447 |  | 0.0054385 |  | 0 |  | 0 |  | 0.0024618
| 0.00074377 |  | 0 |  | 0 |  | 0.0001411 |  | 1.3318e-06 |  | 0 |  | 5.4355e-06 |  | 0.00031819 |  | 0 |  | 0.00024254 |  | 0.018365 |  | 0.00020403 |  | 0.00036709 |  | 0.0053604 |  | 0 |  | 0 |  | 0.002471
| 0.00081526 |  | 0 |  | 0 |  | 4.648e-05 |  | 4.5285e-06 |  | 0 |  | 6.6791e-06 |  | 0.00033034 |  | 0 |  | 0.0002522 |  | 0.018527 |  | 0.0002782 |  | 0.00036938 |  | 0.0052664 |  | 0 |  | 0 |  | 0.0024791
| 0.0008349 |  | 0 |  | 0 |  | 6.4573e-05 |  | 4.5286e-06 |  | 0 |  | 5.1491e-06 |  | 0.00033429 |  | 0 |  | 0.00021596 |  | 0.01869 |  | 0.00025397 |  | 0.00037173 |  | 0.0051687 |  | 0 |  | 0 |  | 0.0024919
| 0.00079291 |  | 0 |  | 0 |  | 7.5963e-05 |  | 5.328e-07 |  | 0 |  | 6.361e-06 |  | 0.000332 |  | 0 |  | 0.00021193 |  | 0.018808 |  | 0.00022118 |  | 0.00037429 |  | 0.0051031 |  | 0 |  | 0 |  | 0.0024928
| 0.00082936 |  | 0 |  | 0 |  | 2.473e-05 |  | 2.1313e-06 |  | 0 |  | 5.612e-06 |  | 0.00032874 |  | 0 |  | 0.00027278 |  | 0.01895 |  | 0.0002781 |  | 0.00037799 |  | 0.005073 |  | 0 |  | 0 |  | 0.002505
| 0.00084902 |  | 0 |  | 0 |  | -6.9439e-06 |  | 4.5292e-06 |  | 0 |  | 5.8196e-06 |  | 0.00032777 |  | 0 |  | 0.00025192 |  | 0.019068 |  | 0.00033228 |  | 0.00038024 |  | 0.0050741 |  | 0 |  | 0 |  | 0.0025069
| 0.00089809 |  | 0 |  | 0 |  | -1.7727e-05 |  | 2.9308e-06 |  | 0 |  | 6.2663e-06 |  | 0.00032213 |  | 0 |  | 0.0002027 |  | 0.019155 |  | 0.00023581 |  | 0.00038279 |  | 0.0051196 |  | 0 |  | 0 |  | 0.0025226
| 0.00077621 |  | 0 |  | 0 |  | 4.9221e-05 |  | 1.3322e-06 |  | 0 |  | 5.1027e-06 |  | 0.00031412 |  | 0 |  | 0.00021329 |  | 0.019292 |  | 0.00014769 |  | 0.00038574 |  | 0.0051884 |  | 0 |  | 0 |  | 0.0025287
| 0.00059411 |  | 0 |  | 0 |  | 7.7542e-05 |  | 7.9936e-07 |  | 0 |  | 6.0916e-06 |  | 0.00030529 |  | 0 |  | 0.00020128 |  | 0.019456 |  | 0.00018563 |  | 0.00038946 |  | 0.0052787 |  | 0 |  | 0 |  | 0.0025505
| 0.00062497 |  | 0 |  | 0 |  | -9.6281e-06 |  | 7.9939e-07 |  | 0 |  | 6.2036e-06 |  | 0.00029664 |  | 0 |  | 0.00016228 |  | 0.019588 |  | 0.00022715 |  | 0.00039169 |  | 0.0053726 |  | 0 |  | 0 |  | 0.0025644
| 0.0007427 |  | 0 |  | 0 |  | -5.6751e-07 |  | 1.3324e-06 |  | 0 |  | 6.1242e-06 |  | 0.00029253 |  | 0 |  | 0.0001371 |  | 0.019685 |  | 0.000324 |  | 0.00039569 |  | 0.0054678 |  | 0 |  | 0 |  | 0.0025934
| 0.00070209 |  | 0 |  | 0 |  | 6.8969e-05 |  | 2.9313e-06 |  | 0 |  | 6.0448e-06 |  | 0.00029431 |  | 0 |  | 0.00014823 |  | 0.019809 |  | 0.00031116 |  | 0.00039817 |  | 0.0055593 |  | 0 |  | 0 |  | 0.0026192
| 0.00070772 |  | 0 |  | 0 |  | 3.677e-05 |  | 2.9315e-06 |  | 0 |  | 5.4231e-06 |  | 0.00029695 |  | 0 |  | 0.00019029 |  | 0.019959 |  | 0.00023835 |  | 0.00040231 |  | 0.005648 |  | 0 |  | 0 |  | 0.002646
| 0.00072177 |  | 0 |  | 0 |  | 5.2932e-05 |  | 1.3325e-06 |  | 0 |  | 5.5829e-06 |  | 0.00029375 |  | 0 |  | 0.0002462 |  | 0.020063 |  | 0.0002386 |  | 0.00040504 |  | 0.0057242 |  | 0 |  | 0 |  | 0.0026628
| 0.00076104 |  | 0 |  | 0 |  | 8.9202e-05 |  | 7.9955e-07 |  | 0 |  | 6.8593e-06 |  | 0.0002883 |  | 0 |  | 0.00026172 |  | 0.020157 |  | 0.00022129 |  | 0.00040953 |  | 0.0057719 |  | 0 |  | 0 |  | 0.0026884
| 0.0007737 |  | 0 |  | 0 |  | 0.00010701 |  | 0 |  | 0 |  | 6.3811e-06 |  | 0.00028867 |  | 0 |  | 0.00022159 |  | 0.020307 |  | 0.00018662 |  | 0.00041307 |  | 0.0058026 |  | 0 |  | 0 |  | 0.0026973
| 0.00063778 |  | 0 |  | 0 |  | 3.8518e-05 |  | 5.3308e-07 |  | 0 |  | 6.6367e-06 |  | 0.00030172 |  | 0 |  | 0.00020377 |  | 0.020454 |  | 0.00023275 |  | 0.00041674 |  | 0.0057957 |  | 0 |  | 0 |  | 0.002696
| 0.00071071 |  | 0 |  | 0 |  | -1.0009e-05 |  | 5.331e-07 |  | 0 |  | 6.0468e-06 |  | 0.00031191 |  | 0 |  | 0.0002221 |  | 0.020554 |  | 0.00032794 |  | 0.00041944 |  | 0.0057517 |  | 0 |  | 0 |  | 0.0026828
| 0.00068692 |  | 0 |  | 0 |  | 5.7871e-05 |  | 0 |  | 0 |  | 6.4141e-06 |  | 0.00031532 |  | 0 |  | 0.00023212 |  | 0.020608 |  | 0.00033776 |  | 0.00042421 |  | 0.0056759 |  | 0 |  | 0 |  | 0.0026586
| 0.000586 |  | 0 |  | 0 |  | 4.3412e-05 |  | 0 |  | 0 |  | 6.7495e-06 |  | 0.0003152 |  | 0 |  | 0.00027685 |  | 0.02072 |  | 0.00030599 |  | 0.00042822 |  | 0.0055642 |  | 0 |  | 0 |  | 0.0026242
| 0.00064209 |  | 0 |  | 0 |  | 7.6334e-05 |  | 5.3316e-07 |  | 0 |  | 6.0637e-06 |  | 0.00031292 |  | 0 |  | 0.00033144 |  | 0.020888 |  | 0.00026654 |  | 0.00043208 |  | 0.0054368 |  | 0 |  | 0 |  | 0.0025837
| 0.00059725 |  | 0 |  | 0 |  | 2.3155e-05 |  | 2.9325e-06 |  | 0 |  | 6.447e-06 |  | 0.00031417 |  | 0 |  | 0.00025872 |  | 0.021017 |  | 0.00022595 |  | 0.00043609 |  | 0.005299 |  | 0 |  | 0 |  | 0.0025397
| 0.00052438 |  | 0 |  | 0 |  | 2.152e-05 |  | 2.9326e-06 |  | 0 |  | 6.9581e-06 |  | 0.00031153 |  | 0 |  | 0.00017708 |  | 0.021123 |  | 0.00021485 |  | 0.00044083 |  | 0.0051716 |  | 0 |  | 0 |  | 0.0025025
| 0.00059873 |  | 0 |  | 0 |  | 8.0113e-05 |  | 5.3322e-07 |  | 0 |  | 7.0063e-06 |  | 0.00031139 |  | 0 |  | 0.00019588 |  | 0.021245 |  | 0.00018168 |  | 0.00044396 |  | 0.0050695 |  | 0 |  | 0 |  | 0.0024566
| 0.00072494 |  | 0 |  | 0 |  | 4.8885e-05 |  | 5.3325e-07 |  | 0 |  | 6.5758e-06 |  | 0.00030861 |  | 0 |  | 0.00022488 |  | 0.021396 |  | 0.00022081 |  | 0.00044814 |  | 0.0050086 |  | 0 |  | 0 |  | 0.0024235
| 0.00070534 |  | 0 |  | 0 |  | 5.4954e-05 |  | 1.3332e-06 |  | 0 |  | 6.1771e-06 |  | 0.00030422 |  | 0 |  | 0.0002376 |  | 0.021512 |  | 0.00023313 |  | 0.00045241 |  | 0.0049873 |  | 0 |  | 0 |  | 0.0024055
| 0.00073762 |  | 0 |  | 0 |  | -2.4586e-05 |  | 1.3332e-06 |  | 0 |  | 6.2891e-06 |  | 0.00030163 |  | 0 |  | 0.00023201 |  | 0.021586 |  | 0.00020017 |  | 0.00045733 |  | 0.0050106 |  | 0 |  | 0 |  | 0.0023859
| 0.0008148 |  | 0 |  | 0 |  | -1.3272e-05 |  | 2.9332e-06 |  | 0 |  | 6.8003e-06 |  | 0.0003004 |  | 0 |  | 0.00023371 |  | 0.021677 |  | 0.00020087 |  | 0.00046068 |  | 0.0050782 |  | 0 |  | 0 |  | 0.0023822
| 0.00069003 |  | 0 |  | 0 |  | 1.3822e-05 |  | 2.9333e-06 |  | 0 |  | 6.641e-06 |  | 0.0003047 |  | 0 |  | 0.0002681 |  | 0.021813 |  | 0.00027657 |  | 0.00046519 |  | 0.0051729 |  | 0 |  | 0 |  | 0.0023936
| 0.00056662 |  | 0 |  | 0 |  | 2.3119e-06 |  | 1.3334e-06 |  | 0 |  | 6.2742e-06 |  | 0.00031372 |  | 0 |  | 0.0002485 |  | 0.021987 |  | 0.00032464 |  | 0.00047047 |  | 0.0052873 |  | 0 |  | 0 |  | 0.0024011
| 0.00057786 |  | 0 |  | 0 |  | 4.3084e-06 |  | 8.0006e-07 |  | 0 |  | 6.9451e-06 |  | 0.00032105 |  | 0 |  | 0.0002065 |  | 0.022118 |  | 0.00032906 |  | 0.00047371 |  | 0.0054143 |  | 0 |  | 0 |  | 0.0024264
| 0.00079954 |  | 0 |  | 0 |  | -4.25e-05 |  | 8.0009e-07 |  | 0 |  | 6.0833e-06 |  | 0.00032148 |  | 0 |  | 0.00021693 |  | 0.022232 |  | 0.00033487 |  | 0.00047934 |  | 0.005535 |  | 0 |  | 0 |  | 0.0024458
| 0.0008641 |  | 0 |  | 0 |  | -4.2374e-05 |  | 1.3335e-06 |  | 0 |  | 6.403e-06 |  | 0.0003127 |  | 0 |  | 0.0002298 |  | 0.022382 |  | 0.000208 |  | 0.00048386 |  | 0.0056473 |  | 0 |  | 0 |  | 0.0024788
| 0.00079679 |  | 0 |  | 0 |  | -7.0543e-06 |  | 2.9339e-06 |  | 0 |  | 6.3235e-06 |  | 0.00030939 |  | 0 |  | 0.00024269 |  | 0.022506 |  | 0.00013052 |  | 0.00048757 |  | 0.0057527 |  | 0 |  | 0 |  | 0.0025089
| 0.0007814 |  | 0 |  | 0 |  | 5.6196e-05 |  | 2.934e-06 |  | 0 |  | 6.6112e-06 |  | 0.00031441 |  | 0 |  | 0.00028962 |  | 0.022609 |  | 0.00020438 |  | 0.00049314 |  | 0.005841 |  | 0 |  | 0 |  | 0.0025386
| 0.00073232 |  | 0 |  | 0 |  | 0.00010415 |  | 1.3337e-06 |  | 0 |  | 6.979e-06 |  | 0.00030667 |  | 0 |  | 0.00029886 |  | 0.022773 |  | 0.00023855 |  | 0.00049766 |  | 0.0059158 |  | 0 |  | 0 |  | 0.0025579
| 0.00071693 |  | 0 |  | 0 |  | 7.0651e-05 |  | 8.0025e-07 |  | 0 |  | 5.8773e-06 |  | 0.00029171 |  | 0 |  | 0.00023751 |  | 0.022913 |  | 0.00020526 |  | 0.00050234 |  | 0.0059798 |  | 0 |  | 0 |  | 0.0025835
| 0.00073801 |  | 0 |  | 0 |  | 4.7593e-05 |  | 2.4008e-06 |  | 0 |  | 6.0693e-06 |  | 0.00028653 |  | 0 |  | 0.0001981 |  | 0.022978 |  | 0.00023457 |  | 0.00050653 |  | 0.0060185 |  | 0 |  | 0 |  | 0.0025925
| 0.00070858 |  | 0 |  | 0 |  | 6.8908e-05 |  | 2.4009e-06 |  | 0 |  | 6.7724e-06 |  | 0.00029569 |  | 0 |  | 0.00020283 |  | 0.023034 |  | 0.00025846 |  | 0.00051088 |  | 0.0060322 |  | 0 |  | 0 |  | 0.0025898
| 0.00067633 |  | 0 |  | 0 |  | 6.7688e-05 |  | 2.401e-06 |  | 0 |  | 6.5492e-06 |  | 0.00030253 |  | 0 |  | 0.00023105 |  | 0.023195 |  | 0.00020547 |  | 0.00051581 |  | 0.0060233 |  | 0 |  | 0 |  | 0.002575
| 0.00074371 |  | 0 |  | 0 |  | 2.6351e-05 |  | 6.1362e-06 |  | 0 |  | 7.2524e-06 |  | 0.00029537 |  | 0 |  | 0.00024182 |  | 0.023339 |  | 0.00022012 |  | 0.00052065 |  | 0.0059841 |  | 0 |  | 0 |  | 0.0025482
| 0.00069743 |  | 0 |  | 0 |  | -6.911e-05 |  | 6.1364e-06 |  | 0 |  | 6.6297e-06 |  | 0.00029153 |  | 0 |  | 0.0001765 |  | 0.023438 |  | 0.00029506 |  | 0.00052534 |  | 0.0059276 |  | 0 |  | 0 |  | 0.0025149
| 0.00066939 |  | 0 |  | 0 |  | -3.1788e-05 |  | 2.4013e-06 |  | 0 |  | 6.1508e-06 |  | 0.0002954 |  | 0 |  | 0.00015683 |  | 0.023573 |  | 0.00025254 |  | 0.00052994 |  | 0.0058708 |  | 0 |  | 0 |  | 0.002478
| 0.00071153 |  | 0 |  | 0 |  | 7.8813e-05 |  | 8.0046e-07 |  | 0 |  | 6.5985e-06 |  | 0.00029378 |  | 0 |  | 0.00018928 |  | 0.023685 |  | 0.0002408 |  | 0.00053445 |  | 0.0058176 |  | 0 |  | 0 |  | 0.0024442
| 0.00081962 |  | 0 |  | 0 |  | 7.4679e-05 |  | 1.3342e-06 |  | 0 |  | 6.1834e-06 |  | 0.00029191 |  | 0 |  | 0.00019138 |  | 0.023789 |  | 0.0002938 |  | 0.00054022 |  | 0.0057832 |  | 0 |  | 0 |  | 0.0024156
| 0.00079298 |  | 0 |  | 0 |  | 5.1413e-05 |  | 2.9353e-06 |  | 0 |  | 7.462e-06 |  | 0.00029661 |  | 0 |  | 0.00022984 |  | 0.023885 |  | 0.00026552 |  | 0.00054341 |  | 0.0057769 |  | 0 |  | 0 |  | 0.0024014
| 0.00070741 |  | 0 |  | 0 |  | 6.9097e-05 |  | 4.5365e-06 |  | 0 |  | 6.983e-06 |  | 0.00030618 |  | 0 |  | 0.00026052 |  | 0.023971 |  | 0.00018941 |  | 0.00054759 |  | 0.0057861 |  | 0 |  | 0 |  | 0.0023837
| 0.00070885 |  | 0 |  | 0 |  | 5.0917e-05 |  | 2.1349e-06 |  | 0 |  | 6.0246e-06 |  | 0.00031995 |  | 0 |  | 0.00023662 |  | 0.024078 |  | 0.00020809 |  | 0.00055339 |  | 0.0058067 |  | 0 |  | 0 |  | 0.0023783
| 0.0006766 |  | 0 |  | 0 |  | 1.0945e-06 |  | 2.135e-06 |  | 0 |  | 6.3446e-06 |  | 0.00032708 |  | 0 |  | 0.00021873 |  | 0.024235 |  | 0.00020688 |  | 0.00055688 |  | 0.0058266 |  | 0 |  | 0 |  | 0.002375
| 0.00067101 |  | 0 |  | 0 |  | 2.1906e-05 |  | 2.9357e-06 |  | 0 |  | 6.7125e-06 |  | 0.00032566 |  | 0 |  | 0.00020087 |  | 0.02431 |  | 0.00017782 |  | 0.0005626 |  | 0.0058396 |  | 0 |  | 0 |  | 0.0023774
| 0.00066543 |  | 0 |  | 0 |  | -7.5424e-06 |  | 2.9358e-06 |  | 0 |  | 6.1694e-06 |  | 0.00031231 |  | 0 |  | 0.00017913 |  | 0.024417 |  | 0.00019336 |  | 0.00056608 |  | 0.00583 |  | 0 |  | 0 |  | 0.0023649
| 0.00064299 |  | 0 |  | 0 |  | -1.5424e-05 |  | 2.936e-06 |  | 0 |  | 6.5534e-06 |  | 0.00029536 |  | 0 |  | 0.00016582 |  | 0.024557 |  | 0.00026935 |  | 0.0005714 |  | 0.0058085 |  | 0 |  | 0 |  | 0.0023599
| 0.00083674 |  | 0 |  | 0 |  | 3.4055e-05 |  | 2.9361e-06 |  | 0 |  | 6.6177e-06 |  | 0.00029355 |  | 0 |  | 0.0002044 |  | 0.024711 |  | 0.00029863 |  | 0.00057577 |  | 0.0057735 |  | 0 |  | 0 |  | 0.0023399
| 0.0008438 |  | 0 |  | 0 |  | 4.9082e-06 |  | 2.1354e-06 |  | 0 |  | 6.7619e-06 |  | 0.00029784 |  | 0 |  | 0.00023392 |  | 0.024869 |  | 0.00022504 |  | 0.00057922 |  | 0.0057433 |  | 0 |  | 0 |  | 0.0023306
| 0.00066414 |  | 0 |  | 0 |  | 0.0001198 |  | 5.3387e-07 |  | 0 |  | 6.9381e-06 |  | 0.00030016 |  | 0 |  | 0.00017982 |  | 0.024958 |  | 0.00020599 |  | 0.00058466 |  | 0.0057373 |  | 0 |  | 0 |  | 0.0023127
| 0.00065433 |  | 0 |  | 0 |  | 0.00014268 |  | 1.3347e-06 |  | 0 |  | 4.9401e-06 |  | 0.00029596 |  | 0 |  | 0.00016906 |  | 0.025148 |  | 0.00025568 |  | 0.00058894 |  | 0.005757 |  | 0 |  | 0 |  | 0.0023132
| 0.00071474 |  | 0 |  | 0 |  | 8.2164e-05 |  | 2.9365e-06 |  | 0 |  | 6.699e-06 |  | 0.00029336 |  | 0 |  | 0.00020601 |  | 0.025255 |  | 0.00026618 |  | 0.00059312 |  | 0.0058103 |  | 0 |  | 0 |  | 0.0023172
| 0.00072179 |  | 0 |  | 0 |  | 0.00010256 |  | 2.1357e-06 |  | 0 |  | 6.7793e-06 |  | 0.00029468 |  | 0 |  | 0.00019802 |  | 0.025286 |  | 0.00024401 |  | 0.0005975 |  | 0.0058893 |  | 0 |  | 0 |  | 0.0023332
| 0.00072323 |  | 0 |  | 0 |  | 2.1806e-05 |  | 5.3396e-07 |  | 0 |  | 6.5558e-06 |  | 0.00029837 |  | 0 |  | 0.00019268 |  | 0.025454 |  | 0.00027048 |  | 0.00060178 |  | 0.0059806 |  | 0 |  | 0 |  | 0.002354
| 0.00073169 |  | 0 |  | 0 |  | -6.5876e-05 |  | 2.9369e-06 |  | 0 |  | 6.7641e-06 |  | 0.0003007 |  | 0 |  | 0.00017051 |  | 0.025668 |  | 0.00028763 |  | 0.00060573 |  | 0.0060502 |  | 0 |  | 0 |  | 0.002393
| 0.00078228 |  | 0 |  | 0 |  | -5.3333e-05 |  | 2.403e-06 |  | 0 |  | 5.2452e-06 |  | 0.00030261 |  | 0 |  | 0.00017419 |  | 0.025854 |  | 0.00029175 |  | 0.00060968 |  | 0.0060842 |  | 0 |  | 0 |  | 0.0024318
| 0.00078512 |  | 0 |  | 0 |  | -3.0422e-05 |  | 0 |  | 0 |  | 7.2766e-06 |  | 0.00030504 |  | 0 |  | 0.0001994 |  | 0.025979 |  | 0.00031301 |  | 0.00061486 |  | 0.0060577 |  | 0 |  | 0 |  | 0.0024707
| 0.0006405 |  | 0 |  | 0 |  | -1.6606e-05 |  | 0 |  | 0 |  | 6.4613e-06 |  | 0.00030532 |  | 0 |  | 0.00023357 |  | 0.026063 |  | 0.00034874 |  | 0.00061758 |  | 0.0059733 |  | 0 |  | 0 |  | 0.0025054
| 0.00074168 |  | 0 |  | 0 |  | 4.1747e-06 |  | 8.0109e-07 |  | 0 |  | 6.3176e-06 |  | 0.00030691 |  | 0 |  | 0.00028183 |  | 0.026221 |  | 0.00030627 |  | 0.00062153 |  | 0.0058421 |  | 0 |  | 0 |  | 0.0025338
| 0.00072345 |  | 0 |  | 0 |  | 2.5357e-05 |  | 8.0112e-07 |  | 0 |  | 7.6776e-06 |  | 0.00030487 |  | 0 |  | 0.00028354 |  | 0.026444 |  | 0.00019423 |  | 0.00062548 |  | 0.0056881 |  | 0 |  | 0 |  | 0.0025516
| 0.0005886 |  | 0 |  | 0 |  | 5.8078e-05 |  | 2.4035e-06 |  | 0 |  | 6.4783e-06 |  | 0.00029693 |  | 0 |  | 0.00026643 |  | 0.026597 |  | 0.00023149 |  | 0.00063069 |  | 0.0055221 |  | 0 |  | 0 |  | 0.0025582
| 0.00050014 |  | 0 |  | 0 |  | 4.584e-05 |  | 2.4035e-06 |  | 0 |  | 7.6624e-06 |  | 0.00028657 |  | 0 |  | 0.00024246 |  | 0.026793 |  | 0.00027458 |  | 0.00063338 |  | 0.0053683 |  | 0 |  | 0 |  | 0.0025513
| 0.00061678 |  | 0 |  | 0 |  | 4.9518e-05 |  | 2.4036e-06 |  | 0 |  | 7.4389e-06 |  | 0.00028284 |  | 0 |  | 0.00022594 |  | 0.026925 |  | 0.0002684 |  | 0.00063828 |  | 0.0052243 |  | 0 |  | 0 |  | 0.0025318
| 0.00075589 |  | 0 |  | 0 |  | 5.0022e-05 |  | 2.9379e-06 |  | 0 |  | 6.7833e-06 |  | 0.00029641 |  | 0 |  | 0.00021368 |  | 0.027035 |  | 0.00027459 |  | 0.00064052 |  | 0.0050944 |  | 0 |  | 0 |  | 0.0025083
| 0.00063647 |  | 0 |  | 0 |  | 7.1335e-05 |  | 1.3355e-06 |  | 0 |  | 8.1916e-06 |  | 0.00030998 |  | 0 |  | 0.00020234 |  | 0.027216 |  | 0.00018618 |  | 0.00064553 |  | 0.0049758 |  | 0 |  | 0 |  | 0.0024662
| 0.00046791 |  | 0 |  | 0 |  | 4.1496e-05 |  | 8.0131e-07 |  | 0 |  | 7.408e-06 |  | 0.00031352 |  | 0 |  | 0.00017809 |  | 0.027301 |  | 0.00017273 |  | 0.00064894 |  | 0.0048711 |  | 0 |  | 0 |  | 0.0024277
| 0.0005902 |  | 0 |  | 0 |  | 3.6082e-05 |  | 4.0067e-06 |  | 0 |  | 7.6485e-06 |  | 0.00030855 |  | 0 |  | 0.00016708 |  | 0.027422 |  | 0.00025359 |  | 0.00065072 |  | 0.0047749 |  | 0 |  | 0 |  | 0.0024
| 0.00071949 |  | 0 |  | 0 |  | 3.6849e-05 |  | 4.5411e-06 |  | 0 |  | 7.6008e-06 |  | 0.00029862 |  | 0 |  | 0.00018037 |  | 0.027563 |  | 0.00024952 |  | 0.00065587 |  | 0.0047013 |  | 0 |  | 0 |  | 0.002371
| 0.00073358 |  | 0 |  | 0 |  | 4.8066e-05 |  | 1.3357e-06 |  | 0 |  | 6.4811e-06 |  | 0.00028764 |  | 0 |  | 0.00017924 |  | 0.027698 |  | 0.00019681 |  | 0.00065939 |  | 0.0046501 |  | 0 |  | 0 |  | 0.0023607
| 0.0007575 |  | 0 |  | 0 |  | 3.6679e-05 |  | 8.0143e-07 |  | 0 |  | 7.1535e-06 |  | 0.00027872 |  | 0 |  | 0.0001561 |  | 0.027847 |  | 0.00025272 |  | 0.00066269 |  | 0.0046313 |  | 0 |  | 0 |  | 0.0023706
| 0.00070693 |  | 0 |  | 0 |  | 3.6553e-05 |  | 8.0146e-07 |  | 0 |  | 7.9061e-06 |  | 0.00027509 |  | 0 |  | 0.00017494 |  | 0.027995 |  | 0.00026252 |  | 0.00066565 |  | 0.0046469 |  | 0 |  | 0 |  | 0.002383
| 0.0006901 |  | 0 |  | 0 |  | 0.00010501 |  | 1.3358e-06 |  | 0 |  | 7.3624e-06 |  | 0.00027572 |  | 0 |  | 0.00023459 |  | 0.028147 |  | 0.00020841 |  | 0.00066862 |  | 0.0046982 |  | 0 |  | 0 |  | 0.0024164
| 0.00071684 |  | 0 |  | 0 |  | 3.0142e-05 |  | 1.3359e-06 |  | 0 |  | 7.3468e-06 |  | 0.00027714 |  | 0 |  | 0.00027245 |  | 0.02829 |  | 0.00021803 |  | 0.00067192 |  | 0.0047717 |  | 0 |  | 0 |  | 0.0024482
| 0.00078433 |  | 0 |  | 0 |  | -9.9215e-06 |  | 8.0156e-07 |  | 0 |  | 6.6429e-06 |  | 0.00027936 |  | 0 |  | 0.00025755 |  | 0.028471 |  | 0.00023873 |  | 0.00067489 |  | 0.0048679 |  | 0 |  | 0 |  | 0.0024733
| 0.00074078 |  | 0 |  | 0 |  | 4.1937e-05 |  | 8.0159e-07 |  | 0 |  | 6.243e-06 |  | 0.00028636 |  | 0 |  | 0.00019657 |  | 0.028616 |  | 0.00028311 |  | 0.00067786 |  | 0.0049739 |  | 0 |  | 0 |  | 0.0025026
| 0.00078719 |  | 0 |  | 0 |  | 8.5506e-06 |  | 8.0162e-07 |  | 0 |  | 7.3639e-06 |  | 0.00029102 |  | 0 |  | 0.00021433 |  | 0.028786 |  | 0.00030009 |  | 0.00068083 |  | 0.0050926 |  | 0 |  | 0 |  | 0.0025168
| 0.00078442 |  | 0 |  | 0 |  | -4.9984e-05 |  | 2.4049e-06 |  | 0 |  | 7.4444e-06 |  | 0.00029319 |  | 0 |  | 0.00027611 |  | 0.028984 |  | 0.00026141 |  | 0.00068516 |  | 0.0052273 |  | 0 |  | 0 |  | 0.0025179
| 0.00070573 |  | 0 |  | 0 |  | -0.00012245 |  | 2.405e-06 |  | 0 |  | 7.0445e-06 |  | 0.00028911 |  | 0 |  | 0.00026319 |  | 0.029252 |  | 0.0002043 |  | 0.00068676 |  | 0.0053879 |  | 0 |  | 0 |  | 0.0025
| 0.00073108 |  | 0 |  | 0 |  | -4.1557e-05 |  | 2.4051e-06 |  | 0 |  | 7.0929e-06 |  | 0.00028455 |  | 0 |  | 0.00022112 |  | 0.029473 |  | 0.00020568 |  | 0.0006894 |  | 0.0055688 |  | 0 |  | 0 |  | 0.0024816
| 0.00071143 |  | 0 |  | 0 |  | 8.2293e-05 |  | 2.9397e-06 |  | 0 |  | 6.4849e-06 |  | 0.00028864 |  | 0 |  | 0.00019956 |  | 0.029588 |  | 0.0001851 |  | 0.00069354 |  | 0.0057754 |  | 0 |  | 0 |  | 0.0024477
| 0.00072271 |  | 0 |  | 0 |  | 7.3387e-05 |  | 4.5434e-06 |  | 0 |  | 6.5492e-06 |  | 0.00029848 |  | 0 |  | 0.00020676 |  | 0.029785 |  | 0.00017844 |  | 0.00069501 |  | 0.0059858 |  | 0 |  | 0 |  | 0.0024098
| 0.00074383 |  | 0 |  | 0 |  | -1.9474e-07 |  | 4.5436e-06 |  | 0 |  | 7.03e-06 |  | 0.00030521 |  | 0 |  | 0.00026525 |  | 0.030037 |  | 0.00022587 |  | 0.00069937 |  | 0.0061837 |  | 0 |  | 0 |  | 0.0023709
| 0.00070589 |  | 0 |  | 0 |  | 2.8115e-05 |  | 1.3364e-06 |  | 0 |  | 6.4859e-06 |  | 0.00030391 |  | 0 |  | 0.0002886 |  | 0.030279 |  | 0.00018043 |  | 0.00070062 |  | 0.0063452 |  | 0 |  | 0 |  | 0.0023359
| 0.0006314 |  | 0 |  | 0 |  | 5.6908e-05 |  | 8.0187e-07 |  | 0 |  | 7.1749e-06 |  | 0.0002966 |  | 0 |  | 0.00024129 |  | 0.030375 |  | 0.0001604 |  | 0.00070433 |  | 0.0064547 |  | 0 |  | 0 |  | 0.0023089
| 0.00058501 |  | 0 |  | 0 |  | 2.5921e-05 |  | 8.019e-07 |  | 0 |  | 7.1753e-06 |  | 0.00028787 |  | 0 |  | 0.00023621 |  | 0.030507 |  | 0.00024181 |  | 0.00070676 |  | 0.0064888 |  | 0 |  | 0 |  | 0.0022974
| 0.00065675 |  | 0 |  | 0 |  | 9.7704e-06 |  | 1.3365e-06 |  | 0 |  | 6.8232e-06 |  | 0.00028434 |  | 0 |  | 0.00023281 |  | 0.030718 |  | 0.00027575 |  | 0.00070788 |  | 0.0064565 |  | 0 |  | 0 |  | 0.0022866
| 0.0006385 |  | 0 |  | 0 |  | 1.6339e-05 |  | 1.3366e-06 |  | 0 |  | 6.4232e-06 |  | 0.00027978 |  | 0 |  | 0.00017854 |  | 0.030971 |  | 0.00020944 |  | 0.00071193 |  | 0.0063505 |  | 0 |  | 0 |  | 0.0022914
| 0.00067087 |  | 0 |  | 0 |  | 5.7538e-06 |  | 8.0199e-07 |  | 0 |  | 6.7439e-06 |  | 0.00027929 |  | 0 |  | 0.00016686 |  | 0.031208 |  | 0.00017114 |  | 0.00071458 |  | 0.0062124 |  | 0 |  | 0 |  | 0.0023037
| 0.00071732 |  | 0 |  | 0 |  | -3.0374e-05 |  | 8.0202e-07 |  | 0 |  | 6.4559e-06 |  | 0.00028358 |  | 0 |  | 0.00020533 |  | 0.031309 |  | 0.00017571 |  | 0.00071701 |  | 0.00603 |  | 0 |  | 0 |  | 0.0023263
| 0.0007061 |  | 0 |  | 0 |  | -1.0021e-05 |  | 1.3368e-06 |  | 0 |  | 7.1131e-06 |  | 0.0002919 |  | 0 |  | 0.0002442 |  | 0.031532 |  | 0.00019808 |  | 0.0007192 |  | 0.0058469 |  | 0 |  | 0 |  | 0.0023391
| 0.00074552 |  | 0 |  | 0 |  | -1.262e-05 |  | 5.3472e-07 |  | 0 |  | 7.0654e-06 |  | 0.00029642 |  | 0 |  | 0.0002287 |  | 0.031798 |  | 0.00021315 |  | 0.00072185 |  | 0.0056636 |  | 0 |  | 0 |  | 0.0023606
| 0.00083276 |  | 0 |  | 0 |  | 6.3874e-05 |  | 0 |  | 0 |  | 7.226e-06 |  | 0.00028963 |  | 0 |  | 0.00015518 |  | 0.032017 |  | 0.0001843 |  | 0.00072416 |  | 0.0054959 |  | 0 |  | 0 |  | 0.0023671
| 0.0008525 |  | 0 |  | 0 |  | 3.7765e-05 |  | 8.0214e-07 |  | 0 |  | 7.627e-06 |  | 0.00028783 |  | 0 |  | 0.00013331 |  | 0.032207 |  | 0.00019313 |  | 0.00072659 |  | 0.0053543 |  | 0 |  | 0 |  | 0.002374
| 0.00078501 |  | 0 |  | 0 |  | 8.1764e-06 |  | 2.9413e-06 |  | 0 |  | 7.3069e-06 |  | 0.00029515 |  | 0 |  | 0.00018992 |  | 0.032334 |  | 0.00022405 |  | 0.00072879 |  | 0.0052313 |  | 0 |  | 0 |  | 0.0023813
| 0.00072876 |  | 0 |  | 0 |  | 4.6837e-05 |  | 2.9414e-06 |  | 0 |  | 6.9066e-06 |  | 0.00030166 |  | 0 |  | 0.00022415 |  | 0.032518 |  | 0.00023535 |  | 0.0007311 |  | 0.005133 |  | 0 |  | 0 |  | 0.0023786
| 0.0007091 |  | 0 |  | 0 |  | 5.1962e-05 |  | 8.0224e-07 |  | 0 |  | 7.532e-06 |  | 0.00029451 |  | 0 |  | 0.00019644 |  | 0.032765 |  | 0.00021912 |  | 0.000735 |  | 0.0050466 |  | 0 |  | 0 |  | 0.0023669
| 0.00071195 |  | 0 |  | 0 |  | 5.5716e-05 |  | 0 |  | 0 |  | 7.9651e-06 |  | 0.00028323 |  | 0 |  | 0.00018372 |  | 0.032939 |  | 0.00023687 |  | 0.00073573 |  | 0.0049711 |  | 0 |  | 0 |  | 0.0023627
| 0.0005544 |  | 0 |  | 0 |  | 1.68e-05 |  | 5.3487e-07 |  | 0 |  | 8.1418e-06 |  | 0.00028127 |  | 0 |  | 0.00017823 |  | 0.033038 |  | 0.00027249 |  | 0.00073804 |  | 0.0049024 |  | 0 |  | 0 |  | 0.0023502
| 0.00056147 |  | 0 |  | 0 |  | -3.3562e-05 |  | 2.9419e-06 |  | 0 |  | 8.3506e-06 |  | 0.00029121 |  | 0 |  | 0.00017283 |  | 0.033227 |  | 0.0001828 |  | 0.00074195 |  | 0.0048421 |  | 0 |  | 0 |  | 0.0023309
| 0.00076832 |  | 0 |  | 0 |  | -3.5978e-06 |  | 2.942e-06 |  | 0 |  | 7.6137e-06 |  | 0.00030047 |  | 0 |  | 0.00020353 |  | 0.03346 |  | 0.00014067 |  | 0.00074267 |  | 0.0047816 |  | 0 |  | 0 |  | 0.0023218
| 0.00078102 |  | 0 |  | 0 |  | 9.4014e-05 |  | 2.9421e-06 |  | 0 |  | 7.5339e-06 |  | 0.00029626 |  | 0 |  | 0.00021893 |  | 0.033622 |  | 0.00018705 |  | 0.00074659 |  | 0.0047301 |  | 0 |  | 0 |  | 0.0023088
| 0.00074306 |  | 0 |  | 0 |  | 9.6894e-05 |  | 4.5471e-06 |  | 0 |  | 7.1977e-06 |  | 0.00028737 |  | 0 |  | 0.00019635 |  | 0.033848 |  | 0.00019194 |  | 0.00074878 |  | 0.0046831 |  | 0 |  | 0 |  | 0.0022995
| 0.00071776 |  | 0 |  | 0 |  | 2.2994e-05 |  | 4.5472e-06 |  | 0 |  | 7.134e-06 |  | 0.000281 |  | 0 |  | 0.00021686 |  | 0.034119 |  | 0.00024929 |  | 0.00074961 |  | 0.004649 |  | 0 |  | 0 |  | 0.0022966
| 0.00075297 |  | 0 |  | 0 |  | 1.7021e-05 |  | 2.4074e-06 |  | 0 |  | 8.1604e-06 |  | 0.00028167 |  | 0 |  | 0.00024972 |  | 0.034359 |  | 0.0003029 |  | 0.00075354 |  | 0.0046333 |  | 0 |  | 0 |  | 0.0023027
| 0.00074174 |  | 0 |  | 0 |  | -4.4579e-06 |  | 8.0251e-07 |  | 0 |  | 7.7279e-06 |  | 0.00028123 |  | 0 |  | 0.00024604 |  | 0.034594 |  | 0.00025664 |  | 0.00075574 |  | 0.0046437 |  | 0 |  | 0 |  | 0.0023194
| 0.00066718 |  | 0 |  | 0 |  | -3.2363e-05 |  | 1.3376e-06 |  | 0 |  | 7.8887e-06 |  | 0.00027988 |  | 0 |  | 0.00021934 |  | 0.034834 |  | 0.00020663 |  | 0.00075688 |  | 0.0046741 |  | 0 |  | 0 |  | 0.0023478
| 0.00067425 |  | 0 |  | 0 |  | 6.4367e-05 |  | 2.9428e-06 |  | 0 |  | 7.841e-06 |  | 0.0002871 |  | 0 |  | 0.00019283 |  | 0.035156 |  | 0.00025581 |  | 0.00076083 |  | 0.004729 |  | 0 |  | 0 |  | 0.0023884
| 0.00070384 |  | 0 |  | 0 |  | 7.6024e-05 |  | 2.9429e-06 |  | 0 |  | 6.8953e-06 |  | 0.00029488 |  | 0 |  | 0.00017953 |  | 0.035455 |  | 0.00025407 |  | 0.00076302 |  | 0.0047936 |  | 0 |  | 0 |  | 0.0024381
| 0.00070246 |  | 0 |  | 0 |  | -4.823e-06 |  | 1.3377e-06 |  | 0 |  | 8.0022e-06 |  | 0.00029555 |  | 0 |  | 0.00017155 |  | 0.035752 |  | 0.00024976 |  | 0.0007658 |  | 0.0048617 |  | 0 |  | 0 |  | 0.0025008
| 0.00076161 |  | 0 |  | 0 |  | 5.4868e-06 |  | 8.0267e-07 |  | 0 |  | 7.3771e-06 |  | 0.00029058 |  | 0 |  | 0.00018561 |  | 0.036093 |  | 0.00025894 |  | 0.00076799 |  | 0.0049277 |  | 0 |  | 0 |  | 0.0025552
| 0.00080248 |  | 0 |  | 0 |  | -3.0145e-06 |  | 8.027e-07 |  | 0 |  | 8.2115e-06 |  | 0.00028805 |  | 0 |  | 0.0002111 |  | 0.03638 |  | 0.00020773 |  | 0.00077044 |  | 0.0049734 |  | 0 |  | 0 |  | 0.0026131
| 0.00084756 |  | 0 |  | 0 |  | -1.4234e-06 |  | 8.0273e-07 |  | 0 |  | 8.0836e-06 |  | 0.00028675 |  | 0 |  | 0.0002265 |  | 0.036669 |  | 0.00018565 |  | 0.00077462 |  | 0.0050179 |  | 0 |  | 0 |  | 0.002669
| 0.00068565 |  | 0 |  | 0 |  | -2.2375e-06 |  | 4.0138e-06 |  | 0 |  | 7.4265e-06 |  | 0.00028308 |  | 0 |  | 0.00022968 |  | 0.036963 |  | 0.0002327 |  | 0.00077561 |  | 0.005041 |  | 0 |  | 0 |  | 0.0026999
| 0.00048436 |  | 0 |  | 0 |  | 2.0938e-05 |  | 4.014e-06 |  | 0 |  | 8.0684e-06 |  | 0.00028088 |  | 0 |  | 0.00024643 |  | 0.03728 |  | 0.00024078 |  | 0.00077839 |  | 0.0050702 |  | 0 |  | 0 |  | 0.0027195
| 0.00056184 |  | 0 |  | 0 |  | 0.00010325 |  | 0 |  | 0 |  | 7.1064e-06 |  | 0.00028195 |  | 0 |  | 0.00023165 |  | 0.037682 |  | 0.00022893 |  | 0.00078091 |  | 0.0050997 |  | 0 |  | 0 |  | 0.0027262
| 0.00070266 |  | 0 |  | 0 |  | 2.2201e-06 |  | 0 |  | 0 |  | 7.4917e-06 |  | 0.00028185 |  | 0 |  | 0.00019394 |  | 0.038073 |  | 0.00026983 |  | 0.00078524 |  | 0.0051402 |  | 0 |  | 0 |  | 0.0026993
| 0.00066466 |  | 0 |  | 0 |  | -3.22e-05 |  | 2.4086e-06 |  | 0 |  | 7.1873e-06 |  | 0.00028451 |  | 0 |  | 0.00018895 |  | 0.038362 |  | 0.00027784 |  | 0.00078621 |  | 0.0051797 |  | 0 |  | 0 |  | 0.0026663
| 0.00056612 |  | 0 |  | 0 |  | 5.9516e-05 |  | 2.4087e-06 |  | 0 |  | 8.5033e-06 |  | 0.00029463 |  | 0 |  | 0.00019174 |  | 0.038713 |  | 0.00023387 |  | 0.00079055 |  | 0.0052131 |  | 0 |  | 0 |  | 0.0026126
| 0.00074081 |  | 0 |  | 0 |  | 1.5339e-05 |  | 4.0147e-06 |  | 0 |  | 8.7925e-06 |  | 0.00029737 |  | 0 |  | 0.00021348 |  | 0.039238 |  | 0.0001809 |  | 0.00079151 |  | 0.0052297 |  | 0 |  | 0 |  | 0.0025438
| 0.00069719 |  | 0 |  | 0 |  | -9.3252e-06 |  | 4.5502e-06 |  | 0 |  | 6.8836e-06 |  | 0.00029115 |  | 0 |  | 0.00020303 |  | 0.039659 |  | 0.00014607 |  | 0.00079586 |  | 0.0052252 |  | 0 |  | 0 |  | 0.0024827
| 0.00059157 |  | 0 |  | 0 |  | -2.1895e-05 |  | 1.3383e-06 |  | 0 |  | 7.59e-06 |  | 0.00028032 |  | 0 |  | 0.00016945 |  | 0.039992 |  | 0.0001568 |  | 0.00079727 |  | 0.0051951 |  | 0 |  | 0 |  | 0.0024185
| 0.00065356 |  | 0 |  | 0 |  | -5.6465e-06 |  | 8.0304e-07 |  | 0 |  | 7.5904e-06 |  | 0.00027492 |  | 0 |  | 0.00014549 |  | 0.040283 |  | 0.00018239 |  | 0.0008017 |  | 0.0051409 |  | 0 |  | 0 |  | 0.0023603
| 0.0007508 |  | 0 |  | 0 |  | 6.6135e-05 |  | 8.0307e-07 |  | 0 |  | 8.8747e-06 |  | 0.00027157 |  | 0 |  | 0.00013849 |  | 0.040511 |  | 0.00022862 |  | 0.00080449 |  | 0.0050982 |  | 0 |  | 0 |  | 0.0023075
| 0.00076632 |  | 0 |  | 0 |  | 0.00011119 |  | 1.3385e-06 |  | 0 |  | 8.3455e-06 |  | 0.00026616 |  | 0 |  | 0.00019472 |  | 0.040784 |  | 0.0002442 |  | 0.00080575 |  | 0.0050778 |  | 0 |  | 0 |  | 0.0022762
| 0.0007269 |  | 0 |  | 0 |  | 0.00012303 |  | 1.3385e-06 |  | 0 |  | 7.1261e-06 |  | 0.00027224 |  | 0 |  | 0.00018543 |  | 0.041 |  | 0.00017224 |  | 0.0008108 |  | 0.0051079 |  | 0 |  | 0 |  | 0.0022508
| 0.00064805 |  | 0 |  | 0 |  | 5.9244e-05 |  | 8.0316e-07 |  | 0 |  | 7.4636e-06 |  | 0.00028455 |  | 0 |  | 0.00017586 |  | 0.041189 |  | 0.00017874 |  | 0.00081379 |  | 0.0051904 |  | 0 |  | 0 |  | 0.0022334
| 0.0005579 |  | 0 |  | 0 |  | 4.3991e-05 |  | 8.0319e-07 |  | 0 |  | 8.1863e-06 |  | 0.00029059 |  | 0 |  | 0.00021814 |  | 0.041453 |  | 0.00017172 |  | 0.00081664 |  | 0.0053252 |  | 0 |  | 0 |  | 0.0022219
| 0.00061427 |  | 0 |  | 0 |  | -2.4698e-05 |  | 1.3387e-06 |  | 0 |  | 7.9298e-06 |  | 0.00029087 |  | 0 |  | 0.00021723 |  | 0.041676 |  | 0.00019176 |  | 0.00082009 |  | 0.0054995 |  | 0 |  | 0 |  | 0.0022129
| 0.00075522 |  | 0 |  | 0 |  | -5.6405e-05 |  | 4.5517e-06 |  | 0 |  | 8.155e-06 |  | 0.00028711 |  | 0 |  | 0.00023352 |  | 0.041877 |  | 0.00023148 |  | 0.00082341 |  | 0.0056785 |  | 0 |  | 0 |  | 0.002204
| 0.00072989 |  | 0 |  | 0 |  | 2.8643e-05 |  | 4.0164e-06 |  | 0 |  | 7.0317e-06 |  | 0.00028903 |  | 0 |  | 0.00027585 |  | 0.042188 |  | 0.00024643 |  | 0.00082659 |  | 0.0058403 |  | 0 |  | 0 |  | 0.0021976
| 0.00062 |  | 0 |  | 0 |  | 1.4904e-05 |  | 8.0331e-07 |  | 0 |  | 6.5825e-06 |  | 0.00029012 |  | 0 |  | 0.00028695 |  | 0.042426 |  | 0.00023106 |  | 0.00083005 |  | 0.0059699 |  | 0 |  | 0 |  | 0.0021802
| 0.00070879 |  | 0 |  | 0 |  | 6.3475e-05 |  | 1.3389e-06 |  | 0 |  | 8.2848e-06 |  | 0.00029023 |  | 0 |  | 0.00027246 |  | 0.042598 |  | 0.00023492 |  | 0.00083502 |  | 0.0060483 |  | 0 |  | 0 |  | 0.0021678
| 0.00077929 |  | 0 |  | 0 |  | 3.2569e-05 |  | 5.3558e-07 |  | 0 |  | 7.2736e-06 |  | 0.00029064 |  | 0 |  | 0.000267 |  | 0.042864 |  | 0.00030372 |  | 0.00083669 |  | 0.0060812 |  | 0 |  | 0 |  | 0.0021565
| 0.00067646 |  | 0 |  | 0 |  | 1.1422e-05 |  | 5.356e-07 |  | 0 |  | 7.9484e-06 |  | 0.00028551 |  | 0 |  | 0.00024125 |  | 0.043118 |  | 0.00031781 |  | 0.0008402 |  | 0.0060798 |  | 0 |  | 0 |  | 0.0021547
| 0.0006342 |  | 0 |  | 0 |  | 9.3408e-05 |  | 2.9459e-06 |  | 0 |  | 7.3065e-06 |  | 0.00028189 |  | 0 |  | 0.00019587 |  | 0.043458 |  | 0.00028619 |  | 0.00084566 |  | 0.0060421 |  | 0 |  | 0 |  | 0.00215
| 0.0005835 |  | 0 |  | 0 |  | 3.8531e-05 |  | 2.946e-06 |  | 0 |  | 6.8893e-06 |  | 0.00028127 |  | 0 |  | 0.00020886 |  | 0.043778 |  | 0.00021136 |  | 0.00084731 |  | 0.0059774 |  | 0 |  | 0 |  | 0.002157
| 0.00061172 |  | 0 |  | 0 |  | -2.6078e-05 |  | 5.3566e-07 |  | 0 |  | 8.2548e-06 |  | 0.000287 |  | 0 |  | 0.00024635 |  | 0.044116 |  | 0.00016312 |  | 0.00085264 |  | 0.0058924 |  | 0 |  | 0 |  | 0.0021779
| 0.00084288 |  | 0 |  | 0 |  | 6.5979e-05 |  | 5.3568e-07 |  | 0 |  | 6.7294e-06 |  | 0.00028719 |  | 0 |  | 0.00023997 |  | 0.044641 |  | 0.00021847 |  | 0.00085494 |  | 0.0057783 |  | 0 |  | 0 |  | 0.0021973
| 0.00089789 |  | 0 |  | 0 |  | 9.3881e-05 |  | 5.357e-07 |  | 0 |  | 7.5007e-06 |  | 0.00028484 |  | 0 |  | 0.00023774 |  | 0.045173 |  | 0.00024713 |  | 0.00086015 |  | 0.0056437 |  | 0 |  | 0 |  | 0.0022323
| 0.00085565 |  | 0 |  | 0 |  | 4.1979e-05 |  | 5.3572e-07 |  | 0 |  | 7.8545e-06 |  | 0.00028051 |  | 0 |  | 0.00025554 |  | 0.045771 |  | 0.00018577 |  | 0.00086224 |  | 0.0055012 |  | 0 |  | 0 |  | 0.0022674
| 0.00082749 |  | 0 |  | 0 |  | 6.8995e-05 |  | 2.9466e-06 |  | 0 |  | 7.8709e-06 |  | 0.00028275 |  | 0 |  | 0.00021233 |  | 0.046114 |  | 0.00025288 |  | 0.00086794 |  | 0.0053544 |  | 0 |  | 0 |  | 0.0022983
| 0.00078946 |  | 0 |  | 0 |  | 2.2473e-05 |  | 4.554e-06 |  | 0 |  | 8.5139e-06 |  | 0.00028074 |  | 0 |  | 0.0001406 |  | 0.046458 |  | 0.00028057 |  | 0.00087193 |  | 0.0052216 |  | 0 |  | 0 |  | 0.00234
| 0.00075707 |  | 0 |  | 0 |  | 4.7801e-05 |  | 2.9468e-06 |  | 0 |  | 7.3738e-06 |  | 0.00027707 |  | 0 |  | 0.00015247 |  | 0.04706 |  | 0.00019782 |  | 0.00087592 |  | 0.005118 |  | 0 |  | 0 |  | 0.0023765
| 0.00081772 |  | 0 |  | 0 |  | 6.2026e-05 |  | 8.0371e-07 |  | 0 |  | 7.583e-06 |  | 0.0002745 |  | 0 |  | 0.00019902 |  | 0.047421 |  | 0.0001945 |  | 0.00088024 |  | 0.0050409 |  | 0 |  | 0 |  | 0.0024053
| 0.00074019 |  | 0 |  | 0 |  | -2.0995e-05 |  | 8.0374e-07 |  | 0 |  | 8.0332e-06 |  | 0.00027415 |  | 0 |  | 0.00020404 |  | 0.04767 |  | 0.00016478 |  | 0.00088267 |  | 0.0049946 |  | 0 |  | 0 |  | 0.002444
| 0.00064295 |  | 0 |  | 0 |  | -2.6246e-05 |  | 8.0377e-07 |  | 0 |  | 8.7406e-06 |  | 0.0002754 |  | 0 |  | 0.00020337 |  | 0.048294 |  | 0.000167 |  | 0.00088856 |  | 0.004979 |  | 0 |  | 0 |  | 0.0024744
| 0.00068528 |  | 0 |  | 0 |  | 2.7641e-05 |  | 8.038e-07 |  | 0 |  | 7.5681e-06 |  | 0.0002678 |  | 0 |  | 0.00021341 |  | 0.048929 |  | 0.00019091 |  | 0.00089465 |  | 0.0049807 |  | 0 |  | 0 |  | 0.0025032
| 0.00078401 |  | 0 |  | 0 |  | 5.0271e-05 |  | 8.0383e-07 |  | 0 |  | 7.8577e-06 |  | 0.00026882 |  | 0 |  | 0.00022617 |  | 0.049339 |  | 0.00019699 |  | 0.00089754 |  | 0.0050023 |  | 0 |  | 0 |  | 0.0025267
| 0.00077981 |  | 0 |  | 0 |  | 3.6147e-05 |  | 8.0386e-07 |  | 0 |  | 7.6331e-06 |  | 0.0002727 |  | 0 |  | 0.00024215 |  | 0.049943 |  | 0.00024584 |  | 0.00090186 |  | 0.0050269 |  | 0 |  | 0 |  | 0.0025451
| 0.00070229 |  | 0 |  | 0 |  | 1.2143e-05 |  | 1.3398e-06 |  | 0 |  | 7.8907e-06 |  | 0.00027897 |  | 0 |  | 0.00023859 |  | 0.050447 |  | 0.00025224 |  | 0.00090618 |  | 0.00507 |  | 0 |  | 0 |  | 0.0025542
| 0.00065718 |  | 0 |  | 0 |  | -3.59e-05 |  | 1.3399e-06 |  | 0 |  | 8.7268e-06 |  | 0.0002798 |  | 0 |  | 0.00022499 |  | 0.050763 |  | 0.00020476 |  | 0.00091084 |  | 0.0051021 |  | 0 |  | 0 |  | 0.0025537
| 0.00063042 |  | 0 |  | 0 |  | -1.6207e-06 |  | 1.3399e-06 |  | 0 |  | 7.3932e-06 |  | 0.00027823 |  | 0 |  | 0.0002402 |  | 0.051217 |  | 0.00018269 |  | 0.00091549 |  | 0.0051383 |  | 0 |  | 0 |  | 0.0025429
| 0.0007179 |  | 0 |  | 0 |  | 4.2658e-05 |  | 2.9479e-06 |  | 0 |  | 8.0044e-06 |  | 0.00027631 |  | 0 |  | 0.00027156 |  | 0.051629 |  | 0.00022319 |  | 0.00092197 |  | 0.0051635 |  | 0 |  | 0 |  | 0.0025208
| 0.00072499 |  | 0 |  | 0 |  | -1.2066e-05 |  | 2.412e-06 |  | 0 |  | 7.3618e-06 |  | 0.00027438 |  | 0 |  | 0.00027683 |  | 0.051819 |  | 0.00026994 |  | 0.00092514 |  | 0.0051824 |  | 0 |  | 0 |  | 0.0024957
| 0.00076875 |  | 0 |  | 0 |  | 4.5512e-05 |  | 0 |  | 0 |  | 7.6355e-06 |  | 0.00027522 |  | 0 |  | 0.00022424 |  | 0.052021 |  | 0.0002756 |  | 0.00093197 |  | 0.005204 |  | 0 |  | 0 |  | 0.0024514
| 0.00088303 |  | 0 |  | 0 |  | 0.00012895 |  | 5.3605e-07 |  | 0 |  | 8.086e-06 |  | 0.00027857 |  | 0 |  | 0.00019267 |  | 0.052341 |  | 0.00023281 |  | 0.00093478 |  | 0.0052276 |  | 0 |  | 0 |  | 0.0024075
| 0.00088447 |  | 0 |  | 0 |  | 2.5891e-05 |  | 1.3402e-06 |  | 0 |  | 7.2987e-06 |  | 0.00027784 |  | 0 |  | 0.00020462 |  | 0.052835 |  | 0.00021523 |  | 0.00094163 |  | 0.0052684 |  | 0 |  | 0 |  | 0.0023677
| 0.00075897 |  | 0 |  | -0.00010968 |  | -1.8391e-05 |  | 8.0413e-07 |  | 0.00057563 |  | 7.5563e-06 |  | 0.00027501 |  | 0 |  | 0.00020232 |  | 0.053419 |  | 0.00028767 |  | 0.00094509 |  | 0.0053201 |  | 0 |  | 0 |  | 0.0023168
| 0.00067294 |  | 0 |  | -7.4089e-05 |  | 3.7028e-05 |  | 8.0416e-07 |  | -0.00010597 |  | 7.1869e-06 |  | 0.00027325 |  | 0 |  | 0.00020411 |  | 0.054005 |  | 0.0002263 |  | 0.00095229 |  | 0.0053829 |  | 0 |  | 0 |  | 0.0022802
| 0.00066168 |  | 0 |  | 0.0010193 |  | 6.4895e-05 |  | 8.0419e-07 |  | -0.00010432 |  | 7.2998e-06 |  | 0.00027748 |  | 0 |  | 0.00024547 |  | 0.054426 |  | 0.00016627 |  | 0.00095729 |  | 0.0054509 |  | 0 |  | 0 |  | 0.0022379
| 0.00067158 |  | 0 |  | 0.00031587 |  | 9.2588e-05 |  | 8.0422e-07 |  | 0.00012746 |  | 7.5092e-06 |  | 0.00028265 |  | 0 |  | 0.00025059 |  | 0.054631 |  | 0.00016191 |  | 0.00096262 |  | 0.0055026 |  | 0 |  | 0 |  | 0.0022131
| 0.00071958 |  | 0 |  | -0.0003236 |  | 3.1056e-05 |  | 8.0425e-07 |  | 7.1955e-05 |  | 7.6061e-06 |  | 0.00028434 |  | 0 |  | 0.00017767 |  | 0.055059 |  | 0.00017636 |  | 0.00096828 |  | 0.0055311 |  | 0 |  | 0 |  | 0.002186
| 0.00062788 |  | 0 |  | -0.002098 |  | 2.7765e-05 |  | 2.4128e-06 |  | -4.671e-05 |  | 6.931e-06 |  | 0.00028445 |  | 0 |  | 0.00017257 |  | 0.055369 |  | 0.00019017 |  | 0.00097169 |  | 0.0055298 |  | 0 |  | 0 |  | 0.0021772
| 0.00064766 |  | 0 |  | -0.00090945 |  | 0.00012604 |  | 2.9491e-06 |  | -0.00060281 |  | 7.8642e-06 |  | 0.00027885 |  | 0 |  | 0.00021098 |  | 0.055559 |  | 0.00019161 |  | 0.00097895 |  | 0.005503 |  | 0 |  | 0 |  | 0.0021679
| 0.00066886 |  | 0 |  | 0.0013751 |  | 0.00013771 |  | 2.9493e-06 |  | -0.00044583 |  | 7.173e-06 |  | 0.00027371 |  | 0 |  | 0.00025001 |  | 0.056003 |  | 0.00019824 |  | 0.00098461 |  | 0.0054507 |  | 0 |  | 0 |  | 0.0021758
| 0.00057858 |  | 0 |  | -0.0006896 |  | 0.00010266 |  | 2.9494e-06 |  | 1.7808e-05 |  | 7.5111e-06 |  | 0.00026936 |  | 0 |  | 0.00028697 |  | 0.056493 |  | 0.00027291 |  | 0.00099077 |  | 0.0053717 |  | 0 |  | 0 |  | 0.0021864
| 0.00068023 |  | 0 |  | -0.00084223 |  | 4.9225e-05 |  | 2.9495e-06 |  | -9.4867e-05 |  | 8.5571e-06 |  | 0.00026813 |  | 0 |  | 0.00026292 |  | 0.056888 |  | 0.00029207 |  | 0.00099857 |  | 0.0052904 |  | 0 |  | 0 |  | 0.0022011
| 0.00069578 |  | 0 |  | 6.2013e-05 |  | 4.08e-05 |  | 2.4133e-06 |  | -0.00038657 |  | 6.4985e-06 |  | 0.00027298 |  | 0 |  | 0.00022868 |  | 0.057331 |  | 0.00025486 |  | 0.0010026 |  | 0.0051998 |  | 0 |  | 0 |  | 0.0022189
| 0.00070146 |  | 0 |  | 0.00027839 |  | -1.0083e-05 |  | 8.0446e-07 |  | -0.00016719 |  | 7.7375e-06 |  | 0.00028138 |  | 0 |  | 0.0002428 |  | 0.057872 |  | 0.00026504 |  | 0.0010086 |  | 0.0051125 |  | 0 |  | 0 |  | 0.0022346
| 0.00068879 |  | 0 |  | 0.00076505 |  | -4.9894e-05 |  | 8.0449e-07 |  | 0.00017671 |  | 6.5957e-06 |  | 0.00028922 |  | 0 |  | 0.00026647 |  | 0.058374 |  | 0.00020302 |  | 0.0010146 |  | 0.0050236 |  | 0 |  | 0 |  | 0.0022614
| 0.00064788 |  | 0 |  | 0.00066962 |  | -2.0736e-05 |  | 2.4136e-06 |  | 0.00035379 |  | 7.4809e-06 |  | 0.00029011 |  | 0 |  | 0.00026131 |  | 0.058709 |  | 0.00021037 |  | 0.0010226 |  | 0.0049395 |  | 0 |  | 0 |  | 0.0022864
| 0.00066202 |  | 0 |  | 2.1862e-05 |  | -1.7748e-05 |  | 2.4137e-06 |  | 0.0001103 |  | 7.8352e-06 |  | 0.00028387 |  | 0 |  | 0.00020597 |  | 0.058954 |  | 0.00022452 |  | 0.0010271 |  | 0.0048663 |  | 0 |  | 0 |  | 0.0023136
| 0.00071428 |  | 0 |  | 0.00016885 |  | -2.3005e-05 |  | 8.0458e-07 |  | -3.7021e-05 |  | 6.0497e-06 |  | 0.00027271 |  | 6.5016e-05 |  | 0.00017002 |  | 0.059416 |  | 0.0001935 |  | 0.0010333 |  | 0.0047986 |  | 0 |  | 0 |  | 0.0023491
| 0.0007256 |  | 0 |  | -0.00014849 |  | 1.5089e-05 |  | 1.341e-06 |  | 0.00029385 |  | 7.1441e-06 |  | 0.00025986 |  | 0.00010837 |  | 0.00017446 |  | 0.059939 |  | 0.00015335 |  | 0.0010416 |  | 0.0047468 |  | 0 |  | 0 |  | 0.0023758
| 0.00067763 |  | 0 |  | -0.0015803 |  | 1.2396e-05 |  | 1.3411e-06 |  | 0.00030469 |  | 6.179e-06 |  | 0.00025891 |  | 0.00017324 |  | 0.00019392 |  | 0.060426 |  | 0.00018067 |  | 0.0010463 |  | 0.0047032 |  | 0 |  | 0 |  | 0.0024088
| 0.00070589 |  | 0 |  | -0.00020745 |  | -5.9585e-06 |  | 1.3411e-06 |  | 0.00015192 |  | 7.6437e-06 |  | 0.00026566 |  | 0.00060728 |  | 0.00026694 |  | 0.061105 |  | 0.00024836 |  | 0.001055 |  | 0.0046877 |  | 0 |  | 0 |  | 0.0024385
| 0.00076522 |  | 0 |  | 0.00050269 |  | 6.8758e-05 |  | 5.3647e-07 |  | 6.6312e-05 |  | 7.6763e-06 |  | 0.00027061 |  | 0.00082386 |  | 0.00032332 |  | 0.061928 |  | 0.00026354 |  | 0.0010618 |  | 0.0046978 |  | 0 |  | 0 |  | 0.0024621
| 0.00079632 |  | 0 |  | -0.0011874 |  | 5.2506e-05 |  | 0 |  | -1.2177e-05 |  | 7.1939e-06 |  | 0.00026654 |  | 0.00058463 |  | 0.00032955 |  | 0.062738 |  | 0.00022525 |  | 0.0010666 |  | 0.0047336 |  | 0 |  | 0 |  | 0.0024839
| 0.00071727 |  | 0 |  | -0.00093093 |  | 1.0832e-05 |  | 8.0476e-07 |  | -7.2187e-05 |  | 7.2747e-06 |  | 0.00026633 |  | 0.00038979 |  | 0.00033069 |  | 0.063482 |  | 0.00021564 |  | 0.0010757 |  | 0.0047999 |  | 0 |  | 0 |  | 0.0024837
| 0.00070459 |  | 0 |  | -0.00025247 |  | -2.8204e-05 |  | 8.0479e-07 |  | -0.00017451 |  | 6.6957e-06 |  | 0.00027692 |  | 0.00067242 |  | 0.00033068 |  | 0.064103 |  | 0.00019735 |  | 0.0010827 |  | 0.0048936 |  | 0 |  | 0 |  | 0.0024783
| 0.00077382 |  | 0 |  | -0.00039678 |  | 4.6214e-06 |  | 2.4145e-06 |  | -0.00037512 |  | 7.6457e-06 |  | 0.00027969 |  | 0.0008674 |  | 0.00031102 |  | 0.064712 |  | 0.00023769 |  | 0.0010902 |  | 0.0050117 |  | 0 |  | 0 |  | 0.0024684
| 0.00072867 |  | 0 |  | -0.0004702 |  | 7.5896e-05 |  | 4.5608e-06 |  | -0.00016356 |  | 8.0324e-06 |  | 0.00027604 |  | 0.00051984 |  | 0.00025899 |  | 0.065347 |  | 0.00029391 |  | 0.0010971 |  | 0.0051366 |  | 0 |  | 0 |  | 0.0024386
| 0.00068633 |  | 0 |  | -0.00014551 |  | 1.6449e-05 |  | 6.1708e-06 |  | 0.00018973 |  | 7.9362e-06 |  | 0.00027117 |  | 0.00030325 |  | 0.00022899 |  | 0.065869 |  | 0.00024286 |  | 0.0011041 |  | 0.0052648 |  | 0 |  | 0 |  | 0.0024153
| 0.00078803 |  | 0 |  | -0.00040774 |  | 7.2965e-05 |  | 4.5612e-06 |  | 0.00011109 |  | 7.2282e-06 |  | 0.00027112 |  | 0.00062928 |  | 0.00025057 |  | 0.066443 |  | 0.00022014 |  | 0.0011119 |  | 0.0053725 |  | 0 |  | 0 |  | 0.0023781
| 0.00086434 |  | 0 |  | -0.00065906 |  | 8.0424e-05 |  | 1.3416e-06 |  | 0.00017183 |  | 7.0516e-06 |  | 0.00026903 |  | 0.000651 |  | 0.00025129 |  | 0.066936 |  | 0.00021311 |  | 0.0011194 |  | 0.0054704 |  | 0 |  | 0 |  | 0.002351
| 0.0009251 |  | 0 |  | -9.8896e-05 |  | 5.5713e-05 |  | 8.0497e-07 |  | 4.0448e-06 |  | 7.39e-06 |  | 0.00026367 |  | 0.00025999 |  | 0.00022665 |  | 0.067388 |  | 0.00021197 |  | 0.0011268 |  | 0.0055244 |  | 0 |  | 0 |  | 0.0023202
| 0.00076127 |  | 0 |  | -0.00034035 |  | 4.8546e-05 |  | 8.05e-07 |  | 6.6799e-05 |  | 7.487e-06 |  | 0.00026507 |  | 0.00028167 |  | 0.00022424 |  | 0.067679 |  | 0.00021406 |  | 0.0011346 |  | 0.0055502 |  | 0 |  | 0 |  | 0.0022868
| 0.00060453 |  | 0 |  | -0.00092787 |  | 2.9528e-05 |  | 1.3417e-06 |  | 0.00027182 |  | 6.8433e-06 |  | 0.00026945 |  | 0.00036836 |  | 0.0002443 |  | 0.067872 |  | 0.00018761 |  | 0.0011447 |  | 0.0055329 |  | 0 |  | 0 |  | 0.0022679
| 0.00064977 |  | 0 |  | 0.00011331 |  | 0.0001041 |  | 5.3671e-07 |  | 0.00022866 |  | 7.3589e-06 |  | 0.00027767 |  | 0.00023842 |  | 0.00024368 |  | 0.068292 |  | 0.00018193 |  | 0.0011505 |  | 0.0054842 |  | 0 |  | 0 |  | 0.0022473
| 0.00078115 |  | 0 |  | 0.0010697 |  | 7.2049e-05 |  | 0 |  | -0.00010544 |  | 7.3432e-06 |  | 0.00027582 |  | 0.00015176 |  | 0.00022842 |  | 0.068728 |  | 0.00022358 |  | 0.0011587 |  | 0.0054043 |  | 0 |  | 0 |  | 0.002231
| 0.00078118 |  | 0 |  | 0.00081352 |  | 1.9858e-05 |  | 8.0512e-07 |  | -0.00026686 |  | 7.5851e-06 |  | 0.00027428 |  | 0.00036844 |  | 0.00021253 |  | 0.069168 |  | 0.00022225 |  | 0.0011688 |  | 0.0053118 |  | 0 |  | 0 |  | 0.0022194
| 0.00064985 |  | 0 |  | 0.00031299 |  | -1.2757e-05 |  | 8.0515e-07 |  | 4.8426e-05 |  | 6.9252e-06 |  | 0.00027609 |  | 0.00028182 |  | 0.00022033 |  | 0.069553 |  | 0.0002373 |  | 0.0011747 |  | 0.0052285 |  | 0 |  | 0 |  | 0.0022082
| 0.00063575 |  | 0 |  | -2.9414e-06 |  | 1.3158e-05 |  | 8.0518e-07 |  | 0.00012883 |  | 7.5054e-06 |  | 0.00027712 |  | 0.00034686 |  | 0.0002207 |  | 0.069892 |  | 0.00026677 |  | 0.0011849 |  | 0.0051639 |  | 0 |  | 0 |  | 0.0022138
| 0.00049874 |  | 0 |  | -0.00061085 |  | 2.7793e-05 |  | 8.0521e-07 |  | 0.0001126 |  | 7.3446e-06 |  | 0.0002784 |  | 0.00047692 |  | 0.00019001 |  | 0.070443 |  | 0.00022525 |  | 0.0011909 |  | 0.0051361 |  | 0 |  | 0 |  | 0.00222
| 0.00043517 |  | 0 |  | -0.00048476 |  | -1.1171e-05 |  | 0 |  | -3.4008e-05 |  | 6.8779e-06 |  | 0.000278 |  | 0.00026015 |  | 0.0001609 |  | 0.071106 |  | 0.00020529 |  | 0.0012018 |  | 0.0051561 |  | 0 |  | 0 |  | 0.002237
| 0.00053409 |  | 0 |  | -0.00019129 |  | -7.1641e-06 |  | 5.3685e-07 |  | -0.00019307 |  | 7.3937e-06 |  | 0.00028308 |  | 0.00054203 |  | 0.00015767 |  | 0.071462 |  | 0.00022261 |  | 0.0012099 |  | 0.0052143 |  | 0 |  | 0 |  | 0.0022494
| 0.0006189 |  | 0 |  | 7.8355e-05 |  | 4.938e-05 |  | 5.3687e-07 |  | -0.00019123 |  | 7.072e-06 |  | 0.00028364 |  | 0.00052049 |  | 0.0001996 |  | 0.072051 |  | 0.0002895 |  | 0.0012164 |  | 0.0053059 |  | 0 |  | 0 |  | 0.0022706
| 0.00080402 |  | 0 |  | -0.00036138 |  | 5.3014e-05 |  | 5.3689e-07 |  | 0.00011596 |  | 7.6039e-06 |  | 0.00027279 |  | 0.0003037 |  | 0.00022442 |  | 0.072993 |  | 0.00030559 |  | 0.0012273 |  | 0.005422 |  | 0 |  | 0 |  | 0.0022942
| 0.00080829 |  | 0 |  | -0.0003505 |  | 4.6064e-05 |  | 2.953e-06 |  | 0.00032261 |  | 7.6204e-06 |  | 0.00026544 |  | 0.00032528 |  | 0.00020111 |  | 0.07362 |  | 0.00023961 |  | 0.0012362 |  | 0.0055397 |  | 0 |  | 0 |  | 0.0023183
| 0.00069529 |  | 0 |  | 0.00017611 |  | 2.0762e-05 |  | 2.4162e-06 |  | 7.4987e-05 |  | 6.928e-06 |  | 0.00026608 |  | 0.00052049 |  | 0.00018103 |  | 0.074338 |  | 0.0002108 |  | 0.0012447 |  | 0.0056511 |  | 0 |  | 0 |  | 0.0023458
| 0.00076599 |  | 0 |  | -0.00040881 |  | -5.7847e-05 |  | 2.4163e-06 |  | 0.00015612 |  | 7.6856e-06 |  | 0.00027004 |  | 0.00060726 |  | 0.00017401 |  | 0.075117 |  | 0.00018325 |  | 0.0012536 |  | 0.0057526 |  | 0 |  | 0 |  | 0.002359
| 0.00081972 |  | 0 |  | -0.00020898 |  | -5.5611e-05 |  | 2.9533e-06 |  | -6.9722e-05 |  | 7.4282e-06 |  | 0.00026833 |  | 0.00041211 |  | 0.00017445 |  | 0.076029 |  | 0.00020327 |  | 0.0012621 |  | 0.0058316 |  | 0 |  | 0 |  | 0.0023716
| 0.00093143 |  | 0 |  | -0.00045962 |  | 3.2537e-05 |  | 1.3425e-06 |  | -0.00031924 |  | 6.6874e-06 |  | 0.00026678 |  | 0.0001735 |  | 0.00020854 |  | 0.07699 |  | 0.00023285 |  | 0.001271 |  | 0.005898 |  | 0 |  | 0 |  | 0.002382
| 0.0008707 |  | 0 |  | 0.00021281 |  | 0.00010552 |  | 1.3425e-06 |  | -9.7943e-06 |  | 7.6868e-06 |  | 0.00026997 |  | -4.3416e-05 |  | 0.00024575 |  | 0.077622 |  | 0.00017897 |  | 0.0012799 |  | 0.0059464 |  | 0 |  | 0 |  | 0.0023735
| 0.00063323 |  | 0 |  | 0.00060371 |  | 0.00010603 |  | 1.3426e-06 |  | 0.0002476 |  | 7.3165e-06 |  | 0.00027183 |  | 0.00026034 |  | 0.00023507 |  | 0.078265 |  | 0.0001719 |  | 0.0012891 |  | 0.0059867 |  | 0 |  | 0 |  | 0.0023673
| 0.00062336 |  | 0 |  | -0.00038406 |  | 3.565e-05 |  | 8.0557e-07 |  | 0.00013555 |  | 7.8326e-06 |  | 0.00027164 |  | 0.00043392 |  | 0.00022052 |  | 0.005309 |  | 0.00015759 |  | 0.0013007 |  | 0.0060231 |  | 0 |  | 0 |  | 0.002344
| 0.00070398 |  | 0 |  | -1.2693e-05 |  | -1.8061e-05 |  | 0 |  | -0.00024675 |  | 8.0587e-06 |  | 0.00026697 |  | 8.6705e-05 |  | 0.00024362 |  | 0.082445 |  | 0.00023915 |  | 0.001307 |  | 0.0060608 |  | 0 |  | 0 |  | 0.0023273
| 0.00065595 |  | 0 |  | -2.8294e-05 |  | 4.8731e-05 |  | 0 |  | -0.00028579 |  | 6.8018e-06 |  | 0.00026478 |  | 0.00021691 |  | 0.00029877 |  | 0.083296 |  | 0.00030855 |  | 0.0013162 |  | 0.0060899 |  | 0 |  | 0 |  | 0.0022993
| 0.00070546 |  | 0 |  | -0.00048925 |  | -2.5289e-05 |  | 2.417e-06 |  | -2.4972e-05 |  | 6.8506e-06 |  | 0.00026625 |  | 0.00034729 |  | 0.00031389 |  | 0.084173 |  | 0.00025854 |  | 0.001328 |  | 0.0060907 |  | 0 |  | 0 |  | 0.0022843
| 0.00073942 |  | 0 |  | -0.00016719 |  | -6.5416e-05 |  | 2.4171e-06 |  | -2.7913e-05 |  | 7.0766e-06 |  | 0.00027094 |  | 0.00010866 |  | 0.00026959 |  | 0.084975 |  | 0.00025363 |  | 0.0013346 |  | 0.0060696 |  | 0 |  | 0 |  | 0.0022692
| 0.00071824 |  | 0 |  | -0.00036736 |  | 3.3334e-05 |  | 0 |  | -2.6277e-05 |  | 7.3994e-06 |  | 0.00027693 |  | 0.00034733 |  | 0.00022526 |  | 0.085818 |  | 0.00020255 |  | 0.0013463 |  | 0.0060023 |  | 0 |  | 0 |  | 0.0022615
| 0.00072251 |  | 0 |  | -0.00046943 |  | 4.8691e-05 |  | 0 |  | -6.5216e-05 |  | 8.5604e-06 |  | 0.00027919 |  | 0.00047751 |  | 0.00019918 |  | 0.086578 |  | 0.00020477 |  | 0.0013528 |  | 0.0058961 |  | 0 |  | 0 |  | 0.002262
| 0.00064617 |  | 0 |  | -0.00018837 |  | 0.00011349 |  | 8.0578e-07 |  | -7.081e-05 |  | 6.6746e-06 |  | 0.0002845 |  | 0.0003256 |  | 0.0001813 |  | 0.087333 |  | 0.00021273 |  | 0.0013651 |  | 0.00575 |  | 0 |  | 0 |  | 0.002265
| 0.00052178 |  | 0 |  | 5.3028e-05 |  | 0.00011019 |  | 8.0581e-07 |  | 4.5305e-05 |  | 6.4331e-06 |  | 0.0002886 |  | 0.00023879 |  | 0.00015926 |  | 0.08858 |  | 0.0001767 |  | 0.0013742 |  | 0.0055865 |  | 0 |  | 0 |  | 0.0022843
| 0.00052039 |  | 0 |  | -0.0001421 |  | 1.6231e-05 |  | 2.4175e-06 |  | 0.00021028 |  | 6.9654e-06 |  | 0.00028534 |  | 0.00032564 |  | 0.00015031 |  | 0.089579 |  | 0.00016993 |  | 0.0013811 |  | 0.005432 |  | 0 |  | 0 |  | 0.0023031
| 0.00072119 |  | 0 |  | -0.000373 |  | -5.5694e-06 |  | 2.4176e-06 |  | 0.00038786 |  | 7.4173e-06 |  | 0.0002773 |  | 0.00023887 |  | 0.00019683 |  | 0.090268 |  | 0.00018716 |  | 0.0013929 |  | 0.0052973 |  | 0 |  | 0 |  | 0.0023232
| 0.00079194 |  | 0 |  | 0.00051764 |  | 4.9722e-05 |  | 8.059e-07 |  | 0.00034678 |  | 8.0143e-06 |  | 0.00027162 |  | 0.00013033 |  | 0.00026632 |  | 0.091033 |  | 0.00021483 |  | 0.0014017 |  | 0.0051991 |  | 0 |  | 0 |  | 0.002342
| 0.00077925 |  | 0 |  | 0.0009879 |  | 5.4497e-05 |  | 1.3432e-06 |  | 5.3193e-05 |  | 6.7085e-06 |  | 0.00027048 |  | 0.00021714 |  | 0.00028019 |  | 0.092045 |  | 0.00019741 |  | 0.0014113 |  | 0.0051434 |  | 0 |  | 0 |  | 0.0023578
| 0.00080616 |  | 0 |  | 0.0010681 |  | 0.00010364 |  | 2.9552e-06 |  | -0.00023065 |  | 6.9991e-06 |  | 0.00026986 |  | 0.00021715 |  | 0.00027641 |  | 0.092675 |  | 0.00016965 |  | 0.0014207 |  | 0.0051161 |  | 0 |  | 0 |  | 0.0023728
| 0.00080195 |  | 0 |  | 0.0004578 |  | 6.6099e-05 |  | 4.5673e-06 |  | -0.00019707 |  | 6.7253e-06 |  | 0.00027137 |  | 0.00019557 |  | 0.00027502 |  | 0.093401 |  | 0.00025675 |  | 0.0014301 |  | 0.005115 |  | 0 |  | 0 |  | 0.0023724
| 0.00074539 |  | 0 |  | -0.0005102 |  | -1.06e-05 |  | 4.5674e-06 |  | -0.00020531 |  | 7.645e-06 |  | 0.00027096 |  | 2.1744e-05 |  | 0.00024763 |  | 0.094627 |  | 0.00029145 |  | 0.0014392 |  | 0.0051222 |  | 0 |  | 0 |  | 0.0023729
| 0.00067612 |  | 0 |  | -0.00043129 |  | 4.7378e-05 |  | 2.4181e-06 |  | -7.4161e-05 |  | 7.2421e-06 |  | 0.0002674 |  | 4.3362e-05 |  | 0.00021647 |  | 0.095808 |  | 0.00021124 |  | 0.0014485 |  | 0.0051347 |  | 0 |  | 0 |  | 0.0023718
| 0.00069454 |  | 0 |  | -0.00067409 |  | 1.1535e-05 |  | 0 |  | 8.0281e-06 |  | 6.307e-06 |  | 0.0002613 |  | 0.00013036 |  | 0.00021517 |  | 0.096747 |  | 0.00021103 |  | 0.0014576 |  | 0.0051493 |  | 0 |  | 0 |  | 0.0023769
| 0.00067053 |  | 0 |  | -0.00071505 |  | 1.0888e-05 |  | 0 |  | -0.00011951 |  | 7.1622e-06 |  | 0.00026405 |  | 2.1749e-05 |  | 0.00020016 |  | 0.097303 |  | 0.00023025 |  | 0.001467 |  | 0.005169 |  | 0 |  | 0 |  | 0.0023745
| 0.00073564 |  | 0 |  | -0.00013855 |  | 2.3882e-05 |  | 8.0614e-07 |  | -0.00019426 |  | 6.4527e-06 |  | 0.00027173 |  | 0.00015208 |  | 0.00019347 |  | 0.098237 |  | 0.00024651 |  | 0.001479 |  | 0.0051839 |  | 0 |  | 0 |  | 0.002383
| 0.00073708 |  | 0 |  | 0.00040638 |  | -1.1443e-05 |  | 8.0617e-07 |  | -0.00019626 |  | 7.8243e-06 |  | 0.00027449 |  | 0.00039107 |  | 0.00019752 |  | 0.099264 |  | 0.00029672 |  | 0.0014854 |  | 0.0051984 |  | 0 |  | 0 |  | 0.0024008
| 0.00063382 |  | 0 |  | 0.00037424 |  | -2.2651e-05 |  | 0 |  | -0.0001627 |  | 6.9374e-06 |  | 0.0002726 |  | 0.00034765 |  | 0.00018162 |  | 0.10015 |  | 0.00029777 |  | 0.0014945 |  | 0.0051977 |  | 0 |  | 0 |  | 0.0024113
| 0.00058292 |  | 0 |  | -0.00022646 |  | 4.2784e-05 |  | 0 |  | -7.5241e-05 |  | 5.9858e-06 |  | 0.00027316 |  | 0.00010864 |  | 0.00019588 |  | 0.10117 |  | 0.00020806 |  | 0.0015068 |  | 0.005178 |  | 0 |  | 0 |  | 0.002432
| 0.00074568 |  | 0 |  | -0.0001149 |  | 6.18e-05 |  | 2.4188e-06 |  | -0.00018188 |  | 7.7287e-06 |  | 0.00027499 |  | 0 |  | 0.00022988 |  | 0.10202 |  | 0.00017992 |  | 0.0015129 |  | 0.0051368 |  | 0 |  | 0 |  | 0.0024433
| 0.00082777 |  | 0 |  | 0.00045667 |  | 2.4903e-05 |  | 4.569e-06 |  | -0.00010093 |  | 6.8255e-06 |  | 0.00027048 |  | -2.1737e-05 |  | 0.00026366 |  | 0.10289 |  | 0.00020197 |  | 0.0015247 |  | 0.0050635 |  | 0 |  | 0 |  | 0.0024398
| 0.00068628 |  | 0 |  | 0.00014868 |  | -7.7184e-06 |  | 2.9565e-06 |  | 9.2507e-05 |  | 7.1647e-06 |  | 0.0002736 |  | 0.00030426 |  | 0.0002374 |  | 0.10377 |  | 0.00023398 |  | 0.001534 |  | 0.0049654 |  | 0 |  | 0 |  | 0.0024355
| 0.00067499 |  | 0 |  | -0.0002747 |  | -1.9914e-05 |  | 1.3439e-06 |  | -8.7901e-05 |  | 6.455e-06 |  | 0.00027891 |  | 0.0003043 |  | 0.00018857 |  | 0.10488 |  | 0.00032885 |  | 0.0015397 |  | 0.0048555 |  | 0 |  | 0 |  | 0.0024119
| 0.00073588 |  | 0 |  | -0.00014909 |  | 6.6597e-06 |  | 1.344e-06 |  | -0.0001991 |  | 6.1487e-06 |  | 0.00028339 |  | 8.694e-05 |  | 0.00021449 |  | 0.1064 |  | 0.00025567 |  | 0.0015518 |  | 0.0047401 |  | 0 |  | 0 |  | 0.0023697
| 0.00068214 |  | 0 |  | 0.00048727 |  | 5.5851e-06 |  | 1.344e-06 |  | -0.0003161 |  | 8.344e-06 |  | 0.00027917 |  | 0.00019575 |  | 0.00022755 |  | 0.10753 |  | 0.00016698 |  | 0.0015609 |  | 0.0046387 |  | 0 |  | 0 |  | 0.0023288
| 0.00056751 |  | 0 |  | 0.00081551 |  | 6.6967e-05 |  | 1.3441e-06 |  | -0.00038422 |  | 7.2145e-06 |  | 0.00027422 |  | 0.00019576 |  | 0.00022381 |  | 0.10838 |  | 0.00019126 |  | 0.0015696 |  | 0.0045692 |  | 0 |  | 0 |  | 0.0022778
| 0.00058876 |  | 0 |  | 0.0003925 |  | 0.00010018 |  | 1.3441e-06 |  | -0.00016361 |  | 6.5532e-06 |  | 0.00027337 |  | 0.0001958 |  | 0.00025515 |  | 0.10915 |  | 0.00024397 |  | 0.0015783 |  | 0.0045347 |  | 0 |  | 0 |  | 0.0022307
| 0.00058454 |  | 0 |  | 0.0005052 |  | 9.8013e-05 |  | 4.5701e-06 |  | 0.00017435 |  | 6.7794e-06 |  | 0.00026742 |  | 8.7098e-05 |  | 0.00028764 |  | 0.10996 |  | 0.00026058 |  | 0.001584 |  | 0.0045467 |  | 0 |  | 0 |  | 0.0021949
| 0.00053786 |  | 0 |  | -0.00026504 |  | 8.1273e-05 |  | 4.5703e-06 |  | 0.00014473 |  | 6.5699e-06 |  | 0.00026465 |  | 2.1792e-05 |  | 0.00030813 |  | 0.11099 |  | 0.00025389 |  | 0.0015955 |  | 0.0045931 |  | 0 |  | 0 |  | 0.0021765
| 0.0006299 |  | 0 |  | -0.0011222 |  | 2.4198e-05 |  | 2.9574e-06 |  | 3.7815e-05 |  | 7.0868e-06 |  | 0.00026431 |  | 0.00013052 |  | 0.00027005 |  | 0.11217 |  | 0.00029015 |  | 0.0016079 |  | 0.0046848 |  | 0 |  | 0 |  | 0.0021774
| 0.00076722 |  | 0 |  | -0.00098939 |  | 1.8218e-05 |  | 2.9575e-06 |  | 1.7791e-05 |  | 7.0226e-06 |  | 0.00026755 |  | 0.00010873 |  | 0.00022718 |  | 0.11337 |  | 0.00023232 |  | 0.001613 |  | 0.0047901 |  | 0 |  | 0 |  | 0.002199
| 0.00078565 |  | 0 |  | -0.00039431 |  | 4.188e-05 |  | 1.3444e-06 |  | -0.00023118 |  | 6.7485e-06 |  | 0.00027119 |  | 0.00015224 |  | 0.00023218 |  | 0.11468 |  | 0.00021518 |  | 0.001622 |  | 0.0049156 |  | 0 |  | 0 |  | 0.0022371
| 0.00077011 |  | 0 |  | -3.6229e-05 |  | 3.7581e-05 |  | 1.3444e-06 |  | 3.1228e-06 |  | 7.1686e-06 |  | 0.00027252 |  | 0.000261 |  | 0.00024433 |  | 0.11563 |  | 0.00025496 |  | 0.0016307 |  | 0.0050383 |  | 0 |  | 0 |  | 0.002284
| 0.00070218 |  | 0 |  | -0.00032399 |  | 5.5455e-05 |  | 5.3778e-07 |  | 0.00027166 |  | 7.0075e-06 |  | 0.00026807 |  | -4.3504e-05 |  | 0.00028245 |  | 0.11651 |  | 0.00022205 |  | 0.0016391 |  | 0.0051545 |  | 0 |  | 0 |  | 0.0023389
| 0.00063992 |  | 0 |  | -2.6361e-05 |  | 1.9777e-05 |  | 5.378e-07 |  | 9.5075e-05 |  | 6.0391e-06 |  | 0.00026314 |  | -0.00015227 |  | 0.0002702 |  | 0.11783 |  | 0.00025187 |  | 0.0016508 |  | 0.0052462 |  | 0 |  | 0 |  | 0.0023769
| 0.00066261 |  | 0 |  | 0.00061121 |  | -6.0549e-06 |  | 1.3445e-06 |  | -1.3178e-05 |  | 7.0728e-06 |  | 0.00026227 |  | 0 |  | 0.0001768 |  | 0.11949 |  | 0.00025933 |  | 0.0016563 |  | 0.0053095 |  | 0 |  | 0 |  | 0.0024097
| 0.00097267 |  | 0 |  | 0.00040331 |  | -1.0401e-05 |  | 1.3446e-06 |  | 7.8366e-05 |  | 6.7986e-06 |  | 0.00027217 |  | 0.00021756 |  | 0.00015692 |  | 0.12066 |  | 0.00022527 |  | 0.0016647 |  | 0.0053443 |  | 0 |  | 0 |  | 0.0024341
| 0.00099537 |  | 0 |  | 0.00042409 |  | -6.3673e-05 |  | 5.3786e-07 |  | 5.3647e-05 |  | 6.3145e-06 |  | 0.00028102 |  | 0.00039164 |  | 0.00023569 |  | 0.12169 |  | 0.00021723 |  | 0.0016763 |  | 0.0053418 |  | 0 |  | 0 |  | 0.0024323
| 0.00075472 |  | 0 |  | 0.00016959 |  | -5.511e-05 |  | 5.3788e-07 |  | 8.3221e-05 |  | 7.3322e-06 |  | 0.00028051 |  | 0.00028287 |  | 0.00029777 |  | 0.1226 |  | 0.00019524 |  | 0.001685 |  | 0.0053103 |  | 0 |  | 0 |  | 0.0024294
| 0.00080857 |  | 0 |  | -0.00046533 |  | 2.1533e-05 |  | 5.379e-07 |  | -0.00020895 |  | 6.1051e-06 |  | 0.00027662 |  | 0.00021761 |  | 0.00028319 |  | 0.12393 |  | 0.00017702 |  | 0.0016896 |  | 0.0052616 |  | 0 |  | 0 |  | 0.0024072
| 0.00092046 |  | 0 |  | -0.00010138 |  | 6.344e-05 |  | 5.3792e-07 |  | -0.00050071 |  | 6.9131e-06 |  | 0.00027188 |  | 0.00034819 |  | 0.00023758 |  | 0.12532 |  | 0.00020792 |  | 0.0017019 |  | 0.0051975 |  | 0 |  | 0 |  | 0.0023903
| 0.00086243 |  | 0 |  | 0.00093567 |  | 9.4375e-05 |  | 2.9587e-06 |  | -7.4465e-05 |  | 7.0264e-06 |  | 0.00027254 |  | 0.00013058 |  | 0.0002293 |  | 0.12624 |  | 0.00027555 |  | 0.0017063 |  | 0.0051337 |  | 0 |  | 0 |  | 0.0023636
| 0.00080724 |  | 0 |  | 0.0012404 |  | 8.203e-05 |  | 2.4208e-06 |  | -7.7303e-05 |  | 5.993e-06 |  | 0.00027193 |  | 4.353e-05 |  | 0.00021386 |  | 0.12735 |  | 0.00024242 |  | 0.0017181 |  | 0.0050849 |  | 0 |  | 0 |  | 0.0023503
| 0.00069537 |  | 0 |  | 0.0002734 |  | 1.603e-05 |  | 0 |  | -0.00010527 |  | 7.0917e-06 |  | 0.00027189 |  | 0.00021775 |  | 0.00017329 |  | 0.12854 |  | 0.00018663 |  | 0.0017265 |  | 0.0050523 |  | 0 |  | 0 |  | 0.0023397
| 0.00054386 |  | 0 |  | -0.00010259 |  | 6.7305e-05 |  | 0 |  | -3.0939e-05 |  | 6.2682e-06 |  | 0.00027767 |  | 0.00019599 |  | 0.00016413 |  | 0.12959 |  | 0.00016709 |  | 0.0017346 |  | 0.0050482 |  | 0 |  | 0 |  | 0.0023325
| 0.0006558 |  | 0 |  | -0.00017723 |  | 0.00014616 |  | 8.0702e-07 |  | -0.00020909 |  | 6.737e-06 |  | 0.00028073 |  | 0.00015242 |  | 0.00016815 |  | 0.13098 |  | 0.00015838 |  | 0.0017426 |  | 0.0050632 |  | 0 |  | 0 |  | 0.0023466
| 0.00073655 |  | 0 |  | -4.306e-05 |  | 0.0001504 |  | 1.3451e-06 |  | -0.00029691 |  | 7.1897e-06 |  | 0.00028665 |  | 0.00034836 |  | 0.00019126 |  | 0.13288 |  | 0.00022881 |  | 0.001751 |  | 0.0050929 |  | 0 |  | 0 |  | 0.0023667
| 0.00070683 |  | 0 |  | 5.8016e-05 |  | 5.0767e-05 |  | 1.3451e-06 |  | -0.000139 |  | 6.3822e-06 |  | 0.00029233 |  | 0.00037022 |  | 0.00020846 |  | 0.13408 |  | 0.00024707 |  | 0.0017595 |  | 0.0051274 |  | 0 |  | 0 |  | 0.0023946
| 0.00088674 |  | 0 |  | -0.00013577 |  | 4.7046e-05 |  | 8.0711e-07 |  | -2.7341e-05 |  | 6.7542e-06 |  | 0.00029687 |  | 0.00026136 |  | 0.00019575 |  | 0.13493 |  | 0.00019033 |  | 0.0017678 |  | 0.0051438 |  | 0 |  | 0 |  | 0.0024285
| 0.00090661 |  | 0 |  | 0.00050816 |  | 0.00010122 |  | 2.4214e-06 |  | 0.00020189 |  | 6.3505e-06 |  | 0.00028884 |  | 0.00043552 |  | 0.00018222 |  | 0.13634 |  | 0.00022527 |  | 0.0017756 |  | 0.0051338 |  | 0 |  | 0 |  | 0.0024615
| 0.00078766 |  | 0 |  | 0.00010384 |  | 6.6919e-05 |  | 2.4215e-06 |  | 0.00022969 |  | 6.7225e-06 |  | 0.00027338 |  | 0.00045732 |  | 0.00015428 |  | 0.13803 |  | 0.00030702 |  | 0.001784 |  | 0.0050958 |  | 0 |  | 0 |  | 0.00249
| 0.00075369 |  | 0 |  | -0.00048691 |  | 3.7033e-05 |  | 8.072e-07 |  | 8.7638e-05 |  | 7.0622e-06 |  | 0.00027042 |  | 0.00023956 |  | 0.00015941 |  | 0.13981 |  | 0.00028484 |  | 0.0017959 |  | 0.0050244 |  | 0 |  | 0 |  | 0.0025073
| 0.00078914 |  | 0 |  | 0.00023066 |  | 5.9523e-05 |  | 8.0723e-07 |  | 8.6205e-05 |  | 7.1111e-06 |  | 0.00027813 |  | 0.00043562 |  | 0.00020513 |  | 0.14123 |  | 0.00024116 |  | 0.0018005 |  | 0.0049326 |  | 0 |  | 0 |  | 0.0025113
| 0.00076224 |  | 0 |  | 0.00024376 |  | 7.5464e-05 |  | 8.0726e-07 |  | 7.7061e-05 |  | 6.8205e-06 |  | 0.00028339 |  | 0.00047921 |  | 0.00021182 |  | 0.14212 |  | 0.0002819 |  | 0.0018089 |  | 0.0048366 |  | 0 |  | 0 |  | 0.0024984
| 0.00075377 |  | 0 |  | -0.0001224 |  | -7.644e-07 |  | 1.3455e-06 |  | 5.5622e-06 |  | 6.2875e-06 |  | 0.0002777 |  | 0.00015251 |  | 0.00020687 |  | 0.14378 |  | 0.00030065 |  | 0.0018212 |  | 0.0047407 |  | 0 |  | 0 |  | 0.0024711
| 0.00090686 |  | 0 |  | 0.00052753 |  | -1.3905e-05 |  | 1.3455e-06 |  | -4.5535e-05 |  | 6.0453e-06 |  | 0.00027217 |  | 0.00010892 |  | 0.00021034 |  | 0.14523 |  | 0.00028107 |  | 0.0018254 |  | 0.0046583 |  | 0 |  | 0 |  | 0.0024298
| 0.00076805 |  | 0 |  | 0.00038151 |  | 9.8367e-06 |  | 8.0735e-07 |  | 0.00018465 |  | 6.9508e-06 |  | 0.00027544 |  | 0.00017429 |  | 0.00019894 |  | 0.14638 |  | 0.00030219 |  | 0.0018374 |  | 0.004599 |  | 0 |  | 0 |  | 0.0023839
| 0.00062493 |  | 0 |  | -0.0002842 |  | 2.3255e-05 |  | 8.0737e-07 |  | 0.00028077 |  | 7.5978e-06 |  | 0.00027987 |  | 0.00028324 |  | 0.00018617 |  | 0.14765 |  | 0.00030301 |  | 0.0018422 |  | 0.0045597 |  | 0 |  | 0 |  | 0.0023241
| 0.00054702 |  | 0 |  | 0.00023299 |  | 0.00010335 |  | 2.9605e-06 |  | 3.5352e-05 |  | 7.097e-06 |  | 0.00028156 |  | 0.00041399 |  | 0.00021383 |  | 0.14881 |  | 0.00021312 |  | 0.0018546 |  | 0.004552 |  | 0 |  | 0 |  | 0.0022689
| 0.00054563 |  | 0 |  | 0.00058259 |  | 4.6159e-05 |  | 2.9606e-06 |  | -0.00017558 |  | 6.7255e-06 |  | 0.00027984 |  | 0.00041403 |  | 0.000256 |  | 0.1502 |  | 0.00013372 |  | 0.001863 |  | 0.0045742 |  | 0 |  | 0 |  | 0.0022243
| 0.00060091 |  | 0 |  | 0.00035748 |  | 2.5493e-05 |  | 1.3458e-06 |  | -0.00029894 |  | 5.7396e-06 |  | 0.00027059 |  | 0.00032688 |  | 0.00025852 |  | 0.15201 |  | 0.00018371 |  | 0.0018715 |  | 0.0046366 |  | 0 |  | 0 |  | 0.0021772
| 0.00066473 |  | 0 |  | 6.031e-06 |  | 9.5882e-05 |  | 2.9608e-06 |  | -0.00021539 |  | 6.9202e-06 |  | 0.00025972 |  | 0.00028337 |  | 0.00023057 |  | 0.15396 |  | 0.00022186 |  | 0.0018765 |  | 0.0047481 |  | 0 |  | 0 |  | 0.0021508
| 0.00072569 |  | 0 |  | -0.00043099 |  | -7.2945e-07 |  | 2.4226e-06 |  | -0.00011808 |  | 6.9528e-06 |  | 0.00025398 |  | 0.00017442 |  | 0.00020215 |  | 0.15554 |  | 0.00022879 |  | 0.0018887 |  | 0.004902 |  | 0 |  | 0 |  | 0.0021252
| 0.00065767 |  | 0 |  | -0.00073319 |  | -5.4998e-05 |  | 8.0755e-07 |  | -0.00010039 |  | 6.9047e-06 |  | 0.00025865 |  | 0.00010899 |  | 0.00022024 |  | 0.157 |  | 0.0002649 |  | 0.0018974 |  | 0.0050931 |  | 0 |  | 0 |  | 0.0021187
| 0.00058542 |  | 0 |  | -0.0001987 |  | -1.3932e-05 |  | 8.0758e-07 |  | -1.8076e-05 |  | 6.9697e-06 |  | 0.00026931 |  | 0.00010899 |  | 0.00028049 |  | 0.15773 |  | 0.00024047 |  | 0.0019065 |  | 0.0053075 |  | 0 |  | 0 |  | 0.0021117
| 0.00059537 |  | 0 |  | 0.00038639 |  | -1.6245e-05 |  | 2.4228e-06 |  | 0.00012036 |  | 6.6789e-06 |  | 0.00028084 |  | 0.000109 |  | 0.00030645 |  | 0.15907 |  | 0.00018311 |  | 0.0019153 |  | 0.0055114 |  | 0 |  | 0 |  | 0.0021191
| 0.00066626 |  | 0 |  | 0.00028276 |  | 6.6087e-05 |  | 2.9613e-06 |  | 0.00010914 |  | 6.6146e-06 |  | 0.00029041 |  | 0.00015261 |  | 0.00028333 |  | 0.16123 |  | 0.00016996 |  | 0.0019244 |  | 0.0056818 |  | 0 |  | 0 |  | 0.0021244
| 0.000723 |  | 0 |  | 4.7054e-06 |  | 9.8925e-06 |  | 2.9614e-06 |  | 2.7995e-05 |  | 6.5503e-06 |  | 0.00029237 |  | 0.00030523 |  | 0.00024135 |  | 0.16334 |  | 0.00019333 |  | 0.0019376 |  | 0.0058024 |  | 0 |  | 0 |  | 0.0021316
| 0.00065357 |  | 0 |  | -0.00017442 |  | -5.6352e-05 |  | 4.5769e-06 |  | -2.6835e-05 |  | 7.3269e-06 |  | 0.00028629 |  | 0.00034886 |  | 0.00020773 |  | 0.16479 |  | 0.00018687 |  | 0.0019426 |  | 0.0058562 |  | 0 |  | 0 |  | 0.0021333
| 0.00057277 |  | 0 |  | 0.00013546 |  | 1.4299e-05 |  | 2.9617e-06 |  | -4.1412e-05 |  | 8.3139e-06 |  | 0.00028396 |  | 0.00019625 |  | 0.00021831 |  | 0.16585 |  | 0.00022046 |  | 0.0019517 |  | 0.0058585 |  | 0 |  | 0 |  | 0.0021425
| 0.00062525 |  | 0 |  | 0.00019797 |  | -5.1439e-05 |  | 4.5773e-06 |  | -2.1493e-05 |  | 9.6246e-06 |  | 0.00027891 |  | 4.3688e-05 |  | 0.00022499 |  | 0.16773 |  | 0.00023432 |  | 0.0019615 |  | 0.0058186 |  | 0 |  | 0 |  | 0.0021454
| 0.00080537 |  | 0 |  | 0.00049322 |  | -6.1779e-05 |  | 6.193e-06 |  | 5.9976e-05 |  | 1.0579e-05 |  | 0.00027074 |  | 0.00017454 |  | 0.000222 |  | 0.17027 |  | 0.00025395 |  | 0.0019745 |  | 0.0057644 |  | 0 |  | 0 |  | 0.0021451
| 0.00083801 |  | 0 |  | 0.00032468 |  | 1.1018e-05 |  | 2.962e-06 |  | 4.808e-05 |  | 6.5842e-06 |  | 0.00026467 |  | 0.00034896 |  | 0.00024292 |  | 0.17243 |  | 0.00028763 |  | 0.0019804 |  | 0.0057205 |  | 0 |  | 0 |  | 0.0021417
| 0.00073026 |  | 0 |  | -0.00015342 |  | 4.4614e-05 |  | 2.9621e-06 |  | -8.0001e-05 |  | 6.6977e-06 |  | 0.00025931 |  | 0.00021812 |  | 0.00026606 |  | 0.17364 |  | 0.00022355 |  | 0.0019934 |  | 0.0056896 |  | 0 |  | 0 |  | 0.0021367
| 0.00065089 |  | 0 |  | -0.00048407 |  | -2.9646e-05 |  | 2.4236e-06 |  | -0.00046693 |  | 7.3129e-06 |  | 0.00026868 |  | 0.00010906 |  | 0.00029665 |  | 0.17512 |  | 0.000203 |  | 0.0019996 |  | 0.0056774 |  | 0 |  | 0 |  | 0.0021305
| 0.0006339 |  | 0 |  | -0.00047165 |  | 4.5618e-05 |  | 5.6543e-06 |  | -6.0849e-05 |  | 7.0058e-06 |  | 0.00027075 |  | 0.00032721 |  | 0.00032445 |  | 0.17706 |  | 0.0002438 |  | 0.002013 |  | 0.0056811 |  | 0 |  | 0 |  | 0.0021303
| 0.00063109 |  | 0 |  | -0.00032661 |  | 4.1961e-05 |  | 5.6545e-06 |  | -3.3892e-05 |  | 6.6016e-06 |  | 0.00028326 |  | 0.00043632 |  | 0.00032208 |  | 0.17876 |  | 0.00019324 |  | 0.0020188 |  | 0.0056814 |  | 0 |  | 0 |  | 0.0021241
| 0.00071906 |  | 0 |  | 0.00028986 |  | -6.2032e-06 |  | 5.6547e-06 |  | -9.9169e-05 |  | 6.2945e-06 |  | 0.00028267 |  | 0.00032725 |  | 0.00029298 |  | 0.18055 |  | 0.00019089 |  | 0.0020332 |  | 0.0056724 |  | 0 |  | 0 |  | 0.0021297
| 0.00064676 |  | 0 |  | 8.4812e-05 |  | -3.5123e-06 |  | 5.6549e-06 |  | -0.00012918 |  | 7.5732e-06 |  | 0.000281 |  | 0.00010909 |  | 0.00023783 |  | 0.18247 |  | 0.00019411 |  | 0.0020434 |  | 0.0056511 |  | 0 |  | 0 |  | 0.0021426
| 0.0006326 |  | 0 |  | -1.1796e-05 |  | 4.9742e-05 |  | 5.6551e-06 |  | -8.2195e-05 |  | 7.0233e-06 |  | 0.00028582 |  | 0.00026185 |  | 0.0002188 |  | 0.18373 |  | 0.00017925 |  | 0.0020535 |  | 0.0056048 |  | 0 |  | 0 |  | 0.0021688
| 0.00071488 |  | 0 |  | 0.00055975 |  | 4.9754e-05 |  | 5.6553e-06 |  | -0.00019356 |  | 7.7844e-06 |  | 0.00029189 |  | 0.00034926 |  | 0.00025466 |  | 0.18518 |  | 0.00021811 |  | 0.0020643 |  | 0.0055367 |  | 0 |  | 0 |  | 0.0021927
| 0.00073477 |  | 0 |  | 0.00048106 |  | 1.0174e-05 |  | 5.6555e-06 |  | -0.00022218 |  | 6.7165e-06 |  | 0.00029491 |  | 0.00030566 |  | 0.00025792 |  | 0.18749 |  | 0.00022382 |  | 0.0020704 |  | 0.0054523 |  | 0 |  | 0 |  | 0.0022255
| 0.0006029 |  | 0 |  | -0.00026554 |  | 1.8928e-05 |  | 5.6557e-06 |  | -8.7599e-05 |  | 6.2475e-06 |  | 0.0002862 |  | 0.00032738 |  | 0.00023345 |  | 0.18943 |  | 0.00022325 |  | 0.0020856 |  | 0.0053513 |  | 0 |  | 0 |  | 0.0022653
| 0.00052205 |  | 0 |  | -0.00037063 |  | 5.6631e-05 |  | 4.0407e-06 |  | 1.6147e-05 |  | 6.523e-06 |  | 0.00028196 |  | 0.00026191 |  | 0.00026342 |  | 0.1914 |  | 0.0002053 |  | 0.0020961 |  | 0.0052333 |  | 0 |  | 0 |  | 0.0022927
| 0.00087243 |  | 0 |  | 0.00027147 |  | 6.3266e-05 |  | 4.0408e-06 |  | -2.9516e-05 |  | 7.6402e-06 |  | 0.00028877 |  | 0.00034925 |  | 0.00032043 |  | 0.19362 |  | 0.00024025 |  | 0.0021113 |  | 0.0051254 |  | 0 |  | 0 |  | 0.002326
| 0.00090368 |  | 0 |  | 0.00041251 |  | 2.8523e-05 |  | 4.041e-06 |  | -0.00010714 |  | 6.7502e-06 |  | 0.00029274 |  | 0.00041475 |  | 0.00029096 |  | 0.19524 |  | 0.00026162 |  | 0.0021181 |  | 0.0050296 |  | 0 |  | 0 |  | 0.0023436
| 0.00063135 |  | 0 |  | -0.00023868 |  | -2.5819e-05 |  | 4.0411e-06 |  | 2.8802e-05 |  | 7.3009e-06 |  | 0.0002902 |  | 0.0003493 |  | 0.00024715 |  | 0.19729 |  | 0.00029424 |  | 0.0021289 |  | 0.0049678 |  | 0 |  | 0 |  | 0.0023657
| 0.00068814 |  | 0 |  | -0.00024767 |  | -3.2487e-05 |  | 4.0412e-06 |  | 6.4778e-05 |  | 6.5242e-06 |  | 0.00027885 |  | 0.00037114 |  | 0.00026202 |  | 0.19937 |  | 0.00032514 |  | 0.0021407 |  | 0.004943 |  | 0 |  | 0 |  | 0.0023791
| 0.00063426 |  | 0 |  | 0.00024988 |  | -1.1375e-05 |  | 4.0414e-06 |  | -0.00011356 |  | 6.0227e-06 |  | 0.00027089 |  | 0.00024016 |  | 0.00023494 |  | 0.20156 |  | 0.00028201 |  | 0.002156 |  | 0.0049675 |  | 0 |  | 0 |  | 0.0023897
| 0.0006655 |  | 0 |  | 0.00060098 |  | 1.8567e-05 |  | 4.0415e-06 |  | -0.00022092 |  | 7.6258e-06 |  | 0.00026757 |  | 8.7471e-05 |  | 0.00019929 |  | 0.20383 |  | 0.00026427 |  | 0.0021637 |  | 0.005025 |  | 0 |  | 0 |  | 0.0023941
| 0.00071944 |  | 0 |  | 0.00048135 |  | 2.8521e-05 |  | 4.0417e-06 |  | -4.952e-05 |  | 6.1527e-06 |  | 0.00026682 |  | 0.00019665 |  | 0.00023894 |  | 0.20522 |  | 0.00021764 |  | 0.0021748 |  | 0.0051175 |  | 0 |  | 0 |  | 0.0024089
| 0.00064851 |  | 0 |  | 1.7109e-05 |  | 7.7834e-05 |  | 5.6575e-06 |  | 6.92e-05 |  | 7.3027e-06 |  | 0.00027035 |  | 0.00026206 |  | 0.00027482 |  | 0.20725 |  | 0.00016083 |  | 0.0021912 |  | 0.0052172 |  | 0 |  | 0 |  | 0.0024181
| 0.00072232 |  | 0 |  | 0.00022989 |  | 6.6631e-05 |  | 5.6577e-06 |  | 0.00013685 |  | 6.9306e-06 |  | 0.00027168 |  | 0.00026208 |  | 0.00028408 |  | 0.20941 |  | 0.00015541 |  | 0.0021988 |  | 0.0052975 |  | 0 |  | 0 |  | 0.0024265
| 0.00069822 |  | 0 |  | -0.00078658 |  | -3.2218e-05 |  | 2.4253e-06 |  | 7.6389e-05 |  | 6.51e-06 |  | 0.00027067 |  | 0.00021841 |  | 0.000291 |  | 0.21078 |  | 0.00022725 |  | 0.0022146 |  | 0.0053424 |  | 0 |  | 0 |  | 0.0024333
| 0.00063297 |  | 0 |  | -0.0010402 |  | -6.3213e-06 |  | 2.4254e-06 |  | -0.00011604 |  | 7.1094e-06 |  | 0.0002709 |  | 0.00010922 |  | 0.00025233 |  | 0.21309 |  | 0.00025293 |  | 0.0022271 |  | 0.0053436 |  | 0 |  | 0 |  | 0.0024382
| 0.00063299 |  | 0 |  | -0.00017691 |  | -2.3306e-05 |  | 5.6583e-06 |  | -0.00016706 |  | 6.5915e-06 |  | 0.00027616 |  | 8.7503e-05 |  | 0.00018687 |  | 0.21573 |  | 0.00021537 |  | 0.0022353 |  | 0.0052899 |  | 0 |  | 0 |  | 0.0024404
| 0.00055639 |  | 0 |  | -0.0003813 |  | -4.5393e-05 |  | 5.6585e-06 |  | 1.524e-05 |  | 7.0291e-06 |  | 0.00028562 |  | 0.00015314 |  | 0.00016353 |  | 0.2176 |  | 0.0002859 |  | 0.0022522 |  | 0.0051925 |  | 0 |  | 0 |  | 0.0024388
| 0.00060467 |  | 0 |  | -0.00013655 |  | 4.7984e-05 |  | 5.6587e-06 |  | 0.00010543 |  | 6.6408e-06 |  | 0.00029202 |  | 0.00019672 |  | 0.00016546 |  | 0.21944 |  | 0.00031946 |  | 0.0022644 |  | 0.0050695 |  | 0 |  | 0 |  | 0.0024357
| 0.00072249 |  | 0 |  | 0.00015704 |  | -6.455e-07 |  | 5.6589e-06 |  | 6.2915e-05 |  | 6.3171e-06 |  | 0.00029701 |  | 0.00017487 |  | 0.00017084 |  | 0.22132 |  | 0.00023963 |  | 0.0022772 |  | 0.0049311 |  | 0 |  | 0 |  | 0.0024303
| 0.00071542 |  | 0 |  | -0.0001346 |  | -2.3042e-05 |  | 4.043e-06 |  | 3.2344e-05 |  | 6.5604e-06 |  | 0.00029703 |  | 0.00024041 |  | 0.00020801 |  | 0.22346 |  | 0.00017028 |  | 0.0022898 |  | 0.0047989 |  | 0 |  | 0 |  | 0.0024286
| 0.00072255 |  | 0 |  | -0.00010915 |  | -1.9795e-06 |  | 4.0431e-06 |  | 3.5404e-05 |  | 6.3501e-06 |  | 0.00029265 |  | 0.00039334 |  | 0.00021822 |  | 0.22569 |  | 0.00016737 |  | 0.002303 |  | 0.0046907 |  | 0 |  | 0 |  | 0.0024146
| 0.0006885 |  | 0 |  | 0.00029117 |  | -2.021e-05 |  | 5.6596e-06 |  | 7.3071e-05 |  | 6.9985e-06 |  | 0.00029185 |  | 0.00034965 |  | 0.00018984 |  | 0.22731 |  | 0.00020279 |  | 0.0023158 |  | 0.0046084 |  | 0 |  | 0 |  | 0.002404
| 0.00056078 |  | 0 |  | 0.00013388 |  | -5.3885e-08 |  | 5.6598e-06 |  | -1.7136e-05 |  | 5.9133e-06 |  | 0.00029022 |  | 0.00019676 |  | 0.00016386 |  | 0.22936 |  | 0.00021162 |  | 0.0023294 |  | 0.0045625 |  | 0 |  | 0 |  | 0.0023969
| 0.00052246 |  | 0 |  | -7.2637e-05 |  | -5.3464e-06 |  | 4.0436e-06 |  | 1.0996e-05 |  | 6.6589e-06 |  | 0.00028552 |  | 0.00019678 |  | 0.0001655 |  | 0.23179 |  | 0.00018703 |  | 0.0023426 |  | 0.0045444 |  | 0 |  | 0 |  | 0.0023769
| 0.00056081 |  | 0 |  | -0.00018257 |  | -5.2709e-05 |  | 4.0437e-06 |  | -2.2767e-05 |  | 6.4486e-06 |  | 0.00027951 |  | 0.00019679 |  | 0.00019333 |  | 0.23324 |  | 0.00020745 |  | 0.0023558 |  | 0.004552 |  | 0 |  | 0 |  | 0.0023656
| 0.00063042 |  | 0 |  | -0.00020279 |  | 1.1797e-05 |  | 5.6604e-06 |  | -0.00011272 |  | 6.1572e-06 |  | 0.00027471 |  | 0.00015309 |  | 0.00017673 |  | 0.23503 |  | 0.00025079 |  | 0.002369 |  | 0.0045781 |  | 0 |  | 0 |  | 0.0023431
| 0.00070284 |  | 0 |  | -0.00017856 |  | 8.4288e-05 |  | 5.6606e-06 |  | 0.00012169 |  | 7.0649e-06 |  | 0.00027572 |  | 0.0002186 |  | 0.00020299 |  | 0.23708 |  | 0.00020938 |  | 0.0023875 |  | 0.0046193 |  | 0 |  | 0 |  | 0.0023327
| 0.00067731 |  | 0 |  | -0.00030188 |  | 1.7737e-05 |  | 5.6608e-06 |  | 0.00013915 |  | 5.8662e-06 |  | 0.00027441 |  | 0.00010931 |  | 0.00026771 |  | 0.23943 |  | 0.00022943 |  | 0.0023968 |  | 0.0046683 |  | 0 |  | 0 |  | 0.0023145
| 0.00066598 |  | 0 |  | -3.969e-05 |  | 1.4704e-05 |  | 5.661e-06 |  | -8.6585e-05 |  | 6.8874e-06 |  | 0.00027887 |  | 0 |  | 0.00026493 |  | 0.24192 |  | 0.00028342 |  | 0.0024153 |  | 0.0047214 |  | 0 |  | 0 |  | 0.0023147
| 0.00087904 |  | 0 |  | 2.8343e-05 |  | 4.6317e-05 |  | 5.6612e-06 |  | -4.0362e-06 |  | 6.9039e-06 |  | 0.00028791 |  | 2.1913e-05 |  | 0.00025427 |  | 0.24365 |  | 0.00025185 |  | 0.0024245 |  | 0.004785 |  | 0 |  | 0 |  | 0.002317
| 0.00087055 |  | 0 |  | 5.5906e-05 |  | -1.8996e-05 |  | 5.6614e-06 |  | 0.00013317 |  | 7.3418e-06 |  | 0.00028824 |  | 2.1914e-05 |  | 0.00026947 |  | 0.2452 |  | 0.00021005 |  | 0.0024435 |  | 0.0048614 |  | 0 |  | 0 |  | 0.0023238
| 0.00063055 |  | 0 |  | -0.0003129 |  | 2.3882e-06 |  | 5.6616e-06 |  | 8.3796e-05 |  | 6.8722e-06 |  | 0.00028602 |  | 0 |  | 0.00030815 |  | 0.24723 |  | 0.00024531 |  | 0.0024526 |  | 0.0049529 |  | 0 |  | 0 |  | 0.0023499
| 0.00070299 |  | 0 |  | -0.00065938 |  | 9.6415e-05 |  | 5.6618e-06 |  | 2.3851e-06 |  | 6.062e-06 |  | 0.00028363 |  | 0 |  | 0.00034098 |  | 0.24908 |  | 0.00026852 |  | 0.0024716 |  | 0.0050433 |  | 0 |  | 0 |  | 0.0023784
| 0.00069734 |  | 0 |  | 7.0839e-06 |  | 9.1319e-05 |  | 4.045e-06 |  | -1.6578e-05 |  | 6.3703e-06 |  | 0.00028871 |  | 0.0002187 |  | 0.00032818 |  | 0.25118 |  | 0.00021214 |  | 0.0024862 |  | 0.0051261 |  | 0 |  | 0 |  | 0.0024124
| 0.00066186 |  | 0 |  | 0.00040071 |  | 2.3926e-05 |  | 4.0451e-06 |  | -0.00012062 |  | 6.9542e-06 |  | 0.00029459 |  | 0.00032808 |  | 0.0002873 |  | 0.25279 |  | 0.00022846 |  | 0.0024952 |  | 0.0051773 |  | 0 |  | 0 |  | 0.0024487
| 0.00070451 |  | 0 |  | 0.00016315 |  | 3.762e-07 |  | 5.6624e-06 |  | -0.00022286 |  | 7.295e-06 |  | 0.00029442 |  | 0.00030624 |  | 0.00024137 |  | 0.25347 |  | 0.00025259 |  | 0.0025151 |  | 0.0051885 |  | 0 |  | 0 |  | 0.0024849
| 0.00070737 |  | 0 |  | 0.00021557 |  | 4.8996e-05 |  | 5.6626e-06 |  | -3.3191e-05 |  | 6.9549e-06 |  | 0.00028822 |  | 0.00019688 |  | 0.00020185 |  | 0.25517 |  | 0.00024094 |  | 0.0025296 |  | 0.0051612 |  | 0 |  | 0 |  | 0.0025177
| 0.00071024 |  | 0 |  | 0.00026553 |  | 6.5753e-05 |  | 2.4273e-06 |  | 7.5558e-05 |  | 6.3067e-06 |  | 0.00028205 |  | 4.3826e-05 |  | 0.00021558 |  | 0.2571 |  | 0.00027372 |  | 0.0025442 |  | 0.0050967 |  | 0 |  | 0 |  | 0.0025456
| 0.00075856 |  | 0 |  | 0.00034749 |  | 4.7978e-05 |  | 2.4274e-06 |  | -9.4811e-05 |  | 6.5502e-06 |  | 0.00027987 |  | 0.00013147 |  | 0.00023761 |  | 0.25823 |  | 0.00030724 |  | 0.0025592 |  | 0.0050178 |  | 0 |  | 0 |  | 0.002565
| 0.00075007 |  | 0 |  | 8.2609e-05 |  | 1.3114e-05 |  | 5.6632e-06 |  | -0.00020279 |  | 6.7613e-06 |  | 0.00028063 |  | 0.00019704 |  | 0.00025789 |  | 0.26001 |  | 0.00025943 |  | 0.0025737 |  | 0.004951 |  | 0 |  | 0 |  | 0.0025759
| 0.00065777 |  | 0 |  | -0.00078535 |  | 3.5526e-05 |  | 5.6634e-06 |  | -0.00018929 |  | 6.259e-06 |  | 0.00028217 |  | 0.00013131 |  | 0.00025183 |  | 0.26211 |  | 0.00021035 |  | 0.0025883 |  | 0.0049085 |  | 0 |  | 0 |  | 0.0025772
| 0.00056828 |  | 0 |  | -0.00038304 |  | 1.0385e-05 |  | 4.0461e-06 |  | -3.1602e-05 |  | 6.7457e-06 |  | 0.00028645 |  | 0.00021885 |  | 0.00023295 |  | 0.26389 |  | 0.00022543 |  | 0.0026036 |  | 0.0049094 |  | 0 |  | 0 |  | 0.0025742
| 0.00065921 |  | 0 |  | 4.2763e-05 |  | -4.3476e-05 |  | 4.0463e-06 |  | -2.297e-05 |  | 7.1839e-06 |  | 0.00028773 |  | 0.00019696 |  | 0.00027542 |  | 0.26543 |  | 0.00026314 |  | 0.0026189 |  | 0.0049434 |  | 0 |  | 0 |  | 0.0025503
| 0.00064077 |  | 0 |  | -0.00019325 |  | -1.4801e-05 |  | 4.0464e-06 |  | -0.00011315 |  | 7.1356e-06 |  | 0.00028126 |  | 0 |  | 0.00031005 |  | 0.26646 |  | 0.00027618 |  | 0.0026389 |  | 0.005021 |  | 0 |  | 0 |  | 0.0025226
| 0.00067063 |  | 0 |  | -3.6383e-05 |  | -3.1525e-05 |  | 4.0466e-06 |  | -8.1661e-05 |  | 6.3575e-06 |  | 0.00027262 |  | 0 |  | 0.00024487 |  | 0.26703 |  | 0.00025965 |  | 0.0026487 |  | 0.0051057 |  | 0 |  | 0 |  | 0.0024919
| 0.00086393 |  | 0 |  | -7.0486e-05 |  | 2.601e-05 |  | 7.2831e-06 |  | 0.00012959 |  | 5.5955e-06 |  | 0.00027419 |  | 0.00010944 |  | 0.0001704 |  | 0.26803 |  | 0.00030669 |  | 0.002664 |  | 0.0052015 |  | 0 |  | 0 |  | 0.0024414
| 0.00070483 |  | 0 |  | -0.00037412 |  | 5.8565e-05 |  | 7.2833e-06 |  | 0.00012439 |  | 6.358e-06 |  | 0.00028222 |  | 0.0002189 |  | 0.00019502 |  | 0.26894 |  | 0.00024534 |  | 0.0026844 |  | 0.0052875 |  | 0 |  | 0 |  | 0.0023906
| 0.00055421 |  | 0 |  | -0.00018765 |  | -1.2422e-05 |  | 5.6648e-06 |  | 1.3315e-06 |  | 7.218e-06 |  | 0.00028473 |  | 0.00021891 |  | 0.00025444 |  | 0.26937 |  | 0.00018493 |  | 0.0026945 |  | 0.0053453 |  | 0 |  | 0 |  | 0.0023415
| 0.00062812 |  | 0 |  | 1.373e-05 |  | -4.2754e-05 |  | 5.665e-06 |  | -3.6685e-05 |  | 7.6726e-06 |  | 0.00028569 |  | 0.00010946 |  | 0.00030377 |  | 0.27026 |  | 0.00028554 |  | 0.002715 |  | 0.0053879 |  | 0 |  | 0 |  | 0.0022869
| 0.00069637 |  | 0 |  | -0.00026952 |  | 1.393e-05 |  | 4.0473e-06 |  | -0.00019795 |  | 6.6023e-06 |  | 0.000282 |  | 0.00010947 |  | 0.00031959 |  | 0.27122 |  | 0.00023811 |  | 0.002725 |  | 0.0053868 |  | 0 |  | 0 |  | 0.0022301
| 0.0006765 |  | 0 |  | -0.00016075 |  | 0.00010039 |  | 4.0474e-06 |  | -0.00019354 |  | 5.8239e-06 |  | 0.00027937 |  | 0.00030654 |  | 0.00028398 |  | 0.2715 |  | 0.00021391 |  | 0.0027464 |  | 0.0053606 |  | 0 |  | 0 |  | 0.0021907
| 0.00080019 |  | 0 |  | -0.00027205 |  | 5.23e-05 |  | 5.6656e-06 |  | -1.8881e-05 |  | 6.4569e-06 |  | 0.00027808 |  | 0.00030654 |  | 0.00020679 |  | 0.27175 |  | 0.00024709 |  | 0.0027616 |  | 0.005299 |  | 0 |  | 0 |  | 0.0021562
| 0.00083007 |  | 0 |  | -0.00031389 |  | 2.5732e-05 |  | 5.6658e-06 |  | 5.6444e-06 |  | 6.9926e-06 |  | 0.00028042 |  | 0.0001095 |  | 0.00017433 |  | 0.27217 |  | 0.00018839 |  | 0.0027772 |  | 0.005216 |  | 0 |  | 0 |  | 0.0021277
| 0.00078177 |  | 0 |  | -0.00037237 |  | 1.4604e-05 |  | 4.0479e-06 |  | -5.02e-05 |  | 7.7231e-06 |  | 0.00028435 |  | 0.0001095 |  | 0.00019446 |  | 0.27212 |  | 0.00022155 |  | 0.0027871 |  | 0.0051136 |  | 0 |  | 0 |  | 0.002121
| 0.00072211 |  | 0 |  | -0.00049767 |  | 6.0707e-05 |  | 4.048e-06 |  | -8.6803e-05 |  | 6.7499e-06 |  | 0.00028298 |  | 0.00015338 |  | 0.00019224 |  | 0.27271 |  | 0.00023698 |  | 0.0028078 |  | 0.0050075 |  | 0 |  | 0 |  | 0.0021207
| 0.00055153 |  | 0 |  | -3.1864e-05 |  | 0.00013721 |  | 4.0482e-06 |  | -5.3778e-05 |  | 7.1721e-06 |  | 0.00028072 |  | 0.0001316 |  | 0.00019358 |  | 0.27344 |  | 0.00014824 |  | 0.0028235 |  | 0.0049126 |  | 0 |  | 0 |  | 0.0021304
| 0.00059561 |  | 0 |  | 5.9162e-05 |  | -7.6396e-06 |  | 4.0483e-06 |  | 5.5293e-05 |  | 7.1238e-06 |  | 0.00027728 |  | 0.00015353 |  | 0.00024688 |  | 0.27359 |  | 0.00021073 |  | 0.0028391 |  | 0.0048289 |  | 0 |  | 0 |  | 0.0021474
| 0.00067241 |  | 0 |  | 0.00028162 |  | -7.1618e-05 |  | 4.0484e-06 |  | 0.00010092 |  | 6.6373e-06 |  | 0.00027989 |  | 0.00019725 |  | 0.00027068 |  | 0.27328 |  | 0.00029654 |  | 0.0028552 |  | 0.0047623 |  | 0 |  | 0 |  | 0.0021708
| 0.0007094 |  | 0 |  | 0.0002285 |  | 7.4661e-05 |  | 4.0486e-06 |  | 0.00015496 |  | 7.4004e-06 |  | 0.0002882 |  | 0.00013144 |  | 0.00023791 |  | 0.27246 |  | 0.00026724 |  | 0.0028704 |  | 0.0047137 |  | 0 |  | 0 |  | 0.0021979
| 0.00077625 |  | 0 |  | -0.00025617 |  | 0.00014492 |  | 5.6672e-06 |  | 7.6899e-05 |  | 7.1897e-06 |  | 0.00029276 |  | 0.00010954 |  | 0.00022255 |  | 0.27175 |  | 0.00023545 |  | 0.0028916 |  | 0.0046701 |  | 0 |  | 0 |  | 0.0022258
| 0.00071658 |  | 0 |  | -8.0735e-06 |  | 0.00010831 |  | 5.6674e-06 |  | -8.7274e-05 |  | 7.3199e-06 |  | 0.00028809 |  | 0.0002191 |  | 0.0002087 |  | 0.2711 |  | 0.00016487 |  | 0.0029016 |  | 0.0046326 |  | 0 |  | 0 |  | 0.0022535
| 0.00073794 |  | 0 |  | -5.1145e-05 |  | 0.0001178 |  | 5.6676e-06 |  | -0.00022628 |  | 7.4826e-06 |  | 0.00027734 |  | 0.00021912 |  | 0.0002514 |  | 0.27048 |  | 0.00013261 |  | 0.0029173 |  | 0.0045913 |  | 0 |  | 0 |  | 0.002279
| 0.00071948 |  | 0 |  | -0.00044006 |  | 0.00011972 |  | 5.6678e-06 |  | -0.00015811 |  | 6.5415e-06 |  | 0.00027133 |  | 0.00010957 |  | 0.00030247 |  | 0.26967 |  | 0.00022211 |  | 0.0029334 |  | 0.0045506 |  | 0 |  | 0 |  | 0.0022993
| 0.0005901 |  | 0 |  | 0.00021082 |  | 7.0815e-06 |  | 5.668e-06 |  | -9.2715e-05 |  | 7.4833e-06 |  | 0.00027062 |  | 2.1962e-05 |  | 0.00025836 |  | 0.26852 |  | 0.00026866 |  | 0.0029542 |  | 0.0045191 |  | 0 |  | 0 |  | 0.00232
| 0.00065268 |  | 0 |  | 0.00057414 |  | -4.7839e-05 |  | 5.6682e-06 |  | -8.642e-05 |  | 7.0615e-06 |  | 0.00027363 |  | 0.00013154 |  | 0.00020807 |  | 0.26727 |  | 0.00021694 |  | 0.0029642 |  | 0.0044975 |  | 0 |  | 0 |  | 0.0023246
| 0.00073235 |  | 0 |  | 0.00060584 |  | 2.8815e-05 |  | 4.0496e-06 |  | 3.3556e-06 |  | 7.0457e-06 |  | 0.00028049 |  | 0.00021918 |  | 0.00023361 |  | 0.26653 |  | 0.00021458 |  | 0.0029856 |  | 0.0044969 |  | 0 |  | 0 |  | 0.0023303
| 0.00081911 |  | 0 |  | 0.00048516 |  | 5.0502e-05 |  | 4.0497e-06 |  | -2.588e-05 |  | 7.2733e-06 |  | 0.00028968 |  | 0.00013156 |  | 0.00027129 |  | 0.26462 |  | 0.00020956 |  | 0.0029959 |  | 0.0045258 |  | 0 |  | 0 |  | 0.0023394
| 0.00074092 |  | 0 |  | -6.9095e-05 |  | 1.3728e-05 |  | 5.6688e-06 |  | -6.6546e-05 |  | 6.9164e-06 |  | 0.00029676 |  | 0.00013157 |  | 0.00027011 |  | 0.26185 |  | 0.00021213 |  | 0.0030169 |  | 0.0045783 |  | 0 |  | 0 |  | 0.0023377
| 0.00052764 |  | 0 |  | -0.00015313 |  | 4.8089e-05 |  | 5.669e-06 |  | -2.5579e-05 |  | 7.0304e-06 |  | 0.00029342 |  | 0.0001535 |  | 0.00027731 |  | 0.25952 |  | 0.00026061 |  | 0.0030326 |  | 0.0046567 |  | 0 |  | 0 |  | 0.002349
| 0.00053478 |  | 0 |  | 0.00017711 |  | 2.281e-05 |  | 7.2892e-06 |  | -3.2036e-05 |  | 6.3325e-06 |  | 0.00028448 |  | 4.3899e-05 |  | 0.0003131 |  | 0.25759 |  | 0.00026292 |  | 0.0030428 |  | 0.0047442 |  | 0 |  | 0 |  | 0.0023526
| 0.00065141 |  | 0 |  | 0.00011815 |  | 2.5391e-06 |  | 7.2895e-06 |  | -8.186e-05 |  | 7.1447e-06 |  | 0.00027929 |  | 0.00010962 |  | 0.00033676 |  | 0.25595 |  | 0.00023225 |  | 0.0030639 |  | 0.0048317 |  | 0 |  | 0 |  | 0.0023705
| 0.00073537 |  | 0 |  | -0.00011125 |  | 4.2172e-05 |  | 5.6696e-06 |  | -6.6143e-05 |  | 6.8365e-06 |  | 0.00028104 |  | 0.00021926 |  | 0.00035526 |  | 0.25416 |  | 0.00024234 |  | 0.0030796 |  | 0.0049097 |  | 0 |  | 0 |  | 0.0023777
| 0.00070126 |  | 0 |  | 3.7041e-05 |  | 5.4107e-05 |  | 5.6698e-06 |  | -9.0592e-05 |  | 6.7881e-06 |  | 0.00027946 |  | 0.00032892 |  | 0.00033483 |  | 0.25179 |  | 0.0002473 |  | 0.0030957 |  | 0.0049601 |  | 0 |  | 0 |  | 0.0023935
| 0.00079803 |  | 0 |  | -7.2598e-05 |  | -4.8891e-08 |  | 4.0507e-06 |  | -0.0001466 |  | 6.8047e-06 |  | 0.00027581 |  | 0.00048244 |  | 0.00028602 |  | 0.24861 |  | 0.00026221 |  | 0.0031109 |  | 0.0049804 |  | 0 |  | 0 |  | 0.0023989
| 0.00081086 |  | 0 |  | -0.00013553 |  | -3.183e-05 |  | 4.591e-06 |  | -0.00010756 |  | 6.5289e-06 |  | 0.00028432 |  | 0.00041667 |  | 0.00028991 |  | 0.24492 |  | 0.00024014 |  | 0.0031271 |  | 0.0049734 |  | 0 |  | 0 |  | 0.0023954
| 0.00066719 |  | 0 |  | -4.6734e-05 |  | -2.9242e-05 |  | 6.2105e-06 |  | -5.5107e-05 |  | 7.3413e-06 |  | 0.00029546 |  | 0.00015352 |  | 0.00029373 |  | 0.24213 |  | 0.0001943 |  | 0.0031422 |  | 0.004935 |  | 0 |  | 0 |  | 0.0023758
| 0.00065157 |  | 0 |  | 0.00013668 |  | 3.0715e-06 |  | 5.6706e-06 |  | -0.00010106 |  | 7.699e-06 |  | 0.00029954 |  | 0.00010967 |  | 0.00025885 |  | 0.23958 |  | 0.00020863 |  | 0.0031575 |  | 0.0048791 |  | 0 |  | 0 |  | 0.0023573
| 0.00056907 |  | 0 |  | -0.00022298 |  | -3.5727e-05 |  | 5.6708e-06 |  | -5.9896e-05 |  | 6.3836e-06 |  | 0.00029135 |  | 0.00030709 |  | 0.00028217 |  | 0.23607 |  | 0.00019309 |  | 0.0031734 |  | 0.0048026 |  | 0 |  | 0 |  | 0.0023269
| 0.00055771 |  | 0 |  | -0.00028392 |  | -7.4381e-05 |  | 5.671e-06 |  | -0.00014539 |  | 7.1312e-06 |  | 0.0002843 |  | 0.0003071 |  | 0.00032304 |  | 0.2324 |  | 0.00020672 |  | 0.0031885 |  | 0.0047323 |  | 0 |  | 0 |  | 0.0022923
| 0.00065023 |  | 0 |  | -0.00039537 |  | 2.6832e-05 |  | 5.6712e-06 |  | -0.00023101 |  | 6.5792e-06 |  | 0.00028557 |  | 0.00010969 |  | 0.00029867 |  | 0.22935 |  | 0.00020392 |  | 0.0032106 |  | 0.0046563 |  | 0 |  | 0 |  | 0.0022606
| 0.00069151 |  | 0 |  | -9.7963e-05 |  | 4.7913e-05 |  | 5.6714e-06 |  | -1.5674e-05 |  | 7.3431e-06 |  | 0.00028367 |  | -4.3909e-05 |  | 0.00022678 |  | 0.22619 |  | 0.00022977 |  | 0.0032192 |  | 0.0046026 |  | 0 |  | 0 |  | 0.0022341
| 0.00091496 |  | 0 |  | 0.00095867 |  | 5.8221e-05 |  | 4.0518e-06 |  | 9.2795e-05 |  | 7.8471e-06 |  | 0.00027868 |  | -4.3913e-05 |  | 0.00015998 |  | 0.22232 |  | 0.00028632 |  | 0.0032349 |  | 0.0045748 |  | 0 |  | 0 |  | 0.002216
| 0.00088939 |  | 0 |  | 0.00085362 |  | -1.1817e-06 |  | 4.052e-06 |  | -1.0173e-05 |  | 5.8815e-06 |  | 0.00026599 |  | 0 |  | 0.00020122 |  | 0.21833 |  | 0.00024782 |  | 0.003257 |  | 0.0045787 |  | 0 |  | 0 |  | 0.0022087
| 0.00068875 |  | 0 |  | 0.00027579 |  | -7.2376e-05 |  | 8.9137e-06 |  | -3.108e-05 |  | 6.7754e-06 |  | 0.00025665 |  | 4.3961e-05 |  | 0.00028924 |  | 0.21464 |  | 0.00024947 |  | 0.0032655 |  | 0.0046231 |  | 0 |  | 0 |  | 0.0022151
| 0.00068593 |  | 0 |  | -0.00018344 |  | 3.3377e-05 |  | 8.914e-06 |  | 1.7151e-05 |  | 6.337e-06 |  | 0.00026519 |  | 4.3965e-05 |  | 0.00034174 |  | 0.21047 |  | 0.00026201 |  | 0.0032877 |  | 0.004707 |  | 0 |  | 0 |  | 0.0022207
| 0.00070446 |  | 0 |  | -0.00015826 |  | 7.9309e-05 |  | 7.2933e-06 |  | 7.7626e-05 |  | 7.4261e-06 |  | 0.00028124 |  | 0.00010974 |  | 0.00039578 |  | 0.20634 |  | 0.00022148 |  | 0.0033027 |  | 0.0048263 |  | 0 |  | 0 |  | 0.0022371
| 0.00078275 |  | 0 |  | 0.00026464 |  | 1.8692e-05 |  | 7.2936e-06 |  | 0.00017063 |  | 5.8176e-06 |  | 0.00029258 |  | 0.00010974 |  | 0.00037466 |  | 0.20269 |  | 0.00021185 |  | 0.0033111 |  | 0.0049637 |  | 0 |  | 0 |  | 0.0022577
| 0.00061624 |  | 0 |  | 0.00035635 |  | -4.6341e-05 |  | 7.2938e-06 |  | 0.00020066 |  | 6.1754e-06 |  | 0.00029239 |  | 2.1976e-05 |  | 0.00029725 |  | 0.19872 |  | 0.00025867 |  | 0.0033334 |  | 0.005094 |  | 0 |  | 0 |  | 0.0022877
| 0.00052945 |  | 0 |  | 0.00055916 |  | -7.1059e-05 |  | 7.2941e-06 |  | 0.00011185 |  | 7.5896e-06 |  | 0.00028929 |  | 2.1976e-05 |  | 0.00030742 |  | 0.19476 |  | 0.00023185 |  | 0.0033479 |  | 0.0052146 |  | 0 |  | 0 |  | 0.0023095
| 0.00064763 |  | 0 |  | 0.00038867 |  | 2.7052e-05 |  | 4.053e-06 |  | 6.3623e-05 |  | 6.8911e-06 |  | 0.00028753 |  | 0.00010977 |  | 0.00035855 |  | 0.19104 |  | 0.00017801 |  | 0.0033638 |  | 0.0053026 |  | 0 |  | 0 |  | 0.0023446
| 0.000632 |  | 0 |  | -7.7744e-05 |  | 2.299e-06 |  | 4.0531e-06 |  | 9.2348e-05 |  | 7.8504e-06 |  | 0.00029076 |  | 0.00024148 |  | 0.00038053 |  | 0.18709 |  | 0.00020569 |  | 0.0033721 |  | 0.0053439 |  | 0 |  | 0 |  | 0.0023708
| 0.00062917 |  | 0 |  | -0.00027896 |  | 4.8479e-05 |  | 4.0533e-06 |  | -1.9532e-06 |  | 6.843e-06 |  | 0.00029767 |  | 0.00026346 |  | 0.00037269 |  | 0.1829 |  | 0.00025816 |  | 0.0033942 |  | 0.0053387 |  | 0 |  | 0 |  | 0.0024087
| 0.0006904 |  | 0 |  | -0.00060372 |  | 0.00015628 |  | 4.0534e-06 |  | -6.671e-05 |  | 7.1684e-06 |  | 0.00030101 |  | 0.00024153 |  | 0.00036303 |  | 0.17883 |  | 0.00026677 |  | 0.0034086 |  | 0.0052908 |  | 0 |  | 0 |  | 0.0024382
| 0.0006591 |  | 0 |  | -0.00059568 |  | 1.6439e-05 |  | 5.6739e-06 |  | -4.7534e-06 |  | 7.2175e-06 |  | 0.0002984 |  | 0.00021958 |  | 0.00037311 |  | 0.17465 |  | 0.00021512 |  | 0.0034308 |  | 0.0052141 |  | 0 |  | 0 |  | 0.0024783
| 0.00062639 |  | 0 |  | -0.00046962 |  | 1.3129e-05 |  | 5.6741e-06 |  | 2.417e-05 |  | 7.673e-06 |  | 0.00029514 |  | 0.0001098 |  | 0.00036875 |  | 0.17031 |  | 0.00019208 |  | 0.0034392 |  | 0.0051192 |  | 0 |  | 0 |  | 0.0025117
| 0.00057658 |  | 0 |  | -0.00040774 |  | 8.8873e-05 |  | 5.6743e-06 |  | 1.4274e-05 |  | 7.8684e-06 |  | 0.00029248 |  | 0 |  | 0.0003664 |  | 0.16649 |  | 0.00019027 |  | 0.0034537 |  | 0.0050141 |  | 0 |  | 0 |  | 0.0025381
| 0.00060649 |  | 0 |  | 2.4188e-05 |  | 2.9742e-05 |  | 5.6745e-06 |  | -0.00010286 |  | 7.1047e-06 |  | 0.00028592 |  | 0.00021962 |  | 0.00037515 |  | 0.16265 |  | 0.00025157 |  | 0.0034692 |  | 0.0049276 |  | 0 |  | 0 |  | 0.0025704
| 0.00064924 |  | 0 |  | 0.00013982 |  | 1.2644e-05 |  | 4.0541e-06 |  | -0.00032528 |  | 7.3164e-06 |  | 0.00028398 |  | 0.00037339 |  | 0.00035489 |  | 0.15835 |  | 0.00028416 |  | 0.0034837 |  | 0.0048616 |  | 0 |  | 0 |  | 0.0025907
| 0.00053822 |  | 0 |  | 9.2911e-05 |  | -7.7192e-05 |  | 4.0542e-06 |  | -0.00022521 |  | 6.8127e-06 |  | 0.00029421 |  | 0.00017577 |  | 0.00033943 |  | 0.15437 |  | 0.00026707 |  | 0.003506 |  | 0.0048179 |  | 0 |  | 0 |  | 0.0026052
| 0.00069916 |  | 0 |  | 0.0001372 |  | -4.6641e-05 |  | 5.6751e-06 |  | -4.3412e-06 |  | 7.9837e-06 |  | 0.00030367 |  | 0.00013185 |  | 0.00033233 |  | 0.15054 |  | 0.0002433 |  | 0.0035143 |  | 0.0048028 |  | 0 |  | 0 |  | 0.0026117
| 0.00077464 |  | 0 |  | 0.00018771 |  | 0.00010409 |  | 5.6753e-06 |  | 0.00010326 |  | 7.6101e-06 |  | 0.00030187 |  | 0.00010984 |  | 0.00030447 |  | 0.14643 |  | 0.00024939 |  | 0.0035355 |  | 0.0048191 |  | 0 |  | 0 |  | 0.0026112
| 0.00066643 |  | 0 |  | 0.00039038 |  | 0.00014264 |  | 4.0547e-06 |  | -7.3284e-06 |  | 7.0251e-06 |  | 0.00029802 |  | 0 |  | 0.00026459 |  | 0.14258 |  | 0.00025742 |  | 0.0035443 |  | 0.0048738 |  | 0 |  | 0 |  | 0.0026047
| 0.0006508 |  | 0 |  | 0.0005436 |  | 9.0341e-05 |  | 4.0548e-06 |  | 1.0635e-06 |  | 6.7814e-06 |  | 0.00029645 |  | -2.1997e-05 |  | 0.00027552 |  | 0.13856 |  | 0.00023533 |  | 0.0035662 |  | 0.0049674 |  | 0 |  | 0 |  | 0.0025956
| 0.00060524 |  | 0 |  | -3.1527e-06 |  | 1.4077e-05 |  | 5.6759e-06 |  | 5.8711e-05 |  | 7.4486e-06 |  | 0.00029539 |  | 8.7866e-05 |  | 0.00029815 |  | 0.13457 |  | 0.00022603 |  | 0.0035743 |  | 0.0050946 |  | 0 |  | 0 |  | 0.0025844
| 0.00062663 |  | 0 |  | -0.0005786 |  | 9.8523e-05 |  | 5.6761e-06 |  | -2.9054e-05 |  | 7.9368e-06 |  | 0.00029553 |  | 0.00021973 |  | 0.0002728 |  | 0.13119 |  | 0.00020795 |  | 0.0035957 |  | 0.0052718 |  | 0 |  | 0 |  | 0.0025729
| 0.00067366 |  | 0 |  | -0.00038404 |  | 9.5476e-05 |  | 5.6763e-06 |  | 7.6845e-05 |  | 7.9371e-06 |  | 0.00030233 |  | 0.0001319 |  | 0.00024568 |  | 0.12753 |  | 0.00018744 |  | 0.003611 |  | 0.0054675 |  | 0 |  | 0 |  | 0.0025612
| 0.00073207 |  | 0 |  | -5.137e-05 |  | 9.0665e-06 |  | 5.6765e-06 |  | 0.00017513 |  | 7.5146e-06 |  | 0.0003046 |  | 2.2024e-05 |  | 0.00022741 |  | 0.12362 |  | 0.00016365 |  | 0.0036257 |  | 0.0056877 |  | 0 |  | 0 |  | 0.0025558
| 0.00078908 |  | 0 |  | 8.1702e-05 |  | 1.4057e-05 |  | 4.0555e-06 |  | -3.9862e-05 |  | 7.3035e-06 |  | 0.00029521 |  | 0.00010989 |  | 0.00020381 |  | 0.12011 |  | 0.00029205 |  | 0.0036331 |  | 0.0059031 |  | 0 |  | 0 |  | 0.0025371
| 0.0006766 |  | 0 |  | 0.00032769 |  | 4.7961e-05 |  | 4.0557e-06 |  | -0.0002483 |  | 6.9785e-06 |  | 0.00028879 |  | 0.0001099 |  | 0.00018196 |  | 0.117 |  | 0.00029714 |  | 0.0036558 |  | 0.0061036 |  | 0 |  | 0 |  | 0.0025207
| 0.0006581 |  | 0 |  | 0.00056105 |  | -7.0552e-06 |  | 5.6771e-06 |  | -0.00022225 |  | 6.9789e-06 |  | 0.00029247 |  | 0.00021981 |  | 0.00020272 |  | 0.11323 |  | 0.00019348 |  | 0.0036708 |  | 0.0062625 |  | 0 |  | 0 |  | 0.0025048
| 0.00067664 |  | 0 |  | 0.0001093 |  | -2.8148e-05 |  | 5.6773e-06 |  | -0.00021399 |  | 7.9715e-06 |  | 0.00029602 |  | 0.00032975 |  | 0.00024477 |  | 0.10945 |  | 0.00020234 |  | 0.0036855 |  | 0.0063675 |  | 0 |  | 0 |  | 0.0024714
| 0.0006439 |  | 0 |  | -0.00025564 |  | 6.2739e-05 |  | 5.6775e-06 |  | -0.00012686 |  | 7.0446e-06 |  | 0.00029237 |  | 0.00013193 |  | 0.00026684 |  | 0.10595 |  | 0.0002017 |  | 0.0037002 |  | 0.0064095 |  | 0 |  | 0 |  | 0.0024415
| 0.00090458 |  | 0 |  | -0.00036745 |  | 0.00010279 |  | 5.6777e-06 |  | -4.5889e-05 |  | 8.135e-06 |  | 0.00028838 |  | 2.1985e-08 |  | 0.00028092 |  | 0.10277 |  | 0.00017327 |  | 0.0037224 |  | 0.0063695 |  | 0 |  | 0 |  | 0.0023944
| 0.00097729 |  | 0 |  | -0.00025291 |  | 2.1964e-05 |  | 4.0564e-06 |  | -6.6494e-05 |  | 7.273e-06 |  | 0.00028781 |  | -0.00011005 |  | 0.00028076 |  | 0.099918 |  | 0.00024199 |  | 0.0037297 |  | 0.0062544 |  | 0 |  | 0 |  | 0.0023549
| 0.00082348 |  | 0 |  | 2.3863e-05 |  | 1.7994e-05 |  | 4.0565e-06 |  | 1.6627e-05 |  | 6.3947e-06 |  | 0.00028675 |  | -8.8058e-05 |  | 0.00026249 |  | 0.09678 |  | 0.00023658 |  | 0.0037454 |  | 0.006062 |  | 0 |  | 0 |  | 0.0023044
| 0.00071521 |  | 0 |  | 5.0021e-05 |  | 0.00011184 |  | 5.6783e-06 |  | -1.9833e-05 |  | 7.9897e-06 |  | 0.00029035 |  | 2.2038e-05 |  | 0.00026008 |  | 0.09372 |  | 0.00017575 |  | 0.0037601 |  | 0.0058145 |  | 0 |  | 0 |  | 0.0022689
| 0.00057421 |  | 0 |  | -0.0001698 |  | 5.4159e-05 |  | 5.6785e-06 |  | -0.00011834 |  | 7.567e-06 |  | 0.00029724 |  | 2.2039e-05 |  | 0.00026584 |  | 0.090794 |  | 0.00021428 |  | 0.003782 |  | 0.0055381 |  | 0 |  | 0 |  | 0.0022382
| 0.00060273 |  | 0 |  | -0.00012595 |  | 8.2434e-06 |  | 5.6787e-06 |  | 1.9336e-05 |  | 7.8276e-06 |  | 0.00030044 |  | 0.00010996 |  | 0.00030111 |  | 0.088102 |  | 0.0002646 |  | 0.0037898 |  | 0.0052702 |  | 0 |  | 0 |  | 0.0022163
| 0.00063267 |  | 0 |  | 0.00011416 |  | 2.5168e-05 |  | 5.6789e-06 |  | -7.5551e-05 |  | 8.2024e-06 |  | 0.00029694 |  | 0.00019807 |  | 0.00032257 |  | 0.085414 |  | 0.00025206 |  | 0.0038122 |  | 0.0050189 |  | 0 |  | 0 |  | 0.0022206
| 0.0006612 |  | 0 |  | 0.00042158 |  | -3.0137e-05 |  | 4.0572e-06 |  | -0.00016706 |  | 7.3402e-06 |  | 0.00029001 |  | 8.8108e-05 |  | 0.00030469 |  | 0.082346 |  | 0.00018399 |  | 0.0038199 |  | 0.0048237 |  | 0 |  | 0 |  | 0.0022365
| 0.00070539 |  | 0 |  | 0.00048887 |  | 2.4765e-05 |  | 4.0573e-06 |  | 1.1452e-05 |  | 8.6425e-06 |  | 0.0002824 |  | 0 |  | 0.0002835 |  | 0.079405 |  | 0.00023039 |  | 0.0038423 |  | 0.0046825 |  | 0 |  | 0 |  | 0.0022661
| 0.00069259 |  | 0 |  | 2.8866e-05 |  | 2.9318e-05 |  | 5.6794e-06 |  | 2.7772e-05 |  | 7.5036e-06 |  | 0.00027538 |  | 0.00010999 |  | 0.00029557 |  | 0.076767 |  | 0.00029081 |  | 0.0038494 |  | 0.0046005 |  | 0 |  | 0 |  | 0.002305
| 0.00071684 |  | 0 |  | -0.00040917 |  | -4.0592e-06 |  | 5.6796e-06 |  | 7.7713e-05 |  | 7.5202e-06 |  | 0.00027512 |  | 0.00013204 |  | 0.00034686 |  | 0.074128 |  | 0.00026833 |  | 0.0038725 |  | 0.0045572 |  | 0 |  | 0 |  | 0.0023474
| 0.00063134 |  | 0 |  | -0.00034136 |  | 1.158e-05 |  | 4.0578e-06 |  | 0.00016541 |  | 8.0089e-06 |  | 0.00027425 |  | 0.00019806 |  | 0.00034433 |  | 0.071839 |  | 0.00020242 |  | 0.0038875 |  | 0.0045556 |  | 0 |  | 0 |  | 0.0023886
| 0.00059859 |  | 0 |  | 2.7753e-05 |  | 1.0898e-06 |  | 4.0579e-06 |  | 2.2576e-05 |  | 8.2861e-06 |  | 0.00027212 |  | 0.00030804 |  | 0.00029402 |  | 0.069483 |  | 0.00016195 |  | 0.0039026 |  | 0.0045664 |  | 0 |  | 0 |  | 0.0024229
| 0.00067702 |  | 0 |  | -2.9057e-05 |  | 4.3434e-06 |  | 4.058e-06 |  | -0.00015736 |  | 7.8794e-06 |  | 0.00027554 |  | 0.00026405 |  | 0.00027947 |  | 0.067094 |  | 0.00014241 |  | 0.003918 |  | 0.0045889 |  | 0 |  | 0 |  | 0.002447
| 0.00067847 |  | 0 |  | -0.00015606 |  | 1.18e-05 |  | 4.0582e-06 |  | -0.00012997 |  | 8.0101e-06 |  | 0.00028291 |  | 0.00013203 |  | 0.00030493 |  | 0.064551 |  | 0.0001424 |  | 0.0039334 |  | 0.0046221 |  | 0 |  | 0 |  | 0.0024593
| 0.00064285 |  | 0 |  | 3.3998e-05 |  | -1.3429e-05 |  | 5.6806e-06 |  | -1.1415e-05 |  | 8.0755e-06 |  | 0.00028937 |  | 0.00011003 |  | 0.00031671 |  | 0.062151 |  | 0.00018669 |  | 0.0039485 |  | 0.0046733 |  | 0 |  | 0 |  | 0.002465
| 0.00074549 |  | 0 |  | 0.00011957 |  | -7.476e-05 |  | 5.6808e-06 |  | -1.0553e-05 |  | 7.9782e-06 |  | 0.00028541 |  | 0.00011005 |  | 0.00030822 |  | 0.060078 |  | 0.00019668 |  | 0.0039636 |  | 0.0047405 |  | 0 |  | 0 |  | 0.0024486
| 0.00066711 |  | 0 |  | 0.00038581 |  | -5.038e-06 |  | 4.0586e-06 |  | -2.6429e-05 |  | 8.6136e-06 |  | 0.00028297 |  | 0.00011004 |  | 0.000279 |  | 0.058085 |  | 0.00017772 |  | 0.003979 |  | 0.0048323 |  | 0 |  | 0 |  | 0.0024295
| 0.00064005 |  | 0 |  | 0.00037558 |  | 8.0381e-05 |  | 4.0587e-06 |  | -3.4014e-05 |  | 8.2557e-06 |  | 0.00028462 |  | 0.00011006 |  | 0.00024413 |  | 0.056095 |  | 0.00015953 |  | 0.0039944 |  | 0.0049366 |  | 0 |  | 0 |  | 0.0024113
| 0.00082685 |  | 0 |  | 0.00018066 |  | 1.605e-05 |  | 4.0589e-06 |  | -9.1826e-05 |  | 8.6307e-06 |  | 0.00028942 |  | 0.00011006 |  | 0.0002685 |  | 0.054214 |  | 0.0001695 |  | 0.0040098 |  | 0.0050444 |  | 0 |  | 0 |  | 0.0023802
| 0.00076274 |  | 0 |  | 0.00043069 |  | -2.7246e-05 |  | 4.059e-06 |  | -7.6792e-05 |  | 8.1914e-06 |  | 0.00029557 |  | 0.00011007 |  | 0.00030502 |  | 0.052631 |  | 0.00023636 |  | 0.0040253 |  | 0.0051419 |  | 0 |  | 0 |  | 0.0023587
| 0.00066723 |  | 0 |  | 0.00041552 |  | -4.4025e-05 |  | 4.0592e-06 |  | -5.5253e-05 |  | 8.8106e-06 |  | 0.000297 |  | 0 |  | 0.00025059 |  | 0.050807 |  | 0.00025007 |  | 0.0040491 |  | 0.005204 |  | 0 |  | 0 |  | 0.0023492
| 0.00058743 |  | 0 |  | 0.00019726 |  | -3.202e-05 |  | 4.0593e-06 |  | -8.9534e-05 |  | 8.5341e-06 |  | 0.00029757 |  | 0 |  | 0.00019648 |  | 0.049057 |  | 0.00016536 |  | 0.0040564 |  | 0.0052266 |  | 0 |  | 0 |  | 0.0023439
| 0.00060171 |  | 0 |  | 0.00016213 |  | -6.2022e-05 |  | 4.0594e-06 |  | -9.3811e-05 |  | 8.7625e-06 |  | 0.00029542 |  | 0.0001101 |  | 0.00024773 |  | 0.04768 |  | 0.00016524 |  | 0.00408 |  | 0.0052012 |  | 0 |  | 0 |  | 0.0023461
| 0.00063595 |  | 0 |  | 0.00014284 |  | -1.2404e-05 |  | 4.0596e-06 |  | -5.6715e-06 |  | 7.5251e-06 |  | 0.00029438 |  | 0.0001101 |  | 0.00033751 |  | 0.046109 |  | 0.0002377 |  | 0.0040876 |  | 0.0051427 |  | 0 |  | 0 |  | 0.0023708
| 0.00056609 |  | 0 |  | -7.5251e-05 |  | 0.00010117 |  | 7.3064e-06 |  | -1.2474e-05 |  | 8.0141e-06 |  | 0.00029096 |  | 0 |  | 0.00037179 |  | 0.044284 |  | 0.00025206 |  | 0.0041109 |  | 0.0050752 |  | 0 |  | 0 |  | 0.0023949
| 0.000549 |  | 0 |  | -0.0001062 |  | 2.256e-05 |  | 7.3067e-06 |  | -0.00012694 |  | 8.6009e-06 |  | 0.00028726 |  | 0 |  | 0.000375 |  | 0.042532 |  | 0.00024506 |  | 0.0041188 |  | 0.0050146 |  | 0 |  | 0 |  | 0.0024356
| 0.00063317 |  | 0 |  | -0.00017307 |  | -2.9842e-05 |  | 5.683e-06 |  | -9.3151e-05 |  | 8.6501e-06 |  | 0.00028705 |  | 0 |  | 0.00035482 |  | 0.041195 |  | 0.00018066 |  | 0.0041425 |  | 0.0049839 |  | 0 |  | 0 |  | 0.0024724
| 0.00068738 |  | 0 |  | 0.00025883 |  | 2.3953e-05 |  | 5.6831e-06 |  | 5.0845e-05 |  | 8.6505e-06 |  | 0.00029151 |  | 0.00011012 |  | 0.00035168 |  | 0.039769 |  | 0.00015975 |  | 0.0041586 |  | 0.004996 |  | 0 |  | 0 |  | 0.0025051
| 0.00061751 |  | 0 |  | 0.00025972 |  | 8.1913e-05 |  | 5.6833e-06 |  | -6.2649e-06 |  | 7.9829e-06 |  | 0.00029884 |  | 0.00022027 |  | 0.00034566 |  | 0.038346 |  | 0.00022027 |  | 0.0041667 |  | 0.005045 |  | 0 |  | 0 |  | 0.0025289
| 0.00054909 |  | 0 |  | -0.00011113 |  | 5.0088e-05 |  | 5.6835e-06 |  | -6.4725e-05 |  | 8.0974e-06 |  | 0.00029729 |  | 4.4001e-05 |  | 0.00029208 |  | 0.037112 |  | 0.00022844 |  | 0.0041912 |  | 0.0051107 |  | 0 |  | 0 |  | 0.0025397
| 0.00059903 |  | 0 |  | 0.00016633 |  | 8.3228e-06 |  | 7.3079e-06 |  | -3.0306e-05 |  | 7.837e-06 |  | 0.00029403 |  | 0.00015415 |  | 0.00022746 |  | 0.035798 |  | 0.00024799 |  | 0.0042067 |  | 0.0051911 |  | 0 |  | 0 |  | 0.002538
| 0.00077874 |  | 0 |  | 0.00016037 |  | -8.0643e-05 |  | 7.3082e-06 |  | -1.0277e-05 |  | 8.5544e-06 |  | 0.00028561 |  | 0.00024235 |  | 0.00024042 |  | 0.034685 |  | 0.00026458 |  | 0.0042228 |  | 0.0052626 |  | 0 |  | 0 |  | 0.0025238
| 0.00067606 |  | 0 |  | -5.0337e-05 |  | -1.628e-06 |  | 5.6841e-06 |  | 3.4519e-05 |  | 8.9947e-06 |  | 0.00028232 |  | 2.2037e-05 |  | 0.00030976 |  | 0.033712 |  | 0.00028705 |  | 0.0042389 |  | 0.0053075 |  | 0 |  | 0 |  | 0.0024993
| 0.0006062 |  | 0 |  | 5.8084e-05 |  | 0.00013233 |  | 5.6843e-06 |  | 1.3367e-05 |  | 9.2884e-06 |  | 0.00027958 |  | 0 |  | 0.00029274 |  | 0.032551 |  | 0.00031365 |  | 0.0042551 |  | 0.0053431 |  | 0 |  | 0 |  | 0.0024688
| 0.00060908 |  | 0 |  | 0.0003166 |  | 0.00010898 |  | 5.6845e-06 |  | -3.5901e-05 |  | 8.4577e-06 |  | 0.00028215 |  | 4.4145e-05 |  | 0.00025472 |  | 0.031509 |  | 0.00023919 |  | 0.0042719 |  | 0.0053502 |  | 0 |  | 0 |  | 0.0024363
| 0.00056774 |  | 0 |  | 0.00035012 |  | 0.00014802 |  | 5.6847e-06 |  | 5.7356e-06 |  | 8.4744e-06 |  | 0.00029283 |  | 4.4149e-05 |  | 0.00024338 |  | 0.030457 |  | 0.00019608 |  | 0.0042959 |  | 0.0053563 |  | 0 |  | 0 |  | 0.0024043
| 0.00064908 |  | 0 |  | -4.7914e-05 |  | 8.0996e-05 |  | 5.6849e-06 |  | -8.2981e-06 |  | 8.7845e-06 |  | 0.00029936 |  | 0 |  | 0.00024238 |  | 0.029239 |  | 0.00020525 |  | 0.0043041 |  | 0.0053576 |  | 0 |  | 0 |  | 0.0023776
| 0.00070759 |  | 0 |  | -1.4234e-05 |  | 3.2948e-05 |  | 5.6851e-06 |  | -2.2188e-05 |  | 9.5183e-06 |  | 0.00030625 |  | 2.2089e-05 |  | 0.00026741 |  | 0.028291 |  | 0.00025767 |  | 0.0043213 |  | 0.0053677 |  | 0 |  | 0 |  | 0.002363
| 0.00074757 |  | 0 |  | 6.0203e-05 |  | 6.507e-05 |  | 7.3099e-06 |  | -5.2566e-05 |  | 9.6491e-06 |  | 0.00030777 |  | 2.209e-05 |  | 0.00029116 |  | 0.027378 |  | 0.0002924 |  | 0.0043371 |  | 0.0053816 |  | 0 |  | 0 |  | 0.0023466
| 0.00066058 |  | 0 |  | -0.00034044 |  | 3.4775e-06 |  | 7.3102e-06 |  | -1.8681e-05 |  | 8.2641e-06 |  | 0.00030901 |  | 0 |  | 0.00030143 |  | 0.026341 |  | 0.00028713 |  | 0.0043619 |  | 0.0054072 |  | 0 |  | 0 |  | 0.0023448
| 0.00072196 |  | 0 |  | -0.00014693 |  | -8.1534e-05 |  | 2.4372e-06 |  | 2.0903e-06 |  | 9.1447e-06 |  | 0.0003078 |  | 0.00011022 |  | 0.00025868 |  | 0.025513 |  | 0.00024602 |  | 0.00437 |  | 0.0054347 |  | 0 |  | 0 |  | 0.0023559
| 0.00062641 |  | 0 |  | 2.5068e-05 |  | -7.1557e-05 |  | 2.4372e-06 |  | -1.9955e-05 |  | 9.9275e-06 |  | 0.00030317 |  | 0.00011022 |  | 0.00024538 |  | 0.024657 |  | 0.00022692 |  | 0.004396 |  | 0.0054645 |  | 0 |  | 0 |  | 0.0023653
| 0.00054651 |  | 0 |  | -0.00023659 |  | -4.6057e-05 |  | 2.4373e-06 |  | -6.2924e-05 |  | 9.9281e-06 |  | 0.00029852 |  | 0.00022047 |  | 0.00029587 |  | 0.024001 |  | 0.00027847 |  | 0.0044037 |  | 0.0054972 |  | 0 |  | 0 |  | 0.0023922
| 0.00060218 |  | 0 |  | -0.00032889 |  | -2.6088e-05 |  | 2.4374e-06 |  | -7.5611e-05 |  | 9.1948e-06 |  | 0.00029597 |  | 0.00033072 |  | 0.00028235 |  | 0.023238 |  | 0.00028521 |  | 0.004429 |  | 0.0055212 |  | 0 |  | 0 |  | 0.0024196
| 0.00056794 |  | 0 |  | -0.0002618 |  | 2.5021e-05 |  | 4.0625e-06 |  | -5.6348e-05 |  | 8.1029e-06 |  | 0.00029235 |  | 0.00011025 |  | 0.00025459 |  | 0.022291 |  | 0.00023548 |  | 0.0044469 |  | 0.0055384 |  | 0 |  | 0 |  | 0.0024444
| 0.0005908 |  | 0 |  | -2.1439e-05 |  | 6.2704e-05 |  | 4.0626e-06 |  | -0.00011515 |  | 8.8207e-06 |  | 0.00029443 |  | 0 |  | 0.00027987 |  | 0.021489 |  | 0.00020116 |  | 0.004463 |  | 0.0055519 |  | 0 |  | 0 |  | 0.0024814
| 0.00063935 |  | 0 |  | 0.00014641 |  | 0.00011767 |  | 4.0628e-06 |  | 6.7317e-06 |  | 1.0403e-05 |  | 0.00029792 |  | 0 |  | 0.00027 |  | 0.020604 |  | 0.00020738 |  | 0.0044713 |  | 0.0055529 |  | 0 |  | 0 |  | 0.0025121
| 0.00069787 |  | 0 |  | 0.0002019 |  | 6.8893e-05 |  | 4.0629e-06 |  | 9.7714e-05 |  | 1.0207e-05 |  | 0.00029586 |  | 4.4161e-05 |  | 0.00024719 |  | 0.0199 |  | 0.00017512 |  | 0.0044978 |  | 0.005548 |  | 0 |  | 0 |  | 0.0025323
| 0.00060512 |  | 0 |  | 0.00029494 |  | 9.6323e-06 |  | 5.6872e-06 |  | -6.9401e-05 |  | 1.0012e-05 |  | 0.00028727 |  | 0.00015444 |  | 0.00025127 |  | 0.019495 |  | 0.00022677 |  | 0.0045142 |  | 0.0055254 |  | 0 |  | 0 |  | 0.0025573
| 0.00064795 |  | 0 |  | -1.2335e-05 |  | -9.1006e-05 |  | 5.6874e-06 |  | -0.00025029 |  | 8.7571e-06 |  | 0.00027935 |  | 0.00015447 |  | 0.00028816 |  | 0.018934 |  | 0.00031263 |  | 0.0045322 |  | 0.0054841 |  | 0 |  | 0 |  | 0.0025699
| 0.00075218 |  | 0 |  | -0.00011932 |  | -1.2105e-05 |  | 4.0633e-06 |  | -9.1361e-05 |  | 8.3987e-06 |  | 0.00028107 |  | 4.4191e-05 |  | 0.00032644 |  | 0.018251 |  | 0.00027118 |  | 0.004549 |  | 0.0054231 |  | 0 |  | 0 |  | 0.0025739
| 0.0007151 |  | 0 |  | 0.00013381 |  | 0.00013783 |  | 4.0634e-06 |  | 1.4668e-05 |  | 1.0584e-05 |  | 0.00028663 |  | 0 |  | 0.00031747 |  | 0.017684 |  | 0.00018458 |  | 0.0045665 |  | 0.0053328 |  | 0 |  | 0 |  | 0.0025719
| 0.00069372 |  | 0 |  | 0.00025954 |  | 6.032e-05 |  | 2.4382e-06 |  | -8.1006e-05 |  | 9.9488e-06 |  | 0.00028802 |  | 0.00011031 |  | 0.0002934 |  | 0.017017 |  | 0.00019461 |  | 0.0045844 |  | 0.0052246 |  | 0 |  | 0 |  | 0.0025666
| 0.00065663 |  | 0 |  | -9.1636e-05 |  | 3.6742e-05 |  | 2.4382e-06 |  | -9.6492e-05 |  | 1.0895e-05 |  | 0.00029185 |  | 0.00015451 |  | 0.0002484 |  | 0.016371 |  | 0.0002066 |  | 0.0046108 |  | 0.0050971 |  | 0 |  | 0 |  | 0.0025595
| 0.00057528 |  | 0 |  | -0.00014713 |  | 7.6212e-05 |  | 5.6884e-06 |  | -1.7537e-05 |  | 8.4328e-06 |  | 0.00029709 |  | 0.00015452 |  | 0.00023122 |  | 0.016031 |  | 0.00022484 |  | 0.0046188 |  | 0.0049837 |  | 0 |  | 0 |  | 0.0025553
| 0.00049394 |  | 0 |  | 0.00014877 |  | 9.7932e-05 |  | 5.6886e-06 |  | 4.5626e-05 |  | 8.3353e-06 |  | 0.00029963 |  | 0.00011032 |  | 0.00023804 |  | 0.015668 |  | 0.00025869 |  | 0.0046363 |  | 0.0048827 |  | 0 |  | 0 |  | 0.002554
| 0.00047397 |  | 0 |  | 0.00031223 |  | 6.5571e-05 |  | 7.3144e-06 |  | 0.00010003 |  | 9.8527e-06 |  | 0.00029627 |  | 0.00011033 |  | 0.00024877 |  | 0.015001 |  | 0.00025607 |  | 0.0046639 |  | 0.0048167 |  | 0 |  | 0 |  | 0.0025579
| 0.00054393 |  | 0 |  | 0.00035838 |  | 7.2906e-06 |  | 7.3147e-06 |  | 0.00015293 |  | 1e-05 |  | 0.00028959 |  | 0.00022068 |  | 0.00026453 |  | 0.014486 |  | 0.00021447 |  | 0.0046721 |  | 0.004796 |  | 0 |  | 0 |  | 0.0025719
| 0.00068532 |  | 0 |  | 8.7021e-05 |  | -6.756e-06 |  | 7.3149e-06 |  | 9.1211e-05 |  | 9.56e-06 |  | 0.00028867 |  | 0.00022069 |  | 0.00031236 |  | 0.014004 |  | 0.00020241 |  | 0.0046907 |  | 0.0048283 |  | 0 |  | 0 |  | 0.0025772
| 0.00076957 |  | 0 |  | -0.00030401 |  | -2.6321e-05 |  | 7.3152e-06 |  | -8.3208e-05 |  | 8.3695e-06 |  | 0.00029116 |  | 0.00011035 |  | 0.00033933 |  | 0.013442 |  | 0.00022687 |  | 0.0047169 |  | 0.0049039 |  | 0 |  | 0 |  | 0.0025903
| 0.00075674 |  | 0 |  | -0.0003451 |  | 2.6939e-05 |  | 5.6895e-06 |  | -0.00016745 |  | 8.5983e-06 |  | 0.00029573 |  | 0.00011036 |  | 0.00028259 |  | 0.013043 |  | 0.0001622 |  | 0.0047355 |  | 0.0050213 |  | 0 |  | 0 |  | 0.0026076
| 0.00066683 |  | 0 |  | 0.00012495 |  | 6.6005e-06 |  | 5.6897e-06 |  | 3.5994e-05 |  | 9.0229e-06 |  | 0.00029907 |  | 8.8292e-05 |  | 0.00024399 |  | 0.01297 |  | 0.00019047 |  | 0.004744 |  | 0.0051601 |  | 0 |  | 0 |  | 0.0026126
| 0.00061687 |  | 0 |  | 6.7186e-05 |  | -2.228e-05 |  | 2.439e-06 |  | 2.7948e-05 |  | 9.9534e-06 |  | 0.00029834 |  | 8.8296e-05 |  | 0.00024485 |  | 0.012614 |  | 0.00024895 |  | 0.0047721 |  | 0.0053075 |  | 0 |  | 0 |  | 0.0026193
| 0.00064259 |  | 0 |  | -0.00033172 |  | 0.00017384 |  | 2.4391e-06 |  | -0.00010143 |  | 1.0264e-05 |  | 0.00030114 |  | 0.00024285 |  | 0.00024921 |  | 0.012004 |  | 0.00026856 |  | 0.0047903 |  | 0.0054499 |  | 0 |  | 0 |  | 0.0026286
| 0.00066832 |  | 0 |  | -6.266e-05 |  | 0.0002572 |  | 5.6903e-06 |  | -1.4192e-05 |  | 8.8773e-06 |  | 0.000306 |  | 0.00035325 |  | 0.00024026 |  | 0.011609 |  | 0.00024382 |  | 0.0048078 |  | 0.005567 |  | 0 |  | 0 |  | 0.0026285
| 0.00050985 |  | 0 |  | 0.00017844 |  | 0.0001473 |  | 5.6905e-06 |  | 6.4257e-05 |  | 9.0245e-06 |  | 0.00031108 |  | 0.00022079 |  | 0.00026176 |  | 0.011303 |  | 0.00024176 |  | 0.0048268 |  | 0.005637 |  | 0 |  | 0 |  | 0.0026171
| 0.00060271 |  | 0 |  | -1.7622e-05 |  | 0.00010539 |  | 4.0655e-06 |  | 0.00011777 |  | 9.1881e-06 |  | 0.00031245 |  | 8.8452e-05 |  | 0.00028189 |  | 0.011038 |  | 0.0002938 |  | 0.0048455 |  | 0.0056688 |  | 0 |  | 0 |  | 0.0026128
| 0.00076695 |  | 0 |  | -0.00030732 |  | 7.5474e-05 |  | 4.0656e-06 |  | 0.00025582 |  | 9.4986e-06 |  | 0.00031276 |  | 0.00019887 |  | 0.00024183 |  | 0.010713 |  | 0.00028342 |  | 0.0048633 |  | 0.0056545 |  | 0 |  | 0 |  | 0.0025968
| 0.00071841 |  | 0 |  | -0.00034137 |  | 3.478e-05 |  | 5.6911e-06 |  | 0.00021833 |  | 1.1523e-05 |  | 0.00031151 |  | 0.00022083 |  | 0.00022403 |  | 0.010447 |  | 0.00024564 |  | 0.0048827 |  | 0.0055951 |  | 0 |  | 0 |  | 0.0025692
| 0.00077985 |  | 0 |  | -0.00014517 |  | 6.5802e-05 |  | 5.6913e-06 |  | 2.5183e-05 |  | 9.9565e-06 |  | 0.00029909 |  | 0.00011043 |  | 0.00022217 |  | 0.010155 |  | 0.00023109 |  | 0.0049005 |  | 0.0055274 |  | 0 |  | 0 |  | 0.0025485
| 0.00067845 |  | 0 |  | 0.00017831 |  | 4.2191e-05 |  | 5.6914e-06 |  | -0.0001085 |  | 9.304e-06 |  | 0.00028522 |  | 0.00011043 |  | 0.00025003 |  | 0.0098065 |  | 0.00026108 |  | 0.0049199 |  | 0.0054466 |  | 0 |  | 0 |  | 0.0025171
| 0.00061706 |  | 0 |  | -3.507e-05 |  | 3.8626e-05 |  | 5.6916e-06 |  | -8.0936e-05 |  | 9.6146e-06 |  | 0.00027969 |  | 8.8348e-05 |  | 0.00029466 |  | 0.0096407 |  | 0.00028444 |  | 0.0049388 |  | 0.0053914 |  | 0 |  | 0 |  | 0.0024842
| 0.00069566 |  | 0 |  | -0.0003188 |  | 0.00013047 |  | 7.3184e-06 |  | 2.2091e-05 |  | 9.2069e-06 |  | 0.00028801 |  | 8.8352e-05 |  | 0.00029701 |  | 0.0092579 |  | 0.00032531 |  | 0.004957 |  | 0.0053663 |  | 0 |  | 0 |  | 0.0024495
| 0.00075424 |  | 0 |  | 2.5038e-05 |  | 0.00012031 |  | 7.3186e-06 |  | 3.5008e-05 |  | 1.0073e-05 |  | 0.00029901 |  | 0.0002209 |  | 0.00027068 |  | 0.0089598 |  | 0.00033204 |  | 0.0049863 |  | 0.0053676 |  | 0 |  | 0 |  | 0.0024169
| 0.00077713 |  | 0 |  | 0.00015695 |  | -7.8238e-05 |  | 5.6922e-06 |  | -0.00013306 |  | 1.0546e-05 |  | 0.00030598 |  | 0.00022093 |  | 0.00025406 |  | 0.0087922 |  | 0.00027603 |  | 0.004996 |  | 0.0054074 |  | 0 |  | 0 |  | 0.0023856
| 0.0007086 |  | 0 |  | -6.5696e-05 |  | -6.4404e-05 |  | 5.6924e-06 |  | -0.00010334 |  | 9.4204e-06 |  | 0.00030274 |  | 0.00011046 |  | 0.00028283 |  | 0.0084831 |  | 0.00020645 |  | 0.0050238 |  | 0.0054687 |  | 0 |  | 0 |  | 0.0023576
| 0.00071148 |  | 0 |  | -0.00039601 |  | 6.2388e-05 |  | 5.6926e-06 |  | 4.3769e-05 |  | 9.9923e-06 |  | 0.00029197 |  | 0.00015467 |  | 0.00033054 |  | 0.0081072 |  | 0.00016695 |  | 0.005034 |  | 0.0055372 |  | 0 |  | 0 |  | 0.0023322
| 0.00062865 |  | 0 |  | -0.00029718 |  | 2.0121e-05 |  | 5.6928e-06 |  | 4.0766e-05 |  | 9.6988e-06 |  | 0.00028334 |  | 0.00030934 |  | 0.00034298 |  | 0.0078726 |  | 0.00019792 |  | 0.0050629 |  | 0.0056074 |  | 0 |  | 0 |  | 0.0023097
| 0.00058438 |  | 0 |  | -5.8548e-05 |  | 3.5627e-05 |  | 4.0672e-06 |  | 4.5394e-05 |  | 9.634e-06 |  | 0.00028579 |  | 0.00026518 |  | 0.00032312 |  | 0.007775 |  | 0.00019717 |  | 0.0050726 |  | 0.0056779 |  | 0 |  | 0 |  | 0.0022925
| 0.0006144 |  | 0 |  | -4.1151e-05 |  | 6.6706e-05 |  | 4.0673e-06 |  | -0.00010594 |  | 1.1022e-05 |  | 0.00029892 |  | 0.0001105 |  | 0.00030111 |  | 0.0074264 |  | 0.00017632 |  | 0.0051011 |  | 0.0057381 |  | 0 |  | 0 |  | 0.0022855
| 0.00054011 |  | 0 |  | -7.6785e-05 |  | 5.0517e-05 |  | 7.3203e-06 |  | -7.5728e-05 |  | 1.0598e-05 |  | 0.00031153 |  | 0 |  | 0.00029328 |  | 0.0071532 |  | 0.0002141 |  | 0.0051216 |  | 0.0057974 |  | 0 |  | 0 |  | 0.0022758
| 0.00066014 |  | 0 |  | -0.00021222 |  | 5.4928e-05 |  | 7.3206e-06 |  | -0.00010412 |  | 9.6516e-06 |  | 0.00031614 |  | 0 |  | 0.00032449 |  | 0.0071061 |  | 0.00023114 |  | 0.0051413 |  | 0.0058515 |  | 0 |  | 0 |  | 0.0022803
| 0.00077736 |  | 0 |  | -9.0839e-05 |  | 4.3518e-05 |  | 5.6937e-06 |  | -0.00015778 |  | 1.0109e-05 |  | 0.00030943 |  | 2.2152e-05 |  | 0.00036668 |  | 0.0068809 |  | 0.00023088 |  | 0.005161 |  | 0.0059098 |  | 0 |  | 0 |  | 0.0022981
| 0.00080167 |  | 0 |  | 0.00022656 |  | 4.2892e-05 |  | 5.6939e-06 |  | 5.9363e-05 |  | 1.0861e-05 |  | 0.00030768 |  | 6.6417e-05 |  | 0.0003468 |  | 0.0066892 |  | 0.00025487 |  | 0.0051708 |  | 0.0059815 |  | 0 |  | 0 |  | 0.0023159
| 0.00070594 |  | 0 |  | -0.00015965 |  | 1.9803e-05 |  | 2.4408e-06 |  | 2.2931e-05 |  | 1.1319e-05 |  | 0.00031127 |  | 6.642e-05 |  | 0.00026457 |  | 0.0066448 |  | 0.00024399 |  | 0.0051998 |  | 0.0060593 |  | 0 |  | 0 |  | 0.0023505
| 0.00069454 |  | 0 |  | -0.00029189 |  | -2.0267e-05 |  | 2.4409e-06 |  | -7.4922e-05 |  | 1.0715e-05 |  | 0.00030917 |  | 2.2157e-05 |  | 0.00025709 |  | 0.0063732 |  | 0.00020883 |  | 0.0052207 |  | 0.0061433 |  | 0 |  | 0 |  | 0.0023787
| 0.00078032 |  | 0 |  | -0.00047085 |  | 4.2037e-06 |  | 7.3218e-06 |  | 6.2911e-05 |  | 9.4904e-06 |  | 0.00030005 |  | 0 |  | 0.00030037 |  | 0.0061216 |  | 0.00023159 |  | 0.0052507 |  | 0.0062273 |  | 0 |  | 0 |  | 0.0024185
| 0.00076177 |  | 0 |  | -0.00049427 |  | 5.9079e-05 |  | 7.3221e-06 |  | 8.4966e-05 |  | 1.0569e-05 |  | 0.00029131 |  | 0 |  | 0.00028236 |  | 0.0059767 |  | 0.00021908 |  | 0.0052607 |  | 0.0062876 |  | 0 |  | 0 |  | 0.0024445
| 0.00074894 |  | 0 |  | -9.9155e-05 |  | 4.6421e-05 |  | 4.0685e-06 |  | -4.3936e-05 |  | 1.0079e-05 |  | 0.00029616 |  | 2.216e-05 |  | 0.00024475 |  | 0.0058284 |  | 0.00016825 |  | 0.0052811 |  | 0.0063184 |  | 0 |  | 0 |  | 0.002474
| 0.0007604 |  | 0 |  | -0.00016477 |  | -2.2946e-05 |  | 4.0687e-06 |  | 5.3888e-05 |  | 1.0995e-05 |  | 0.00031033 |  | 0.00013273 |  | 0.00022369 |  | 0.0056575 |  | 0.00014936 |  | 0.0053015 |  | 0.0062998 |  | 0 |  | 0 |  | 0.0024899
| 0.000769 |  | 0 |  | 0.00011092 |  | -1.6825e-05 |  | 2.4413e-06 |  | 0.00014496 |  | 1.0309e-05 |  | 0.00032229 |  | 0.00019913 |  | 0.00025001 |  | 0.0056011 |  | 0.00022054 |  | 0.005332 |  | 0.0062334 |  | 0 |  | 0 |  | 0.0024949
| 0.00068328 |  | 0 |  | 0.00029078 |  | 2.82e-05 |  | 2.4414e-06 |  | 7.7444e-05 |  | 9.0187e-06 |  | 0.0003287 |  | 0.00017712 |  | 0.00030905 |  | 0.0054941 |  | 0.00025834 |  | 0.0053422 |  | 0.0061287 |  | 0 |  | 0 |  | 0.0024888
| 0.00066186 |  | 0 |  | 0.00038072 |  | 1.4205e-05 |  | 5.6957e-06 |  | -5.7185e-06 |  | 1.1568e-05 |  | 0.00032523 |  | 0.00017715 |  | 0.00036978 |  | 0.0054808 |  | 0.00020646 |  | 0.0053617 |  | 0.0059936 |  | 0 |  | 0 |  | 0.0024664
| 0.0006919 |  | 0 |  | 5.2161e-05 |  | 2.9189e-05 |  | 5.6958e-06 |  | -7.5921e-05 |  | 1.0392e-05 |  | 0.00031918 |  | 8.8605e-05 |  | 0.00038781 |  | 0.0055269 |  | 0.00020721 |  | 0.0053936 |  | 0.0058373 |  | 0 |  | 0 |  | 0.0024465
| 0.00067619 |  | 0 |  | 9.6782e-05 |  | 8.2615e-07 |  | 5.696e-06 |  | -3.6705e-05 |  | 1.0082e-05 |  | 0.00031025 |  | 4.4293e-05 |  | 0.00035564 |  | 0.005237 |  | 0.00021053 |  | 0.005404 |  | 0.0056974 |  | 0 |  | 0 |  | 0.0024144
| 0.00059188 |  | 0 |  | 0.00087288 |  | -2.6707e-05 |  | 5.6962e-06 |  | -6.7866e-05 |  | 1.0393e-05 |  | 0.00030294 |  | 4.4297e-05 |  | 0.00034473 |  | 0.0050214 |  | 0.00020719 |  | 0.0054351 |  | 0.0055859 |  | 0 |  | 0 |  | 0.0023787
| 0.00059619 |  | 0 |  | 0.00052297 |  | 2.8983e-06 |  | 4.0696e-06 |  | -2.0105e-05 |  | 9.0044e-06 |  | 0.00030392 |  | 0 |  | 0.00033352 |  | 0.0050062 |  | 0.0002098 |  | 0.0054562 |  | 0.0055158 |  | 0 |  | 0 |  | 0.0023425
| 0.00064053 |  | 0 |  | -0.000161 |  | 1.6517e-05 |  | 4.0697e-06 |  | 8.5141e-05 |  | 1.1587e-05 |  | 0.00030676 |  | 8.8584e-05 |  | 0.00033652 |  | 0.0047456 |  | 0.00022543 |  | 0.0054669 |  | 0.005501 |  | 0 |  | 0 |  | 0.0023141
| 0.00065485 |  | 0 |  | 0.00016616 |  | 8.5033e-05 |  | 2.4419e-06 |  | 7.3424e-05 |  | 1.0018e-05 |  | 0.00030697 |  | 0.00019921 |  | 0.00032368 |  | 0.0046039 |  | 0.00023737 |  | 0.0054984 |  | 0.0055409 |  | 0 |  | 0 |  | 0.0022796
| 0.00068204 |  | 0 |  | 0.00032611 |  | 4.2811e-05 |  | 2.442e-06 |  | 7.4248e-05 |  | 8.9565e-06 |  | 0.00029776 |  | 0.00011064 |  | 0.00026039 |  | 0.0045667 |  | 0.00023537 |  | 0.0055198 |  | 0.0056274 |  | 0 |  | 0 |  | 0.0022565
| 0.00066919 |  | 0 |  | 8.1864e-05 |  | -6.0111e-05 |  | 7.3252e-06 |  | 3.9487e-05 |  | 1.0297e-05 |  | 0.00029348 |  | 0.00011064 |  | 0.00020015 |  | 0.0045258 |  | 0.00020076 |  | 0.0055409 |  | 0.0057359 |  | 0 |  | 0 |  | 0.0022388
| 0.00069781 |  | 0 |  | 0.00047803 |  | -9.8363e-06 |  | 7.3255e-06 |  | -4.2421e-05 |  | 1.0657e-05 |  | 0.00030103 |  | 0.00011065 |  | 0.00020108 |  | 0.0045594 |  | 0.00015085 |  | 0.005562 |  | 0.0058389 |  | 0 |  | 0 |  | 0.0022255
| 0.00076648 |  | 0 |  | 0.00056673 |  | 8.6677e-05 |  | 2.4423e-06 |  | -1.8035e-05 |  | 1.1884e-05 |  | 0.00031136 |  | 0.00011066 |  | 0.00023602 |  | 0.0043897 |  | 0.00020293 |  | 0.0055838 |  | 0.0059209 |  | 0 |  | 0 |  | 0.0022198
| 0.00084944 |  | 0 |  | 8.9696e-06 |  | 0.00011618 |  | 2.4423e-06 |  | 3.074e-06 |  | 8.7292e-06 |  | 0.00031721 |  | 0.00011066 |  | 0.00024747 |  | 0.0042071 |  | 0.00020097 |  | 0.0056056 |  | 0.0059755 |  | 0 |  | 0 |  | 0.0022059
| 0.00087235 |  | 0 |  | -0.00051184 |  | 7.7266e-05 |  | 5.6979e-06 |  | -3.5914e-05 |  | 9.9721e-06 |  | 0.00030758 |  | 0 |  | 0.00026463 |  | 0.0042282 |  | 0.00020752 |  | 0.0056271 |  | 0.0059928 |  | 0 |  | 0 |  | 0.0022024
| 0.00078659 |  | 0 |  | -0.00034473 |  | 4.1098e-05 |  | 5.6981e-06 |  | 2.2297e-06 |  | 1.0348e-05 |  | 0.00030097 |  | -4.4301e-05 |  | 0.00026057 |  | 0.0044017 |  | 0.00027573 |  | 0.0056488 |  | 0.0059837 |  | 0 |  | 0 |  | 0.0021898
| 0.00070223 |  | 0 |  | -0.00024643 |  | 4.4795e-06 |  | 7.3267e-06 |  | -2.9963e-05 |  | 1.1134e-05 |  | 0.00030382 |  | -2.2164e-05 |  | 0.00022843 |  | 0.0041723 |  | 0.00022447 |  | 0.0056823 |  | 0.0059624 |  | 0 |  | 0 |  | 0.0021885
| 0.00070654 |  | 0 |  | -0.00026973 |  | 2.1465e-05 |  | 7.3269e-06 |  | -2.6606e-05 |  | 1.1919e-05 |  | 0.00031291 |  | -6.6519e-05 |  | 0.00024072 |  | 0.0038277 |  | 0.00022885 |  | 0.0056924 |  | 0.00593 |  | 0 |  | 0 |  | 0.0021794
| 0.00070084 |  | 0 |  | 5.3989e-05 |  | 1.6097e-05 |  | 2.4427e-06 |  | -2.0686e-05 |  | 9.8267e-06 |  | 0.00031522 |  | -8.8662e-05 |  | 0.00026524 |  | 0.0036786 |  | 0.00024819 |  | 0.0057146 |  | 0.0059035 |  | 0 |  | 0 |  | 0.002183
| 0.00062507 |  | 0 |  | 0.00021691 |  | -1.4511e-05 |  | 2.4428e-06 |  | 6.1585e-05 |  | 1.0056e-05 |  | 0.00030765 |  | 4.4357e-05 |  | 0.00024374 |  | 0.0037367 |  | 0.00019701 |  | 0.0057476 |  | 0.0058816 |  | 0 |  | 0 |  | 0.0021863
| 0.00064798 |  | 0 |  | 0.00016392 |  | -2.8869e-05 |  | 5.6991e-06 |  | 9.5666e-05 |  | 1.1201e-05 |  | 0.00030041 |  | 0.00015508 |  | 0.0002198 |  | 0.0037654 |  | 0.00022799 |  | 0.0057588 |  | 0.0058748 |  | 0 |  | 0 |  | 0.0021888
| 0.00074955 |  | 0 |  | -0.00014978 |  | -3.6388e-05 |  | 5.6993e-06 |  | -2.2703e-06 |  | 1.0678e-05 |  | 0.00029885 |  | 0.00013289 |  | 0.00025959 |  | 0.0036531 |  | 0.00022691 |  | 0.0057923 |  | 0.0058919 |  | 0 |  | 0 |  | 0.0022038
| 0.00083113 |  | 0 |  | 0.00026163 |  | 1.3247e-05 |  | 5.6994e-06 |  | 0.00010807 |  | 1.238e-05 |  | 0.00030367 |  | 2.2172e-05 |  | 0.00032444 |  | 0.0035797 |  | 0.00024791 |  | 0.0058038 |  | 0.0059241 |  | 0 |  | 0 |  | 0.0022157
| 0.0008755 |  | 0 |  | 0.00059347 |  | 9.5478e-06 |  | 5.6996e-06 |  | 0.00016435 |  | 1.1203e-05 |  | 0.00030508 |  | 0 |  | 0.00032735 |  | 0.0035588 |  | 0.00027063 |  | 0.0058383 |  | 0.005973 |  | 0 |  | 0 |  | 0.0022271
| 0.00084835 |  | 0 |  | 0.0002077 |  | 6.3649e-05 |  | 2.4432e-06 |  | 9.4974e-05 |  | 9.8947e-06 |  | 0.00030491 |  | 2.2175e-05 |  | 0.00030718 |  | 0.0034973 |  | 0.00020634 |  | 0.0058603 |  | 0.0060153 |  | 0 |  | 0 |  | 0.0022362
| 0.00093563 |  | 0 |  | -0.0002216 |  | 9.4569e-05 |  | 2.4433e-06 |  | 0.00010149 |  | 1.2218e-05 |  | 0.00030269 |  | 0.00013293 |  | 0.00035023 |  | 0.0033805 |  | 0.00024125 |  | 0.0058716 |  | 0.0060349 |  | 0 |  | 0 |  | 0.0022428
| 0.00095713 |  | 0 |  | -9.5751e-05 |  | 4.5885e-05 |  | 5.7002e-06 |  | 2.7509e-05 |  | 1.1253e-05 |  | 0.00030838 |  | 0.00022151 |  | 0.00041059 |  | 0.0033351 |  | 0.00031243 |  | 0.0059053 |  | 0.0060172 |  | 0 |  | 0 |  | 0.0022484
| 0.00081983 |  | 0 |  | 0.0001473 |  | -2.3504e-05 |  | 5.7004e-06 |  | -2.9701e-05 |  | 1.2366e-05 |  | 0.00031811 |  | 0.00011076 |  | 0.00039153 |  | 0.0031954 |  | 0.00026983 |  | 0.0059285 |  | 0.005941 |  | 0 |  | 0 |  | 0.0022556
| 0.00083703 |  | 0 |  | -6.5031e-05 |  | -2.0714e-06 |  | 8.9586e-06 |  | -3.4099e-08 |  | 1.2088e-05 |  | 0.00031843 |  | 0 |  | 0.00033244 |  | 0.0031997 |  | 0.00021074 |  | 0.0059517 |  | 0.0058149 |  | 0 |  | 0 |  | 0.0022678
| 0.00081131 |  | 0 |  | 4.4711e-05 |  | 2.0234e-05 |  | 8.9589e-06 |  | 7.8842e-05 |  | 1.0878e-05 |  | 0.00031302 |  | 0.00011077 |  | 0.00028378 |  | 0.0033511 |  | 0.0002532 |  | 0.0059756 |  | 0.0056437 |  | 0 |  | 0 |  | 0.0022883
| 0.00086 |  | 0 |  | 0.00015719 |  | -2.6072e-05 |  | 7.3301e-06 |  | 0.00010568 |  | 1.2368e-05 |  | 0.00030735 |  | 0.00011079 |  | 0.00027027 |  | 0.0033794 |  | 0.00028999 |  | 0.0059978 |  | 0.0054546 |  | 0 |  | 0 |  | 0.0023188
| 0.00088292 |  | 0 |  | 6.0244e-05 |  | -1.7761e-05 |  | 7.3303e-06 |  | 7.6668e-05 |  | 1.1959e-05 |  | 0.00030999 |  | -0.00011078 |  | 0.00029551 |  | 0.003399 |  | 0.00027722 |  | 0.0060214 |  | 0.0052777 |  | 0 |  | 0 |  | 0.0023629
| 0.00074699 |  | 0 |  | 9.558e-05 |  | -1.171e-05 |  | 5.7013e-06 |  | -4.3362e-05 |  | 1.2009e-05 |  | 0.00031152 |  | 0 |  | 0.00032086 |  | 0.0034046 |  | 0.00023699 |  | 0.0060456 |  | 0.0051284 |  | 0 |  | 0 |  | 0.0024022
| 0.00084574 |  | 0 |  | 0.0002871 |  | 2.3355e-05 |  | 5.7015e-06 |  | -6.1524e-05 |  | 1.2124e-05 |  | 0.00030602 |  | 0.0001108 |  | 0.00029591 |  | 0.0031201 |  | 0.0002207 |  | 0.0060794 |  | 0.0050289 |  | 0 |  | 0 |  | 0.0024468
| 0.0007785 |  | 0 |  | 7.1125e-05 |  | 8.0214e-05 |  | 5.7017e-06 |  | 3.3788e-05 |  | 1.2059e-05 |  | 0.00030606 |  | 0 |  | 0.00023848 |  | 0.0029419 |  | 0.0002114 |  | 0.0060914 |  | 0.0049767 |  | 0 |  | 0 |  | 0.0024921
| 0.00071413 |  | 0 |  | -8.8615e-05 |  | 1.5968e-06 |  | 5.7019e-06 |  | -1.3767e-05 |  | 1.1945e-05 |  | 0.00030885 |  | 4.4379e-05 |  | 0.00023953 |  | 0.0031209 |  | 0.00024151 |  | 0.0061153 |  | 0.0049727 |  | 0 |  | 0 |  | 0.0025183
| 0.00089595 |  | 0 |  | 6.3308e-05 |  | 1.9616e-05 |  | 5.7021e-06 |  | -4.7391e-06 |  | 1.1667e-05 |  | 0.00031363 |  | 0.00015521 |  | 0.00028919 |  | 0.0032125 |  | 0.00028149 |  | 0.0061519 |  | 0.0050137 |  | 0 |  | 0 |  | 0.0025454
| 0.00091745 |  | 0 |  | 0.00021335 |  | 9.2689e-05 |  | 5.7023e-06 |  | 1.4561e-05 |  | 1.2404e-05 |  | 0.00032137 |  | 6.6467e-05 |  | 0.00029271 |  | 0.0030508 |  | 0.00023719 |  | 0.0061632 |  | 0.0050855 |  | 0 |  | 0 |  | 0.0025518
| 0.00097044 |  | 0 |  | 0.00023055 |  | 1.0041e-06 |  | 4.0739e-06 |  | -5.7784e-06 |  | 1.0965e-05 |  | 0.00033262 |  | 0 |  | 0.00025624 |  | 0.0029614 |  | 0.00025013 |  | 0.0061998 |  | 0.0051904 |  | 0 |  | 0 |  | 0.002562
| 0.00094901 |  | 0 |  | -0.00012171 |  | -3.9837e-05 |  | 4.0741e-06 |  | -4.6533e-05 |  | 1.2078e-05 |  | 0.0003372 |  | 4.4369e-05 |  | 0.00025418 |  | 0.0028252 |  | 0.00024723 |  | 0.006211 |  | 0.005318 |  | 0 |  | 0 |  | 0.0025558
| 0.00082163 |  | 0 |  | -0.00013551 |  | 9.845e-06 |  | 5.7028e-06 |  | -2.5469e-05 |  | 1.4255e-05 |  | 0.00032535 |  | 4.4393e-05 |  | 0.00024932 |  | 0.0026628 |  | 0.00024753 |  | 0.0062471 |  | 0.0054738 |  | 0 |  | 0 |  | 0.0025617
| 0.0008875 |  | 0 |  | 6.952e-05 |  | 0.00010167 |  | 5.703e-06 |  | 1.9401e-05 |  | 1.455e-05 |  | 0.00031319 |  | 0.00011102 |  | 0.00024741 |  | 0.0027495 |  | 0.00023939 |  | 0.0062605 |  | 0.0056426 |  | 0 |  | 0 |  | 0.0025615
| 0.00097916 |  | 0 |  | 0.00016556 |  | 7.1298e-05 |  | 2.4447e-06 |  | 2.9432e-05 |  | 1.3553e-05 |  | 0.00031316 |  | 0.00017749 |  | 0.0002912 |  | 0.0028979 |  | 0.00015472 |  | 0.0062957 |  | 0.0058388 |  | 0 |  | 0 |  | 0.0025582
| 0.0010579 |  | 0 |  | 0.00039518 |  | 4.9254e-05 |  | 2.4448e-06 |  | 7.8681e-05 |  | 1.2964e-05 |  | 0.00032526 |  | 0.00022174 |  | 0.0003211 |  | 0.0029699 |  | 0.00013139 |  | 0.00632 |  | 0.0060289 |  | 0 |  | 0 |  | 0.0025676
| 0.0011066 |  | 0 |  | -2.956e-05 |  | 0.00012943 |  | 5.7036e-06 |  | 2.6343e-05 |  | 1.2572e-05 |  | 0.00033191 |  | 0.00011088 |  | 0.00031196 |  | 0.0029211 |  | 0.00020334 |  | 0.0063457 |  | 0.0062221 |  | 0 |  | 0 |  | 0.0025709
| 0.00099359 |  | 0 |  | -0.0002676 |  | 0.00015012 |  | 5.7038e-06 |  | -5.2474e-05 |  | 1.2572e-05 |  | 0.00033206 |  | 0.00011088 |  | 0.00027706 |  | 0.0028537 |  | 0.00021934 |  | 0.0063693 |  | 0.0063968 |  | 0 |  | 0 |  | 0.0025717
| 0.00096499 |  | 0 |  | 0.00010264 |  | 8.0622e-05 |  | 2.445e-06 |  | -1.2809e-05 |  | 1.2589e-05 |  | 0.0003394 |  | 0.00011089 |  | 0.00027473 |  | 0.00287 |  | 0.00015804 |  | 0.006395 |  | 0.0065344 |  | 0 |  | 0 |  | 0.0025659
| 0.0010881 |  | 0 |  | 5.4153e-05 |  | 0.00012808 |  | 2.4451e-06 |  | 0.00018957 |  | 1.1869e-05 |  | 0.00033562 |  | 0.0001109 |  | 0.00031443 |  | 0.0026341 |  | 0.0002082 |  | 0.006419 |  | 0.0066276 |  | 0 |  | 0 |  | 0.0025535
| 0.00099939 |  | 0 |  | -0.00028271 |  | 7.5813e-05 |  | 8.1505e-07 |  | 2.1251e-05 |  | 1.1379e-05 |  | 0.00033556 |  | 0 |  | 0.00032764 |  | 0.0026371 |  | 0.00030875 |  | 0.006445 |  | 0.0066677 |  | 0 |  | 0 |  | 0.0025337
| 0.00099799 |  | 0 |  | -0.00014062 |  | 6.0447e-05 |  | 1.3585e-06 |  | 2.6624e-05 |  | 1.1117e-05 |  | 0.00032353 |  | 0 |  | 0.00032903 |  | 0.0028336 |  | 0.0003468 |  | 0.006469 |  | 0.0066595 |  | 0 |  | 0 |  | 0.0025076
| 0.0010095 |  | 0 |  | -0.00016974 |  | 5.3017e-05 |  | 2.9887e-06 |  | -4.8136e-05 |  | 1.0659e-05 |  | 0.00032155 |  | 0.00022184 |  | 0.00032096 |  | 0.0028071 |  | 0.00033401 |  | 0.006495 |  | 0.0065791 |  | 0 |  | 0 |  | 0.0024779
| 0.0012085 |  | 0 |  | -0.00019604 |  | 4.7652e-05 |  | 2.4454e-06 |  | -5.1432e-05 |  | 1.2886e-05 |  | 0.00032045 |  | 0.00022185 |  | 0.00028691 |  | 0.0026151 |  | 0.00028241 |  | 0.006519 |  | 0.0064547 |  | 0 |  | 0 |  | 0.0024528
| 0.0013246 |  | 0 |  | -0.00021297 |  | 4.0572e-05 |  | 2.4455e-06 |  | -8.9592e-06 |  | 1.0693e-05 |  | 0.00031785 |  | 0.00017755 |  | 0.00028823 |  | 0.0025629 |  | 0.0002609 |  | 0.0065577 |  | 0.0062805 |  | 0 |  | 0 |  | 0.0024171
| 0.0011056 |  | 0 |  | -3.2874e-05 |  | 2.1645e-05 |  | 2.4456e-06 |  | 5.1594e-05 |  | 1.2462e-05 |  | 0.00031451 |  | 0.00017756 |  | 0.00034395 |  | 0.002608 |  | 0.00026357 |  | 0.0065697 |  | 0.0060779 |  | 0 |  | 0 |  | 0.0023896
| 0.00097096 |  | 0 |  | 0.0001662 |  | 9.865e-05 |  | 8.1521e-07 |  | -3.7385e-05 |  | 1.2069e-05 |  | 0.00031243 |  | 0.00011095 |  | 0.00037786 |  | 0.0024898 |  | 0.00021181 |  | 0.0066085 |  | 0.0058547 |  | 0 |  | 0 |  | 0.0023648
| 0.0010898 |  | 0 |  | 7.6106e-05 |  | 5.6405e-05 |  | 8.1524e-07 |  | -5.3013e-05 |  | 1.058e-05 |  | 0.0003132 |  | 0.00011096 |  | 0.00038366 |  | 0.0025792 |  | 0.00026762 |  | 0.0066207 |  | 0.0056344 |  | 0 |  | 0 |  | 0.0023452
| 0.0011687 |  | 0 |  | -0.00012994 |  | -7.28e-05 |  | 2.4458e-06 |  | 5.0385e-05 |  | 1.2087e-05 |  | 0.00031703 |  | 0.00022192 |  | 0.000353 |  | 0.0026453 |  | 0.00027506 |  | 0.00666 |  | 0.0054413 |  | 0 |  | 0 |  | 0.0023155
| 0.001236 |  | 0 |  | 1.4406e-05 |  | 3.2319e-05 |  | 2.9894e-06 |  | 1.7746e-05 |  | 1.0662e-05 |  | 0.00032007 |  | 0.00022194 |  | 0.00029701 |  | 0.0025839 |  | 0.00017932 |  | 0.0066721 |  | 0.005289 |  | 0 |  | 0 |  | 0.0022935
| 0.0012704 |  | 0 |  | 5.9512e-05 |  | 4.3415e-05 |  | 2.9895e-06 |  | 6.5844e-05 |  | 1.2809e-05 |  | 0.00032302 |  | 0.00011097 |  | 0.00030389 |  | 0.0024917 |  | 0.0001821 |  | 0.0067115 |  | 0.0051813 |  | 0 |  | 0 |  | 0.0022587
| 0.001206 |  | 0 |  | -0.00035284 |  | -7.6218e-06 |  | 2.9896e-06 |  | 7.9725e-05 |  | 1.2596e-05 |  | 0.00032563 |  | 0.00011098 |  | 0.00033433 |  | 0.0024418 |  | 0.00018414 |  | 0.0067373 |  | 0.0051348 |  | 0 |  | 0 |  | 0.00223
| 0.0012218 |  | 0 |  | -0.00060832 |  | 4.3629e-05 |  | 1.359e-06 |  | 1.7983e-05 |  | 1.1335e-05 |  | 0.00031978 |  | 0.00022198 |  | 0.00031517 |  | 0.0025726 |  | 0.00023028 |  | 0.0067492 |  | 0.0051343 |  | 0 |  | 0 |  | 0.0021908
| 0.0014539 |  | 0 |  | -0.00026929 |  | 5.893e-05 |  | 1.359e-06 |  | 1.6582e-08 |  | 1.227e-05 |  | 0.00030798 |  | 0.00013324 |  | 0.00028218 |  | 0.0025778 |  | 0.00028379 |  | 0.0067891 |  | 0.005162 |  | 0 |  | 0 |  | 0.0021625
| 0.0014124 |  | 0 |  | -0.00016058 |  | 7.7404e-05 |  | 1.359e-06 |  | -4.3723e-05 |  | 1.1435e-05 |  | 0.00030576 |  | 0.00013325 |  | 0.00029264 |  | 0.0025075 |  | 0.00027875 |  | 0.0068141 |  | 0.0052058 |  | 0 |  | 0 |  | 0.0021329
| 0.0012993 |  | 0 |  | -0.00028572 |  | 8.3305e-05 |  | 8.1545e-07 |  | -9.4851e-06 |  | 1.3401e-05 |  | 0.000313 |  | 0.00033303 |  | 0.00032023 |  | 0.002463 |  | 0.0002548 |  | 0.0068413 |  | 0.0052573 |  | 0 |  | 0 |  | 0.0021112
| 0.0014254 |  | 0 |  | -0.00013698 |  | 1.0833e-05 |  | 8.1548e-07 |  | 4.1301e-05 |  | 1.2337e-05 |  | 0.00032738 |  | 0.00022203 |  | 0.0003042 |  | 0.0023436 |  | 0.00024184 |  | 0.0068678 |  | 0.0053019 |  | 0 |  | 0 |  | 0.0020959
| 0.001616 |  | 0 |  | -0.00028184 |  | -1.2282e-05 |  | 8.1551e-07 |  | -3.1704e-05 |  | 1.178e-05 |  | 0.00033793 |  | 0.00011103 |  | 0.00032948 |  | 0.0024037 |  | 0.00027396 |  | 0.0068931 |  | 0.0053454 |  | 0 |  | 0 |  | 0.0021009
| 0.0016891 |  | 0 |  | -0.00027722 |  | 1.4629e-05 |  | 0 |  | 4.5827e-05 |  | 1.3845e-05 |  | 0.00033715 |  | 0.00022206 |  | 0.00036913 |  | 0.0025823 |  | 0.0002992 |  | 0.0069206 |  | 0.005381 |  | 0 |  | 0 |  | 0.0021154
| 0.0016677 |  | 0 |  | -3.1802e-06 |  | 5.182e-05 |  | 5.4371e-07 |  | 3.1038e-05 |  | 1.0388e-05 |  | 0.00032832 |  | 0.00022208 |  | 0.00032414 |  | 0.0026888 |  | 0.00030048 |  | 0.0069602 |  | 0.0054132 |  | 0 |  | 0 |  | 0.0021436
| 0.0016749 |  | 0 |  | -3.7359e-05 |  | 5.7983e-05 |  | 1.3593e-06 |  | 4.8337e-06 |  | 1.3781e-05 |  | 0.00032016 |  | 0.00011105 |  | 0.00030658 |  | 0.002518 |  | 0.00026431 |  | 0.0069735 |  | 0.005446 |  | 0 |  | 0 |  | 0.002183
| 0.0016821 |  | 0 |  | -0.00014198 |  | 2.8168e-05 |  | 1.3594e-06 |  | 5.6071e-05 |  | 1.2552e-05 |  | 0.00032541 |  | 0 |  | 0.00033288 |  | 0.0023311 |  | 0.0002053 |  | 0.0069989 |  | 0.0054716 |  | 0 |  | 0 |  | 0.0022329
| 0.0015805 |  | 0 |  | -0.00019683 |  | -1.4504e-05 |  | 1.3594e-06 |  | -2.6714e-05 |  | 1.2176e-05 |  | 0.00033862 |  | 0 |  | 0.00032176 |  | 0.0023366 |  | 0.00019575 |  | 0.0070397 |  | 0.0054987 |  | 0 |  | 0 |  | 0.0022885
| 0.001539 |  | 0 |  | -0.00023617 |  | -4.2838e-05 |  | 1.3594e-06 |  | -0.00010338 |  | 1.3012e-05 |  | 0.00034365 |  | 0 |  | 0.00028708 |  | 0.0024037 |  | 0.00018632 |  | 0.0070532 |  | 0.0055226 |  | 0 |  | 0 |  | 0.0023529
| 0.0019417 |  | 0 |  | -5.2117e-05 |  | 3.8236e-05 |  | 2.9909e-06 |  | -0.00018075 |  | 9.5549e-06 |  | 0.00033785 |  | 0 |  | 0.00027014 |  | 0.0024138 |  | 0.00022016 |  | 0.0070789 |  | 0.0055518 |  | 0 |  | 0 |  | 0.0024053
| 0.0020364 |  | 0 |  | 0.00011741 |  | 2.3404e-05 |  | 2.991e-06 |  | -8.1427e-05 |  | 1.3112e-05 |  | 0.00032685 |  | 0.00019993 |  | 0.00028878 |  | 0.0023342 |  | 0.00028737 |  | 0.0071202 |  | 0.0055951 |  | 0 |  | 0 |  | 0.0024589
| 0.0020823 |  | 0 |  | -9.0178e-05 |  | 1.5682e-05 |  | 1.3596e-06 |  | 7.6538e-05 |  | 1.2621e-05 |  | 0.00031691 |  | 0.00031105 |  | 0.00031301 |  | 0.002356 |  | 0.00027189 |  | 0.0071474 |  | 0.0056474 |  | 0 |  | 0 |  | 0.0025041
| 0.0019591 |  | 0 |  | -0.00018197 |  | 5.4454e-05 |  | 4.6227e-06 |  | 6.3179e-05 |  | 1.2048e-05 |  | 0.00031534 |  | 0.0002444 |  | 0.00030005 |  | 0.0024377 |  | 0.00019308 |  | 0.0071611 |  | 0.005717 |  | 0 |  | 0 |  | 0.002546
| 0.0017499 |  | 0 |  | 8.8459e-05 |  | -2.8538e-05 |  | 4.6229e-06 |  | 5.1305e-06 |  | 1.1851e-05 |  | 0.00031715 |  | 0.00013332 |  | 0.00027133 |  | 0.002436 |  | 0.00022883 |  | 0.0072018 |  | 0.0057931 |  | 0 |  | 0 |  | 0.0025656
| 0.0020022 |  | 0 |  | 0.00031103 |  | -1.1525e-05 |  | 8.1583e-07 |  | -5.4575e-05 |  | 1.0967e-05 |  | 0.00031792 |  | 0.00011111 |  | 0.00030535 |  | 0.0024098 |  | 0.00025042 |  | 0.0072287 |  | 0.0058761 |  | 0 |  | 0 |  | 0.0025812
| 0.0021514 |  | 0 |  | 0.00031772 |  | -5.3399e-06 |  | 2.4476e-06 |  | -0.00010156 |  | 1.2115e-05 |  | 0.00032283 |  | 0.00022223 |  | 0.00041514 |  | 0.0024595 |  | 0.00023144 |  | 0.0072547 |  | 0.0059678 |  | 0 |  | 0 |  | 0.0025942
| 0.0021142 |  | 0 |  | 3.3076e-05 |  | -7.8507e-05 |  | 2.9916e-06 |  | -0.00012076 |  | 1.3246e-05 |  | 0.00033122 |  | 0.00022224 |  | 0.00045878 |  | 0.0023786 |  | 0.00029055 |  | 0.0072696 |  | 0.0060607 |  | 0 |  | 0 |  | 0.0025876
| 0.0021487 |  | 0 |  | -0.00016834 |  | -2.749e-05 |  | 1.3598e-06 |  | -0.00014756 |  | 1.2772e-05 |  | 0.00033471 |  | 0.00022225 |  | 0.00043333 |  | 0.0022369 |  | 0.00033164 |  | 0.0073106 |  | 0.0061681 |  | 0 |  | 0 |  | 0.0025856
| 0.0021846 |  | 0 |  | 3.1243e-05 |  | -2.3467e-05 |  | 8.1593e-07 |  | -0.00010055 |  | 1.2215e-05 |  | 0.00033111 |  | 0.00022227 |  | 0.00039166 |  | 0.0022563 |  | 0.00029708 |  | 0.0073378 |  | 0.0062881 |  | 0 |  | 0 |  | 0.0025702
| 0.0019997 |  | 0 |  | 5.6685e-05 |  | -1.3584e-05 |  | 0 |  | -5.4815e-05 |  | 1.2035e-05 |  | 0.00032923 |  | 0.00022228 |  | 0.0003536 |  | 0.0023091 |  | 0.00023466 |  | 0.0073653 |  | 0.0064352 |  | 0 |  | 0 |  | 0.0025412
| 0.0020557 |  | 0 |  | -0.00020694 |  | 1.5602e-05 |  | 0 |  | -8.8395e-05 |  | 1.1921e-05 |  | 0.00033376 |  | 0.00020019 |  | 0.00036576 |  | 0.00244 |  | 0.00026782 |  | 0.0074068 |  | 0.0065955 |  | 0 |  | 0 |  | 0.0025153
| 0.0021962 |  | 0 |  | -0.00017455 |  | 2.8121e-05 |  | 8.1601e-07 |  | -6.7008e-05 |  | 1.2364e-05 |  | 0.00033293 |  | 8.9053e-05 |  | 0.00037067 |  | 0.0025307 |  | 0.00027784 |  | 0.0074192 |  | 0.0067836 |  | 0 |  | 0 |  | 0.0024747
| 0.0021806 |  | 0 |  | -2.3018e-05 |  | 3.1702e-05 |  | 1.3601e-06 |  | -2.7421e-05 |  | 1.3315e-05 |  | 0.00032509 |  | 8.9035e-05 |  | 0.00034869 |  | 0.0024398 |  | 0.000269 |  | 0.0074479 |  | 0.0069586 |  | 0 |  | 0 |  | 0.0024277
| 0.0022064 |  | 0 |  | -0.00019834 |  | 7.3519e-05 |  | 1.3601e-06 |  | -2.5628e-05 |  | 1.1365e-05 |  | 0.00031668 |  | 8.9039e-05 |  | 0.00032014 |  | 0.0023772 |  | 0.00026086 |  | 0.0074755 |  | 0.0071068 |  | 0 |  | 0 |  | 0.0023746
| 0.0022624 |  | 0 |  | -0.00018861 |  | 0.00011783 |  | 8.1609e-07 |  | 2.9496e-05 |  | 1.1496e-05 |  | 0.00031558 |  | 0 |  | 0.00034035 |  | 0.0022588 |  | 0.00024653 |  | 0.0075175 |  | 0.0072052 |  | 0 |  | 0 |  | 0.002315
| 0.0021392 |  | 0 |  | -0.00014897 |  | 0.00010705 |  | 8.1612e-07 |  | 4.54e-05 |  | 1.1825e-05 |  | 0.00032112 |  | 0.00011118 |  | 0.00039872 |  | 0.0022466 |  | 0.00025595 |  | 0.0075309 |  | 0.0072421 |  | 0 |  | 0 |  | 0.0022662
| 0.0021149 |  | 0 |  | -0.00012636 |  | 0.00010497 |  | 8.1614e-07 |  | -7.9139e-06 |  | 1.1399e-05 |  | 0.00033248 |  | 0.00011119 |  | 0.00040721 |  | 0.0023546 |  | 0.00018511 |  | 0.0075727 |  | 0.0072059 |  | 0 |  | 0 |  | 0.0022164
| 0.0024491 |  | 0 |  | 0.00012714 |  | 0.00011771 |  | 8.1617e-07 |  | -8.8404e-06 |  | 1.3925e-05 |  | 0.00034566 |  | 2.2266e-05 |  | 0.00039666 |  | 0.0023906 |  | 0.00017146 |  | 0.0075863 |  | 0.007092 |  | 0 |  | 0 |  | 0.0021744
| 0.0024492 |  | 0 |  | 0.0001331 |  | 5.9403e-05 |  | 8.162e-07 |  | 3.2272e-05 |  | 1.2171e-05 |  | 0.0003443 |  | 0.00013347 |  | 0.00038611 |  | 0.0023915 |  | 0.00021091 |  | 0.0076286 |  | 0.0069403 |  | 0 |  | 0 |  | 0.0021458
| 0.0024206 |  | 0 |  | 8.9712e-05 |  | -1.8953e-05 |  | 8.1622e-07 |  | 9.0447e-05 |  | 1.1187e-05 |  | 0.00033189 |  | 0.00011121 |  | 0.00035646 |  | 0.0022867 |  | 0.00018339 |  | 0.0076421 |  | 0.0067418 |  | 0 |  | 0 |  | 0.0021182
| 0.002468 |  | 0 |  | -0.00016508 |  | 8.3917e-06 |  | 1.3604e-06 |  | 9.82e-05 |  | 1.2369e-05 |  | 0.00032277 |  | 0 |  | 0.00032311 |  | 0.0022715 |  | 0.00028145 |  | 0.0076848 |  | 0.0065419 |  | 0 |  | 0 |  | 0.0021069
| 0.0024595 |  | 0 |  | -0.00025998 |  | 6.1578e-05 |  | 2.993e-06 |  | 5.3782e-05 |  | 1.1779e-05 |  | 0.00032791 |  | 0.00011123 |  | 0.0003392 |  | 0.0024009 |  | 0.0003903 |  | 0.0077131 |  | 0.0063495 |  | 0 |  | 0 |  | 0.0021063
| 0.0024294 |  | 0 |  | 0.00010279 |  | 0.00012218 |  | 2.4489e-06 |  | 9.0616e-05 |  | 1.2944e-05 |  | 0.0003364 |  | 0.00022246 |  | 0.00038014 |  | 0.0022732 |  | 0.0003246 |  | 0.007741 |  | 0.0061703 |  | 0 |  | 0 |  | 0.0021181
| 0.0024324 |  | 0 |  | 0.0001231 |  | 5.5635e-05 |  | 2.449e-06 |  | 9.0297e-05 |  | 1.3502e-05 |  | 0.00034231 |  | 0.00011123 |  | 0.00038034 |  | 0.0022136 |  | 0.00022986 |  | 0.0077543 |  | 0.006037 |  | 0 |  | 0 |  | 0.0021455
| 0.0024583 |  | 0 |  | -2.6827e-05 |  | 8.6889e-05 |  | 2.4491e-06 |  | -3.0426e-06 |  | 1.137e-05 |  | 0.00034097 |  | 0.00011124 |  | 0.00034487 |  | 0.0023539 |  | 0.00019466 |  | 0.0077973 |  | 0.0059322 |  | 0 |  | 0 |  | 0.0021744
| 0.0024985 |  | 0 |  | -0.00018408 |  | 0.00018289 |  | 8.1638e-07 |  | -0.00010697 |  | 1.2913e-05 |  | 0.00033282 |  | 0.00011125 |  | 0.00032094 |  | 0.0023994 |  | 0.00020875 |  | 0.0078259 |  | 0.0058839 |  | 0 |  | 0 |  | 0.0022229
| 0.0024943 |  | 0 |  | -7.4797e-05 |  | 0.00011241 |  | 8.1641e-07 |  | -7.3e-05 |  | 1.1158e-05 |  | 0.00032282 |  | 0 |  | 0.00036268 |  | 0.0023347 |  | 0.00019546 |  | 0.0078542 |  | 0.0058893 |  | 0 |  | 0 |  | 0.0022723
| 0.0025274 |  | 0 |  | 0.00021453 |  | 5.6994e-05 |  | 2.4493e-06 |  | 5.1023e-05 |  | 1.2339e-05 |  | 0.00032315 |  | 0 |  | 0.00036714 |  | 0.0023085 |  | 0.00022705 |  | 0.0078986 |  | 0.0059472 |  | 0 |  | 0 |  | 0.0023387
| 0.0025203 |  | 0 |  | 0.00023634 |  | 2.9294e-05 |  | 2.4494e-06 |  | 3.1435e-05 |  | 1.2455e-05 |  | 0.00033372 |  | 0.00011127 |  | 0.00029786 |  | 0.0022938 |  | 0.00027004 |  | 0.0079111 |  | 0.0060597 |  | 0 |  | 0 |  | 0.0023991
| 0.0024687 |  | 0 |  | 6.8002e-05 |  | 2.5766e-05 |  | 2.4495e-06 |  | 9.9643e-06 |  | 1.0453e-05 |  | 0.00033858 |  | 0.00011128 |  | 0.00030864 |  | 0.0022767 |  | 0.00024542 |  | 0.0079394 |  | 0.0062231 |  | 0 |  | 0 |  | 0.0024704
| 0.0024272 |  | 0 |  | 0.00020454 |  | 1.9185e-05 |  | 2.4495e-06 |  | -2.9062e-05 |  | 1.1717e-05 |  | 0.00033443 |  | 2.2284e-05 |  | 0.00037558 |  | 0.0023309 |  | 0.00022319 |  | 0.0079677 |  | 0.0064139 |  | 0 |  | 0 |  | 0.0025302
| 0.0024904 |  | 0 |  | 0.00026752 |  | 1.7107e-05 |  | 8.1654e-07 |  | -2.5529e-05 |  | 1.2391e-05 |  | 0.0003314 |  | 2.2285e-05 |  | 0.00037593 |  | 0.002252 |  | 0.00020297 |  | 0.0080114 |  | 0.0066205 |  | 0 |  | 0 |  | 0.0025733
| 0.0025163 |  | 0 |  | 6.9477e-05 |  | -5.9123e-06 |  | 8.1656e-07 |  | 8.5341e-06 |  | 1.1932e-05 |  | 0.00033069 |  | 0.00011129 |  | 0.0003555 |  | 0.0021801 |  | 0.00017048 |  | 0.008025 |  | 0.0068105 |  | 0 |  | 0 |  | 0.0026114
| 0.0025236 |  | 0 |  | 0.00013646 |  | -5.7009e-05 |  | 2.4498e-06 |  | 1.8239e-05 |  | 1.3278e-05 |  | 0.00033244 |  | 0.00013359 |  | 0.00037107 |  | 0.0023386 |  | 0.00019725 |  | 0.008054 |  | 0.006966 |  | 0 |  | 0 |  | 0.0026264
| 0.002528 |  | 0 |  | -3.5552e-05 |  | -3.405e-05 |  | 2.9943e-06 |  | 8.7019e-05 |  | 1.0406e-05 |  | 0.00033196 |  | 2.2289e-05 |  | 0.00037682 |  | 0.0023165 |  | 0.00022152 |  | 0.0080995 |  | 0.0070743 |  | 0 |  | 0 |  | 0.0026225
| 0.002508 |  | 0 |  | -0.00033345 |  | 3.2895e-05 |  | 2.9944e-06 |  | 2.2986e-06 |  | 1.2409e-05 |  | 0.00032981 |  | 0 |  | 0.00036701 |  | 0.0022165 |  | 0.00022335 |  | 0.0081269 |  | 0.0071157 |  | 0 |  | 0 |  | 0.0026026
| 0.0025124 |  | 0 |  | -0.0003544 |  | 4.9944e-05 |  | 2.45e-06 |  | -7.5975e-05 |  | 1.3986e-05 |  | 0.00032874 |  | 8.9189e-05 |  | 0.00034241 |  | 0.0022793 |  | 0.00022988 |  | 0.0081406 |  | 0.0070994 |  | 0 |  | 0 |  | 0.002571
| 0.0024967 |  | 0 |  | -0.00016435 |  | 4.0173e-05 |  | 8.167e-07 |  | -3.4797e-05 |  | 1.1245e-05 |  | 0.0003335 |  | 0.00020052 |  | 0.00031781 |  | 0.0022081 |  | 0.00019963 |  | 0.008185 |  | 0.0070228 |  | 0 |  | 0 |  | 0.002533
| 0.0024466 |  | 0 |  | -0.00030765 |  | 6.6704e-06 |  | 8.1672e-07 |  | -6.0082e-05 |  | 1.3642e-05 |  | 0.00034499 |  | 0.00022267 |  | 0.00032148 |  | 0.0021618 |  | 0.00019886 |  | 0.008214 |  | 0.0069045 |  | 0 |  | 0 |  | 0.0024937
| 0.0024596 |  | 0 |  | -0.00047981 |  | 1.2795e-05 |  | 8.1675e-07 |  | -1.1314e-05 |  | 1.0556e-05 |  | 0.00034853 |  | 0.00011135 |  | 0.00030914 |  | 0.0021933 |  | 0.0002153 |  | 0.0082288 |  | 0.0067663 |  | 0 |  | 0 |  | 0.0024581
| 0.0024065 |  | 0 |  | -0.00035024 |  | 5.7591e-05 |  | 8.1677e-07 |  | 6.5383e-05 |  | 1.3397e-05 |  | 0.00034757 |  | 0.00011136 |  | 0.00029264 |  | 0.0022721 |  | 0.00017865 |  | 0.0082721 |  | 0.0066155 |  | 0 |  | 0 |  | 0.0024273
| 0.002388 |  | 0 |  | 7.874e-05 |  | 2.3612e-05 |  | 8.168e-07 |  | 6.2005e-05 |  | 1.3069e-05 |  | 0.00034049 |  | 0.00011136 |  | 0.00030157 |  | 0.0023633 |  | 0.00017654 |  | 0.0083015 |  | 0.0064769 |  | 0 |  | 0 |  | 0.002403
| 0.0023881 |  | 0 |  | 0.00034223 |  | 5.5459e-05 |  | 8.1683e-07 |  | 7.6861e-05 |  | 1.2101e-05 |  | 0.00033583 |  | 4.4577e-05 |  | 0.00030317 |  | 0.0022392 |  | 0.00019922 |  | 0.0083309 |  | 0.0063538 |  | 0 |  | 0 |  | 0.0023846
| 0.0023982 |  | 0 |  | 1.8262e-05 |  | 5.638e-05 |  | 0 |  | 5.4381e-05 |  | 1.2545e-05 |  | 0.00033411 |  | 4.4581e-05 |  | 0.00027931 |  | 0.002085 |  | 0.00019593 |  | 0.0083616 |  | 0.0062646 |  | 0 |  | 0 |  | 0.0023757
| 0.0024183 |  | 0 |  | 9.1298e-06 |  | 1.8606e-05 |  | 0 |  | -3.7173e-05 |  | 1.1921e-05 |  | 0.00033163 |  | 0 |  | 0.0003061 |  | 0.0021236 |  | 0.00022454 |  | 0.0083897 |  | 0.0062071 |  | 0 |  | 0 |  | 0.0023581
| 0.0024084 |  | 0 |  | -1.624e-05 |  | 3.5052e-05 |  | 8.1691e-07 |  | -9.3059e-06 |  | 1.3991e-05 |  | 0.00033099 |  | 0 |  | 0.00036194 |  | 0.0021654 |  | 0.00023545 |  | 0.0084352 |  | 0.0061898 |  | 0 |  | 0 |  | 0.0023517
| 0.0023999 |  | 0 |  | -0.0001675 |  | -3.7632e-06 |  | 2.9954e-06 |  | -4.7195e-05 |  | 1.2776e-05 |  | 0.00033259 |  | 8.9223e-05 |  | 0.0003467 |  | 0.0021055 |  | 0.00022708 |  | 0.0084505 |  | 0.0062197 |  | 0 |  | 0 |  | 0.0023316
| 0.0024157 |  | 0 |  | -0.00015996 |  | 1.1135e-05 |  | 2.1786e-06 |  | -6.3428e-05 |  | 1.2793e-05 |  | 0.00033897 |  | 8.9227e-05 |  | 0.00030524 |  | 0.0022304 |  | 0.00027709 |  | 0.0084789 |  | 0.0062895 |  | 0 |  | 0 |  | 0.0023147
| 0.0024129 |  | 0 |  | -0.00015953 |  | 3.3375e-05 |  | 5.4466e-07 |  | 8.2048e-05 |  | 1.2876e-05 |  | 0.00034702 |  | 0 |  | 0.00029906 |  | 0.0023473 |  | 0.00025522 |  | 0.0085086 |  | 0.0064084 |  | 0 |  | 0 |  | 0.0022998
| 0.0023857 |  | 0 |  | -0.00015398 |  | -1.2996e-05 |  | 4.6297e-06 |  | 7.6012e-06 |  | 1.3862e-05 |  | 0.00035333 |  | 0 |  | 0.00032921 |  | 0.0022029 |  | 0.0002208 |  | 0.0085558 |  | 0.0065679 |  | 0 |  | 0 |  | 0.0022787
| 0.0023729 |  | 0 |  | -0.00014434 |  | -2.9962e-06 |  | 4.0852e-06 |  | -4.0341e-05 |  | 1.5242e-05 |  | 0.00036247 |  | 0.00011142 |  | 0.00036223 |  | 0.0022868 |  | 0.000228 |  | 0.0085685 |  | 0.0067714 |  | 0 |  | 0 |  | 0.0022535
| 0.0023873 |  | 0 |  | 1.5449e-05 |  | 3.3494e-05 |  | 0 |  | 3.7889e-05 |  | 1.3485e-05 |  | 0.0003653 |  | 0.00015607 |  | 0.00033737 |  | 0.0023169 |  | 0.00021712 |  | 0.0086147 |  | 0.0070205 |  | 0 |  | 0 |  | 0.0022409
| 0.0023889 |  | 0 |  | 6.4065e-05 |  | 8.902e-05 |  | 5.4473e-07 |  | 3.8348e-05 |  | 1.2123e-05 |  | 0.000351 |  | 6.6964e-05 |  | 0.00030506 |  | 0.0021509 |  | 0.00022312 |  | 0.00863 |  | 0.0072987 |  | 0 |  | 0 |  | 0.002228
| 0.0024851 |  | 0 |  | 4.2869e-05 |  | 8.5671e-05 |  | 1.3619e-06 |  | 7.3074e-05 |  | 1.3322e-05 |  | 0.00033071 |  | 8.9259e-05 |  | 0.00032891 |  | 0.0021612 |  | 0.00023663 |  | 0.008675 |  | 0.0076041 |  | 0 |  | 0 |  | 0.0022154
| 0.0024824 |  | 0 |  | 0.00010909 |  | 4.1189e-05 |  | 8.1714e-07 |  | -7.8198e-06 |  | 1.1729e-05 |  | 0.00032223 |  | 0.00017839 |  | 0.00040697 |  | 0.0022604 |  | 0.00024642 |  | 0.0087069 |  | 0.0079104 |  | 0 |  | 0 |  | 0.0022174
| 0.0024465 |  | 0 |  | 3.7547e-05 |  | 8.9574e-05 |  | 2.4515e-06 |  | -6.8007e-05 |  | 1.4884e-05 |  | 0.00033366 |  | 0.0002229 |  | 0.00049556 |  | 0.0021939 |  | 0.00021409 |  | 0.0087196 |  | 0.0082102 |  | 0 |  | 0 |  | 0.0022185
| 0.0024567 |  | 0 |  | -0.0003802 |  | 7.4933e-05 |  | 4.6308e-06 |  | -1.9573e-06 |  | 1.3735e-05 |  | 0.00034614 |  | 0.00022292 |  | 0.00047138 |  | 0.0021812 |  | 0.00018843 |  | 0.0087679 |  | 0.008475 |  | 0 |  | 0 |  | 0.0022219
| 0.0024323 |  | 0 |  | -0.00036887 |  | 2.185e-06 |  | 4.6309e-06 |  | -5.5385e-05 |  | 1.2059e-05 |  | 0.00034787 |  | 0.00011147 |  | 0.00035641 |  | 0.0021797 |  | 0.00018329 |  | 0.0087974 |  | 0.0086964 |  | 0 |  | 0 |  | 0.0022255
| 0.0024123 |  | 0 |  | -7.1046e-05 |  | 4.4907e-05 |  | 2.9966e-06 |  | -3.3785e-05 |  | 1.3095e-05 |  | 0.00034228 |  | 0 |  | 0.00028035 |  | 0.0021774 |  | 0.00018156 |  | 0.0088279 |  | 0.008872 |  | 0 |  | 0 |  | 0.0022275
| 0.0025158 |  | 0 |  | 1.6882e-06 |  | 3.7302e-05 |  | 1.3621e-06 |  | -5.2858e-05 |  | 1.1699e-05 |  | 0.00033591 |  | 0 |  | 0.00027516 |  | 0.0022187 |  | 0.00019776 |  | 0.0088598 |  | 0.008986 |  | 0 |  | 0 |  | 0.0022261
| 0.0027054 |  | 0 |  | -3.0154e-05 |  | -1.6907e-05 |  | 8.173e-07 |  | 1.2121e-06 |  | 1.2537e-05 |  | 0.00033736 |  | 0 |  | 0.00029208 |  | 0.0021537 |  | 0.00022572 |  | 0.0088896 |  | 0.0090509 |  | 0 |  | 0 |  | 0.0022205
| 0.0027213 |  | 0 |  | 3.8324e-05 |  | -2.1994e-05 |  | 0 |  | 2.881e-05 |  | 1.2604e-05 |  | 0.00033966 |  | 2.2326e-05 |  | 0.00028833 |  | 0.0020996 |  | 0.00019172 |  | 0.0089222 |  | 0.0090572 |  | 0 |  | 0 |  | 0.0022101
| 0.0025491 |  | 0 |  | -8.442e-05 |  | -1.8272e-05 |  | 5.449e-07 |  | -7.1777e-05 |  | 1.3804e-05 |  | 0.00033786 |  | 2.2327e-05 |  | 0.00031175 |  | 0.0021004 |  | 0.00018737 |  | 0.008952 |  | 0.0090237 |  | 0 |  | 0 |  | 0.0022002
| 0.0025477 |  | 0 |  | -0.00022475 |  | -2.62e-05 |  | 5.4492e-07 |  | -0.00011666 |  | 1.4643e-05 |  | 0.00033525 |  | 0 |  | 0.0003912 |  | 0.0021099 |  | 0.00026714 |  | 0.0090014 |  | 0.0089421 |  | 0 |  | 0 |  | 0.0021787
| 0.0027876 |  | 0 |  | 3.4511e-07 |  | -4.2279e-05 |  | 0 |  | -0.00013391 |  | 1.2753e-05 |  | 0.00033832 |  | 2.233e-05 |  | 0.00045853 |  | 0.0022112 |  | 0.00027205 |  | 0.0090158 |  | 0.008859 |  | 0 |  | 0 |  | 0.0021628
| 0.0027992 |  | 0 |  | 9.8251e-05 |  | -2.0549e-05 |  | 2.4523e-06 |  | -1.8246e-05 |  | 1.1899e-05 |  | 0.00034721 |  | 6.697e-05 |  | 0.00046152 |  | 0.002228 |  | 0.00025806 |  | 0.0090459 |  | 0.0087634 |  | 0 |  | 0 |  | 0.0021554
| 0.002772 |  | 0 |  | 0.00013772 |  | 4.5677e-07 |  | 2.4524e-06 |  | 2.8502e-05 |  | 1.162e-05 |  | 0.00035272 |  | 0.00015617 |  | 0.00041591 |  | 0.0021946 |  | 0.00024841 |  | 0.0090959 |  | 0.0086903 |  | 0 |  | 0 |  | 0.0021443
| 0.0024733 |  | 0 |  | 7.8993e-05 |  | 5.0822e-05 |  | 8.1748e-07 |  | -2.5702e-05 |  | 1.2426e-05 |  | 0.00035555 |  | 0.00022306 |  | 0.00040259 |  | 0.0022929 |  | 0.00023905 |  | 0.009109 |  | 0.0086605 |  | 0 |  | 0 |  | 0.0021465
| 0.0026199 |  | 0 |  | -5.111e-06 |  | 4.9266e-05 |  | 8.175e-07 |  | 4.3829e-05 |  | 1.4695e-05 |  | 0.00035023 |  | 0.00011154 |  | 0.00040226 |  | 0.0022019 |  | 0.00024772 |  | 0.0091424 |  | 0.0086945 |  | 0 |  | 0 |  | 0.0021621
| 0.0027995 |  | 0 |  | -5.6247e-05 |  | 2.5544e-05 |  | 8.1753e-07 |  | 0.00012233 |  | 1.2723e-05 |  | 0.00034297 |  | 0 |  | 0.00039815 |  | 0.0020477 |  | 0.00023647 |  | 0.0091901 |  | 0.0087919 |  | 0 |  | 0 |  | 0.0021803
| 0.0027752 |  | 0 |  | -4.7551e-05 |  | 2.1495e-05 |  | 8.1756e-07 |  | 0.00011225 |  | 1.3578e-05 |  | 0.00033816 |  | 4.4676e-05 |  | 0.00043354 |  | 0.0021053 |  | 0.00022311 |  | 0.0092235 |  | 0.0089426 |  | 0 |  | 0 |  | 0.0021992
| 0.0026316 |  | 0 |  | 0.00010842 |  | 1.5829e-05 |  | 2.4527e-06 |  | 9.5327e-05 |  | 1.205e-05 |  | 0.00033994 |  | 0.00015624 |  | 0.00045524 |  | 0.0021829 |  | 0.0002652 |  | 0.0092385 |  | 0.0091406 |  | 0 |  | 0 |  | 0.0022294
| 0.0025944 |  | 0 |  | 6.7664e-05 |  | 3.0573e-05 |  | 2.9979e-06 |  | 1.2434e-05 |  | 1.1886e-05 |  | 0.00033809 |  | 0.00022313 |  | 0.00040231 |  | 0.0021589 |  | 0.00024655 |  | 0.0092867 |  | 0.0093752 |  | 0 |  | 0 |  | 0.0022476
| 0.0024767 |  | 0 |  | -0.00011946 |  | 1.5274e-05 |  | 1.3627e-06 |  | -7.9552e-05 |  | 1.2659e-05 |  | 0.00032926 |  | 0.00022315 |  | 0.00036174 |  | 0.0021693 |  | 0.00018297 |  | 0.0093204 |  | 0.0096143 |  | 0 |  | 0 |  | 0.00227
| 0.0024925 |  | 0 |  | -0.00038919 |  | 5.8189e-05 |  | 8.1766e-07 |  | -9.9609e-05 |  | 1.3153e-05 |  | 0.00032899 |  | 0.00020097 |  | 0.00041901 |  | 0.0022207 |  | 0.00020953 |  | 0.0093531 |  | 0.009844 |  | 0 |  | 0 |  | 0.0022783
| 0.0025386 |  | 0 |  | -0.0002555 |  | 0.00011225 |  | 8.1769e-07 |  | -3.0145e-05 |  | 1.4124e-05 |  | 0.00033481 |  | 0.00013411 |  | 0.00044307 |  | 0.0022456 |  | 0.00020489 |  | 0.0093843 |  | 0.010051 |  | 0 |  | 0 |  | 0.0022772
| 0.0024942 |  | 0 |  | 0.00010697 |  | 6.0669e-05 |  | 8.1771e-07 |  | 2.5942e-06 |  | 1.2151e-05 |  | 0.0003417 |  | 4.4714e-05 |  | 0.00038534 |  | 0.0022224 |  | 0.00020318 |  | 0.0094184 |  | 0.010211 |  | 0 |  | 0 |  | 0.0022671
| 0.002592 |  | 0 |  | -2.0854e-05 |  | 5.0746e-05 |  | 2.4532e-06 |  | -2.1296e-05 |  | 1.3122e-05 |  | 0.00034233 |  | 0 |  | 0.00038933 |  | 0.002224 |  | 0.00025454 |  | 0.0094515 |  | 0.010291 |  | 0 |  | 0 |  | 0.0022512
| 0.0026538 |  | 0 |  | -0.00011125 |  | 5.7006e-05 |  | 2.9985e-06 |  | 4.1056e-05 |  | 1.2925e-05 |  | 0.00034411 |  | 0 |  | 0.00044041 |  | 0.0022627 |  | 0.00025538 |  | 0.009483 |  | 0.010315 |  | 0 |  | 0 |  | 0.002232
| 0.002549 |  | 0 |  | -0.00038716 |  | 4.1905e-05 |  | 1.363e-06 |  | 4.6992e-05 |  | 1.1906e-05 |  | 0.00034976 |  | 2.2327e-05 |  | 0.00044382 |  | 0.0022234 |  | 0.00024191 |  | 0.0095175 |  | 0.010242 |  | 0 |  | 0 |  | 0.0022151
| 0.0023135 |  | 0 |  | -0.00026106 |  | 2.1061e-05 |  | 1.363e-06 |  | 1.4412e-05 |  | 1.2729e-05 |  | 0.00035864 |  | 2.2328e-05 |  | 0.00040338 |  | 0.0021012 |  | 0.00020984 |  | 0.0095509 |  | 0.010118 |  | 0 |  | 0 |  | 0.0022044
| 0.0022891 |  | 0 |  | 0.00026476 |  | -4.1251e-05 |  | 1.3631e-06 |  | -3.9305e-06 |  | 1.2877e-05 |  | 0.00035812 |  | 0.00011163 |  | 0.000377 |  | 0.0021382 |  | 0.0001865 |  | 0.0095827 |  | 0.0099539 |  | 0 |  | 0 |  | 0.0022028
| 0.002384 |  | 0 |  | 8.263e-05 |  | -7.8092e-05 |  | 2.9988e-06 |  | -8.3005e-05 |  | 1.2417e-05 |  | 0.00034671 |  | 0.00022327 |  | 0.00036538 |  | 0.0021036 |  | 0.00025658 |  | 0.0096356 |  | 0.0097781 |  | 0 |  | 0 |  | 0.0022116
| 0.0023855 |  | 0 |  | -0.00038352 |  | -1.0453e-05 |  | 2.181e-06 |  | -8.1655e-05 |  | 1.2845e-05 |  | 0.00033541 |  | 0.00011164 |  | 0.00035019 |  | 0.0020899 |  | 0.00027434 |  | 0.0096513 |  | 0.0096312 |  | 0 |  | 0 |  | 0.0022289
| 0.0023353 |  | 0 |  | -0.00024863 |  | 7.7452e-05 |  | 5.4528e-07 |  | -5.5024e-05 |  | 1.2682e-05 |  | 0.00033492 |  | 0 |  | 0.00038318 |  | 0.0022487 |  | 0.00031626 |  | 0.0097032 |  | 0.0095459 |  | 0 |  | 0 |  | 0.002259
| 0.0023239 |  | 0 |  | 0.00010481 |  | 4.8968e-05 |  | 1.3632e-06 |  | -9.3638e-05 |  | 1.2978e-05 |  | 0.00034729 |  | 6.7096e-05 |  | 0.00041976 |  | 0.0022149 |  | 0.00033231 |  | 0.0097188 |  | 0.0095218 |  | 0 |  | 0 |  | 0.002284
| 0.0023455 |  | 0 |  | 6.6706e-05 |  | 1.2666e-05 |  | 8.1797e-07 |  | -0.00012069 |  | 1.4772e-05 |  | 0.00035097 |  | 6.7102e-05 |  | 0.00045304 |  | 0.0021407 |  | 0.00023351 |  | 0.0097696 |  | 0.0095717 |  | 0 |  | 0 |  | 0.0023137
| 0.0023413 |  | 0 |  | 9.4854e-05 |  | 3.6476e-05 |  | 0 |  | -0.00010417 |  | 1.1696e-05 |  | 0.00035152 |  | 0 |  | 0.00050692 |  | 0.0021665 |  | 0.00015735 |  | 0.0097869 |  | 0.0096724 |  | 0 |  | 0 |  | 0.002347
| 0.0022939 |  | 0 |  | -9.7584e-05 |  | 1.0075e-06 |  | 0 |  | -9.6549e-06 |  | 1.2601e-05 |  | 0.00035255 |  | 0 |  | 0.00053885 |  | 0.0022514 |  | 0.0002115 |  | 0.0098394 |  | 0.0098167 |  | 0 |  | 0 |  | 0.0023671
| 0.0023558 |  | 0 |  | -0.00021535 |  | 2.0887e-05 |  | 8.1805e-07 |  | 4.7317e-05 |  | 1.2536e-05 |  | 0.00033053 |  | 0 |  | 0.00053223 |  | 0.0022264 |  | 0.00025703 |  | 0.0098739 |  | 0.0099981 |  | 0 |  | 0 |  | 0.002392
| 0.0024048 |  | 0 |  | -2.5135e-06 |  | 8.7045e-05 |  | 1.3635e-06 |  | 9.9034e-05 |  | 1.4231e-05 |  | 0.0003083 |  | 0 |  | 0.00047917 |  | 0.0021609 |  | 0.00018557 |  | 0.0099084 |  | 0.010189 |  | 0 |  | 0 |  | 0.0024027
| 0.0027887 |  | 0 |  | -0.00011689 |  | 1.2948e-05 |  | 2.9997e-06 |  | 0.00010786 |  | 1.415e-05 |  | 0.00030276 |  | 0 |  | 0.00044673 |  | 0.0021738 |  | 0.00023696 |  | 0.0099243 |  | 0.01039 |  | 0 |  | 0 |  | 0.0024198
| 0.0037259 |  | 0 |  | -0.00022408 |  | -2.1064e-05 |  | 2.9998e-06 |  | 4.1814e-05 |  | 1.262e-05 |  | 0.00032607 |  | 4.4734e-05 |  | 0.00046041 |  | 0.0021795 |  | 0.00031706 |  | 0.0099777 |  | 0.010569 |  | 0 |  | 0 |  | 0.0024275
| 0.0040567 |  | 0 |  | -6.0756e-05 |  | 1.8782e-05 |  | 5.4543e-07 |  | 1.8133e-05 |  | 1.3855e-05 |  | 0.00035038 |  | 0.00015645 |  | 0.00045401 |  | 0.0022914 |  | 0.00027139 |  | 0.010011 |  | 0.010718 |  | 0 |  | 0 |  | 0.0024276
| 0.0041086 |  | 0 |  | -7.9761e-05 |  | 5.6279e-05 |  | 2.1818e-06 |  | -2.0606e-05 |  | 1.3016e-05 |  | 0.00035258 |  | 0.00013408 |  | 0.00046489 |  | 0.0023505 |  | 0.00018287 |  | 0.010048 |  | 0.010801 |  | 0 |  | 0 |  | 0.0024361
| 0.0040268 |  | 0 |  | 0.00011397 |  | 1.2364e-05 |  | 4.6365e-06 |  | 4.6392e-05 |  | 1.3987e-05 |  | 0.00035899 |  | 2.2371e-05 |  | 0.0004934 |  | 0.0022551 |  | 0.00018411 |  | 0.010101 |  | 0.010811 |  | 0 |  | 0 |  | 0.0024368
| 0.0040629 |  | 0 |  | 0.00021373 |  | -7.8832e-05 |  | 4.6366e-06 |  | 3.5454e-05 |  | 1.3182e-05 |  | 0.00036332 |  | 0 |  | 0.00049592 |  | 0.0021065 |  | 0.00020891 |  | 0.010118 |  | 0.010749 |  | 0 |  | 0 |  | 0.0024375
| 0.0038487 |  | 0 |  | 8.6879e-05 |  | 6.7292e-07 |  | 2.182e-06 |  | -4.087e-05 |  | 1.3462e-05 |  | 0.00035737 |  | 0 |  | 0.00052496 |  | 0.0021829 |  | 0.00017914 |  | 0.010154 |  | 0.01061 |  | 0 |  | 0 |  | 0.0024368
| 0.0039236 |  | 0 |  | -3.5797e-05 |  | 1.2317e-05 |  | 2.1821e-06 |  | -1.4088e-05 |  | 1.3578e-05 |  | 0.00034761 |  | 0 |  | 0.00057889 |  | 0.0022462 |  | 0.00021011 |  | 0.010189 |  | 0.01043 |  | 0 |  | 0 |  | 0.0024375
| 0.0042574 |  | 0 |  | -0.00030367 |  | 8.5563e-06 |  | 2.1821e-06 |  | 3.112e-05 |  | 1.4516e-05 |  | 0.00034373 |  | 0 |  | 0.00058939 |  | 0.0021602 |  | 0.00023836 |  | 0.010244 |  | 0.010227 |  | 0 |  | 0 |  | 0.002439
| 0.0043869 |  | 0 |  | -0.00032686 |  | 0.00014645 |  | 5.4555e-07 |  | -2.135e-05 |  | 1.3661e-05 |  | 0.00035059 |  | 0.00011176 |  | 0.00054831 |  | 0.0021658 |  | 0.0002281 |  | 0.01026 |  | 0.010051 |  | 0 |  | 0 |  | 0.0024431
| 0.0045438 |  | 0 |  | -0.00020015 |  | 0.00019635 |  | 1.3639e-06 |  | -0.00013822 |  | 1.3991e-05 |  | 0.00036186 |  | 0.00022352 |  | 0.00053586 |  | 0.002012 |  | 0.00019557 |  | 0.010296 |  | 0.0099228 |  | 0 |  | 0 |  | 0.0024472
| 0.0043125 |  | 0 |  | -2.9027e-05 |  | 7.0676e-05 |  | 8.1838e-07 |  | -8.2437e-05 |  | 1.3349e-05 |  | 0.00036122 |  | 0.00011177 |  | 0.00055993 |  | 0.0020388 |  | 0.00023544 |  | 0.010351 |  | 0.0098717 |  | 0 |  | 0 |  | 0.0024517
| 0.004258 |  | 0 |  | -0.00011897 |  | -3.1037e-05 |  | 2.4552e-06 |  | 3.6359e-05 |  | 1.2724e-05 |  | 0.00035314 |  | 0 |  | 0.00054409 |  | 0.0021805 |  | 0.00027378 |  | 0.010368 |  | 0.0099123 |  | 0 |  | 0 |  | 0.0024555
| 0.0045874 |  | 0 |  | 0.00011526 |  | 1.5164e-05 |  | 3.0009e-06 |  | 6.8105e-05 |  | 1.3005e-05 |  | 0.00034647 |  | 0 |  | 0.00049238 |  | 0.0021894 |  | 0.00027303 |  | 0.010424 |  | 0.010021 |  | 0 |  | 0 |  | 0.0024551
| 0.0048162 |  | 0 |  | 0.00027302 |  | 4.3553e-05 |  | 1.3641e-06 |  | -5.6832e-05 |  | 1.3894e-05 |  | 0.00034692 |  | 0.00011179 |  | 0.00047086 |  | 0.002222 |  | 0.00030152 |  | 0.01046 |  | 0.010186 |  | 0 |  | 0 |  | 0.0024562
| 0.0048307 |  | 0 |  | -1.5788e-05 |  | 3.5751e-05 |  | 3.0011e-06 |  | -6.1011e-05 |  | 1.1952e-05 |  | 0.00035307 |  | 0.0001118 |  | 0.00047666 |  | 0.0022311 |  | 0.0002419 |  | 0.010497 |  | 0.010359 |  | 0 |  | 0 |  | 0.0024413
| 0.0048554 |  | 0 |  | 8.636e-05 |  | -4.5453e-05 |  | 4.6382e-06 |  | 8.4985e-06 |  | 1.1739e-05 |  | 0.00035809 |  | 0 |  | 0.00049448 |  | 0.0022507 |  | 0.00016992 |  | 0.010514 |  | 0.01052 |  | 0 |  | 0 |  | 0.0024276
| 0.0045133 |  | 0 |  | 0.00015303 |  | -8.3985e-05 |  | 3.0013e-06 |  | -9.446e-05 |  | 1.3106e-05 |  | 0.00036375 |  | 0 |  | 0.00053136 |  | 0.0022589 |  | 0.00024476 |  | 0.01057 |  | 0.010633 |  | 0 |  | 0 |  | 0.0024143
| 0.0044961 |  | 0 |  | -2.706e-05 |  | 2.5422e-06 |  | 1.3643e-06 |  | -5.885e-05 |  | 1.365e-05 |  | 0.00036783 |  | 0.00011182 |  | 0.00057183 |  | 0.00216 |  | 0.00027909 |  | 0.010607 |  | 0.010696 |  | 0 |  | 0 |  | 0.0023896
| 0.0045941 |  | 0 |  | -0.00011756 |  | 4.0767e-05 |  | 1.3643e-06 |  | -5.5778e-06 |  | 1.3041e-05 |  | 0.00036558 |  | 0.00022364 |  | 0.00056108 |  | 0.0021216 |  | 0.00019713 |  | 0.010646 |  | 0.010727 |  | 0 |  | 0 |  | 0.0023749
| 0.0045453 |  | 0 |  | -0.00018461 |  | 4.638e-05 |  | 1.3644e-06 |  | 9.4544e-07 |  | 1.0934e-05 |  | 0.00036305 |  | 0.00020142 |  | 0.00047869 |  | 0.0021902 |  | 0.00019542 |  | 0.010681 |  | 0.010734 |  | 0 |  | 0 |  | 0.0023533
| 0.0044793 |  | 0 |  | -0.00033254 |  | 6.271e-05 |  | 8.1864e-07 |  | -1.357e-05 |  | 1.1181e-05 |  | 0.00036253 |  | 8.9598e-05 |  | 0.00040776 |  | 0.0020601 |  | 0.00021298 |  | 0.010719 |  | 0.010755 |  | 0 |  | 0 |  | 0.0023457
| 0.005101 |  | 0 |  | -0.00021307 |  | -7.8062e-05 |  | 0 |  | -3.2315e-05 |  | 1.3915e-05 |  | 0.00036097 |  | 0.00011184 |  | 0.00044482 |  | 0.002014 |  | 0.00024405 |  | 0.010756 |  | 0.010791 |  | 0 |  | 0 |  | 0.0023379
| 0.0051644 |  | 0 |  | -6.2087e-05 |  | -0.0001033 |  | 0 |  | -1.9876e-05 |  | 1.2961e-05 |  | 0.00035699 |  | 0.0002237 |  | 0.00050797 |  | 0.0021468 |  | 0.0002366 |  | 0.010814 |  | 0.01086 |  | 0 |  | 0 |  | 0.002332
| 0.00472 |  | 0 |  | -0.00024873 |  | 2.6138e-05 |  | 2.4561e-06 |  | -8.5006e-05 |  | 1.2533e-05 |  | 0.00035121 |  | 0.0002237 |  | 0.00051439 |  | 0.0020836 |  | 0.00021549 |  | 0.010831 |  | 0.010935 |  | 0 |  | 0 |  | 0.0023405
| 0.0047288 |  | 0 |  | -0.00015151 |  | 2.7569e-05 |  | 2.4562e-06 |  | -4.9406e-05 |  | 1.2303e-05 |  | 0.00034684 |  | 0.00022373 |  | 0.00051288 |  | 0.002072 |  | 0.00020144 |  | 0.010869 |  | 0.011002 |  | 0 |  | 0 |  | 0.0023482
| 0.0055419 |  | 0 |  | 0.0002646 |  | -1.8284e-05 |  | 8.1876e-07 |  | 4.1622e-05 |  | 1.2617e-05 |  | 0.00035133 |  | 0.00022373 |  | 0.00052765 |  | 0.0020826 |  | 0.0001872 |  | 0.010929 |  | 0.011046 |  | 0 |  | 0 |  | 0.0023575
| 0.0055248 |  | 0 |  | 0.00010933 |  | 9.7215e-06 |  | 8.1879e-07 |  | 4.2738e-05 |  | 1.3572e-05 |  | 0.00035979 |  | 0.00011187 |  | 0.00054997 |  | 0.0020999 |  | 0.00025227 |  | 0.010945 |  | 0.011036 |  | 0 |  | 0 |  | 0.0023664
| 0.0055063 |  | 0 |  | 9.5473e-05 |  | 1.4696e-05 |  | 2.4564e-06 |  | 5.7441e-05 |  | 1.2716e-05 |  | 0.00036375 |  | 0 |  | 0.00056082 |  | 0.0022526 |  | 0.0002652 |  | 0.011003 |  | 0.010984 |  | 0 |  | 0 |  | 0.0023739
| 0.005915 |  | 0 |  | 0.00025939 |  | 4.751e-05 |  | 3.0024e-06 |  | -5.6676e-06 |  | 1.2832e-05 |  | 0.00036451 |  | 0 |  | 0.00053014 |  | 0.0021112 |  | 0.00026512 |  | 0.011021 |  | 0.010886 |  | 0 |  | 0 |  | 0.0023775
| 0.0059267 |  | 0 |  | 5.3623e-05 |  | 6.1778e-05 |  | 4.6402e-06 |  | -1.6977e-06 |  | 1.2306e-05 |  | 0.00036648 |  | 0 |  | 0.0004937 |  | 0.0019819 |  | 0.00027767 |  | 0.01108 |  | 0.010777 |  | 0 |  | 0 |  | 0.0023766
| 0.005973 |  | 0 |  | -9.2555e-05 |  | -4.2158e-05 |  | 4.0945e-06 |  | 5.2395e-05 |  | 1.3245e-05 |  | 0.00036813 |  | 0 |  | 0.00046133 |  | 0.0021103 |  | 0.00023675 |  | 0.01112 |  | 0.010665 |  | 0 |  | 0 |  | 0.0023719
| 0.0059689 |  | 0 |  | -3.5118e-05 |  | 3.2343e-05 |  | 2.4567e-06 |  | 4.8875e-06 |  | 1.2999e-05 |  | 0.00036227 |  | 0 |  | 0.0004356 |  | 0.0021539 |  | 0.00021836 |  | 0.011136 |  | 0.01058 |  | 0 |  | 0 |  | 0.0023623
| 0.0061518 |  | 0 |  | -0.00010391 |  | 7.4498e-05 |  | 2.4568e-06 |  | -5.1072e-05 |  | 1.3065e-05 |  | 0.00035618 |  | 0 |  | 0.00044094 |  | 0.0021093 |  | 0.00025915 |  | 0.011196 |  | 0.010546 |  | 0 |  | 0 |  | 0.0023484
| 0.0058066 |  | 0 |  | -0.0001593 |  | -3.2564e-05 |  | 2.4569e-06 |  | -8.8008e-05 |  | 1.239e-05 |  | 0.00035909 |  | 2.2411e-05 |  | 0.00046777 |  | 0.0021389 |  | 0.00027773 |  | 0.011237 |  | 0.010557 |  | 0 |  | 0 |  | 0.0023368
| 0.0058341 |  | 0 |  | -8.0494e-05 |  | -1.4102e-05 |  | 3.003e-06 |  | 7.5214e-06 |  | 1.216e-05 |  | 0.00036865 |  | 2.2412e-05 |  | 0.00047633 |  | 0.0021785 |  | 0.00023289 |  | 0.011274 |  | 0.01063 |  | 0 |  | 0 |  | 0.0023121
| 0.0061121 |  | 0 |  | -0.00024317 |  | -6.6249e-06 |  | 1.365e-06 |  | 2.9694e-05 |  | 1.2177e-05 |  | 0.00036774 |  | 0 |  | 0.00048699 |  | 0.0021049 |  | 0.00021979 |  | 0.011313 |  | 0.010747 |  | 0 |  | 0 |  | 0.0022897
| 0.0061813 |  | 0 |  | -0.00033752 |  | -4.1168e-05 |  | 8.1904e-07 |  | -3.5055e-05 |  | 1.2293e-05 |  | 0.00035806 |  | 0.00011194 |  | 0.00052039 |  | 0.002071 |  | 0.00020816 |  | 0.011354 |  | 0.010916 |  | 0 |  | 0 |  | 0.0022707
| 0.0058864 |  | 0 |  | -0.00010047 |  | -2.9624e-05 |  | 2.4572e-06 |  | -2.1166e-05 |  | 1.1914e-05 |  | 0.00035394 |  | 0.0002239 |  | 0.00055007 |  | 0.0021677 |  | 0.00022585 |  | 0.011391 |  | 0.011119 |  | 0 |  | 0 |  | 0.0022391
| 0.0055528 |  | 0 |  | -0.0001379 |  | -9.6212e-05 |  | 3.0033e-06 |  | -1.0944e-05 |  | 1.2656e-05 |  | 0.00035909 |  | 0.0002239 |  | 0.00055419 |  | 0.0020948 |  | 0.00020062 |  | 0.011431 |  | 0.011356 |  | 0 |  | 0 |  | 0.0022153
| 0.005517 |  | 0 |  | -0.000117 |  | -4.6781e-05 |  | 3.0034e-06 |  | -2.9425e-05 |  | 1.2723e-05 |  | 0.00037101 |  | 0.00013438 |  | 0.0005392 |  | 0.0020582 |  | 0.00017958 |  | 0.011494 |  | 0.011631 |  | 0 |  | 0 |  | 0.0021817
| 0.0055445 |  | 0 |  | 1.5278e-05 |  | 7.5235e-05 |  | 3.0035e-06 |  | 6.6443e-06 |  | 1.1685e-05 |  | 0.00037556 |  | 2.2421e-05 |  | 0.00052734 |  | 0.0021253 |  | 0.00023462 |  | 0.01151 |  | 0.01193 |  | 0 |  | 0 |  | 0.0021602
| 0.0055029 |  | -0.00013956 |  | 2.3822e-05 |  | 8.9844e-05 |  | 3.0036e-06 |  | 3.8954e-05 |  | 1.3152e-05 |  | 0.00037538 |  | 8.9706e-05 |  | 0.00055745 |  | 0.0021368 |  | 0.00022757 |  | 0.01155 |  | 0.012228 |  | 0 |  | 0 |  | 0.0021387
| 0.0055276 |  | -0.00010107 |  | 0.00013356 |  | 9.6127e-05 |  | 3.0037e-06 |  | -1.1249e-05 |  | 1.1702e-05 |  | 0.0003726 |  | 0.00015701 |  | 0.00062889 |  | 0.0020198 |  | 0.00024987 |  | 0.011613 |  | 0.012553 |  | 0 |  | 0 |  | 0.0021209
| 0.0055392 |  | -5.2608e-05 |  | 0.0001043 |  | 6.4878e-05 |  | 3.0038e-06 |  | 1.2779e-05 |  | 1.3318e-05 |  | 0.00036978 |  | 0.00017929 |  | 0.00064777 |  | 0.0020562 |  | 0.00028644 |  | 0.01163 |  | 0.012838 |  | 0 |  | 0 |  | 0.0021228
| 0.0055567 |  | -6.3303e-05 |  | -0.0002344 |  | 2.8103e-05 |  | 2.4577e-06 |  | 1.9706e-05 |  | 1.3615e-05 |  | 0.00036743 |  | 0.00011199 |  | 0.00060964 |  | 0.0022047 |  | 0.00025129 |  | 0.011694 |  | 0.01311 |  | 0 |  | 0 |  | 0.0021339
| 0.0056015 |  | -6.7515e-05 |  | -0.00020861 |  | 6.3743e-05 |  | 8.1927e-07 |  | -3.3274e-05 |  | 1.2841e-05 |  | 0.00035994 |  | 0.000112 |  | 0.00060631 |  | 0.0020734 |  | 0.00023177 |  | 0.01171 |  | 0.013332 |  | 0 |  | 0 |  | 0.0021574
| 0.0056881 |  | -4.7431e-05 |  | 0.00016895 |  | 3.343e-05 |  | 1.3655e-06 |  | -4.7971e-05 |  | 1.355e-05 |  | 0.00035175 |  | 0.00011201 |  | 0.00064614 |  | 0.0021331 |  | 0.00024231 |  | 0.011775 |  | 0.013484 |  | 0 |  | 0 |  | 0.0021921
| 0.0057214 |  | -1.8223e-05 |  | -6.8049e-05 |  | -1.2254e-05 |  | 5.4621e-07 |  | -9.4105e-06 |  | 1.1457e-05 |  | 0.00035011 |  | 0.00011202 |  | 0.00062151 |  | 0.0021472 |  | 0.00022615 |  | 0.011814 |  | 0.013572 |  | 0 |  | 0 |  | 0.0022306
| 0.005795 |  | -3.7871e-05 |  | -0.00013738 |  | 3.9049e-05 |  | 2.1849e-06 |  | 6.653e-07 |  | 1.2909e-05 |  | 0.0003561 |  | 0.00011202 |  | 0.00049076 |  | 0.0020764 |  | 0.00023479 |  | 0.011832 |  | 0.013612 |  | 0 |  | 0 |  | 0.0022823
| 0.0057606 |  | -7.7464e-05 |  | -3.5803e-05 |  | 5.0134e-05 |  | 2.185e-06 |  | 2.1665e-06 |  | 1.3387e-05 |  | 0.00036547 |  | 0.00011202 |  | 0.00041304 |  | 0.0021113 |  | 0.00023296 |  | 0.011897 |  | 0.013602 |  | 0 |  | 0 |  | 0.0023324
| 0.0059724 |  | -7.1018e-05 |  | -0.00016625 |  | 7.8299e-05 |  | 5.4627e-07 |  | 1.0808e-07 |  | 1.2118e-05 |  | 0.00037396 |  | 0.00013449 |  | 0.00045512 |  | 0.0022011 |  | 0.00025965 |  | 0.011936 |  | 0.013585 |  | 0 |  | 0 |  | 0.0023658
| 0.0063254 |  | -6.2828e-05 |  | 7.409e-05 |  | 0.00012663 |  | 1.3657e-06 |  | 4.3344e-05 |  | 1.2003e-05 |  | 0.00038146 |  | 2.2457e-05 |  | 0.00047778 |  | 0.002202 |  | 0.00025826 |  | 0.011979 |  | 0.013567 |  | 0 |  | 0 |  | 0.0023945
| 0.0063429 |  | -2.7056e-05 |  | 0.00020863 |  | 7.3593e-05 |  | 3.0046e-06 |  | 6.5713e-05 |  | 1.1905e-05 |  | 0.00038337 |  | 0 |  | 0.00046791 |  | 0.0021535 |  | 0.00018078 |  | 0.012018 |  | 0.013571 |  | 0 |  | 0 |  | 0.0024097
| 0.0062855 |  | -2.4012e-05 |  | -0.0001259 |  | 1.2328e-06 |  | 2.1853e-06 |  | 3.6512e-05 |  | 1.2202e-05 |  | 0.00037849 |  | 4.4876e-05 |  | 0.00048608 |  | 0.0023179 |  | 0.00017762 |  | 0.012062 |  | 0.013611 |  | 0 |  | 0 |  | 0.002412
| 0.0065261 |  | -4.1585e-05 |  | -0.00011522 |  | 2.6815e-05 |  | 0 |  | 1.8843e-05 |  | 1.1708e-05 |  | 0.00037039 |  | 4.4878e-05 |  | 0.0004893 |  | 0.0022577 |  | 0.00021354 |  | 0.012101 |  | 0.013666 |  | 0 |  | 0 |  | 0.0024029
| 0.0066574 |  | -1.4309e-06 |  | -9.9123e-05 |  | 5.7901e-05 |  | 8.1952e-07 |  | -9.9804e-06 |  | 1.1708e-05 |  | 0.00035954 |  | 4.488e-05 |  | 0.00051214 |  | 0.0021224 |  | 0.00024577 |  | 0.012145 |  | 0.013707 |  | 0 |  | 0 |  | 0.0023902
| 0.0065928 |  | 5.9185e-06 |  | -0.00031613 |  | 4.8046e-05 |  | 8.1955e-07 |  | -3.0736e-05 |  | 1.1626e-05 |  | 0.00035315 |  | 4.4882e-05 |  | 0.00059686 |  | 0.0021649 |  | 0.00024805 |  | 0.012209 |  | 0.013723 |  | 0 |  | 0 |  | 0.0023614
| 0.0068494 |  | -2.3689e-05 |  | 5.7102e-05 |  | 4.4368e-05 |  | 2.4587e-06 |  | 1.6022e-05 |  | 1.2649e-05 |  | 0.000357 |  | 0.00011208 |  | 0.00066592 |  | 0.0021038 |  | 0.00027203 |  | 0.012226 |  | 0.013712 |  | 0 |  | 0 |  | 0.0023392
| 0.0068655 |  | -1.085e-05 |  | 2.8464e-05 |  | -5.2925e-07 |  | 3.0052e-06 |  | 9.4002e-06 |  | 1.2716e-05 |  | 0.0003677 |  | 6.722e-05 |  | 0.00066217 |  | 0.0020392 |  | 0.00024087 |  | 0.01227 |  | 0.013657 |  | 0 |  | 0 |  | 0.0023046
| 0.0066943 |  | -3.5963e-05 |  | -0.00010743 |  | -1.606e-05 |  | 1.366e-06 |  | -8.4139e-06 |  | 1.1578e-05 |  | 0.00037399 |  | 4.4912e-05 |  | 0.00058466 |  | 0.0020375 |  | 0.00022071 |  | 0.012333 |  | 0.013589 |  | 0 |  | 0 |  | 0.0022778
| 0.0069767 |  | -5.2573e-05 |  | 3.9862e-05 |  | 3.2853e-05 |  | 1.3661e-06 |  | 5.2271e-05 |  | 1.2288e-05 |  | 0.00037053 |  | 0.00017958 |  | 0.00054246 |  | 0.0021101 |  | 0.00028458 |  | 0.012354 |  | 0.013545 |  | 0 |  | 0 |  | 0.0022402
| 0.0072219 |  | -4.7902e-05 |  | -0.000125 |  | 6.2024e-05 |  | 5.4645e-07 |  | 1.1682e-05 |  | 1.4416e-05 |  | 0.00036318 |  | 0.0002019 |  | 0.00059947 |  | 0.0021444 |  | 0.00024244 |  | 0.01242 |  | 0.013548 |  | 0 |  | 0 |  | 0.0022124
| 0.0072869 |  | -7.6015e-05 |  | -0.00025366 |  | 4.5361e-05 |  | 5.4647e-07 |  | 2.5187e-06 |  | 1.2091e-05 |  | 0.00036438 |  | 0.00011211 |  | 0.00065084 |  | 0.0021435 |  | 0.00025545 |  | 0.012437 |  | 0.013606 |  | 0 |  | 0 |  | 0.0021823
| 0.0074831 |  | -8.6692e-05 |  | -0.00012427 |  | 4.8234e-05 |  | 1.3662e-06 |  | -1.9937e-05 |  | 1.3329e-05 |  | 0.0003758 |  | 4.4902e-05 |  | 0.00062284 |  | 0.0021249 |  | 0.00026492 |  | 0.012504 |  | 0.013729 |  | 0 |  | 0 |  | 0.0021526
| 0.007453 |  | -3.3201e-05 |  | 0.00015928 |  | 7.7879e-05 |  | 8.1975e-07 |  | -5.9664e-05 |  | 1.29e-05 |  | 0.00039193 |  | 4.4904e-05 |  | 0.00056424 |  | 0.0020828 |  | 0.00020991 |  | 0.012547 |  | 0.013905 |  | 0 |  | 0 |  | 0.0021396
| 0.0078653 |  | -6.0272e-06 |  | 0.00013064 |  | 6.7838e-05 |  | 0 |  | -1.4511e-05 |  | 1.2291e-05 |  | 0.00039884 |  | 0 |  | 0.00055669 |  | 0.0020701 |  | 0.00022837 |  | 0.012588 |  | 0.014083 |  | 0 |  | 0 |  | 0.0021305
| 0.0081551 |  | -7.2906e-05 |  | 7.757e-05 |  | 9.0896e-06 |  | 5.4653e-07 |  | -1.3854e-05 |  | 1.4749e-05 |  | 0.00039263 |  | 4.4908e-05 |  | 0.00059738 |  | 0.0020767 |  | 0.00023379 |  | 0.012609 |  | 0.014247 |  | 0 |  | 0 |  | 0.0021288
| 0.008177 |  | -7.8976e-05 |  | -9.3903e-06 |  | 1.8667e-05 |  | 3.006e-06 |  | 3.4005e-05 |  | 1.1995e-05 |  | 0.00038376 |  | 4.4912e-05 |  | 0.00061689 |  | 0.0021229 |  | 0.00021926 |  | 0.012676 |  | 0.014348 |  | 0 |  | 0 |  | 0.0021322
| 0.0083184 |  | -3.8352e-05 |  | -8.6009e-05 |  | 5.8431e-05 |  | 3.0061e-06 |  | 1.9062e-05 |  | 1.2754e-05 |  | 0.00038102 |  | 0.00011215 |  | 0.00059709 |  | 0.0021463 |  | 0.00023103 |  | 0.012717 |  | 0.014385 |  | 0 |  | 0 |  | 0.0021376
| 0.0083604 |  | -3.96e-05 |  | -6.5574e-05 |  | 7.7538e-05 |  | 5.4658e-07 |  | -2.5521e-05 |  | 1.3744e-05 |  | 0.00038115 |  | 0.00015708 |  | 0.00059891 |  | 0.0021731 |  | 0.00024978 |  | 0.012762 |  | 0.014371 |  | 0 |  | 0 |  | 0.0021418
| 0.008293 |  | -7.534e-05 |  | -0.00013234 |  | 8.8591e-05 |  | 2.1864e-06 |  | 3.4338e-05 |  | 1.2838e-05 |  | 0.000378 |  | 4.4918e-05 |  | 0.00060967 |  | 0.0021234 |  | 0.00022502 |  | 0.012805 |  | 0.014312 |  | 0 |  | 0 |  | 0.0021427
| 0.0080973 |  | -4.692e-05 |  | -7.007e-05 |  | 3.4976e-05 |  | 2.1865e-06 |  | 1.0586e-05 |  | 1.2178e-05 |  | 0.00037751 |  | 0.00011217 |  | 0.00058962 |  | 0.002054 |  | 0.00017674 |  | 0.012849 |  | 0.014214 |  | 0 |  | 0 |  | 0.0021399
| 0.0083583 |  | -4.0199e-05 |  | -7.9521e-05 |  | 6.7185e-05 |  | 0 |  | -5.4259e-05 |  | 1.2756e-05 |  | 0.00037967 |  | 0.00011218 |  | 0.00061001 |  | 0.0021779 |  | 0.00014478 |  | 0.012916 |  | 0.014147 |  | 0 |  | 0 |  | 0.0021342
| 0.0087304 |  | -8.6158e-06 |  | -0.00012709 |  | 6.6173e-05 |  | 8.1998e-07 |  | -3.0703e-05 |  | 1.1354e-05 |  | 0.00038608 |  | 0 |  | 0.00065991 |  | 0.0021795 |  | 0.00017217 |  | 0.012934 |  | 0.014074 |  | 0 |  | 0 |  | 0.0021282
| 0.008722 |  | -2.9786e-05 |  | -0.00017362 |  | -3.9579e-05 |  | 1.3667e-06 |  | 5.3067e-06 |  | 1.2509e-05 |  | 0.00038601 |  | 0 |  | 0.00066311 |  | 0.0020891 |  | 0.00019218 |  | 0.01298 |  | 0.014062 |  | 0 |  | 0 |  | 0.0021248
| 0.0087468 |  | -4.6316e-05 |  | -0.00016153 |  | -5.9777e-06 |  | 1.3667e-06 |  | 1.1242e-05 |  | 1.2989e-05 |  | 0.00038323 |  | 2.2489e-05 |  | 0.00065315 |  | 0.0021379 |  | 0.00017954 |  | 0.013047 |  | 0.014063 |  | 0 |  | 0 |  | 0.0021303
| 0.0088796 |  | -6.1948e-05 |  | 9.044e-05 |  | 8.7495e-05 |  | 8.2005e-07 |  | -2.8217e-05 |  | 1.2676e-05 |  | 0.00038001 |  | 2.2489e-05 |  | 0.00065323 |  | 0.0020634 |  | 0.00019352 |  | 0.013067 |  | 0.014125 |  | 0 |  | 0 |  | 0.0021308
| 0.0088381 |  | -0.00010547 |  | -2.3279e-05 |  | 3.5126e-05 |  | 8.2008e-07 |  | -2.5322e-05 |  | 1.2379e-05 |  | 0.00037733 |  | 0.00011221 |  | 0.0006418 |  | 0.0020506 |  | 0.00022098 |  | 0.013133 |  | 0.014231 |  | 0 |  | 0 |  | 0.002145
| 0.0088542 |  | -8.8578e-05 |  | -5.1217e-05 |  | 2.7225e-05 |  | 8.201e-07 |  | 4.4587e-06 |  | 1.0201e-05 |  | 0.00037546 |  | 0.00011222 |  | 0.0006386 |  | 0.0021469 |  | 0.00021435 |  | 0.013155 |  | 0.014369 |  | 0 |  | 0 |  | 0.002152
| 0.0090938 |  | -0.00010511 |  | 0.000174 |  | 8.8449e-05 |  | 2.4604e-06 |  | -1.2778e-05 |  | 1.0531e-05 |  | 0.00036775 |  | 0 |  | 0.00064452 |  | 0.0021823 |  | 0.0002337 |  | 0.013223 |  | 0.014544 |  | 0 |  | 0 |  | 0.0021634
| 0.0094067 |  | -0.00010606 |  | 1.9885e-05 |  | 4.2118e-05 |  | 2.4605e-06 |  | -1.8002e-06 |  | 1.1951e-05 |  | 0.00036338 |  | 0 |  | 0.00062884 |  | 0.0020933 |  | 0.00024411 |  | 0.013243 |  | 0.014757 |  | 0 |  | 0 |  | 0.0021765
| 0.0095656 |  | -7.9118e-05 |  | -0.00014577 |  | 2.0701e-06 |  | 5.7402e-06 |  | -5.0095e-05 |  | 1.3536e-05 |  | 0.00036866 |  | 0 |  | 0.00058799 |  | 0.0020364 |  | 0.0001618 |  | 0.013312 |  | 0.014978 |  | 0 |  | 0 |  | 0.0021803
| 0.009527 |  | -3.5795e-05 |  | -0.00012677 |  | -7.16e-06 |  | 5.7404e-06 |  | -0.00010076 |  | 1.1407e-05 |  | 0.0003846 |  | 0 |  | 0.00054963 |  | 0.001991 |  | 0.00019655 |  | 0.013356 |  | 0.015215 |  | 0 |  | 0 |  | 0.002173
| 0.0096109 |  | -5.7913e-05 |  | -8.398e-05 |  | 2.2855e-05 |  | 4.1011e-06 |  | -4.8953e-05 |  | 1.083e-05 |  | 0.00039754 |  | 0.00011225 |  | 0.00049439 |  | 0.0020648 |  | 0.00026219 |  | 0.013401 |  | 0.015439 |  | 0 |  | 0 |  | 0.0021705
| 0.0097308 |  | -7.3826e-05 |  | 1.3391e-05 |  | 4.5666e-05 |  | 4.1013e-06 |  | 2.1044e-06 |  | 1.0154e-05 |  | 0.00039776 |  | 0.00022451 |  | 0.00041126 |  | 0.0022099 |  | 0.00023622 |  | 0.013445 |  | 0.015649 |  | 0 |  | 0 |  | 0.0021606
| 0.009747 |  | -1.6649e-05 |  | -1.2803e-05 |  | -3.5583e-05 |  | 8.2028e-07 |  | -3.8525e-05 |  | 1.159e-05 |  | 0.00039165 |  | 0.00013474 |  | 0.00037563 |  | 0.0022131 |  | 0.00022737 |  | 0.01349 |  | 0.015849 |  | 0 |  | 0 |  | 0.0021507
| 0.0098914 |  | -3.574e-05 |  | -0.00023473 |  | -1.8732e-05 |  | 8.203e-07 |  | -7.2534e-05 |  | 1.2912e-05 |  | 0.00038472 |  | 2.2481e-05 |  | 0.00044374 |  | 0.0021467 |  | 0.00021418 |  | 0.013533 |  | 0.016019 |  | 0 |  | 0 |  | 0.0021373
| 0.009935 |  | -5.0644e-05 |  | -0.00021146 |  | -8.8847e-06 |  | 0 |  | -1.6677e-05 |  | 1.065e-05 |  | 0.00037458 |  | 2.2482e-05 |  | 0.00055862 |  | 0.0020079 |  | 0.00021491 |  | 0.01358 |  | 0.016141 |  | 0 |  | 0 |  | 0.0021367
| 0.009931 |  | -7.5491e-05 |  | -4.7497e-05 |  | -6.1112e-05 |  | 0 |  | -2.0908e-05 |  | 1.288e-05 |  | 0.00036442 |  | 4.4966e-05 |  | 0.00066542 |  | 0.0020588 |  | 0.00027106 |  | 0.013624 |  | 0.016221 |  | 0 |  | 0 |  | 0.0021356
| 0.010024 |  | -4.1669e-05 |  | 4.5158e-05 |  | -5.5024e-06 |  | 4.1019e-06 |  | -3.0768e-05 |  | 1.0568e-05 |  | 0.00036504 |  | 2.2484e-05 |  | 0.00069677 |  | 0.0020943 |  | 0.00026693 |  | 0.013669 |  | 0.016272 |  | 0 |  | 0 |  | 0.0021379
| 0.010044 |  | 1.9606e-05 |  | 7.8259e-05 |  | 4.1888e-05 |  | 4.102e-06 |  | -1.2475e-06 |  | 1.2286e-05 |  | 0.0003799 |  | 0 |  | 0.00064679 |  | 0.0020542 |  | 0.00024415 |  | 0.013714 |  | 0.016278 |  | 0 |  | 0 |  | 0.0021428
| 0.010229 |  | 2.6455e-05 |  | 3.3834e-05 |  | 0.0001177 |  | 8.2043e-07 |  | -7.1177e-05 |  | 1.1494e-05 |  | 0.00039202 |  | 0.0001123 |  | 0.00066005 |  | 0.0020488 |  | 0.00029633 |  | 0.013784 |  | 0.016273 |  | 0 |  | 0 |  | 0.0021469
| 0.010288 |  | -1.9255e-05 |  | 0.00020917 |  | 9.7639e-05 |  | 8.2045e-07 |  | -7.5833e-05 |  | 1.1759e-05 |  | 0.00039121 |  | 0.00011231 |  | 0.0007445 |  | 0.0020513 |  | 0.00023599 |  | 0.013804 |  | 0.016245 |  | 0 |  | 0 |  | 0.0021538
| 0.010068 |  | -1.7989e-05 |  | 7.6974e-05 |  | 6.2707e-05 |  | 8.2048e-07 |  | -3.638e-05 |  | 1.2965e-05 |  | 0.00038521 |  | 0 |  | 0.00073842 |  | 0.0021774 |  | 0.0001823 |  | 0.013875 |  | 0.016214 |  | 0 |  | 0 |  | 0.0021485
| 0.010336 |  | 2.5579e-05 |  | -0.00015122 |  | 1.6644e-05 |  | 8.205e-07 |  | -3.2603e-05 |  | 1.1099e-05 |  | 0.00038451 |  | 0 |  | 0.0006467 |  | 0.0021636 |  | 0.00017598 |  | 0.013895 |  | 0.016195 |  | 0 |  | 0 |  | 0.0021433
| 0.010609 |  | -5.1034e-06 |  | -2.6425e-05 |  | -8.0662e-05 |  | 2.4616e-06 |  | -3.4135e-05 |  | 1.247e-05 |  | 0.00038376 |  | 0 |  | 0.00062485 |  | 0.0021541 |  | 0.00016848 |  | 0.013968 |  | 0.016179 |  | 0 |  | 0 |  | 0.0021359
| 0.010533 |  | -2.2064e-05 |  | 3.0854e-05 |  | -1.6157e-05 |  | 2.4617e-06 |  | -8.2464e-06 |  | 1.1579e-05 |  | 0.00038028 |  | 0 |  | 0.00068049 |  | 0.0021111 |  | 0.00023008 |  | 0.013986 |  | 0.016162 |  | 0 |  | 0 |  | 0.0021337
| 0.01073 |  | -3.8689e-05 |  | -2.3826e-05 |  | 7.8591e-06 |  | 8.2058e-07 |  | -1.3567e-05 |  | 1.2124e-05 |  | 0.00037413 |  | 0 |  | 0.00068232 |  | 0.0019681 |  | 0.00028161 |  | 0.014057 |  | 0.016167 |  | 0 |  | 0 |  | 0.0021251
| 0.01089 |  | -4.3849e-05 |  | -1.0336e-06 |  | -1.5902e-05 |  | 1.3677e-06 |  | -4.0197e-05 |  | 1.1646e-05 |  | 0.00037685 |  | 0.00011235 |  | 0.00062716 |  | 0.0020312 |  | 0.00033244 |  | 0.014103 |  | 0.016221 |  | 0 |  | 0 |  | 0.0021279
| 0.010919 |  | -9.322e-05 |  | 3.0896e-05 |  | 8.4872e-05 |  | 1.3677e-06 |  | -3.896e-05 |  | 1.2076e-05 |  | 0.00038775 |  | 0.00022471 |  | 0.00062174 |  | 0.0021904 |  | 0.00030279 |  | 0.014148 |  | 0.016323 |  | 0 |  | 0 |  | 0.002145
| 0.011008 |  | -0.00010368 |  | 3.0351e-05 |  | 8.5582e-05 |  | 8.2065e-07 |  | -3.8409e-05 |  | 1.2622e-05 |  | 0.00039271 |  | 0.00011236 |  | 0.00064418 |  | 0.0020882 |  | 0.00023564 |  | 0.014168 |  | 0.016492 |  | 0 |  | 0 |  | 0.0021626
| 0.011157 |  | -7.7252e-05 |  | 0.00010305 |  | -3.5069e-06 |  | 2.462e-06 |  | -1.6483e-05 |  | 1.1532e-05 |  | 0.00038844 |  | 0.00011236 |  | 0.00063754 |  | 0.0019164 |  | 0.0001875 |  | 0.01424 |  | 0.01675 |  | 0 |  | 0 |  | 0.0021987
| 0.011317 |  | -6.1201e-05 |  | 0.00016157 |  | 1.0614e-05 |  | 3.0092e-06 |  | 3.2271e-06 |  | 1.1929e-05 |  | 0.0003779 |  | 0.00011237 |  | 0.00062551 |  | 0.0020277 |  | 0.00016897 |  | 0.014286 |  | 0.017018 |  | 0 |  | 0 |  | 0.0022381
| 0.011616 |  | -3.9223e-05 |  | 0.00021807 |  | 1.4266e-05 |  | 5.4715e-07 |  | 4.912e-05 |  | 1.0921e-05 |  | 0.00037634 |  | 0 |  | 0.00061186 |  | 0.0021744 |  | 0.00016625 |  | 0.014332 |  | 0.017321 |  | 0 |  | 0 |  | 0.0022761
| 0.011645 |  | 2.6774e-05 |  | 0.00020362 |  | -1.4565e-05 |  | 5.4717e-07 |  | 9.4888e-06 |  | 1.2805e-05 |  | 0.00037896 |  | 0.00011239 |  | 0.00061941 |  | 0.0021966 |  | 0.00016193 |  | 0.014407 |  | 0.0176 |  | 0 |  | 0 |  | 0.0023254
| 0.011608 |  | 3.6458e-06 |  | -0.00012136 |  | -1.6063e-05 |  | 5.4718e-07 |  | -1.5319e-05 |  | 1.1021e-05 |  | 0.00038179 |  | 0.00011239 |  | 0.00062969 |  | 0.0020984 |  | 0.00018981 |  | 0.014424 |  | 0.017798 |  | 0 |  | 0 |  | 0.0023671
| 0.01197 |  | -8.2533e-05 |  | -0.00018641 |  | 9.0446e-06 |  | 0 |  | 2.5977e-05 |  | 1.1831e-05 |  | 0.0003881 |  | 0 |  | 0.00060352 |  | 0.0019993 |  | 0.00020944 |  | 0.01447 |  | 0.017959 |  | 0 |  | 0 |  | 0.0024059
| 0.012222 |  | -0.00012815 |  | -4.1532e-05 |  | 1.0379e-06 |  | 2.4625e-06 |  | -6.0948e-06 |  | 1.1534e-05 |  | 0.00039641 |  | 0 |  | 0.000583 |  | 0.0019611 |  | 0.00020707 |  | 0.014517 |  | 0.018011 |  | 0 |  | 0 |  | 0.002439
| 0.012185 |  | -0.00015201 |  | 5.2451e-05 |  | -2.747e-06 |  | 2.4625e-06 |  | -4.194e-05 |  | 1.0775e-05 |  | 0.00039918 |  | 0 |  | 0.0006047 |  | 0.0019773 |  | 0.00020908 |  | 0.01459 |  | 0.018042 |  | 0 |  | 0 |  | 0.0024676
| 0.012181 |  | -7.7555e-05 |  | 0.00014639 |  | 1.8755e-05 |  | 0 |  | -2.6224e-05 |  | 1.2494e-05 |  | 0.00039662 |  | 0.00011242 |  | 0.0006545 |  | 0.0019839 |  | 0.00025411 |  | 0.014612 |  | 0.018004 |  | 0 |  | 0 |  | 0.0024905
| 0.012462 |  | -1.1224e-05 |  | 9.3279e-05 |  | 0.00011796 |  | 0 |  | 4.6351e-05 |  | 1.0114e-05 |  | 0.00039092 |  | 0.00020245 |  | 0.00070186 |  | 0.0020043 |  | 0.00025244 |  | 0.014656 |  | 0.017988 |  | 0 |  | 0 |  | 0.0025103
| 0.012706 |  | -1.3917e-05 |  | 2.5703e-05 |  | 0.00011148 |  | 2.4628e-06 |  | 9.2148e-06 |  | 1.1867e-05 |  | 0.00039293 |  | 0.00020246 |  | 0.00074062 |  | 0.0020464 |  | 0.00022232 |  | 0.01473 |  | 0.017998 |  | 0 |  | 0 |  | 0.0025249
| 0.012744 |  | -2.2067e-05 |  | 5.0372e-05 |  | 2.7564e-05 |  | 2.4628e-06 |  | -2.1156e-05 |  | 1.1272e-05 |  | 0.00039931 |  | 0.00011244 |  | 0.00076195 |  | 0.0019943 |  | 0.00018207 |  | 0.014777 |  | 0.018041 |  | 0 |  | 0 |  | 0.0025349
| 0.012716 |  | -3.0935e-05 |  | 0.00014049 |  | 2.6863e-05 |  | 8.2097e-07 |  | 2.3234e-05 |  | 1.0711e-05 |  | 0.00040545 |  | 0 |  | 0.00073426 |  | 0.0020424 |  | 0.00018436 |  | 0.014799 |  | 0.018141 |  | 0 |  | 0 |  | 0.0025396
| 0.012993 |  | 4.4571e-05 |  | 4.0525e-05 |  | -3.549e-05 |  | 1.3683e-06 |  | 5.947e-06 |  | 1.0959e-05 |  | 0.00040888 |  | 0 |  | 0.00065071 |  | 0.002031 |  | 0.00025622 |  | 0.014871 |  | 0.01831 |  | 0 |  | 0 |  | 0.0025366
| 0.013167 |  | 1.1907e-05 |  | -0.00013676 |  | -2.1732e-05 |  | 1.3684e-06 |  | -8.4021e-05 |  | 1.1521e-05 |  | 0.0004056 |  | 0.00011246 |  | 0.00063356 |  | 0.0020237 |  | 0.00020793 |  | 0.014918 |  | 0.018528 |  | 0 |  | 0 |  | 0.0025268
| 0.013219 |  | -1.0337e-05 |  | 7.6788e-05 |  | -6.1179e-05 |  | 8.2105e-07 |  | -0.00010694 |  | 1.1588e-05 |  | 0.00040427 |  | 0.00011246 |  | 0.00070076 |  | 0.0021603 |  | 0.00018426 |  | 0.014966 |  | 0.018759 |  | 0 |  | 0 |  | 0.0025147
| 0.013308 |  | 6.6599e-05 |  | 0.00022844 |  | -4.6716e-05 |  | 8.2107e-07 |  | -4.6612e-06 |  | 1.144e-05 |  | 0.00040156 |  | 0 |  | 0.00072242 |  | 0.0021263 |  | 0.00024914 |  | 0.014988 |  | 0.019052 |  | 0 |  | 0 |  | 0.0024862
| 0.013338 |  | -6.2246e-06 |  | -8.2685e-05 |  | 1.5086e-05 |  | 1.3685e-06 |  | -2.8368e-05 |  | 1.1969e-05 |  | 0.00039822 |  | 0 |  | 0.00073902 |  | 0.0020447 |  | 0.00027234 |  | 0.015061 |  | 0.019323 |  | 0 |  | 0 |  | 0.002466
| 0.013402 |  | -2.9543e-05 |  | -0.00013039 |  | 3.3113e-05 |  | 5.4741e-07 |  | -0.00011715 |  | 1.0349e-05 |  | 0.00039914 |  | 0 |  | 0.00076952 |  | 0.0019691 |  | 0.00026948 |  | 0.015108 |  | 0.019639 |  | 0 |  | 0 |  | 0.0024345
| 0.013465 |  | -3.2055e-05 |  | 6.2479e-05 |  | -1.0474e-05 |  | 0 |  | -0.00010715 |  | 1.2383e-05 |  | 0.00039926 |  | 0 |  | 0.00072793 |  | 0.001959 |  | 0.00022576 |  | 0.015186 |  | 0.019909 |  | 0 |  | 0 |  | 0.0024172
| 0.013605 |  | -4.1293e-05 |  | 3.0251e-05 |  | -8.9214e-05 |  | 0 |  | -3.912e-05 |  | 1.3558e-05 |  | 0.00040204 |  | 0 |  | 0.00069437 |  | 0.0019042 |  | 0.0001509 |  | 0.015204 |  | 0.020186 |  | 0 |  | 0 |  | 0.0023944
| 0.013545 |  | 8.8467e-07 |  | 1.6595e-06 |  | -2.0896e-05 |  | 5.4746e-07 |  | -1.7148e-05 |  | 1.1806e-05 |  | 0.00040258 |  | 0.0001125 |  | 0.00070395 |  | 0.0018875 |  | 0.00015246 |  | 0.015254 |  | 0.020426 |  | 0 |  | 0 |  | 0.0023879
| 0.013781 |  | -1.4956e-06 |  | -2.0513e-06 |  | 1.768e-06 |  | 1.3687e-06 |  | -2.0149e-05 |  | 1.3079e-05 |  | 0.00040425 |  | 0.00013503 |  | 0.00071153 |  | 0.0019913 |  | 0.00018845 |  | 0.0153 |  | 0.020599 |  | 0 |  | 0 |  | 0.0023743
| 0.01409 |  | -9.6165e-06 |  | -0.00021823 |  | 2.9536e-05 |  | 8.2124e-07 |  | -1.4846e-05 |  | 1.179e-05 |  | 0.0004088 |  | 2.253e-05 |  | 0.00072573 |  | 0.0019945 |  | 0.00019789 |  | 0.015348 |  | 0.02071 |  | 0 |  | 0 |  | 0.0023715
| 0.014243 |  | -3.4284e-05 |  | -0.00020472 |  | 6.2093e-05 |  | 4.1063e-06 |  | -4.3781e-05 |  | 1.2435e-05 |  | 0.00040169 |  | 0 |  | 0.00072947 |  | 0.0020203 |  | 0.00022704 |  | 0.015428 |  | 0.020772 |  | 0 |  | 0 |  | 0.0023625
| 0.014508 |  | -6.5579e-05 |  | 6.8384e-05 |  | -1.8933e-05 |  | 4.1065e-06 |  | -6.4283e-05 |  | 1.2568e-05 |  | 0.00039362 |  | 0.00011253 |  | 0.00071622 |  | 0.0020663 |  | 0.00022285 |  | 0.015446 |  | 0.020773 |  | 0 |  | 0 |  | 0.002348
| 0.014746 |  | -7.3908e-05 |  | 8.0482e-06 |  | 3.3407e-05 |  | 2.4639e-06 |  | -4.1715e-05 |  | 1.1395e-05 |  | 0.00038873 |  | 0.00022507 |  | 0.00072774 |  | 0.0020015 |  | 0.00022262 |  | 0.015526 |  | 0.020762 |  | 0 |  | 0 |  | 0.0023267
| 0.014695 |  | -3.9547e-05 |  | -0.00019511 |  | 9.7191e-05 |  | 2.464e-06 |  | -3.6007e-06 |  | 1.2966e-05 |  | 0.00039414 |  | 0.00011254 |  | 0.00076794 |  | 0.0019464 |  | 0.00023944 |  | 0.015543 |  | 0.020738 |  | 0 |  | 0 |  | 0.0023006
| 0.014574 |  | -7.6462e-05 |  | -0.00010795 |  | 6.3349e-05 |  | 2.4641e-06 |  | -3.1061e-05 |  | 1.3876e-05 |  | 0.00040345 |  | 0 |  | 0.00074843 |  | 0.0019896 |  | 0.0002348 |  | 0.015624 |  | 0.020751 |  | 0 |  | 0 |  | 0.0022655
| 0.014821 |  | -9.8077e-05 |  | 1.9232e-05 |  | 9.2967e-05 |  | 4.6545e-06 |  | -6.0044e-05 |  | 1.2454e-05 |  | 0.00040345 |  | 0 |  | 0.00067246 |  | 0.0020853 |  | 0.0002287 |  | 0.015671 |  | 0.020783 |  | 0 |  | 0 |  | 0.0022449
| 0.015132 |  | -2.5807e-05 |  | 0.00014776 |  | 2.0513e-05 |  | 3.0119e-06 |  | -2.3355e-05 |  | 1.2554e-05 |  | 0.00040348 |  | 0 |  | 0.00063978 |  | 0.0021549 |  | 0.00024257 |  | 0.015694 |  | 0.020844 |  | 0 |  | 0 |  | 0.0022126
| 0.015166 |  | -6.0094e-05 |  | 0.0001533 |  | 7.8045e-06 |  | 8.2144e-07 |  | -7.6543e-05 |  | 1.3365e-05 |  | 0.00040288 |  | 0 |  | 0.000661 |  | 0.0021608 |  | 0.00027269 |  | 0.01577 |  | 0.020937 |  | 0 |  | 0 |  | 0.0021915
| 0.015121 |  | -0.00011445 |  | 4.8961e-05 |  | 0.00012778 |  | 2.4644e-06 |  | -0.00011387 |  | 1.2721e-05 |  | 0.00040718 |  | 0 |  | 0.00069223 |  | 0.0020575 |  | 0.0002628 |  | 0.015822 |  | 0.021031 |  | 0 |  | 0 |  | 0.0021783
| 0.015347 |  | -5.1854e-05 |  | 0.00012454 |  | 0.00012474 |  | 3.0121e-06 |  | -5.8472e-05 |  | 1.3697e-05 |  | 0.00041106 |  | 0 |  | 0.00072786 |  | 0.0020582 |  | 0.00021096 |  | 0.01587 |  | 0.02109 |  | 0 |  | 0 |  | 0.0021749
| 0.015667 |  | -4.5661e-05 |  | 0.0001039 |  | 4.9982e-05 |  | 1.3692e-06 |  | -3.085e-05 |  | 1.3946e-05 |  | 0.00040571 |  | 0 |  | 0.00077594 |  | 0.0019921 |  | 0.00025202 |  | 0.015922 |  | 0.021185 |  | 0 |  | 0 |  | 0.0021812
| 0.015849 |  | -0.00013707 |  | 5.1948e-05 |  | 9.7014e-05 |  | 1.3692e-06 |  | -7.6056e-05 |  | 1.1779e-05 |  | 0.00040212 |  | 0 |  | 0.00078411 |  | 0.0019752 |  | 0.00024209 |  | 0.01597 |  | 0.02126 |  | 0 |  | 0 |  | 0.0022015
| 0.016131 |  | -0.00017607 |  | -0.00012717 |  | 0.00013711 |  | 3.0124e-06 |  | -0.00013351 |  | 1.1598e-05 |  | 0.00039339 |  | 0 |  | 0.00075695 |  | 0.0020793 |  | 0.00015904 |  | 0.016023 |  | 0.021361 |  | 0 |  | 0 |  | 0.0022204
| 0.016436 |  | -0.00022273 |  | -0.00033962 |  | 7.4378e-06 |  | 2.4648e-06 |  | -0.00019205 |  | 1.125e-05 |  | 0.00039504 |  | 0 |  | 0.00078236 |  | 0.0020404 |  | 0.00018629 |  | 0.016072 |  | 0.021508 |  | 0 |  | 0 |  | 0.0022519
| 0.016697 |  | -5.5272e-05 |  | -9.5395e-05 |  | 9.0524e-05 |  | 5.7502e-06 |  | 6.2389e-05 |  | 1.1913e-05 |  | 0.0003935 |  | 0 |  | 0.00082336 |  | 0.0020664 |  | 0.00022357 |  | 0.016125 |  | 0.021739 |  | 0 |  | 0 |  | 0.0022935
| 0.016807 |  | -0.00012184 |  | -0.00010375 |  | 9.8432e-05 |  | 5.7504e-06 |  | 3.7592e-05 |  | 1.0639e-05 |  | 0.00040338 |  | 2.2574e-05 |  | 0.00082336 |  | 0.002038 |  | 0.00023767 |  | 0.016206 |  | 0.021982 |  | 0 |  | 0 |  | 0.00233
| 0.016734 |  | -8.5391e-05 |  | 1.5269e-05 |  | 2.895e-05 |  | 5.7506e-06 |  | -2.7933e-05 |  | 1.1616e-05 |  | 0.000407 |  | 2.2574e-05 |  | 0.00081097 |  | 0.0019228 |  | 0.00022999 |  | 0.016225 |  | 0.0223 |  | 0 |  | 0 |  | 0.0023792
| 0.017084 |  | -6.848e-05 |  | -1.8311e-05 |  | -1.6058e-06 |  | 5.7507e-06 |  | -7.11e-05 |  | 1.2047e-05 |  | 0.0004096 |  | 0 |  | 0.00079703 |  | 0.0019558 |  | 0.00020817 |  | 0.016279 |  | 0.022646 |  | 0 |  | 0 |  | 0.0024236
| 0.017484 |  | -0.00010048 |  | -0.00033453 |  | 3.243e-05 |  | 7.3943e-06 |  | -7.1723e-05 |  | 1.1551e-05 |  | 0.00040877 |  | 0 |  | 0.0007806 |  | 0.0019659 |  | 0.00019761 |  | 0.01636 |  | 0.022988 |  | 0 |  | 0 |  | 0.0024614
| 0.017684 |  | -8.3869e-05 |  | -0.00030568 |  | 1.9498e-05 |  | 7.3945e-06 |  | -3.9553e-05 |  | 1.1733e-05 |  | 0.00041218 |  | 0 |  | 0.00077865 |  | 0.0019567 |  | 0.00017052 |  | 0.016379 |  | 0.023325 |  | 0 |  | 0 |  | 0.0025032
| 0.017823 |  | 3.0798e-05 |  | -0.00022133 |  | -3.2943e-05 |  | 5.7513e-06 |  | -4.1628e-05 |  | 1.0939e-05 |  | 0.00041793 |  | 0 |  | 0.00078337 |  | 0.0020877 |  | 0.00020388 |  | 0.016464 |  | 0.023664 |  | 0 |  | 0 |  | 0.0025303
| 0.018094 |  | 4.7426e-05 |  | -0.00026216 |  | 3.1261e-05 |  | 5.7514e-06 |  | -4.4205e-05 |  | 1.233e-05 |  | 0.00041631 |  | 0 |  | 0.00077915 |  | 0.0020796 |  | 0.00025924 |  | 0.016517 |  | 0.023968 |  | 0 |  | 0 |  | 0.0025391
| 0.0182 |  | -5.0092e-05 |  | -5.1794e-05 |  | 4.9094e-05 |  | 4.109e-06 |  | -1.1383e-05 |  | 1.2545e-05 |  | 0.00040924 |  | 0 |  | 0.00075088 |  | 0.0020253 |  | 0.00022459 |  | 0.016536 |  | 0.024269 |  | 0 |  | 0 |  | 0.0025446
| 0.018246 |  | -0.00015358 |  | -0.00021439 |  | 3.6463e-05 |  | 4.1091e-06 |  | -1.2678e-05 |  | 1.2794e-05 |  | 0.00040165 |  | 0 |  | 0.00072934 |  |  |  | 0.00023857 |  | 0.016622 |  | 0.024542 |  | 0 |  | 0 |  | 0.0025297
| 0.018516 |  | -0.00014617 |  | -0.00032967 |  | 9.6806e-05 |  | 5.7519e-06 |  | -4.7652e-05 |  | 1.2215e-05 |  | 0.00039722 |  | 0 |  | 0.00077488 |  |  |  | 0.00025756 |  | 0.016675 |  | 0.024823 |  | 0 |  | 0 |  | 0.0025026
| 0.018876 |  | -2.6893e-05 |  | 9.2404e-05 |  | 0.00010446 |  | 5.7521e-06 |  | -5.3569e-05 |  | 1.2117e-05 |  | 0.000401 |  | 0.00011268 |  | 0.00085043 |  |  |  | 0.0001987 |  | 0.016728 |  | 0.025086 |  | 0 |  | 0 |  | 0.0024672
| 0.019077 |  | -1.58e-05 |  | 8.4091e-05 |  | 2.7081e-05 |  | 4.1095e-06 |  | -0.00011221 |  | 1.2266e-05 |  | 0.00040775 |  | 0.00022537 |  | 0.00086836 |  |  |  | 0.00013664 |  | 0.016778 |  | 0.025361 |  | 0 |  | 0 |  | 0.0024289
| 0.019277 |  | -3.6106e-05 |  | -0.0002215 |  | -7.6362e-06 |  | 4.1096e-06 |  | -0.0001279 |  | 1.3541e-05 |  | 0.00041527 |  | 0.00022539 |  | 0.00083919 |  |  |  | 0.00021699 |  | 0.016834 |  | 0.025607 |  | 0 |  | 0 |  | 0.0023929
| 0.019334 |  | -8.4831e-05 |  | -9.5068e-05 |  | 1.7585e-05 |  | 5.7526e-06 |  | -1.1546e-05 |  | 1.1274e-05 |  | 0.00042412 |  | 0.00011269 |  | 0.00082967 |  |  |  | 0.00029848 |  | 0.016887 |  | 0.025823 |  | 0 |  | 0 |  | 0.0023681
| 0.019336 |  | -9.9942e-05 |  | 3.9263e-05 |  | -1.4731e-06 |  | 5.7528e-06 |  | -1.7172e-05 |  | 1.288e-05 |  | 0.00042789 |  | 0 |  | 0.00081248 |  |  |  | 0.00031183 |  | 0.016941 |  | 0.026007 |  | 0 |  | 0 |  | 0.0023423
| 0.019647 |  | -5.1192e-05 |  | -8.9294e-06 |  | 3.7189e-05 |  | 4.11e-06 |  | -6.8772e-05 |  | 1.3178e-05 |  | 0.00042364 |  | 0 |  | 0.00075174 |  |  |  | 0.00024379 |  | 0.016992 |  | 0.026126 |  | 0 |  | 0 |  | 0.0023306
| 0.019691 |  | -6.3629e-05 |  | 6.7081e-05 |  | 0.00011702 |  | 4.1101e-06 |  | -8.2416e-05 |  | 1.3013e-05 |  | 0.00041873 |  | 0 |  | 0.00073096 |  |  |  | 0.00018572 |  | 0.017049 |  | 0.026139 |  | 0 |  | 0 |  | 0.0023272
| 0.019918 |  | -0.00010851 |  | 6.3834e-05 |  | 5.2517e-05 |  | 4.1102e-06 |  | -6.1388e-05 |  | 1.2749e-05 |  | 0.00041789 |  | 0 |  | 0.00074624 |  |  |  | 0.00022974 |  | 0.017134 |  | 0.026137 |  | 0 |  | 0 |  | 0.0023347
| 0.020321 |  | -6.2119e-05 |  | -3.3391e-05 |  | -2.7677e-05 |  | 4.1104e-06 |  | -4.6851e-05 |  | 9.9842e-06 |  | 0.00042432 |  | 0 |  | 0.00077681 |  |  |  | 0.00016126 |  | 0.017157 |  | 0.02605 |  | 0 |  | 0 |  | 0.0023352
| 0.020632 |  | 4.4164e-05 |  | 5.6786e-05 |  | 1.5325e-05 |  | 2.4663e-06 |  | -4.4731e-05 |  | 1.3892e-05 |  | 0.00042409 |  | 0 |  | 0.00084659 |  |  |  | 0.00014374 |  | 0.017243 |  | 0.025935 |  | 0 |  | 0 |  | 0.0023412
| 0.020619 |  | 1.1345e-06 |  | 0.00031051 |  | -3.7625e-06 |  | 2.4664e-06 |  | -3.5766e-05 |  | 1.2585e-05 |  | 0.00041862 |  | 2.2599e-05 |  | 0.00087432 |  |  |  | 0.00018729 |  | 0.017266 |  | 0.025813 |  | 0 |  | 0 |  | 0.0023507
| 0.02075 |  | -8.244e-05 |  | 9.2918e-05 |  | 4.072e-05 |  | 5.754e-06 |  | -0.00010622 |  | 1.4307e-05 |  | 0.00041745 |  | 0.00013535 |  | 0.00086236 |  |  |  | 0.0002044 |  | 0.017352 |  | 0.025739 |  | 0 |  | 0 |  | 0.0023535
| 0.021084 |  | -4.2951e-05 |  | -0.00021048 |  | 0.00010576 |  | 5.7541e-06 |  | -9.9628e-05 |  | 1.1261e-05 |  | 0.00042756 |  | 0.0001805 |  | 0.00087565 |  |  |  | 0.00021846 |  | 0.017372 |  | 0.025639 |  | 0 |  | 0 |  | 0.00235
| 0.021417 |  | 2.5954e-05 |  | -0.00011882 |  | 8.1283e-05 |  | 4.111e-06 |  | -5.118e-05 |  | 1.2023e-05 |  | 0.00044502 |  | 0.0001129 |  | 0.0008679 |  |  |  | 0.00020069 |  | 0.017462 |  | 0.025608 |  | 0 |  | 0 |  | 0.0023558
| 0.021638 |  | -2.5425e-05 |  | -0.00021623 |  | 8.0592e-05 |  | 4.1111e-06 |  | -1.1529e-05 |  | 1.3663e-05 |  | 0.00045051 |  | 0.00015793 |  | 0.00083074 |  |  |  | 0.00014618 |  | 0.017518 |  | 0.025617 |  | 0 |  | 0 |  | 0.0023523
| 0.021482 |  | -5.2262e-05 |  | -0.00030899 |  | 4.0951e-05 |  | 7.3991e-06 |  | -3.5675e-05 |  | 1.1875e-05 |  | 0.00044227 |  | 0.00011277 |  | 0.0008241 |  |  |  | 0.0001331 |  | 0.017541 |  | 0.025652 |  | 0 |  | 0 |  | 0.0023596
| 0.021551 |  | -1.0206e-05 |  | -0.00034097 |  | -3.1999e-05 |  | 7.3994e-06 |  | 3.2462e-08 |  | 1.2969e-05 |  | 0.00043391 |  | 0 |  | 0.00084438 |  |  |  | 0.00019363 |  | 0.017628 |  | 0.025731 |  | 0 |  | 0 |  | 0.0023633
| 0.021829 |  | -2.6726e-05 |  | -0.00035521 |  | -4.1926e-05 |  | 5.755e-06 |  | 8.2426e-06 |  | 1.1859e-05 |  | 0.00043554 |  | 0.00011279 |  | 0.0008372 |  |  |  | 0.00020061 |  | 0.017684 |  | 0.025869 |  | 0 |  | 0 |  | 0.0023681
| 0.022085 |  | -4.351e-05 |  | -0.00048226 |  | -1.057e-05 |  | 5.7552e-06 |  | -6.5502e-05 |  | 1.2837e-05 |  | 0.0004418 |  | 0.00022559 |  | 0.00083216 |  |  |  | 0.00022702 |  | 0.017739 |  | 0.026031 |  | 0 |  | 0 |  | 0.002373
| 0.022275 |  | -3.1026e-05 |  | -0.00021411 |  | 8.2765e-06 |  | 4.1117e-06 |  | -3.651e-05 |  | 1.3599e-05 |  | 0.00044721 |  | 0.0002256 |  | 0.00084193 |  |  |  | 0.00020935 |  | 0.017795 |  | 0.026247 |  | 0 |  | 0 |  | 0.0023767
| 0.022699 |  | -5.4849e-05 |  | 3.626e-05 |  | 1.8853e-05 |  | 4.1118e-06 |  | -7.8751e-05 |  | 1.2838e-05 |  | 0.00044963 |  | 0.00011281 |  | 0.00083002 |  |  |  | 0.00023625 |  | 0.017851 |  | 0.026481 |  | 0 |  | 0 |  | 0.0023776
| 0.02306 |  | -3.2243e-05 |  | 0.00013523 |  | 1.7448e-05 |  | 5.7557e-06 |  | -1.8331e-05 |  | 1.2673e-05 |  | 0.0004481 |  | 0 |  | 0.0008699 |  |  |  | 0.00030894 |  | 0.017907 |  | 0.026765 |  | 0 |  | 0 |  | 0.0023742
| 0.02314 |  | 1.4983e-06 |  | 8.2063e-05 |  | 4.6472e-05 |  | 5.7558e-06 |  | 0.00011279 |  | 1.4048e-05 |  | 0.00044414 |  | 0 |  | 0.00092203 |  |  |  | 0.00027785 |  | 0.017996 |  | 0.027058 |  | 0 |  | 0 |  | 0.002365
| 0.023258 |  | -3.6869e-05 |  | -4.7559e-05 |  | 3.596e-05 |  | 2.4673e-06 |  | 2.3041e-05 |  | 1.3005e-05 |  | 0.00043938 |  | 0.00011283 |  | 0.00086495 |  |  |  | 0.00017606 |  | 0.018019 |  | 0.027387 |  | 0 |  | 0 |  | 0.0023497
| 0.023364 |  | -5.7643e-05 |  | 0.00011809 |  | 5.2213e-07 |  | 2.4674e-06 |  | -1.4782e-05 |  | 1.3569e-05 |  | 0.00043311 |  | 0.00022566 |  | 0.00083201 |  |  |  | 0.00015075 |  | 0.018075 |  | 0.027698 |  | 0 |  | 0 |  | 0.0023272
| 0.023673 |  | -6.1545e-05 |  | 0.00011855 |  | 0.00010481 |  | 5.7563e-06 |  | -3.7534e-05 |  | 1.3951e-05 |  | 0.00042901 |  | 0.00022568 |  | 0.00089144 |  |  |  | 0.00023842 |  | 0.018164 |  | 0.028 |  | 0 |  | 0 |  | 0.0022997
| 0.023935 |  | -3.3575e-05 |  | 6.4728e-05 |  | 0.0001694 |  | 5.7565e-06 |  | -8.5298e-05 |  | 1.3504e-05 |  | 0.00043205 |  | 0.00022569 |  | 0.00090816 |  |  |  | 0.00024549 |  | 0.018187 |  | 0.028229 |  | 0 |  | 0 |  | 0.0022736
| 0.024059 |  | -3.0742e-06 |  | -6.911e-06 |  | 5.053e-05 |  | 5.7567e-06 |  | 5.5739e-06 |  | 1.42e-05 |  | 0.00043662 |  | 0.00022571 |  | 0.00087513 |  |  |  | 0.00023142 |  | 0.018277 |  | 0.02838 |  | 0 |  | 0 |  | 0.0022373
| 0.024411 |  | -6.5645e-05 |  | 1.6988e-05 |  | -1.1714e-05 |  | 5.7569e-06 |  | -9.4742e-06 |  | 1.3091e-05 |  | 0.00044229 |  | 0.00011285 |  | 0.00089252 |  |  |  | 0.00024226 |  | 0.0183 |  | 0.028466 |  | 0 |  | 0 |  | 0.0022081
| 0.025188 |  | -6.1026e-05 |  | 5.6832e-05 |  | 5.8453e-05 |  | 4.1129e-06 |  | -7.3416e-05 |  | 1.2163e-05 |  | 0.00044698 |  | 0 |  | 0.00093312 |  |  |  | 0.00024586 |  | 0.01839 |  | 0.02848 |  | 0 |  | 0 |  | 0.0021885
| 0.025557 |  | -5.6839e-05 |  | -0.00010888 |  | 3.6111e-05 |  | 4.113e-06 |  | -1.6441e-05 |  | 1.3821e-05 |  | 0.0004522 |  | 0.00011287 |  | 0.00091619 |  |  |  | 0.00018659 |  | 0.01845 |  | 0.028417 |  | 0 |  | 0 |  | 0.0021655
| 0.025737 |  | -0.00010563 |  | -0.00025343 |  | -4.8149e-05 |  | 5.7574e-06 |  | -2.8268e-05 |  | 1.3407e-05 |  | 0.00045196 |  | 0.00022576 |  | 0.00090973 |  |  |  | 0.00011647 |  | 0.018466 |  | 0.028409 |  | 0 |  | 0 |  | 0.0021597
| 0.025702 |  | -8.9728e-05 |  | -0.00038505 |  | 1.6304e-05 |  | 5.7575e-06 |  | -3.6467e-05 |  | 1.3474e-05 |  | 0.00044965 |  | 0.00022576 |  | 0.00095983 |  |  |  | 0.00017171 |  | 0.018563 |  | 0.028399 |  | 0 |  | 0 |  | 0.0021565
| 0.025682 |  | -9.0483e-05 |  | -6.4841e-05 |  | 4.6989e-05 |  | 7.403e-06 |  | 3.6568e-05 |  | 1.2844e-05 |  | 0.00045676 |  | 0.0001355 |  | 0.00096737 |  |  |  | 0.0002137 |  | 0.018617 |  | 0.028446 |  | 0 |  | 0 |  | 0.002154
| 0.026187 |  | -5.6358e-05 |  | 0.00015988 |  | 5.4295e-05 |  | 7.4033e-06 |  | 3.0569e-05 |  | 1.1983e-05 |  | 0.00046084 |  | 4.5235e-05 |  | 0.00096608 |  |  |  | 0.00019933 |  | 0.018673 |  | 0.028552 |  | 0 |  | 0 |  | 0.0021638
| 0.026477 |  | -6.2695e-05 |  | 4.4641e-05 |  | 7.8369e-05 |  | 4.1136e-06 |  | -7.4128e-05 |  | 1.2663e-05 |  | 0.00045639 |  | 2.2631e-05 |  | 0.0010291 |  |  |  | 0.00020914 |  | 0.01873 |  | 0.028745 |  | 0 |  | 0 |  | 0.0021683
| 0.026681 |  | -9.0465e-05 |  | 0.0001387 |  | -4.7441e-05 |  | 4.1137e-06 |  | -4.5285e-05 |  | 1.3194e-05 |  | 0.00044698 |  | 0 |  | 0.0010871 |  |  |  | 0.00019505 |  | 0.018787 |  | 0.028915 |  | 0 |  | 0 |  | 0.0021649
| 0.027215 |  | -7.3553e-05 |  | 0.00011424 |  | 4.5947e-06 |  | 5.7584e-06 |  | 5.7838e-05 |  | 1.2366e-05 |  | 0.0004406 |  | 0.00011291 |  | 0.0010898 |  |  |  | 0.00017104 |  | 0.018847 |  | 0.029141 |  | 0 |  | 0 |  | 0.0021643
| 0.02769 |  | -5.6778e-05 |  | -0.00010259 |  | 0.00013258 |  | 5.7585e-06 |  | 5.9153e-05 |  | 1.4206e-05 |  | 0.00044752 |  | 0.00018078 |  | 0.0010441 |  |  |  | 0.00020815 |  | 0.018901 |  | 0.029378 |  | 0 |  | 0 |  | 0.0021515
| 0.027769 |  | -6.7096e-05 |  | -2.9372e-05 |  | 7.5905e-05 |  | 5.7587e-06 |  | -9.6916e-06 |  | 1.1869e-05 |  | 0.00045604 |  | 6.7859e-05 |  | 0.0010004 |  |  |  | 0.00021147 |  | 0.018992 |  | 0.029603 |  | 0 |  | 0 |  | 0.0021287
| 0.027988 |  | -2.6186e-05 |  | 0.00013966 |  | 6.6662e-05 |  | 5.7589e-06 |  | -2.0512e-05 |  | 1.2931e-05 |  | 0.00045633 |  | 2.2637e-05 |  | 0.001007 |  |  |  | 0.00019935 |  | 0.019014 |  | 0.029831 |  | 0 |  | 0 |  | 0.002098
| 0.028055 |  | 1.5548e-05 |  | -4.1735e-05 |  | 1.3223e-05 |  | 5.759e-06 |  | 1.5901e-05 |  | 1.3545e-05 |  | 0.00045536 |  | 0.00013558 |  | 0.0010294 |  |  |  | 0.00019558 |  | 0.019074 |  | 0.030073 |  | 0 |  | 0 |  | 0.0020625
| 0.028296 |  | -1.6892e-05 |  | -0.00018031 |  | -2.6872e-05 |  | 5.7592e-06 |  | -5.0375e-05 |  | 1.2401e-05 |  | 0.00045145 |  | 0.00011294 |  | 0.0010494 |  |  |  | 0.00014463 |  | 0.019163 |  | 0.030301 |  | 0 |  | 0 |  | 0.0020254
| 0.028667 |  | -5.1734e-05 |  | -0.00021728 |  | -3.1182e-05 |  | 7.4052e-06 |  | -0.00010413 |  | 1.3695e-05 |  | 0.00045055 |  | 0 |  | 0.0010436 |  |  |  | 0.00016474 |  | 0.019184 |  | 0.030484 |  | 0 |  | 0 |  | 0.0019933
| 0.02874 |  | -5.5254e-05 |  | -0.00010932 |  | -5.5347e-05 |  | 7.4054e-06 |  | -0.0001173 |  | 1.2866e-05 |  | 0.00045157 |  | 0 |  | 0.00096824 |  |  |  | 0.00019764 |  | 0.019276 |  | 0.030643 |  | 0 |  | 0 |  | 0.0019763
| 0.029113 |  | -6.5935e-05 |  | -0.00028408 |  | 1.4735e-06 |  | 9.0516e-06 |  | -3.2657e-05 |  | 1.3165e-05 |  | 0.00045202 |  | 0 |  | 0.00092886 |  |  |  | 0.00021124 |  | 0.019301 |  | 0.030804 |  | 0 |  | 0 |  | 0.0019649
| 0.029954 |  | -7.408e-05 |  | -0.00022059 |  | -3.5519e-05 |  | 9.0518e-06 |  | 7.2306e-05 |  | 1.3696e-05 |  | 0.00045609 |  | 0 |  | 0.00099512 |  |  |  | 0.00021351 |  | 0.01939 |  | 0.030946 |  | 0 |  | 0 |  | 0.001975
| 0.030521 |  | -4.5417e-05 |  | -9.5369e-05 |  | 1.3267e-05 |  | 7.4061e-06 |  | 2.9503e-05 |  | 1.2304e-05 |  | 0.00045737 |  | 0 |  | 0.0010413 |  |  |  | 0.000206 |  | 0.019447 |  | 0.031127 |  | 0 |  | 0 |  | 0.0020016
| 0.030552 |  | -3.8912e-05 |  | -3.7385e-05 |  | 4.0948e-05 |  | 7.4063e-06 |  | -7.5556e-06 |  | 1.3051e-05 |  | 0.00046174 |  | 0 |  | 0.0010187 |  |  |  | 0.00018733 |  | 0.019507 |  | 0.031315 |  | 0 |  | 0 |  | 0.0020458
| 0.030608 |  | -7.5463e-05 |  | 0.00023397 |  | -1.1737e-05 |  | 7.4065e-06 |  | -2.7899e-05 |  | 1.3947e-05 |  | 0.00046617 |  | 0.00011299 |  | 0.0010057 |  |  |  | 0.00021145 |  | 0.019525 |  | 0.031552 |  | 0 |  | 0 |  | 0.002088
| 0.031006 |  | -7.7786e-05 |  | 0.00027197 |  | -1.1693e-05 |  | 7.4067e-06 |  | -3.5168e-05 |  | 1.3549e-05 |  | 0.00046355 |  | 0.000113 |  | 0.0010742 |  |  |  | 0.00026032 |  | 0.019618 |  | 0.031784 |  | 0 |  | 0 |  | 0.0021402
| 0.031252 |  | -6.3109e-05 |  | 0.00025144 |  | 2.9858e-05 |  | 5.7607e-06 |  | 6.6146e-05 |  | 1.2422e-05 |  | 0.00046076 |  | 0.000113 |  | 0.001141 |  |  |  | 0.00026231 |  | 0.019678 |  | 0.032013 |  | 0 |  | 0 |  | 0.0021769
| 0.031452 |  | -2.9458e-05 |  | 8.9222e-05 |  | 0.00012717 |  | 5.7609e-06 |  | 2.2235e-05 |  | 1.2605e-05 |  | 0.00046542 |  | 0.00011301 |  | 0.0010936 |  |  |  | 0.00025866 |  | 0.019731 |  | 0.032247 |  | 0 |  | 0 |  | 0.0022126
| 0.03178 |  | -3.1194e-05 |  | 2.6258e-05 |  | 4.5859e-05 |  | 2.4695e-06 |  | -6.1965e-05 |  | 1.3186e-05 |  | 0.0004711 |  | 0 |  | 0.00099738 |  |  |  | 0.00022723 |  | 0.019827 |  | 0.032461 |  | 0 |  | 0 |  | 0.0022251
| 0.031674 |  | -4.338e-05 |  | 0.00016271 |  | 2.4118e-05 |  | 2.4695e-06 |  | 5.0388e-05 |  | 1.4314e-05 |  | 0.0004728 |  | 9.0547e-05 |  | 0.00096943 |  |  |  | 0.00022875 |  | 0.019845 |  | 0.032648 |  | 0 |  | 0 |  | 0.0022343
| 0.032223 |  | -5.7309e-05 |  | 0.0001591 |  | 8.0033e-05 |  | 5.7614e-06 |  | 6.3988e-05 |  | 1.3452e-05 |  | 0.00046528 |  | 9.0555e-05 |  | 0.0010158 |  |  |  | 0.00021104 |  | 0.019902 |  | 0.032849 |  | 0 |  | 0 |  | 0.0022287
| 0.032522 |  | -4.03e-05 |  | 0.00011151 |  | -8.9358e-06 |  | 5.7615e-06 |  | -3.795e-05 |  | 1.2706e-05 |  | 0.00046021 |  | 0.00011304 |  | 0.001023 |  |  |  | 0.00017775 |  | 0.019962 |  | 0.033112 |  | 0 |  | 0 |  | 0.0022151
| 0.032649 |  | 1.6965e-05 |  | -5.6875e-05 |  | -7.5923e-05 |  | 5.7617e-06 |  | -8.8844e-06 |  | 1.3768e-05 |  | 0.00045944 |  | 0.00011304 |  | 0.00099247 |  |  |  | 0.00024267 |  | 0.020052 |  | 0.033435 |  | 0 |  | 0 |  | 0.0021991
| 0.0336 |  | 8.9856e-05 |  | 1.9384e-05 |  | -2.7365e-05 |  | 5.7619e-06 |  | 8.401e-06 |  | 1.2193e-05 |  | 0.00046035 |  | 0 |  | 0.0010077 |  |  |  | 0.00026479 |  | 0.020075 |  | 0.033802 |  | 0 |  | 0 |  | 0.0021781
| 0.034116 |  | 4.9726e-05 |  | 0.00027761 |  | 5.5389e-05 |  | 2.4699e-06 |  | -7.9141e-05 |  | 1.4914e-05 |  | 0.00046275 |  | 0 |  | 0.0010183 |  |  |  | 0.00026377 |  | 0.020129 |  | 0.034224 |  | 0 |  | 0 |  | 0.0021689
| 0.034404 |  | 1.0692e-05 |  | 0.00011021 |  | 9.4249e-05 |  | 2.47e-06 |  | -3.1427e-05 |  | 1.3637e-05 |  | 0.00046407 |  | 0.00011306 |  | 0.0010375 |  |  |  | 0.00025859 |  | 0.020225 |  | 0.0347 |  | 0 |  | 0 |  | 0.0021576
| 0.034432 |  | -2.6943e-05 |  | -0.00010238 |  | 4.0186e-05 |  | 2.47e-06 |  | 2.598e-05 |  | 1.2227e-05 |  | 0.00046742 |  | 0.00022613 |  | 0.0011137 |  |  |  | 0.00019677 |  | 0.020279 |  | 0.035154 |  | 0 |  | 0 |  | 0.0021505
| 0.034773 |  | -0.00013138 |  | 4.2599e-05 |  | -7.2062e-06 |  | 2.4701e-06 |  | -2.8028e-05 |  | 1.3837e-05 |  | 0.00046608 |  | 0.00020361 |  | 0.001204 |  |  |  | 0.00018757 |  | 0.020302 |  | 0.035605 |  | 0 |  | 0 |  | 0.0021458
| 0.035387 |  | -8.2808e-05 |  | 0.00019486 |  | -1.9103e-06 |  | 5.7627e-06 |  | -2.8008e-05 |  | 1.1415e-05 |  | 0.0004638 |  | 0.00020363 |  | 0.0012425 |  |  |  | 0.00020491 |  | 0.020392 |  | 0.035985 |  | 0 |  | 0 |  | 0.0021492
| 0.035716 |  | -8.2231e-05 |  | -2.0159e-05 |  | 1.6609e-05 |  | 5.7629e-06 |  | -2.2263e-05 |  | 1.432e-05 |  | 0.00046808 |  | 0.00011309 |  | 0.0011854 |  |  |  | 0.00022087 |  | 0.020452 |  | 0.036331 |  | 0 |  | 0 |  | 0.002147
| 0.03559 |  | -6.395e-05 |  | -0.00029158 |  | -2.1243e-06 |  | 2.4703e-06 |  | -2.4029e-05 |  | 1.3656e-05 |  | 0.00047334 |  | 0 |  | 0.0011111 |  |  |  | 0.00027558 |  | 0.020509 |  | 0.036594 |  | 0 |  | 0 |  | 0.0021536
| 0.035958 |  | -2.1884e-05 |  | -7.3269e-05 |  | -1.2967e-05 |  | 2.4704e-06 |  | 2.7352e-05 |  | 1.2993e-05 |  | 0.00047746 |  | 0 |  | 0.0011247 |  |  |  | 0.00024635 |  | 0.020525 |  | 0.036801 |  | 0 |  | 0 |  | 0.0021663
| 0.036716 |  | -6.4345e-05 |  | 6.6344e-05 |  | 3.9391e-05 |  | 4.1174e-06 |  | 5.4686e-06 |  | 1.4354e-05 |  | 0.00048078 |  | 0 |  | 0.0011801 |  |  |  | 0.00022833 |  | 0.020622 |  | 0.036983 |  | 0 |  | 0 |  | 0.0021895
| 0.037017 |  | -9.3496e-05 |  | -3.0118e-05 |  | 9.6319e-05 |  | 4.1176e-06 |  | -2.7618e-05 |  | 1.3044e-05 |  | 0.00048271 |  | 0 |  | 0.0011878 |  |  |  | 0.0002682 |  | 0.020676 |  | 0.037117 |  | 0 |  | 0 |  | 0.0022109
| 0.037164 |  | -2.9488e-05 |  | 9.4382e-05 |  | 2.4575e-05 |  | 4.1177e-06 |  | -1.9918e-05 |  | 1.4488e-05 |  | 0.00048221 |  | 0 |  | 0.001126 |  |  |  | 0.00024031 |  | 0.020773 |  | 0.037178 |  | 0 |  | 0 |  | 0.0022469
| 0.037416 |  | 5.3565e-05 |  | 0.00017214 |  | -1.0776e-05 |  | 4.1178e-06 |  | -2.8685e-05 |  | 1.4937e-05 |  | 0.00047525 |  | 2.2674e-05 |  | 0.0011144 |  |  |  | 0.00018348 |  | 0.020793 |  | 0.037191 |  | 0 |  | 0 |  | 0.0022769
| 0.03821 |  | -2.7135e-05 |  | 6.9902e-05 |  | 1.7891e-05 |  | 2.4708e-06 |  | 8.4101e-06 |  | 1.3211e-05 |  | 0.0004709 |  | 0.00013581 |  | 0.0011794 |  |  |  | 0.00023028 |  | 0.020846 |  | 0.037185 |  | 0 |  | 0 |  | 0.0023181
| 0.038733 |  | -5.4944e-05 |  | -4.9164e-05 |  | -1.7837e-06 |  | 2.4708e-06 |  | -1.6942e-05 |  | 1.4473e-05 |  | 0.00046466 |  | 0.00015844 |  | 0.0012249 |  |  |  | 0.00028624 |  | 0.020906 |  | 0.03715 |  | 0 |  | 0 |  | 0.0023467
| 0.038947 |  | 1.1981e-05 |  | -0.00028753 |  | -4.1559e-07 |  | 5.7644e-06 |  | -6.0277e-05 |  | 1.3196e-05 |  | 0.00046279 |  | 0.00015846 |  | 0.0012629 |  |  |  | 0.00026276 |  | 0.020997 |  | 0.037086 |  | 0 |  | 0 |  | 0.0023811
| 0.039468 |  | 1.0384e-05 |  | -0.0001477 |  | 4.9634e-06 |  | 5.7645e-06 |  | -0.0001068 |  | 1.4889e-05 |  | 0.00046853 |  | 0.00018114 |  | 0.0012903 |  |  |  | 0.00029145 |  | 0.021019 |  | 0.037044 |  | 0 |  | 0 |  | 0.002398
| 0.040093 |  | -2.078e-05 |  | 6.6605e-05 |  | 3.9993e-05 |  | 4.1184e-06 |  | -6.397e-05 |  | 1.4956e-05 |  | 0.00047993 |  | 6.7994e-05 |  | 0.0012556 |  |  |  | 0.00027445 |  | 0.021076 |  | 0.037078 |  | 0 |  | 0 |  | 0.0024159
| 0.04046 |  | -2.2387e-05 |  | 9.5573e-05 |  | -1.9887e-05 |  | 4.1185e-06 |  | 2.65e-05 |  | 1.4492e-05 |  | 0.00048697 |  | 0 |  | 0.0012298 |  |  |  | 0.00021561 |  | 0.021168 |  | 0.037162 |  | 0 |  | 0 |  | 0.00242
| 0.041123 |  | -5.9537e-05 |  | 0.00022112 |  | -3.0163e-05 |  | 4.1186e-06 |  | 1.8637e-05 |  | 1.431e-05 |  | 0.00048257 |  | 0 |  | 0.0012487 |  |  |  | 0.00020681 |  | 0.021189 |  | 0.037356 |  | 0 |  | 0 |  | 0.0024146
| 0.041159 |  | -7.2103e-05 |  | 0.00012247 |  | 1.4841e-05 |  | 4.1187e-06 |  | 6.2509e-06 |  | 1.368e-05 |  | 0.00047892 |  | 0.00011317 |  | 0.0012331 |  |  |  | 0.00021958 |  | 0.021284 |  | 0.037617 |  | 0 |  | 0 |  | 0.0024009
| 0.041004 |  | -6.1587e-05 |  | -0.00014734 |  | -4.9219e-05 |  | 2.4713e-06 |  | -8.5437e-05 |  | 1.4178e-05 |  | 0.00048062 |  | 0.00022635 |  | 0.0012007 |  |  |  | 0.00022297 |  | 0.021341 |  | 0.037989 |  | 0 |  | 0 |  | 0.0023817
| 0.041743 |  | -9.7255e-05 |  | -0.0002053 |  | 1.2088e-05 |  | 2.4714e-06 |  | -9.3611e-05 |  | 1.4726e-05 |  | 0.00048427 |  | 0.00011318 |  | 0.0012338 |  |  |  | 0.0002513 |  | 0.021395 |  | 0.038409 |  | 0 |  | 0 |  | 0.0023575
| 0.042541 |  | -0.00010768 |  | -4.2825e-06 |  | 4.7789e-05 |  | 2.4715e-06 |  | -4.1631e-05 |  | 1.4677e-05 |  | 0.00048635 |  | 6.7973e-05 |  | 0.0013205 |  |  |  | 0.00021924 |  | 0.021416 |  | 0.038883 |  | 0 |  | 0 |  | 0.002331
| 0.043108 |  | -5.1577e-05 |  | 0.00012873 |  | 1.9781e-05 |  | 2.4715e-06 |  | -6.4679e-05 |  | 1.5508e-05 |  | 0.00048841 |  | 0.00013595 |  | 0.0013586 |  |  |  | 0.00016086 |  | 0.021512 |  | 0.039434 |  | 0 |  | 0 |  | 0.0023032
| 0.043542 |  | 7.5517e-06 |  | 0.00010777 |  | 0.00012611 |  | 5.766e-06 |  | -9.2002e-05 |  | 1.4446e-05 |  | 0.00049278 |  | 6.7982e-05 |  | 0.0013563 |  |  |  | 0.00013668 |  | 0.021568 |  | 0.03991 |  | 0 |  | 0 |  | 0.0022763
| 0.043347 |  | 1.0117e-06 |  | -7.1111e-05 |  | 5.0541e-05 |  | 5.7662e-06 |  | -4.8242e-05 |  | 1.3799e-05 |  | 0.00049842 |  | 0 |  | 0.0013954 |  |  |  | 0.00014294 |  | 0.021622 |  | 0.040411 |  | 0 |  | 0 |  | 0.0022489
| 0.043403 |  | -2.7052e-05 |  | 5.2023e-05 |  | 5.0614e-05 |  | 5.7664e-06 |  | 8.551e-07 |  | 1.5593e-05 |  | 0.00050091 |  | 0 |  | 0.0014308 |  |  |  | 0.00021529 |  | 0.021682 |  | 0.040865 |  | 0 |  | 0 |  | 0.0022201
| 0.044195 |  | -3.0762e-05 |  | 0.00021648 |  | 6.781e-05 |  | 5.7665e-06 |  | 1.2404e-05 |  | 1.3517e-05 |  | 0.0005043 |  | 0 |  | 0.0013617 |  |  |  | 0.00023236 |  | 0.021739 |  | 0.041234 |  | 0 |  | 0 |  | 0.0021923
| 0.044693 |  | -4.3791e-05 |  | 0.00025628 |  | -4.1115e-05 |  | 9.0625e-06 |  | 3.9506e-05 |  | 1.3834e-05 |  | 0.00050371 |  | 0.00011322 |  | 0.0012725 |  |  |  | 0.0001952 |  | 0.021836 |  | 0.041537 |  | 0 |  | 0 |  | 0.0021515
| 0.044946 |  | -6.2087e-05 |  | 0.00016188 |  | -7.5588e-05 |  | 9.0628e-06 |  | 2.798e-06 |  | 1.4997e-05 |  | 0.00050318 |  | 0.00011324 |  | 0.0012499 |  |  |  | 0.00025111 |  | 0.021853 |  | 0.041804 |  | 0 |  | 0 |  | 0.0021092
| 0.04529 |  | -5.3474e-05 |  | 5.688e-05 |  | -2.7206e-05 |  | 5.767e-06 |  | -5.3792e-06 |  | 1.229e-05 |  | 0.00050374 |  | 0.00011324 |  | 0.0012612 |  |  |  | 0.00028345 |  | 0.02191 |  | 0.042015 |  | 0 |  | 0 |  | 0.0020656
| 0.045596 |  | -6.1952e-06 |  | 1.2492e-05 |  | 7.4546e-05 |  | 5.7672e-06 |  | -5.2705e-06 |  | 1.6409e-05 |  | 0.00050091 |  | 0.00011325 |  | 0.00131 |  |  |  | 0.00028216 |  | 0.021964 |  | 0.042152 |  | 0 |  | 0 |  | 0.0020109
| 0.046185 |  | 6.4656e-07 |  | -0.00012426 |  | 6.3028e-05 |  | 5.7673e-06 |  | -2.9829e-05 |  | 1.5164e-05 |  | 0.00049794 |  | 0 |  | 0.0014023 |  |  |  | 0.0002086 |  | 0.022064 |  | 0.04226 |  | 0 |  | 0 |  | 0.0019657
| 0.046997 |  | -2.6269e-05 |  | 5.6365e-05 |  | 8.8017e-07 |  | 5.7675e-06 |  | 1.8709e-05 |  | 1.558e-05 |  | 0.00049457 |  | 0 |  | 0.0014375 |  |  |  | 0.00018308 |  | 0.022081 |  | 0.042389 |  | 0 |  | 0 |  | 0.001919
| 0.047248 |  | -1.6e-05 |  | 0.00021547 |  | 2.0123e-05 |  | 5.7677e-06 |  | -8.6813e-06 |  | 1.5199e-05 |  | 0.00049583 |  | 0 |  | 0.0014134 |  |  |  | 0.00019595 |  | 0.022179 |  | 0.04251 |  | 0 |  | 0 |  | 0.0018916
| 0.047238 |  | -2.471e-05 |  | -1.6643e-05 |  | 3.0462e-05 |  | 5.7678e-06 |  | -3.9937e-05 |  | 1.5249e-05 |  | 0.00049715 |  | 0 |  | 0.0013921 |  |  |  | 0.0001915 |  | 0.022236 |  | 0.042701 |  | 0 |  | 0 |  | 0.0018757
| 0.047653 |  | -3.7195e-05 |  | -0.00026786 |  | -3.1421e-06 |  | 5.768e-06 |  | -2.6855e-05 |  | 1.5848e-05 |  | 0.00049587 |  | 0 |  | 0.0013553 |  |  |  | 0.00024641 |  | 0.022253 |  | 0.042919 |  | 0 |  | 0 |  | 0.0018777
| 0.0483 |  | -1.2726e-05 |  | -0.00013977 |  | 6.3609e-06 |  | 5.7682e-06 |  | -1.638e-05 |  | 1.6131e-05 |  | 0.0005028 |  | 0 |  | 0.0013448 |  |  |  | 0.00020065 |  | 0.022351 |  | 0.043219 |  | 0 |  | 0 |  | 0.0018948
| 0.04891 |  | 1.0198e-07 |  | 6.9374e-06 |  | 2.5174e-06 |  | 4.121e-06 |  | -1.0506e-05 |  | 1.6131e-05 |  | 0.00050679 |  | 9.0737e-05 |  | 0.0013942 |  |  |  | 0.00017626 |  | 0.022408 |  | 0.043528 |  | 0 |  | 0 |  | 0.0019372
| 0.049277 |  | 2.8054e-05 |  | -5.0512e-05 |  | 7.4147e-05 |  | 4.1211e-06 |  | 2.3859e-05 |  | 1.6564e-05 |  | 0.00050229 |  | 0.00013612 |  | 0.001407 |  |  |  | 0.00017824 |  | 0.022465 |  | 0.043872 |  | 0 |  | 0 |  | 0.0019894
| 0.049705 |  | -1.2949e-05 |  | -0.0001483 |  | 7.8739e-05 |  | 4.1212e-06 |  | 1.3631e-05 |  | 1.6066e-05 |  | 0.00049549 |  | 0.00015867 |  | 0.0013607 |  |  |  | 0.00024651 |  | 0.022523 |  | 0.044157 |  | 0 |  | 0 |  | 0.0020511
| 0.050122 |  | -3.1012e-05 |  | -0.00016769 |  | -1.9672e-05 |  | 4.1213e-06 |  | -2.5926e-05 |  | 1.5485e-05 |  | 0.0004925 |  | 0.00022662 |  | 0.0013564 |  |  |  | 0.00030304 |  | 0.022581 |  | 0.044402 |  | 0 |  | 0 |  | 0.0021182
| 0.050542 |  | -1.6737e-05 |  | -0.00023885 |  | 1.0497e-07 |  | 4.1215e-06 |  | -5.7598e-05 |  | 1.5818e-05 |  | 0.00049595 |  | 0.00018138 |  | 0.0014214 |  |  |  | 0.00024991 |  | 0.022638 |  | 0.044522 |  | 0 |  | 0 |  | 0.0021852
| 0.051619 |  | -4.8478e-05 |  | -0.00020203 |  | 5.7493e-05 |  | 4.1216e-06 |  | -7.8191e-05 |  | 1.5353e-05 |  | 0.00049858 |  | 6.8074e-05 |  | 0.0014519 |  |  |  | 0.0002007 |  | 0.022696 |  | 0.044534 |  | 0 |  | 0 |  | 0.0022484
| 0.052617 |  | -5.9308e-05 |  | -2.7963e-05 |  | -3.0383e-05 |  | 2.473e-06 |  | -4.9541e-05 |  | 1.5537e-05 |  | 0.00050544 |  | 0 |  | 0.0014339 |  |  |  | 0.00021612 |  | 0.022754 |  | 0.044475 |  | 0 |  | 0 |  | 0.0023047
| 0.052807 |  | -3.4885e-05 |  | 7.9359e-05 |  | -6.6527e-05 |  | 2.4731e-06 |  | -2.3701e-05 |  | 1.6285e-05 |  | 0.00051614 |  | 0 |  | 0.0014335 |  |  |  | 0.00026181 |  | 0.022811 |  | 0.04434 |  | 0 |  | 0 |  | 0.0023523
| 0.05255 |  | -3.2922e-05 |  | 6.9657e-05 |  | -1.8672e-05 |  | 7.4184e-06 |  | 3.6543e-06 |  | 1.6834e-05 |  | 0.00052055 |  | 0 |  | 0.0014251 |  |  |  | 0.00029937 |  | 0.022869 |  | 0.044147 |  | 0 |  | 0 |  | 0.0023951
| 0.053207 |  | -5.5093e-05 |  | 0.00012014 |  | 4.1907e-05 |  | 7.4186e-06 |  | 6.1274e-05 |  | 2.0025e-05 |  | 0.00052414 |  | 0 |  | 0.0014012 |  |  |  | 0.00025194 |  | 0.022969 |  | 0.044002 |  | 0 |  | 0 |  | 0.0024182
| 0.053505 |  | -4.9012e-05 |  | 0.00025108 |  | 0.00012644 |  | 8.2443e-07 |  | 5.2138e-05 |  | 2.084e-05 |  | 0.00052961 |  | 0 |  | 0.0014476 |  |  |  | 0.00023853 |  | 0.022985 |  | 0.043905 |  | 0 |  | 0 |  | 0.0024369
| 0.054473 |  | -7.2178e-05 |  | 0.00020699 |  | 0.00011362 |  | 8.2445e-07 |  | -1.598e-05 |  | 2.2154e-05 |  | 0.00053348 |  | 0 |  | 0.0015314 |  |  |  | 0.00023548 |  | 0.023085 |  | 0.043925 |  | 0 |  | 0 |  | 0.0024536
| 0.056332 |  | -7.7562e-05 |  | 3.4479e-05 |  | 9.802e-05 |  | 4.1224e-06 |  | -4.3404e-05 |  | 2.3966e-05 |  | 0.00052676 |  | 0 |  | 0.0015488 |  |  |  | 0.00019272 |  | 0.023101 |  | 0.044119 |  | 0 |  | 0 |  | 0.0024551
| 0.05689 |  | -8.6152e-05 |  | -4.1495e-05 |  | 6.9262e-05 |  | 4.1225e-06 |  | -2.8487e-05 |  | 2.4848e-05 |  | 0.00051691 |  | 0 |  | 0.0015119 |  |  |  | 0.00020208 |  | 0.023205 |  | 0.044432 |  | 0 |  | 0 |  | 0.0024643
| 0.057122 |  | -0.00011007 |  | 6.5906e-06 |  | 4.2389e-05 |  | 2.4736e-06 |  | -4.9819e-06 |  | 2.5281e-05 |  | 0.00051594 |  | 0 |  | 0.0015262 |  |  |  | 0.00020068 |  | 0.023218 |  | 0.044903 |  | 0 |  | 0 |  | 0.0024626
| 0.057258 |  | -3.909e-05 |  | 0.00012288 |  | 6.1707e-05 |  | 2.4736e-06 |  | -3.9056e-06 |  | 2.4617e-05 |  | 0.00051846 |  | 0 |  | 0.0015793 |  |  |  | 0.00020805 |  | 0.023319 |  | 0.045466 |  | 0 |  | 0 |  | 0.0024712
| 0.057702 |  | 2.2945e-06 |  | 5.713e-05 |  | 8.0722e-06 |  | 5.771e-06 |  | 4.9495e-05 |  | 2.5549e-05 |  | 0.00052089 |  | 0.00011338 |  | 0.0015967 |  |  |  | 0.00023686 |  | 0.023377 |  | 0.046017 |  | 0 |  | 0 |  | 0.002475
| 0.058301 |  | -5.1459e-05 |  | -0.00018511 |  | -4.5207e-05 |  | 5.7711e-06 |  | 4.9954e-06 |  | 2.8492e-05 |  | 0.00051922 |  | 0.00022679 |  | 0.0016007 |  |  |  | 0.00025565 |  | 0.023436 |  | 0.046657 |  | 0 |  | 0 |  | 0.002473
| 0.058959 |  | -6.5159e-05 |  | -0.00019867 |  | -5.2803e-05 |  | 4.1231e-06 |  | 1.0484e-05 |  | 2.9225e-05 |  | 0.00052094 |  | 0.00020423 |  | 0.0016255 |  |  |  | 0.00022666 |  | 0.023499 |  | 0.047199 |  | 0 |  | 0 |  | 0.0024781
| 0.059776 |  | -5.3204e-05 |  | -2.009e-08 |  | 4.6551e-05 |  | 4.1232e-06 |  | 5.5297e-05 |  | 2.8926e-05 |  | 0.00052902 |  | 9.0837e-05 |  | 0.0016711 |  |  |  | 0.00019492 |  | 0.023554 |  | 0.047678 |  | 0 |  | 0 |  | 0.0024734
| 0.060632 |  | -4.9076e-05 |  | 0.00013145 |  | 9.2545e-05 |  | 5.7716e-06 |  | 1.6488e-05 |  | 3.1189e-05 |  | 0.00053844 |  | 0 |  | 0.0017501 |  |  |  | 0.000206 |  | 0.023613 |  | 0.048117 |  | 0 |  | 0 |  | 0.0024611
| 0.06118 |  | -6.2097e-05 |  | -7.8961e-06 |  | 6.1348e-05 |  | 5.7718e-06 |  | 4.4759e-06 |  | 3.2719e-05 |  | 0.00054361 |  | 0 |  | 0.0017844 |  |  |  | 0.00027375 |  | 0.023673 |  | 0.048459 |  | 0 |  | 0 |  | 0.0024423
| 0.061774 |  | -5.1235e-05 |  | -0.00021058 |  | 3.8464e-05 |  | 2.4741e-06 |  | 7.2151e-06 |  | 3.1972e-05 |  | 0.00054263 |  | 0 |  | 0.0017332 |  |  |  | 0.00025956 |  | 0.023732 |  | 0.048784 |  | 0 |  | 0 |  | 0.002413
| 0.062567 |  | -2.9686e-05 |  | -0.00028314 |  | -1.5155e-05 |  | 2.4742e-06 |  | 1.4308e-05 |  | 3.4401e-05 |  | 0.00054043 |  | 0 |  | 0.0016546 |  |  |  | 0.00016904 |  | 0.023795 |  | 0.04905 |  | 0 |  | 0 |  | 0.0023902
| 0.062808 |  | -3.419e-05 |  | -0.0002573 |  | -7.1368e-05 |  | 5.7723e-06 |  | -1.3916e-05 |  | 3.7977e-05 |  | 0.00054271 |  | 0 |  | 0.0015799 |  |  |  | 0.00020916 |  | 0.023894 |  | 0.049338 |  | 0 |  | 0 |  | 0.0023659
| 0.062866 |  | -2.358e-05 |  | -0.00010726 |  | -4.9294e-05 |  | 5.7724e-06 |  | 4.4496e-05 |  | 4.1554e-05 |  | 0.0005445 |  | 0 |  | 0.0015148 |  |  |  | 0.00025552 |  | 0.023911 |  | 0.0496 |  | 0 |  | 0 |  | 0.0023326
| 0.063577 |  | -3.6778e-05 |  | 0.00010461 |  | 1.2158e-05 |  | 4.124e-06 |  | 3.9213e-05 |  | 4.4382e-05 |  | 0.00053811 |  | 9.0846e-05 |  | 0.0015301 |  |  |  | 0.00021087 |  | 0.023971 |  | 0.049872 |  | 0 |  | 0 |  | 0.0023069
| 0.064396 |  | -2.341e-05 |  | 7.6884e-05 |  | -2.1483e-05 |  | 4.1241e-06 |  | -4.513e-05 |  | 4.4633e-05 |  | 0.00053583 |  | 9.085e-05 |  | 0.0016161 |  |  |  | 0.00021216 |  | 0.024078 |  | 0.050215 |  | 0 |  | 0 |  | 0.0022841
| 0.065366 |  | 2.1152e-05 |  | -1.4368e-05 |  | 2.1673e-05 |  | 4.1243e-06 |  | -4.3023e-05 |  | 4.3637e-05 |  | 0.00054173 |  | 0.00011347 |  | 0.0016612 |  |  |  | 0.0001801 |  | 0.024091 |  | 0.050467 |  | 0 |  | 0 |  | 0.0022626
| 0.066406 |  | 1.8396e-06 |  | -3.8904e-05 |  | 1.4906e-05 |  | 4.1244e-06 |  | -7.0589e-07 |  | 4.3106e-05 |  | 0.00054603 |  | 0.00022693 |  | 0.0016767 |  |  |  | 0.00020058 |  | 0.024195 |  | 0.050785 |  | 0 |  | 0 |  | 0.0022473
| 0.06676 |  | -2.5828e-05 |  | 0.00012034 |  | -0.00010858 |  | 4.1245e-06 |  | 3.9819e-05 |  | 4.334e-05 |  | 0.00054503 |  | 0.00011347 |  | 0.0017111 |  |  |  | 0.00029772 |  | 0.024216 |  | 0.051108 |  | 0 |  | 0 |  | 0.0022227
| 0.067236 |  | -2.56e-05 |  | 0.00012136 |  | -5.2621e-05 |  | 4.1246e-06 |  | 4.4281e-05 |  | 4.4523e-05 |  | 0.00054139 |  | 0 |  | 0.001721 |  |  |  | 0.00027597 |  | 0.024317 |  | 0.051408 |  | 0 |  | 0 |  | 0.0022022
| 0.067512 |  | -4.2692e-05 |  | -0.0001593 |  | 2.8771e-05 |  | 4.1247e-06 |  | 2.4918e-06 |  | 4.5123e-05 |  | 0.00053948 |  | 0 |  | 0.0017241 |  |  |  | 0.00023839 |  | 0.024381 |  | 0.051729 |  | 0 |  | 0 |  | 0.0021856
| 0.068231 |  | -8.1391e-05 |  | -0.00022677 |  | -5.2946e-05 |  | 4.1248e-06 |  | -1.246e-05 |  | 4.4975e-05 |  | 0.00053599 |  | 0 |  | 0.0017349 |  |  |  | 0.00028092 |  | 0.024439 |  | 0.052113 |  | 0 |  | 0 |  | 0.002159
| 0.069241 |  | -7.6761e-05 |  | -9.9385e-06 |  | -7.4773e-05 |  | 5.7739e-06 |  | -2.5378e-05 |  | 4.6008e-05 |  | 0.00052664 |  | 0 |  | 0.0017138 |  |  |  | 0.00023208 |  | 0.024501 |  | 0.052536 |  | 0 |  | 0 |  | 0.0021432
| 0.070162 |  | -3.6613e-05 |  | 0.00010031 |  | -1.4693e-05 |  | 5.774e-06 |  | -3.6792e-05 |  | 4.4746e-05 |  | 0.00052806 |  | 0 |  | 0.0017131 |  |  |  | 0.00017529 |  | 0.024566 |  | 0.052962 |  | 0 |  | 0 |  | 0.002122
| 0.071143 |  | -1.6382e-05 |  | 5.0663e-05 |  | 9.2707e-05 |  | 5.7742e-06 |  | -3.4294e-05 |  | 4.2086e-05 |  | 0.00053846 |  | 0 |  | 0.001769 |  |  |  | 0.00021463 |  | 0.024624 |  | 0.05342 |  | 0 |  | 0 |  | 0.0021149
| 0.071293 |  | -1.6765e-05 |  | -2.5552e-05 |  | 5.9487e-05 |  | 5.7744e-06 |  | -3.7687e-05 |  | 4.4982e-05 |  | 0.00055484 |  | 0 |  | 0.0017796 |  |  |  | 0.00026427 |  | 0.02469 |  | 0.05393 |  | 0 |  | 0 |  | 0.002109
| 0.071737 |  | -3.8525e-05 |  | -0.00015995 |  | -5.7017e-05 |  | 5.7745e-06 |  | -4.7237e-05 |  | 4.9226e-05 |  | 0.00056591 |  | 0 |  | 0.0017389 |  |  |  | 0.00026103 |  | 0.024748 |  | 0.054446 |  | 0 |  | 0 |  | 0.0021105
| 0.072591 |  | -4.0509e-05 |  | -2.4531e-06 |  | -2.8829e-05 |  | 5.7747e-06 |  | -3.2372e-05 |  | 5.0409e-05 |  | 0.00056767 |  | 0 |  | 0.0017211 |  |  |  | 0.00022088 |  | 0.024811 |  | 0.054919 |  | 0 |  | 0 |  | 0.0021143
| 0.073706 |  | -6.1102e-05 |  | 0.00013869 |  | -4.7919e-06 |  | 2.4754e-06 |  | -7.3262e-06 |  | 5.259e-05 |  | 0.00056944 |  | 0 |  | 0.0017312 |  |  |  | 0.00022438 |  | 0.024877 |  | 0.055376 |  | 0 |  | 0 |  | 0.0021308
| 0.074627 |  | -7.2864e-05 |  | -2.5782e-05 |  | 2.6583e-06 |  | 2.4755e-06 |  | 9.3359e-06 |  | 5.5769e-05 |  | 0.00057257 |  | 0 |  | 0.0017598 |  |  |  | 0.00018772 |  | 0.024982 |  | 0.055852 |  | 0 |  | 0 |  | 0.0021455
| 0.075176 |  | -3.467e-06 |  | -0.00017356 |  | 3.3534e-05 |  | 5.7752e-06 |  | 4.6482e-05 |  | 5.5871e-05 |  | 0.00057084 |  | 0 |  | 0.0017683 |  |  |  | 0.00014841 |  | 0.025004 |  | 0.056278 |  | 0 |  | 0 |  | 0.0021609
| 0.075991 |  | 1.2895e-06 |  | -0.00015519 |  | 4.2213e-05 |  | 5.7753e-06 |  | -5.2914e-06 |  | 5.3461e-05 |  | 0.0005617 |  | 0 |  | 0.0017558 |  |  |  | 0.0001288 |  | 0.025112 |  | 0.056731 |  | 0 |  | 0 |  | 0.0021755
| 0.076911 |  | -3.5947e-05 |  | 4.6675e-05 |  | -3.9806e-05 |  | 4.1261e-06 |  | -6.7581e-05 |  | 5.1067e-05 |  | 0.00055897 |  | 0 |  | 0.0017688 |  |  |  | 0.00015793 |  | 0.025127 |  | 0.057175 |  | 0 |  | 0 |  | 0.002187
| 0.077717 |  | -4.1461e-05 |  | 3.0088e-05 |  | -4.0594e-05 |  | 4.1262e-06 |  | -2.7952e-05 |  | 4.8855e-05 |  | 0.00057014 |  | 0 |  | 0.0018213 |  |  |  | 0.00026837 |  | 0.02524 |  | 0.057531 |  | 0 |  | 0 |  | 0.0021958
| 0.078263 |  | -6.6476e-05 |  | -9.3521e-05 |  | 3.7326e-05 |  | 5.7758e-06 |  | 2.3037e-06 |  | 4.7842e-05 |  | 0.00058083 |  | 0 |  | 0.0018618 |  |  |  | 0.00028691 |  | 0.025255 |  | 0.057966 |  | 0 |  | 0 |  | 0.002204
| 0.079025 |  | -5.5145e-05 |  | -8.5594e-05 |  | 4.4784e-05 |  | 5.776e-06 |  | -1.0832e-05 |  | 4.9108e-05 |  | 0.00057872 |  | 6.8253e-05 |  | 0.0018727 |  |  |  | 0.0001835 |  | 0.025369 |  | 0.058281 |  | 0 |  | 0 |  | 0.0021992
| 0.079683 |  | -1.539e-05 |  | -3.6451e-05 |  | 8.8668e-05 |  | 2.4759e-06 |  | 1.4634e-05 |  | 5.0109e-05 |  | 0.00057028 |  | 0.00011376 |  | 0.00187 |  |  |  | 0.00023234 |  | 0.02543 |  | 0.058534 |  | 0 |  | 0 |  | 0.0021949
| 0.079994 |  | -3.7086e-05 |  | 2.8404e-05 |  | 0.00013161 |  | 2.476e-06 |  | 2.979e-05 |  | 5.1209e-05 |  | 0.00057213 |  | 0.0001591 |  | 0.0018707 |  |  |  | 0.00029448 |  | 0.025499 |  | 0.058757 |  | 0 |  | 0 |  | 0.0021858
| 0.080537 |  | -6.5261e-05 |  | 2.7414e-05 |  | 5.0897e-05 |  | 5.7765e-06 |  | -4.0083e-05 |  | 5.3574e-05 |  | 0.00058392 |  | 0.0001136 |  | 0.0018991 |  |  |  | 0.00020165 |  | 0.025565 |  | 0.058886 |  | 0 |  | 0 |  | 0.0021791
| 0.08191 |  | -2.2418e-05 |  | 1.8218e-05 |  | -6.318e-05 |  | 5.7766e-06 |  | -6.9976e-05 |  | 5.4092e-05 |  | 0.00059187 |  | 0 |  | 0.0019198 |  |  |  | 0.00020063 |  | 0.02558 |  | 0.059016 |  | 0 |  | 0 |  | 0.0021609
| 0.083009 |  | -4.0061e-05 |  | -6.5098e-05 |  | 2.7175e-05 |  | 7.4276e-06 |  | -4.0569e-05 |  | 5.3911e-05 |  | 0.00059304 |  | 6.8225e-05 |  | 0.0019227 |  |  |  | 0.00027239 |  | 0.025696 |  | 0.059105 |  | 0 |  | 0 |  | 0.0021524
| 0.083796 |  | -1.1546e-05 |  | -2.1505e-06 |  | 8.4322e-05 |  | 7.4278e-06 |  | -5.9935e-05 |  | 5.4096e-05 |  | 0.00058764 |  | 0.00018184 |  | 0.0019084 |  |  |  | 0.00023922 |  | 0.025806 |  | 0.059258 |  | 0 |  | 0 |  | 0.0021357
| 0.084863 |  | 2.6795e-05 |  | 9.7155e-05 |  | 4.9634e-05 |  | 5.7771e-06 |  | -6.0626e-05 |  | 5.3698e-05 |  | 0.0005858 |  | 0.00011362 |  | 0.0018979 |  |  |  | 0.00023852 |  | 0.02583 |  | 0.059422 |  | 0 |  | 0 |  | 0.0021308
| 0.085627 |  | -2.7514e-05 |  | -1.6616e-05 |  | 8.3814e-06 |  | 5.7773e-06 |  | -2.3563e-05 |  | 5.5564e-05 |  | 0.00059169 |  | 0 |  | 0.0019441 |  |  |  | 0.00027982 |  | 0.025896 |  | 0.05965 |  | 0 |  | 0 |  | 0.0021213
| 0.086523 |  | -3.0681e-05 |  | -0.00012303 |  | 3.347e-05 |  | 2.4765e-06 |  | -4.5191e-06 |  | 5.9095e-05 |  | 0.00060155 |  | 0 |  | 0.0019827 |  |  |  | 0.00025202 |  | 0.02596 |  | 0.060024 |  | 0 |  | 0 |  | 0.002123
| 0.087507 |  | -1.22e-06 |  | -0.00013921 |  | 7.2496e-05 |  | 2.4766e-06 |  | -8.734e-06 |  | 5.9647e-05 |  | 0.00060845 |  | 0 |  | 0.0019798 |  |  |  | 0.00022397 |  | 0.026031 |  | 0.060359 |  | 0 |  | 0 |  | 0.0021233
| 0.088023 |  | -1.6611e-05 |  | -0.00010121 |  | -9.066e-06 |  | 4.1277e-06 |  | 2.1375e-06 |  | 5.9083e-05 |  | 0.00060552 |  | 2.2756e-05 |  | 0.0019771 |  |  |  | 0.00017655 |  | 0.026146 |  | 0.060847 |  | 0 |  | 0 |  | 0.00212
| 0.089187 |  | -5.8152e-05 |  | 5.2261e-05 |  | 2.3613e-07 |  | 4.1278e-06 |  | -2.3956e-05 |  | 5.9585e-05 |  | 0.00059576 |  | 0.00013641 |  | 0.002013 |  |  |  | 0.00017506 |  | 0.026163 |  | 0.061416 |  | 0 |  | 0 |  | 0.0021262
| 0.090155 |  | -4.1106e-05 |  | -4.0483e-05 |  | 8.8559e-07 |  | 5.7781e-06 |  | -5.1962e-05 |  | 5.654e-05 |  | 0.00059181 |  | 0.00022732 |  | 0.0020388 |  |  |  | 0.000311 |  | 0.026283 |  | 0.062023 |  | 0 |  | 0 |  | 0.0021256
| 0.09069 |  | 1.3043e-05 |  | -0.00014488 |  | -1.2383e-05 |  | 5.7782e-06 |  | -1.5099e-05 |  | 5.3362e-05 |  | 0.00059513 |  | 0.00015916 |  | 0.0020161 |  |  |  | 0.00033141 |  | 0.026304 |  | 0.06273 |  | 0 |  | 0 |  | 0.002123
| 0.091509 |  | 2.3096e-05 |  | -2.3257e-05 |  | -2.0448e-05 |  | 4.1282e-06 |  | -2.5356e-05 |  | 5.4196e-05 |  | 0.00060678 |  | 0.00013652 |  | 0.0019926 |  |  |  | 0.00024001 |  | 0.02642 |  | 0.063426 |  | 0 |  | 0 |  | 0.0021166
| 0.092366 |  | 8.1327e-06 |  | -5.5932e-05 |  | -3.8429e-05 |  | 4.1283e-06 |  | -9.3637e-05 |  | 5.573e-05 |  | 0.00061395 |  | 9.1027e-05 |  | 0.0019652 |  |  |  | 0.00019926 |  | 0.026486 |  | 0.064147 |  | 0 |  | 0 |  | 0.0021074
| 0.093306 |  | 3.9711e-05 |  | -7.8946e-05 |  | -5.0627e-05 |  | 4.1284e-06 |  | -8.8434e-05 |  | 5.6931e-05 |  | 0.00061698 |  | 0 |  | 0.0019857 |  |  |  | 0.00021853 |  | 0.026559 |  | 0.064766 |  | 0 |  | 0 |  | 0.0020951
| 0.094542 |  | -4.511e-05 |  | -2.8309e-05 |  | -6.5648e-05 |  | 4.1285e-06 |  | -4.6628e-05 |  | 5.8348e-05 |  | 0.00061806 |  | 0 |  | 0.0020835 |  |  |  | 0.0002829 |  | 0.026581 |  | 0.065286 |  | 0 |  | 0 |  | 0.0020832
| 0.095816 |  | -8.6078e-05 |  | -0.00017487 |  | -4.6861e-05 |  | 5.779e-06 |  | -1.4971e-05 |  | 5.7834e-05 |  | 0.0006205 |  | 0 |  | 0.002161 |  |  |  | 0.00023265 |  | 0.0267 |  | 0.065736 |  | 0 |  | 0 |  | 0.0020731
| 0.096744 |  | -4.8335e-05 |  | -0.00023391 |  | -2.0057e-05 |  | 5.7792e-06 |  | -6.2105e-06 |  | 5.6587e-05 |  | 0.0006276 |  | 0 |  | 0.0021707 |  |  |  | 0.00021982 |  | 0.026766 |  | 0.066084 |  | 0 |  | 0 |  | 0.0020715
| 0.097771 |  | -3.7279e-05 |  | -1.6922e-05 |  | 4.8508e-06 |  | 4.1289e-06 |  | -1.1946e-05 |  | 5.7139e-05 |  | 0.00063497 |  | 0 |  | 0.0021471 |  |  |  | 0.00021557 |  | 0.026841 |  | 0.066317 |  | 0 |  | 0 |  | 0.002069
| 0.099152 |  | -2.0844e-05 |  | 7.9012e-05 |  | 1.7607e-05 |  | 4.129e-06 |  | 1.3622e-05 |  | 5.7741e-05 |  | 0.00063942 |  | 0 |  | 0.0021394 |  |  |  | 0.00021726 |  | 0.026912 |  | 0.066515 |  | 0 |  | 0 |  | 0.0020788
| 0.10022 |  | -1.4565e-05 |  | -4.4356e-05 |  | -1.757e-05 |  | 5.7797e-06 |  | 1.5495e-05 |  | 5.7859e-05 |  | 0.00063766 |  | 0 |  | 0.0021187 |  |  |  | 0.00023851 |  | 0.026984 |  | 0.066753 |  | 0 |  | 0 |  | 0.002103
| 0.10081 |  | 2.4793e-07 |  | -0.00024803 |  | -2.057e-05 |  | 5.7798e-06 |  | 2.5288e-05 |  | 5.8094e-05 |  | 0.00063409 |  | 0 |  | 0.0020675 |  |  |  | 0.0001925 |  | 0.027104 |  | 0.067006 |  | 0 |  | 0 |  | 0.0021265
| 0.10161 |  | -5.5583e-05 |  | -0.00010195 |  | 6.9134e-06 |  | 4.1293e-06 |  | -5.6454e-05 |  | 5.6964e-05 |  | 0.00062904 |  | 2.275e-05 |  | 0.002066 |  |  |  | 0.00019496 |  | 0.027127 |  | 0.067234 |  | 0 |  | 0 |  | 0.0021655
| 0.10249 |  | -3.4309e-05 |  | 8.8019e-05 |  | 2.1315e-05 |  | 4.1294e-06 |  | -6.0971e-05 |  | 5.7132e-05 |  | 0.00062168 |  | 2.2753e-05 |  | 0.002141 |  |  |  | 0.00018622 |  | 0.0272 |  | 0.067468 |  | 0 |  | 0 |  | 0.0022003
| 0.10375 |  | 7.6897e-06 |  | -5.5378e-05 |  | 1.0067e-05 |  | 4.1295e-06 |  | 1.4391e-05 |  | 5.7617e-05 |  | 0.00062517 |  | 0 |  | 0.0022108 |  |  |  | 0.00018339 |  | 0.027321 |  | 0.067742 |  | 0 |  | 0 |  | 0.0022448
| 0.10489 |  | -2.289e-05 |  | -0.0001677 |  | -6.0313e-05 |  | 4.1297e-06 |  | -2.1699e-05 |  | 5.727e-05 |  | 0.00064124 |  | 0 |  | 0.0022658 |  |  |  | 0.00018935 |  | 0.027345 |  | 0.068012 |  | 0 |  | 0 |  | 0.0022784
| 0.10546 |  | -3.7566e-05 |  | -0.00015594 |  | -5.9706e-05 |  | 2.4779e-06 |  | -4.6605e-05 |  | 5.7838e-05 |  | 0.00065497 |  | 0 |  | 0.0023349 |  |  |  | 0.00024103 |  | 0.027414 |  | 0.068246 |  | 0 |  | 0 |  | 0.0023187
| 0.10599 |  | -4.8732e-05 |  | 3.9628e-05 |  | -5.8934e-06 |  | 2.4779e-06 |  | 4.3597e-05 |  | 5.9872e-05 |  | 0.00065999 |  | 0 |  | 0.0023618 |  |  |  | 0.00027718 |  | 0.027545 |  | 0.068507 |  | 0 |  | 0 |  | 0.002349
| 0.10756 |  | -3.431e-05 |  | -8.4901e-05 |  | 1.9348e-05 |  | 4.13e-06 |  | 6.9745e-05 |  | 6.0758e-05 |  | 0.00065766 |  | 6.8341e-05 |  | 0.0023014 |  |  |  | 0.00025857 |  | 0.027614 |  | 0.068862 |  | 0 |  | 0 |  | 0.0023746
| 0.10929 |  | -4.8015e-06 |  | -0.00017415 |  | 3.8989e-05 |  | 4.1301e-06 |  | -4.1497e-05 |  | 6.0876e-05 |  | 0.00066592 |  | 6.8344e-05 |  | 0.0022336 |  |  |  | 0.00024568 |  | 0.027634 |  | 0.069285 |  | 0 |  | 0 |  | 0.0023899
| 0.11042 |  | -3.6874e-05 |  | 2.9688e-05 |  | 2.4627e-05 |  | 4.1302e-06 |  | -4.5635e-05 |  | 6.1128e-05 |  | 0.00067779 |  | 0 |  | 0.002234 |  |  |  | 0.00021389 |  | 0.027763 |  | 0.069738 |  | 0 |  | 0 |  | 0.0024113
| 0.11123 |  | -8.4381e-05 |  | -4.3436e-05 |  | 9.5349e-05 |  | 4.1303e-06 |  | -2.1922e-05 |  | 6.1847e-05 |  | 0.00067913 |  | 0.00011379 |  | 0.0022672 |  |  |  | 0.00019737 |  | 0.027837 |  | 0.070255 |  | 0 |  | 0 |  | 0.0024238
| 0.11183 |  | -6.9623e-05 |  | -7.1394e-05 |  | 7.1168e-05 |  | 2.4783e-06 |  | -5.5378e-05 |  | 6.2782e-05 |  | 0.00066647 |  | 0.00011379 |  | 0.0022601 |  |  |  | 0.00018979 |  | 0.027915 |  | 0.070858 |  | 0 |  | 0 |  | 0.0024327
| 0.11287 |  | -4.4056e-05 |  | -3.1818e-05 |  | -2.9781e-05 |  | 2.4783e-06 |  | -7.9362e-05 |  | 6.0868e-05 |  | 0.00066122 |  | 0 |  | 0.002225 |  |  |  | 0.00019958 |  | 0.027986 |  | 0.071471 |  | 0 |  | 0 |  | 0.0024393
| 0.1138 |  | -2.3855e-05 |  | 0.00013501 |  | 2.6277e-05 |  | 5.7819e-06 |  | -3.8178e-05 |  | 5.8171e-05 |  | 0.000673 |  | 0 |  | 0.0022205 |  |  |  | 0.00026795 |  | 0.028061 |  | 0.071971 |  | 0 |  | 0 |  | 0.0024422
| 0.11528 |  | -3.1569e-05 |  | -5.2964e-06 |  | 6.3761e-05 |  | 5.7821e-06 |  | 3.419e-05 |  | 5.934e-05 |  | 0.00068591 |  | 0.00011381 |  | 0.0022656 |  |  |  | 0.00025311 |  | 0.028136 |  | 0.072554 |  | 0 |  | 0 |  | 0.0024457
| 0.11662 |  | -6.3339e-05 |  | -6.2975e-05 |  | 1.5278e-05 |  | 4.1309e-06 |  | 3.5175e-05 |  | 6.0541e-05 |  | 0.00068758 |  | 0.00011381 |  | 0.002306 |  |  |  | 0.00028051 |  | 0.028211 |  | 0.07298 |  | 0 |  | 0 |  | 0.002434